## README
Compact Dashboard for the Preliminary Busbar Mapping of the 2025-2026 TPP Base Case PortfolioC |  | Date: 01-10-2025
Compact Dashboard | This dashboard is a small sized file version of the full dashboard, for easier access and viewing. It has all the formulas removed and just the resulting calculations hardcoded. It also has the base data used for analyssis removed.
Dashboard Purpose: | This dashboard provides an overview of busbar mapping results of the base case portfolio for the CPUC IRP Proceeding. Resource-to-busbar mapping (“busbar mapping”) is the process of refining the geographically coarse portfolios produced in the California Public Utilities Commission’s (CPUC) Integrated Resource Plan (IRP) proceeding, into plausible network modeling locations for electrical analysis in the California Independent System Operator’s (CAISO) annual Transmission Planning Process (TPP). The purpose of this workbook is to communicate the results of the busbar mapping results for the proposed 2025-26 TPP base case portfolio. This workbook reflects the updated portfolio, mapping, and methodology included with the January 10, 2025, Proposed Decision.
2025-2026 TPP Portfolios Proceeding Documents | The September 12, 2024, Ruling can be accessed from the webpage below:
https://docs.cpuc.ca.gov/SearchRes.aspx?docformat=ALL&docid=544973870
The October 30 2024, Ruling can be accessed from the webpage below:
https://docs.cpuc.ca.gov/SearchRes.aspx?docformat=ALL&docid=544973870
The January 10 2025, Proposed Decision can be accessed from the webpage below:
https://www.cpuc.ca.gov/industries-and-topics/electrical-energy/electric-power-procurement/long-term-procurement-planning/2024-26-irp-cycle-events-and-materials/assumptions-for-the-2025-2026-tpp
Busbar Mapping and Portfolio Information | This dashboard contains mapping results for the 2025-26 TPP base case portfolio. The portfolio utilizes CEC's 2023 IEPR and includes mapping of the 2035 and 2040 model years. All busbar mapping materials, portfolio information, and RESOLVE results can be found at the CPUC Assumptions for the 2025-26 TPP webpage below:
https://www.cpuc.ca.gov/industries-and-topics/electrical-energy/electric-power-procurement/long-term-procurement-planning/2024-26-irp-cycle-events-and-materials/assumptions-for-the-2025-2026-tpp
Busbar Mapping Methodology: | The busbar mapping working group utilized the busbar mapping methodology included with the September 2024 CPUC Ruling, with minor updates to include Protected Areas Layer Analysis for Pumped Storage Hydro.
See the Busbar Mapping Methodology document for more detail, available at:
https://www.cpuc.ca.gov/-/media/cpuc-website/divisions/energy-division/documents/integrated-resource-plan-and-long-term-procurement-plan-irp-ltpp/2024-2026-irp-cycle-events-and-materials/assumptions-for-the-2025-2026-tpp/mapping_methodology_vruling_2024-09-06.pdf
How to Read this Document: | The CPUC staff highly recommends using the Busbar Mapping Methodology document (see above) as a reference and guide to understanding this dashboard.
Busbar Mapping Webinar: | On November 5, 2024, the CPUC held a virtual workshop open to the public that outlined the TPP and provided a busbar mapping overview. Links to the recording and the presentations are available at the bottom of the Assumptions for the 2025-2026 TPP webpage:
https://www.cpuc.ca.gov/industries-and-topics/electrical-energy/electric-power-procurement/long-term-procurement-planning/2024-26-irp-cycle-events-and-materials/assumptions-for-the-2025-2026-tpp
Table of Contents
Summary_byCAISO_zone | Summary of Mapping Results by CAISO Study Areas.
Summary_byRESOLVE_area | Summary of Base Case Portfolio and Mapping Results by RESOLVE resource areas.
Summary_bySub_forTPP | Inventory of all resources (baseline, in-development, and generic) based on relevancy to inclusion in transmission exceedance calculations.
Out-of-CAISO_Summary | Summary of out-of-CAISO resources, their locations, and likely CAISO interties.
Unaccountedfor_TPD | Inventory of unaccounted for Transmission Plan Deliverability (TPD) amounts that could impact the transmission deliverability and MIC needs of Out-of-CAISO OOS wind and geothermal, as well as North Coast Offshore Wind
2035 and 2040 Criteria Alignment Tabs | Summary of the criteria alignment for the 2035 and 2040 mapped resources.
Summary_Remapping_PD | Summary of the changes in the amount and locations of mapped resources between the initial and Proposed Decision (PD) mapping for the 2035 and 2040 mapping years.
Res_by_Sub_Mapping Tab | Contains the complete by substation mapping of resources for the portfolio. This tab contains the full mapping of resource MW amounts to the substations and tracks the adjustments made between initial and final results.
Tx System Criteria Tabs | Tabs color-coded blue are used to assess the system transmission impacts and criteria analysis.
Interconnection Criteria Tabs | Tabs color-coded purple are used to assess the interconnection criteria analysis.
Land-use & Environmental Impacts Criteria Tabs | Tabs color-coded green are used to assess the land-use analysis and environmental impacts criteria analysis.
Community Environmental Impacts Criteria Tabs | Tabs color-coded light red are used to assess the community-level environmental impacts criteria analysis.
Commercial Development Interest Criteria Tabs | Tabs color-coded yellow are used to assess the commercial development interest criteria analysis.
Previous TPP alignment Criteria Tabs | Tabs color-coded orange are used to assess the alignment with previous TPP portfolio criteria analysis.

## Summary_byCAISO_zone
Summary of the Base Case Portfolio by CAISO zone. Summarizes the mapping results for the 2035 and 2040 TPP portfolio years. Shows the amount of in-development resources identified and mapped in the portfolio and the additional generic resources mapped for the 2035 and 2040 portfolios.
In-Development: Contracted, online, or under construction resources not in modeling baseline
CAISO Study Area | Geothermal | Biomass | Wind |  |  | OOS Wind | Offshore Wind | Distributed Solar | Solar |  |  | Battery |  |  | LDES | Total In-Development
| FCDS (MW) | FCDS (MW) | FCDS (MW) | EODS (MW) | Total (MW) | FCDS (MW) | FCDS (MW) | EODS (MW) | FCDS (MW) | EODS (MW) | Total (MW) | 4hr - FCDS (MW) | 8hr -FCDS (MW) | Total (MW) | FCDS (MW) | (MW)
PG&E North of Greater Bay Study Area | 25 | 3.2 | 0 | 0 | 0 | 0 | 0 | 20.729 | 0 | 28 | 28 | 124.95 | 0 | 124.95 | 5 | 206.879 | PG&E NGBA
PG&E Greater Bay Study Area | 0 | 3 | 90.8 | 0 | 90.8 | 0 | 0 | 10.475 | 0 | 100 | 100 | 718.8 | 0 | 718.8 | 0 | 923.075 | PG&E GBA
PG&E Fresno Study Area | 0 | 1.988 | 60.5 | 0 | 60.5 | 0 | 0 | 49.86 | 791 | 1130.5 | 1921.5 | 2307.75 | 35 | 2342.75 | 0 | 4376.598 | PG&E FRESNO
PG&E Kern Study Area | 0 | 0 | 0 | 0 | 0 | 0 | 0 | 18.72 | 200 | 663 | 863 | 493 | 0 | 493 | 0 | 1374.72 | PG&E KERN
SCE Northern Area | 0 | 0 | 0 | 0 | 0 | 0 | 0 | 24 | 427 | 1383 | 1810 | 3224 | 454 | 3678 | 200 | 5712 | SCE Northern
SCE Metro Study Area | 366 | 5.6 | 0 | 0 | 0 | 0 | 0 | 12.85 | 10 | 10 | 20 | 1890.5 | 10 | 1900.5 | 0 | 2304.95 | SCE Metro
SCE North of Lugo Study Area | 9.7 | 0 | 0 | 0 | 0 | 0 | 0 | 17 | 275 | 239.8 | 514.8 | 507.2 | 6 | 513.2 | 0 | 1054.7 | SCE NOL
East of Pisgah Study Area | 0 | 0 | 0 | 0 | 0 | 51 | 0 | 0 | 125 | 650 | 775 | 1210 | 0 | 1210 | 0 | 2036 | EOP
SCE Eastern Study Area | 0 | 2.6 | 57 | 0 | 57 | 1685 | 0 | 0 | 475 | 3398.5 | 3873.5 | 3985.4 | 100 | 4085.4 | 0 | 9703.5 | SCE Eastern
SDG&E Study Area | 0 | 0 | 300 | 0 | 300 | 0 | 0 | 0.84 | 52.5 | 1138.4 | 1190.9 | 1727.21 | 50 | 1777.21 | 0 | 3268.95 | SDGE
Total In-Development: | 400.7 | 16.388 | 508.3 | 0 | 508.3 | 1736 | 0 | 154.474 | 2355.5 | 8741.2 | 11096.7 | 16188.81 | 655 | 16843.81 | 205 | 30961.372
2035 Portfolio
2035 — Mapped Generic Resources
CAISO Study Area | Geothermal | Biomass | Wind |  |  | OOS Wind | Offshore Wind | Distributed Solar | Solar |  |  | Battery |  |  | LDES | Total 2035 Generic
| FCDS (MW) | FCDS (MW) | FCDS (MW) | EODS (MW) | Total (MW) | FCDS (MW) | FCDS (MW) | EODS (MW) | FCDS (MW) | EODS (MW) | Total (MW) | 4hr - FCDS (MW) | 8hr -FCDS (MW) | Total (MW) | FCDS (MW) | (MW)
PG&E North of Greater Bay Study Area | 98 | 105.55 | 1705 | 97.7 | 1802.7 | 0 | 1607 | 24.8 | 74.5 | 230 | 304.5 | 0 | 95 | 95 | 0 | 4037.55 | PG&E NGBA
PG&E Greater Bay Study Area | 0 | 8.85 | 735.8 | 186.95 | 922.75 | 0 | 0 | 33.3 | 0 | 150 | 150 | 0 | 236.075 | 236.075 | 310 | 1660.975 | PG&E GBA
PG&E Fresno Study Area | 0 | 7.5 | 430 | 70 | 500 | 0 | 0 | 28.75 | 680 | 1722 | 2402 | 0 | 665 | 665 | 140 | 3743.25 | PG&E FRESNO
PG&E Kern Study Area | 0 | 23.3 | 113.07 | 0 | 113.07 | 0 | 2924 | 31.55 | 630 | 1309 | 1939 | 0 | 410 | 410 | 0 | 5440.92 | PG&E KERN
SCE Northern Area | 0 | 0 | 674 | 0 | 674 | 0 | 0 | 0 | 750.5 | 225 | 975.5 | 0 | 55 | 55 | 200 | 1904.5 | SCE Northern
SCE Metro Study Area | 23 | 0 | 0 | 0 | 0 | 1750 | 0 | 0 | 0 | 0 | 0 | 0 | 0 | 0 | 0 | 1773 | SCE Metro
SCE North of Lugo Study Area | 0 | 4.2 | 330 | 32.18 | 362.18 | 0 | 0 | 7.3 | 375 | 284 | 659 | 0 | 107 | 107 | 0 | 1139.68 | SCE NOL
East of Pisgah Study Area | 517.3 | 0 | 1052 | 176.5 | 1228.5 | 4100 | 0 | 0 | 761 | 862 | 1623 | 0 | 320 | 320 | 0 | 7788.8 | EOP
SCE Eastern Study Area | 500 | 5.25 | 230.5 | 37 | 267.5 | 1414 | 0 | 0 | 0 | 0 | 0 | 0 | 0 | 0 | 0 | 2186.75 | SCE Eastern
SDG&E Study Area | 100 | 0 | 960 | 555.8 | 1515.8 | 0 | 0 | 14 | 367 | 22.6 | 389.6 | 0 | 50 | 50 | 409.2 | 2478.6 | SDGE
Total 2035 Generic: | 1238.3 | 154.65 | 6230.37 | 1156.13 | 7386.5 | 7264 | 4531 | 139.7 | 3638 | 4804.6 | 8442.6 | 0 | 1938.075 | 1938.075 | 1059.2 | 32154.025
2035 — Mapped Total Resources (In-Dev & Generic)
CAISO Study Area | Geothermal | Biomass | Wind |  |  | OOS Wind | Offshore Wind | Distributed Solar | Solar |  |  | Battery |  |  | LDES | Total 2035 Resources
| FCDS (MW) | FCDS (MW) | FCDS (MW) | EODS (MW) | Total (MW) | FCDS (MW) | FCDS (MW) | EODS (MW) | FCDS (MW) | EODS (MW) | Total (MW) | 4hr - FCDS (MW) | 8hr -FCDS (MW) | Total (MW) | FCDS (MW) | (MW)
PG&E North of Greater Bay Study Area | 123 | 108.75 | 1705 | 97.7 | 1802.7 | 0 | 1607 | 45.529 | 74.5 | 258 | 332.5 | 124.95 | 95 | 219.95 | 5 | 4244.429 | PG&E NGBA
PG&E Greater Bay Study Area | 0 | 11.85 | 826.6 | 186.95 | 1013.55 | 0 | 0 | 43.775 | 0 | 250 | 250 | 718.8 | 236.075 | 954.875 | 310 | 2584.05 | PG&E GBA
PG&E Fresno Study Area | 0 | 9.488 | 490.5 | 70 | 560.5 | 0 | 0 | 78.61 | 1471 | 2852.5 | 4323.5 | 2307.75 | 700 | 3007.75 | 140 | 8119.848 | PG&E FRESNO
PG&E Kern Study Area | 0 | 23.3 | 113.07 | 0 | 113.07 | 0 | 2924 | 50.27 | 830 | 1972 | 2802 | 493 | 410 | 903 | 0 | 6815.64 | PG&E KERN
SCE Northern Area | 0 | 0 | 674 | 0 | 674 | 0 | 0 | 24 | 1177.5 | 1608 | 2785.5 | 3224 | 509 | 3733 | 400 | 7616.5 | SCE Northern
SCE Metro Study Area | 389 | 5.6 | 0 | 0 | 0 | 1750 | 0 | 12.85 | 10 | 10 | 20 | 1890.5 | 10 | 1900.5 | 0 | 4077.95 | SCE Metro
SCE North of Lugo Study Area | 9.7 | 4.2 | 330 | 32.18 | 362.18 | 0 | 0 | 24.3 | 650 | 523.8 | 1173.8 | 507.2 | 113 | 620.2 | 0 | 2194.38 | SCE NOL
East of Pisgah Study Area | 517.3 | 0 | 1052 | 176.5 | 1228.5 | 4151 | 0 | 0 | 886 | 1512 | 2398 | 1210 | 320 | 1530 | 0 | 9824.8 | EOP
SCE Eastern Study Area | 500 | 7.85 | 287.5 | 37 | 324.5 | 3099 | 0 | 0 | 475 | 3398.5 | 3873.5 | 3985.4 | 100 | 4085.4 | 0 | 11890.25 | SCE Eastern
SDG&E Study Area | 100 | 0 | 1260 | 555.8 | 1815.8 | 0 | 0 | 14.84 | 419.5 | 1161 | 1580.5 | 1727.21 | 100 | 1827.21 | 409.2 | 5747.55 | SDGE
Total 2035 Resources: | 1639 | 171.038 | 6738.67 | 1156.13 | 7894.8 | 9000 | 4531 | 294.174 | 5993.5 | 13545.8 | 19539.3 | 16188.81 | 2593.075 | 18781.885 | 1264.2 | 63115.397 |  | 14795 | 48320.397
2040 Portfolio
2040 — Generic Additions Incremental to 2035
CAISO Study Area | Geothermal | Biomass | Wind |  |  | OOS Wind | Offshore Wind | Distributed Solar | Solar |  |  | Battery |  |  | LDES | Total Incremental to 2035
| FCDS (MW) | FCDS (MW) | FCDS (MW) | EODS (MW) | Total (MW) | FCDS (MW) | FCDS (MW) | EODS (MW) | FCDS (MW) | EODS (MW) | Total (MW) | 4hr - FCDS (MW) | 8hr -FCDS (MW) | Total (MW) | FCDS (MW) | (MW)
PG&E North of Greater Bay Study Area | 0 | 0 | 0 | 0 | 0 | 0 | 0 | 0 | 355 | 600 | 955 | 0 | 210 | 210 | 0 | 1165 | PG&E NGBA
PG&E Greater Bay Study Area | 0 | 0 | 0 | 0 | 0 | 1707 | 0 | 0 | 252 | 900 | 1152 | 0 | 1272.2 | 1272.2 | 0 | 4131.2 | PG&E GBA
PG&E Fresno Study Area | 0 | 0 | 0 | 0 | 0 | 0 | 0 | 0 | 4050 | 5160 | 9210 | 0 | 2065 | 2065 | 0 | 11275 | PG&E FRESNO
PG&E Kern Study Area | 0 | 0 | 0 | 0 | 0 | 0 | 0 | 0 | 930 | 1865 | 2795 | 0 | 800 | 800 | 0 | 3595 | PG&E KERN
SCE Northern Area | 0 | 0 | 0 | 0 | 0 | 0 | 0 | 0 | 500 | 2110 | 2610 | 0 | 1075 | 1075 | 0 | 3685 | SCE Northern
SCE Metro Study Area | 0 | 0 | 0 | 0 | 0 | 0 | 0 | 0 | 0 | 0 | 0 | 0 | 600 | 600 | 0 | 600 | SCE Metro
SCE North of Lugo Study Area | 0 | 0 | 0 | 0 | 0 | 0 | 0 | 0 | 100 | 719 | 819 | 0 | 350 | 350 | 0 | 1169 | SCE NOL
East of Pisgah Study Area | 0 | 0 | 0 | 0 | 0 | 0 | 0 | 0 | 780 | 2820 | 3600 | 0 | 1315 | 1315 | 0 | 4915 | EOP
SCE Eastern Study Area | 0 | 0 | 0 | 0 | 0 | 0 | 0 | 0 | 900 | 1480 | 2380 | 0 | 680 | 680 | 0 | 3060 | SCE Eastern
SDG&E Study Area | 0 | 0 | 0 | 0 | 0 | 0 | 0 | 0 | 368 | 1170 | 1538 | 0 | 810 | 810 | 0 | 2348 | SDGE
Total Incremental to 2035: | 0 | 0 | 0 | 0 | 0 | 1707 | 0 | 0 | 8235 | 16824 | 25059 | 0 | 9177.2 | 9177.2 | 0 | 35943.2
2040 — Mapped Generic Resources
CAISO Study Area | Geothermal | Biomass | Wind |  |  | OOS Wind | Offshore Wind | Distributed Solar | Solar |  |  | Battery |  |  | LDES | Total 2040 Generic
| FCDS (MW) | FCDS (MW) | FCDS (MW) | EODS (MW) | Total (MW) | FCDS (MW) | FCDS (MW) | EODS (MW) | FCDS (MW) | EODS (MW) | Total (MW) | 4hr - FCDS (MW) | 8hr -FCDS (MW) | Total (MW) | FCDS (MW) | (MW)
PG&E North of Greater Bay Study Area | 98 | 105.55 | 1705 | 97.7 | 1802.7 | 0 | 1607 | 24.8 | 429.5 | 830 | 1259.5 | 0 | 305 | 305 | 0 | 5202.55 | PG&E NGBA
PG&E Greater Bay Study Area | 0 | 8.85 | 735.8 | 186.95 | 922.75 | 1707 | 0 | 33.3 | 252 | 1050 | 1302 | 0 | 1508.275 | 1508.275 | 310 | 5792.175 | PG&E GBA
PG&E Fresno Study Area | 0 | 7.5 | 430 | 70 | 500 | 0 | 0 | 28.75 | 4730 | 6882 | 11612 | 0 | 2730 | 2730 | 140 | 15018.25 | PG&E FRESNO
PG&E Kern Study Area | 0 | 23.3 | 113.07 | 0 | 113.07 | 0 | 2924 | 31.55 | 1560 | 3174 | 4734 | 0 | 1210 | 1210 | 0 | 9035.92 | PG&E KERN
SCE Northern Area | 0 | 0 | 674 | 0 | 674 | 0 | 0 | 0 | 1250.5 | 2335 | 3585.5 | 0 | 1130 | 1130 | 200 | 5589.5 | SCE Northern
SCE Metro Study Area | 23 | 0 | 0 | 0 | 0 | 1750 | 0 | 0 | 0 | 0 | 0 | 0 | 600 | 600 | 0 | 2373 | SCE Metro
SCE North of Lugo Study Area | 0 | 4.2 | 330 | 32.18 | 362.18 | 0 | 0 | 7.3 | 475 | 1003 | 1478 | 0 | 457 | 457 | 0 | 2308.68 | SCE NOL
East of Pisgah Study Area | 517.3 | 0 | 1052 | 176.5 | 1228.5 | 4100 | 0 | 0 | 1541 | 3682 | 5223 | 0 | 1635 | 1635 | 0 | 12703.8 | EOP
SCE Eastern Study Area | 500 | 5.25 | 230.5 | 37 | 267.5 | 1414 | 0 | 0 | 900 | 1480 | 2380 | 0 | 680 | 680 | 0 | 5246.75 | SCE Eastern
SDG&E Study Area | 100 | 0 | 960 | 555.8 | 1515.8 | 0 | 0 | 14 | 735 | 1192.6 | 1927.6 | 0 | 860 | 860 | 409.2 | 4826.6 | SDGE
Total 2040 Generic: | 1238.3 | 154.65 | 6230.37 | 1156.13 | 7386.5 | 8971 | 4531 | 139.7 | 11873 | 21628.6 | 33501.6 | 0 | 11115.275 | 11115.275 | 1059.2 | 68097.225
2040 — Mapped Total Resources (In-Dev & Generic)
CAISO Study Area | Geothermal | Biomass | Wind |  |  | OOS Wind | Offshore Wind | Distributed Solar | Solar |  |  | Battery |  |  | LDES | Total 2040 Resources
| FCDS (MW) | FCDS (MW) | FCDS (MW) | EODS (MW) | Total (MW) | FCDS (MW) | FCDS (MW) | EODS (MW) | FCDS (MW) | EODS (MW) | Total (MW) | 4hr - FCDS (MW) | 8hr -FCDS (MW) | Total (MW) | FCDS (MW) | (MW)
PG&E North of Greater Bay Study Area | 123 | 108.75 | 1705 | 97.7 | 1802.7 | 0 | 1607 | 45.529 | 429.5 | 858 | 1287.5 | 124.95 | 305 | 429.95 | 5 | 5409.429 | PG&E NGBA
PG&E Greater Bay Study Area | 0 | 11.85 | 826.6 | 186.95 | 1013.55 | 1707 | 0 | 43.775 | 252 | 1150 | 1402 | 718.8 | 1508.275 | 2227.075 | 310 | 6715.25 | PG&E GBA
PG&E Fresno Study Area | 0 | 9.488 | 490.5 | 70 | 560.5 | 0 | 0 | 78.61 | 5521 | 8012.5 | 13533.5 | 2307.75 | 2765 | 5072.75 | 140 | 19394.848 | PG&E FRESNO
PG&E Kern Study Area | 0 | 23.3 | 113.07 | 0 | 113.07 | 0 | 2924 | 50.27 | 1760 | 3837 | 5597 | 493 | 1210 | 1703 | 0 | 10410.64 | PG&E KERN
SCE Northern Area | 0 | 0 | 674 | 0 | 674 | 0 | 0 | 24 | 1677.5 | 3718 | 5395.5 | 3224 | 1584 | 4808 | 400 | 11301.5 | SCE Northern
SCE Metro Study Area | 389 | 5.6 | 0 | 0 | 0 | 1750 | 0 | 12.85 | 10 | 10 | 20 | 1890.5 | 610 | 2500.5 | 0 | 4677.95 | SCE Metro
SCE North of Lugo Study Area | 9.7 | 4.2 | 330 | 32.18 | 362.18 | 0 | 0 | 24.3 | 750 | 1242.8 | 1992.8 | 507.2 | 463 | 970.2 | 0 | 3363.38 | SCE NOL
East of Pisgah Study Area | 517.3 | 0 | 1052 | 176.5 | 1228.5 | 4151 | 0 | 0 | 1666 | 4332 | 5998 | 1210 | 1635 | 2845 | 0 | 14739.8 | EOP
SCE Eastern Study Area | 500 | 7.85 | 287.5 | 37 | 324.5 | 3099 | 0 | 0 | 1375 | 4878.5 | 6253.5 | 3985.4 | 780 | 4765.4 | 0 | 14950.25 | SCE Eastern
SDG&E Study Area | 100 | 0 | 1260 | 555.8 | 1815.8 | 0 | 0 | 14.84 | 787.5 | 2331 | 3118.5 | 1727.21 | 910 | 2637.21 | 409.2 | 8095.55 | SDGE
Total 2040 Resources: | 1639 | 171.038 | 6738.67 | 1156.13 | 7894.8 | 10707 | 4531 | 294.174 | 14228.5 | 30369.8 | 44598.3 | 16188.81 | 11770.275 | 27959.085 | 1264.2 | 99058.597

## Summary_byRESOLVE_area
Summary of initial RESOLVE portfolio resources for the proposed base case. Summarizes the initial mapping results for the 2035 and 2040 TPP portfolio years, by RESOLVE Resource areas. Shows the amount of in-development resources identified and mapped in the portfolio and the additional generic resources mapped for the 2035 and 2040 portfolios. Also shows mapped results for the 24-25 TPP and 23-24 TPP base cases for comparison.
[11 empty] | Base Case Portfolio — Mapping Results Summary by RESOLVE Region | [19 empty] | 24-25 TPP Base Case — Mapped Portfolio | [6 empty] | 23-24 TPP Base Case — Mapped Portfolio (2035)
|  | Base Case Portfolio — Modeling Results Summary by RESOLVE Region (Sept. 12, 2024 Ruling Portfolio) | [11 empty] | 2035 | [6 empty] | 2040
RESOLVE Resource Name | Resource Type | Model Year 2030 |  |  | Model Year 2035 |  |  | Model Year 2040 |  |  | In-Development Resources |  |  |  | 2035 — Mapped Generic |  |  | 2035 — Mapped Total (In-Dev & Generic) |  |  |  | 2040 — Generic Additions Incremental to 2035 |  |  | 2040 — Mapped Generic |  |  | 2040 — Mapped Total (In-Dev & Generic) |  |  |  | Mapped Total (2034) |  |  | Mapped Total (2039) |  |  | Mapped Total (Subtracting resources in updated baseline)
|  | FCDS (MW) | EODS (MW) | Total (MW) | FCDS (MW) | EODS (MW) | Total (MW) | FCDS (MW) | EODS (MW) | Total (MW) | FCDS (MW) | EODS (MW) | Total (MW) |  | FCDS (MW) | EODS (MW) | Total (MW) | FCDS (MW) | EODS (MW) | Total (MW) |  | FCDS (MW) | EODS (MW) | Total (MW) | FCDS (MW) | EODS (MW) | Total (MW) | FCDS (MW) | EODS (MW) | Total (MW) | RESOLVE Resource Name | FCDS (MW) | EODS (MW) | Total (MW) | FCDS (MW) | EODS (MW) | Total (MW) | RESOLVE Resource Name | FCDS (MW) | EODS (MW) | Total (MW)
InState Biomass | Biomass/Biogas | 171 | 0 | 171 | 171 | 0 | 171 | 171 | 0 | 171 | 16.388 | 0 | 16.388 |  | 154.65 | 0 | 154.65 | 171.038 | 0 | 171.038 |  | 0 | 0 | 0 | 154.65 | 0 | 154.65 | 171.038 | 0 | 171.038 | InState Biomass | 171.015 | 0 | 171.015 | 171.015 | 0 | 171.015 | InState Biomass | 127.444 |  | 127.444
Central_Nevada_Geothermal | Geothermal | 40 | 0 | 40 | 40 | 0 | 40 | 40 | 0 | 40 | 0 | 0 | 0 |  | 400 | 0 | 400 | 400 | 0 | 400 |  | 0 | 0 | 0 | 400 | 0 | 400 | 400 | 0 | 400 | Central_Nevada_Geothermal | 500 | 0 | 500 | 500 | 0 | 500 | Central_Nevada_Geothermal | 500 |  | 500
Greater_Imperial_Geothermal | Geothermal | 1121.192 | 0 | 1121.192 | 1217.192 | 0 | 1217.192 | 1217.192 | 0 | 1217.192 | 0 | 0 | 0 |  | 600 | 0 | 600 | 600 | 0 | 600 |  | 0 | 0 | 0 | 600 | 0 | 600 | 600 | 0 | 600 | Greater_Imperial_Geothermal | 950 | 0 | 950 | 950 | 0 | 950 | Greater_Imperial_Geothermal | 805 |  | 805
Inyokern_North_Kramer_Geothermal | Geothermal | 7.1 | 0 | 7.1 | 7.1 | 0 | 7.1 | 7.1 | 0 | 7.1 | 9.7 | 0 | 9.7 |  | 0 | 0 | 0 | 9.7 | 0 | 9.7 |  | 0 | 0 | 0 | 0 | 0 | 0 | 9.7 | 0 | 9.7 | Inyokern_North_Kramer_Geothermal | 0 | 0 | 0 | 0 | 0 | 0 | Inyokern_North_Kramer_Geothermal | 0 |  | 0
Northern_California_Geothermal | Geothermal | 314.3 | 0 | 314.3 | 314.3 | 0 | 314.3 | 314.3 | 0 | 314.3 | 25 | 0 | 25 |  | 98 | 0 | 98 | 123 | 0 | 123 |  | 0 | 0 | 0 | 98 | 0 | 98 | 123 | 0 | 123 | Northern_California_Geothermal | 144 | 0 | 144 | 144 | 0 | 144 | Northern_California_Geothermal | 118.2 |  | 118.2
Northern_Nevada_Geothermal | Geothermal | 0 | 0 | 0 | 0 | 0 | 0 | 0 | 0 | 0 | 0 | 0 | 0 |  | 117.3 | 0 | 117.3 | 117.3 | 0 | 117.3 |  | 0 | 0 | 0 | 117.3 | 0 | 117.3 | 117.3 | 0 | 117.3 | Northern_Nevada_Geothermal | 299 | 0 | 299 | 299 | 0 | 299 | Northern_Nevada_Geothermal | 305 |  | 305
Pacific_Northwest_Geothermal | Geothermal | 60.408 | 0 | 60.408 | 60.408 | 0 | 60.408 | 60.408 | 0 | 60.408 | 0 | 0 | 0 |  | 0 | 0 | 0 | 0 | 0 | 0 |  | 0 | 0 | 0 | 0 | 0 | 0 | 0 | 0 | 0 | Pacific_Northwest_Geothermal | 0 | 0 | 0 | 0 | 0 | 0 | Pacific_Northwest_Geothermal | 0 |  | 0
Utah_Geothermal | Geothermal | 0 | 0 | 0 | 0 | 0 | 0 | 0 | 0 | 0 | 366 | 0 | 366 |  | 23 | 0 | 23 | 389 | 0 | 389 |  | 0 | 0 | 0 | 23 | 0 | 23 | 389 | 0 | 389 | Utah_Geothermal | 76 | 0 | 76 | 76 | 0 | 76 | Utah_Geothermal | 11.8 |  | 11.8
Distributed Solar | Solar | 0 | 0 | 0 | 0 | 0 | 0 | 0 | 0 | 0 |  | 154.474 | 154.474 |  | 0 | 139.7 | 139.7 | 0 | 294.174 | 294.174 |  | 0 | 0 | 0 | 0 | 139.7 | 139.7 | 0 | 294.174 | 294.174 | Distributed Solar | 259.6865 | 0 | 259.6865 | 282.6865 | 0 | 282.6865 | Distributed Solar | 86.038 |  | 86.038
Arizona_Solar | Solar | 169 | 0 | 169 | 3707.292 | 0 | 3707.292 | 4116.96 | 0 | 4116.96 | 52.5 | 2864 | 2916.5 |  | 367 | 0 | 367 | 419.5 | 2864 | 3283.5 |  | 768 | 1320 | 2088 | 1135 | 1320 | 2455 | 1187.5 | 4184 | 5371.5 | Arizona_Solar | 610 | 2240 | 2850 | 1210 | 3065 | 4275 | Arizona_Solar | 1497.5 | 2947 | 4444.5
Greater_Imperial_Solar | Solar | 39 | 0 | 39 | 39 | 0 | 39 | 5171.405 | 0 | 5171.405 | 0 | 299.4 | 299.4 |  | 0 | 22.6 | 22.6 | 0 | 322 | 322 |  | 250 | 700 | 950 | 250 | 722.6 | 972.6 | 250 | 1022 | 1272 | Greater_Imperial_Solar | 200 | 182 | 382 | 200 | 344 | 544 | Greater_Imperial_Solar | 0 | 711 | 711
Greater_Kramer_Solar | Solar | 1012.315 | 0 | 1012.315 | 1012.315 | 0 | 1012.315 | 4051.558 | 0 | 4051.558 | 275 | 239.8 | 514.8 |  | 375 | 284 | 659 | 650 | 523.8 | 1173.8 |  | 100 | 719 | 819 | 475 | 1003 | 1478 | 750 | 1242.8 | 1992.8 | Greater_Kramer_Solar | 672 | 910 | 1582 | 752 | 1258 | 2010 | Greater_Kramer_Solar | 611 | 1316.9557 | 1927.9557
Greater_LA_Solar | Solar | 0 | 0 | 0 | 0 | 0 | 0 | 375 | 0 | 375 | 10 | 10 | 20 |  | 0 | 0 | 0 | 10 | 10 | 20 |  | 0 | 0 | 0 | 0 | 0 | 0 | 10 | 10 | 20 | Greater_LA_Solar | 0 | 0 | 0 | 0 | 0 | 0 | Greater_LA_Solar | 125 | 625 | 750
Northern_California_Solar | Solar | 21 | 100 | 121 | 26 | 100 | 126 | 26 | 100 | 126 | 0 | 128 | 128 |  | 74.5 | 380 | 454.5 | 74.5 | 508 | 582.5 |  | 607 | 1500 | 2107 | 681.5 | 1880 | 2561.5 | 681.5 | 2008 | 2689.5 | Northern_California_Solar | 275 | 419.6 | 694.6 | 900 | 1329.6 | 2229.6 | Northern_California_Solar | 678.79 | 1047.2446 | 1726.0346
Riverside_Solar | Solar | 659 | 0 | 659 | 659 | 0 | 659 | 8687.966 | 0 | 8687.966 | 475 | 1373.5 | 1848.5 |  | 0 | 0 | 0 | 475 | 1373.5 | 1848.5 |  | 250 | 630 | 880 | 250 | 630 | 880 | 725 | 2003.5 | 2728.5 | Riverside_Solar | 700 | 1108.5 | 1808.5 | 900 | 2033.5 | 2933.5 | Riverside_Solar | 1025.6965 | 3447.6035 | 4473.3
Southern_NV_Eldorado_Solar | Solar | 9111.066 | 330 | 9441.066 | 9111.066 | 330 | 9441.066 | 12245.731 | 330 | 12575.731 | 125 | 650 | 775 |  | 761 | 862 | 1623 | 886 | 1512 | 2398 |  | 780 | 2820 | 3600 | 1541 | 3682 | 5223 | 1666 | 4332 | 5998 | Southern_NV_Eldorado_Solar | 1075 | 1565 | 2640 | 1200 | 3030 | 4230 | Southern_NV_Eldorado_Solar | 2032 | 2786 | 4818
Southern_PGAE_Solar | Solar | 247 | 0 | 247 | 247 | 0 | 247 | 2854.051 | 0 | 2854.051 | 991 | 1793.5 | 2784.5 |  | 1310 | 3031 | 4341 | 2301 | 4824.5 | 7125.5 |  | 4980 | 7025 | 12005 | 6290 | 10056 | 16346 | 7281 | 11849.5 | 19130.5 | Southern_PGAE_Solar | 3316.25 | 2169.5 | 5485.75 | 4062 | 5464 | 9526 | Southern_PGAE_Solar | 3092.6 | 4733.4354 | 7826.0354
Tehachapi_Solar | Solar | 3092.619 | 0 | 3092.619 | 4601.628 | 0 | 4601.628 | 6934.141 | 0 | 6934.141 | 427 | 1383 | 1810 |  | 750.5 | 225 | 975.5 | 1177.5 | 1608 | 2785.5 |  | 500 | 2110 | 2610 | 1250.5 | 2335 | 3585.5 | 1677.5 | 3718 | 5395.5 | Tehachapi_Solar | 1633 | 1653 | 3286 | 1634.25 | 3017 | 4651.25 | Tehachapi_Solar | 1836.7 | 4330.5 | 6167.2
Baja_California_Wind | Wind | 0 | 600 | 600 | 900 | 1572.82 | 2472.82 | 900 | 1572.82 | 2472.82 | 300 | 0 | 300 |  | 600 | 452.5 | 1052.5 | 900 | 452.5 | 1352.5 |  | 0 | 0 | 0 | 600 | 452.5 | 1052.5 | 900 | 452.5 | 1352.5 | Baja_California_Wind | 915 | 185 | 1100 | 915 | 185 | 1100 | Baja_California_Wind | 0 | 360 | 360
Central_Valley_North_Los_Banos_Wind | Wind | 0 | 32 | 32 | 0 | 152.548 | 152.548 | 0 | 152.548 | 152.548 | 60.5 | 0 | 60.5 |  | 430 | 70 | 500 | 490.5 | 70 | 560.5 |  | 0 | 0 | 0 | 430 | 70 | 500 | 490.5 | 70 | 560.5 | Central_Valley_North_Los_Banos_Wind | 494 | 96 | 590 | 494 | 96 | 590 | Central_Valley_North_Los_Banos_Wind | 73.6 | 0 | 73.6
Greater_Imperial_Wind | Wind | 133.205 | 0 | 133.205 | 133.205 | 0 | 133.205 | 133.205 | 0 | 133.205 | 0 | 0 | 0 |  | 360 | 103.3 | 463.3 | 360 | 103.3 | 463.3 |  | 0 | 0 | 0 | 360 | 103.3 | 463.3 | 360 | 103.3 | 463.3 | Greater_Imperial_Wind | 410 | 54 | 464 | 410 | 54 | 464 | Greater_Imperial_Wind | 135 | 0 | 135
Greater_Kramer_Wind | Wind | 0 | 0 | 0 | 0 | 0 | 0 | 0 | 0 | 0 | 0 | 0 | 0 |  | 330 | 32.18 | 362.18 | 330 | 32.18 | 362.18 |  | 0 | 0 | 0 | 330 | 32.18 | 362.18 | 330 | 32.18 | 362.18 | Greater_Kramer_Wind | 310 | 50 | 360 | 310 | 50 | 360 | Greater_Kramer_Wind | 0 | 0 | 0
Humboldt_Wind | Wind | 0 | 0 | 0 | 0 | 0 | 0 | 0 | 0 | 0 | 0 | 0 | 0 |  | 0 | 0 | 0 | 0 | 0 | 0 |  | 0 | 0 | 0 | 0 | 0 | 0 | 0 | 0 | 0 | Humboldt_Wind | 0 | 0 | 0 | 0 | 0 | 0 | Humboldt_Wind | 0 | 0 | 0
Kern_Greater_Carrizo_Wind | Wind | 0 | 0 | 0 | 0 | 0 | 0 | 0 | 0 | 0 | 0 | 0 | 0 |  | 219.07 | 0 | 219.07 | 219.07 | 0 | 219.07 |  | 0 | 0 | 0 | 219.07 | 0 | 219.07 | 219.07 | 0 | 219.07 | Kern_Greater_Carrizo_Wind | 300 | 10 | 310 | 300 | 10 | 310 | Kern_Greater_Carrizo_Wind | 262.6 | 0 | 262.6
Northern_California_Wind | Wind | 333.987 | 1467.45 | 1801.437 | 333.987 | 1954.437 | 2288.424 | 333.987 | 1954.437 | 2288.424 | 0 | 0 | 0 |  | 1705 | 97.7 | 1802.7 | 1705 | 97.7 | 1802.7 |  | 0 | 0 | 0 | 1705 | 97.7 | 1802.7 | 1705 | 97.7 | 1802.7 | Northern_California_Wind | 677.5 | 209.5 | 887 | 1577.9 | 209.5 | 1787.4 | Northern_California_Wind | 230 | 108.5 | 338.5
Riverside_Palm_Springs_Wind | Wind | 0 | 0 | 0 | 0 | 0 | 0 | 0 | 0 | 0 | 57 | 0 | 57 |  | 230.5 | 37 | 267.5 | 287.5 | 37 | 324.5 |  | 0 | 0 | 0 | 230.5 | 37 | 267.5 | 287.5 | 37 | 324.5 | Riverside_Palm_Springs_Wind | 224 | 100 | 324 | 224 | 100 | 324 | Riverside_Palm_Springs_Wind | 0 | 0 | 0
Solano_Wind | Wind | 219.842 | 184.79 | 404.632 | 219.842 | 184.79 | 404.632 | 219.842 | 184.79 | 404.632 | 90.8 | 0 | 90.8 |  | 629.8 | 186.95 | 816.75 | 720.6 | 186.95 | 907.55 |  | 0 | 0 | 0 | 629.8 | 186.95 | 816.75 | 720.6 | 186.95 | 907.55 | Solano_Wind | 688 | 200 | 888 | 688 | 200 | 888 | Solano_Wind | 536.8 | 75 | 611.8
Southern_NV_Eldorado_Wind | Wind | 711.2 | 0 | 711.2 | 711.2 | 0 | 711.2 | 711.2 | 0 | 711.2 | 0 | 0 | 0 |  | 1052 | 176.5 | 1228.5 | 1052 | 176.5 | 1228.5 |  | 0 | 0 | 0 | 1052 | 176.5 | 1228.5 | 1052 | 176.5 | 1228.5 | Southern_NV_Eldorado_Wind | 620 | 0 | 620 | 620 | 0 | 620 | Southern_NV_Eldorado_Wind | 353 | 0 | 353
Tehachapi_Wind | Wind | 1488.808 | 0 | 1488.808 | 1731.666 | 0 | 1731.666 | 1731.666 | 0 | 1731.666 | 0 | 0 | 0 |  | 674 | 0 | 674 | 674 | 0 | 674 |  | 0 | 0 | 0 | 674 | 0 | 674 | 674 | 0 | 674 | Tehachapi_Wind | 564 | 16 | 580 | 564 | 16 | 580 | Tehachapi_Wind | 126.9 | 0 | 126.9
Idaho_Wind | OOS Wind | 300 | 0 | 300 | 300 | 0 | 300 | 300 | 0 | 300 | 0 | 0 | 0 |  | 1100 | 0 | 1100 | 1100 | 0 | 1100 |  | 0 | 0 | 0 | 1100 | 0 | 1100 | 1100 | 0 | 1100 | Idaho_Wind | 1060 | 0 | 1060 | 1060 | 0 | 1060 | Idaho_Wind | 1000 | 0 | 1000
New_Mexico_Wind | OOS Wind | 1968 | 0 | 1968 | 6000 | 0 | 6000 | 6000 | 0 | 6000 | 1685 | 0 | 1685 |  | 3164 | 0 | 3164 | 4849 | 0 | 4849 |  | 0 | 0 | 0 | 3164 | 0 | 3164 | 4849 | 0 | 4849 | New_Mexico_Wind | 2130.8 | 0 | 2130.8 | 3535.6 | 0 | 3535.6 | New_Mexico_Wind | 2328 | 0 | 2328
Utah_Wind | OOS Wind | 0 | 0 | 0 | 0 | 0 | 0 | 0 | 0 | 0 | 0 | 0 | 0 |  | 0 | 0 | 0 | 0 | 0 | 0 |  | 0 | 0 | 0 | 0 | 0 | 0 | 0 | 0 | 0 | Utah_Wind | 0 | 0 | 0 | 0 | 0 | 0 | Utah_Wind | 0 | 0 | 0
Wyoming_Wind | OOS Wind | 2452.163 | 0 | 2452.163 | 2700 | 0 | 2700 | 4407.032 | 0 | 4407.032 | 0 | 0 | 0 |  | 3000 | 0 | 3000 | 3000 | 0 | 3000 |  | 1707 | 0 | 1707 | 4707 | 0 | 4707 | 4707 | 0 | 4707 | Wyoming_Wind | 2904.8 | 0 | 2904.8 | 4500 | 0 | 4500 | Wyoming_Wind | 1500 | 0 | 1500
SW_Ext_Tx_Wind | OOS Wind | 0 | 0 | 0 |  | 0 | 0 |  | 0 | 0 | 51 | 0 | 51 |  | 0 | 0 | 0 | 51 | 0 | 51 |  | 0 | 0 | 0 | 0 | 0 | 0 | 51 | 0 | 51 | SW_Ext_Tx_Wind | 0 | 0 | 0 | 0 | 0 | 0 | SW_Ext_Tx_Wind
Cape_Mendocino_Offshore_Wind | Offshore Wind | 0 | 0 | 0 | 0 | 0 | 0 | 0 | 0 | 0 | 0 | 0 | 0 |  | 0 | 0 | 0 | 0 | 0 | 0 |  | 0 | 0 | 0 | 0 | 0 | 0 | 0 | 0 | 0 | Cape_Mendocino_Offshore_Wind | 0 | 0 | 0 | 0 | 0 | 0 | Cape_Mendocino_Offshore_Wind | 0 | 0 | 0
Del_Norte_Offshore_Wind | Offshore Wind | 0 | 0 | 0 | 0 | 0 | 0 | 0 | 0 | 0 | 0 | 0 | 0 |  | 0 | 0 | 0 | 0 | 0 | 0 |  | 0 | 0 | 0 | 0 | 0 | 0 | 0 | 0 | 0 | Del_Norte_Offshore_Wind | 0 | 0 | 0 | 0 | 0 | 0 | Del_Norte_Offshore_Wind | 0 | 0 | 0
Diablo_Canyon_Offshore_Wind | Offshore Wind | 0 | 0 | 0 | 0 | 0 | 0 | 0 | 0 | 0 | 0 | 0 | 0 |  | 0 | 0 | 0 | 0 | 0 | 0 |  | 0 | 0 | 0 | 0 | 0 | 0 | 0 | 0 | 0 | Diablo_Canyon_Offshore_Wind | 0 | 0 | 0 | 0 | 0 | 0 | Diablo_Canyon_Offshore_Wind | 0 | 0 | 0
Humboldt_Bay_Offshore_Wind | Offshore Wind | 0 | 0 | 0 | 1607 | 0 | 1607 | 1607 | 0 | 1607 | 0 | 0 | 0 |  | 1607 | 0 | 1607 | 1607 | 0 | 1607 |  | 0 | 0 | 0 | 1607 | 0 | 1607 | 1607 | 0 | 1607 | Humboldt_Bay_Offshore_Wind | 931 | 0 | 931 | 1607 | 0 | 1607 | Humboldt_Bay_Offshore_Wind | 1446 | 161 | 1607
Morro_Bay_Offshore_Wind | Offshore Wind | 0 | 0 | 0 | 2924 | 0 | 2924 | 2924 | 0 | 2924 | 0 | 0 | 0 |  | 2924 | 0 | 2924 | 2924 | 0 | 2924 |  | 0 | 0 | 0 | 2924 | 0 | 2924 | 2924 | 0 | 2924 | Morro_Bay_Offshore_Wind | 2924 | 0 | 2924 | 2924 | 0 | 2924 | Morro_Bay_Offshore_Wind | 3100 | 0 | 3100
Renewable Resource Total |  | 23672.205 | 2714.24 | 26386.445 | 38774.201 | 4294.595 | 43068.796 | 65540.744 | 4294.595 | 69835.339 | 5016.888 | 8895.674 | 13912.562 |  | 23056.32 | 6100.43 | 29156.75 | 28073.208 | 14996.104 | 43069.312 |  | 9942 | 16824 | 26766 | 32998.32 | 22924.43 | 55922.75 | 38015.208 | 31820.104 | 69835.312 | Renewable Resource Total | 26034.0515 | 11168.1 | 37202.1515 | 33010.4515 | 20461.6 | 53472.0515 | Renewable Resource Total | 23851.6685 | 22669.2392 | 46520.9077
Arizona_Li_Battery_4hr | Li_Battery | 0 |  | 0 | 870.059 |  | 870.059 | 870.059 |  | 870.059 | 2191.9 |  | 2191.9 |  | 0 |  | 0 | 2191.9 | 0 | 2191.9 |  | 0 |  | 0 | 0 |  | 0 | 2191.9 | 0 | 2191.9 | Arizona_Li_Battery_4hr | 660 |  | 660 | 910 |  | 910 | Arizona_Li_Battery | 1554.479 |  | 1554.479
Arizona_Li_Battery_8hr | Li_Battery | 0 |  | 0 | 0 |  | 0 | 0 |  | 0 | 0 |  | 0 |  | 0 |  | 0 | 0 | 0 | 0 |  | 490 |  | 490 | 490 |  | 490 | 490 | 0 | 490 | Arizona_Li_Battery_8hr | 700 |  | 700 | 700 |  | 700 |  |  |  | 0
Greater_Imperial_Li_Battery_4hr | Li_Battery | 34.063 |  | 34.063 | 570.763 |  | 570.763 | 570.763 |  | 570.763 | 675.15 |  | 675.15 |  | 0 |  | 0 | 675.15 | 0 | 675.15 |  | 0 |  | 0 | 0 |  | 0 | 675.15 | 0 | 675.15 | Greater_Imperial_Li_Battery_4hr | 0 |  | 0 | 341.15 |  | 341.15 | Greater_Imperial_Li_Battery | 331.5 |  | 331.5
Greater_Imperial_Li_Battery_8hr | Li_Battery | 0 |  | 0 | 0 |  | 0 | 637.24 |  | 637.24 | 0 |  | 0 |  | 0 |  | 0 | 0 | 0 | 0 |  | 315 |  | 315 | 315 |  | 315 | 315 | 0 | 315 | Greater_Imperial_Li_Battery_8hr | 63 |  | 63 | 63 |  | 63 |  |  |  | 0
Greater_Kramer_Li_Battery_4hr | Li_Battery | 231.483 |  | 231.483 | 664.156 |  | 664.156 | 664.156 |  | 664.156 | 507.2 |  | 507.2 |  | 0 |  | 0 | 507.2 | 0 | 507.2 |  | 0 |  | 0 | 0 |  | 0 | 507.2 | 0 | 507.2 | Greater_Kramer_Li_Battery_4hr | 385 |  | 385 | 746 |  | 746 | Greater_Kramer_Li_Battery | 1036.44 |  | 1036.44
Greater_Kramer_Li_Battery_8hr | Li_Battery | 100 |  | 100 | 100 |  | 100 | 100 |  | 100 | 6 |  | 6 |  | 107 |  | 107 | 113 | 0 | 113 |  | 350 |  | 350 | 457 |  | 457 | 463 | 0 | 463 | Greater_Kramer_Li_Battery_8hr | 265 |  | 265 | 265 |  | 265 |  |  |  | 0
Greater_LA_Li_Battery_4hr | Li_Battery | 2078.015 |  | 2078.015 | 2078.015 |  | 2078.015 | 2078.015 |  | 2078.015 | 2510.96 |  | 2510.96 |  | 0 |  | 0 | 2510.96 | 0 | 2510.96 |  | 0 |  | 0 | 0 |  | 0 | 2510.96 | 0 | 2510.96 | Greater_LA_Li_Battery_4hr | 1450 |  | 1450 | 2579.9 |  | 2579.9 | Greater_LA_Li_Battery | 2173.6 |  | 2173.6
Greater_LA_Li_Battery_8hr | Li_Battery | 0 |  | 0 | 0 |  | 0 | 5646.554 |  | 5646.554 | 10 |  | 10 |  | 50 |  | 50 | 60 | 0 | 60 |  | 905 |  | 905 | 955 |  | 955 | 965 | 0 | 965 | Greater_LA_Li_Battery_8hr | 446.5 |  | 446.5 | 446.5 |  | 446.5 |  |  |  | 0
San_Diego_Li_Battery_4hr | Li_Battery | 0 |  | 0 | 0 |  | 0 | 0 |  | 0 | 403.1 |  | 403.1 |  | 0 |  | 0 | 403.1 | 0 | 403.1 |  | 0 |  | 0 | 0 |  | 0 | 403.1 | 0 | 403.1 | San_Diego_Li_Battery_4hr | 129.6 |  | 129.6 | 688.57 |  | 688.57 | San_Diego_Li_Battery | 709 |  | 709
San_Diego_Li_Battery_8hr | Li_Battery | 0 |  | 0 | 0 |  | 0 | 0 |  | 0 | 50 |  | 50 |  | 0 |  | 0 | 50 | 0 | 50 |  | 200 |  | 200 | 200 |  | 200 | 250 | 0 | 250 | San_Diego_Li_Battery_8hr | 92 |  | 92 | 92 |  | 92
Northern_California_Li_Battery_4hr | Li_Battery | 2101.543 |  | 2101.543 | 3751.07 |  | 3751.07 | 3751.07 |  | 3751.07 | 979.65 |  | 979.65 |  | 0 |  | 0 | 979.65 | 0 | 979.65 |  | 0 |  | 0 | 0 |  | 0 | 979.65 | 0 | 979.65 | Northern_California_Li_Battery_4hr | 908.4 |  | 908.4 | 1172.27 |  | 1172.27 | Northern_California_Li_Battery | 1298.005 |  | 1298.005
Northern_California_Li_Battery_8hr | Li_Battery | 181 |  | 181 | 1190.758 |  | 1190.758 | 1885.28 |  | 1885.28 | 0 |  | 0 |  | 321.075 |  | 321.075 | 321.075 | 0 | 321.075 |  | 1082.2 |  | 1082.2 | 1403.275 |  | 1403.275 | 1403.275 | 0 | 1403.275 | Northern_California_Li_Battery_8hr | 1310 |  | 1310 | 1310 |  | 1310 |  |  |  | 0
Riverside_Li_Battery_4hr | Li_Battery | 0 |  | 0 | 519.787 |  | 519.787 | 519.787 |  | 519.787 | 2266 |  | 2266 |  | 0 |  | 0 | 2266 | 0 | 2266 |  | 0 |  | 0 | 0 |  | 0 | 2266 | 0 | 2266 | Riverside_Li_Battery_4hr | 0 |  | 0 | 2130 |  | 2130 | Riverside_Li_Battery | 2728.3136 |  | 2728.3136
Riverside_Li_Battery_8hr | Li_Battery | 485.281 |  | 485.281 | 485.281 |  | 485.281 | 485.281 |  | 485.281 | 100 |  | 100 |  | 0 |  | 0 | 100 | 0 | 100 |  | 330 |  | 330 | 330 |  | 330 | 430 | 0 | 430 | Riverside_Li_Battery_8hr | 445 |  | 445 | 520 |  | 520 |  |  |  | 0
Southern_NV_Eldorado_Li_Battery_4hr | Li_Battery | 3601.903 |  | 3601.903 | 3601.903 |  | 3601.903 | 3601.903 |  | 3601.903 | 1210 |  | 1210 |  | 0 |  | 0 | 1210 | 0 | 1210 |  | 0 |  | 0 | 0 |  | 0 | 1210 | 0 | 1210 | Southern_NV_Eldorado_Li_Battery_4hr | 1564.1 |  | 1564.1 | 2188.1 |  | 2188.1 | Southern_NV_Eldorado_Li_Battery | 2624 |  | 2624
Southern_NV_Eldorado_Li_Battery_8hr | Li_Battery | 0 |  | 0 | 0 |  | 0 | 1042.74 |  | 1042.74 | 0 |  | 0 |  | 320 |  | 320 | 320 | 0 | 320 |  | 1315 |  | 1315 | 1635 |  | 1635 | 1635 | 0 | 1635 | Southern_NV_Eldorado_Li_Battery_8hr | 695.5 |  | 695.5 | 695.5 |  | 695.5 |  |  |  | 0
Southern_PGAE_Li_Battery_4hr | Li_Battery | 2277.775 |  | 2277.775 | 2395.028 |  | 2395.028 | 2395.028 |  | 2395.028 | 2670.85 |  | 2670.85 |  | 0 |  | 0 | 2670.85 | 0 | 2670.85 |  | 0 |  | 0 | 0 |  | 0 | 2670.85 | 0 | 2670.85 | Southern_PGAE_Li_Battery_4hr | 805 |  | 805 | 2446.031 |  | 2446.031 | Southern_PGAE_Li_Battery | 3812.921 |  | 3812.921
Southern_PGAE_Li_Battery_8hr | Li_Battery | 464.719 |  | 464.719 | 1057.961 |  | 1057.961 | 2214.145 |  | 2214.145 | 35 |  | 35 |  | 1085 |  | 1085 | 1120 | 0 | 1120 |  | 3265 |  | 3265 | 4350 |  | 4350 | 4385 | 0 | 4385 | Southern_PGAE_Li_Battery_8hr | 2288.5 |  | 2288.5 | 2288.5 |  | 2288.5 |  |  |  | 0
Tehachapi_Li_Battery_4hr | Li_Battery | 1256.218 |  | 1256.218 | 1256.218 |  | 1256.218 | 1256.218 |  | 1256.218 | 2774 |  | 2774 |  | 0 |  | 0 | 2774 | 0 | 2774 |  | 0 |  | 0 | 0 |  | 0 | 2774 | 0 | 2774 | Tehachapi_Li_Battery_4hr | 500 |  | 500 | 2505 |  | 2505 | Tehachapi_Li_Battery | 3525.715 |  | 3525.715
Tehachapi_Li_Battery_8hr | Li_Battery | 0 |  | 0 | 0 |  | 0 | 0 |  | 0 | 454 |  | 454 |  | 55 |  | 55 | 509 | 0 | 509 |  | 925 |  | 925 | 980 |  | 980 | 1434 | 0 | 1434 | Tehachapi_Li_Battery_8hr | 734 |  | 734 | 734 |  | 734 |  |  |  | 0
Li_Battery Total |  | 12812 | 0 | 12812 | 18540.999 | 0 | 18540.999 | 27718.239 | 0 | 27718.239 | 16843.81 |  | 16843.81 |  | 1938.075 |  | 1938.075 | 18781.885 |  | 18781.885 |  | 9177.2 |  | 9177.2 | 11115.275 |  | 11115.275 | 27959.085 |  | 27959.085 | Li_Battery Total | 13441.6 | 0 | 13441.6 | 22821.521 | 0 | 22821.521 | LI_Battery Total | 19793.9736 |  | 19793.9736
Northern_California_Pumped_Storage | LDES | 0 |  | 0 | 0 |  | 0 | 0 |  | 0 |  |  | 0 |  |  |  | 0 | 0 | 0 | 0 |  |  |  | 0 | 0 | 0 | 0 | 0 | 0 | 0 | Northern_California_Pumped_Storage | 0 |  | 0 | 0 |  | 0 | Northern_California_Pumped_Storage |  |  | 0
Southern_PGAE_Pumped_Storage | LDES | 0 |  | 0 | 0 |  | 0 | 0 |  | 0 |  |  | 0 |  | 450 |  | 450 | 450 | 0 | 450 |  |  |  | 0 | 450 | 0 | 450 | 450 | 0 | 450 | Southern_PGAE_Pumped_Storage | 130 |  | 130 | 130 |  | 130 | Southern_PGAE_Pumped_Storage
Riverside_East_Pumped_Storage | LDES | 477 |  | 477 | 477 |  | 477 | 477 |  | 477 |  |  | 0 |  |  |  | 0 | 0 | 0 | 0 |  |  |  | 0 | 0 | 0 | 0 | 0 | 0 | 0 | Riverside_East_Pumped_Storage | 0 |  | 0 | 0 |  | 0 | Riverside_East_Pumped_Storage | 700 |  | 700
Riverside_West_Pumped_Storage | LDES | 0 |  | 0 | 279.244 |  | 279.244 | 279.244 |  | 279.244 |  |  | 0 |  |  |  | 0 | 0 | 0 | 0 |  |  |  | 0 | 0 | 0 | 0 | 0 | 0 | 0 | Riverside_West_Pumped_Storage | 0 |  | 0 | 0 |  | 0 | Riverside_West_Pumped_Storage |  |  | 0
San_Diego_Pumped_Storage | LDES | 0 |  | 0 | 0 |  | 0 | 0 |  | 0 |  |  | 0 |  | 409 |  | 409 | 409 | 0 | 409 |  |  |  | 0 | 409 | 0 | 409 | 409 | 0 | 409 | San_Diego_Pumped_Storage | 487 |  | 487 | 487 |  | 487 | San_Diego_Pumped_Storage | 500 |  | 500
Tehachapi_Pumped_Storage | LDES | 0 |  | 0 | 0 |  | 0 | 0 |  | 0 |  |  | 0 |  |  |  | 0 | 0 | 0 | 0 |  |  |  | 0 | 0 | 0 | 0 | 0 | 0 | 0 | Tehachapi_Pumped_Storage | 0 |  | 0 | 0 |  | 0 | Tehachapi_Pumped_Storage |  |  | 0
Southern_PGAE_Adiabatic_CAES | LDES | 0 |  | 0 | 0 |  | 0 | 0 |  | 0 |  |  | 0 |  |  |  | 0 | 0 | 0 | 0 |  |  |  | 0 | 0 | 0 | 0 | 0 | 0 | 0 | Southern_PGAE_Adiabatic_CAES | 0 |  | 0 | 0 |  | 0 | Southern_PGAE_Adiabatic_CAES | 300 |  | 300
Tehachapi_Adiabatic_CAES | LDES | 200 |  | 200 | 200 |  | 200 | 200 |  | 200 | 200 |  | 200 |  | 200 |  | 200 | 400 | 0 | 400 |  |  |  | 0 | 200 | 0 | 200 | 400 | 0 | 400 | Tehachapi_Adiabatic_CAES | 258 |  | 258 | 458 |  | 458 | Tehachapi_Adiabatic_CAES | 500 |  | 500
Arizona_Flow_Battery | Flow_Battery | 0 |  | 0 | 0 |  | 0 | 0 |  | 0 |  |  | 0 |  |  |  | 0 | 0 | 0 | 0 |  |  |  | 0 | 0 | 0 | 0 | 0 | 0 | 0 | Arizona_Flow_Battery | 0 |  | 0 | 0 |  | 0 | Arizona_Flow_Battery |  |  | 0
Greater_Imperial_Flow_Battery | Flow_Battery | 0 |  | 0 | 0 |  | 0 | 0 |  | 0 |  |  | 0 |  |  |  | 0 | 0 | 0 | 0 |  |  |  | 0 | 0 | 0 | 0 | 0 | 0 | 0 | Greater_Imperial_Flow_Battery | 0 |  | 0 | 0 |  | 0 | Greater_Imperial_Flow_Battery |  |  | 0
Greater_Kramer_Flow_Battery | Flow_Battery | 0 |  | 0 | 0 |  | 0 | 0 |  | 0 |  |  | 0 |  |  |  | 0 | 0 | 0 | 0 |  |  |  | 0 | 0 | 0 | 0 | 0 | 0 | 0 | Greater_Kramer_Flow_Battery | 0 |  | 0 | 0 |  | 0 | Greater_Kramer_Flow_Battery |  |  | 0
Greater_LA_Flow_Battery | Flow_Battery | 0 |  | 0 | 0 |  | 0 | 0 |  | 0 |  |  | 0 |  |  |  | 0 | 0 | 0 | 0 |  |  |  | 0 | 0 | 0 | 0 | 0 | 0 | 0 | Greater_LA_Flow_Battery | 0 |  | 0 | 0 |  | 0 | Greater_LA_Flow_Battery |  |  | 0
Northern_California_Flow_Battery | Flow_Battery | 108 |  | 108 | 308 |  | 308 | 308 |  | 308 | 5 |  | 5 |  |  |  | 0 | 5 | 0 | 5 |  |  |  | 0 | 0 | 0 | 0 | 5 | 0 | 5 | Northern_California_Flow_Battery | 5 |  | 5 | 5 |  | 5 | Northern_California_Flow_Battery |  |  | 0
Riverside_Flow_Battery | Flow_Battery | 0 |  | 0 | 0 |  | 0 | 0 |  | 0 |  |  | 0 |  |  |  | 0 | 0 | 0 | 0 |  |  |  | 0 | 0 | 0 | 0 | 0 | 0 | 0 | Riverside_Flow_Battery | 0 |  | 0 | 0 |  | 0 | Riverside_Flow_Battery |  |  | 0
Southern_NV_Eldorado_Flow_Battery | Flow_Battery | 0 |  | 0 | 0 |  | 0 | 0 |  | 0 |  |  | 0 |  |  |  | 0 | 0 | 0 | 0 |  |  |  | 0 | 0 | 0 | 0 | 0 | 0 | 0 | Southern_NV_Eldorado_Flow_Battery | 0 |  | 0 | 0 |  | 0 | Southern_NV_Eldorado_Flow_Battery |  |  | 0
Southern_PGAE_Flow_Battery | Flow_Battery | 0 |  | 0 | 0 |  | 0 | 0 |  | 0 |  |  | 0 |  |  |  | 0 | 0 | 0 | 0 |  |  |  | 0 | 0 | 0 | 0 | 0 | 0 | 0 | Southern_PGAE_Flow_Battery | 0 |  | 0 | 0 |  | 0 | Southern_PGAE_Flow_Battery |  |  | 0
Tehachapi_Flow_Battery | Flow_Battery | 0 |  | 0 | 0 |  | 0 | 0 |  | 0 |  |  | 0 |  |  |  | 0 | 0 | 0 | 0 |  |  |  | 0 | 0 | 0 | 0 | 0 | 0 | 0 | Tehachapi_Flow_Battery | 0 |  | 0 | 0 |  | 0 | Tehachapi_Flow_Battery |  |  | 0
Other Storage Total |  | 785 | 0 | 785 | 1264.244 | 0 | 1264.244 | 1264.244 | 0 | 1264.244 | 205 |  | 205 |  | 1059 |  | 1059 | 1264 |  | 1264 |  | 0 |  | 0 | 1059 |  | 1059 | 1264 |  | 1264 | Other Storage Total | 880 | 0 | 880 | 1080 | 0 | 1080 | Other Storage Total | 2000 |  | 2000
Storage Total |  | 13597 | 0 | 13597 | 19805.243 | 0 | 19805.243 | 28982.483 | 0 | 28982.483 | 17048.81 |  | 17048.81 |  | 2997.075 |  | 2997.075 | 20045.885 |  | 20045.885 |  | 9177.2 |  | 9177.2 | 12174.275 |  | 12174.275 | 29223.085 |  | 29223.085 | Storage Total | 14321.6 | 0 | 14321.6 | 23901.521 | 0 | 23901.521 | Storage Total | 21793.9736 |  | 21793.9736
Total Storage+Resources |  | 37269.205 | 2714.24 | 39983.445 | 58579.444 | 4294.595 | 62874.039 | 94523.227 | 4294.595 | 98817.822 | 22065.698 | 8895.674 | 30961.372 |  | 26053.395 | 6100.43 | 32153.825 | 48119.093 | 14996.104 | 63115.197 |  | 19119.2 | 16824 | 35943.2 | 45172.595 | 22924.43 | 68097.025 | 67238.293 | 31820.104 | 99058.397 | Total Storage+Resources | 40355.6515 | 11168.1 | 51523.7515 | 56911.9725 | 20461.6 | 77373.5725 | Total Storage+Resources | 45645.6421 | 22669.2392 | 68314.8812

## Summary_bySub_forTPP
Tab shows all the resources by resource type, substation, and status within the portfolio and relevancy to transmission need calculations. This tab shows the IRP baseline resources, not included in the portfolio that do need to be included in transmission calculations; the in-development resources that do and do not need to be included in the transmission calculations; and the generic resources for the 2035 and 2040 mapped years that all need to be in the transmission calculations.
[7 empty] | Not in White Paper Baseline | [5 empty] | In White Paper Baseline |  |  | Not in White Paper Baseline
[7 empty] | IRP Model Baseline Resources not in Tx Baseline |  |  | In-Development Resources |  |  | In-Development Resources online before 1/1/24 |  |  | In-Development Resources for Transmission Analysis |  |  | 2035 Generic Resourcess Mapped |  |  | Incremental 2040 Generic Resources Mapped |  |  | Total 2040 Generic Resourcess Mapped |  |  | Total 2035 Resources not in Tx Baseline |  |  | Total 2040 Resources not in Tx Baseline
[7 empty] | Resources in baseline so not in portfolio totals, but in-development or online after 1/1/24 |  |  | In-Dev Res. not in IRP Model Baseline, so are included in the portfolio and mapped totals |  |  | Portion of the In-Dev Res. that are online before 1/1/24 or using existing gen-tie so are excluded from the Tx calculations |  |  | Net total In-Dev Res. for the transmission analysis, excluding those online before 1/1/24 |  |  | 2035 portfolio resources beyond those aligned with the In-Dev Res. |  |  | 2040 generic resources beyond those mapped in 2035. |  |  | 2040 portfolio resources beyond those aligned with the In-Dev Res. |  |  | Total 2035 Resources (Baseline, In-Dev, & Generic) not included in White Paper Tx baseline (online before 1/1/24) |  |  | Total 2040 Resources (Baseline, In-Dev, & Generic) not included in White Paper Tx baseline (online before 1/1/24)
CAISO Study Area | Substation | Voltage | Resource Type | Out-of-CAISO | Mapped Res. Note | Has Res. | FCDS (or 4-hr for Battery) | EODS (or 8-hr for Battery) | Total (MW) | FCDS (or 4-hr for Battery) | EODS (or 8-hr for Battery) | Total (MW) | FCDS (or 4-hr for Battery) | EODS (or 8-hr for Battery) | Total (MW) | FCDS (or 4-hr for Battery) | EODS (or 8-hr for Battery) | Total (MW) | FCDS (or 4-hr for Battery) | EODS (or 8-hr for Battery) | Total (MW) | FCDS (or 4-hr for Battery) | EODS (or 8-hr for Battery) | Total (MW) | FCDS (or 4-hr for Battery) | EODS (or 8-hr for Battery) | Total (MW) | FCDS (or 4-hr for Battery) | EODS (or 8-hr for Battery) | Total (MW) | FCDS (or 4-hr for Battery) | EODS (or 8-hr for Battery) | Total (MW)
PG&E KERN | 7th Standard | 115 | Geothermal |  |  | 0 | 0 | 0 | 0 | 0 | 0 | 0 | 0 | 0 | 0 | 0 | 0 | 0 | 0 | 0 | 0 | 0 | 0 | 0 | 0 | 0 | 0 | 0 | 0 | 0 | 0 | 0 | 0
SCE Metro | Alamitos | 230 | Geothermal |  |  | 0 | 0 | 0 | 0 | 0 | 0 | 0 | 0 | 0 | 0 | 0 | 0 | 0 | 0 | 0 | 0 | 0 | 0 | 0 | 0 | 0 | 0 | 0 | 0 | 0 | 0 | 0 | 0
SCE Eastern | Alberhill | 115 | Geothermal |  |  | 0 | 0 | 0 | 0 | 0 | 0 | 0 | 0 | 0 | 0 | 0 | 0 | 0 | 0 | 0 | 0 | 0 | 0 | 0 | 0 | 0 | 0 | 0 | 0 | 0 | 0 | 0 | 0
SCE Eastern | Alberhill | 500 | Geothermal |  |  | 0 | 0 | 0 | 0 | 0 | 0 | 0 | 0 | 0 | 0 | 0 | 0 | 0 | 0 | 0 | 0 | 0 | 0 | 0 | 0 | 0 | 0 | 0 | 0 | 0 | 0 | 0 | 0
PG&E GBA | Alhambra | 115 | Geothermal |  |  | 0 | 0 | 0 | 0 | 0 | 0 | 0 | 0 | 0 | 0 | 0 | 0 | 0 | 0 | 0 | 0 | 0 | 0 | 0 | 0 | 0 | 0 | 0 | 0 | 0 | 0 | 0 | 0
PG&E FRESNO | Alpaugh | 115 | Geothermal |  |  | 0 | 0 | 0 | 0 | 0 | 0 | 0 | 0 | 0 | 0 | 0 | 0 | 0 | 0 | 0 | 0 | 0 | 0 | 0 | 0 | 0 | 0 | 0 | 0 | 0 | 0 | 0 | 0
SDGE | Alpine | 69 | Geothermal |  |  | 0 | 0 | 0 | 0 | 0 | 0 | 0 | 0 | 0 | 0 | 0 | 0 | 0 | 0 | 0 | 0 | 0 | 0 | 0 | 0 | 0 | 0 | 0 | 0 | 0 | 0 | 0 | 0
PG&E GBA | Altamont Midway (Sandhill) | 230 | Geothermal |  |  | 0 | 0 | 0 | 0 | 0 | 0 | 0 | 0 | 0 | 0 | 0 | 0 | 0 | 0 | 0 | 0 | 0 | 0 | 0 | 0 | 0 | 0 | 0 | 0 | 0 | 0 | 0 | 0
SCE Northern | Antelope | 66 | Geothermal |  |  | 0 | 0 | 0 | 0 | 0 | 0 | 0 | 0 | 0 | 0 | 0 | 0 | 0 | 0 | 0 | 0 | 0 | 0 | 0 | 0 | 0 | 0 | 0 | 0 | 0 | 0 | 0 | 0
SCE Northern | Antelope | 230 | Geothermal |  |  | 0 | 0 | 0 | 0 | 0 | 0 | 0 | 0 | 0 | 0 | 0 | 0 | 0 | 0 | 0 | 0 | 0 | 0 | 0 | 0 | 0 | 0 | 0 | 0 | 0 | 0 | 0 | 0
SCE Northern | Antelope | 500 | Geothermal |  |  | 0 | 0 | 0 | 0 | 0 | 0 | 0 | 0 | 0 | 0 | 0 | 0 | 0 | 0 | 0 | 0 | 0 | 0 | 0 | 0 | 0 | 0 | 0 | 0 | 0 | 0 | 0 | 0
PG&E NGBA | Arcata | 60 | Geothermal |  |  | 0 | 0 | 0 | 0 | 0 | 0 | 0 | 0 | 0 | 0 | 0 | 0 | 0 | 0 | 0 | 0 | 0 | 0 | 0 | 0 | 0 | 0 | 0 | 0 | 0 | 0 | 0 | 0
PG&E KERN | Arco | 230 | Geothermal |  |  | 0 | 0 | 0 | 0 | 0 | 0 | 0 | 0 | 0 | 0 | 0 | 0 | 0 | 0 | 0 | 0 | 0 | 0 | 0 | 0 | 0 | 0 | 0 | 0 | 0 | 0 | 0 | 0
PG&E KERN | Arco | 70 | Geothermal |  |  | 0 | 0 | 0 | 0 | 0 | 0 | 0 | 0 | 0 | 0 | 0 | 0 | 0 | 0 | 0 | 0 | 0 | 0 | 0 | 0 | 0 | 0 | 0 | 0 | 0 | 0 | 0 | 0
SCE Metro | ArcoGen | 230 | Geothermal |  |  | 0 | 0 | 0 | 0 | 0 | 0 | 0 | 0 | 0 | 0 | 0 | 0 | 0 | 0 | 0 | 0 | 0 | 0 | 0 | 0 | 0 | 0 | 0 | 0 | 0 | 0 | 0 | 0
SDGE | Artesian | 230 | Geothermal |  |  | 0 | 0 | 0 | 0 | 0 | 0 | 0 | 0 | 0 | 0 | 0 | 0 | 0 | 0 | 0 | 0 | 0 | 0 | 0 | 0 | 0 | 0 | 0 | 0 | 0 | 0 | 0 | 0
SDGE | Artesian | 69 | Geothermal |  |  | 0 | 0 | 0 | 0 | 0 | 0 | 0 | 0 | 0 | 0 | 0 | 0 | 0 | 0 | 0 | 0 | 0 | 0 | 0 | 0 | 0 | 0 | 0 | 0 | 0 | 0 | 0 | 0
PG&E FRESNO | Ashlan | 230 | Geothermal |  |  | 0 | 0 | 0 | 0 | 0 | 0 | 0 | 0 | 0 | 0 | 0 | 0 | 0 | 0 | 0 | 0 | 0 | 0 | 0 | 0 | 0 | 0 | 0 | 0 | 0 | 0 | 0 | 0
PG&E NGBA | Atlantic | 115 | Geothermal |  |  | 0 | 0 | 0 | 0 | 0 | 0 | 0 | 0 | 0 | 0 | 0 | 0 | 0 | 0 | 0 | 0 | 0 | 0 | 0 | 0 | 0 | 0 | 0 | 0 | 0 | 0 | 0 | 0
PG&E NGBA | Atlantic | 230 | Geothermal |  |  | 0 | 0 | 0 | 0 | 0 | 0 | 0 | 0 | 0 | 0 | 0 | 0 | 0 | 0 | 0 | 0 | 0 | 0 | 0 | 0 | 0 | 0 | 0 | 0 | 0 | 0 | 0 | 0
PG&E NGBA | Atlantic | 60 | Geothermal |  |  | 0 | 0 | 0 | 0 | 0 | 0 | 0 | 0 | 0 | 0 | 0 | 0 | 0 | 0 | 0 | 0 | 0 | 0 | 0 | 0 | 0 | 0 | 0 | 0 | 0 | 0 | 0 | 0
PG&E FRESNO | Atwater | 115 | Geothermal |  |  | 0 | 0 | 0 | 0 | 0 | 0 | 0 | 0 | 0 | 0 | 0 | 0 | 0 | 0 | 0 | 0 | 0 | 0 | 0 | 0 | 0 | 0 | 0 | 0 | 0 | 0 | 0 | 0
PG&E GBA | Avena | 115 | Geothermal |  |  | 0 | 0 | 0 | 0 | 0 | 0 | 0 | 0 | 0 | 0 | 0 | 0 | 0 | 0 | 0 | 0 | 0 | 0 | 0 | 0 | 0 | 0 | 0 | 0 | 0 | 0 | 0 | 0
SDGE | Avocado | 69 | Geothermal |  |  | 0 | 0 | 0 | 0 | 0 | 0 | 0 | 0 | 0 | 0 | 0 | 0 | 0 | 0 | 0 | 0 | 0 | 0 | 0 | 0 | 0 | 0 | 0 | 0 | 0 | 0 | 0 | 0
PG&E NGBA | Bahia | 230 | Geothermal |  |  | 0 | 0 | 0 | 0 | 0 | 0 | 0 | 0 | 0 | 0 | 0 | 0 | 0 | 0 | 0 | 0 | 0 | 0 | 0 | 0 | 0 | 0 | 0 | 0 | 0 | 0 | 0 | 0
SCE Northern | Bailey | 230 | Geothermal |  |  | 0 | 0 | 0 | 0 | 0 | 0 | 0 | 0 | 0 | 0 | 0 | 0 | 0 | 0 | 0 | 0 | 0 | 0 | 0 | 0 | 0 | 0 | 0 | 0 | 0 | 0 | 0 | 0
SCE NOL | Baker | 115 | Geothermal |  |  | 0 | 0 | 0 | 0 | 0 | 0 | 0 | 0 | 0 | 0 | 0 | 0 | 0 | 0 | 0 | 0 | 0 | 0 | 0 | 0 | 0 | 0 | 0 | 0 | 0 | 0 | 0 | 0
PG&E KERN | Bakersfield | 230 | Geothermal |  |  | 0 | 0 | 0 | 0 | 0 | 0 | 0 | 0 | 0 | 0 | 0 | 0 | 0 | 0 | 0 | 0 | 0 | 0 | 0 | 0 | 0 | 0 | 0 | 0 | 0 | 0 | 0 | 0
PG&E FRESNO | Balch | 230 | Geothermal |  |  | 0 | 0 | 0 | 0 | 0 | 0 | 0 | 0 | 0 | 0 | 0 | 0 | 0 | 0 | 0 | 0 | 0 | 0 | 0 | 0 | 0 | 0 | 0 | 0 | 0 | 0 | 0 | 0
SCE Eastern | Bannister | 230 | Geothermal |  |  | 0 | 0 | 0 | 0 | 0 | 0 | 0 | 0 | 0 | 0 | 0 | 0 | 0 | 0 | 0 | 0 | 0 | 0 | 0 | 0 | 0 | 0 | 0 | 0 | 0 | 0 | 0 | 0
SCE Metro | Barre | 230 | Geothermal |  |  | 0 | 0 | 0 | 0 | 0 | 0 | 0 | 0 | 0 | 0 | 0 | 0 | 0 | 0 | 0 | 0 | 0 | 0 | 0 | 0 | 0 | 0 | 0 | 0 | 0 | 0 | 0 | 0
SDGE | Bay Boulevard | 69 | Geothermal |  |  | 0 | 0 | 0 | 0 | 0 | 0 | 0 | 0 | 0 | 0 | 0 | 0 | 0 | 0 | 0 | 0 | 0 | 0 | 0 | 0 | 0 | 0 | 0 | 0 | 0 | 0 | 0 | 0
SDGE | Bay Boulevard | 230 | Geothermal |  |  | 0 | 0 | 0 | 0 | 0 | 0 | 0 | 0 | 0 | 0 | 0 | 0 | 0 | 0 | 0 | 0 | 0 | 0 | 0 | 0 | 0 | 0 | 0 | 0 | 0 | 0 | 0 | 0
EOP | Beatty | 138 | Geothermal |  |  | 0 | 0 | 0 | 0 | 0 | 0 | 0 | 0 | 0 | 0 | 0 | 0 | 0 | 0 | 0 | 0 | 0 | 0 | 0 | 0 | 0 | 0 | 0 | 0 | 0 | 0 | 0 | 0
EOP | Beatty | 230 | Geothermal |  |  | 1 | 0 | 0 | 0 | 0 | 0 | 0 | 0 | 0 | 0 | 0 | 0 | 0 | 400 | 0 | 400 | 0 | 0 | 0 | 400 | 0 | 400 | 400 | 0 | 400 | 400 | 0 | 400
PG&E NGBA | Belden | 230 | Geothermal |  |  | 0 | 0 | 0 | 0 | 0 | 0 | 0 | 0 | 0 | 0 | 0 | 0 | 0 | 0 | 0 | 0 | 0 | 0 | 0 | 0 | 0 | 0 | 0 | 0 | 0 | 0 | 0 | 0
PG&E NGBA | Bell | 115 | Geothermal |  |  | 0 | 0 | 0 | 0 | 0 | 0 | 0 | 0 | 0 | 0 | 0 | 0 | 0 | 0 | 0 | 0 | 0 | 0 | 0 | 0 | 0 | 0 | 0 | 0 | 0 | 0 | 0 | 0
PG&E NGBA | Bellevue | 115 | Geothermal |  |  | 0 | 0 | 0 | 0 | 0 | 0 | 0 | 0 | 0 | 0 | 0 | 0 | 0 | 0 | 0 | 0 | 0 | 0 | 0 | 0 | 0 | 0 | 0 | 0 | 0 | 0 | 0 | 0
PG&E GBA | Bellota | 115 | Geothermal |  |  | 0 | 0 | 0 | 0 | 0 | 0 | 0 | 0 | 0 | 0 | 0 | 0 | 0 | 0 | 0 | 0 | 0 | 0 | 0 | 0 | 0 | 0 | 0 | 0 | 0 | 0 | 0 | 0
PG&E GBA | Bellota | 230 | Geothermal |  |  | 0 | 0 | 0 | 0 | 0 | 0 | 0 | 0 | 0 | 0 | 0 | 0 | 0 | 0 | 0 | 0 | 0 | 0 | 0 | 0 | 0 | 0 | 0 | 0 | 0 | 0 | 0 | 0
SCE Northern | Big Creek | 230 | Geothermal |  |  | 0 | 0 | 0 | 0 | 0 | 0 | 0 | 0 | 0 | 0 | 0 | 0 | 0 | 0 | 0 | 0 | 0 | 0 | 0 | 0 | 0 | 0 | 0 | 0 | 0 | 0 | 0 | 0
PG&E FRESNO | Biola | 70 | Geothermal |  |  | 0 | 0 | 0 | 0 | 0 | 0 | 0 | 0 | 0 | 0 | 0 | 0 | 0 | 0 | 0 | 0 | 0 | 0 | 0 | 0 | 0 | 0 | 0 | 0 | 0 | 0 | 0 | 0
PG&E GBA | Birds Landing | 230 | Geothermal |  |  | 0 | 0 | 0 | 0 | 0 | 0 | 0 | 0 | 0 | 0 | 0 | 0 | 0 | 0 | 0 | 0 | 0 | 0 | 0 | 0 | 0 | 0 | 0 | 0 | 0 | 0 | 0 | 0
SCE Northern | Bliss | 66 | Geothermal |  |  | 0 | 0 | 0 | 0 | 0 | 0 | 0 | 0 | 0 | 0 | 0 | 0 | 0 | 0 | 0 | 0 | 0 | 0 | 0 | 0 | 0 | 0 | 0 | 0 | 0 | 0 | 0 | 0
SCE Eastern | Blythe | 161 | Geothermal |  |  | 0 | 0 | 0 | 0 | 0 | 0 | 0 | 0 | 0 | 0 | 0 | 0 | 0 | 0 | 0 | 0 | 0 | 0 | 0 | 0 | 0 | 0 | 0 | 0 | 0 | 0 | 0 | 0
PG&E NGBA | Bogue | 115 | Geothermal |  |  | 0 | 0 | 0 | 0 | 0 | 0 | 0 | 0 | 0 | 0 | 0 | 0 | 0 | 0 | 0 | 0 | 0 | 0 | 0 | 0 | 0 | 0 | 0 | 0 | 0 | 0 | 0 | 0
PG&E FRESNO | Borden | 230 | Geothermal |  |  | 0 | 0 | 0 | 0 | 0 | 0 | 0 | 0 | 0 | 0 | 0 | 0 | 0 | 0 | 0 | 0 | 0 | 0 | 0 | 0 | 0 | 0 | 0 | 0 | 0 | 0 | 0 | 0
PG&E FRESNO | Borden | 70 | Geothermal |  |  | 0 | 0 | 0 | 0 | 0 | 0 | 0 | 0 | 0 | 0 | 0 | 0 | 0 | 0 | 0 | 0 | 0 | 0 | 0 | 0 | 0 | 0 | 0 | 0 | 0 | 0 | 0 | 0
SDGE | Boulevard East | 138 | Geothermal |  |  | 0 | 0 | 0 | 0 | 0 | 0 | 0 | 0 | 0 | 0 | 0 | 0 | 0 | 0 | 0 | 0 | 0 | 0 | 0 | 0 | 0 | 0 | 0 | 0 | 0 | 0 | 0 | 0
SDGE | Boulevard East | 69 | Geothermal |  |  | 0 | 0 | 0 | 0 | 0 | 0 | 0 | 0 | 0 | 0 | 0 | 0 | 0 | 0 | 0 | 0 | 0 | 0 | 0 | 0 | 0 | 0 | 0 | 0 | 0 | 0 | 0 | 0
PG&E GBA | Brentwood | 230 | Geothermal |  |  | 0 | 0 | 0 | 0 | 0 | 0 | 0 | 0 | 0 | 0 | 0 | 0 | 0 | 0 | 0 | 0 | 0 | 0 | 0 | 0 | 0 | 0 | 0 | 0 | 0 | 0 | 0 | 0
PG&E NGBA | Bridgeville | 115 | Geothermal |  |  | 0 | 0 | 0 | 0 | 0 | 0 | 0 | 0 | 0 | 0 | 0 | 0 | 0 | 0 | 0 | 0 | 0 | 0 | 0 | 0 | 0 | 0 | 0 | 0 | 0 | 0 | 0 | 0
PG&E NGBA | Brighton | 115 | Geothermal |  |  | 0 | 0 | 0 | 0 | 0 | 0 | 0 | 0 | 0 | 0 | 0 | 0 | 0 | 0 | 0 | 0 | 0 | 0 | 0 | 0 | 0 | 0 | 0 | 0 | 0 | 0 | 0 | 0
PG&E NGBA | Brighton | 230 | Geothermal |  |  | 0 | 0 | 0 | 0 | 0 | 0 | 0 | 0 | 0 | 0 | 0 | 0 | 0 | 0 | 0 | 0 | 0 | 0 | 0 | 0 | 0 | 0 | 0 | 0 | 0 | 0 | 0 | 0
PG&E NGBA | Brunswick | 115 | Geothermal |  |  | 0 | 0 | 0 | 0 | 0 | 0 | 0 | 0 | 0 | 0 | 0 | 0 | 0 | 0 | 0 | 0 | 0 | 0 | 0 | 0 | 0 | 0 | 0 | 0 | 0 | 0 | 0 | 0
PG&E NGBA | Bucks Creek | 230 | Geothermal |  |  | 0 | 0 | 0 | 0 | 0 | 0 | 0 | 0 | 0 | 0 | 0 | 0 | 0 | 0 | 0 | 0 | 0 | 0 | 0 | 0 | 0 | 0 | 0 | 0 | 0 | 0 | 0 | 0
PG&E KERN | Buena Vista | 230 | Geothermal |  |  | 0 | 0 | 0 | 0 | 0 | 0 | 0 | 0 | 0 | 0 | 0 | 0 | 0 | 0 | 0 | 0 | 0 | 0 | 0 | 0 | 0 | 0 | 0 | 0 | 0 | 0 | 0 | 0
PG&E FRESNO | Bullard | 115 | Geothermal |  |  | 0 | 0 | 0 | 0 | 0 | 0 | 0 | 0 | 0 | 0 | 0 | 0 | 0 | 0 | 0 | 0 | 0 | 0 | 0 | 0 | 0 | 0 | 0 | 0 | 0 | 0 | 0 | 0
PG&E GBA | Burlingame | 115 | Geothermal |  |  | 0 | 0 | 0 | 0 | 0 | 0 | 0 | 0 | 0 | 0 | 0 | 0 | 0 | 0 | 0 | 0 | 0 | 0 | 0 | 0 | 0 | 0 | 0 | 0 | 0 | 0 | 0 | 0
PG&E NGBA | Burney Forest | 230 | Geothermal |  |  | 0 | 0 | 0 | 0 | 0 | 0 | 0 | 0 | 0 | 0 | 0 | 0 | 0 | 0 | 0 | 0 | 0 | 0 | 0 | 0 | 0 | 0 | 0 | 0 | 0 | 0 | 0 | 0
PG&E NGBA | Butte | 115 | Geothermal |  |  | 0 | 0 | 0 | 0 | 0 | 0 | 0 | 0 | 0 | 0 | 0 | 0 | 0 | 0 | 0 | 0 | 0 | 0 | 0 | 0 | 0 | 0 | 0 | 0 | 0 | 0 | 0 | 0
PG&E KERN | Cabrillo | 115 | Geothermal |  |  | 0 | 0 | 0 | 0 | 0 | 0 | 0 | 0 | 0 | 0 | 0 | 0 | 0 | 0 | 0 | 0 | 0 | 0 | 0 | 0 | 0 | 0 | 0 | 0 | 0 | 0 | 0 | 0
PG&E FRESNO | Cal Flats | 230 | Geothermal |  |  | 0 | 0 | 0 | 0 | 0 | 0 | 0 | 0 | 0 | 0 | 0 | 0 | 0 | 0 | 0 | 0 | 0 | 0 | 0 | 0 | 0 | 0 | 0 | 0 | 0 | 0 | 0 | 0
SCE NOL | Calcite | 230 | Geothermal |  |  | 0 | 0 | 0 | 0 | 0 | 0 | 0 | 0 | 0 | 0 | 0 | 0 | 0 | 0 | 0 | 0 | 0 | 0 | 0 | 0 | 0 | 0 | 0 | 0 | 0 | 0 | 0 | 0
PG&E KERN | Caliente | 230 | Geothermal |  |  | 0 | 0 | 0 | 0 | 0 | 0 | 0 | 0 | 0 | 0 | 0 | 0 | 0 | 0 | 0 | 0 | 0 | 0 | 0 | 0 | 0 | 0 | 0 | 0 | 0 | 0 | 0 | 0
PG&E FRESNO | California Ave | 115 | Geothermal |  |  | 0 | 0 | 0 | 0 | 0 | 0 | 0 | 0 | 0 | 0 | 0 | 0 | 0 | 0 | 0 | 0 | 0 | 0 | 0 | 0 | 0 | 0 | 0 | 0 | 0 | 0 | 0 | 0
PG&E KERN | Callender | 115 | Geothermal |  |  | 0 | 0 | 0 | 0 | 0 | 0 | 0 | 0 | 0 | 0 | 0 | 0 | 0 | 0 | 0 | 0 | 0 | 0 | 0 | 0 | 0 | 0 | 0 | 0 | 0 | 0 | 0 | 0
PG&E NGBA | Calpella | 115 | Geothermal |  |  | 0 | 0 | 0 | 0 | 0 | 0 | 0 | 0 | 0 | 0 | 0 | 0 | 0 | 0 | 0 | 0 | 0 | 0 | 0 | 0 | 0 | 0 | 0 | 0 | 0 | 0 | 0 | 0
PG&E GBA | Camanche | 230 | Geothermal |  |  | 0 | 0 | 0 | 0 | 0 | 0 | 0 | 0 | 0 | 0 | 0 | 0 | 0 | 0 | 0 | 0 | 0 | 0 | 0 | 0 | 0 | 0 | 0 | 0 | 0 | 0 | 0 | 0
SDGE | Cameron | 69 | Geothermal |  |  | 0 | 0 | 0 | 0 | 0 | 0 | 0 | 0 | 0 | 0 | 0 | 0 | 0 | 0 | 0 | 0 | 0 | 0 | 0 | 0 | 0 | 0 | 0 | 0 | 0 | 0 | 0 | 0
SDGE | Cannon | 69 | Geothermal |  |  | 0 | 0 | 0 | 0 | 0 | 0 | 0 | 0 | 0 | 0 | 0 | 0 | 0 | 0 | 0 | 0 | 0 | 0 | 0 | 0 | 0 | 0 | 0 | 0 | 0 | 0 | 0 | 0
PG&E FRESNO | Cantua | 115 | Geothermal |  |  | 0 | 0 | 0 | 0 | 0 | 0 | 0 | 0 | 0 | 0 | 0 | 0 | 0 | 0 | 0 | 0 | 0 | 0 | 0 | 0 | 0 | 0 | 0 | 0 | 0 | 0 | 0 | 0
SDGE | Capistrano | 138 | Geothermal |  |  | 0 | 0 | 0 | 0 | 0 | 0 | 0 | 0 | 0 | 0 | 0 | 0 | 0 | 0 | 0 | 0 | 0 | 0 | 0 | 0 | 0 | 0 | 0 | 0 | 0 | 0 | 0 | 0
SDGE | Capistrano | 230 | Geothermal |  |  | 0 | 0 | 0 | 0 | 0 | 0 | 0 | 0 | 0 | 0 | 0 | 0 | 0 | 0 | 0 | 0 | 0 | 0 | 0 | 0 | 0 | 0 | 0 | 0 | 0 | 0 | 0 | 0
PG&E NGBA | Carberry | 230 | Geothermal |  |  | 0 | 0 | 0 | 0 | 0 | 0 | 0 | 0 | 0 | 0 | 0 | 0 | 0 | 0 | 0 | 0 | 0 | 0 | 0 | 0 | 0 | 0 | 0 | 0 | 0 | 0 | 0 | 0
SCE Eastern | Cardiff | 66 | Geothermal |  |  | 0 | 0 | 0 | 0 | 0 | 0 | 0 | 0 | 0 | 0 | 0 | 0 | 0 | 0 | 0 | 0 | 0 | 0 | 0 | 0 | 0 | 0 | 0 | 0 | 0 | 0 | 0 | 0
PG&E NGBA | Caribou | 60 | Geothermal |  |  | 0 | 0 | 0 | 0 | 0 | 0 | 0 | 0 | 0 | 0 | 0 | 0 | 0 | 0 | 0 | 0 | 0 | 0 | 0 | 0 | 0 | 0 | 0 | 0 | 0 | 0 | 0 | 0
PG&E NGBA | Caribou | 115 | Geothermal |  |  | 0 | 0 | 0 | 0 | 0 | 0 | 0 | 0 | 0 | 0 | 0 | 0 | 0 | 0 | 0 | 0 | 0 | 0 | 0 | 0 | 0 | 0 | 0 | 0 | 0 | 0 | 0 | 0
PG&E NGBA | Caribou | 230 | Geothermal |  |  | 0 | 0 | 0 | 0 | 0 | 0 | 0 | 0 | 0 | 0 | 0 | 0 | 0 | 0 | 0 | 0 | 0 | 0 | 0 | 0 | 0 | 0 | 0 | 0 | 0 | 0 | 0 | 0
EOP | Carpenter Canyon (fka Gamebird) | 138 | Geothermal |  |  | 0 | 0 | 0 | 0 | 0 | 0 | 0 | 0 | 0 | 0 | 0 | 0 | 0 | 0 | 0 | 0 | 0 | 0 | 0 | 0 | 0 | 0 | 0 | 0 | 0 | 0 | 0 | 0
EOP | Carpenter Canyon (fka Gamebird) | 230 | Geothermal |  |  | 0 | 0 | 0 | 0 | 0 | 0 | 0 | 0 | 0 | 0 | 0 | 0 | 0 | 0 | 0 | 0 | 0 | 0 | 0 | 0 | 0 | 0 | 0 | 0 | 0 | 0 | 0 | 0
PG&E NGBA | Carquinez | 115 | Geothermal |  |  | 0 | 0 | 0 | 0 | 0 | 0 | 0 | 0 | 0 | 0 | 0 | 0 | 0 | 0 | 0 | 0 | 0 | 0 | 0 | 0 | 0 | 0 | 0 | 0 | 0 | 0 | 0 | 0
SDGE | Carrizo Gorge | 138 | Geothermal |  |  | 0 | 0 | 0 | 0 | 0 | 0 | 0 | 0 | 0 | 0 | 0 | 0 | 0 | 0 | 0 | 0 | 0 | 0 | 0 | 0 | 0 | 0 | 0 | 0 | 0 | 0 | 0 | 0
PG&E KERN | Carrizo Plains | 115 | Geothermal |  |  | 0 | 0 | 0 | 0 | 0 | 0 | 0 | 0 | 0 | 0 | 0 | 0 | 0 | 0 | 0 | 0 | 0 | 0 | 0 | 0 | 0 | 0 | 0 | 0 | 0 | 0 | 0 | 0
PG&E KERN | Casaloma | 230 | Geothermal |  |  | 0 | 0 | 0 | 0 | 0 | 0 | 0 | 0 | 0 | 0 | 0 | 0 | 0 | 0 | 0 | 0 | 0 | 0 | 0 | 0 | 0 | 0 | 0 | 0 | 0 | 0 | 0 | 0
PG&E GBA | Castro Valley | 230 | Geothermal |  |  | 0 | 0 | 0 | 0 | 0 | 0 | 0 | 0 | 0 | 0 | 0 | 0 | 0 | 0 | 0 | 0 | 0 | 0 | 0 | 0 | 0 | 0 | 0 | 0 | 0 | 0 | 0 | 0
PG&E GBA | Cayetano | 230 | Geothermal |  |  | 0 | 0 | 0 | 0 | 0 | 0 | 0 | 0 | 0 | 0 | 0 | 0 | 0 | 0 | 0 | 0 | 0 | 0 | 0 | 0 | 0 | 0 | 0 | 0 | 0 | 0 | 0 | 0
SCE Metro | Center | 230 | Geothermal |  |  | 0 | 0 | 0 | 0 | 0 | 0 | 0 | 0 | 0 | 0 | 0 | 0 | 0 | 0 | 0 | 0 | 0 | 0 | 0 | 0 | 0 | 0 | 0 | 0 | 0 | 0 | 0 | 0
PG&E KERN | Charca | 115 | Geothermal |  |  | 0 | 0 | 0 | 0 | 0 | 0 | 0 | 0 | 0 | 0 | 0 | 0 | 0 | 0 | 0 | 0 | 0 | 0 | 0 | 0 | 0 | 0 | 0 | 0 | 0 | 0 | 0 | 0
EOP | Charleston | 138 | Geothermal |  |  | 0 | 0 | 0 | 0 | 0 | 0 | 0 | 0 | 0 | 0 | 0 | 0 | 0 | 0 | 0 | 0 | 0 | 0 | 0 | 0 | 0 | 0 | 0 | 0 | 0 | 0 | 0 | 0
SCE Metro | Chevmain | 230 | Geothermal |  |  | 0 | 0 | 0 | 0 | 0 | 0 | 0 | 0 | 0 | 0 | 0 | 0 | 0 | 0 | 0 | 0 | 0 | 0 | 0 | 0 | 0 | 0 | 0 | 0 | 0 | 0 | 0 | 0
SDGE | Chicarita | 138 | Geothermal |  |  | 0 | 0 | 0 | 0 | 0 | 0 | 0 | 0 | 0 | 0 | 0 | 0 | 0 | 0 | 0 | 0 | 0 | 0 | 0 | 0 | 0 | 0 | 0 | 0 | 0 | 0 | 0 | 0
SCE Metro | Chino | 230 | Geothermal |  |  | 0 | 0 | 0 | 0 | 0 | 0 | 0 | 0 | 0 | 0 | 0 | 0 | 0 | 0 | 0 | 0 | 0 | 0 | 0 | 0 | 0 | 0 | 0 | 0 | 0 | 0 | 0 | 0
PG&E FRESNO | Chowchilla | 115 | Geothermal |  |  | 0 | 0 | 0 | 0 | 0 | 0 | 0 | 0 | 0 | 0 | 0 | 0 | 0 | 0 | 0 | 0 | 0 | 0 | 0 | 0 | 0 | 0 | 0 | 0 | 0 | 0 | 0 | 0
PG&E GBA | Christie | 60 | Geothermal |  |  | 0 | 0 | 0 | 0 | 0 | 0 | 0 | 0 | 0 | 0 | 0 | 0 | 0 | 0 | 0 | 0 | 0 | 0 | 0 | 0 | 0 | 0 | 0 | 0 | 0 | 0 | 0 | 0
PG&E GBA | Christie | 115 | Geothermal |  |  | 0 | 0 | 0 | 0 | 0 | 0 | 0 | 0 | 0 | 0 | 0 | 0 | 0 | 0 | 0 | 0 | 0 | 0 | 0 | 0 | 0 | 0 | 0 | 0 | 0 | 0 | 0 | 0
SCE Eastern | Cielo Azul | 500 | Geothermal |  |  | 0 | 0 | 0 | 0 | 0 | 0 | 0 | 0 | 0 | 0 | 0 | 0 | 0 | 0 | 0 | 0 | 0 | 0 | 0 | 0 | 0 | 0 | 0 | 0 | 0 | 0 | 0 | 0
PG&E GBA | Clay | 60 | Geothermal |  |  | 0 | 0 | 0 | 0 | 0 | 0 | 0 | 0 | 0 | 0 | 0 | 0 | 0 | 0 | 0 | 0 | 0 | 0 | 0 | 0 | 0 | 0 | 0 | 0 | 0 | 0 | 0 | 0
PG&E GBA | Clayton | 115 | Geothermal |  |  | 0 | 0 | 0 | 0 | 0 | 0 | 0 | 0 | 0 | 0 | 0 | 0 | 0 | 0 | 0 | 0 | 0 | 0 | 0 | 0 | 0 | 0 | 0 | 0 | 0 | 0 | 0 | 0
PG&E NGBA | Cloverdale | 115 | Geothermal |  |  | 1 | 25 | 0 | 25 | 0 | 0 | 0 | 0 | 0 | 0 | 0 | 0 | 0 | 28 | 0 | 28 | 0 | 0 | 0 | 28 | 0 | 28 | 53 | 0 | 53 | 53 | 0 | 53
PG&E FRESNO | Clovis | 115 | Geothermal |  |  | 0 | 0 | 0 | 0 | 0 | 0 | 0 | 0 | 0 | 0 | 0 | 0 | 0 | 0 | 0 | 0 | 0 | 0 | 0 | 0 | 0 | 0 | 0 | 0 | 0 | 0 | 0 | 0
PG&E GBA | Coburn | 230 | Geothermal |  |  | 0 | 0 | 0 | 0 | 0 | 0 | 0 | 0 | 0 | 0 | 0 | 0 | 0 | 0 | 0 | 0 | 0 | 0 | 0 | 0 | 0 | 0 | 0 | 0 | 0 | 0 | 0 | 0
PG&E GBA | Coburn | 60 | Geothermal |  |  | 0 | 0 | 0 | 0 | 0 | 0 | 0 | 0 | 0 | 0 | 0 | 0 | 0 | 0 | 0 | 0 | 0 | 0 | 0 | 0 | 0 | 0 | 0 | 0 | 0 | 0 | 0 | 0
PG&E NGBA | Colgate | 230 | Geothermal |  |  | 0 | 0 | 0 | 0 | 0 | 0 | 0 | 0 | 0 | 0 | 0 | 0 | 0 | 0 | 0 | 0 | 0 | 0 | 0 | 0 | 0 | 0 | 0 | 0 | 0 | 0 | 0 | 0
PG&E GBA | Collierville | 230 | Geothermal |  |  | 0 | 0 | 0 | 0 | 0 | 0 | 0 | 0 | 0 | 0 | 0 | 0 | 0 | 0 | 0 | 0 | 0 | 0 | 0 | 0 | 0 | 0 | 0 | 0 | 0 | 0 | 0 | 0
PG&E GBA | Collinsville | 230 | Geothermal |  |  | 0 | 0 | 0 | 0 | 0 | 0 | 0 | 0 | 0 | 0 | 0 | 0 | 0 | 0 | 0 | 0 | 0 | 0 | 0 | 0 | 0 | 0 | 0 | 0 | 0 | 0 | 0 | 0
PG&E GBA | Collinsville | 500 | Geothermal |  |  | 0 | 0 | 0 | 0 | 0 | 0 | 0 | 0 | 0 | 0 | 0 | 0 | 0 | 0 | 0 | 0 | 0 | 0 | 0 | 0 | 0 | 0 | 0 | 0 | 0 | 0 | 0 | 0
SCE Eastern | Colorado River | 230 | Geothermal |  |  | 0 | 0 | 0 | 0 | 0 | 0 | 0 | 0 | 0 | 0 | 0 | 0 | 0 | 0 | 0 | 0 | 0 | 0 | 0 | 0 | 0 | 0 | 0 | 0 | 0 | 0 | 0 | 0
SCE Eastern | Colorado River | 500 | Geothermal |  |  | 0 | 0 | 0 | 0 | 0 | 0 | 0 | 0 | 0 | 0 | 0 | 0 | 0 | 0 | 0 | 0 | 0 | 0 | 0 | 0 | 0 | 0 | 0 | 0 | 0 | 0 | 0 | 0
PG&E KERN | Columbus | 115 | Geothermal |  |  | 0 | 0 | 0 | 0 | 0 | 0 | 0 | 0 | 0 | 0 | 0 | 0 | 0 | 0 | 0 | 0 | 0 | 0 | 0 | 0 | 0 | 0 | 0 | 0 | 0 | 0 | 0 | 0
PG&E GBA | Contra Costa | 115 | Geothermal |  |  | 0 | 0 | 0 | 0 | 0 | 0 | 0 | 0 | 0 | 0 | 0 | 0 | 0 | 0 | 0 | 0 | 0 | 0 | 0 | 0 | 0 | 0 | 0 | 0 | 0 | 0 | 0 | 0
PG&E GBA | Contra Costa | 230 | Geothermal |  |  | 0 | 0 | 0 | 0 | 0 | 0 | 0 | 0 | 0 | 0 | 0 | 0 | 0 | 0 | 0 | 0 | 0 | 0 | 0 | 0 | 0 | 0 | 0 | 0 | 0 | 0 | 0 | 0
PG&E GBA | Contra Costa PP | 230 | Geothermal |  |  | 0 | 0 | 0 | 0 | 0 | 0 | 0 | 0 | 0 | 0 | 0 | 0 | 0 | 0 | 0 | 0 | 0 | 0 | 0 | 0 | 0 | 0 | 0 | 0 | 0 | 0 | 0 | 0
SCE NOL | Control | 115 | Geothermal | YES | Northern Nevada (13 MW in baseline), 9.7 MW in-Dev is instate and already in Tx baseline | 1 | 13 | 0 | 13 | 9.7 | 0 | 9.7 | 9.7 | 0 | 9.7 | 0 | 0 | 0 | 0 | 0 | 0 | 0 | 0 | 0 | 0 | 0 | 0 | 13 | 0 | 13 | 13 | 0 | 13
SCE NOL | Control | 55 | Geothermal |  |  | 0 | 0 | 0 | 0 | 0 | 0 | 0 | 0 | 0 | 0 | 0 | 0 | 0 | 0 | 0 | 0 | 0 | 0 | 0 | 0 | 0 | 0 | 0 | 0 | 0 | 0 | 0 | 0
PG&E GBA | Cooley Landing | 115 | Geothermal |  |  | 0 | 0 | 0 | 0 | 0 | 0 | 0 | 0 | 0 | 0 | 0 | 0 | 0 | 0 | 0 | 0 | 0 | 0 | 0 | 0 | 0 | 0 | 0 | 0 | 0 | 0 | 0 | 0
PG&E GBA | Cooley Landing | 60 | Geothermal |  |  | 0 | 0 | 0 | 0 | 0 | 0 | 0 | 0 | 0 | 0 | 0 | 0 | 0 | 0 | 0 | 0 | 0 | 0 | 0 | 0 | 0 | 0 | 0 | 0 | 0 | 0 | 0 | 0
SCE NOL | Coolwater | 230 | Geothermal |  |  | 0 | 0 | 0 | 0 | 0 | 0 | 0 | 0 | 0 | 0 | 0 | 0 | 0 | 0 | 0 | 0 | 0 | 0 | 0 | 0 | 0 | 0 | 0 | 0 | 0 | 0 | 0 | 0
SCE NOL | Coolwater | 115 | Geothermal |  |  | 0 | 0 | 0 | 0 | 0 | 0 | 0 | 0 | 0 | 0 | 0 | 0 | 0 | 0 | 0 | 0 | 0 | 0 | 0 | 0 | 0 | 0 | 0 | 0 | 0 | 0 | 0 | 0
PG&E KERN | Copus | 70 | Geothermal |  |  | 0 | 0 | 0 | 0 | 0 | 0 | 0 | 0 | 0 | 0 | 0 | 0 | 0 | 0 | 0 | 0 | 0 | 0 | 0 | 0 | 0 | 0 | 0 | 0 | 0 | 0 | 0 | 0
PG&E FRESNO | Corcoran | 70 | Geothermal |  |  | 0 | 0 | 0 | 0 | 0 | 0 | 0 | 0 | 0 | 0 | 0 | 0 | 0 | 0 | 0 | 0 | 0 | 0 | 0 | 0 | 0 | 0 | 0 | 0 | 0 | 0 | 0 | 0
PG&E FRESNO | Corcoran | 115 | Geothermal |  |  | 0 | 0 | 0 | 0 | 0 | 0 | 0 | 0 | 0 | 0 | 0 | 0 | 0 | 0 | 0 | 0 | 0 | 0 | 0 | 0 | 0 | 0 | 0 | 0 | 0 | 0 | 0 | 0
PG&E NGBA | Corona | 115 | Geothermal |  |  | 0 | 0 | 0 | 0 | 0 | 0 | 0 | 0 | 0 | 0 | 0 | 0 | 0 | 0 | 0 | 0 | 0 | 0 | 0 | 0 | 0 | 0 | 0 | 0 | 0 | 0 | 0 | 0
PG&E NGBA | Cortina | 230 | Geothermal |  |  | 0 | 0 | 0 | 0 | 0 | 0 | 0 | 0 | 0 | 0 | 0 | 0 | 0 | 0 | 0 | 0 | 0 | 0 | 0 | 0 | 0 | 0 | 0 | 0 | 0 | 0 | 0 | 0
PG&E NGBA | Cortina | 115 | Geothermal |  |  | 0 | 0 | 0 | 0 | 0 | 0 | 0 | 0 | 0 | 0 | 0 | 0 | 0 | 0 | 0 | 0 | 0 | 0 | 0 | 0 | 0 | 0 | 0 | 0 | 0 | 0 | 0 | 0
PG&E GBA | Cottle | 230 | Geothermal |  |  | 0 | 0 | 0 | 0 | 0 | 0 | 0 | 0 | 0 | 0 | 0 | 0 | 0 | 0 | 0 | 0 | 0 | 0 | 0 | 0 | 0 | 0 | 0 | 0 | 0 | 0 | 0 | 0
PG&E NGBA | Cottonwood | 115 | Geothermal |  |  | 0 | 0 | 0 | 0 | 0 | 0 | 0 | 0 | 0 | 0 | 0 | 0 | 0 | 0 | 0 | 0 | 0 | 0 | 0 | 0 | 0 | 0 | 0 | 0 | 0 | 0 | 0 | 0
PG&E NGBA | Cottonwood | 230 | Geothermal |  |  | 0 | 0 | 0 | 0 | 0 | 0 | 0 | 0 | 0 | 0 | 0 | 0 | 0 | 0 | 0 | 0 | 0 | 0 | 0 | 0 | 0 | 0 | 0 | 0 | 0 | 0 | 0 | 0
PG&E NGBA | Cottonwood | 60 | Geothermal |  |  | 0 | 0 | 0 | 0 | 0 | 0 | 0 | 0 | 0 | 0 | 0 | 0 | 0 | 0 | 0 | 0 | 0 | 0 | 0 | 0 | 0 | 0 | 0 | 0 | 0 | 0 | 0 | 0
PG&E NGBA | Cove Road | 230 | Geothermal |  |  | 0 | 0 | 0 | 0 | 0 | 0 | 0 | 0 | 0 | 0 | 0 | 0 | 0 | 0 | 0 | 0 | 0 | 0 | 0 | 0 | 0 | 0 | 0 | 0 | 0 | 0 | 0 | 0
PG&E GBA | Coyote | 230 | Geothermal |  |  | 0 | 0 | 0 | 0 | 0 | 0 | 0 | 0 | 0 | 0 | 0 | 0 | 0 | 0 | 0 | 0 | 0 | 0 | 0 | 0 | 0 | 0 | 0 | 0 | 0 | 0 | 0 | 0
PG&E GBA | Crazy Horse Canyon | 115 | Geothermal |  |  | 0 | 0 | 0 | 0 | 0 | 0 | 0 | 0 | 0 | 0 | 0 | 0 | 0 | 0 | 0 | 0 | 0 | 0 | 0 | 0 | 0 | 0 | 0 | 0 | 0 | 0 | 0 | 0
SDGE | Creelman | 69 | Geothermal |  |  | 0 | 0 | 0 | 0 | 0 | 0 | 0 | 0 | 0 | 0 | 0 | 0 | 0 | 0 | 0 | 0 | 0 | 0 | 0 | 0 | 0 | 0 | 0 | 0 | 0 | 0 | 0 | 0
PG&E FRESNO | Crescent | 70 | Geothermal |  |  | 0 | 0 | 0 | 0 | 0 | 0 | 0 | 0 | 0 | 0 | 0 | 0 | 0 | 0 | 0 | 0 | 0 | 0 | 0 | 0 | 0 | 0 | 0 | 0 | 0 | 0 | 0 | 0
PG&E FRESNO | Cressey | 115 | Geothermal |  |  | 0 | 0 | 0 | 0 | 0 | 0 | 0 | 0 | 0 | 0 | 0 | 0 | 0 | 0 | 0 | 0 | 0 | 0 | 0 | 0 | 0 | 0 | 0 | 0 | 0 | 0 | 0 | 0
PG&E NGBA | Cresta | 230 | Geothermal |  |  | 0 | 0 | 0 | 0 | 0 | 0 | 0 | 0 | 0 | 0 | 0 | 0 | 0 | 0 | 0 | 0 | 0 | 0 | 0 | 0 | 0 | 0 | 0 | 0 | 0 | 0 | 0 | 0
SDGE | Crestwood | 69 | Geothermal |  |  | 0 | 0 | 0 | 0 | 0 | 0 | 0 | 0 | 0 | 0 | 0 | 0 | 0 | 0 | 0 | 0 | 0 | 0 | 0 | 0 | 0 | 0 | 0 | 0 | 0 | 0 | 0 | 0
PG&E GBA | Crow Creek | 60 | Geothermal |  |  | 0 | 0 | 0 | 0 | 0 | 0 | 0 | 0 | 0 | 0 | 0 | 0 | 0 | 0 | 0 | 0 | 0 | 0 | 0 | 0 | 0 | 0 | 0 | 0 | 0 | 0 | 0 | 0
PG&E GBA | Crows Landing | 60 | Geothermal |  |  | 0 | 0 | 0 | 0 | 0 | 0 | 0 | 0 | 0 | 0 | 0 | 0 | 0 | 0 | 0 | 0 | 0 | 0 | 0 | 0 | 0 | 0 | 0 | 0 | 0 | 0 | 0 | 0
PG&E GBA | Curtis | 115 | Geothermal |  |  | 0 | 0 | 0 | 0 | 0 | 0 | 0 | 0 | 0 | 0 | 0 | 0 | 0 | 0 | 0 | 0 | 0 | 0 | 0 | 0 | 0 | 0 | 0 | 0 | 0 | 0 | 0 | 0
PG&E FRESNO | Dairyland | 115 | Geothermal |  |  | 0 | 0 | 0 | 0 | 0 | 0 | 0 | 0 | 0 | 0 | 0 | 0 | 0 | 0 | 0 | 0 | 0 | 0 | 0 | 0 | 0 | 0 | 0 | 0 | 0 | 0 | 0 | 0
PG&E NGBA | Davis | 115 | Geothermal |  |  | 0 | 0 | 0 | 0 | 0 | 0 | 0 | 0 | 0 | 0 | 0 | 0 | 0 | 0 | 0 | 0 | 0 | 0 | 0 | 0 | 0 | 0 | 0 | 0 | 0 | 0 | 0 | 0
SCE Metro | Del Amo | 500 | Geothermal |  |  | 0 | 0 | 0 | 0 | 0 | 0 | 0 | 0 | 0 | 0 | 0 | 0 | 0 | 0 | 0 | 0 | 0 | 0 | 0 | 0 | 0 | 0 | 0 | 0 | 0 | 0 | 0 | 0
SCE Metro | Del Amo | 230 | Geothermal |  |  | 0 | 0 | 0 | 0 | 0 | 0 | 0 | 0 | 0 | 0 | 0 | 0 | 0 | 0 | 0 | 0 | 0 | 0 | 0 | 0 | 0 | 0 | 0 | 0 | 0 | 0 | 0 | 0
SCE Eastern | Delaney | 500 | Geothermal |  |  | 0 | 0 | 0 | 0 | 0 | 0 | 0 | 0 | 0 | 0 | 0 | 0 | 0 | 0 | 0 | 0 | 0 | 0 | 0 | 0 | 0 | 0 | 0 | 0 | 0 | 0 | 0 | 0
PG&E NGBA | Delevan | 230 | Geothermal |  |  | 0 | 0 | 0 | 0 | 0 | 0 | 0 | 0 | 0 | 0 | 0 | 0 | 0 | 0 | 0 | 0 | 0 | 0 | 0 | 0 | 0 | 0 | 0 | 0 | 0 | 0 | 0 | 0
PG&E GBA | Delta PP | 230 | Geothermal |  |  | 0 | 0 | 0 | 0 | 0 | 0 | 0 | 0 | 0 | 0 | 0 | 0 | 0 | 0 | 0 | 0 | 0 | 0 | 0 | 0 | 0 | 0 | 0 | 0 | 0 | 0 | 0 | 0
EOP | Desert View | 230 | Geothermal |  |  | 0 | 0 | 0 | 0 | 0 | 0 | 0 | 0 | 0 | 0 | 0 | 0 | 0 | 0 | 0 | 0 | 0 | 0 | 0 | 0 | 0 | 0 | 0 | 0 | 0 | 0 | 0 | 0
SCE Eastern | Devers | 230 | Geothermal |  |  | 0 | 0 | 0 | 0 | 0 | 0 | 0 | 0 | 0 | 0 | 0 | 0 | 0 | 0 | 0 | 0 | 0 | 0 | 0 | 0 | 0 | 0 | 0 | 0 | 0 | 0 | 0 | 0
SCE Eastern | Devers | 500 | Geothermal |  |  | 0 | 0 | 0 | 0 | 0 | 0 | 0 | 0 | 0 | 0 | 0 | 0 | 0 | 0 | 0 | 0 | 0 | 0 | 0 | 0 | 0 | 0 | 0 | 0 | 0 | 0 | 0 | 0
PG&E KERN | Diablo Canyon | 230 | Geothermal |  |  | 0 | 0 | 0 | 0 | 0 | 0 | 0 | 0 | 0 | 0 | 0 | 0 | 0 | 0 | 0 | 0 | 0 | 0 | 0 | 0 | 0 | 0 | 0 | 0 | 0 | 0 | 0 | 0
PG&E KERN | Diablo Canyon | 500 | Geothermal |  |  | 0 | 0 | 0 | 0 | 0 | 0 | 0 | 0 | 0 | 0 | 0 | 0 | 0 | 0 | 0 | 0 | 0 | 0 | 0 | 0 | 0 | 0 | 0 | 0 | 0 | 0 | 0 | 0
PG&E KERN | Divide | 115 | Geothermal |  |  | 0 | 0 | 0 | 0 | 0 | 0 | 0 | 0 | 0 | 0 | 0 | 0 | 0 | 0 | 0 | 0 | 0 | 0 | 0 | 0 | 0 | 0 | 0 | 0 | 0 | 0 | 0 | 0
PG&E GBA | Dixon Landing | 115 | Geothermal |  |  | 0 | 0 | 0 | 0 | 0 | 0 | 0 | 0 | 0 | 0 | 0 | 0 | 0 | 0 | 0 | 0 | 0 | 0 | 0 | 0 | 0 | 0 | 0 | 0 | 0 | 0 | 0 | 0
PG&E FRESNO | Dos Amigos | 230 | Geothermal |  |  | 0 | 0 | 0 | 0 | 0 | 0 | 0 | 0 | 0 | 0 | 0 | 0 | 0 | 0 | 0 | 0 | 0 | 0 | 0 | 0 | 0 | 0 | 0 | 0 | 0 | 0 | 0 | 0
PG&E NGBA | Drum | 115 | Geothermal |  |  | 0 | 0 | 0 | 0 | 0 | 0 | 0 | 0 | 0 | 0 | 0 | 0 | 0 | 0 | 0 | 0 | 0 | 0 | 0 | 0 | 0 | 0 | 0 | 0 | 0 | 0 | 0 | 0
PG&E GBA | Dumbarton | 115 | Geothermal |  |  | 0 | 0 | 0 | 0 | 0 | 0 | 0 | 0 | 0 | 0 | 0 | 0 | 0 | 0 | 0 | 0 | 0 | 0 | 0 | 0 | 0 | 0 | 0 | 0 | 0 | 0 | 0 | 0
SCE NOL | Dunn Siding | 115 | Geothermal |  |  | 0 | 0 | 0 | 0 | 0 | 0 | 0 | 0 | 0 | 0 | 0 | 0 | 0 | 0 | 0 | 0 | 0 | 0 | 0 | 0 | 0 | 0 | 0 | 0 | 0 | 0 | 0 | 0
SCE Eastern | Eagle Mountain | 230 | Geothermal |  |  | 0 | 0 | 0 | 0 | 0 | 0 | 0 | 0 | 0 | 0 | 0 | 0 | 0 | 0 | 0 | 0 | 0 | 0 | 0 | 0 | 0 | 0 | 0 | 0 | 0 | 0 | 0 | 0
PG&E NGBA | Eagle Rock (PGE) | 60 | Geothermal |  |  | 0 | 0 | 0 | 0 | 0 | 0 | 0 | 0 | 0 | 0 | 0 | 0 | 0 | 0 | 0 | 0 | 0 | 0 | 0 | 0 | 0 | 0 | 0 | 0 | 0 | 0 | 0 | 0
PG&E NGBA | Eagle Rock (PGE) | 115 | Geothermal |  |  | 1 | 0 | 0 | 0 | 7 | 0 | 7 | 7 | 0 | 7 | 0 | 0 | 0 | 14.5 | 0 | 14.5 | 0 | 0 | 0 | 14.5 | 0 | 14.5 | 14.5 | 0 | 14.5 | 14.5 | 0 | 14.5
SCE Metro | Eagle Rock (SCE) | 230 | Geothermal |  |  | 0 | 0 | 0 | 0 | 0 | 0 | 0 | 0 | 0 | 0 | 0 | 0 | 0 | 0 | 0 | 0 | 0 | 0 | 0 | 0 | 0 | 0 | 0 | 0 | 0 | 0 | 0 | 0
PG&E NGBA | East Marysville | 115 | Geothermal |  |  | 0 | 0 | 0 | 0 | 0 | 0 | 0 | 0 | 0 | 0 | 0 | 0 | 0 | 0 | 0 | 0 | 0 | 0 | 0 | 0 | 0 | 0 | 0 | 0 | 0 | 0 | 0 | 0
PG&E NGBA | East Nicolaus | 115 | Geothermal |  |  | 0 | 0 | 0 | 0 | 0 | 0 | 0 | 0 | 0 | 0 | 0 | 0 | 0 | 0 | 0 | 0 | 0 | 0 | 0 | 0 | 0 | 0 | 0 | 0 | 0 | 0 | 0 | 0
PG&E NGBA | East Nicolaus | 60 | Geothermal |  |  | 0 | 0 | 0 | 0 | 0 | 0 | 0 | 0 | 0 | 0 | 0 | 0 | 0 | 0 | 0 | 0 | 0 | 0 | 0 | 0 | 0 | 0 | 0 | 0 | 0 | 0 | 0 | 0
PG&E GBA | Eastshore | 115 | Geothermal |  |  | 0 | 0 | 0 | 0 | 0 | 0 | 0 | 0 | 0 | 0 | 0 | 0 | 0 | 0 | 0 | 0 | 0 | 0 | 0 | 0 | 0 | 0 | 0 | 0 | 0 | 0 | 0 | 0
PG&E GBA | Eastshore | 230 | Geothermal |  |  | 0 | 0 | 0 | 0 | 0 | 0 | 0 | 0 | 0 | 0 | 0 | 0 | 0 | 0 | 0 | 0 | 0 | 0 | 0 | 0 | 0 | 0 | 0 | 0 | 0 | 0 | 0 | 0
SDGE | ECO | 138 | Geothermal |  |  | 0 | 0 | 0 | 0 | 0 | 0 | 0 | 0 | 0 | 0 | 0 | 0 | 0 | 0 | 0 | 0 | 0 | 0 | 0 | 0 | 0 | 0 | 0 | 0 | 0 | 0 | 0 | 0
SDGE | ECO | 230 | Geothermal |  |  | 0 | 0 | 0 | 0 | 0 | 0 | 0 | 0 | 0 | 0 | 0 | 0 | 0 | 0 | 0 | 0 | 0 | 0 | 0 | 0 | 0 | 0 | 0 | 0 | 0 | 0 | 0 | 0
SDGE | ECO | 500 | Geothermal |  |  | 0 | 0 | 0 | 0 | 0 | 0 | 0 | 0 | 0 | 0 | 0 | 0 | 0 | 0 | 0 | 0 | 0 | 0 | 0 | 0 | 0 | 0 | 0 | 0 | 0 | 0 | 0 | 0
PG&E GBA | Edenvale | 115 | Geothermal |  |  | 0 | 0 | 0 | 0 | 0 | 0 | 0 | 0 | 0 | 0 | 0 | 0 | 0 | 0 | 0 | 0 | 0 | 0 | 0 | 0 | 0 | 0 | 0 | 0 | 0 | 0 | 0 | 0
PG&E GBA | Edes | 115 | Geothermal |  |  | 0 | 0 | 0 | 0 | 0 | 0 | 0 | 0 | 0 | 0 | 0 | 0 | 0 | 0 | 0 | 0 | 0 | 0 | 0 | 0 | 0 | 0 | 0 | 0 | 0 | 0 | 0 | 0
PG&E GBA | Eight Mile | 230 | Geothermal |  |  | 0 | 0 | 0 | 0 | 0 | 0 | 0 | 0 | 0 | 0 | 0 | 0 | 0 | 0 | 0 | 0 | 0 | 0 | 0 | 0 | 0 | 0 | 0 | 0 | 0 | 0 | 0 | 0
SDGE | El Cajon | 69 | Geothermal |  |  | 0 | 0 | 0 | 0 | 0 | 0 | 0 | 0 | 0 | 0 | 0 | 0 | 0 | 0 | 0 | 0 | 0 | 0 | 0 | 0 | 0 | 0 | 0 | 0 | 0 | 0 | 0 | 0
SCE Eastern | El Casco | 230 | Geothermal |  |  | 0 | 0 | 0 | 0 | 0 | 0 | 0 | 0 | 0 | 0 | 0 | 0 | 0 | 0 | 0 | 0 | 0 | 0 | 0 | 0 | 0 | 0 | 0 | 0 | 0 | 0 | 0 | 0
PG&E GBA | El Cerrito G | 115 | Geothermal |  |  | 0 | 0 | 0 | 0 | 0 | 0 | 0 | 0 | 0 | 0 | 0 | 0 | 0 | 0 | 0 | 0 | 0 | 0 | 0 | 0 | 0 | 0 | 0 | 0 | 0 | 0 | 0 | 0
PG&E NGBA | El Dorado PH | 115 | Geothermal |  |  | 0 | 0 | 0 | 0 | 0 | 0 | 0 | 0 | 0 | 0 | 0 | 0 | 0 | 0 | 0 | 0 | 0 | 0 | 0 | 0 | 0 | 0 | 0 | 0 | 0 | 0 | 0 | 0
PG&E FRESNO | El Nido (PGE) | 115 | Geothermal |  |  | 0 | 0 | 0 | 0 | 0 | 0 | 0 | 0 | 0 | 0 | 0 | 0 | 0 | 0 | 0 | 0 | 0 | 0 | 0 | 0 | 0 | 0 | 0 | 0 | 0 | 0 | 0 | 0
SCE Metro | El Nido (SCE) | 230 | Geothermal |  |  | 0 | 0 | 0 | 0 | 0 | 0 | 0 | 0 | 0 | 0 | 0 | 0 | 0 | 0 | 0 | 0 | 0 | 0 | 0 | 0 | 0 | 0 | 0 | 0 | 0 | 0 | 0 | 0
PG&E GBA | El Patio | 115 | Geothermal |  |  | 0 | 0 | 0 | 0 | 0 | 0 | 0 | 0 | 0 | 0 | 0 | 0 | 0 | 0 | 0 | 0 | 0 | 0 | 0 | 0 | 0 | 0 | 0 | 0 | 0 | 0 | 0 | 0
SCE Metro | El Segundo | 230 | Geothermal |  |  | 0 | 0 | 0 | 0 | 0 | 0 | 0 | 0 | 0 | 0 | 0 | 0 | 0 | 0 | 0 | 0 | 0 | 0 | 0 | 0 | 0 | 0 | 0 | 0 | 0 | 0 | 0 | 0
EOP | Eldorado | 230 | Geothermal | YES | Northern Nevada | 1 | 45 | 0 | 45 | 0 | 0 | 0 | 0 | 0 | 0 | 0 | 0 | 0 | 117.3 | 0 | 117.3 | 0 | 0 | 0 | 117.3 | 0 | 117.3 | 162.3 | 0 | 162.3 | 162.3 | 0 | 162.3
EOP | Eldorado | 500 | Geothermal |  |  | 0 | 0 | 0 | 0 | 0 | 0 | 0 | 0 | 0 | 0 | 0 | 0 | 0 | 0 | 0 | 0 | 0 | 0 | 0 | 0 | 0 | 0 | 0 | 0 | 0 | 0 | 0 | 0
SCE Northern | Elizabeth Lake | 66 | Geothermal |  |  | 0 | 0 | 0 | 0 | 0 | 0 | 0 | 0 | 0 | 0 | 0 | 0 | 0 | 0 | 0 | 0 | 0 | 0 | 0 | 0 | 0 | 0 | 0 | 0 | 0 | 0 | 0 | 0
PG&E KERN | Elk Hills | 230 | Geothermal |  |  | 0 | 0 | 0 | 0 | 0 | 0 | 0 | 0 | 0 | 0 | 0 | 0 | 0 | 0 | 0 | 0 | 0 | 0 | 0 | 0 | 0 | 0 | 0 | 0 | 0 | 0 | 0 | 0
SDGE | Elliot | 69 | Geothermal |  |  | 0 | 0 | 0 | 0 | 0 | 0 | 0 | 0 | 0 | 0 | 0 | 0 | 0 | 0 | 0 | 0 | 0 | 0 | 0 | 0 | 0 | 0 | 0 | 0 | 0 | 0 | 0 | 0
SCE Metro | Ellis | 230 | Geothermal |  |  | 0 | 0 | 0 | 0 | 0 | 0 | 0 | 0 | 0 | 0 | 0 | 0 | 0 | 0 | 0 | 0 | 0 | 0 | 0 | 0 | 0 | 0 | 0 | 0 | 0 | 0 | 0 | 0
SDGE | Encina | 138 | Geothermal |  |  | 0 | 0 | 0 | 0 | 0 | 0 | 0 | 0 | 0 | 0 | 0 | 0 | 0 | 0 | 0 | 0 | 0 | 0 | 0 | 0 | 0 | 0 | 0 | 0 | 0 | 0 | 0 | 0
SDGE | Encina | 230 | Geothermal |  |  | 0 | 0 | 0 | 0 | 0 | 0 | 0 | 0 | 0 | 0 | 0 | 0 | 0 | 0 | 0 | 0 | 0 | 0 | 0 | 0 | 0 | 0 | 0 | 0 | 0 | 0 | 0 | 0
SDGE | Escondido | 230 | Geothermal |  |  | 0 | 0 | 0 | 0 | 0 | 0 | 0 | 0 | 0 | 0 | 0 | 0 | 0 | 0 | 0 | 0 | 0 | 0 | 0 | 0 | 0 | 0 | 0 | 0 | 0 | 0 | 0 | 0
SDGE | Escondido | 69 | Geothermal |  |  | 0 | 0 | 0 | 0 | 0 | 0 | 0 | 0 | 0 | 0 | 0 | 0 | 0 | 0 | 0 | 0 | 0 | 0 | 0 | 0 | 0 | 0 | 0 | 0 | 0 | 0 | 0 | 0
PG&E KERN | Estrella | 230 | Geothermal |  |  | 0 | 0 | 0 | 0 | 0 | 0 | 0 | 0 | 0 | 0 | 0 | 0 | 0 | 0 | 0 | 0 | 0 | 0 | 0 | 0 | 0 | 0 | 0 | 0 | 0 | 0 | 0 | 0
SCE Eastern | Etiwanda | 230 | Geothermal |  |  | 0 | 0 | 0 | 0 | 0 | 0 | 0 | 0 | 0 | 0 | 0 | 0 | 0 | 0 | 0 | 0 | 0 | 0 | 0 | 0 | 0 | 0 | 0 | 0 | 0 | 0 | 0 | 0
PG&E GBA | Evergreen | 115 | Geothermal |  |  | 0 | 0 | 0 | 0 | 0 | 0 | 0 | 0 | 0 | 0 | 0 | 0 | 0 | 0 | 0 | 0 | 0 | 0 | 0 | 0 | 0 | 0 | 0 | 0 | 0 | 0 | 0 | 0
PG&E GBA | Evergreen | 60 | Geothermal |  |  | 0 | 0 | 0 | 0 | 0 | 0 | 0 | 0 | 0 | 0 | 0 | 0 | 0 | 0 | 0 | 0 | 0 | 0 | 0 | 0 | 0 | 0 | 0 | 0 | 0 | 0 | 0 | 0
PG&E FRESNO | Excelsior | 115 | Geothermal |  |  | 0 | 0 | 0 | 0 | 0 | 0 | 0 | 0 | 0 | 0 | 0 | 0 | 0 | 0 | 0 | 0 | 0 | 0 | 0 | 0 | 0 | 0 | 0 | 0 | 0 | 0 | 0 | 0
PG&E FRESNO | Exchequer | 115 | Geothermal |  |  | 0 | 0 | 0 | 0 | 0 | 0 | 0 | 0 | 0 | 0 | 0 | 0 | 0 | 0 | 0 | 0 | 0 | 0 | 0 | 0 | 0 | 0 | 0 | 0 | 0 | 0 | 0 | 0
PG&E KERN | Fairway | 115 | Geothermal |  |  | 0 | 0 | 0 | 0 | 0 | 0 | 0 | 0 | 0 | 0 | 0 | 0 | 0 | 0 | 0 | 0 | 0 | 0 | 0 | 0 | 0 | 0 | 0 | 0 | 0 | 0 | 0 | 0
PG&E KERN | Famoso | 115 | Geothermal |  |  | 0 | 0 | 0 | 0 | 0 | 0 | 0 | 0 | 0 | 0 | 0 | 0 | 0 | 0 | 0 | 0 | 0 | 0 | 0 | 0 | 0 | 0 | 0 | 0 | 0 | 0 | 0 | 0
PG&E NGBA | Fern Road | 500 | Geothermal |  |  | 0 | 0 | 0 | 0 | 0 | 0 | 0 | 0 | 0 | 0 | 0 | 0 | 0 | 0 | 0 | 0 | 0 | 0 | 0 | 0 | 0 | 0 | 0 | 0 | 0 | 0 | 0 | 0
PG&E GBA | Fibreboard (SPI Sonora) | 115 | Geothermal |  |  | 0 | 0 | 0 | 0 | 0 | 0 | 0 | 0 | 0 | 0 | 0 | 0 | 0 | 0 | 0 | 0 | 0 | 0 | 0 | 0 | 0 | 0 | 0 | 0 | 0 | 0 | 0 | 0
PG&E FRESNO | Figarden | 230 | Geothermal |  |  | 0 | 0 | 0 | 0 | 0 | 0 | 0 | 0 | 0 | 0 | 0 | 0 | 0 | 0 | 0 | 0 | 0 | 0 | 0 | 0 | 0 | 0 | 0 | 0 | 0 | 0 | 0 | 0
PG&E FRESNO | Fink | 230 | Geothermal |  |  | 0 | 0 | 0 | 0 | 0 | 0 | 0 | 0 | 0 | 0 | 0 | 0 | 0 | 0 | 0 | 0 | 0 | 0 | 0 | 0 | 0 | 0 | 0 | 0 | 0 | 0 | 0 | 0
PG&E NGBA | Fitch Mountain | 60 | Geothermal |  |  | 0 | 0 | 0 | 0 | 0 | 0 | 0 | 0 | 0 | 0 | 0 | 0 | 0 | 0 | 0 | 0 | 0 | 0 | 0 | 0 | 0 | 0 | 0 | 0 | 0 | 0 | 0 | 0
PG&E GBA | FMC | 115 | Geothermal |  |  | 0 | 0 | 0 | 0 | 0 | 0 | 0 | 0 | 0 | 0 | 0 | 0 | 0 | 0 | 0 | 0 | 0 | 0 | 0 | 0 | 0 | 0 | 0 | 0 | 0 | 0 | 0 | 0
PG&E GBA | Fremont | 115 | Geothermal |  |  | 0 | 0 | 0 | 0 | 0 | 0 | 0 | 0 | 0 | 0 | 0 | 0 | 0 | 0 | 0 | 0 | 0 | 0 | 0 | 0 | 0 | 0 | 0 | 0 | 0 | 0 | 0 | 0
PG&E GBA | French Camp | 60 | Geothermal |  |  | 0 | 0 | 0 | 0 | 0 | 0 | 0 | 0 | 0 | 0 | 0 | 0 | 0 | 0 | 0 | 0 | 0 | 0 | 0 | 0 | 0 | 0 | 0 | 0 | 0 | 0 | 0 | 0
PG&E GBA | Frogtown | 115 | Geothermal |  |  | 0 | 0 | 0 | 0 | 0 | 0 | 0 | 0 | 0 | 0 | 0 | 0 | 0 | 0 | 0 | 0 | 0 | 0 | 0 | 0 | 0 | 0 | 0 | 0 | 0 | 0 | 0 | 0
PG&E NGBA | Fulton | 115 | Geothermal |  |  | 0 | 0 | 0 | 0 | 0 | 0 | 0 | 0 | 0 | 0 | 0 | 0 | 0 | 0 | 0 | 0 | 0 | 0 | 0 | 0 | 0 | 0 | 0 | 0 | 0 | 0 | 0 | 0
PG&E NGBA | Fulton | 230 | Geothermal |  |  | 1 | 0 | 0 | 0 | 18 | 0 | 18 | 18 | 0 | 18 | 0 | 0 | 0 | 36 | 0 | 36 | 0 | 0 | 0 | 36 | 0 | 36 | 36 | 0 | 36 | 36 | 0 | 36
PG&E NGBA | Fulton | 60 | Geothermal |  |  | 0 | 0 | 0 | 0 | 0 | 0 | 0 | 0 | 0 | 0 | 0 | 0 | 0 | 0 | 0 | 0 | 0 | 0 | 0 | 0 | 0 | 0 | 0 | 0 | 0 | 0 | 0 | 0
PG&E KERN | Ganso | 115 | Geothermal |  |  | 0 | 0 | 0 | 0 | 0 | 0 | 0 | 0 | 0 | 0 | 0 | 0 | 0 | 0 | 0 | 0 | 0 | 0 | 0 | 0 | 0 | 0 | 0 | 0 | 0 | 0 | 0 | 0
PG&E FRESNO | Gates | 230 | Geothermal |  |  | 0 | 0 | 0 | 0 | 0 | 0 | 0 | 0 | 0 | 0 | 0 | 0 | 0 | 0 | 0 | 0 | 0 | 0 | 0 | 0 | 0 | 0 | 0 | 0 | 0 | 0 | 0 | 0
PG&E FRESNO | Gates | 500 | Geothermal |  |  | 0 | 0 | 0 | 0 | 0 | 0 | 0 | 0 | 0 | 0 | 0 | 0 | 0 | 0 | 0 | 0 | 0 | 0 | 0 | 0 | 0 | 0 | 0 | 0 | 0 | 0 | 0 | 0
PG&E NGBA | Geysers 12 | 230 | Geothermal |  |  | 0 | 0 | 0 | 0 | 0 | 0 | 0 | 0 | 0 | 0 | 0 | 0 | 0 | 0 | 0 | 0 | 0 | 0 | 0 | 0 | 0 | 0 | 0 | 0 | 0 | 0 | 0 | 0
PG&E NGBA | Geysers 17 | 230 | Geothermal |  |  | 1 | 0 | 0 | 0 | 0 | 0 | 0 | 0 | 0 | 0 | 0 | 0 | 0 | 19.5 | 0 | 19.5 | 0 | 0 | 0 | 19.5 | 0 | 19.5 | 19.5 | 0 | 19.5 | 19.5 | 0 | 19.5
PG&E NGBA | Geysers 3 | 115 | Geothermal |  |  | 0 | 0 | 0 | 0 | 0 | 0 | 0 | 0 | 0 | 0 | 0 | 0 | 0 | 0 | 0 | 0 | 0 | 0 | 0 | 0 | 0 | 0 | 0 | 0 | 0 | 0 | 0 | 0
PG&E NGBA | Glenn | 230 | Geothermal |  |  | 0 | 0 | 0 | 0 | 0 | 0 | 0 | 0 | 0 | 0 | 0 | 0 | 0 | 0 | 0 | 0 | 0 | 0 | 0 | 0 | 0 | 0 | 0 | 0 | 0 | 0 | 0 | 0
PG&E NGBA | Glenn | 60 | Geothermal |  |  | 0 | 0 | 0 | 0 | 0 | 0 | 0 | 0 | 0 | 0 | 0 | 0 | 0 | 0 | 0 | 0 | 0 | 0 | 0 | 0 | 0 | 0 | 0 | 0 | 0 | 0 | 0 | 0
PG&E NGBA | Gold Hill | 115 | Geothermal |  |  | 0 | 0 | 0 | 0 | 0 | 0 | 0 | 0 | 0 | 0 | 0 | 0 | 0 | 0 | 0 | 0 | 0 | 0 | 0 | 0 | 0 | 0 | 0 | 0 | 0 | 0 | 0 | 0
PG&E NGBA | Gold Hill | 230 | Geothermal |  |  | 0 | 0 | 0 | 0 | 0 | 0 | 0 | 0 | 0 | 0 | 0 | 0 | 0 | 0 | 0 | 0 | 0 | 0 | 0 | 0 | 0 | 0 | 0 | 0 | 0 | 0 | 0 | 0
SCE Northern | Goleta | 230 | Geothermal |  |  | 0 | 0 | 0 | 0 | 0 | 0 | 0 | 0 | 0 | 0 | 0 | 0 | 0 | 0 | 0 | 0 | 0 | 0 | 0 | 0 | 0 | 0 | 0 | 0 | 0 | 0 | 0 | 0
SCE Metro | Goodrich | 230 | Geothermal |  |  | 0 | 0 | 0 | 0 | 0 | 0 | 0 | 0 | 0 | 0 | 0 | 0 | 0 | 0 | 0 | 0 | 0 | 0 | 0 | 0 | 0 | 0 | 0 | 0 | 0 | 0 | 0 | 0
PG&E KERN | Goose Lake | 115 | Geothermal |  |  | 0 | 0 | 0 | 0 | 0 | 0 | 0 | 0 | 0 | 0 | 0 | 0 | 0 | 0 | 0 | 0 | 0 | 0 | 0 | 0 | 0 | 0 | 0 | 0 | 0 | 0 | 0 | 0
SCE Metro | Gould | 230 | Geothermal |  |  | 0 | 0 | 0 | 0 | 0 | 0 | 0 | 0 | 0 | 0 | 0 | 0 | 0 | 0 | 0 | 0 | 0 | 0 | 0 | 0 | 0 | 0 | 0 | 0 | 0 | 0 | 0 | 0
PG&E NGBA | Grand Island | 115 | Geothermal |  |  | 0 | 0 | 0 | 0 | 0 | 0 | 0 | 0 | 0 | 0 | 0 | 0 | 0 | 0 | 0 | 0 | 0 | 0 | 0 | 0 | 0 | 0 | 0 | 0 | 0 | 0 | 0 | 0
SDGE | Granite | 69 | Geothermal |  |  | 0 | 0 | 0 | 0 | 0 | 0 | 0 | 0 | 0 | 0 | 0 | 0 | 0 | 0 | 0 | 0 | 0 | 0 | 0 | 0 | 0 | 0 | 0 | 0 | 0 | 0 | 0 | 0
PG&E GBA | Grant | 115 | Geothermal |  |  | 0 | 0 | 0 | 0 | 0 | 0 | 0 | 0 | 0 | 0 | 0 | 0 | 0 | 0 | 0 | 0 | 0 | 0 | 0 | 0 | 0 | 0 | 0 | 0 | 0 | 0 | 0 | 0
PG&E GBA | Green Valley | 115 | Geothermal |  |  | 0 | 0 | 0 | 0 | 0 | 0 | 0 | 0 | 0 | 0 | 0 | 0 | 0 | 0 | 0 | 0 | 0 | 0 | 0 | 0 | 0 | 0 | 0 | 0 | 0 | 0 | 0 | 0
PG&E NGBA | Greenleaf 1 | 115 | Geothermal |  |  | 0 | 0 | 0 | 0 | 0 | 0 | 0 | 0 | 0 | 0 | 0 | 0 | 0 | 0 | 0 | 0 | 0 | 0 | 0 | 0 | 0 | 0 | 0 | 0 | 0 | 0 | 0 | 0
PG&E FRESNO | Gregg | 230 | Geothermal |  |  | 0 | 0 | 0 | 0 | 0 | 0 | 0 | 0 | 0 | 0 | 0 | 0 | 0 | 0 | 0 | 0 | 0 | 0 | 0 | 0 | 0 | 0 | 0 | 0 | 0 | 0 | 0 | 0
PG&E FRESNO | Grimmway-Malaga | 115 | Geothermal |  |  | 0 | 0 | 0 | 0 | 0 | 0 | 0 | 0 | 0 | 0 | 0 | 0 | 0 | 0 | 0 | 0 | 0 | 0 | 0 | 0 | 0 | 0 | 0 | 0 | 0 | 0 | 0 | 0
PG&E NGBA | Grizzly | 230 | Geothermal |  |  | 0 | 0 | 0 | 0 | 0 | 0 | 0 | 0 | 0 | 0 | 0 | 0 | 0 | 0 | 0 | 0 | 0 | 0 | 0 | 0 | 0 | 0 | 0 | 0 | 0 | 0 | 0 | 0
PG&E FRESNO | Guernsey | 70 | Geothermal |  |  | 0 | 0 | 0 | 0 | 0 | 0 | 0 | 0 | 0 | 0 | 0 | 0 | 0 | 0 | 0 | 0 | 0 | 0 | 0 | 0 | 0 | 0 | 0 | 0 | 0 | 0 | 0 | 0
PG&E FRESNO | GWF Hanford | 115 | Geothermal |  |  | 0 | 0 | 0 | 0 | 0 | 0 | 0 | 0 | 0 | 0 | 0 | 0 | 0 | 0 | 0 | 0 | 0 | 0 | 0 | 0 | 0 | 0 | 0 | 0 | 0 | 0 | 0 | 0
PG&E FRESNO | Haas | 230 | Geothermal |  |  | 0 | 0 | 0 | 0 | 0 | 0 | 0 | 0 | 0 | 0 | 0 | 0 | 0 | 0 | 0 | 0 | 0 | 0 | 0 | 0 | 0 | 0 | 0 | 0 | 0 | 0 | 0 | 0
PG&E FRESNO | Hammonds | 115 | Geothermal |  |  | 0 | 0 | 0 | 0 | 0 | 0 | 0 | 0 | 0 | 0 | 0 | 0 | 0 | 0 | 0 | 0 | 0 | 0 | 0 | 0 | 0 | 0 | 0 | 0 | 0 | 0 | 0 | 0
SCE Metro | HarborGen | 230 | Geothermal |  |  | 0 | 0 | 0 | 0 | 0 | 0 | 0 | 0 | 0 | 0 | 0 | 0 | 0 | 0 | 0 | 0 | 0 | 0 | 0 | 0 | 0 | 0 | 0 | 0 | 0 | 0 | 0 | 0
PG&E NGBA | Harris | 60 | Geothermal |  |  | 0 | 0 | 0 | 0 | 0 | 0 | 0 | 0 | 0 | 0 | 0 | 0 | 0 | 0 | 0 | 0 | 0 | 0 | 0 | 0 | 0 | 0 | 0 | 0 | 0 | 0 | 0 | 0
EOP | Harry Allen | 500 | Geothermal |  |  | 0 | 0 | 0 | 0 | 0 | 0 | 0 | 0 | 0 | 0 | 0 | 0 | 0 | 0 | 0 | 0 | 0 | 0 | 0 | 0 | 0 | 0 | 0 | 0 | 0 | 0 | 0 | 0
PG&E NGBA | Hartley | 60 | Geothermal |  |  | 0 | 0 | 0 | 0 | 0 | 0 | 0 | 0 | 0 | 0 | 0 | 0 | 0 | 0 | 0 | 0 | 0 | 0 | 0 | 0 | 0 | 0 | 0 | 0 | 0 | 0 | 0 | 0
SCE NOL | Harvard | 115 | Geothermal |  |  | 0 | 0 | 0 | 0 | 0 | 0 | 0 | 0 | 0 | 0 | 0 | 0 | 0 | 0 | 0 | 0 | 0 | 0 | 0 | 0 | 0 | 0 | 0 | 0 | 0 | 0 | 0 | 0
SDGE | Hassayampa | 500 | Geothermal |  |  | 0 | 0 | 0 | 0 | 0 | 0 | 0 | 0 | 0 | 0 | 0 | 0 | 0 | 0 | 0 | 0 | 0 | 0 | 0 | 0 | 0 | 0 | 0 | 0 | 0 | 0 | 0 | 0
PG&E FRESNO | Helm | 230 | Geothermal |  |  | 0 | 0 | 0 | 0 | 0 | 0 | 0 | 0 | 0 | 0 | 0 | 0 | 0 | 0 | 0 | 0 | 0 | 0 | 0 | 0 | 0 | 0 | 0 | 0 | 0 | 0 | 0 | 0
PG&E FRESNO | Helm | 70 | Geothermal |  |  | 0 | 0 | 0 | 0 | 0 | 0 | 0 | 0 | 0 | 0 | 0 | 0 | 0 | 0 | 0 | 0 | 0 | 0 | 0 | 0 | 0 | 0 | 0 | 0 | 0 | 0 | 0 | 0
PG&E FRESNO | Henrietta | 115 | Geothermal |  |  | 0 | 0 | 0 | 0 | 0 | 0 | 0 | 0 | 0 | 0 | 0 | 0 | 0 | 0 | 0 | 0 | 0 | 0 | 0 | 0 | 0 | 0 | 0 | 0 | 0 | 0 | 0 | 0
PG&E FRESNO | Henrietta | 230 | Geothermal |  |  | 0 | 0 | 0 | 0 | 0 | 0 | 0 | 0 | 0 | 0 | 0 | 0 | 0 | 0 | 0 | 0 | 0 | 0 | 0 | 0 | 0 | 0 | 0 | 0 | 0 | 0 | 0 | 0
PG&E FRESNO | Henrietta | 70 | Geothermal |  |  | 0 | 0 | 0 | 0 | 0 | 0 | 0 | 0 | 0 | 0 | 0 | 0 | 0 | 0 | 0 | 0 | 0 | 0 | 0 | 0 | 0 | 0 | 0 | 0 | 0 | 0 | 0 | 0
PG&E FRESNO | Herndon | 115 | Geothermal |  |  | 0 | 0 | 0 | 0 | 0 | 0 | 0 | 0 | 0 | 0 | 0 | 0 | 0 | 0 | 0 | 0 | 0 | 0 | 0 | 0 | 0 | 0 | 0 | 0 | 0 | 0 | 0 | 0
PG&E FRESNO | Herndon | 230 | Geothermal |  |  | 0 | 0 | 0 | 0 | 0 | 0 | 0 | 0 | 0 | 0 | 0 | 0 | 0 | 0 | 0 | 0 | 0 | 0 | 0 | 0 | 0 | 0 | 0 | 0 | 0 | 0 | 0 | 0
PG&E GBA | Hicks | 230 | Geothermal |  |  | 0 | 0 | 0 | 0 | 0 | 0 | 0 | 0 | 0 | 0 | 0 | 0 | 0 | 0 | 0 | 0 | 0 | 0 | 0 | 0 | 0 | 0 | 0 | 0 | 0 | 0 | 0 | 0
PG&E NGBA | Higgins | 115 | Geothermal |  |  | 0 | 0 | 0 | 0 | 0 | 0 | 0 | 0 | 0 | 0 | 0 | 0 | 0 | 0 | 0 | 0 | 0 | 0 | 0 | 0 | 0 | 0 | 0 | 0 | 0 | 0 | 0 | 0
PG&E NGBA | Hilltop | 345 | Geothermal |  |  | 0 | 0 | 0 | 0 | 0 | 0 | 0 | 0 | 0 | 0 | 0 | 0 | 0 | 0 | 0 | 0 | 0 | 0 | 0 | 0 | 0 | 0 | 0 | 0 | 0 | 0 | 0 | 0
SCE Metro | Hinson | 230 | Geothermal |  |  | 0 | 0 | 0 | 0 | 0 | 0 | 0 | 0 | 0 | 0 | 0 | 0 | 0 | 0 | 0 | 0 | 0 | 0 | 0 | 0 | 0 | 0 | 0 | 0 | 0 | 0 | 0 | 0
PG&E GBA | Hollister | 115 | Geothermal |  |  | 0 | 0 | 0 | 0 | 0 | 0 | 0 | 0 | 0 | 0 | 0 | 0 | 0 | 0 | 0 | 0 | 0 | 0 | 0 | 0 | 0 | 0 | 0 | 0 | 0 | 0 | 0 | 0
PG&E NGBA | Homestake | 115 | Geothermal |  |  | 0 | 0 | 0 | 0 | 0 | 0 | 0 | 0 | 0 | 0 | 0 | 0 | 0 | 0 | 0 | 0 | 0 | 0 | 0 | 0 | 0 | 0 | 0 | 0 | 0 | 0 | 0 | 0
PG&E NGBA | Honcut | 115 | Geothermal |  |  | 0 | 0 | 0 | 0 | 0 | 0 | 0 | 0 | 0 | 0 | 0 | 0 | 0 | 0 | 0 | 0 | 0 | 0 | 0 | 0 | 0 | 0 | 0 | 0 | 0 | 0 | 0 | 0
SDGE | Hoodoo Wash | 500 | Geothermal |  |  | 0 | 0 | 0 | 0 | 0 | 0 | 0 | 0 | 0 | 0 | 0 | 0 | 0 | 0 | 0 | 0 | 0 | 0 | 0 | 0 | 0 | 0 | 0 | 0 | 0 | 0 | 0 | 0
PG&E NGBA | Hopland | 115 | Geothermal |  |  | 0 | 0 | 0 | 0 | 0 | 0 | 0 | 0 | 0 | 0 | 0 | 0 | 0 | 0 | 0 | 0 | 0 | 0 | 0 | 0 | 0 | 0 | 0 | 0 | 0 | 0 | 0 | 0
PG&E NGBA | Hopland | 60 | Geothermal |  |  | 0 | 0 | 0 | 0 | 0 | 0 | 0 | 0 | 0 | 0 | 0 | 0 | 0 | 0 | 0 | 0 | 0 | 0 | 0 | 0 | 0 | 0 | 0 | 0 | 0 | 0 | 0 | 0
PG&E NGBA | Humboldt | 115 | Geothermal |  |  | 0 | 0 | 0 | 0 | 0 | 0 | 0 | 0 | 0 | 0 | 0 | 0 | 0 | 0 | 0 | 0 | 0 | 0 | 0 | 0 | 0 | 0 | 0 | 0 | 0 | 0 | 0 | 0
PG&E NGBA | Humboldt | 60 | Geothermal |  |  | 0 | 0 | 0 | 0 | 0 | 0 | 0 | 0 | 0 | 0 | 0 | 0 | 0 | 0 | 0 | 0 | 0 | 0 | 0 | 0 | 0 | 0 | 0 | 0 | 0 | 0 | 0 | 0
PG&E NGBA | Humboldt | 500 | Geothermal |  |  | 0 | 0 | 0 | 0 | 0 | 0 | 0 | 0 | 0 | 0 | 0 | 0 | 0 | 0 | 0 | 0 | 0 | 0 | 0 | 0 | 0 | 0 | 0 | 0 | 0 | 0 | 0 | 0
SCE Metro | Huntington Beach | 230 | Geothermal |  |  | 0 | 0 | 0 | 0 | 0 | 0 | 0 | 0 | 0 | 0 | 0 | 0 | 0 | 0 | 0 | 0 | 0 | 0 | 0 | 0 | 0 | 0 | 0 | 0 | 0 | 0 | 0 | 0
PG&E NGBA | Ignacio | 115 | Geothermal |  |  | 0 | 0 | 0 | 0 | 0 | 0 | 0 | 0 | 0 | 0 | 0 | 0 | 0 | 0 | 0 | 0 | 0 | 0 | 0 | 0 | 0 | 0 | 0 | 0 | 0 | 0 | 0 | 0
PG&E NGBA | Ignacio | 230 | Geothermal |  |  | 0 | 0 | 0 | 0 | 0 | 0 | 0 | 0 | 0 | 0 | 0 | 0 | 0 | 0 | 0 | 0 | 0 | 0 | 0 | 0 | 0 | 0 | 0 | 0 | 0 | 0 | 0 | 0
PG&E NGBA | Ignacio | 60 | Geothermal |  |  | 0 | 0 | 0 | 0 | 0 | 0 | 0 | 0 | 0 | 0 | 0 | 0 | 0 | 0 | 0 | 0 | 0 | 0 | 0 | 0 | 0 | 0 | 0 | 0 | 0 | 0 | 0 | 0
SDGE | Imperial Beach | 69 | Geothermal |  |  | 0 | 0 | 0 | 0 | 0 | 0 | 0 | 0 | 0 | 0 | 0 | 0 | 0 | 0 | 0 | 0 | 0 | 0 | 0 | 0 | 0 | 0 | 0 | 0 | 0 | 0 | 0 | 0
SDGE | Imperial Valley | 230 | Geothermal | YES | Imperial-IID | 1 | 25 | 0 | 25 | 0 | 0 | 0 | 0 | 0 | 0 | 0 | 0 | 0 | 100 | 0 | 100 | 0 | 0 | 0 | 100 | 0 | 100 | 125 | 0 | 125 | 125 | 0 | 125
SDGE | Imperial Valley | 500 | Geothermal |  |  | 0 | 0 | 0 | 0 | 0 | 0 | 0 | 0 | 0 | 0 | 0 | 0 | 0 | 0 | 0 | 0 | 0 | 0 | 0 | 0 | 0 | 0 | 0 | 0 | 0 | 0 | 0 | 0
EOP | Innovation | 138 | Geothermal |  |  | 0 | 0 | 0 | 0 | 0 | 0 | 0 | 0 | 0 | 0 | 0 | 0 | 0 | 0 | 0 | 0 | 0 | 0 | 0 | 0 | 0 | 0 | 0 | 0 | 0 | 0 | 0 | 0
EOP | Innovation | 230 | Geothermal |  |  | 0 | 0 | 0 | 0 | 0 | 0 | 0 | 0 | 0 | 0 | 0 | 0 | 0 | 0 | 0 | 0 | 0 | 0 | 0 | 0 | 0 | 0 | 0 | 0 | 0 | 0 | 0 | 0
SCE NOL | Inyokern | 115 | Geothermal |  |  | 0 | 0 | 0 | 0 | 0 | 0 | 0 | 0 | 0 | 0 | 0 | 0 | 0 | 0 | 0 | 0 | 0 | 0 | 0 | 0 | 0 | 0 | 0 | 0 | 0 | 0 | 0 | 0
EOP | IS Tap | 138 | Geothermal |  |  | 0 | 0 | 0 | 0 | 0 | 0 | 0 | 0 | 0 | 0 | 0 | 0 | 0 | 0 | 0 | 0 | 0 | 0 | 0 | 0 | 0 | 0 | 0 | 0 | 0 | 0 | 0 | 0
EOP | Ivanpah | 115 | Geothermal |  |  | 0 | 0 | 0 | 0 | 0 | 0 | 0 | 0 | 0 | 0 | 0 | 0 | 0 | 0 | 0 | 0 | 0 | 0 | 0 | 0 | 0 | 0 | 0 | 0 | 0 | 0 | 0 | 0
EOP | Ivanpah | 230 | Geothermal |  |  | 0 | 0 | 0 | 0 | 0 | 0 | 0 | 0 | 0 | 0 | 0 | 0 | 0 | 0 | 0 | 0 | 0 | 0 | 0 | 0 | 0 | 0 | 0 | 0 | 0 | 0 | 0 | 0
EOP | Jackass (DOE) | 138 | Geothermal |  |  | 0 | 0 | 0 | 0 | 0 | 0 | 0 | 0 | 0 | 0 | 0 | 0 | 0 | 0 | 0 | 0 | 0 | 0 | 0 | 0 | 0 | 0 | 0 | 0 | 0 | 0 | 0 | 0
PG&E NGBA | James B Black | 230 | Geothermal |  |  | 0 | 0 | 0 | 0 | 0 | 0 | 0 | 0 | 0 | 0 | 0 | 0 | 0 | 0 | 0 | 0 | 0 | 0 | 0 | 0 | 0 | 0 | 0 | 0 | 0 | 0 | 0 | 0
PG&E GBA | Jefferson | 230 | Geothermal |  |  | 0 | 0 | 0 | 0 | 0 | 0 | 0 | 0 | 0 | 0 | 0 | 0 | 0 | 0 | 0 | 0 | 0 | 0 | 0 | 0 | 0 | 0 | 0 | 0 | 0 | 0 | 0 | 0
PG&E NGBA | Jessup | 115 | Geothermal |  |  | 0 | 0 | 0 | 0 | 0 | 0 | 0 | 0 | 0 | 0 | 0 | 0 | 0 | 0 | 0 | 0 | 0 | 0 | 0 | 0 | 0 | 0 | 0 | 0 | 0 | 0 | 0 | 0
SCE Metro | Johanna | 230 | Geothermal |  |  | 0 | 0 | 0 | 0 | 0 | 0 | 0 | 0 | 0 | 0 | 0 | 0 | 0 | 0 | 0 | 0 | 0 | 0 | 0 | 0 | 0 | 0 | 0 | 0 | 0 | 0 | 0 | 0
SCE Eastern | Julian Hinds | 230 | Geothermal |  |  | 0 | 0 | 0 | 0 | 0 | 0 | 0 | 0 | 0 | 0 | 0 | 0 | 0 | 0 | 0 | 0 | 0 | 0 | 0 | 0 | 0 | 0 | 0 | 0 | 0 | 0 | 0 | 0
PG&E GBA | Kasson | 115 | Geothermal |  |  | 0 | 0 | 0 | 0 | 0 | 0 | 0 | 0 | 0 | 0 | 0 | 0 | 0 | 0 | 0 | 0 | 0 | 0 | 0 | 0 | 0 | 0 | 0 | 0 | 0 | 0 | 0 | 0
PG&E GBA | Kasson | 60 | Geothermal |  |  | 0 | 0 | 0 | 0 | 0 | 0 | 0 | 0 | 0 | 0 | 0 | 0 | 0 | 0 | 0 | 0 | 0 | 0 | 0 | 0 | 0 | 0 | 0 | 0 | 0 | 0 | 0 | 0
PG&E FRESNO | Kearney | 230 | Geothermal |  |  | 0 | 0 | 0 | 0 | 0 | 0 | 0 | 0 | 0 | 0 | 0 | 0 | 0 | 0 | 0 | 0 | 0 | 0 | 0 | 0 | 0 | 0 | 0 | 0 | 0 | 0 | 0 | 0
PG&E FRESNO | Kearney | 70 | Geothermal |  |  | 0 | 0 | 0 | 0 | 0 | 0 | 0 | 0 | 0 | 0 | 0 | 0 | 0 | 0 | 0 | 0 | 0 | 0 | 0 | 0 | 0 | 0 | 0 | 0 | 0 | 0 | 0 | 0
PG&E GBA | Kelso | 230 | Geothermal |  |  | 0 | 0 | 0 | 0 | 0 | 0 | 0 | 0 | 0 | 0 | 0 | 0 | 0 | 0 | 0 | 0 | 0 | 0 | 0 | 0 | 0 | 0 | 0 | 0 | 0 | 0 | 0 | 0
PG&E FRESNO | Kerchoff 1 | 115 | Geothermal |  |  | 0 | 0 | 0 | 0 | 0 | 0 | 0 | 0 | 0 | 0 | 0 | 0 | 0 | 0 | 0 | 0 | 0 | 0 | 0 | 0 | 0 | 0 | 0 | 0 | 0 | 0 | 0 | 0
PG&E KERN | Kern Oil | 115 | Geothermal |  |  | 0 | 0 | 0 | 0 | 0 | 0 | 0 | 0 | 0 | 0 | 0 | 0 | 0 | 0 | 0 | 0 | 0 | 0 | 0 | 0 | 0 | 0 | 0 | 0 | 0 | 0 | 0 | 0
PG&E KERN | Kern PP | 115 | Geothermal |  |  | 0 | 0 | 0 | 0 | 0 | 0 | 0 | 0 | 0 | 0 | 0 | 0 | 0 | 0 | 0 | 0 | 0 | 0 | 0 | 0 | 0 | 0 | 0 | 0 | 0 | 0 | 0 | 0
PG&E KERN | Kern PP | 230 | Geothermal |  |  | 0 | 0 | 0 | 0 | 0 | 0 | 0 | 0 | 0 | 0 | 0 | 0 | 0 | 0 | 0 | 0 | 0 | 0 | 0 | 0 | 0 | 0 | 0 | 0 | 0 | 0 | 0 | 0
PG&E KERN | Kern PP | 70 | Geothermal |  |  | 0 | 0 | 0 | 0 | 0 | 0 | 0 | 0 | 0 | 0 | 0 | 0 | 0 | 0 | 0 | 0 | 0 | 0 | 0 | 0 | 0 | 0 | 0 | 0 | 0 | 0 | 0 | 0
PG&E KERN | Kernridge | 115 | Geothermal |  |  | 0 | 0 | 0 | 0 | 0 | 0 | 0 | 0 | 0 | 0 | 0 | 0 | 0 | 0 | 0 | 0 | 0 | 0 | 0 | 0 | 0 | 0 | 0 | 0 | 0 | 0 | 0 | 0
PG&E FRESNO | Kingsburg | 115 | Geothermal |  |  | 0 | 0 | 0 | 0 | 0 | 0 | 0 | 0 | 0 | 0 | 0 | 0 | 0 | 0 | 0 | 0 | 0 | 0 | 0 | 0 | 0 | 0 | 0 | 0 | 0 | 0 | 0 | 0
PG&E GBA | Kirker | 115 | Geothermal |  |  | 0 | 0 | 0 | 0 | 0 | 0 | 0 | 0 | 0 | 0 | 0 | 0 | 0 | 0 | 0 | 0 | 0 | 0 | 0 | 0 | 0 | 0 | 0 | 0 | 0 | 0 | 0 | 0
PG&E NGBA | Knights Landing | 115 | Geothermal |  |  | 0 | 0 | 0 | 0 | 0 | 0 | 0 | 0 | 0 | 0 | 0 | 0 | 0 | 0 | 0 | 0 | 0 | 0 | 0 | 0 | 0 | 0 | 0 | 0 | 0 | 0 | 0 | 0
PG&E NGBA | Konocti | 60 | Geothermal |  |  | 0 | 0 | 0 | 0 | 0 | 0 | 0 | 0 | 0 | 0 | 0 | 0 | 0 | 0 | 0 | 0 | 0 | 0 | 0 | 0 | 0 | 0 | 0 | 0 | 0 | 0 | 0 | 0
SCE NOL | Kramer | 115 | Geothermal |  |  | 0 | 0 | 0 | 0 | 0 | 0 | 0 | 0 | 0 | 0 | 0 | 0 | 0 | 0 | 0 | 0 | 0 | 0 | 0 | 0 | 0 | 0 | 0 | 0 | 0 | 0 | 0 | 0
SCE NOL | Kramer | 230 | Geothermal |  |  | 0 | 0 | 0 | 0 | 0 | 0 | 0 | 0 | 0 | 0 | 0 | 0 | 0 | 0 | 0 | 0 | 0 | 0 | 0 | 0 | 0 | 0 | 0 | 0 | 0 | 0 | 0 | 0
SCE Metro | La Cienega | 230 | Geothermal |  |  | 0 | 0 | 0 | 0 | 0 | 0 | 0 | 0 | 0 | 0 | 0 | 0 | 0 | 0 | 0 | 0 | 0 | 0 | 0 | 0 | 0 | 0 | 0 | 0 | 0 | 0 | 0 | 0
SCE Metro | La Fresa | 230 | Geothermal |  |  | 0 | 0 | 0 | 0 | 0 | 0 | 0 | 0 | 0 | 0 | 0 | 0 | 0 | 0 | 0 | 0 | 0 | 0 | 0 | 0 | 0 | 0 | 0 | 0 | 0 | 0 | 0 | 0
SCE Metro | Laguna Bell | 230 | Geothermal |  |  | 0 | 0 | 0 | 0 | 0 | 0 | 0 | 0 | 0 | 0 | 0 | 0 | 0 | 0 | 0 | 0 | 0 | 0 | 0 | 0 | 0 | 0 | 0 | 0 | 0 | 0 | 0 | 0
PG&E KERN | Lakeview | 70 | Geothermal |  |  | 0 | 0 | 0 | 0 | 0 | 0 | 0 | 0 | 0 | 0 | 0 | 0 | 0 | 0 | 0 | 0 | 0 | 0 | 0 | 0 | 0 | 0 | 0 | 0 | 0 | 0 | 0 | 0
PG&E NGBA | Lakeville | 230 | Geothermal |  |  | 0 | 0 | 0 | 0 | 0 | 0 | 0 | 0 | 0 | 0 | 0 | 0 | 0 | 0 | 0 | 0 | 0 | 0 | 0 | 0 | 0 | 0 | 0 | 0 | 0 | 0 | 0 | 0
PG&E NGBA | Lakeville | 60 | Geothermal |  |  | 0 | 0 | 0 | 0 | 0 | 0 | 0 | 0 | 0 | 0 | 0 | 0 | 0 | 0 | 0 | 0 | 0 | 0 | 0 | 0 | 0 | 0 | 0 | 0 | 0 | 0 | 0 | 0
PG&E NGBA | Lakeville | 115 | Geothermal |  |  | 0 | 0 | 0 | 0 | 0 | 0 | 0 | 0 | 0 | 0 | 0 | 0 | 0 | 0 | 0 | 0 | 0 | 0 | 0 | 0 | 0 | 0 | 0 | 0 | 0 | 0 | 0 | 0
PG&E GBA | Lakewood | 115 | Geothermal |  |  | 0 | 0 | 0 | 0 | 0 | 0 | 0 | 0 | 0 | 0 | 0 | 0 | 0 | 0 | 0 | 0 | 0 | 0 | 0 | 0 | 0 | 0 | 0 | 0 | 0 | 0 | 0 | 0
PG&E NGBA | Lambie | 230 | Geothermal |  |  | 0 | 0 | 0 | 0 | 0 | 0 | 0 | 0 | 0 | 0 | 0 | 0 | 0 | 0 | 0 | 0 | 0 | 0 | 0 | 0 | 0 | 0 | 0 | 0 | 0 | 0 | 0 | 0
PG&E GBA | Lammers | 115 | Geothermal |  |  | 0 | 0 | 0 | 0 | 0 | 0 | 0 | 0 | 0 | 0 | 0 | 0 | 0 | 0 | 0 | 0 | 0 | 0 | 0 | 0 | 0 | 0 | 0 | 0 | 0 | 0 | 0 | 0
PG&E KERN | Lamont | 115 | Geothermal |  |  | 0 | 0 | 0 | 0 | 0 | 0 | 0 | 0 | 0 | 0 | 0 | 0 | 0 | 0 | 0 | 0 | 0 | 0 | 0 | 0 | 0 | 0 | 0 | 0 | 0 | 0 | 0 | 0
PG&E FRESNO | Las Aguilas | 230 | Geothermal |  |  | 0 | 0 | 0 | 0 | 0 | 0 | 0 | 0 | 0 | 0 | 0 | 0 | 0 | 0 | 0 | 0 | 0 | 0 | 0 | 0 | 0 | 0 | 0 | 0 | 0 | 0 | 0 | 0
EOP | Lathrop | 138 | Geothermal |  |  | 0 | 0 | 0 | 0 | 0 | 0 | 0 | 0 | 0 | 0 | 0 | 0 | 0 | 0 | 0 | 0 | 0 | 0 | 0 | 0 | 0 | 0 | 0 | 0 | 0 | 0 | 0 | 0
EOP | Lathrop | 230 | Geothermal |  |  | 0 | 0 | 0 | 0 | 0 | 0 | 0 | 0 | 0 | 0 | 0 | 0 | 0 | 0 | 0 | 0 | 0 | 0 | 0 | 0 | 0 | 0 | 0 | 0 | 0 | 0 | 0 | 0
PG&E FRESNO | Le Grand | 115 | Geothermal |  |  | 0 | 0 | 0 | 0 | 0 | 0 | 0 | 0 | 0 | 0 | 0 | 0 | 0 | 0 | 0 | 0 | 0 | 0 | 0 | 0 | 0 | 0 | 0 | 0 | 0 | 0 | 0 | 0
PG&E FRESNO | Lemoore | 70 | Geothermal |  |  | 0 | 0 | 0 | 0 | 0 | 0 | 0 | 0 | 0 | 0 | 0 | 0 | 0 | 0 | 0 | 0 | 0 | 0 | 0 | 0 | 0 | 0 | 0 | 0 | 0 | 0 | 0 | 0
PG&E KERN | Lerdo | 115 | Geothermal |  |  | 0 | 0 | 0 | 0 | 0 | 0 | 0 | 0 | 0 | 0 | 0 | 0 | 0 | 0 | 0 | 0 | 0 | 0 | 0 | 0 | 0 | 0 | 0 | 0 | 0 | 0 | 0 | 0
SCE Metro | Lewis | 230 | Geothermal |  |  | 0 | 0 | 0 | 0 | 0 | 0 | 0 | 0 | 0 | 0 | 0 | 0 | 0 | 0 | 0 | 0 | 0 | 0 | 0 | 0 | 0 | 0 | 0 | 0 | 0 | 0 | 0 | 0
SCE Metro | Lighthipe | 230 | Geothermal |  |  | 0 | 0 | 0 | 0 | 0 | 0 | 0 | 0 | 0 | 0 | 0 | 0 | 0 | 0 | 0 | 0 | 0 | 0 | 0 | 0 | 0 | 0 | 0 | 0 | 0 | 0 | 0 | 0
SDGE | Lilac | 69 | Geothermal |  |  | 0 | 0 | 0 | 0 | 0 | 0 | 0 | 0 | 0 | 0 | 0 | 0 | 0 | 0 | 0 | 0 | 0 | 0 | 0 | 0 | 0 | 0 | 0 | 0 | 0 | 0 | 0 | 0
PG&E NGBA | Lincoln | 115 | Geothermal |  |  | 0 | 0 | 0 | 0 | 0 | 0 | 0 | 0 | 0 | 0 | 0 | 0 | 0 | 0 | 0 | 0 | 0 | 0 | 0 | 0 | 0 | 0 | 0 | 0 | 0 | 0 | 0 | 0
PG&E KERN | Live Oak | 115 | Geothermal |  |  | 0 | 0 | 0 | 0 | 0 | 0 | 0 | 0 | 0 | 0 | 0 | 0 | 0 | 0 | 0 | 0 | 0 | 0 | 0 | 0 | 0 | 0 | 0 | 0 | 0 | 0 | 0 | 0
PG&E GBA | Llagas | 115 | Geothermal |  |  | 0 | 0 | 0 | 0 | 0 | 0 | 0 | 0 | 0 | 0 | 0 | 0 | 0 | 0 | 0 | 0 | 0 | 0 | 0 | 0 | 0 | 0 | 0 | 0 | 0 | 0 | 0 | 0
PG&E GBA | Lockeford | 115 | Geothermal |  |  | 0 | 0 | 0 | 0 | 0 | 0 | 0 | 0 | 0 | 0 | 0 | 0 | 0 | 0 | 0 | 0 | 0 | 0 | 0 | 0 | 0 | 0 | 0 | 0 | 0 | 0 | 0 | 0
PG&E GBA | Lockeford | 230 | Geothermal |  |  | 0 | 0 | 0 | 0 | 0 | 0 | 0 | 0 | 0 | 0 | 0 | 0 | 0 | 0 | 0 | 0 | 0 | 0 | 0 | 0 | 0 | 0 | 0 | 0 | 0 | 0 | 0 | 0
PG&E GBA | Lockeford | 60 | Geothermal |  |  | 0 | 0 | 0 | 0 | 0 | 0 | 0 | 0 | 0 | 0 | 0 | 0 | 0 | 0 | 0 | 0 | 0 | 0 | 0 | 0 | 0 | 0 | 0 | 0 | 0 | 0 | 0 | 0
PG&E GBA | Lodi | 230 | Geothermal |  |  | 0 | 0 | 0 | 0 | 0 | 0 | 0 | 0 | 0 | 0 | 0 | 0 | 0 | 0 | 0 | 0 | 0 | 0 | 0 | 0 | 0 | 0 | 0 | 0 | 0 | 0 | 0 | 0
PG&E NGBA | Logan Creek | 230 | Geothermal |  |  | 0 | 0 | 0 | 0 | 0 | 0 | 0 | 0 | 0 | 0 | 0 | 0 | 0 | 0 | 0 | 0 | 0 | 0 | 0 | 0 | 0 | 0 | 0 | 0 | 0 | 0 | 0 | 0
PG&E GBA | Lone Tree | 230 | Geothermal |  |  | 0 | 0 | 0 | 0 | 0 | 0 | 0 | 0 | 0 | 0 | 0 | 0 | 0 | 0 | 0 | 0 | 0 | 0 | 0 | 0 | 0 | 0 | 0 | 0 | 0 | 0 | 0 | 0
PG&E FRESNO | Los Banos | 230 | Geothermal |  |  | 0 | 0 | 0 | 0 | 0 | 0 | 0 | 0 | 0 | 0 | 0 | 0 | 0 | 0 | 0 | 0 | 0 | 0 | 0 | 0 | 0 | 0 | 0 | 0 | 0 | 0 | 0 | 0
PG&E FRESNO | Los Banos | 500 | Geothermal |  |  | 0 | 0 | 0 | 0 | 0 | 0 | 0 | 0 | 0 | 0 | 0 | 0 | 0 | 0 | 0 | 0 | 0 | 0 | 0 | 0 | 0 | 0 | 0 | 0 | 0 | 0 | 0 | 0
SDGE | Los Coches | 138 | Geothermal |  |  | 0 | 0 | 0 | 0 | 0 | 0 | 0 | 0 | 0 | 0 | 0 | 0 | 0 | 0 | 0 | 0 | 0 | 0 | 0 | 0 | 0 | 0 | 0 | 0 | 0 | 0 | 0 | 0
SDGE | Los Coches | 69 | Geothermal |  |  | 0 | 0 | 0 | 0 | 0 | 0 | 0 | 0 | 0 | 0 | 0 | 0 | 0 | 0 | 0 | 0 | 0 | 0 | 0 | 0 | 0 | 0 | 0 | 0 | 0 | 0 | 0 | 0
PG&E GBA | Los Esteros | 115 | Geothermal |  |  | 0 | 0 | 0 | 0 | 0 | 0 | 0 | 0 | 0 | 0 | 0 | 0 | 0 | 0 | 0 | 0 | 0 | 0 | 0 | 0 | 0 | 0 | 0 | 0 | 0 | 0 | 0 | 0
PG&E GBA | Los Esteros | 230 | Geothermal |  |  | 0 | 0 | 0 | 0 | 0 | 0 | 0 | 0 | 0 | 0 | 0 | 0 | 0 | 0 | 0 | 0 | 0 | 0 | 0 | 0 | 0 | 0 | 0 | 0 | 0 | 0 | 0 | 0
PG&E GBA | Los Positas | 230 | Geothermal |  |  | 0 | 0 | 0 | 0 | 0 | 0 | 0 | 0 | 0 | 0 | 0 | 0 | 0 | 0 | 0 | 0 | 0 | 0 | 0 | 0 | 0 | 0 | 0 | 0 | 0 | 0 | 0 | 0
PG&E GBA | Los Positas | 60 | Geothermal |  |  | 0 | 0 | 0 | 0 | 0 | 0 | 0 | 0 | 0 | 0 | 0 | 0 | 0 | 0 | 0 | 0 | 0 | 0 | 0 | 0 | 0 | 0 | 0 | 0 | 0 | 0 | 0 | 0
SDGE | Loveland | 69 | Geothermal |  |  | 0 | 0 | 0 | 0 | 0 | 0 | 0 | 0 | 0 | 0 | 0 | 0 | 0 | 0 | 0 | 0 | 0 | 0 | 0 | 0 | 0 | 0 | 0 | 0 | 0 | 0 | 0 | 0
SCE NOL | Lugo | 230 | Geothermal |  |  | 0 | 0 | 0 | 0 | 0 | 0 | 0 | 0 | 0 | 0 | 0 | 0 | 0 | 0 | 0 | 0 | 0 | 0 | 0 | 0 | 0 | 0 | 0 | 0 | 0 | 0 | 0 | 0
SCE Metro | Lugo | 500 | Geothermal | YES | Utah, Northern Nevada | 1 | 33 | 0 | 33 | 366 | 0 | 366 | 0 | 0 | 0 | 366 | 0 | 366 | 23 | 0 | 23 | 0 | 0 | 0 | 23 | 0 | 23 | 422 | 0 | 422 | 422 | 0 | 422
PG&E FRESNO | Madera | 70 | Geothermal |  |  | 0 | 0 | 0 | 0 | 0 | 0 | 0 | 0 | 0 | 0 | 0 | 0 | 0 | 0 | 0 | 0 | 0 | 0 | 0 | 0 | 0 | 0 | 0 | 0 | 0 | 0 | 0 | 0
PG&E NGBA | Madison | 115 | Geothermal |  |  | 0 | 0 | 0 | 0 | 0 | 0 | 0 | 0 | 0 | 0 | 0 | 0 | 0 | 0 | 0 | 0 | 0 | 0 | 0 | 0 | 0 | 0 | 0 | 0 | 0 | 0 | 0 | 0
PG&E KERN | Magunden | 115 | Geothermal |  |  | 0 | 0 | 0 | 0 | 0 | 0 | 0 | 0 | 0 | 0 | 0 | 0 | 0 | 0 | 0 | 0 | 0 | 0 | 0 | 0 | 0 | 0 | 0 | 0 | 0 | 0 | 0 | 0
SCE Northern | Magunden | 230 | Geothermal |  |  | 0 | 0 | 0 | 0 | 0 | 0 | 0 | 0 | 0 | 0 | 0 | 0 | 0 | 0 | 0 | 0 | 0 | 0 | 0 | 0 | 0 | 0 | 0 | 0 | 0 | 0 | 0 | 0
PG&E FRESNO | Malaga | 115 | Geothermal |  |  | 0 | 0 | 0 | 0 | 0 | 0 | 0 | 0 | 0 | 0 | 0 | 0 | 0 | 0 | 0 | 0 | 0 | 0 | 0 | 0 | 0 | 0 | 0 | 0 | 0 | 0 | 0 | 0
PG&E NGBA | Malin | 500 | Geothermal |  |  | 0 | 0 | 0 | 0 | 0 | 0 | 0 | 0 | 0 | 0 | 0 | 0 | 0 | 0 | 0 | 0 | 0 | 0 | 0 | 0 | 0 | 0 | 0 | 0 | 0 | 0 | 0 | 0
SCE Northern | Mandalay | 230 | Geothermal |  |  | 0 | 0 | 0 | 0 | 0 | 0 | 0 | 0 | 0 | 0 | 0 | 0 | 0 | 0 | 0 | 0 | 0 | 0 | 0 | 0 | 0 | 0 | 0 | 0 | 0 | 0 | 0 | 0
PG&E FRESNO | Manning | 230 | Geothermal |  |  | 0 | 0 | 0 | 0 | 0 | 0 | 0 | 0 | 0 | 0 | 0 | 0 | 0 | 0 | 0 | 0 | 0 | 0 | 0 | 0 | 0 | 0 | 0 | 0 | 0 | 0 | 0 | 0
PG&E FRESNO | Manning | 500 | Geothermal |  |  | 0 | 0 | 0 | 0 | 0 | 0 | 0 | 0 | 0 | 0 | 0 | 0 | 0 | 0 | 0 | 0 | 0 | 0 | 0 | 0 | 0 | 0 | 0 | 0 | 0 | 0 | 0 | 0
PG&E GBA | Manteca | 115 | Geothermal |  |  | 0 | 0 | 0 | 0 | 0 | 0 | 0 | 0 | 0 | 0 | 0 | 0 | 0 | 0 | 0 | 0 | 0 | 0 | 0 | 0 | 0 | 0 | 0 | 0 | 0 | 0 | 0 | 0
SDGE | Margarita | 138 | Geothermal |  |  | 0 | 0 | 0 | 0 | 0 | 0 | 0 | 0 | 0 | 0 | 0 | 0 | 0 | 0 | 0 | 0 | 0 | 0 | 0 | 0 | 0 | 0 | 0 | 0 | 0 | 0 | 0 | 0
PG&E GBA | Martin | 230 | Geothermal |  |  | 0 | 0 | 0 | 0 | 0 | 0 | 0 | 0 | 0 | 0 | 0 | 0 | 0 | 0 | 0 | 0 | 0 | 0 | 0 | 0 | 0 | 0 | 0 | 0 | 0 | 0 | 0 | 0
PG&E GBA | Martin | 115 | Geothermal |  |  | 0 | 0 | 0 | 0 | 0 | 0 | 0 | 0 | 0 | 0 | 0 | 0 | 0 | 0 | 0 | 0 | 0 | 0 | 0 | 0 | 0 | 0 | 0 | 0 | 0 | 0 | 0 | 0
PG&E GBA | Martinez | 115 | Geothermal |  |  | 0 | 0 | 0 | 0 | 0 | 0 | 0 | 0 | 0 | 0 | 0 | 0 | 0 | 0 | 0 | 0 | 0 | 0 | 0 | 0 | 0 | 0 | 0 | 0 | 0 | 0 | 0 | 0
PG&E FRESNO | Mc Mullin | 230 | Geothermal |  |  | 0 | 0 | 0 | 0 | 0 | 0 | 0 | 0 | 0 | 0 | 0 | 0 | 0 | 0 | 0 | 0 | 0 | 0 | 0 | 0 | 0 | 0 | 0 | 0 | 0 | 0 | 0 | 0
PG&E FRESNO | McCall | 115 | Geothermal |  |  | 0 | 0 | 0 | 0 | 0 | 0 | 0 | 0 | 0 | 0 | 0 | 0 | 0 | 0 | 0 | 0 | 0 | 0 | 0 | 0 | 0 | 0 | 0 | 0 | 0 | 0 | 0 | 0
PG&E FRESNO | McCall | 230 | Geothermal |  |  | 0 | 0 | 0 | 0 | 0 | 0 | 0 | 0 | 0 | 0 | 0 | 0 | 0 | 0 | 0 | 0 | 0 | 0 | 0 | 0 | 0 | 0 | 0 | 0 | 0 | 0 | 0 | 0
PG&E GBA | Meadow Lane | 115 | Geothermal |  |  | 0 | 0 | 0 | 0 | 0 | 0 | 0 | 0 | 0 | 0 | 0 | 0 | 0 | 0 | 0 | 0 | 0 | 0 | 0 | 0 | 0 | 0 | 0 | 0 | 0 | 0 | 0 | 0
PG&E GBA | Melones | 115 | Geothermal |  |  | 0 | 0 | 0 | 0 | 0 | 0 | 0 | 0 | 0 | 0 | 0 | 0 | 0 | 0 | 0 | 0 | 0 | 0 | 0 | 0 | 0 | 0 | 0 | 0 | 0 | 0 | 0 | 0
PG&E GBA | Melones | 230 | Geothermal |  |  | 0 | 0 | 0 | 0 | 0 | 0 | 0 | 0 | 0 | 0 | 0 | 0 | 0 | 0 | 0 | 0 | 0 | 0 | 0 | 0 | 0 | 0 | 0 | 0 | 0 | 0 | 0 | 0
SDGE | Melrose | 69 | Geothermal |  |  | 0 | 0 | 0 | 0 | 0 | 0 | 0 | 0 | 0 | 0 | 0 | 0 | 0 | 0 | 0 | 0 | 0 | 0 | 0 | 0 | 0 | 0 | 0 | 0 | 0 | 0 | 0 | 0
PG&E NGBA | Mendocino | 115 | Geothermal |  |  | 0 | 0 | 0 | 0 | 0 | 0 | 0 | 0 | 0 | 0 | 0 | 0 | 0 | 0 | 0 | 0 | 0 | 0 | 0 | 0 | 0 | 0 | 0 | 0 | 0 | 0 | 0 | 0
PG&E NGBA | Mendocino | 60 | Geothermal |  |  | 0 | 0 | 0 | 0 | 0 | 0 | 0 | 0 | 0 | 0 | 0 | 0 | 0 | 0 | 0 | 0 | 0 | 0 | 0 | 0 | 0 | 0 | 0 | 0 | 0 | 0 | 0 | 0
PG&E FRESNO | Mendota | 115 | Geothermal |  |  | 0 | 0 | 0 | 0 | 0 | 0 | 0 | 0 | 0 | 0 | 0 | 0 | 0 | 0 | 0 | 0 | 0 | 0 | 0 | 0 | 0 | 0 | 0 | 0 | 0 | 0 | 0 | 0
PG&E GBA | Menlo | 60 | Geothermal |  |  | 0 | 0 | 0 | 0 | 0 | 0 | 0 | 0 | 0 | 0 | 0 | 0 | 0 | 0 | 0 | 0 | 0 | 0 | 0 | 0 | 0 | 0 | 0 | 0 | 0 | 0 | 0 | 0
PG&E FRESNO | Merced | 115 | Geothermal |  |  | 0 | 0 | 0 | 0 | 0 | 0 | 0 | 0 | 0 | 0 | 0 | 0 | 0 | 0 | 0 | 0 | 0 | 0 | 0 | 0 | 0 | 0 | 0 | 0 | 0 | 0 | 0 | 0
EOP | Mercury | 138 | Geothermal |  |  | 0 | 0 | 0 | 0 | 0 | 0 | 0 | 0 | 0 | 0 | 0 | 0 | 0 | 0 | 0 | 0 | 0 | 0 | 0 | 0 | 0 | 0 | 0 | 0 | 0 | 0 | 0 | 0
PG&E FRESNO | Mercy Springs | 70 | Geothermal |  |  | 0 | 0 | 0 | 0 | 0 | 0 | 0 | 0 | 0 | 0 | 0 | 0 | 0 | 0 | 0 | 0 | 0 | 0 | 0 | 0 | 0 | 0 | 0 | 0 | 0 | 0 | 0 | 0
PG&E NGBA | Meridian | 60 | Geothermal |  |  | 0 | 0 | 0 | 0 | 0 | 0 | 0 | 0 | 0 | 0 | 0 | 0 | 0 | 0 | 0 | 0 | 0 | 0 | 0 | 0 | 0 | 0 | 0 | 0 | 0 | 0 | 0 | 0
PG&E KERN | Mesa (PGE) | 115 | Geothermal |  |  | 0 | 0 | 0 | 0 | 0 | 0 | 0 | 0 | 0 | 0 | 0 | 0 | 0 | 0 | 0 | 0 | 0 | 0 | 0 | 0 | 0 | 0 | 0 | 0 | 0 | 0 | 0 | 0
PG&E KERN | Mesa (PGE) | 230 | Geothermal |  |  | 0 | 0 | 0 | 0 | 0 | 0 | 0 | 0 | 0 | 0 | 0 | 0 | 0 | 0 | 0 | 0 | 0 | 0 | 0 | 0 | 0 | 0 | 0 | 0 | 0 | 0 | 0 | 0
SCE Metro | Mesa (SCE) | 230 | Geothermal |  |  | 0 | 0 | 0 | 0 | 0 | 0 | 0 | 0 | 0 | 0 | 0 | 0 | 0 | 0 | 0 | 0 | 0 | 0 | 0 | 0 | 0 | 0 | 0 | 0 | 0 | 0 | 0 | 0
SCE Metro | Mesa (SCE) | 500 | Geothermal |  |  | 0 | 0 | 0 | 0 | 0 | 0 | 0 | 0 | 0 | 0 | 0 | 0 | 0 | 0 | 0 | 0 | 0 | 0 | 0 | 0 | 0 | 0 | 0 | 0 | 0 | 0 | 0 | 0
SDGE | Mesa Heights | 69 | Geothermal |  |  | 0 | 0 | 0 | 0 | 0 | 0 | 0 | 0 | 0 | 0 | 0 | 0 | 0 | 0 | 0 | 0 | 0 | 0 | 0 | 0 | 0 | 0 | 0 | 0 | 0 | 0 | 0 | 0
PG&E GBA | Metcalf | 115 | Geothermal |  |  | 0 | 0 | 0 | 0 | 0 | 0 | 0 | 0 | 0 | 0 | 0 | 0 | 0 | 0 | 0 | 0 | 0 | 0 | 0 | 0 | 0 | 0 | 0 | 0 | 0 | 0 | 0 | 0
PG&E GBA | Metcalf | 230 | Geothermal |  |  | 0 | 0 | 0 | 0 | 0 | 0 | 0 | 0 | 0 | 0 | 0 | 0 | 0 | 0 | 0 | 0 | 0 | 0 | 0 | 0 | 0 | 0 | 0 | 0 | 0 | 0 | 0 | 0
PG&E GBA | Metcalf | 500 | Geothermal |  |  | 0 | 0 | 0 | 0 | 0 | 0 | 0 | 0 | 0 | 0 | 0 | 0 | 0 | 0 | 0 | 0 | 0 | 0 | 0 | 0 | 0 | 0 | 0 | 0 | 0 | 0 | 0 | 0
PG&E KERN | Midway | 115 | Geothermal |  |  | 0 | 0 | 0 | 0 | 0 | 0 | 0 | 0 | 0 | 0 | 0 | 0 | 0 | 0 | 0 | 0 | 0 | 0 | 0 | 0 | 0 | 0 | 0 | 0 | 0 | 0 | 0 | 0
PG&E KERN | Midway | 230 | Geothermal |  |  | 0 | 0 | 0 | 0 | 0 | 0 | 0 | 0 | 0 | 0 | 0 | 0 | 0 | 0 | 0 | 0 | 0 | 0 | 0 | 0 | 0 | 0 | 0 | 0 | 0 | 0 | 0 | 0
PG&E KERN | Midway | 500 | Geothermal |  |  | 0 | 0 | 0 | 0 | 0 | 0 | 0 | 0 | 0 | 0 | 0 | 0 | 0 | 0 | 0 | 0 | 0 | 0 | 0 | 0 | 0 | 0 | 0 | 0 | 0 | 0 | 0 | 0
SDGE | Miguel | 230 | Geothermal |  |  | 0 | 0 | 0 | 0 | 0 | 0 | 0 | 0 | 0 | 0 | 0 | 0 | 0 | 0 | 0 | 0 | 0 | 0 | 0 | 0 | 0 | 0 | 0 | 0 | 0 | 0 | 0 | 0
SDGE | Miguel | 500 | Geothermal |  |  | 0 | 0 | 0 | 0 | 0 | 0 | 0 | 0 | 0 | 0 | 0 | 0 | 0 | 0 | 0 | 0 | 0 | 0 | 0 | 0 | 0 | 0 | 0 | 0 | 0 | 0 | 0 | 0
SDGE | Miguel | 69 | Geothermal |  |  | 0 | 0 | 0 | 0 | 0 | 0 | 0 | 0 | 0 | 0 | 0 | 0 | 0 | 0 | 0 | 0 | 0 | 0 | 0 | 0 | 0 | 0 | 0 | 0 | 0 | 0 | 0 | 0
PG&E GBA | Millbrae | 115 | Geothermal |  |  | 0 | 0 | 0 | 0 | 0 | 0 | 0 | 0 | 0 | 0 | 0 | 0 | 0 | 0 | 0 | 0 | 0 | 0 | 0 | 0 | 0 | 0 | 0 | 0 | 0 | 0 | 0 | 0
PG&E GBA | Miller | 115 | Geothermal |  |  | 0 | 0 | 0 | 0 | 0 | 0 | 0 | 0 | 0 | 0 | 0 | 0 | 0 | 0 | 0 | 0 | 0 | 0 | 0 | 0 | 0 | 0 | 0 | 0 | 0 | 0 | 0 | 0
SCE Metro | Mira Loma | 230 | Geothermal |  |  | 0 | 0 | 0 | 0 | 0 | 0 | 0 | 0 | 0 | 0 | 0 | 0 | 0 | 0 | 0 | 0 | 0 | 0 | 0 | 0 | 0 | 0 | 0 | 0 | 0 | 0 | 0 | 0
SCE Metro | Mira Loma | 500 | Geothermal |  |  | 0 | 0 | 0 | 0 | 0 | 0 | 0 | 0 | 0 | 0 | 0 | 0 | 0 | 0 | 0 | 0 | 0 | 0 | 0 | 0 | 0 | 0 | 0 | 0 | 0 | 0 | 0 | 0
SCE Eastern | Mirage | 115 | Geothermal |  |  | 0 | 0 | 0 | 0 | 0 | 0 | 0 | 0 | 0 | 0 | 0 | 0 | 0 | 0 | 0 | 0 | 0 | 0 | 0 | 0 | 0 | 0 | 0 | 0 | 0 | 0 | 0 | 0
SCE Eastern | Mirage | 230 | Geothermal | YES | Imperial-IID | 1 | 30 | 0 | 30 | 0 | 0 | 0 | 0 | 0 | 0 | 0 | 0 | 0 | 500 | 0 | 500 | 0 | 0 | 0 | 500 | 0 | 500 | 530 | 0 | 530 | 530 | 0 | 530
SDGE | Mission | 138 | Geothermal |  |  | 0 | 0 | 0 | 0 | 0 | 0 | 0 | 0 | 0 | 0 | 0 | 0 | 0 | 0 | 0 | 0 | 0 | 0 | 0 | 0 | 0 | 0 | 0 | 0 | 0 | 0 | 0 | 0
SDGE | Mission | 230 | Geothermal |  |  | 0 | 0 | 0 | 0 | 0 | 0 | 0 | 0 | 0 | 0 | 0 | 0 | 0 | 0 | 0 | 0 | 0 | 0 | 0 | 0 | 0 | 0 | 0 | 0 | 0 | 0 | 0 | 0
SDGE | Mission | 69 | Geothermal |  |  | 0 | 0 | 0 | 0 | 0 | 0 | 0 | 0 | 0 | 0 | 0 | 0 | 0 | 0 | 0 | 0 | 0 | 0 | 0 | 0 | 0 | 0 | 0 | 0 | 0 | 0 | 0 | 0
PG&E GBA | Mi-Wuk | 115 | Geothermal |  |  | 0 | 0 | 0 | 0 | 0 | 0 | 0 | 0 | 0 | 0 | 0 | 0 | 0 | 0 | 0 | 0 | 0 | 0 | 0 | 0 | 0 | 0 | 0 | 0 | 0 | 0 | 0 | 0
EOP | Mohave | 500 | Geothermal |  |  | 0 | 0 | 0 | 0 | 0 | 0 | 0 | 0 | 0 | 0 | 0 | 0 | 0 | 0 | 0 | 0 | 0 | 0 | 0 | 0 | 0 | 0 | 0 | 0 | 0 | 0 | 0 | 0
PG&E NGBA | Monroe | 115 | Geothermal |  |  | 0 | 0 | 0 | 0 | 0 | 0 | 0 | 0 | 0 | 0 | 0 | 0 | 0 | 0 | 0 | 0 | 0 | 0 | 0 | 0 | 0 | 0 | 0 | 0 | 0 | 0 | 0 | 0
SDGE | Monserate | 69 | Geothermal |  |  | 0 | 0 | 0 | 0 | 0 | 0 | 0 | 0 | 0 | 0 | 0 | 0 | 0 | 0 | 0 | 0 | 0 | 0 | 0 | 0 | 0 | 0 | 0 | 0 | 0 | 0 | 0 | 0
PG&E GBA | Monta Vista | 115 | Geothermal |  |  | 0 | 0 | 0 | 0 | 0 | 0 | 0 | 0 | 0 | 0 | 0 | 0 | 0 | 0 | 0 | 0 | 0 | 0 | 0 | 0 | 0 | 0 | 0 | 0 | 0 | 0 | 0 | 0
PG&E GBA | Monta Vista | 230 | Geothermal |  |  | 0 | 0 | 0 | 0 | 0 | 0 | 0 | 0 | 0 | 0 | 0 | 0 | 0 | 0 | 0 | 0 | 0 | 0 | 0 | 0 | 0 | 0 | 0 | 0 | 0 | 0 | 0 | 0
PG&E GBA | Monta Vista | 60 | Geothermal |  |  | 0 | 0 | 0 | 0 | 0 | 0 | 0 | 0 | 0 | 0 | 0 | 0 | 0 | 0 | 0 | 0 | 0 | 0 | 0 | 0 | 0 | 0 | 0 | 0 | 0 | 0 | 0 | 0
PG&E NGBA | Monticello | 115 | Geothermal |  |  | 0 | 0 | 0 | 0 | 0 | 0 | 0 | 0 | 0 | 0 | 0 | 0 | 0 | 0 | 0 | 0 | 0 | 0 | 0 | 0 | 0 | 0 | 0 | 0 | 0 | 0 | 0 | 0
SCE Northern | Moorpark | 230 | Geothermal |  |  | 0 | 0 | 0 | 0 | 0 | 0 | 0 | 0 | 0 | 0 | 0 | 0 | 0 | 0 | 0 | 0 | 0 | 0 | 0 | 0 | 0 | 0 | 0 | 0 | 0 | 0 | 0 | 0
SCE Northern | Moorpark | 66 | Geothermal |  |  | 0 | 0 | 0 | 0 | 0 | 0 | 0 | 0 | 0 | 0 | 0 | 0 | 0 | 0 | 0 | 0 | 0 | 0 | 0 | 0 | 0 | 0 | 0 | 0 | 0 | 0 | 0 | 0
PG&E GBA | Moraga | 115 | Geothermal |  |  | 0 | 0 | 0 | 0 | 0 | 0 | 0 | 0 | 0 | 0 | 0 | 0 | 0 | 0 | 0 | 0 | 0 | 0 | 0 | 0 | 0 | 0 | 0 | 0 | 0 | 0 | 0 | 0
PG&E GBA | Moraga | 230 | Geothermal |  |  | 0 | 0 | 0 | 0 | 0 | 0 | 0 | 0 | 0 | 0 | 0 | 0 | 0 | 0 | 0 | 0 | 0 | 0 | 0 | 0 | 0 | 0 | 0 | 0 | 0 | 0 | 0 | 0
PG&E GBA | Morgan Hill | 115 | Geothermal |  |  | 0 | 0 | 0 | 0 | 0 | 0 | 0 | 0 | 0 | 0 | 0 | 0 | 0 | 0 | 0 | 0 | 0 | 0 | 0 | 0 | 0 | 0 | 0 | 0 | 0 | 0 | 0 | 0
PG&E KERN | Morro Bay | 115 | Geothermal |  |  | 0 | 0 | 0 | 0 | 0 | 0 | 0 | 0 | 0 | 0 | 0 | 0 | 0 | 0 | 0 | 0 | 0 | 0 | 0 | 0 | 0 | 0 | 0 | 0 | 0 | 0 | 0 | 0
PG&E KERN | Morro Bay | 230 | Geothermal |  |  | 0 | 0 | 0 | 0 | 0 | 0 | 0 | 0 | 0 | 0 | 0 | 0 | 0 | 0 | 0 | 0 | 0 | 0 | 0 | 0 | 0 | 0 | 0 | 0 | 0 | 0 | 0 | 0
PG&E KERN | Morro Bay | 500 | Geothermal |  |  | 0 | 0 | 0 | 0 | 0 | 0 | 0 | 0 | 0 | 0 | 0 | 0 | 0 | 0 | 0 | 0 | 0 | 0 | 0 | 0 | 0 | 0 | 0 | 0 | 0 | 0 | 0 | 0
PG&E GBA | Moss Landing | 115 | Geothermal |  |  | 0 | 0 | 0 | 0 | 0 | 0 | 0 | 0 | 0 | 0 | 0 | 0 | 0 | 0 | 0 | 0 | 0 | 0 | 0 | 0 | 0 | 0 | 0 | 0 | 0 | 0 | 0 | 0
PG&E GBA | Moss Landing | 230 | Geothermal |  |  | 0 | 0 | 0 | 0 | 0 | 0 | 0 | 0 | 0 | 0 | 0 | 0 | 0 | 0 | 0 | 0 | 0 | 0 | 0 | 0 | 0 | 0 | 0 | 0 | 0 | 0 | 0 | 0
PG&E GBA | Moss Landing | 500 | Geothermal |  |  | 0 | 0 | 0 | 0 | 0 | 0 | 0 | 0 | 0 | 0 | 0 | 0 | 0 | 0 | 0 | 0 | 0 | 0 | 0 | 0 | 0 | 0 | 0 | 0 | 0 | 0 | 0 | 0
EOP | Mountain Pass | 115 | Geothermal |  |  | 0 | 0 | 0 | 0 | 0 | 0 | 0 | 0 | 0 | 0 | 0 | 0 | 0 | 0 | 0 | 0 | 0 | 0 | 0 | 0 | 0 | 0 | 0 | 0 | 0 | 0 | 0 | 0
PG&E GBA | Mountain View | 115 | Geothermal |  |  | 0 | 0 | 0 | 0 | 0 | 0 | 0 | 0 | 0 | 0 | 0 | 0 | 0 | 0 | 0 | 0 | 0 | 0 | 0 | 0 | 0 | 0 | 0 | 0 | 0 | 0 | 0 | 0
PG&E GBA | Mt Eden | 115 | Geothermal |  |  | 0 | 0 | 0 | 0 | 0 | 0 | 0 | 0 | 0 | 0 | 0 | 0 | 0 | 0 | 0 | 0 | 0 | 0 | 0 | 0 | 0 | 0 | 0 | 0 | 0 | 0 | 0 | 0
PG&E KERN | Mt Poso | 115 | Geothermal |  |  | 0 | 0 | 0 | 0 | 0 | 0 | 0 | 0 | 0 | 0 | 0 | 0 | 0 | 0 | 0 | 0 | 0 | 0 | 0 | 0 | 0 | 0 | 0 | 0 | 0 | 0 | 0 | 0
SDGE | Murray | 69 | Geothermal |  |  | 0 | 0 | 0 | 0 | 0 | 0 | 0 | 0 | 0 | 0 | 0 | 0 | 0 | 0 | 0 | 0 | 0 | 0 | 0 | 0 | 0 | 0 | 0 | 0 | 0 | 0 | 0 | 0
PG&E FRESNO | Mustang | 230 | Geothermal |  |  | 0 | 0 | 0 | 0 | 0 | 0 | 0 | 0 | 0 | 0 | 0 | 0 | 0 | 0 | 0 | 0 | 0 | 0 | 0 | 0 | 0 | 0 | 0 | 0 | 0 | 0 | 0 | 0
SCE Northern | Neenach | 66 | Geothermal |  |  | 0 | 0 | 0 | 0 | 0 | 0 | 0 | 0 | 0 | 0 | 0 | 0 | 0 | 0 | 0 | 0 | 0 | 0 | 0 | 0 | 0 | 0 | 0 | 0 | 0 | 0 | 0 | 0
PG&E KERN | New Sub - Gates - Midway (Proposed) | 230 | Geothermal |  |  | 0 | 0 | 0 | 0 | 0 | 0 | 0 | 0 | 0 | 0 | 0 | 0 | 0 | 0 | 0 | 0 | 0 | 0 | 0 | 0 | 0 | 0 | 0 | 0 | 0 | 0 | 0 | 0
PG&E KERN | New Sub - Gates - Templeton (Proposed) | 230 | Geothermal |  |  | 0 | 0 | 0 | 0 | 0 | 0 | 0 | 0 | 0 | 0 | 0 | 0 | 0 | 0 | 0 | 0 | 0 | 0 | 0 | 0 | 0 | 0 | 0 | 0 | 0 | 0 | 0 | 0
SCE NOL | New Sub - Kramer - Lugo (Proposed) | 230 | Geothermal |  |  | 0 | 0 | 0 | 0 | 0 | 0 | 0 | 0 | 0 | 0 | 0 | 0 | 0 | 0 | 0 | 0 | 0 | 0 | 0 | 0 | 0 | 0 | 0 | 0 | 0 | 0 | 0 | 0
PG&E FRESNO | New Sub - Los Banos - Midway (Proposed) | 500 | Geothermal |  |  | 0 | 0 | 0 | 0 | 0 | 0 | 0 | 0 | 0 | 0 | 0 | 0 | 0 | 0 | 0 | 0 | 0 | 0 | 0 | 0 | 0 | 0 | 0 | 0 | 0 | 0 | 0 | 0
SCE NOL | New Sub - Lugo - Pisgah (Proposed) | 230 | Geothermal |  |  | 0 | 0 | 0 | 0 | 0 | 0 | 0 | 0 | 0 | 0 | 0 | 0 | 0 | 0 | 0 | 0 | 0 | 0 | 0 | 0 | 0 | 0 | 0 | 0 | 0 | 0 | 0 | 0
PG&E KERN | New Sub - Midway - Wheeler Ridge (Proposed) | 230 | Geothermal |  |  | 0 | 0 | 0 | 0 | 0 | 0 | 0 | 0 | 0 | 0 | 0 | 0 | 0 | 0 | 0 | 0 | 0 | 0 | 0 | 0 | 0 | 0 | 0 | 0 | 0 | 0 | 0 | 0
PG&E NGBA | New Sub - Near existing Leavitt (PSREC) | 345 | Geothermal |  |  | 0 | 0 | 0 | 0 | 0 | 0 | 0 | 0 | 0 | 0 | 0 | 0 | 0 | 0 | 0 | 0 | 0 | 0 | 0 | 0 | 0 | 0 | 0 | 0 | 0 | 0 | 0 | 0
PG&E NGBA | New Sub - Near existing Madeline (NVE) | 345 | Geothermal |  |  | 0 | 0 | 0 | 0 | 0 | 0 | 0 | 0 | 0 | 0 | 0 | 0 | 0 | 0 | 0 | 0 | 0 | 0 | 0 | 0 | 0 | 0 | 0 | 0 | 0 | 0 | 0 | 0
SDGE | New Sub - North Gila - IV (Proposed) | 500 | Geothermal |  |  | 0 | 0 | 0 | 0 | 0 | 0 | 0 | 0 | 0 | 0 | 0 | 0 | 0 | 0 | 0 | 0 | 0 | 0 | 0 | 0 | 0 | 0 | 0 | 0 | 0 | 0 | 0 | 0
PG&E NGBA | New Sub - Pit 1 - Cottonwood (Proposed) | 230 | Geothermal |  |  | 0 | 0 | 0 | 0 | 0 | 0 | 0 | 0 | 0 | 0 | 0 | 0 | 0 | 0 | 0 | 0 | 0 | 0 | 0 | 0 | 0 | 0 | 0 | 0 | 0 | 0 | 0 | 0
PG&E GBA | New Sub - Rancho Seco - Bellota (Proposed) | 230 | Geothermal |  |  | 0 | 0 | 0 | 0 | 0 | 0 | 0 | 0 | 0 | 0 | 0 | 0 | 0 | 0 | 0 | 0 | 0 | 0 | 0 | 0 | 0 | 0 | 0 | 0 | 0 | 0 | 0 | 0
SDGE | New Sub - Suncrest - Ocotillo (Proposed) | 500 | Geothermal |  |  | 0 | 0 | 0 | 0 | 0 | 0 | 0 | 0 | 0 | 0 | 0 | 0 | 0 | 0 | 0 | 0 | 0 | 0 | 0 | 0 | 0 | 0 | 0 | 0 | 0 | 0 | 0 | 0
PG&E FRESNO | New Sub - Westley - Quinto (Proposed) | 230 | Geothermal |  |  | 0 | 0 | 0 | 0 | 0 | 0 | 0 | 0 | 0 | 0 | 0 | 0 | 0 | 0 | 0 | 0 | 0 | 0 | 0 | 0 | 0 | 0 | 0 | 0 | 0 | 0 | 0 | 0
PG&E GBA | Newark | 115 | Geothermal |  |  | 0 | 0 | 0 | 0 | 0 | 0 | 0 | 0 | 0 | 0 | 0 | 0 | 0 | 0 | 0 | 0 | 0 | 0 | 0 | 0 | 0 | 0 | 0 | 0 | 0 | 0 | 0 | 0
PG&E GBA | Newark | 230 | Geothermal |  |  | 0 | 0 | 0 | 0 | 0 | 0 | 0 | 0 | 0 | 0 | 0 | 0 | 0 | 0 | 0 | 0 | 0 | 0 | 0 | 0 | 0 | 0 | 0 | 0 | 0 | 0 | 0 | 0
PG&E GBA | Newark | 60 | Geothermal |  |  | 0 | 0 | 0 | 0 | 0 | 0 | 0 | 0 | 0 | 0 | 0 | 0 | 0 | 0 | 0 | 0 | 0 | 0 | 0 | 0 | 0 | 0 | 0 | 0 | 0 | 0 | 0 | 0
PG&E FRESNO | Newhall | 115 | Geothermal |  |  | 0 | 0 | 0 | 0 | 0 | 0 | 0 | 0 | 0 | 0 | 0 | 0 | 0 | 0 | 0 | 0 | 0 | 0 | 0 | 0 | 0 | 0 | 0 | 0 | 0 | 0 | 0 | 0
PG&E KERN | Norco | 115 | Geothermal |  |  | 0 | 0 | 0 | 0 | 0 | 0 | 0 | 0 | 0 | 0 | 0 | 0 | 0 | 0 | 0 | 0 | 0 | 0 | 0 | 0 | 0 | 0 | 0 | 0 | 0 | 0 | 0 | 0
PG&E GBA | Nortech | 115 | Geothermal |  |  | 0 | 0 | 0 | 0 | 0 | 0 | 0 | 0 | 0 | 0 | 0 | 0 | 0 | 0 | 0 | 0 | 0 | 0 | 0 | 0 | 0 | 0 | 0 | 0 | 0 | 0 | 0 | 0
SDGE | North City Metering | 138 | Geothermal |  |  | 0 | 0 | 0 | 0 | 0 | 0 | 0 | 0 | 0 | 0 | 0 | 0 | 0 | 0 | 0 | 0 | 0 | 0 | 0 | 0 | 0 | 0 | 0 | 0 | 0 | 0 | 0 | 0
PG&E GBA | North Dublin | 230 | Geothermal |  |  | 0 | 0 | 0 | 0 | 0 | 0 | 0 | 0 | 0 | 0 | 0 | 0 | 0 | 0 | 0 | 0 | 0 | 0 | 0 | 0 | 0 | 0 | 0 | 0 | 0 | 0 | 0 | 0
SDGE | North Gila | 500 | Geothermal |  |  | 0 | 0 | 0 | 0 | 0 | 0 | 0 | 0 | 0 | 0 | 0 | 0 | 0 | 0 | 0 | 0 | 0 | 0 | 0 | 0 | 0 | 0 | 0 | 0 | 0 | 0 | 0 | 0
SCE Metro | North of SONGS | 230 | Geothermal |  |  | 0 | 0 | 0 | 0 | 0 | 0 | 0 | 0 | 0 | 0 | 0 | 0 | 0 | 0 | 0 | 0 | 0 | 0 | 0 | 0 | 0 | 0 | 0 | 0 | 0 | 0 | 0 | 0
SCE Metro | North of SONGS | 500 | Geothermal |  |  | 0 | 0 | 0 | 0 | 0 | 0 | 0 | 0 | 0 | 0 | 0 | 0 | 0 | 0 | 0 | 0 | 0 | 0 | 0 | 0 | 0 | 0 | 0 | 0 | 0 | 0 | 0 | 0
PG&E NGBA | Notre Dame | 115 | Geothermal |  |  | 0 | 0 | 0 | 0 | 0 | 0 | 0 | 0 | 0 | 0 | 0 | 0 | 0 | 0 | 0 | 0 | 0 | 0 | 0 | 0 | 0 | 0 | 0 | 0 | 0 | 0 | 0 | 0
PG&E GBA | Oakland C | 115 | Geothermal |  |  | 0 | 0 | 0 | 0 | 0 | 0 | 0 | 0 | 0 | 0 | 0 | 0 | 0 | 0 | 0 | 0 | 0 | 0 | 0 | 0 | 0 | 0 | 0 | 0 | 0 | 0 | 0 | 0
PG&E GBA | Oakland J | 115 | Geothermal |  |  | 0 | 0 | 0 | 0 | 0 | 0 | 0 | 0 | 0 | 0 | 0 | 0 | 0 | 0 | 0 | 0 | 0 | 0 | 0 | 0 | 0 | 0 | 0 | 0 | 0 | 0 | 0 | 0
PG&E GBA | Oakland L | 115 | Geothermal |  |  | 0 | 0 | 0 | 0 | 0 | 0 | 0 | 0 | 0 | 0 | 0 | 0 | 0 | 0 | 0 | 0 | 0 | 0 | 0 | 0 | 0 | 0 | 0 | 0 | 0 | 0 | 0 | 0
PG&E GBA | Oakland X | 115 | Geothermal |  |  | 0 | 0 | 0 | 0 | 0 | 0 | 0 | 0 | 0 | 0 | 0 | 0 | 0 | 0 | 0 | 0 | 0 | 0 | 0 | 0 | 0 | 0 | 0 | 0 | 0 | 0 | 0 | 0
SDGE | Ocean Ranch | 69 | Geothermal |  |  | 0 | 0 | 0 | 0 | 0 | 0 | 0 | 0 | 0 | 0 | 0 | 0 | 0 | 0 | 0 | 0 | 0 | 0 | 0 | 0 | 0 | 0 | 0 | 0 | 0 | 0 | 0 | 0
PG&E KERN | Oceano | 115 | Geothermal |  |  | 0 | 0 | 0 | 0 | 0 | 0 | 0 | 0 | 0 | 0 | 0 | 0 | 0 | 0 | 0 | 0 | 0 | 0 | 0 | 0 | 0 | 0 | 0 | 0 | 0 | 0 | 0 | 0
SDGE | Ocotillo Express | 500 | Geothermal |  |  | 0 | 0 | 0 | 0 | 0 | 0 | 0 | 0 | 0 | 0 | 0 | 0 | 0 | 0 | 0 | 0 | 0 | 0 | 0 | 0 | 0 | 0 | 0 | 0 | 0 | 0 | 0 | 0
PG&E KERN | Old River | 70 | Geothermal |  |  | 0 | 0 | 0 | 0 | 0 | 0 | 0 | 0 | 0 | 0 | 0 | 0 | 0 | 0 | 0 | 0 | 0 | 0 | 0 | 0 | 0 | 0 | 0 | 0 | 0 | 0 | 0 | 0
SDGE | Old Town | 230 | Geothermal |  |  | 0 | 0 | 0 | 0 | 0 | 0 | 0 | 0 | 0 | 0 | 0 | 0 | 0 | 0 | 0 | 0 | 0 | 0 | 0 | 0 | 0 | 0 | 0 | 0 | 0 | 0 | 0 | 0
SCE Metro | Olinda | 230 | Geothermal |  |  | 0 | 0 | 0 | 0 | 0 | 0 | 0 | 0 | 0 | 0 | 0 | 0 | 0 | 0 | 0 | 0 | 0 | 0 | 0 | 0 | 0 | 0 | 0 | 0 | 0 | 0 | 0 | 0
PG&E FRESNO | Olive | 115 | Geothermal |  |  | 0 | 0 | 0 | 0 | 0 | 0 | 0 | 0 | 0 | 0 | 0 | 0 | 0 | 0 | 0 | 0 | 0 | 0 | 0 | 0 | 0 | 0 | 0 | 0 | 0 | 0 | 0 | 0
PG&E NGBA | Olivehurst | 115 | Geothermal |  |  | 0 | 0 | 0 | 0 | 0 | 0 | 0 | 0 | 0 | 0 | 0 | 0 | 0 | 0 | 0 | 0 | 0 | 0 | 0 | 0 | 0 | 0 | 0 | 0 | 0 | 0 | 0 | 0
PG&E NGBA | Oregon Trail | 60 | Geothermal |  |  | 0 | 0 | 0 | 0 | 0 | 0 | 0 | 0 | 0 | 0 | 0 | 0 | 0 | 0 | 0 | 0 | 0 | 0 | 0 | 0 | 0 | 0 | 0 | 0 | 0 | 0 | 0 | 0
SCE Northern | Ormond Beach | 230 | Geothermal |  |  | 0 | 0 | 0 | 0 | 0 | 0 | 0 | 0 | 0 | 0 | 0 | 0 | 0 | 0 | 0 | 0 | 0 | 0 | 0 | 0 | 0 | 0 | 0 | 0 | 0 | 0 | 0 | 0
PG&E FRESNO | Oro Loma | 115 | Geothermal |  |  | 0 | 0 | 0 | 0 | 0 | 0 | 0 | 0 | 0 | 0 | 0 | 0 | 0 | 0 | 0 | 0 | 0 | 0 | 0 | 0 | 0 | 0 | 0 | 0 | 0 | 0 | 0 | 0
PG&E FRESNO | Oro Loma | 70 | Geothermal |  |  | 0 | 0 | 0 | 0 | 0 | 0 | 0 | 0 | 0 | 0 | 0 | 0 | 0 | 0 | 0 | 0 | 0 | 0 | 0 | 0 | 0 | 0 | 0 | 0 | 0 | 0 | 0 | 0
PG&E FRESNO | Orosi | 70 | Geothermal |  |  | 0 | 0 | 0 | 0 | 0 | 0 | 0 | 0 | 0 | 0 | 0 | 0 | 0 | 0 | 0 | 0 | 0 | 0 | 0 | 0 | 0 | 0 | 0 | 0 | 0 | 0 | 0 | 0
SDGE | Otay | 69 | Geothermal |  |  | 0 | 0 | 0 | 0 | 0 | 0 | 0 | 0 | 0 | 0 | 0 | 0 | 0 | 0 | 0 | 0 | 0 | 0 | 0 | 0 | 0 | 0 | 0 | 0 | 0 | 0 | 0 | 0
SDGE | Otay Mesa | 230 | Geothermal |  |  | 0 | 0 | 0 | 0 | 0 | 0 | 0 | 0 | 0 | 0 | 0 | 0 | 0 | 0 | 0 | 0 | 0 | 0 | 0 | 0 | 0 | 0 | 0 | 0 | 0 | 0 | 0 | 0
PG&E FRESNO | Padre Flats SW STA | 230 | Geothermal |  |  | 0 | 0 | 0 | 0 | 0 | 0 | 0 | 0 | 0 | 0 | 0 | 0 | 0 | 0 | 0 | 0 | 0 | 0 | 0 | 0 | 0 | 0 | 0 | 0 | 0 | 0 | 0 | 0
EOP | Pahrump | 138 | Geothermal |  |  | 0 | 0 | 0 | 0 | 0 | 0 | 0 | 0 | 0 | 0 | 0 | 0 | 0 | 0 | 0 | 0 | 0 | 0 | 0 | 0 | 0 | 0 | 0 | 0 | 0 | 0 | 0 | 0
EOP | Pahrump | 230 | Geothermal |  |  | 0 | 0 | 0 | 0 | 0 | 0 | 0 | 0 | 0 | 0 | 0 | 0 | 0 | 0 | 0 | 0 | 0 | 0 | 0 | 0 | 0 | 0 | 0 | 0 | 0 | 0 | 0 | 0
SDGE | Pala | 69 | Geothermal |  |  | 0 | 0 | 0 | 0 | 0 | 0 | 0 | 0 | 0 | 0 | 0 | 0 | 0 | 0 | 0 | 0 | 0 | 0 | 0 | 0 | 0 | 0 | 0 | 0 | 0 | 0 | 0 | 0
PG&E NGBA | Palermo | 115 | Geothermal |  |  | 0 | 0 | 0 | 0 | 0 | 0 | 0 | 0 | 0 | 0 | 0 | 0 | 0 | 0 | 0 | 0 | 0 | 0 | 0 | 0 | 0 | 0 | 0 | 0 | 0 | 0 | 0 | 0
PG&E NGBA | Palermo | 230 | Geothermal |  |  | 0 | 0 | 0 | 0 | 0 | 0 | 0 | 0 | 0 | 0 | 0 | 0 | 0 | 0 | 0 | 0 | 0 | 0 | 0 | 0 | 0 | 0 | 0 | 0 | 0 | 0 | 0 | 0
SCE Eastern | Palo Verde | 500 | Geothermal |  |  | 0 | 0 | 0 | 0 | 0 | 0 | 0 | 0 | 0 | 0 | 0 | 0 | 0 | 0 | 0 | 0 | 0 | 0 | 0 | 0 | 0 | 0 | 0 | 0 | 0 | 0 | 0 | 0
SDGE | Palomar Energy | 230 | Geothermal |  |  | 0 | 0 | 0 | 0 | 0 | 0 | 0 | 0 | 0 | 0 | 0 | 0 | 0 | 0 | 0 | 0 | 0 | 0 | 0 | 0 | 0 | 0 | 0 | 0 | 0 | 0 | 0 | 0
PG&E KERN | Panama | 70 | Geothermal |  |  | 0 | 0 | 0 | 0 | 0 | 0 | 0 | 0 | 0 | 0 | 0 | 0 | 0 | 0 | 0 | 0 | 0 | 0 | 0 | 0 | 0 | 0 | 0 | 0 | 0 | 0 | 0 | 0
PG&E FRESNO | Panoche | 115 | Geothermal |  |  | 0 | 0 | 0 | 0 | 0 | 0 | 0 | 0 | 0 | 0 | 0 | 0 | 0 | 0 | 0 | 0 | 0 | 0 | 0 | 0 | 0 | 0 | 0 | 0 | 0 | 0 | 0 | 0
PG&E FRESNO | Panoche | 230 | Geothermal |  |  | 0 | 0 | 0 | 0 | 0 | 0 | 0 | 0 | 0 | 0 | 0 | 0 | 0 | 0 | 0 | 0 | 0 | 0 | 0 | 0 | 0 | 0 | 0 | 0 | 0 | 0 | 0 | 0
SCE Northern | Pardee | 230 | Geothermal |  |  | 0 | 0 | 0 | 0 | 0 | 0 | 0 | 0 | 0 | 0 | 0 | 0 | 0 | 0 | 0 | 0 | 0 | 0 | 0 | 0 | 0 | 0 | 0 | 0 | 0 | 0 | 0 | 0
PG&E NGBA | Parkway | 230 | Geothermal |  |  | 0 | 0 | 0 | 0 | 0 | 0 | 0 | 0 | 0 | 0 | 0 | 0 | 0 | 0 | 0 | 0 | 0 | 0 | 0 | 0 | 0 | 0 | 0 | 0 | 0 | 0 | 0 | 0
SCE Northern | Pastoria | 230 | Geothermal |  |  | 0 | 0 | 0 | 0 | 0 | 0 | 0 | 0 | 0 | 0 | 0 | 0 | 0 | 0 | 0 | 0 | 0 | 0 | 0 | 0 | 0 | 0 | 0 | 0 | 0 | 0 | 0 | 0
SCE Metro | Pauda | 230 | Geothermal |  |  | 0 | 0 | 0 | 0 | 0 | 0 | 0 | 0 | 0 | 0 | 0 | 0 | 0 | 0 | 0 | 0 | 0 | 0 | 0 | 0 | 0 | 0 | 0 | 0 | 0 | 0 | 0 | 0
PG&E GBA | Paul Sweet | 115 | Geothermal |  |  | 0 | 0 | 0 | 0 | 0 | 0 | 0 | 0 | 0 | 0 | 0 | 0 | 0 | 0 | 0 | 0 | 0 | 0 | 0 | 0 | 0 | 0 | 0 | 0 | 0 | 0 | 0 | 0
PG&E NGBA | Peabody | 230 | Geothermal |  |  | 0 | 0 | 0 | 0 | 0 | 0 | 0 | 0 | 0 | 0 | 0 | 0 | 0 | 0 | 0 | 0 | 0 | 0 | 0 | 0 | 0 | 0 | 0 | 0 | 0 | 0 | 0 | 0
PG&E NGBA | Pease | 115 | Geothermal |  |  | 0 | 0 | 0 | 0 | 0 | 0 | 0 | 0 | 0 | 0 | 0 | 0 | 0 | 0 | 0 | 0 | 0 | 0 | 0 | 0 | 0 | 0 | 0 | 0 | 0 | 0 | 0 | 0
PG&E NGBA | Pease | 60 | Geothermal |  |  | 0 | 0 | 0 | 0 | 0 | 0 | 0 | 0 | 0 | 0 | 0 | 0 | 0 | 0 | 0 | 0 | 0 | 0 | 0 | 0 | 0 | 0 | 0 | 0 | 0 | 0 | 0 | 0
SDGE | Penasquitos | 138 | Geothermal |  |  | 0 | 0 | 0 | 0 | 0 | 0 | 0 | 0 | 0 | 0 | 0 | 0 | 0 | 0 | 0 | 0 | 0 | 0 | 0 | 0 | 0 | 0 | 0 | 0 | 0 | 0 | 0 | 0
SDGE | Penasquitos | 230 | Geothermal |  |  | 0 | 0 | 0 | 0 | 0 | 0 | 0 | 0 | 0 | 0 | 0 | 0 | 0 | 0 | 0 | 0 | 0 | 0 | 0 | 0 | 0 | 0 | 0 | 0 | 0 | 0 | 0 | 0
SDGE | Penasquitos | 69 | Geothermal |  |  | 0 | 0 | 0 | 0 | 0 | 0 | 0 | 0 | 0 | 0 | 0 | 0 | 0 | 0 | 0 | 0 | 0 | 0 | 0 | 0 | 0 | 0 | 0 | 0 | 0 | 0 | 0 | 0
SDGE | Pendleton | 69 | Geothermal |  |  | 0 | 0 | 0 | 0 | 0 | 0 | 0 | 0 | 0 | 0 | 0 | 0 | 0 | 0 | 0 | 0 | 0 | 0 | 0 | 0 | 0 | 0 | 0 | 0 | 0 | 0 | 0 | 0
PG&E NGBA | Penngrove | 115 | Geothermal |  |  | 0 | 0 | 0 | 0 | 0 | 0 | 0 | 0 | 0 | 0 | 0 | 0 | 0 | 0 | 0 | 0 | 0 | 0 | 0 | 0 | 0 | 0 | 0 | 0 | 0 | 0 | 0 | 0
PG&E GBA | Peoria | 115 | Geothermal |  |  | 0 | 0 | 0 | 0 | 0 | 0 | 0 | 0 | 0 | 0 | 0 | 0 | 0 | 0 | 0 | 0 | 0 | 0 | 0 | 0 | 0 | 0 | 0 | 0 | 0 | 0 | 0 | 0
PG&E GBA | Piercy | 115 | Geothermal |  |  | 0 | 0 | 0 | 0 | 0 | 0 | 0 | 0 | 0 | 0 | 0 | 0 | 0 | 0 | 0 | 0 | 0 | 0 | 0 | 0 | 0 | 0 | 0 | 0 | 0 | 0 | 0 | 0
PG&E FRESNO | Pine Flat | 230 | Geothermal |  |  | 0 | 0 | 0 | 0 | 0 | 0 | 0 | 0 | 0 | 0 | 0 | 0 | 0 | 0 | 0 | 0 | 0 | 0 | 0 | 0 | 0 | 0 | 0 | 0 | 0 | 0 | 0 | 0
SCE NOL | Pisgah | 230 | Geothermal |  |  | 0 | 0 | 0 | 0 | 0 | 0 | 0 | 0 | 0 | 0 | 0 | 0 | 0 | 0 | 0 | 0 | 0 | 0 | 0 | 0 | 0 | 0 | 0 | 0 | 0 | 0 | 0 | 0
PG&E NGBA | Pit 1 | 230 | Geothermal |  |  | 0 | 0 | 0 | 0 | 0 | 0 | 0 | 0 | 0 | 0 | 0 | 0 | 0 | 0 | 0 | 0 | 0 | 0 | 0 | 0 | 0 | 0 | 0 | 0 | 0 | 0 | 0 | 0
PG&E NGBA | Pit 1 | 60 | Geothermal |  |  | 0 | 0 | 0 | 0 | 0 | 0 | 0 | 0 | 0 | 0 | 0 | 0 | 0 | 0 | 0 | 0 | 0 | 0 | 0 | 0 | 0 | 0 | 0 | 0 | 0 | 0 | 0 | 0
PG&E NGBA | Pit 3 | 230 | Geothermal |  |  | 0 | 0 | 0 | 0 | 0 | 0 | 0 | 0 | 0 | 0 | 0 | 0 | 0 | 0 | 0 | 0 | 0 | 0 | 0 | 0 | 0 | 0 | 0 | 0 | 0 | 0 | 0 | 0
PG&E NGBA | Pit 4 | 230 | Geothermal |  |  | 0 | 0 | 0 | 0 | 0 | 0 | 0 | 0 | 0 | 0 | 0 | 0 | 0 | 0 | 0 | 0 | 0 | 0 | 0 | 0 | 0 | 0 | 0 | 0 | 0 | 0 | 0 | 0
PG&E GBA | Pittsburg | 115 | Geothermal |  |  | 0 | 0 | 0 | 0 | 0 | 0 | 0 | 0 | 0 | 0 | 0 | 0 | 0 | 0 | 0 | 0 | 0 | 0 | 0 | 0 | 0 | 0 | 0 | 0 | 0 | 0 | 0 | 0
PG&E GBA | Pittsburg | 230 | Geothermal |  |  | 0 | 0 | 0 | 0 | 0 | 0 | 0 | 0 | 0 | 0 | 0 | 0 | 0 | 0 | 0 | 0 | 0 | 0 | 0 | 0 | 0 | 0 | 0 | 0 | 0 | 0 | 0 | 0
PG&E NGBA | Pleasant Grove | 115 | Geothermal |  |  | 0 | 0 | 0 | 0 | 0 | 0 | 0 | 0 | 0 | 0 | 0 | 0 | 0 | 0 | 0 | 0 | 0 | 0 | 0 | 0 | 0 | 0 | 0 | 0 | 0 | 0 | 0 | 0
PG&E NGBA | POE | 230 | Geothermal |  |  | 0 | 0 | 0 | 0 | 0 | 0 | 0 | 0 | 0 | 0 | 0 | 0 | 0 | 0 | 0 | 0 | 0 | 0 | 0 | 0 | 0 | 0 | 0 | 0 | 0 | 0 | 0 | 0
SDGE | Point Loma | 69 | Geothermal |  |  | 0 | 0 | 0 | 0 | 0 | 0 | 0 | 0 | 0 | 0 | 0 | 0 | 0 | 0 | 0 | 0 | 0 | 0 | 0 | 0 | 0 | 0 | 0 | 0 | 0 | 0 | 0 | 0
SDGE | Pomerado | 69 | Geothermal |  |  | 0 | 0 | 0 | 0 | 0 | 0 | 0 | 0 | 0 | 0 | 0 | 0 | 0 | 0 | 0 | 0 | 0 | 0 | 0 | 0 | 0 | 0 | 0 | 0 | 0 | 0 | 0 | 0
PG&E KERN | Poso Mountain | 115 | Geothermal |  |  | 0 | 0 | 0 | 0 | 0 | 0 | 0 | 0 | 0 | 0 | 0 | 0 | 0 | 0 | 0 | 0 | 0 | 0 | 0 | 0 | 0 | 0 | 0 | 0 | 0 | 0 | 0 | 0
EOP | Primm | 230 | Geothermal |  |  | 0 | 0 | 0 | 0 | 0 | 0 | 0 | 0 | 0 | 0 | 0 | 0 | 0 | 0 | 0 | 0 | 0 | 0 | 0 | 0 | 0 | 0 | 0 | 0 | 0 | 0 | 0 | 0
PG&E NGBA | Putah Creek | 115 | Geothermal |  |  | 0 | 0 | 0 | 0 | 0 | 0 | 0 | 0 | 0 | 0 | 0 | 0 | 0 | 0 | 0 | 0 | 0 | 0 | 0 | 0 | 0 | 0 | 0 | 0 | 0 | 0 | 0 | 0
SDGE | Q1806 | 138 | Geothermal |  |  | 0 | 0 | 0 | 0 | 0 | 0 | 0 | 0 | 0 | 0 | 0 | 0 | 0 | 0 | 0 | 0 | 0 | 0 | 0 | 0 | 0 | 0 | 0 | 0 | 0 | 0 | 0 | 0
PG&E FRESNO | Quinto | 230 | Geothermal |  |  | 0 | 0 | 0 | 0 | 0 | 0 | 0 | 0 | 0 | 0 | 0 | 0 | 0 | 0 | 0 | 0 | 0 | 0 | 0 | 0 | 0 | 0 | 0 | 0 | 0 | 0 | 0 | 0
PG&E GBA | Race Track | 115 | Geothermal |  |  | 0 | 0 | 0 | 0 | 0 | 0 | 0 | 0 | 0 | 0 | 0 | 0 | 0 | 0 | 0 | 0 | 0 | 0 | 0 | 0 | 0 | 0 | 0 | 0 | 0 | 0 | 0 | 0
SDGE | Rancho Mission Viejo | 138 | Geothermal |  |  | 0 | 0 | 0 | 0 | 0 | 0 | 0 | 0 | 0 | 0 | 0 | 0 | 0 | 0 | 0 | 0 | 0 | 0 | 0 | 0 | 0 | 0 | 0 | 0 | 0 | 0 | 0 | 0
PG&E GBA | Rancho Seco | 230 | Geothermal |  |  | 0 | 0 | 0 | 0 | 0 | 0 | 0 | 0 | 0 | 0 | 0 | 0 | 0 | 0 | 0 | 0 | 0 | 0 | 0 | 0 | 0 | 0 | 0 | 0 | 0 | 0 | 0 | 0
SCE Metro | Rancho Vista | 230 | Geothermal |  |  | 0 | 0 | 0 | 0 | 0 | 0 | 0 | 0 | 0 | 0 | 0 | 0 | 0 | 0 | 0 | 0 | 0 | 0 | 0 | 0 | 0 | 0 | 0 | 0 | 0 | 0 | 0 | 0
SCE Metro | Rancho Vista | 500 | Geothermal |  |  | 0 | 0 | 0 | 0 | 0 | 0 | 0 | 0 | 0 | 0 | 0 | 0 | 0 | 0 | 0 | 0 | 0 | 0 | 0 | 0 | 0 | 0 | 0 | 0 | 0 | 0 | 0 | 0
SCE NOL | Ransburg | 115 | Geothermal |  |  | 0 | 0 | 0 | 0 | 0 | 0 | 0 | 0 | 0 | 0 | 0 | 0 | 0 | 0 | 0 | 0 | 0 | 0 | 0 | 0 | 0 | 0 | 0 | 0 | 0 | 0 | 0 | 0
PG&E GBA | Ravenswood | 115 | Geothermal |  |  | 0 | 0 | 0 | 0 | 0 | 0 | 0 | 0 | 0 | 0 | 0 | 0 | 0 | 0 | 0 | 0 | 0 | 0 | 0 | 0 | 0 | 0 | 0 | 0 | 0 | 0 | 0 | 0
PG&E GBA | Ravenswood | 230 | Geothermal |  |  | 0 | 0 | 0 | 0 | 0 | 0 | 0 | 0 | 0 | 0 | 0 | 0 | 0 | 0 | 0 | 0 | 0 | 0 | 0 | 0 | 0 | 0 | 0 | 0 | 0 | 0 | 0 | 0
SCE Northern | Rector | 230 | Geothermal |  |  | 0 | 0 | 0 | 0 | 0 | 0 | 0 | 0 | 0 | 0 | 0 | 0 | 0 | 0 | 0 | 0 | 0 | 0 | 0 | 0 | 0 | 0 | 0 | 0 | 0 | 0 | 0 | 0
SCE Eastern | Red Bluff | 230 | Geothermal |  |  | 0 | 0 | 0 | 0 | 0 | 0 | 0 | 0 | 0 | 0 | 0 | 0 | 0 | 0 | 0 | 0 | 0 | 0 | 0 | 0 | 0 | 0 | 0 | 0 | 0 | 0 | 0 | 0
SCE Eastern | Red Bluff | 500 | Geothermal |  |  | 0 | 0 | 0 | 0 | 0 | 0 | 0 | 0 | 0 | 0 | 0 | 0 | 0 | 0 | 0 | 0 | 0 | 0 | 0 | 0 | 0 | 0 | 0 | 0 | 0 | 0 | 0 | 0
PG&E NGBA | Redbud | 115 | Geothermal |  |  | 0 | 0 | 0 | 0 | 0 | 0 | 0 | 0 | 0 | 0 | 0 | 0 | 0 | 0 | 0 | 0 | 0 | 0 | 0 | 0 | 0 | 0 | 0 | 0 | 0 | 0 | 0 | 0
SCE Metro | Redondo | 230 | Geothermal |  |  | 0 | 0 | 0 | 0 | 0 | 0 | 0 | 0 | 0 | 0 | 0 | 0 | 0 | 0 | 0 | 0 | 0 | 0 | 0 | 0 | 0 | 0 | 0 | 0 | 0 | 0 | 0 | 0
PG&E FRESNO | Reedley | 115 | Geothermal |  |  | 0 | 0 | 0 | 0 | 0 | 0 | 0 | 0 | 0 | 0 | 0 | 0 | 0 | 0 | 0 | 0 | 0 | 0 | 0 | 0 | 0 | 0 | 0 | 0 | 0 | 0 | 0 | 0
PG&E KERN | Renfro | 115 | Geothermal |  |  | 0 | 0 | 0 | 0 | 0 | 0 | 0 | 0 | 0 | 0 | 0 | 0 | 0 | 0 | 0 | 0 | 0 | 0 | 0 | 0 | 0 | 0 | 0 | 0 | 0 | 0 | 0 | 0
PG&E GBA | Richmond R | 115 | Geothermal |  |  | 0 | 0 | 0 | 0 | 0 | 0 | 0 | 0 | 0 | 0 | 0 | 0 | 0 | 0 | 0 | 0 | 0 | 0 | 0 | 0 | 0 | 0 | 0 | 0 | 0 | 0 | 0 | 0
PG&E NGBA | Rincon | 115 | Geothermal |  |  | 0 | 0 | 0 | 0 | 0 | 0 | 0 | 0 | 0 | 0 | 0 | 0 | 0 | 0 | 0 | 0 | 0 | 0 | 0 | 0 | 0 | 0 | 0 | 0 | 0 | 0 | 0 | 0
PG&E KERN | Rio Bravo | 115 | Geothermal |  |  | 0 | 0 | 0 | 0 | 0 | 0 | 0 | 0 | 0 | 0 | 0 | 0 | 0 | 0 | 0 | 0 | 0 | 0 | 0 | 0 | 0 | 0 | 0 | 0 | 0 | 0 | 0 | 0
SCE Metro | Rio Hondo | 230 | Geothermal |  |  | 0 | 0 | 0 | 0 | 0 | 0 | 0 | 0 | 0 | 0 | 0 | 0 | 0 | 0 | 0 | 0 | 0 | 0 | 0 | 0 | 0 | 0 | 0 | 0 | 0 | 0 | 0 | 0
PG&E NGBA | Rio Oso | 115 | Geothermal |  |  | 0 | 0 | 0 | 0 | 0 | 0 | 0 | 0 | 0 | 0 | 0 | 0 | 0 | 0 | 0 | 0 | 0 | 0 | 0 | 0 | 0 | 0 | 0 | 0 | 0 | 0 | 0 | 0
PG&E NGBA | Rio Oso | 230 | Geothermal |  |  | 0 | 0 | 0 | 0 | 0 | 0 | 0 | 0 | 0 | 0 | 0 | 0 | 0 | 0 | 0 | 0 | 0 | 0 | 0 | 0 | 0 | 0 | 0 | 0 | 0 | 0 | 0 | 0
PG&E GBA | Ripon | 115 | Geothermal |  |  | 0 | 0 | 0 | 0 | 0 | 0 | 0 | 0 | 0 | 0 | 0 | 0 | 0 | 0 | 0 | 0 | 0 | 0 | 0 | 0 | 0 | 0 | 0 | 0 | 0 | 0 | 0 | 0
PG&E GBA | Riverbank | 115 | Geothermal |  |  | 0 | 0 | 0 | 0 | 0 | 0 | 0 | 0 | 0 | 0 | 0 | 0 | 0 | 0 | 0 | 0 | 0 | 0 | 0 | 0 | 0 | 0 | 0 | 0 | 0 | 0 | 0 | 0
SCE NOL | Roadway | 115 | Geothermal |  |  | 0 | 0 | 0 | 0 | 0 | 0 | 0 | 0 | 0 | 0 | 0 | 0 | 0 | 0 | 0 | 0 | 0 | 0 | 0 | 0 | 0 | 0 | 0 | 0 | 0 | 0 | 0 | 0
PG&E NGBA | Rock Creek 1 | 230 | Geothermal |  |  | 0 | 0 | 0 | 0 | 0 | 0 | 0 | 0 | 0 | 0 | 0 | 0 | 0 | 0 | 0 | 0 | 0 | 0 | 0 | 0 | 0 | 0 | 0 | 0 | 0 | 0 | 0 | 0
SCE Northern | Rosamond | 66 | Geothermal |  |  | 0 | 0 | 0 | 0 | 0 | 0 | 0 | 0 | 0 | 0 | 0 | 0 | 0 | 0 | 0 | 0 | 0 | 0 | 0 | 0 | 0 | 0 | 0 | 0 | 0 | 0 | 0 | 0
PG&E GBA | Rossmoor | 230 | Geothermal |  |  | 0 | 0 | 0 | 0 | 0 | 0 | 0 | 0 | 0 | 0 | 0 | 0 | 0 | 0 | 0 | 0 | 0 | 0 | 0 | 0 | 0 | 0 | 0 | 0 | 0 | 0 | 0 | 0
PG&E NGBA | Round Mountain | 230 | Geothermal |  |  | 0 | 0 | 0 | 0 | 0 | 0 | 0 | 0 | 0 | 0 | 0 | 0 | 0 | 0 | 0 | 0 | 0 | 0 | 0 | 0 | 0 | 0 | 0 | 0 | 0 | 0 | 0 | 0
PG&E NGBA | Round Mountain | 500 | Geothermal |  |  | 0 | 0 | 0 | 0 | 0 | 0 | 0 | 0 | 0 | 0 | 0 | 0 | 0 | 0 | 0 | 0 | 0 | 0 | 0 | 0 | 0 | 0 | 0 | 0 | 0 | 0 | 0 | 0
PG&E GBA | Salado | 115 | Geothermal |  |  | 0 | 0 | 0 | 0 | 0 | 0 | 0 | 0 | 0 | 0 | 0 | 0 | 0 | 0 | 0 | 0 | 0 | 0 | 0 | 0 | 0 | 0 | 0 | 0 | 0 | 0 | 0 | 0
PG&E GBA | Salado | 60 | Geothermal |  |  | 0 | 0 | 0 | 0 | 0 | 0 | 0 | 0 | 0 | 0 | 0 | 0 | 0 | 0 | 0 | 0 | 0 | 0 | 0 | 0 | 0 | 0 | 0 | 0 | 0 | 0 | 0 | 0
PG&E GBA | Salinas | 115 | Geothermal |  |  | 0 | 0 | 0 | 0 | 0 | 0 | 0 | 0 | 0 | 0 | 0 | 0 | 0 | 0 | 0 | 0 | 0 | 0 | 0 | 0 | 0 | 0 | 0 | 0 | 0 | 0 | 0 | 0
SDGE | Salt Creek | 69 | Geothermal |  |  | 0 | 0 | 0 | 0 | 0 | 0 | 0 | 0 | 0 | 0 | 0 | 0 | 0 | 0 | 0 | 0 | 0 | 0 | 0 | 0 | 0 | 0 | 0 | 0 | 0 | 0 | 0 | 0
SCE Eastern | San Bernardino | 230 | Geothermal |  |  | 0 | 0 | 0 | 0 | 0 | 0 | 0 | 0 | 0 | 0 | 0 | 0 | 0 | 0 | 0 | 0 | 0 | 0 | 0 | 0 | 0 | 0 | 0 | 0 | 0 | 0 | 0 | 0
PG&E GBA | SAN FRAN A (POTRERO PP) | 115 | Geothermal |  |  | 0 | 0 | 0 | 0 | 0 | 0 | 0 | 0 | 0 | 0 | 0 | 0 | 0 | 0 | 0 | 0 | 0 | 0 | 0 | 0 | 0 | 0 | 0 | 0 | 0 | 0 | 0 | 0
PG&E GBA | SAN FRAN A (POTRERO PP) | 230 | Geothermal |  |  | 0 | 0 | 0 | 0 | 0 | 0 | 0 | 0 | 0 | 0 | 0 | 0 | 0 | 0 | 0 | 0 | 0 | 0 | 0 | 0 | 0 | 0 | 0 | 0 | 0 | 0 | 0 | 0
PG&E GBA | San Jose A | 115 | Geothermal |  |  | 0 | 0 | 0 | 0 | 0 | 0 | 0 | 0 | 0 | 0 | 0 | 0 | 0 | 0 | 0 | 0 | 0 | 0 | 0 | 0 | 0 | 0 | 0 | 0 | 0 | 0 | 0 | 0
PG&E GBA | San Jose B | 115 | Geothermal |  |  | 0 | 0 | 0 | 0 | 0 | 0 | 0 | 0 | 0 | 0 | 0 | 0 | 0 | 0 | 0 | 0 | 0 | 0 | 0 | 0 | 0 | 0 | 0 | 0 | 0 | 0 | 0 | 0
PG&E GBA | San Leandro U | 115 | Geothermal |  |  | 0 | 0 | 0 | 0 | 0 | 0 | 0 | 0 | 0 | 0 | 0 | 0 | 0 | 0 | 0 | 0 | 0 | 0 | 0 | 0 | 0 | 0 | 0 | 0 | 0 | 0 | 0 | 0
PG&E KERN | San Luis Obispo | 115 | Geothermal |  |  | 0 | 0 | 0 | 0 | 0 | 0 | 0 | 0 | 0 | 0 | 0 | 0 | 0 | 0 | 0 | 0 | 0 | 0 | 0 | 0 | 0 | 0 | 0 | 0 | 0 | 0 | 0 | 0
PG&E KERN | San Luis Obispo | 70 | Geothermal |  |  | 0 | 0 | 0 | 0 | 0 | 0 | 0 | 0 | 0 | 0 | 0 | 0 | 0 | 0 | 0 | 0 | 0 | 0 | 0 | 0 | 0 | 0 | 0 | 0 | 0 | 0 | 0 | 0
SDGE | San Luis Rey | 230 | Geothermal |  |  | 0 | 0 | 0 | 0 | 0 | 0 | 0 | 0 | 0 | 0 | 0 | 0 | 0 | 0 | 0 | 0 | 0 | 0 | 0 | 0 | 0 | 0 | 0 | 0 | 0 | 0 | 0 | 0
SDGE | San Luis Rey | 69 | Geothermal |  |  | 0 | 0 | 0 | 0 | 0 | 0 | 0 | 0 | 0 | 0 | 0 | 0 | 0 | 0 | 0 | 0 | 0 | 0 | 0 | 0 | 0 | 0 | 0 | 0 | 0 | 0 | 0 | 0
SDGE | San Marcos | 69 | Geothermal |  |  | 0 | 0 | 0 | 0 | 0 | 0 | 0 | 0 | 0 | 0 | 0 | 0 | 0 | 0 | 0 | 0 | 0 | 0 | 0 | 0 | 0 | 0 | 0 | 0 | 0 | 0 | 0 | 0
SCE Metro | San Onofre | 230 | Geothermal |  |  | 0 | 0 | 0 | 0 | 0 | 0 | 0 | 0 | 0 | 0 | 0 | 0 | 0 | 0 | 0 | 0 | 0 | 0 | 0 | 0 | 0 | 0 | 0 | 0 | 0 | 0 | 0 | 0
PG&E GBA | San Pablo | 115 | Geothermal |  |  | 0 | 0 | 0 | 0 | 0 | 0 | 0 | 0 | 0 | 0 | 0 | 0 | 0 | 0 | 0 | 0 | 0 | 0 | 0 | 0 | 0 | 0 | 0 | 0 | 0 | 0 | 0 | 0
PG&E GBA | San Ramon | 230 | Geothermal |  |  | 0 | 0 | 0 | 0 | 0 | 0 | 0 | 0 | 0 | 0 | 0 | 0 | 0 | 0 | 0 | 0 | 0 | 0 | 0 | 0 | 0 | 0 | 0 | 0 | 0 | 0 | 0 | 0
SDGE | San Ysidro | 69 | Geothermal |  |  | 0 | 0 | 0 | 0 | 0 | 0 | 0 | 0 | 0 | 0 | 0 | 0 | 0 | 0 | 0 | 0 | 0 | 0 | 0 | 0 | 0 | 0 | 0 | 0 | 0 | 0 | 0 | 0
SCE NOL | Sandlot | 230 | Geothermal |  |  | 0 | 0 | 0 | 0 | 0 | 0 | 0 | 0 | 0 | 0 | 0 | 0 | 0 | 0 | 0 | 0 | 0 | 0 | 0 | 0 | 0 | 0 | 0 | 0 | 0 | 0 | 0 | 0
EOP | Sandy | 138 | Geothermal |  |  | 0 | 0 | 0 | 0 | 0 | 0 | 0 | 0 | 0 | 0 | 0 | 0 | 0 | 0 | 0 | 0 | 0 | 0 | 0 | 0 | 0 | 0 | 0 | 0 | 0 | 0 | 0 | 0
PG&E FRESNO | Sanger | 115 | Geothermal |  |  | 0 | 0 | 0 | 0 | 0 | 0 | 0 | 0 | 0 | 0 | 0 | 0 | 0 | 0 | 0 | 0 | 0 | 0 | 0 | 0 | 0 | 0 | 0 | 0 | 0 | 0 | 0 | 0
SCE Northern | Santa Clara | 230 | Geothermal |  |  | 0 | 0 | 0 | 0 | 0 | 0 | 0 | 0 | 0 | 0 | 0 | 0 | 0 | 0 | 0 | 0 | 0 | 0 | 0 | 0 | 0 | 0 | 0 | 0 | 0 | 0 | 0 | 0
PG&E NGBA | Santa Rosa A | 115 | Geothermal |  |  | 0 | 0 | 0 | 0 | 0 | 0 | 0 | 0 | 0 | 0 | 0 | 0 | 0 | 0 | 0 | 0 | 0 | 0 | 0 | 0 | 0 | 0 | 0 | 0 | 0 | 0 | 0 | 0
PG&E GBA | Santa Teresa | 115 | Geothermal |  |  | 0 | 0 | 0 | 0 | 0 | 0 | 0 | 0 | 0 | 0 | 0 | 0 | 0 | 0 | 0 | 0 | 0 | 0 | 0 | 0 | 0 | 0 | 0 | 0 | 0 | 0 | 0 | 0
SDGE | Santee | 138 | Geothermal |  |  | 0 | 0 | 0 | 0 | 0 | 0 | 0 | 0 | 0 | 0 | 0 | 0 | 0 | 0 | 0 | 0 | 0 | 0 | 0 | 0 | 0 | 0 | 0 | 0 | 0 | 0 | 0 | 0
SCE Metro | Santiago | 230 | Geothermal |  |  | 0 | 0 | 0 | 0 | 0 | 0 | 0 | 0 | 0 | 0 | 0 | 0 | 0 | 0 | 0 | 0 | 0 | 0 | 0 | 0 | 0 | 0 | 0 | 0 | 0 | 0 | 0 | 0
PG&E GBA | Saratoga | 230 | Geothermal |  |  | 0 | 0 | 0 | 0 | 0 | 0 | 0 | 0 | 0 | 0 | 0 | 0 | 0 | 0 | 0 | 0 | 0 | 0 | 0 | 0 | 0 | 0 | 0 | 0 | 0 | 0 | 0 | 0
SCE Northern | Saugus | 230 | Geothermal |  |  | 0 | 0 | 0 | 0 | 0 | 0 | 0 | 0 | 0 | 0 | 0 | 0 | 0 | 0 | 0 | 0 | 0 | 0 | 0 | 0 | 0 | 0 | 0 | 0 | 0 | 0 | 0 | 0
PG&E FRESNO | Schindler | 115 | Geothermal |  |  | 0 | 0 | 0 | 0 | 0 | 0 | 0 | 0 | 0 | 0 | 0 | 0 | 0 | 0 | 0 | 0 | 0 | 0 | 0 | 0 | 0 | 0 | 0 | 0 | 0 | 0 | 0 | 0
PG&E FRESNO | Schindler | 70 | Geothermal |  |  | 0 | 0 | 0 | 0 | 0 | 0 | 0 | 0 | 0 | 0 | 0 | 0 | 0 | 0 | 0 | 0 | 0 | 0 | 0 | 0 | 0 | 0 | 0 | 0 | 0 | 0 | 0 | 0
PG&E GBA | Schulte | 115 | Geothermal |  |  | 0 | 0 | 0 | 0 | 0 | 0 | 0 | 0 | 0 | 0 | 0 | 0 | 0 | 0 | 0 | 0 | 0 | 0 | 0 | 0 | 0 | 0 | 0 | 0 | 0 | 0 | 0 | 0
SDGE | Scripps | 69 | Geothermal |  |  | 0 | 0 | 0 | 0 | 0 | 0 | 0 | 0 | 0 | 0 | 0 | 0 | 0 | 0 | 0 | 0 | 0 | 0 | 0 | 0 | 0 | 0 | 0 | 0 | 0 | 0 | 0 | 0
PG&E KERN | Semitropic | 115 | Geothermal |  |  | 0 | 0 | 0 | 0 | 0 | 0 | 0 | 0 | 0 | 0 | 0 | 0 | 0 | 0 | 0 | 0 | 0 | 0 | 0 | 0 | 0 | 0 | 0 | 0 | 0 | 0 | 0 | 0
SCE Metro | Serrano | 230 | Geothermal |  |  | 0 | 0 | 0 | 0 | 0 | 0 | 0 | 0 | 0 | 0 | 0 | 0 | 0 | 0 | 0 | 0 | 0 | 0 | 0 | 0 | 0 | 0 | 0 | 0 | 0 | 0 | 0 | 0
SCE Metro | Serrano | 500 | Geothermal |  |  | 0 | 0 | 0 | 0 | 0 | 0 | 0 | 0 | 0 | 0 | 0 | 0 | 0 | 0 | 0 | 0 | 0 | 0 | 0 | 0 | 0 | 0 | 0 | 0 | 0 | 0 | 0 | 0
SDGE | Shadowridge | 138 | Geothermal |  |  | 0 | 0 | 0 | 0 | 0 | 0 | 0 | 0 | 0 | 0 | 0 | 0 | 0 | 0 | 0 | 0 | 0 | 0 | 0 | 0 | 0 | 0 | 0 | 0 | 0 | 0 | 0 | 0
PG&E KERN | Shafter | 115 | Geothermal |  |  | 0 | 0 | 0 | 0 | 0 | 0 | 0 | 0 | 0 | 0 | 0 | 0 | 0 | 0 | 0 | 0 | 0 | 0 | 0 | 0 | 0 | 0 | 0 | 0 | 0 | 0 | 0 | 0
PG&E NGBA | Silverado | 115 | Geothermal |  |  | 0 | 0 | 0 | 0 | 0 | 0 | 0 | 0 | 0 | 0 | 0 | 0 | 0 | 0 | 0 | 0 | 0 | 0 | 0 | 0 | 0 | 0 | 0 | 0 | 0 | 0 | 0 | 0
SDGE | Silvergate | 230 | Geothermal |  |  | 0 | 0 | 0 | 0 | 0 | 0 | 0 | 0 | 0 | 0 | 0 | 0 | 0 | 0 | 0 | 0 | 0 | 0 | 0 | 0 | 0 | 0 | 0 | 0 | 0 | 0 | 0 | 0
SDGE | Silvergate | 69 | Geothermal |  |  | 0 | 0 | 0 | 0 | 0 | 0 | 0 | 0 | 0 | 0 | 0 | 0 | 0 | 0 | 0 | 0 | 0 | 0 | 0 | 0 | 0 | 0 | 0 | 0 | 0 | 0 | 0 | 0
PG&E KERN | Sisquoc | 115 | Geothermal |  |  | 0 | 0 | 0 | 0 | 0 | 0 | 0 | 0 | 0 | 0 | 0 | 0 | 0 | 0 | 0 | 0 | 0 | 0 | 0 | 0 | 0 | 0 | 0 | 0 | 0 | 0 | 0 | 0
EOP | Sloan Canyon | 230 | Geothermal |  |  | 0 | 0 | 0 | 0 | 0 | 0 | 0 | 0 | 0 | 0 | 0 | 0 | 0 | 0 | 0 | 0 | 0 | 0 | 0 | 0 | 0 | 0 | 0 | 0 | 0 | 0 | 0 | 0
EOP | Sloan Canyon | 500 | Geothermal |  |  | 0 | 0 | 0 | 0 | 0 | 0 | 0 | 0 | 0 | 0 | 0 | 0 | 0 | 0 | 0 | 0 | 0 | 0 | 0 | 0 | 0 | 0 | 0 | 0 | 0 | 0 | 0 | 0
PG&E KERN | Smyrna | 115 | Geothermal |  |  | 0 | 0 | 0 | 0 | 0 | 0 | 0 | 0 | 0 | 0 | 0 | 0 | 0 | 0 | 0 | 0 | 0 | 0 | 0 | 0 | 0 | 0 | 0 | 0 | 0 | 0 | 0 | 0
PG&E GBA | Sobrante | 115 | Geothermal |  |  | 0 | 0 | 0 | 0 | 0 | 0 | 0 | 0 | 0 | 0 | 0 | 0 | 0 | 0 | 0 | 0 | 0 | 0 | 0 | 0 | 0 | 0 | 0 | 0 | 0 | 0 | 0 | 0
PG&E GBA | Sobrante | 230 | Geothermal |  |  | 0 | 0 | 0 | 0 | 0 | 0 | 0 | 0 | 0 | 0 | 0 | 0 | 0 | 0 | 0 | 0 | 0 | 0 | 0 | 0 | 0 | 0 | 0 | 0 | 0 | 0 | 0 | 0
PG&E KERN | Solar | 230 | Geothermal |  |  | 0 | 0 | 0 | 0 | 0 | 0 | 0 | 0 | 0 | 0 | 0 | 0 | 0 | 0 | 0 | 0 | 0 | 0 | 0 | 0 | 0 | 0 | 0 | 0 | 0 | 0 | 0 | 0
PG&E GBA | Soledad | 115 | Geothermal |  |  | 0 | 0 | 0 | 0 | 0 | 0 | 0 | 0 | 0 | 0 | 0 | 0 | 0 | 0 | 0 | 0 | 0 | 0 | 0 | 0 | 0 | 0 | 0 | 0 | 0 | 0 | 0 | 0
PG&E GBA | Soledad | 60 | Geothermal |  |  | 0 | 0 | 0 | 0 | 0 | 0 | 0 | 0 | 0 | 0 | 0 | 0 | 0 | 0 | 0 | 0 | 0 | 0 | 0 | 0 | 0 | 0 | 0 | 0 | 0 | 0 | 0 | 0
SDGE | Spring Valley | 69 | Geothermal |  |  | 0 | 0 | 0 | 0 | 0 | 0 | 0 | 0 | 0 | 0 | 0 | 0 | 0 | 0 | 0 | 0 | 0 | 0 | 0 | 0 | 0 | 0 | 0 | 0 | 0 | 0 | 0 | 0
SCE Northern | Springville | 230 | Geothermal |  |  | 0 | 0 | 0 | 0 | 0 | 0 | 0 | 0 | 0 | 0 | 0 | 0 | 0 | 0 | 0 | 0 | 0 | 0 | 0 | 0 | 0 | 0 | 0 | 0 | 0 | 0 | 0 | 0
PG&E GBA | Stagg | 230 | Geothermal |  |  | 0 | 0 | 0 | 0 | 0 | 0 | 0 | 0 | 0 | 0 | 0 | 0 | 0 | 0 | 0 | 0 | 0 | 0 | 0 | 0 | 0 | 0 | 0 | 0 | 0 | 0 | 0 | 0
PG&E GBA | Standard Oil | 115 | Geothermal |  |  | 0 | 0 | 0 | 0 | 0 | 0 | 0 | 0 | 0 | 0 | 0 | 0 | 0 | 0 | 0 | 0 | 0 | 0 | 0 | 0 | 0 | 0 | 0 | 0 | 0 | 0 | 0 | 0
PG&E GBA | Stanislaus | 115 | Geothermal |  |  | 0 | 0 | 0 | 0 | 0 | 0 | 0 | 0 | 0 | 0 | 0 | 0 | 0 | 0 | 0 | 0 | 0 | 0 | 0 | 0 | 0 | 0 | 0 | 0 | 0 | 0 | 0 | 0
PG&E KERN | Stockdale | 115 | Geothermal |  |  | 0 | 0 | 0 | 0 | 0 | 0 | 0 | 0 | 0 | 0 | 0 | 0 | 0 | 0 | 0 | 0 | 0 | 0 | 0 | 0 | 0 | 0 | 0 | 0 | 0 | 0 | 0 | 0
PG&E KERN | Stockdale | 230 | Geothermal |  |  | 0 | 0 | 0 | 0 | 0 | 0 | 0 | 0 | 0 | 0 | 0 | 0 | 0 | 0 | 0 | 0 | 0 | 0 | 0 | 0 | 0 | 0 | 0 | 0 | 0 | 0 | 0 | 0
PG&E GBA | Stockton A | 115 | Geothermal |  |  | 0 | 0 | 0 | 0 | 0 | 0 | 0 | 0 | 0 | 0 | 0 | 0 | 0 | 0 | 0 | 0 | 0 | 0 | 0 | 0 | 0 | 0 | 0 | 0 | 0 | 0 | 0 | 0
PG&E GBA | Stone | 115 | Geothermal |  |  | 0 | 0 | 0 | 0 | 0 | 0 | 0 | 0 | 0 | 0 | 0 | 0 | 0 | 0 | 0 | 0 | 0 | 0 | 0 | 0 | 0 | 0 | 0 | 0 | 0 | 0 | 0 | 0
PG&E FRESNO | Storey | 230 | Geothermal |  |  | 0 | 0 | 0 | 0 | 0 | 0 | 0 | 0 | 0 | 0 | 0 | 0 | 0 | 0 | 0 | 0 | 0 | 0 | 0 | 0 | 0 | 0 | 0 | 0 | 0 | 0 | 0 | 0
PG&E NGBA | Summit | 115 | Geothermal | YES | Northern Nevada | 1 | 40 | 0 | 40 | 0 | 0 | 0 | 0 | 0 | 0 | 0 | 0 | 0 | 0 | 0 | 0 | 0 | 0 | 0 | 0 | 0 | 0 | 40 | 0 | 40 | 40 | 0 | 40
SDGE | Suncrest | 230 | Geothermal |  |  | 0 | 0 | 0 | 0 | 0 | 0 | 0 | 0 | 0 | 0 | 0 | 0 | 0 | 0 | 0 | 0 | 0 | 0 | 0 | 0 | 0 | 0 | 0 | 0 | 0 | 0 | 0 | 0
SDGE | Suncrest | 500 | Geothermal |  |  | 0 | 0 | 0 | 0 | 0 | 0 | 0 | 0 | 0 | 0 | 0 | 0 | 0 | 0 | 0 | 0 | 0 | 0 | 0 | 0 | 0 | 0 | 0 | 0 | 0 | 0 | 0 | 0
PG&E KERN | Sunrise | 230 | Geothermal |  |  | 0 | 0 | 0 | 0 | 0 | 0 | 0 | 0 | 0 | 0 | 0 | 0 | 0 | 0 | 0 | 0 | 0 | 0 | 0 | 0 | 0 | 0 | 0 | 0 | 0 | 0 | 0 | 0
PG&E KERN | Sunset | 230 | Geothermal |  |  | 0 | 0 | 0 | 0 | 0 | 0 | 0 | 0 | 0 | 0 | 0 | 0 | 0 | 0 | 0 | 0 | 0 | 0 | 0 | 0 | 0 | 0 | 0 | 0 | 0 | 0 | 0 | 0
PG&E GBA | Swift | 115 | Geothermal |  |  | 0 | 0 | 0 | 0 | 0 | 0 | 0 | 0 | 0 | 0 | 0 | 0 | 0 | 0 | 0 | 0 | 0 | 0 | 0 | 0 | 0 | 0 | 0 | 0 | 0 | 0 | 0 | 0
SDGE | Sycamore Canyon | 138 | Geothermal |  |  | 0 | 0 | 0 | 0 | 0 | 0 | 0 | 0 | 0 | 0 | 0 | 0 | 0 | 0 | 0 | 0 | 0 | 0 | 0 | 0 | 0 | 0 | 0 | 0 | 0 | 0 | 0 | 0
SDGE | Sycamore Canyon | 230 | Geothermal |  |  | 0 | 0 | 0 | 0 | 0 | 0 | 0 | 0 | 0 | 0 | 0 | 0 | 0 | 0 | 0 | 0 | 0 | 0 | 0 | 0 | 0 | 0 | 0 | 0 | 0 | 0 | 0 | 0
SDGE | Sycamore Canyon | 69 | Geothermal |  |  | 0 | 0 | 0 | 0 | 0 | 0 | 0 | 0 | 0 | 0 | 0 | 0 | 0 | 0 | 0 | 0 | 0 | 0 | 0 | 0 | 0 | 0 | 0 | 0 | 0 | 0 | 0 | 0
SCE Northern | Sylmar | 230 | Geothermal |  |  | 0 | 0 | 0 | 0 | 0 | 0 | 0 | 0 | 0 | 0 | 0 | 0 | 0 | 0 | 0 | 0 | 0 | 0 | 0 | 0 | 0 | 0 | 0 | 0 | 0 | 0 | 0 | 0
PG&E NGBA | Table Mountain | 115 | Geothermal |  |  | 0 | 0 | 0 | 0 | 0 | 0 | 0 | 0 | 0 | 0 | 0 | 0 | 0 | 0 | 0 | 0 | 0 | 0 | 0 | 0 | 0 | 0 | 0 | 0 | 0 | 0 | 0 | 0
PG&E NGBA | Table Mountain | 230 | Geothermal |  |  | 0 | 0 | 0 | 0 | 0 | 0 | 0 | 0 | 0 | 0 | 0 | 0 | 0 | 0 | 0 | 0 | 0 | 0 | 0 | 0 | 0 | 0 | 0 | 0 | 0 | 0 | 0 | 0
PG&E NGBA | Table Mountain | 500 | Geothermal |  |  | 0 | 0 | 0 | 0 | 0 | 0 | 0 | 0 | 0 | 0 | 0 | 0 | 0 | 0 | 0 | 0 | 0 | 0 | 0 | 0 | 0 | 0 | 0 | 0 | 0 | 0 | 0 | 0
PG&E NGBA | Table Mountain | 60 | Geothermal |  |  | 0 | 0 | 0 | 0 | 0 | 0 | 0 | 0 | 0 | 0 | 0 | 0 | 0 | 0 | 0 | 0 | 0 | 0 | 0 | 0 | 0 | 0 | 0 | 0 | 0 | 0 | 0 | 0
PG&E KERN | Taft | 115 | Geothermal |  |  | 0 | 0 | 0 | 0 | 0 | 0 | 0 | 0 | 0 | 0 | 0 | 0 | 0 | 0 | 0 | 0 | 0 | 0 | 0 | 0 | 0 | 0 | 0 | 0 | 0 | 0 | 0 | 0
SDGE | Talega | 138 | Geothermal |  |  | 0 | 0 | 0 | 0 | 0 | 0 | 0 | 0 | 0 | 0 | 0 | 0 | 0 | 0 | 0 | 0 | 0 | 0 | 0 | 0 | 0 | 0 | 0 | 0 | 0 | 0 | 0 | 0
SDGE | Talega | 230 | Geothermal |  |  | 0 | 0 | 0 | 0 | 0 | 0 | 0 | 0 | 0 | 0 | 0 | 0 | 0 | 0 | 0 | 0 | 0 | 0 | 0 | 0 | 0 | 0 | 0 | 0 | 0 | 0 | 0 | 0
PG&E GBA | Tassajara | 230 | Geothermal |  |  | 0 | 0 | 0 | 0 | 0 | 0 | 0 | 0 | 0 | 0 | 0 | 0 | 0 | 0 | 0 | 0 | 0 | 0 | 0 | 0 | 0 | 0 | 0 | 0 | 0 | 0 | 0 | 0
PG&E KERN | Tejon | 70 | Geothermal |  |  | 0 | 0 | 0 | 0 | 0 | 0 | 0 | 0 | 0 | 0 | 0 | 0 | 0 | 0 | 0 | 0 | 0 | 0 | 0 | 0 | 0 | 0 | 0 | 0 | 0 | 0 | 0 | 0
SDGE | Telegraph Canyon | 138 | Geothermal |  |  | 0 | 0 | 0 | 0 | 0 | 0 | 0 | 0 | 0 | 0 | 0 | 0 | 0 | 0 | 0 | 0 | 0 | 0 | 0 | 0 | 0 | 0 | 0 | 0 | 0 | 0 | 0 | 0
PG&E KERN | Temblor | 115 | Geothermal |  |  | 0 | 0 | 0 | 0 | 0 | 0 | 0 | 0 | 0 | 0 | 0 | 0 | 0 | 0 | 0 | 0 | 0 | 0 | 0 | 0 | 0 | 0 | 0 | 0 | 0 | 0 | 0 | 0
PG&E KERN | Templeton | 230 | Geothermal |  |  | 0 | 0 | 0 | 0 | 0 | 0 | 0 | 0 | 0 | 0 | 0 | 0 | 0 | 0 | 0 | 0 | 0 | 0 | 0 | 0 | 0 | 0 | 0 | 0 | 0 | 0 | 0 | 0
PG&E KERN | Templeton | 70 | Geothermal |  |  | 0 | 0 | 0 | 0 | 0 | 0 | 0 | 0 | 0 | 0 | 0 | 0 | 0 | 0 | 0 | 0 | 0 | 0 | 0 | 0 | 0 | 0 | 0 | 0 | 0 | 0 | 0 | 0
PG&E GBA | Tesla | 115 | Geothermal |  |  | 0 | 0 | 0 | 0 | 0 | 0 | 0 | 0 | 0 | 0 | 0 | 0 | 0 | 0 | 0 | 0 | 0 | 0 | 0 | 0 | 0 | 0 | 0 | 0 | 0 | 0 | 0 | 0
PG&E GBA | Tesla | 230 | Geothermal |  |  | 0 | 0 | 0 | 0 | 0 | 0 | 0 | 0 | 0 | 0 | 0 | 0 | 0 | 0 | 0 | 0 | 0 | 0 | 0 | 0 | 0 | 0 | 0 | 0 | 0 | 0 | 0 | 0
PG&E GBA | Tesla | 500 | Geothermal |  |  | 0 | 0 | 0 | 0 | 0 | 0 | 0 | 0 | 0 | 0 | 0 | 0 | 0 | 0 | 0 | 0 | 0 | 0 | 0 | 0 | 0 | 0 | 0 | 0 | 0 | 0 | 0 | 0
PG&E KERN | Tevis | 115 | Geothermal |  |  | 0 | 0 | 0 | 0 | 0 | 0 | 0 | 0 | 0 | 0 | 0 | 0 | 0 | 0 | 0 | 0 | 0 | 0 | 0 | 0 | 0 | 0 | 0 | 0 | 0 | 0 | 0 | 0
EOP | Thousandaire | 138 | Geothermal |  |  | 0 | 0 | 0 | 0 | 0 | 0 | 0 | 0 | 0 | 0 | 0 | 0 | 0 | 0 | 0 | 0 | 0 | 0 | 0 | 0 | 0 | 0 | 0 | 0 | 0 | 0 | 0 | 0
PG&E KERN | Topaz | 230 | Geothermal |  |  | 0 | 0 | 0 | 0 | 0 | 0 | 0 | 0 | 0 | 0 | 0 | 0 | 0 | 0 | 0 | 0 | 0 | 0 | 0 | 0 | 0 | 0 | 0 | 0 | 0 | 0 | 0 | 0
SCE NOL | Tortilla | 115 | Geothermal |  |  | 0 | 0 | 0 | 0 | 0 | 0 | 0 | 0 | 0 | 0 | 0 | 0 | 0 | 0 | 0 | 0 | 0 | 0 | 0 | 0 | 0 | 0 | 0 | 0 | 0 | 0 | 0 | 0
SDGE | Trabuco | 138 | Geothermal |  |  | 0 | 0 | 0 | 0 | 0 | 0 | 0 | 0 | 0 | 0 | 0 | 0 | 0 | 0 | 0 | 0 | 0 | 0 | 0 | 0 | 0 | 0 | 0 | 0 | 0 | 0 | 0 | 0
PG&E GBA | Tracy | 115 | Geothermal |  |  | 0 | 0 | 0 | 0 | 0 | 0 | 0 | 0 | 0 | 0 | 0 | 0 | 0 | 0 | 0 | 0 | 0 | 0 | 0 | 0 | 0 | 0 | 0 | 0 | 0 | 0 | 0 | 0
PG&E FRESNO | Tranquility | 230 | Geothermal |  |  | 0 | 0 | 0 | 0 | 0 | 0 | 0 | 0 | 0 | 0 | 0 | 0 | 0 | 0 | 0 | 0 | 0 | 0 | 0 | 0 | 0 | 0 | 0 | 0 | 0 | 0 | 0 | 0
PG&E GBA | Trimble | 115 | Geothermal |  |  | 0 | 0 | 0 | 0 | 0 | 0 | 0 | 0 | 0 | 0 | 0 | 0 | 0 | 0 | 0 | 0 | 0 | 0 | 0 | 0 | 0 | 0 | 0 | 0 | 0 | 0 | 0 | 0
EOP | Trout Canyon | 230 | Geothermal |  |  | 0 | 0 | 0 | 0 | 0 | 0 | 0 | 0 | 0 | 0 | 0 | 0 | 0 | 0 | 0 | 0 | 0 | 0 | 0 | 0 | 0 | 0 | 0 | 0 | 0 | 0 | 0 | 0
EOP | Trout Canyon | 500 | Geothermal |  |  | 0 | 0 | 0 | 0 | 0 | 0 | 0 | 0 | 0 | 0 | 0 | 0 | 0 | 0 | 0 | 0 | 0 | 0 | 0 | 0 | 0 | 0 | 0 | 0 | 0 | 0 | 0 | 0
PG&E NGBA | Tulucay | 230 | Geothermal |  |  | 0 | 0 | 0 | 0 | 0 | 0 | 0 | 0 | 0 | 0 | 0 | 0 | 0 | 0 | 0 | 0 | 0 | 0 | 0 | 0 | 0 | 0 | 0 | 0 | 0 | 0 | 0 | 0
PG&E NGBA | Tulucay | 60 | Geothermal |  |  | 0 | 0 | 0 | 0 | 0 | 0 | 0 | 0 | 0 | 0 | 0 | 0 | 0 | 0 | 0 | 0 | 0 | 0 | 0 | 0 | 0 | 0 | 0 | 0 | 0 | 0 | 0 | 0
PG&E KERN | Tupman | 115 | Geothermal |  |  | 0 | 0 | 0 | 0 | 0 | 0 | 0 | 0 | 0 | 0 | 0 | 0 | 0 | 0 | 0 | 0 | 0 | 0 | 0 | 0 | 0 | 0 | 0 | 0 | 0 | 0 | 0 | 0
PG&E NGBA | Ukiah | 115 | Geothermal |  |  | 0 | 0 | 0 | 0 | 0 | 0 | 0 | 0 | 0 | 0 | 0 | 0 | 0 | 0 | 0 | 0 | 0 | 0 | 0 | 0 | 0 | 0 | 0 | 0 | 0 | 0 | 0 | 0
PG&E KERN | Union (Estrella) | 70 | Geothermal |  |  | 0 | 0 | 0 | 0 | 0 | 0 | 0 | 0 | 0 | 0 | 0 | 0 | 0 | 0 | 0 | 0 | 0 | 0 | 0 | 0 | 0 | 0 | 0 | 0 | 0 | 0 | 0 | 0
PG&E NGBA | Vaca Dixon | 115 | Geothermal |  |  | 0 | 0 | 0 | 0 | 0 | 0 | 0 | 0 | 0 | 0 | 0 | 0 | 0 | 0 | 0 | 0 | 0 | 0 | 0 | 0 | 0 | 0 | 0 | 0 | 0 | 0 | 0 | 0
PG&E NGBA | Vaca Dixon | 230 | Geothermal |  |  | 0 | 0 | 0 | 0 | 0 | 0 | 0 | 0 | 0 | 0 | 0 | 0 | 0 | 0 | 0 | 0 | 0 | 0 | 0 | 0 | 0 | 0 | 0 | 0 | 0 | 0 | 0 | 0
PG&E NGBA | Vaca Dixon | 500 | Geothermal |  |  | 0 | 0 | 0 | 0 | 0 | 0 | 0 | 0 | 0 | 0 | 0 | 0 | 0 | 0 | 0 | 0 | 0 | 0 | 0 | 0 | 0 | 0 | 0 | 0 | 0 | 0 | 0 | 0
PG&E NGBA | Vaca Dixon | 60 | Geothermal |  |  | 0 | 0 | 0 | 0 | 0 | 0 | 0 | 0 | 0 | 0 | 0 | 0 | 0 | 0 | 0 | 0 | 0 | 0 | 0 | 0 | 0 | 0 | 0 | 0 | 0 | 0 | 0 | 0
SCE Eastern | Valley (SCE) | 500 | Geothermal |  |  | 0 | 0 | 0 | 0 | 0 | 0 | 0 | 0 | 0 | 0 | 0 | 0 | 0 | 0 | 0 | 0 | 0 | 0 | 0 | 0 | 0 | 0 | 0 | 0 | 0 | 0 | 0 | 0
EOP | Valley (VEA) | 138 | Geothermal |  |  | 0 | 0 | 0 | 0 | 0 | 0 | 0 | 0 | 0 | 0 | 0 | 0 | 0 | 0 | 0 | 0 | 0 | 0 | 0 | 0 | 0 | 0 | 0 | 0 | 0 | 0 | 0 | 0
SDGE | Valley Center | 69 | Geothermal |  |  | 0 | 0 | 0 | 0 | 0 | 0 | 0 | 0 | 0 | 0 | 0 | 0 | 0 | 0 | 0 | 0 | 0 | 0 | 0 | 0 | 0 | 0 | 0 | 0 | 0 | 0 | 0 | 0
PG&E GBA | Valley Home | 115 | Geothermal |  |  | 0 | 0 | 0 | 0 | 0 | 0 | 0 | 0 | 0 | 0 | 0 | 0 | 0 | 0 | 0 | 0 | 0 | 0 | 0 | 0 | 0 | 0 | 0 | 0 | 0 | 0 | 0 | 0
PG&E GBA | Valley Springs | 230 | Geothermal |  |  | 0 | 0 | 0 | 0 | 0 | 0 | 0 | 0 | 0 | 0 | 0 | 0 | 0 | 0 | 0 | 0 | 0 | 0 | 0 | 0 | 0 | 0 | 0 | 0 | 0 | 0 | 0 | 0
PG&E GBA | Valley Springs | 60 | Geothermal |  |  | 0 | 0 | 0 | 0 | 0 | 0 | 0 | 0 | 0 | 0 | 0 | 0 | 0 | 0 | 0 | 0 | 0 | 0 | 0 | 0 | 0 | 0 | 0 | 0 | 0 | 0 | 0 | 0
EOP | Valley Switch | 138 | Geothermal |  |  | 0 | 0 | 0 | 0 | 0 | 0 | 0 | 0 | 0 | 0 | 0 | 0 | 0 | 0 | 0 | 0 | 0 | 0 | 0 | 0 | 0 | 0 | 0 | 0 | 0 | 0 | 0 | 0
EOP | Valley Switch | 230 | Geothermal |  |  | 0 | 0 | 0 | 0 | 0 | 0 | 0 | 0 | 0 | 0 | 0 | 0 | 0 | 0 | 0 | 0 | 0 | 0 | 0 | 0 | 0 | 0 | 0 | 0 | 0 | 0 | 0 | 0
PG&E GBA | Vasco | 230 | Geothermal |  |  | 0 | 0 | 0 | 0 | 0 | 0 | 0 | 0 | 0 | 0 | 0 | 0 | 0 | 0 | 0 | 0 | 0 | 0 | 0 | 0 | 0 | 0 | 0 | 0 | 0 | 0 | 0 | 0
PG&E GBA | Vasona | 230 | Geothermal |  |  | 0 | 0 | 0 | 0 | 0 | 0 | 0 | 0 | 0 | 0 | 0 | 0 | 0 | 0 | 0 | 0 | 0 | 0 | 0 | 0 | 0 | 0 | 0 | 0 | 0 | 0 | 0 | 0
SCE Northern | Vestal | 230 | Geothermal |  |  | 0 | 0 | 0 | 0 | 0 | 0 | 0 | 0 | 0 | 0 | 0 | 0 | 0 | 0 | 0 | 0 | 0 | 0 | 0 | 0 | 0 | 0 | 0 | 0 | 0 | 0 | 0 | 0
SCE Northern | Vestal | 66 | Geothermal |  |  | 0 | 0 | 0 | 0 | 0 | 0 | 0 | 0 | 0 | 0 | 0 | 0 | 0 | 0 | 0 | 0 | 0 | 0 | 0 | 0 | 0 | 0 | 0 | 0 | 0 | 0 | 0 | 0
SCE NOL | Victor | 115 | Geothermal |  |  | 0 | 0 | 0 | 0 | 0 | 0 | 0 | 0 | 0 | 0 | 0 | 0 | 0 | 0 | 0 | 0 | 0 | 0 | 0 | 0 | 0 | 0 | 0 | 0 | 0 | 0 | 0 | 0
SCE NOL | Victor | 230 | Geothermal |  |  | 0 | 0 | 0 | 0 | 0 | 0 | 0 | 0 | 0 | 0 | 0 | 0 | 0 | 0 | 0 | 0 | 0 | 0 | 0 | 0 | 0 | 0 | 0 | 0 | 0 | 0 | 0 | 0
SCE Metro | Viejo | 230 | Geothermal |  |  | 0 | 0 | 0 | 0 | 0 | 0 | 0 | 0 | 0 | 0 | 0 | 0 | 0 | 0 | 0 | 0 | 0 | 0 | 0 | 0 | 0 | 0 | 0 | 0 | 0 | 0 | 0 | 0
PG&E GBA | Vierra | 115 | Geothermal |  |  | 0 | 0 | 0 | 0 | 0 | 0 | 0 | 0 | 0 | 0 | 0 | 0 | 0 | 0 | 0 | 0 | 0 | 0 | 0 | 0 | 0 | 0 | 0 | 0 | 0 | 0 | 0 | 0
SCE Metro | Villa Park | 230 | Geothermal |  |  | 0 | 0 | 0 | 0 | 0 | 0 | 0 | 0 | 0 | 0 | 0 | 0 | 0 | 0 | 0 | 0 | 0 | 0 | 0 | 0 | 0 | 0 | 0 | 0 | 0 | 0 | 0 | 0
SCE Northern | Vincent | 230 | Geothermal |  |  | 0 | 0 | 0 | 0 | 0 | 0 | 0 | 0 | 0 | 0 | 0 | 0 | 0 | 0 | 0 | 0 | 0 | 0 | 0 | 0 | 0 | 0 | 0 | 0 | 0 | 0 | 0 | 0
SCE Northern | Vincent | 500 | Geothermal |  |  | 0 | 0 | 0 | 0 | 0 | 0 | 0 | 0 | 0 | 0 | 0 | 0 | 0 | 0 | 0 | 0 | 0 | 0 | 0 | 0 | 0 | 0 | 0 | 0 | 0 | 0 | 0 | 0
PG&E GBA | Vineyard | 230 | Geothermal |  |  | 0 | 0 | 0 | 0 | 0 | 0 | 0 | 0 | 0 | 0 | 0 | 0 | 0 | 0 | 0 | 0 | 0 | 0 | 0 | 0 | 0 | 0 | 0 | 0 | 0 | 0 | 0 | 0
SDGE | Vineyard | 69 | Geothermal |  |  | 0 | 0 | 0 | 0 | 0 | 0 | 0 | 0 | 0 | 0 | 0 | 0 | 0 | 0 | 0 | 0 | 0 | 0 | 0 | 0 | 0 | 0 | 0 | 0 | 0 | 0 | 0 | 0
SCE Eastern | Vista (SCE) | 230 | Geothermal |  |  | 0 | 0 | 0 | 0 | 0 | 0 | 0 | 0 | 0 | 0 | 0 | 0 | 0 | 0 | 0 | 0 | 0 | 0 | 0 | 0 | 0 | 0 | 0 | 0 | 0 | 0 | 0 | 0
EOP | Vista (VEA) | 138 | Geothermal |  |  | 0 | 0 | 0 | 0 | 0 | 0 | 0 | 0 | 0 | 0 | 0 | 0 | 0 | 0 | 0 | 0 | 0 | 0 | 0 | 0 | 0 | 0 | 0 | 0 | 0 | 0 | 0 | 0
EOP | Vista (VEA) | 230 | Geothermal |  |  | 0 | 0 | 0 | 0 | 0 | 0 | 0 | 0 | 0 | 0 | 0 | 0 | 0 | 0 | 0 | 0 | 0 | 0 | 0 | 0 | 0 | 0 | 0 | 0 | 0 | 0 | 0 | 0
PG&E FRESNO | Wahtoke | 115 | Geothermal |  |  | 0 | 0 | 0 | 0 | 0 | 0 | 0 | 0 | 0 | 0 | 0 | 0 | 0 | 0 | 0 | 0 | 0 | 0 | 0 | 0 | 0 | 0 | 0 | 0 | 0 | 0 | 0 | 0
SCE Northern | Wakefield | 66 | Geothermal |  |  | 0 | 0 | 0 | 0 | 0 | 0 | 0 | 0 | 0 | 0 | 0 | 0 | 0 | 0 | 0 | 0 | 0 | 0 | 0 | 0 | 0 | 0 | 0 | 0 | 0 | 0 | 0 | 0
SCE Metro | Walnut | 230 | Geothermal |  |  | 0 | 0 | 0 | 0 | 0 | 0 | 0 | 0 | 0 | 0 | 0 | 0 | 0 | 0 | 0 | 0 | 0 | 0 | 0 | 0 | 0 | 0 | 0 | 0 | 0 | 0 | 0 | 0
SCE Northern | Warne | 230 | Geothermal |  |  | 0 | 0 | 0 | 0 | 0 | 0 | 0 | 0 | 0 | 0 | 0 | 0 | 0 | 0 | 0 | 0 | 0 | 0 | 0 | 0 | 0 | 0 | 0 | 0 | 0 | 0 | 0 | 0
PG&E GBA | Warnerville | 230 | Geothermal |  |  | 0 | 0 | 0 | 0 | 0 | 0 | 0 | 0 | 0 | 0 | 0 | 0 | 0 | 0 | 0 | 0 | 0 | 0 | 0 | 0 | 0 | 0 | 0 | 0 | 0 | 0 | 0 | 0
PG&E FRESNO | Waukena | 115 | Geothermal |  |  | 0 | 0 | 0 | 0 | 0 | 0 | 0 | 0 | 0 | 0 | 0 | 0 | 0 | 0 | 0 | 0 | 0 | 0 | 0 | 0 | 0 | 0 | 0 | 0 | 0 | 0 | 0 | 0
PG&E GBA | Weber | 230 | Geothermal |  |  | 0 | 0 | 0 | 0 | 0 | 0 | 0 | 0 | 0 | 0 | 0 | 0 | 0 | 0 | 0 | 0 | 0 | 0 | 0 | 0 | 0 | 0 | 0 | 0 | 0 | 0 | 0 | 0
PG&E GBA | Weber | 60 | Geothermal |  |  | 0 | 0 | 0 | 0 | 0 | 0 | 0 | 0 | 0 | 0 | 0 | 0 | 0 | 0 | 0 | 0 | 0 | 0 | 0 | 0 | 0 | 0 | 0 | 0 | 0 | 0 | 0 | 0
PG&E FRESNO | West Fresno | 115 | Geothermal |  |  | 0 | 0 | 0 | 0 | 0 | 0 | 0 | 0 | 0 | 0 | 0 | 0 | 0 | 0 | 0 | 0 | 0 | 0 | 0 | 0 | 0 | 0 | 0 | 0 | 0 | 0 | 0 | 0
PG&E FRESNO | Westley | 230 | Geothermal |  |  | 0 | 0 | 0 | 0 | 0 | 0 | 0 | 0 | 0 | 0 | 0 | 0 | 0 | 0 | 0 | 0 | 0 | 0 | 0 | 0 | 0 | 0 | 0 | 0 | 0 | 0 | 0 | 0
PG&E KERN | Westpark | 115 | Geothermal |  |  | 0 | 0 | 0 | 0 | 0 | 0 | 0 | 0 | 0 | 0 | 0 | 0 | 0 | 0 | 0 | 0 | 0 | 0 | 0 | 0 | 0 | 0 | 0 | 0 | 0 | 0 | 0 | 0
PG&E KERN | Wheeler Ridge | 230 | Geothermal |  |  | 0 | 0 | 0 | 0 | 0 | 0 | 0 | 0 | 0 | 0 | 0 | 0 | 0 | 0 | 0 | 0 | 0 | 0 | 0 | 0 | 0 | 0 | 0 | 0 | 0 | 0 | 0 | 0
PG&E KERN | Wheeler Ridge | 115 | Geothermal |  |  | 0 | 0 | 0 | 0 | 0 | 0 | 0 | 0 | 0 | 0 | 0 | 0 | 0 | 0 | 0 | 0 | 0 | 0 | 0 | 0 | 0 | 0 | 0 | 0 | 0 | 0 | 0 | 0
PG&E KERN | Wheeler Ridge | 70 | Geothermal |  |  | 0 | 0 | 0 | 0 | 0 | 0 | 0 | 0 | 0 | 0 | 0 | 0 | 0 | 0 | 0 | 0 | 0 | 0 | 0 | 0 | 0 | 0 | 0 | 0 | 0 | 0 | 0 | 0
SCE Northern | Whirlwind | 230 | Geothermal |  |  | 0 | 0 | 0 | 0 | 0 | 0 | 0 | 0 | 0 | 0 | 0 | 0 | 0 | 0 | 0 | 0 | 0 | 0 | 0 | 0 | 0 | 0 | 0 | 0 | 0 | 0 | 0 | 0
SCE Northern | Whirlwind | 500 | Geothermal |  |  | 0 | 0 | 0 | 0 | 0 | 0 | 0 | 0 | 0 | 0 | 0 | 0 | 0 | 0 | 0 | 0 | 0 | 0 | 0 | 0 | 0 | 0 | 0 | 0 | 0 | 0 | 0 | 0
PG&E GBA | Whisman | 115 | Geothermal |  |  | 0 | 0 | 0 | 0 | 0 | 0 | 0 | 0 | 0 | 0 | 0 | 0 | 0 | 0 | 0 | 0 | 0 | 0 | 0 | 0 | 0 | 0 | 0 | 0 | 0 | 0 | 0 | 0
SCE Eastern | Wildlife | 230 | Geothermal |  |  | 0 | 0 | 0 | 0 | 0 | 0 | 0 | 0 | 0 | 0 | 0 | 0 | 0 | 0 | 0 | 0 | 0 | 0 | 0 | 0 | 0 | 0 | 0 | 0 | 0 | 0 | 0 | 0
PG&E FRESNO | Wilson | 115 | Geothermal |  |  | 0 | 0 | 0 | 0 | 0 | 0 | 0 | 0 | 0 | 0 | 0 | 0 | 0 | 0 | 0 | 0 | 0 | 0 | 0 | 0 | 0 | 0 | 0 | 0 | 0 | 0 | 0 | 0
PG&E FRESNO | Wilson | 230 | Geothermal |  |  | 0 | 0 | 0 | 0 | 0 | 0 | 0 | 0 | 0 | 0 | 0 | 0 | 0 | 0 | 0 | 0 | 0 | 0 | 0 | 0 | 0 | 0 | 0 | 0 | 0 | 0 | 0 | 0
SCE Northern | Windhub | 230 | Geothermal |  |  | 0 | 0 | 0 | 0 | 0 | 0 | 0 | 0 | 0 | 0 | 0 | 0 | 0 | 0 | 0 | 0 | 0 | 0 | 0 | 0 | 0 | 0 | 0 | 0 | 0 | 0 | 0 | 0
SCE Northern | Windhub | 500 | Geothermal |  |  | 0 | 0 | 0 | 0 | 0 | 0 | 0 | 0 | 0 | 0 | 0 | 0 | 0 | 0 | 0 | 0 | 0 | 0 | 0 | 0 | 0 | 0 | 0 | 0 | 0 | 0 | 0 | 0
PG&E GBA | Windmaster | 230 | Geothermal |  |  | 0 | 0 | 0 | 0 | 0 | 0 | 0 | 0 | 0 | 0 | 0 | 0 | 0 | 0 | 0 | 0 | 0 | 0 | 0 | 0 | 0 | 0 | 0 | 0 | 0 | 0 | 0 | 0
PG&E NGBA | Windsor | 60 | Geothermal |  |  | 0 | 0 | 0 | 0 | 0 | 0 | 0 | 0 | 0 | 0 | 0 | 0 | 0 | 0 | 0 | 0 | 0 | 0 | 0 | 0 | 0 | 0 | 0 | 0 | 0 | 0 | 0 | 0
PG&E NGBA | Woodland | 115 | Geothermal |  |  | 0 | 0 | 0 | 0 | 0 | 0 | 0 | 0 | 0 | 0 | 0 | 0 | 0 | 0 | 0 | 0 | 0 | 0 | 0 | 0 | 0 | 0 | 0 | 0 | 0 | 0 | 0 | 0
PG&E FRESNO | Woodward | 115 | Geothermal |  |  | 0 | 0 | 0 | 0 | 0 | 0 | 0 | 0 | 0 | 0 | 0 | 0 | 0 | 0 | 0 | 0 | 0 | 0 | 0 | 0 | 0 | 0 | 0 | 0 | 0 | 0 | 0 | 0
PG&E NGBA | Wyandotte | 115 | Geothermal |  |  | 0 | 0 | 0 | 0 | 0 | 0 | 0 | 0 | 0 | 0 | 0 | 0 | 0 | 0 | 0 | 0 | 0 | 0 | 0 | 0 | 0 | 0 | 0 | 0 | 0 | 0 | 0 | 0
PG&E KERN | 7th Standard | 115 | Biomass |  |  | 0 | 0 | 0 | 0 | 0 | 0 | 0 | 0 | 0 | 0 | 0 | 0 | 0 | 0 | 0 | 0 | 0 | 0 | 0 | 0 | 0 | 0 | 0 | 0 | 0 | 0 | 0 | 0
SCE Metro | Alamitos | 230 | Biomass |  |  | 0 | 0 | 0 | 0 | 0 | 0 | 0 | 0 | 0 | 0 | 0 | 0 | 0 | 0 | 0 | 0 | 0 | 0 | 0 | 0 | 0 | 0 | 0 | 0 | 0 | 0 | 0 | 0
SCE Eastern | Alberhill | 115 | Biomass |  |  | 0 | 0 | 0 | 0 | 0 | 0 | 0 | 0 | 0 | 0 | 0 | 0 | 0 | 0 | 0 | 0 | 0 | 0 | 0 | 0 | 0 | 0 | 0 | 0 | 0 | 0 | 0 | 0
SCE Eastern | Alberhill | 500 | Biomass |  |  | 0 | 0 | 0 | 0 | 0 | 0 | 0 | 0 | 0 | 0 | 0 | 0 | 0 | 0 | 0 | 0 | 0 | 0 | 0 | 0 | 0 | 0 | 0 | 0 | 0 | 0 | 0 | 0
PG&E GBA | Alhambra | 115 | Biomass |  |  | 0 | 0 | 0 | 0 | 0 | 0 | 0 | 0 | 0 | 0 | 0 | 0 | 0 | 0 | 0 | 0 | 0 | 0 | 0 | 0 | 0 | 0 | 0 | 0 | 0 | 0 | 0 | 0
PG&E FRESNO | Alpaugh | 115 | Biomass |  |  | 0 | 0 | 0 | 0 | 0 | 0 | 0 | 0 | 0 | 0 | 0 | 0 | 0 | 0 | 0 | 0 | 0 | 0 | 0 | 0 | 0 | 0 | 0 | 0 | 0 | 0 | 0 | 0
SDGE | Alpine | 69 | Biomass |  |  | 0 | 0 | 0 | 0 | 0 | 0 | 0 | 0 | 0 | 0 | 0 | 0 | 0 | 0 | 0 | 0 | 0 | 0 | 0 | 0 | 0 | 0 | 0 | 0 | 0 | 0 | 0 | 0
PG&E GBA | Altamont Midway (Sandhill) | 230 | Biomass |  |  | 0 | 0 | 0 | 0 | 0 | 0 | 0 | 0 | 0 | 0 | 0 | 0 | 0 | 0 | 0 | 0 | 0 | 0 | 0 | 0 | 0 | 0 | 0 | 0 | 0 | 0 | 0 | 0
SCE Northern | Antelope | 66 | Biomass |  |  | 0 | 0 | 0 | 0 | 0 | 0 | 0 | 0 | 0 | 0 | 0 | 0 | 0 | 0 | 0 | 0 | 0 | 0 | 0 | 0 | 0 | 0 | 0 | 0 | 0 | 0 | 0 | 0
SCE Northern | Antelope | 230 | Biomass |  |  | 0 | 0 | 0 | 0 | 0 | 0 | 0 | 0 | 0 | 0 | 0 | 0 | 0 | 0 | 0 | 0 | 0 | 0 | 0 | 0 | 0 | 0 | 0 | 0 | 0 | 0 | 0 | 0
SCE Northern | Antelope | 500 | Biomass |  |  | 0 | 0 | 0 | 0 | 0 | 0 | 0 | 0 | 0 | 0 | 0 | 0 | 0 | 0 | 0 | 0 | 0 | 0 | 0 | 0 | 0 | 0 | 0 | 0 | 0 | 0 | 0 | 0
PG&E NGBA | Arcata | 60 | Biomass |  |  | 0 | 0 | 0 | 0 | 0 | 0 | 0 | 0 | 0 | 0 | 0 | 0 | 0 | 0 | 0 | 0 | 0 | 0 | 0 | 0 | 0 | 0 | 0 | 0 | 0 | 0 | 0 | 0
PG&E KERN | Arco | 230 | Biomass |  |  | 0 | 0 | 0 | 0 | 0 | 0 | 0 | 0 | 0 | 0 | 0 | 0 | 0 | 0 | 0 | 0 | 0 | 0 | 0 | 0 | 0 | 0 | 0 | 0 | 0 | 0 | 0 | 0
PG&E KERN | Arco | 70 | Biomass |  |  | 0 | 0 | 0 | 0 | 0 | 0 | 0 | 0 | 0 | 0 | 0 | 0 | 0 | 0 | 0 | 0 | 0 | 0 | 0 | 0 | 0 | 0 | 0 | 0 | 0 | 0 | 0 | 0
SCE Metro | ArcoGen | 230 | Biomass |  |  | 0 | 0 | 0 | 0 | 0 | 0 | 0 | 0 | 0 | 0 | 0 | 0 | 0 | 0 | 0 | 0 | 0 | 0 | 0 | 0 | 0 | 0 | 0 | 0 | 0 | 0 | 0 | 0
SDGE | Artesian | 230 | Biomass |  |  | 0 | 0 | 0 | 0 | 0 | 0 | 0 | 0 | 0 | 0 | 0 | 0 | 0 | 0 | 0 | 0 | 0 | 0 | 0 | 0 | 0 | 0 | 0 | 0 | 0 | 0 | 0 | 0
SDGE | Artesian | 69 | Biomass |  |  | 0 | 0 | 0 | 0 | 0 | 0 | 0 | 0 | 0 | 0 | 0 | 0 | 0 | 0 | 0 | 0 | 0 | 0 | 0 | 0 | 0 | 0 | 0 | 0 | 0 | 0 | 0 | 0
PG&E FRESNO | Ashlan | 230 | Biomass |  |  | 0 | 0 | 0 | 0 | 0 | 0 | 0 | 0 | 0 | 0 | 0 | 0 | 0 | 0 | 0 | 0 | 0 | 0 | 0 | 0 | 0 | 0 | 0 | 0 | 0 | 0 | 0 | 0
PG&E NGBA | Atlantic | 115 | Biomass |  |  | 0 | 0 | 0 | 0 | 0 | 0 | 0 | 0 | 0 | 0 | 0 | 0 | 0 | 0 | 0 | 0 | 0 | 0 | 0 | 0 | 0 | 0 | 0 | 0 | 0 | 0 | 0 | 0
PG&E NGBA | Atlantic | 230 | Biomass |  |  | 0 | 0 | 0 | 0 | 0 | 0 | 0 | 0 | 0 | 0 | 0 | 0 | 0 | 0 | 0 | 0 | 0 | 0 | 0 | 0 | 0 | 0 | 0 | 0 | 0 | 0 | 0 | 0
PG&E NGBA | Atlantic | 60 | Biomass |  |  | 0 | 0 | 0 | 0 | 0 | 0 | 0 | 0 | 0 | 0 | 0 | 0 | 0 | 0 | 0 | 0 | 0 | 0 | 0 | 0 | 0 | 0 | 0 | 0 | 0 | 0 | 0 | 0
PG&E FRESNO | Atwater | 115 | Biomass |  |  | 0 | 0 | 0 | 0 | 0 | 0 | 0 | 0 | 0 | 0 | 0 | 0 | 0 | 0 | 0 | 0 | 0 | 0 | 0 | 0 | 0 | 0 | 0 | 0 | 0 | 0 | 0 | 0
PG&E GBA | Avena | 115 | Biomass |  |  | 0 | 0 | 0 | 0 | 0 | 0 | 0 | 0 | 0 | 0 | 0 | 0 | 0 | 0 | 0 | 0 | 0 | 0 | 0 | 0 | 0 | 0 | 0 | 0 | 0 | 0 | 0 | 0
SDGE | Avocado | 69 | Biomass |  |  | 0 | 0 | 0 | 0 | 0 | 0 | 0 | 0 | 0 | 0 | 0 | 0 | 0 | 0 | 0 | 0 | 0 | 0 | 0 | 0 | 0 | 0 | 0 | 0 | 0 | 0 | 0 | 0
PG&E NGBA | Bahia | 230 | Biomass |  |  | 0 | 0 | 0 | 0 | 0 | 0 | 0 | 0 | 0 | 0 | 0 | 0 | 0 | 0 | 0 | 0 | 0 | 0 | 0 | 0 | 0 | 0 | 0 | 0 | 0 | 0 | 0 | 0
SCE Northern | Bailey | 230 | Biomass |  |  | 0 | 0 | 0 | 0 | 0 | 0 | 0 | 0 | 0 | 0 | 0 | 0 | 0 | 0 | 0 | 0 | 0 | 0 | 0 | 0 | 0 | 0 | 0 | 0 | 0 | 0 | 0 | 0
SCE NOL | Baker | 115 | Biomass |  |  | 0 | 0 | 0 | 0 | 0 | 0 | 0 | 0 | 0 | 0 | 0 | 0 | 0 | 0 | 0 | 0 | 0 | 0 | 0 | 0 | 0 | 0 | 0 | 0 | 0 | 0 | 0 | 0
PG&E KERN | Bakersfield | 230 | Biomass |  |  | 0 | 0 | 0 | 0 | 0 | 0 | 0 | 0 | 0 | 0 | 0 | 0 | 0 | 0 | 0 | 0 | 0 | 0 | 0 | 0 | 0 | 0 | 0 | 0 | 0 | 0 | 0 | 0
PG&E FRESNO | Balch | 230 | Biomass |  |  | 0 | 0 | 0 | 0 | 0 | 0 | 0 | 0 | 0 | 0 | 0 | 0 | 0 | 0 | 0 | 0 | 0 | 0 | 0 | 0 | 0 | 0 | 0 | 0 | 0 | 0 | 0 | 0
SCE Eastern | Bannister | 230 | Biomass |  |  | 0 | 0 | 0 | 0 | 0 | 0 | 0 | 0 | 0 | 0 | 0 | 0 | 0 | 0 | 0 | 0 | 0 | 0 | 0 | 0 | 0 | 0 | 0 | 0 | 0 | 0 | 0 | 0
SCE Metro | Barre | 230 | Biomass |  |  | 0 | 0 | 0 | 0 | 0 | 0 | 0 | 0 | 0 | 0 | 0 | 0 | 0 | 0 | 0 | 0 | 0 | 0 | 0 | 0 | 0 | 0 | 0 | 0 | 0 | 0 | 0 | 0
SDGE | Bay Boulevard | 69 | Biomass |  |  | 0 | 0 | 0 | 0 | 0 | 0 | 0 | 0 | 0 | 0 | 0 | 0 | 0 | 0 | 0 | 0 | 0 | 0 | 0 | 0 | 0 | 0 | 0 | 0 | 0 | 0 | 0 | 0
SDGE | Bay Boulevard | 230 | Biomass |  |  | 0 | 0 | 0 | 0 | 0 | 0 | 0 | 0 | 0 | 0 | 0 | 0 | 0 | 0 | 0 | 0 | 0 | 0 | 0 | 0 | 0 | 0 | 0 | 0 | 0 | 0 | 0 | 0
EOP | Beatty | 138 | Biomass |  |  | 0 | 0 | 0 | 0 | 0 | 0 | 0 | 0 | 0 | 0 | 0 | 0 | 0 | 0 | 0 | 0 | 0 | 0 | 0 | 0 | 0 | 0 | 0 | 0 | 0 | 0 | 0 | 0
EOP | Beatty | 230 | Biomass |  |  | 0 | 0 | 0 | 0 | 0 | 0 | 0 | 0 | 0 | 0 | 0 | 0 | 0 | 0 | 0 | 0 | 0 | 0 | 0 | 0 | 0 | 0 | 0 | 0 | 0 | 0 | 0 | 0
PG&E NGBA | Belden | 230 | Biomass |  |  | 0 | 0 | 0 | 0 | 0 | 0 | 0 | 0 | 0 | 0 | 0 | 0 | 0 | 0 | 0 | 0 | 0 | 0 | 0 | 0 | 0 | 0 | 0 | 0 | 0 | 0 | 0 | 0
PG&E NGBA | Bell | 115 | Biomass |  |  | 0 | 0 | 0 | 0 | 0 | 0 | 0 | 0 | 0 | 0 | 0 | 0 | 0 | 0 | 0 | 0 | 0 | 0 | 0 | 0 | 0 | 0 | 0 | 0 | 0 | 0 | 0 | 0
PG&E NGBA | Bellevue | 115 | Biomass |  |  | 0 | 0 | 0 | 0 | 0 | 0 | 0 | 0 | 0 | 0 | 0 | 0 | 0 | 0 | 0 | 0 | 0 | 0 | 0 | 0 | 0 | 0 | 0 | 0 | 0 | 0 | 0 | 0
PG&E GBA | Bellota | 115 | Biomass |  |  | 1 | 2.8 | 0 | 2.8 | 0 | 0 | 0 | 0 | 0 | 0 | 0 | 0 | 0 | 0 | 0 | 0 | 0 | 0 | 0 | 0 | 0 | 0 | 2.8 | 0 | 2.8 | 2.8 | 0 | 2.8
PG&E GBA | Bellota | 230 | Biomass |  |  | 0 | 0 | 0 | 0 | 0 | 0 | 0 | 0 | 0 | 0 | 0 | 0 | 0 | 0 | 0 | 0 | 0 | 0 | 0 | 0 | 0 | 0 | 0 | 0 | 0 | 0 | 0 | 0
SCE Northern | Big Creek | 230 | Biomass |  |  | 0 | 0 | 0 | 0 | 0 | 0 | 0 | 0 | 0 | 0 | 0 | 0 | 0 | 0 | 0 | 0 | 0 | 0 | 0 | 0 | 0 | 0 | 0 | 0 | 0 | 0 | 0 | 0
PG&E FRESNO | Biola | 70 | Biomass |  |  | 0 | 0 | 0 | 0 | 0 | 0 | 0 | 0 | 0 | 0 | 0 | 0 | 0 | 0 | 0 | 0 | 0 | 0 | 0 | 0 | 0 | 0 | 0 | 0 | 0 | 0 | 0 | 0
PG&E GBA | Birds Landing | 230 | Biomass |  |  | 0 | 0 | 0 | 0 | 0 | 0 | 0 | 0 | 0 | 0 | 0 | 0 | 0 | 0 | 0 | 0 | 0 | 0 | 0 | 0 | 0 | 0 | 0 | 0 | 0 | 0 | 0 | 0
SCE Northern | Bliss | 66 | Biomass |  |  | 0 | 0 | 0 | 0 | 0 | 0 | 0 | 0 | 0 | 0 | 0 | 0 | 0 | 0 | 0 | 0 | 0 | 0 | 0 | 0 | 0 | 0 | 0 | 0 | 0 | 0 | 0 | 0
SCE Eastern | Blythe | 161 | Biomass |  |  | 0 | 0 | 0 | 0 | 0 | 0 | 0 | 0 | 0 | 0 | 0 | 0 | 0 | 0 | 0 | 0 | 0 | 0 | 0 | 0 | 0 | 0 | 0 | 0 | 0 | 0 | 0 | 0
PG&E NGBA | Bogue | 115 | Biomass |  |  | 0 | 0 | 0 | 0 | 0 | 0 | 0 | 0 | 0 | 0 | 0 | 0 | 0 | 0 | 0 | 0 | 0 | 0 | 0 | 0 | 0 | 0 | 0 | 0 | 0 | 0 | 0 | 0
PG&E FRESNO | Borden | 230 | Biomass |  |  | 0 | 0 | 0 | 0 | 0 | 0 | 0 | 0 | 0 | 0 | 0 | 0 | 0 | 0 | 0 | 0 | 0 | 0 | 0 | 0 | 0 | 0 | 0 | 0 | 0 | 0 | 0 | 0
PG&E FRESNO | Borden | 70 | Biomass |  |  | 0 | 0 | 0 | 0 | 0 | 0 | 0 | 0 | 0 | 0 | 0 | 0 | 0 | 0 | 0 | 0 | 0 | 0 | 0 | 0 | 0 | 0 | 0 | 0 | 0 | 0 | 0 | 0
SDGE | Boulevard East | 138 | Biomass |  |  | 0 | 0 | 0 | 0 | 0 | 0 | 0 | 0 | 0 | 0 | 0 | 0 | 0 | 0 | 0 | 0 | 0 | 0 | 0 | 0 | 0 | 0 | 0 | 0 | 0 | 0 | 0 | 0
SDGE | Boulevard East | 69 | Biomass |  |  | 0 | 0 | 0 | 0 | 0 | 0 | 0 | 0 | 0 | 0 | 0 | 0 | 0 | 0 | 0 | 0 | 0 | 0 | 0 | 0 | 0 | 0 | 0 | 0 | 0 | 0 | 0 | 0
PG&E GBA | Brentwood | 230 | Biomass |  |  | 0 | 0 | 0 | 0 | 0 | 0 | 0 | 0 | 0 | 0 | 0 | 0 | 0 | 0 | 0 | 0 | 0 | 0 | 0 | 0 | 0 | 0 | 0 | 0 | 0 | 0 | 0 | 0
PG&E NGBA | Bridgeville | 115 | Biomass |  |  | 1 | 0 | 0 | 0 | 0 | 0 | 0 | 0 | 0 | 0 | 0 | 0 | 0 | 8 | 0 | 8 | 0 | 0 | 0 | 8 | 0 | 8 | 8 | 0 | 8 | 8 | 0 | 8
PG&E NGBA | Brighton | 115 | Biomass |  |  | 0 | 0 | 0 | 0 | 0 | 0 | 0 | 0 | 0 | 0 | 0 | 0 | 0 | 0 | 0 | 0 | 0 | 0 | 0 | 0 | 0 | 0 | 0 | 0 | 0 | 0 | 0 | 0
PG&E NGBA | Brighton | 230 | Biomass |  |  | 0 | 0 | 0 | 0 | 0 | 0 | 0 | 0 | 0 | 0 | 0 | 0 | 0 | 0 | 0 | 0 | 0 | 0 | 0 | 0 | 0 | 0 | 0 | 0 | 0 | 0 | 0 | 0
PG&E NGBA | Brunswick | 115 | Biomass |  |  | 0 | 0 | 0 | 0 | 0 | 0 | 0 | 0 | 0 | 0 | 0 | 0 | 0 | 0 | 0 | 0 | 0 | 0 | 0 | 0 | 0 | 0 | 0 | 0 | 0 | 0 | 0 | 0
PG&E NGBA | Bucks Creek | 230 | Biomass |  |  | 0 | 0 | 0 | 0 | 0 | 0 | 0 | 0 | 0 | 0 | 0 | 0 | 0 | 0 | 0 | 0 | 0 | 0 | 0 | 0 | 0 | 0 | 0 | 0 | 0 | 0 | 0 | 0
PG&E KERN | Buena Vista | 230 | Biomass |  |  | 0 | 0 | 0 | 0 | 0 | 0 | 0 | 0 | 0 | 0 | 0 | 0 | 0 | 0 | 0 | 0 | 0 | 0 | 0 | 0 | 0 | 0 | 0 | 0 | 0 | 0 | 0 | 0
PG&E FRESNO | Bullard | 115 | Biomass |  |  | 0 | 0 | 0 | 0 | 0 | 0 | 0 | 0 | 0 | 0 | 0 | 0 | 0 | 0 | 0 | 0 | 0 | 0 | 0 | 0 | 0 | 0 | 0 | 0 | 0 | 0 | 0 | 0
PG&E GBA | Burlingame | 115 | Biomass |  |  | 0 | 0 | 0 | 0 | 0 | 0 | 0 | 0 | 0 | 0 | 0 | 0 | 0 | 0 | 0 | 0 | 0 | 0 | 0 | 0 | 0 | 0 | 0 | 0 | 0 | 0 | 0 | 0
PG&E NGBA | Burney Forest | 230 | Biomass |  |  | 1 | 2.88 | 0 | 2.88 | 0 | 0 | 0 | 0 | 0 | 0 | 0 | 0 | 0 | 11 | 0 | 11 | 0 | 0 | 0 | 11 | 0 | 11 | 13.88 | 0 | 13.88 | 13.88 | 0 | 13.88
PG&E NGBA | Butte | 115 | Biomass |  |  | 0 | 0 | 0 | 0 | 0 | 0 | 0 | 0 | 0 | 0 | 0 | 0 | 0 | 0 | 0 | 0 | 0 | 0 | 0 | 0 | 0 | 0 | 0 | 0 | 0 | 0 | 0 | 0
PG&E KERN | Cabrillo | 115 | Biomass |  |  | 0 | 0 | 0 | 0 | 0 | 0 | 0 | 0 | 0 | 0 | 0 | 0 | 0 | 0 | 0 | 0 | 0 | 0 | 0 | 0 | 0 | 0 | 0 | 0 | 0 | 0 | 0 | 0
PG&E FRESNO | Cal Flats | 230 | Biomass |  |  | 0 | 0 | 0 | 0 | 0 | 0 | 0 | 0 | 0 | 0 | 0 | 0 | 0 | 0 | 0 | 0 | 0 | 0 | 0 | 0 | 0 | 0 | 0 | 0 | 0 | 0 | 0 | 0
SCE NOL | Calcite | 230 | Biomass |  |  | 0 | 0 | 0 | 0 | 0 | 0 | 0 | 0 | 0 | 0 | 0 | 0 | 0 | 0 | 0 | 0 | 0 | 0 | 0 | 0 | 0 | 0 | 0 | 0 | 0 | 0 | 0 | 0
PG&E KERN | Caliente | 230 | Biomass |  |  | 0 | 0 | 0 | 0 | 0 | 0 | 0 | 0 | 0 | 0 | 0 | 0 | 0 | 0 | 0 | 0 | 0 | 0 | 0 | 0 | 0 | 0 | 0 | 0 | 0 | 0 | 0 | 0
PG&E FRESNO | California Ave | 115 | Biomass |  |  | 0 | 0 | 0 | 0 | 0 | 0 | 0 | 0 | 0 | 0 | 0 | 0 | 0 | 0 | 0 | 0 | 0 | 0 | 0 | 0 | 0 | 0 | 0 | 0 | 0 | 0 | 0 | 0
PG&E KERN | Callender | 115 | Biomass |  |  | 0 | 0 | 0 | 0 | 0 | 0 | 0 | 0 | 0 | 0 | 0 | 0 | 0 | 0 | 0 | 0 | 0 | 0 | 0 | 0 | 0 | 0 | 0 | 0 | 0 | 0 | 0 | 0
PG&E NGBA | Calpella | 115 | Biomass |  |  | 1 | 0 | 0 | 0 | 0 | 0 | 0 | 0 | 0 | 0 | 0 | 0 | 0 | 10 | 0 | 10 | 0 | 0 | 0 | 10 | 0 | 10 | 10 | 0 | 10 | 10 | 0 | 10
PG&E GBA | Camanche | 230 | Biomass |  |  | 0 | 0 | 0 | 0 | 0 | 0 | 0 | 0 | 0 | 0 | 0 | 0 | 0 | 0 | 0 | 0 | 0 | 0 | 0 | 0 | 0 | 0 | 0 | 0 | 0 | 0 | 0 | 0
SDGE | Cameron | 69 | Biomass |  |  | 0 | 0 | 0 | 0 | 0 | 0 | 0 | 0 | 0 | 0 | 0 | 0 | 0 | 0 | 0 | 0 | 0 | 0 | 0 | 0 | 0 | 0 | 0 | 0 | 0 | 0 | 0 | 0
SDGE | Cannon | 69 | Biomass |  |  | 0 | 0 | 0 | 0 | 0 | 0 | 0 | 0 | 0 | 0 | 0 | 0 | 0 | 0 | 0 | 0 | 0 | 0 | 0 | 0 | 0 | 0 | 0 | 0 | 0 | 0 | 0 | 0
PG&E FRESNO | Cantua | 115 | Biomass |  |  | 0 | 0 | 0 | 0 | 0 | 0 | 0 | 0 | 0 | 0 | 0 | 0 | 0 | 0 | 0 | 0 | 0 | 0 | 0 | 0 | 0 | 0 | 0 | 0 | 0 | 0 | 0 | 0
SDGE | Capistrano | 138 | Biomass |  |  | 0 | 0 | 0 | 0 | 0 | 0 | 0 | 0 | 0 | 0 | 0 | 0 | 0 | 0 | 0 | 0 | 0 | 0 | 0 | 0 | 0 | 0 | 0 | 0 | 0 | 0 | 0 | 0
SDGE | Capistrano | 230 | Biomass |  |  | 0 | 0 | 0 | 0 | 0 | 0 | 0 | 0 | 0 | 0 | 0 | 0 | 0 | 0 | 0 | 0 | 0 | 0 | 0 | 0 | 0 | 0 | 0 | 0 | 0 | 0 | 0 | 0
PG&E NGBA | Carberry | 230 | Biomass |  |  | 1 | 0 | 0 | 0 | 0 | 0 | 0 | 0 | 0 | 0 | 0 | 0 | 0 | 3.6 | 0 | 3.6 | 0 | 0 | 0 | 3.6 | 0 | 3.6 | 3.6 | 0 | 3.6 | 3.6 | 0 | 3.6
SCE Eastern | Cardiff | 66 | Biomass |  |  | 0 | 0 | 0 | 0 | 0 | 0 | 0 | 0 | 0 | 0 | 0 | 0 | 0 | 0 | 0 | 0 | 0 | 0 | 0 | 0 | 0 | 0 | 0 | 0 | 0 | 0 | 0 | 0
PG&E NGBA | Caribou | 60 | Biomass |  |  | 1 | 0 | 0 | 0 | 0 | 0 | 0 | 0 | 0 | 0 | 0 | 0 | 0 | 10 | 0 | 10 | 0 | 0 | 0 | 10 | 0 | 10 | 10 | 0 | 10 | 10 | 0 | 10
PG&E NGBA | Caribou | 115 | Biomass |  |  | 1 | 0 | 0 | 0 | 0 | 0 | 0 | 0 | 0 | 0 | 0 | 0 | 0 | 10 | 0 | 10 | 0 | 0 | 0 | 10 | 0 | 10 | 10 | 0 | 10 | 10 | 0 | 10
PG&E NGBA | Caribou | 230 | Biomass |  |  | 0 | 0 | 0 | 0 | 0 | 0 | 0 | 0 | 0 | 0 | 0 | 0 | 0 | 0 | 0 | 0 | 0 | 0 | 0 | 0 | 0 | 0 | 0 | 0 | 0 | 0 | 0 | 0
EOP | Carpenter Canyon (fka Gamebird) | 138 | Biomass |  |  | 0 | 0 | 0 | 0 | 0 | 0 | 0 | 0 | 0 | 0 | 0 | 0 | 0 | 0 | 0 | 0 | 0 | 0 | 0 | 0 | 0 | 0 | 0 | 0 | 0 | 0 | 0 | 0
EOP | Carpenter Canyon (fka Gamebird) | 230 | Biomass |  |  | 0 | 0 | 0 | 0 | 0 | 0 | 0 | 0 | 0 | 0 | 0 | 0 | 0 | 0 | 0 | 0 | 0 | 0 | 0 | 0 | 0 | 0 | 0 | 0 | 0 | 0 | 0 | 0
PG&E NGBA | Carquinez | 115 | Biomass |  |  | 0 | 0 | 0 | 0 | 0 | 0 | 0 | 0 | 0 | 0 | 0 | 0 | 0 | 0 | 0 | 0 | 0 | 0 | 0 | 0 | 0 | 0 | 0 | 0 | 0 | 0 | 0 | 0
SDGE | Carrizo Gorge | 138 | Biomass |  |  | 0 | 0 | 0 | 0 | 0 | 0 | 0 | 0 | 0 | 0 | 0 | 0 | 0 | 0 | 0 | 0 | 0 | 0 | 0 | 0 | 0 | 0 | 0 | 0 | 0 | 0 | 0 | 0
PG&E KERN | Carrizo Plains | 115 | Biomass |  |  | 0 | 0 | 0 | 0 | 0 | 0 | 0 | 0 | 0 | 0 | 0 | 0 | 0 | 0 | 0 | 0 | 0 | 0 | 0 | 0 | 0 | 0 | 0 | 0 | 0 | 0 | 0 | 0
PG&E KERN | Casaloma | 230 | Biomass |  |  | 0 | 0 | 0 | 0 | 0 | 0 | 0 | 0 | 0 | 0 | 0 | 0 | 0 | 0 | 0 | 0 | 0 | 0 | 0 | 0 | 0 | 0 | 0 | 0 | 0 | 0 | 0 | 0
PG&E GBA | Castro Valley | 230 | Biomass |  |  | 0 | 0 | 0 | 0 | 0 | 0 | 0 | 0 | 0 | 0 | 0 | 0 | 0 | 0 | 0 | 0 | 0 | 0 | 0 | 0 | 0 | 0 | 0 | 0 | 0 | 0 | 0 | 0
PG&E GBA | Cayetano | 230 | Biomass |  |  | 0 | 0 | 0 | 0 | 0 | 0 | 0 | 0 | 0 | 0 | 0 | 0 | 0 | 0 | 0 | 0 | 0 | 0 | 0 | 0 | 0 | 0 | 0 | 0 | 0 | 0 | 0 | 0
SCE Metro | Center | 230 | Biomass |  |  | 0 | 0 | 0 | 0 | 0 | 0 | 0 | 0 | 0 | 0 | 0 | 0 | 0 | 0 | 0 | 0 | 0 | 0 | 0 | 0 | 0 | 0 | 0 | 0 | 0 | 0 | 0 | 0
PG&E KERN | Charca | 115 | Biomass |  |  | 0 | 0 | 0 | 0 | 0 | 0 | 0 | 0 | 0 | 0 | 0 | 0 | 0 | 0 | 0 | 0 | 0 | 0 | 0 | 0 | 0 | 0 | 0 | 0 | 0 | 0 | 0 | 0
EOP | Charleston | 138 | Biomass |  |  | 0 | 0 | 0 | 0 | 0 | 0 | 0 | 0 | 0 | 0 | 0 | 0 | 0 | 0 | 0 | 0 | 0 | 0 | 0 | 0 | 0 | 0 | 0 | 0 | 0 | 0 | 0 | 0
SCE Metro | Chevmain | 230 | Biomass |  |  | 0 | 0 | 0 | 0 | 0 | 0 | 0 | 0 | 0 | 0 | 0 | 0 | 0 | 0 | 0 | 0 | 0 | 0 | 0 | 0 | 0 | 0 | 0 | 0 | 0 | 0 | 0 | 0
SDGE | Chicarita | 138 | Biomass |  |  | 0 | 0 | 0 | 0 | 0 | 0 | 0 | 0 | 0 | 0 | 0 | 0 | 0 | 0 | 0 | 0 | 0 | 0 | 0 | 0 | 0 | 0 | 0 | 0 | 0 | 0 | 0 | 0
SCE Metro | Chino | 230 | Biomass |  |  | 0 | 0 | 0 | 0 | 0 | 0 | 0 | 0 | 0 | 0 | 0 | 0 | 0 | 0 | 0 | 0 | 0 | 0 | 0 | 0 | 0 | 0 | 0 | 0 | 0 | 0 | 0 | 0
PG&E FRESNO | Chowchilla | 115 | Biomass |  |  | 0 | 0 | 0 | 0 | 0 | 0 | 0 | 0 | 0 | 0 | 0 | 0 | 0 | 0 | 0 | 0 | 0 | 0 | 0 | 0 | 0 | 0 | 0 | 0 | 0 | 0 | 0 | 0
PG&E GBA | Christie | 60 | Biomass |  |  | 0 | 0 | 0 | 0 | 0 | 0 | 0 | 0 | 0 | 0 | 0 | 0 | 0 | 0 | 0 | 0 | 0 | 0 | 0 | 0 | 0 | 0 | 0 | 0 | 0 | 0 | 0 | 0
PG&E GBA | Christie | 115 | Biomass |  |  | 0 | 0 | 0 | 0 | 0 | 0 | 0 | 0 | 0 | 0 | 0 | 0 | 0 | 0 | 0 | 0 | 0 | 0 | 0 | 0 | 0 | 0 | 0 | 0 | 0 | 0 | 0 | 0
SCE Eastern | Cielo Azul | 500 | Biomass |  |  | 0 | 0 | 0 | 0 | 0 | 0 | 0 | 0 | 0 | 0 | 0 | 0 | 0 | 0 | 0 | 0 | 0 | 0 | 0 | 0 | 0 | 0 | 0 | 0 | 0 | 0 | 0 | 0
PG&E GBA | Clay | 60 | Biomass |  |  | 0 | 0 | 0 | 0 | 0 | 0 | 0 | 0 | 0 | 0 | 0 | 0 | 0 | 0 | 0 | 0 | 0 | 0 | 0 | 0 | 0 | 0 | 0 | 0 | 0 | 0 | 0 | 0
PG&E GBA | Clayton | 115 | Biomass |  |  | 0 | 0 | 0 | 0 | 0 | 0 | 0 | 0 | 0 | 0 | 0 | 0 | 0 | 0 | 0 | 0 | 0 | 0 | 0 | 0 | 0 | 0 | 0 | 0 | 0 | 0 | 0 | 0
PG&E NGBA | Cloverdale | 115 | Biomass |  |  | 1 | 0 | 0 | 0 | 0 | 0 | 0 | 0 | 0 | 0 | 0 | 0 | 0 | 5.5 | 0 | 5.5 | 0 | 0 | 0 | 5.5 | 0 | 5.5 | 5.5 | 0 | 5.5 | 5.5 | 0 | 5.5
PG&E FRESNO | Clovis | 115 | Biomass |  |  | 0 | 0 | 0 | 0 | 0 | 0 | 0 | 0 | 0 | 0 | 0 | 0 | 0 | 0 | 0 | 0 | 0 | 0 | 0 | 0 | 0 | 0 | 0 | 0 | 0 | 0 | 0 | 0
PG&E GBA | Coburn | 230 | Biomass |  |  | 0 | 0 | 0 | 0 | 0 | 0 | 0 | 0 | 0 | 0 | 0 | 0 | 0 | 0 | 0 | 0 | 0 | 0 | 0 | 0 | 0 | 0 | 0 | 0 | 0 | 0 | 0 | 0
PG&E GBA | Coburn | 60 | Biomass |  |  | 0 | 0 | 0 | 0 | 0 | 0 | 0 | 0 | 0 | 0 | 0 | 0 | 0 | 0 | 0 | 0 | 0 | 0 | 0 | 0 | 0 | 0 | 0 | 0 | 0 | 0 | 0 | 0
PG&E NGBA | Colgate | 230 | Biomass |  |  | 1 | 0 | 0 | 0 | 3 | 0 | 3 | 0 | 0 | 0 | 3 | 0 | 3 | 5.5 | 0 | 5.5 | 0 | 0 | 0 | 5.5 | 0 | 5.5 | 8.5 | 0 | 8.5 | 8.5 | 0 | 8.5
PG&E GBA | Collierville | 230 | Biomass |  |  | 0 | 0 | 0 | 0 | 0 | 0 | 0 | 0 | 0 | 0 | 0 | 0 | 0 | 0 | 0 | 0 | 0 | 0 | 0 | 0 | 0 | 0 | 0 | 0 | 0 | 0 | 0 | 0
PG&E GBA | Collinsville | 230 | Biomass |  |  | 0 | 0 | 0 | 0 | 0 | 0 | 0 | 0 | 0 | 0 | 0 | 0 | 0 | 0 | 0 | 0 | 0 | 0 | 0 | 0 | 0 | 0 | 0 | 0 | 0 | 0 | 0 | 0
PG&E GBA | Collinsville | 500 | Biomass |  |  | 0 | 0 | 0 | 0 | 0 | 0 | 0 | 0 | 0 | 0 | 0 | 0 | 0 | 0 | 0 | 0 | 0 | 0 | 0 | 0 | 0 | 0 | 0 | 0 | 0 | 0 | 0 | 0
SCE Eastern | Colorado River | 230 | Biomass |  |  | 0 | 0 | 0 | 0 | 0 | 0 | 0 | 0 | 0 | 0 | 0 | 0 | 0 | 0 | 0 | 0 | 0 | 0 | 0 | 0 | 0 | 0 | 0 | 0 | 0 | 0 | 0 | 0
SCE Eastern | Colorado River | 500 | Biomass |  |  | 0 | 0 | 0 | 0 | 0 | 0 | 0 | 0 | 0 | 0 | 0 | 0 | 0 | 0 | 0 | 0 | 0 | 0 | 0 | 0 | 0 | 0 | 0 | 0 | 0 | 0 | 0 | 0
PG&E KERN | Columbus | 115 | Biomass |  |  | 0 | 0 | 0 | 0 | 0 | 0 | 0 | 0 | 0 | 0 | 0 | 0 | 0 | 0 | 0 | 0 | 0 | 0 | 0 | 0 | 0 | 0 | 0 | 0 | 0 | 0 | 0 | 0
PG&E GBA | Contra Costa | 115 | Biomass |  |  | 0 | 0 | 0 | 0 | 0 | 0 | 0 | 0 | 0 | 0 | 0 | 0 | 0 | 0 | 0 | 0 | 0 | 0 | 0 | 0 | 0 | 0 | 0 | 0 | 0 | 0 | 0 | 0
PG&E GBA | Contra Costa | 230 | Biomass |  |  | 0 | 0 | 0 | 0 | 0 | 0 | 0 | 0 | 0 | 0 | 0 | 0 | 0 | 0 | 0 | 0 | 0 | 0 | 0 | 0 | 0 | 0 | 0 | 0 | 0 | 0 | 0 | 0
PG&E GBA | Contra Costa PP | 230 | Biomass |  |  | 0 | 0 | 0 | 0 | 0 | 0 | 0 | 0 | 0 | 0 | 0 | 0 | 0 | 0 | 0 | 0 | 0 | 0 | 0 | 0 | 0 | 0 | 0 | 0 | 0 | 0 | 0 | 0
SCE NOL | Control | 115 | Biomass |  |  | 0 | 0 | 0 | 0 | 0 | 0 | 0 | 0 | 0 | 0 | 0 | 0 | 0 | 0 | 0 | 0 | 0 | 0 | 0 | 0 | 0 | 0 | 0 | 0 | 0 | 0 | 0 | 0
SCE NOL | Control | 55 | Biomass |  |  | 0 | 0 | 0 | 0 | 0 | 0 | 0 | 0 | 0 | 0 | 0 | 0 | 0 | 0 | 0 | 0 | 0 | 0 | 0 | 0 | 0 | 0 | 0 | 0 | 0 | 0 | 0 | 0
PG&E GBA | Cooley Landing | 115 | Biomass |  |  | 0 | 0 | 0 | 0 | 0 | 0 | 0 | 0 | 0 | 0 | 0 | 0 | 0 | 0 | 0 | 0 | 0 | 0 | 0 | 0 | 0 | 0 | 0 | 0 | 0 | 0 | 0 | 0
PG&E GBA | Cooley Landing | 60 | Biomass |  |  | 0 | 0 | 0 | 0 | 0 | 0 | 0 | 0 | 0 | 0 | 0 | 0 | 0 | 0 | 0 | 0 | 0 | 0 | 0 | 0 | 0 | 0 | 0 | 0 | 0 | 0 | 0 | 0
SCE NOL | Coolwater | 230 | Biomass |  |  | 0 | 0 | 0 | 0 | 0 | 0 | 0 | 0 | 0 | 0 | 0 | 0 | 0 | 0 | 0 | 0 | 0 | 0 | 0 | 0 | 0 | 0 | 0 | 0 | 0 | 0 | 0 | 0
SCE NOL | Coolwater | 115 | Biomass |  |  | 0 | 0 | 0 | 0 | 0 | 0 | 0 | 0 | 0 | 0 | 0 | 0 | 0 | 0 | 0 | 0 | 0 | 0 | 0 | 0 | 0 | 0 | 0 | 0 | 0 | 0 | 0 | 0
PG&E KERN | Copus | 70 | Biomass |  |  | 0 | 0 | 0 | 0 | 0 | 0 | 0 | 0 | 0 | 0 | 0 | 0 | 0 | 0 | 0 | 0 | 0 | 0 | 0 | 0 | 0 | 0 | 0 | 0 | 0 | 0 | 0 | 0
PG&E FRESNO | Corcoran | 70 | Biomass |  |  | 0 | 0 | 0 | 0 | 0 | 0 | 0 | 0 | 0 | 0 | 0 | 0 | 0 | 0 | 0 | 0 | 0 | 0 | 0 | 0 | 0 | 0 | 0 | 0 | 0 | 0 | 0 | 0
PG&E FRESNO | Corcoran | 115 | Biomass |  |  | 0 | 0 | 0 | 0 | 0 | 0 | 0 | 0 | 0 | 0 | 0 | 0 | 0 | 0 | 0 | 0 | 0 | 0 | 0 | 0 | 0 | 0 | 0 | 0 | 0 | 0 | 0 | 0
PG&E NGBA | Corona | 115 | Biomass |  |  | 0 | 0 | 0 | 0 | 0 | 0 | 0 | 0 | 0 | 0 | 0 | 0 | 0 | 0 | 0 | 0 | 0 | 0 | 0 | 0 | 0 | 0 | 0 | 0 | 0 | 0 | 0 | 0
PG&E NGBA | Cortina | 230 | Biomass |  |  | 0 | 0 | 0 | 0 | 0 | 0 | 0 | 0 | 0 | 0 | 0 | 0 | 0 | 0 | 0 | 0 | 0 | 0 | 0 | 0 | 0 | 0 | 0 | 0 | 0 | 0 | 0 | 0
PG&E NGBA | Cortina | 115 | Biomass |  |  | 1 | 0 | 0 | 0 | 0 | 0 | 0 | 0 | 0 | 0 | 0 | 0 | 0 | 5 | 0 | 5 | 0 | 0 | 0 | 5 | 0 | 5 | 5 | 0 | 5 | 5 | 0 | 5
PG&E GBA | Cottle | 230 | Biomass |  |  | 0 | 0 | 0 | 0 | 0 | 0 | 0 | 0 | 0 | 0 | 0 | 0 | 0 | 0 | 0 | 0 | 0 | 0 | 0 | 0 | 0 | 0 | 0 | 0 | 0 | 0 | 0 | 0
PG&E NGBA | Cottonwood | 115 | Biomass |  |  | 0 | 0 | 0 | 0 | 0 | 0 | 0 | 0 | 0 | 0 | 0 | 0 | 0 | 0 | 0 | 0 | 0 | 0 | 0 | 0 | 0 | 0 | 0 | 0 | 0 | 0 | 0 | 0
PG&E NGBA | Cottonwood | 230 | Biomass |  |  | 0 | 0 | 0 | 0 | 0 | 0 | 0 | 0 | 0 | 0 | 0 | 0 | 0 | 0 | 0 | 0 | 0 | 0 | 0 | 0 | 0 | 0 | 0 | 0 | 0 | 0 | 0 | 0
PG&E NGBA | Cottonwood | 60 | Biomass |  |  | 0 | 0 | 0 | 0 | 0 | 0 | 0 | 0 | 0 | 0 | 0 | 0 | 0 | 0 | 0 | 0 | 0 | 0 | 0 | 0 | 0 | 0 | 0 | 0 | 0 | 0 | 0 | 0
PG&E NGBA | Cove Road | 230 | Biomass |  |  | 0 | 0 | 0 | 0 | 0 | 0 | 0 | 0 | 0 | 0 | 0 | 0 | 0 | 0 | 0 | 0 | 0 | 0 | 0 | 0 | 0 | 0 | 0 | 0 | 0 | 0 | 0 | 0
PG&E GBA | Coyote | 230 | Biomass |  |  | 0 | 0 | 0 | 0 | 0 | 0 | 0 | 0 | 0 | 0 | 0 | 0 | 0 | 0 | 0 | 0 | 0 | 0 | 0 | 0 | 0 | 0 | 0 | 0 | 0 | 0 | 0 | 0
PG&E GBA | Crazy Horse Canyon | 115 | Biomass |  |  | 0 | 0 | 0 | 0 | 0 | 0 | 0 | 0 | 0 | 0 | 0 | 0 | 0 | 0 | 0 | 0 | 0 | 0 | 0 | 0 | 0 | 0 | 0 | 0 | 0 | 0 | 0 | 0
SDGE | Creelman | 69 | Biomass |  |  | 0 | 0 | 0 | 0 | 0 | 0 | 0 | 0 | 0 | 0 | 0 | 0 | 0 | 0 | 0 | 0 | 0 | 0 | 0 | 0 | 0 | 0 | 0 | 0 | 0 | 0 | 0 | 0
PG&E FRESNO | Crescent | 70 | Biomass |  |  | 0 | 0 | 0 | 0 | 0 | 0 | 0 | 0 | 0 | 0 | 0 | 0 | 0 | 0 | 0 | 0 | 0 | 0 | 0 | 0 | 0 | 0 | 0 | 0 | 0 | 0 | 0 | 0
PG&E FRESNO | Cressey | 115 | Biomass |  |  | 0 | 0 | 0 | 0 | 0 | 0 | 0 | 0 | 0 | 0 | 0 | 0 | 0 | 0 | 0 | 0 | 0 | 0 | 0 | 0 | 0 | 0 | 0 | 0 | 0 | 0 | 0 | 0
PG&E NGBA | Cresta | 230 | Biomass |  |  | 0 | 0 | 0 | 0 | 0 | 0 | 0 | 0 | 0 | 0 | 0 | 0 | 0 | 0 | 0 | 0 | 0 | 0 | 0 | 0 | 0 | 0 | 0 | 0 | 0 | 0 | 0 | 0
SDGE | Crestwood | 69 | Biomass |  |  | 0 | 0 | 0 | 0 | 0 | 0 | 0 | 0 | 0 | 0 | 0 | 0 | 0 | 0 | 0 | 0 | 0 | 0 | 0 | 0 | 0 | 0 | 0 | 0 | 0 | 0 | 0 | 0
PG&E GBA | Crow Creek | 60 | Biomass |  |  | 0 | 0 | 0 | 0 | 0 | 0 | 0 | 0 | 0 | 0 | 0 | 0 | 0 | 0 | 0 | 0 | 0 | 0 | 0 | 0 | 0 | 0 | 0 | 0 | 0 | 0 | 0 | 0
PG&E GBA | Crows Landing | 60 | Biomass |  |  | 0 | 0 | 0 | 0 | 0 | 0 | 0 | 0 | 0 | 0 | 0 | 0 | 0 | 0 | 0 | 0 | 0 | 0 | 0 | 0 | 0 | 0 | 0 | 0 | 0 | 0 | 0 | 0
PG&E GBA | Curtis | 115 | Biomass |  |  | 0 | 0 | 0 | 0 | 0 | 0 | 0 | 0 | 0 | 0 | 0 | 0 | 0 | 0 | 0 | 0 | 0 | 0 | 0 | 0 | 0 | 0 | 0 | 0 | 0 | 0 | 0 | 0
PG&E FRESNO | Dairyland | 115 | Biomass |  |  | 0 | 0 | 0 | 0 | 0 | 0 | 0 | 0 | 0 | 0 | 0 | 0 | 0 | 0 | 0 | 0 | 0 | 0 | 0 | 0 | 0 | 0 | 0 | 0 | 0 | 0 | 0 | 0
PG&E NGBA | Davis | 115 | Biomass |  |  | 0 | 0 | 0 | 0 | 0 | 0 | 0 | 0 | 0 | 0 | 0 | 0 | 0 | 0 | 0 | 0 | 0 | 0 | 0 | 0 | 0 | 0 | 0 | 0 | 0 | 0 | 0 | 0
SCE Metro | Del Amo | 500 | Biomass |  |  | 0 | 0 | 0 | 0 | 0 | 0 | 0 | 0 | 0 | 0 | 0 | 0 | 0 | 0 | 0 | 0 | 0 | 0 | 0 | 0 | 0 | 0 | 0 | 0 | 0 | 0 | 0 | 0
SCE Metro | Del Amo | 230 | Biomass |  |  | 0 | 0 | 0 | 0 | 0 | 0 | 0 | 0 | 0 | 0 | 0 | 0 | 0 | 0 | 0 | 0 | 0 | 0 | 0 | 0 | 0 | 0 | 0 | 0 | 0 | 0 | 0 | 0
SCE Eastern | Delaney | 500 | Biomass |  |  | 0 | 0 | 0 | 0 | 0 | 0 | 0 | 0 | 0 | 0 | 0 | 0 | 0 | 0 | 0 | 0 | 0 | 0 | 0 | 0 | 0 | 0 | 0 | 0 | 0 | 0 | 0 | 0
PG&E NGBA | Delevan | 230 | Biomass |  |  | 0 | 0 | 0 | 0 | 0 | 0 | 0 | 0 | 0 | 0 | 0 | 0 | 0 | 0 | 0 | 0 | 0 | 0 | 0 | 0 | 0 | 0 | 0 | 0 | 0 | 0 | 0 | 0
PG&E GBA | Delta PP | 230 | Biomass |  |  | 0 | 0 | 0 | 0 | 0 | 0 | 0 | 0 | 0 | 0 | 0 | 0 | 0 | 0 | 0 | 0 | 0 | 0 | 0 | 0 | 0 | 0 | 0 | 0 | 0 | 0 | 0 | 0
EOP | Desert View | 230 | Biomass |  |  | 0 | 0 | 0 | 0 | 0 | 0 | 0 | 0 | 0 | 0 | 0 | 0 | 0 | 0 | 0 | 0 | 0 | 0 | 0 | 0 | 0 | 0 | 0 | 0 | 0 | 0 | 0 | 0
SCE Eastern | Devers | 230 | Biomass |  |  | 0 | 0 | 0 | 0 | 0 | 0 | 0 | 0 | 0 | 0 | 0 | 0 | 0 | 0 | 0 | 0 | 0 | 0 | 0 | 0 | 0 | 0 | 0 | 0 | 0 | 0 | 0 | 0
SCE Eastern | Devers | 500 | Biomass |  |  | 0 | 0 | 0 | 0 | 0 | 0 | 0 | 0 | 0 | 0 | 0 | 0 | 0 | 0 | 0 | 0 | 0 | 0 | 0 | 0 | 0 | 0 | 0 | 0 | 0 | 0 | 0 | 0
PG&E KERN | Diablo Canyon | 230 | Biomass |  |  | 0 | 0 | 0 | 0 | 0 | 0 | 0 | 0 | 0 | 0 | 0 | 0 | 0 | 0 | 0 | 0 | 0 | 0 | 0 | 0 | 0 | 0 | 0 | 0 | 0 | 0 | 0 | 0
PG&E KERN | Diablo Canyon | 500 | Biomass |  |  | 0 | 0 | 0 | 0 | 0 | 0 | 0 | 0 | 0 | 0 | 0 | 0 | 0 | 0 | 0 | 0 | 0 | 0 | 0 | 0 | 0 | 0 | 0 | 0 | 0 | 0 | 0 | 0
PG&E KERN | Divide | 115 | Biomass |  |  | 0 | 0 | 0 | 0 | 0 | 0 | 0 | 0 | 0 | 0 | 0 | 0 | 0 | 0 | 0 | 0 | 0 | 0 | 0 | 0 | 0 | 0 | 0 | 0 | 0 | 0 | 0 | 0
PG&E GBA | Dixon Landing | 115 | Biomass |  |  | 0 | 0 | 0 | 0 | 0 | 0 | 0 | 0 | 0 | 0 | 0 | 0 | 0 | 0 | 0 | 0 | 0 | 0 | 0 | 0 | 0 | 0 | 0 | 0 | 0 | 0 | 0 | 0
PG&E FRESNO | Dos Amigos | 230 | Biomass |  |  | 0 | 0 | 0 | 0 | 0 | 0 | 0 | 0 | 0 | 0 | 0 | 0 | 0 | 0 | 0 | 0 | 0 | 0 | 0 | 0 | 0 | 0 | 0 | 0 | 0 | 0 | 0 | 0
PG&E NGBA | Drum | 115 | Biomass |  |  | 0 | 0 | 0 | 0 | 0 | 0 | 0 | 0 | 0 | 0 | 0 | 0 | 0 | 0 | 0 | 0 | 0 | 0 | 0 | 0 | 0 | 0 | 0 | 0 | 0 | 0 | 0 | 0
PG&E GBA | Dumbarton | 115 | Biomass |  |  | 0 | 0 | 0 | 0 | 0 | 0 | 0 | 0 | 0 | 0 | 0 | 0 | 0 | 0 | 0 | 0 | 0 | 0 | 0 | 0 | 0 | 0 | 0 | 0 | 0 | 0 | 0 | 0
SCE NOL | Dunn Siding | 115 | Biomass |  |  | 0 | 0 | 0 | 0 | 0 | 0 | 0 | 0 | 0 | 0 | 0 | 0 | 0 | 0 | 0 | 0 | 0 | 0 | 0 | 0 | 0 | 0 | 0 | 0 | 0 | 0 | 0 | 0
SCE Eastern | Eagle Mountain | 230 | Biomass |  |  | 0 | 0 | 0 | 0 | 0 | 0 | 0 | 0 | 0 | 0 | 0 | 0 | 0 | 0 | 0 | 0 | 0 | 0 | 0 | 0 | 0 | 0 | 0 | 0 | 0 | 0 | 0 | 0
PG&E NGBA | Eagle Rock (PGE) | 60 | Biomass |  |  | 0 | 0 | 0 | 0 | 0 | 0 | 0 | 0 | 0 | 0 | 0 | 0 | 0 | 0 | 0 | 0 | 0 | 0 | 0 | 0 | 0 | 0 | 0 | 0 | 0 | 0 | 0 | 0
PG&E NGBA | Eagle Rock (PGE) | 115 | Biomass |  |  | 0 | 0 | 0 | 0 | 0 | 0 | 0 | 0 | 0 | 0 | 0 | 0 | 0 | 0 | 0 | 0 | 0 | 0 | 0 | 0 | 0 | 0 | 0 | 0 | 0 | 0 | 0 | 0
SCE Metro | Eagle Rock (SCE) | 230 | Biomass |  |  | 0 | 0 | 0 | 0 | 0 | 0 | 0 | 0 | 0 | 0 | 0 | 0 | 0 | 0 | 0 | 0 | 0 | 0 | 0 | 0 | 0 | 0 | 0 | 0 | 0 | 0 | 0 | 0
PG&E NGBA | East Marysville | 115 | Biomass |  |  | 0 | 0 | 0 | 0 | 0 | 0 | 0 | 0 | 0 | 0 | 0 | 0 | 0 | 0 | 0 | 0 | 0 | 0 | 0 | 0 | 0 | 0 | 0 | 0 | 0 | 0 | 0 | 0
PG&E NGBA | East Nicolaus | 115 | Biomass |  |  | 0 | 0 | 0 | 0 | 0 | 0 | 0 | 0 | 0 | 0 | 0 | 0 | 0 | 0 | 0 | 0 | 0 | 0 | 0 | 0 | 0 | 0 | 0 | 0 | 0 | 0 | 0 | 0
PG&E NGBA | East Nicolaus | 60 | Biomass |  |  | 0 | 0 | 0 | 0 | 0 | 0 | 0 | 0 | 0 | 0 | 0 | 0 | 0 | 0 | 0 | 0 | 0 | 0 | 0 | 0 | 0 | 0 | 0 | 0 | 0 | 0 | 0 | 0
PG&E GBA | Eastshore | 115 | Biomass |  |  | 0 | 0 | 0 | 0 | 0 | 0 | 0 | 0 | 0 | 0 | 0 | 0 | 0 | 0 | 0 | 0 | 0 | 0 | 0 | 0 | 0 | 0 | 0 | 0 | 0 | 0 | 0 | 0
PG&E GBA | Eastshore | 230 | Biomass |  |  | 0 | 0 | 0 | 0 | 0 | 0 | 0 | 0 | 0 | 0 | 0 | 0 | 0 | 0 | 0 | 0 | 0 | 0 | 0 | 0 | 0 | 0 | 0 | 0 | 0 | 0 | 0 | 0
SDGE | ECO | 138 | Biomass |  |  | 0 | 0 | 0 | 0 | 0 | 0 | 0 | 0 | 0 | 0 | 0 | 0 | 0 | 0 | 0 | 0 | 0 | 0 | 0 | 0 | 0 | 0 | 0 | 0 | 0 | 0 | 0 | 0
SDGE | ECO | 230 | Biomass |  |  | 0 | 0 | 0 | 0 | 0 | 0 | 0 | 0 | 0 | 0 | 0 | 0 | 0 | 0 | 0 | 0 | 0 | 0 | 0 | 0 | 0 | 0 | 0 | 0 | 0 | 0 | 0 | 0
SDGE | ECO | 500 | Biomass |  |  | 0 | 0 | 0 | 0 | 0 | 0 | 0 | 0 | 0 | 0 | 0 | 0 | 0 | 0 | 0 | 0 | 0 | 0 | 0 | 0 | 0 | 0 | 0 | 0 | 0 | 0 | 0 | 0
PG&E GBA | Edenvale | 115 | Biomass |  |  | 0 | 0 | 0 | 0 | 0 | 0 | 0 | 0 | 0 | 0 | 0 | 0 | 0 | 0 | 0 | 0 | 0 | 0 | 0 | 0 | 0 | 0 | 0 | 0 | 0 | 0 | 0 | 0
PG&E GBA | Edes | 115 | Biomass |  |  | 0 | 0 | 0 | 0 | 0 | 0 | 0 | 0 | 0 | 0 | 0 | 0 | 0 | 0 | 0 | 0 | 0 | 0 | 0 | 0 | 0 | 0 | 0 | 0 | 0 | 0 | 0 | 0
PG&E GBA | Eight Mile | 230 | Biomass |  |  | 0 | 0 | 0 | 0 | 0 | 0 | 0 | 0 | 0 | 0 | 0 | 0 | 0 | 0 | 0 | 0 | 0 | 0 | 0 | 0 | 0 | 0 | 0 | 0 | 0 | 0 | 0 | 0
SDGE | El Cajon | 69 | Biomass |  |  | 0 | 0 | 0 | 0 | 0 | 0 | 0 | 0 | 0 | 0 | 0 | 0 | 0 | 0 | 0 | 0 | 0 | 0 | 0 | 0 | 0 | 0 | 0 | 0 | 0 | 0 | 0 | 0
SCE Eastern | El Casco | 230 | Biomass |  |  | 0 | 0 | 0 | 0 | 0 | 0 | 0 | 0 | 0 | 0 | 0 | 0 | 0 | 0 | 0 | 0 | 0 | 0 | 0 | 0 | 0 | 0 | 0 | 0 | 0 | 0 | 0 | 0
PG&E GBA | El Cerrito G | 115 | Biomass |  |  | 0 | 0 | 0 | 0 | 0 | 0 | 0 | 0 | 0 | 0 | 0 | 0 | 0 | 0 | 0 | 0 | 0 | 0 | 0 | 0 | 0 | 0 | 0 | 0 | 0 | 0 | 0 | 0
PG&E NGBA | El Dorado PH | 115 | Biomass |  |  | 0 | 0 | 0 | 0 | 0 | 0 | 0 | 0 | 0 | 0 | 0 | 0 | 0 | 0 | 0 | 0 | 0 | 0 | 0 | 0 | 0 | 0 | 0 | 0 | 0 | 0 | 0 | 0
PG&E FRESNO | El Nido (PGE) | 115 | Biomass |  |  | 0 | 0 | 0 | 0 | 0 | 0 | 0 | 0 | 0 | 0 | 0 | 0 | 0 | 0 | 0 | 0 | 0 | 0 | 0 | 0 | 0 | 0 | 0 | 0 | 0 | 0 | 0 | 0
SCE Metro | El Nido (SCE) | 230 | Biomass |  |  | 0 | 0 | 0 | 0 | 0 | 0 | 0 | 0 | 0 | 0 | 0 | 0 | 0 | 0 | 0 | 0 | 0 | 0 | 0 | 0 | 0 | 0 | 0 | 0 | 0 | 0 | 0 | 0
PG&E GBA | El Patio | 115 | Biomass |  |  | 0 | 0 | 0 | 0 | 0 | 0 | 0 | 0 | 0 | 0 | 0 | 0 | 0 | 0 | 0 | 0 | 0 | 0 | 0 | 0 | 0 | 0 | 0 | 0 | 0 | 0 | 0 | 0
SCE Metro | El Segundo | 230 | Biomass |  |  | 0 | 0 | 0 | 0 | 0 | 0 | 0 | 0 | 0 | 0 | 0 | 0 | 0 | 0 | 0 | 0 | 0 | 0 | 0 | 0 | 0 | 0 | 0 | 0 | 0 | 0 | 0 | 0
EOP | Eldorado | 230 | Biomass |  |  | 0 | 0 | 0 | 0 | 0 | 0 | 0 | 0 | 0 | 0 | 0 | 0 | 0 | 0 | 0 | 0 | 0 | 0 | 0 | 0 | 0 | 0 | 0 | 0 | 0 | 0 | 0 | 0
EOP | Eldorado | 500 | Biomass |  |  | 0 | 0 | 0 | 0 | 0 | 0 | 0 | 0 | 0 | 0 | 0 | 0 | 0 | 0 | 0 | 0 | 0 | 0 | 0 | 0 | 0 | 0 | 0 | 0 | 0 | 0 | 0 | 0
SCE Northern | Elizabeth Lake | 66 | Biomass |  |  | 0 | 0 | 0 | 0 | 0 | 0 | 0 | 0 | 0 | 0 | 0 | 0 | 0 | 0 | 0 | 0 | 0 | 0 | 0 | 0 | 0 | 0 | 0 | 0 | 0 | 0 | 0 | 0
PG&E KERN | Elk Hills | 230 | Biomass |  |  | 0 | 0 | 0 | 0 | 0 | 0 | 0 | 0 | 0 | 0 | 0 | 0 | 0 | 0 | 0 | 0 | 0 | 0 | 0 | 0 | 0 | 0 | 0 | 0 | 0 | 0 | 0 | 0
SDGE | Elliot | 69 | Biomass |  |  | 0 | 0 | 0 | 0 | 0 | 0 | 0 | 0 | 0 | 0 | 0 | 0 | 0 | 0 | 0 | 0 | 0 | 0 | 0 | 0 | 0 | 0 | 0 | 0 | 0 | 0 | 0 | 0
SCE Metro | Ellis | 230 | Biomass |  |  | 0 | 0 | 0 | 0 | 0 | 0 | 0 | 0 | 0 | 0 | 0 | 0 | 0 | 0 | 0 | 0 | 0 | 0 | 0 | 0 | 0 | 0 | 0 | 0 | 0 | 0 | 0 | 0
SDGE | Encina | 138 | Biomass |  |  | 0 | 0 | 0 | 0 | 0 | 0 | 0 | 0 | 0 | 0 | 0 | 0 | 0 | 0 | 0 | 0 | 0 | 0 | 0 | 0 | 0 | 0 | 0 | 0 | 0 | 0 | 0 | 0
SDGE | Encina | 230 | Biomass |  |  | 0 | 0 | 0 | 0 | 0 | 0 | 0 | 0 | 0 | 0 | 0 | 0 | 0 | 0 | 0 | 0 | 0 | 0 | 0 | 0 | 0 | 0 | 0 | 0 | 0 | 0 | 0 | 0
SDGE | Escondido | 230 | Biomass |  |  | 0 | 0 | 0 | 0 | 0 | 0 | 0 | 0 | 0 | 0 | 0 | 0 | 0 | 0 | 0 | 0 | 0 | 0 | 0 | 0 | 0 | 0 | 0 | 0 | 0 | 0 | 0 | 0
SDGE | Escondido | 69 | Biomass |  |  | 0 | 0 | 0 | 0 | 0 | 0 | 0 | 0 | 0 | 0 | 0 | 0 | 0 | 0 | 0 | 0 | 0 | 0 | 0 | 0 | 0 | 0 | 0 | 0 | 0 | 0 | 0 | 0
PG&E KERN | Estrella | 230 | Biomass |  |  | 0 | 0 | 0 | 0 | 0 | 0 | 0 | 0 | 0 | 0 | 0 | 0 | 0 | 0 | 0 | 0 | 0 | 0 | 0 | 0 | 0 | 0 | 0 | 0 | 0 | 0 | 0 | 0
SCE Eastern | Etiwanda | 230 | Biomass |  |  | 0 | 0 | 0 | 0 | 0 | 0 | 0 | 0 | 0 | 0 | 0 | 0 | 0 | 0 | 0 | 0 | 0 | 0 | 0 | 0 | 0 | 0 | 0 | 0 | 0 | 0 | 0 | 0
PG&E GBA | Evergreen | 115 | Biomass |  |  | 0 | 0 | 0 | 0 | 0 | 0 | 0 | 0 | 0 | 0 | 0 | 0 | 0 | 0 | 0 | 0 | 0 | 0 | 0 | 0 | 0 | 0 | 0 | 0 | 0 | 0 | 0 | 0
PG&E GBA | Evergreen | 60 | Biomass |  |  | 0 | 0 | 0 | 0 | 0 | 0 | 0 | 0 | 0 | 0 | 0 | 0 | 0 | 0 | 0 | 0 | 0 | 0 | 0 | 0 | 0 | 0 | 0 | 0 | 0 | 0 | 0 | 0
PG&E FRESNO | Excelsior | 115 | Biomass |  |  | 0 | 0 | 0 | 0 | 0 | 0 | 0 | 0 | 0 | 0 | 0 | 0 | 0 | 0 | 0 | 0 | 0 | 0 | 0 | 0 | 0 | 0 | 0 | 0 | 0 | 0 | 0 | 0
PG&E FRESNO | Exchequer | 115 | Biomass |  |  | 1 | 0 | 0 | 0 | 0 | 0 | 0 | 0 | 0 | 0 | 0 | 0 | 0 | 2 | 0 | 2 | 0 | 0 | 0 | 2 | 0 | 2 | 2 | 0 | 2 | 2 | 0 | 2
PG&E KERN | Fairway | 115 | Biomass |  |  | 0 | 0 | 0 | 0 | 0 | 0 | 0 | 0 | 0 | 0 | 0 | 0 | 0 | 0 | 0 | 0 | 0 | 0 | 0 | 0 | 0 | 0 | 0 | 0 | 0 | 0 | 0 | 0
PG&E KERN | Famoso | 115 | Biomass |  |  | 0 | 0 | 0 | 0 | 0 | 0 | 0 | 0 | 0 | 0 | 0 | 0 | 0 | 0 | 0 | 0 | 0 | 0 | 0 | 0 | 0 | 0 | 0 | 0 | 0 | 0 | 0 | 0
PG&E NGBA | Fern Road | 500 | Biomass |  |  | 0 | 0 | 0 | 0 | 0 | 0 | 0 | 0 | 0 | 0 | 0 | 0 | 0 | 0 | 0 | 0 | 0 | 0 | 0 | 0 | 0 | 0 | 0 | 0 | 0 | 0 | 0 | 0
PG&E GBA | Fibreboard (SPI Sonora) | 115 | Biomass |  |  | 0 | 0 | 0 | 0 | 0 | 0 | 0 | 0 | 0 | 0 | 0 | 0 | 0 | 0 | 0 | 0 | 0 | 0 | 0 | 0 | 0 | 0 | 0 | 0 | 0 | 0 | 0 | 0
PG&E FRESNO | Figarden | 230 | Biomass |  |  | 0 | 0 | 0 | 0 | 0 | 0 | 0 | 0 | 0 | 0 | 0 | 0 | 0 | 0 | 0 | 0 | 0 | 0 | 0 | 0 | 0 | 0 | 0 | 0 | 0 | 0 | 0 | 0
PG&E FRESNO | Fink | 230 | Biomass |  |  | 0 | 0 | 0 | 0 | 0 | 0 | 0 | 0 | 0 | 0 | 0 | 0 | 0 | 0 | 0 | 0 | 0 | 0 | 0 | 0 | 0 | 0 | 0 | 0 | 0 | 0 | 0 | 0
PG&E NGBA | Fitch Mountain | 60 | Biomass |  |  | 0 | 0 | 0 | 0 | 0 | 0 | 0 | 0 | 0 | 0 | 0 | 0 | 0 | 0 | 0 | 0 | 0 | 0 | 0 | 0 | 0 | 0 | 0 | 0 | 0 | 0 | 0 | 0
PG&E GBA | FMC | 115 | Biomass |  |  | 0 | 0 | 0 | 0 | 0 | 0 | 0 | 0 | 0 | 0 | 0 | 0 | 0 | 0 | 0 | 0 | 0 | 0 | 0 | 0 | 0 | 0 | 0 | 0 | 0 | 0 | 0 | 0
PG&E GBA | Fremont | 115 | Biomass |  |  | 0 | 0 | 0 | 0 | 0 | 0 | 0 | 0 | 0 | 0 | 0 | 0 | 0 | 0 | 0 | 0 | 0 | 0 | 0 | 0 | 0 | 0 | 0 | 0 | 0 | 0 | 0 | 0
PG&E GBA | French Camp | 60 | Biomass |  |  | 0 | 0 | 0 | 0 | 0 | 0 | 0 | 0 | 0 | 0 | 0 | 0 | 0 | 0 | 0 | 0 | 0 | 0 | 0 | 0 | 0 | 0 | 0 | 0 | 0 | 0 | 0 | 0
PG&E GBA | Frogtown | 115 | Biomass |  |  | 0 | 0 | 0 | 0 | 0 | 0 | 0 | 0 | 0 | 0 | 0 | 0 | 0 | 0 | 0 | 0 | 0 | 0 | 0 | 0 | 0 | 0 | 0 | 0 | 0 | 0 | 0 | 0
PG&E NGBA | Fulton | 115 | Biomass |  |  | 0 | 0 | 0 | 0 | 0 | 0 | 0 | 0 | 0 | 0 | 0 | 0 | 0 | 0 | 0 | 0 | 0 | 0 | 0 | 0 | 0 | 0 | 0 | 0 | 0 | 0 | 0 | 0
PG&E NGBA | Fulton | 230 | Biomass |  |  | 0 | 0 | 0 | 0 | 0 | 0 | 0 | 0 | 0 | 0 | 0 | 0 | 0 | 0 | 0 | 0 | 0 | 0 | 0 | 0 | 0 | 0 | 0 | 0 | 0 | 0 | 0 | 0
PG&E NGBA | Fulton | 60 | Biomass |  |  | 0 | 0 | 0 | 0 | 0 | 0 | 0 | 0 | 0 | 0 | 0 | 0 | 0 | 0 | 0 | 0 | 0 | 0 | 0 | 0 | 0 | 0 | 0 | 0 | 0 | 0 | 0 | 0
PG&E KERN | Ganso | 115 | Biomass |  |  | 1 | 0 | 0 | 0 | 0 | 0 | 0 | 0 | 0 | 0 | 0 | 0 | 0 | 0.5 | 0 | 0.5 | 0 | 0 | 0 | 0.5 | 0 | 0.5 | 0.5 | 0 | 0.5 | 0.5 | 0 | 0.5
PG&E FRESNO | Gates | 230 | Biomass |  |  | 0 | 0 | 0 | 0 | 0 | 0 | 0 | 0 | 0 | 0 | 0 | 0 | 0 | 0 | 0 | 0 | 0 | 0 | 0 | 0 | 0 | 0 | 0 | 0 | 0 | 0 | 0 | 0
PG&E FRESNO | Gates | 500 | Biomass |  |  | 0 | 0 | 0 | 0 | 0 | 0 | 0 | 0 | 0 | 0 | 0 | 0 | 0 | 0 | 0 | 0 | 0 | 0 | 0 | 0 | 0 | 0 | 0 | 0 | 0 | 0 | 0 | 0
PG&E NGBA | Geysers 12 | 230 | Biomass |  |  | 0 | 0 | 0 | 0 | 0 | 0 | 0 | 0 | 0 | 0 | 0 | 0 | 0 | 0 | 0 | 0 | 0 | 0 | 0 | 0 | 0 | 0 | 0 | 0 | 0 | 0 | 0 | 0
PG&E NGBA | Geysers 17 | 230 | Biomass |  |  | 0 | 0 | 0 | 0 | 0 | 0 | 0 | 0 | 0 | 0 | 0 | 0 | 0 | 0 | 0 | 0 | 0 | 0 | 0 | 0 | 0 | 0 | 0 | 0 | 0 | 0 | 0 | 0
PG&E NGBA | Geysers 3 | 115 | Biomass |  |  | 0 | 0 | 0 | 0 | 0 | 0 | 0 | 0 | 0 | 0 | 0 | 0 | 0 | 0 | 0 | 0 | 0 | 0 | 0 | 0 | 0 | 0 | 0 | 0 | 0 | 0 | 0 | 0
PG&E NGBA | Glenn | 230 | Biomass |  |  | 0 | 0 | 0 | 0 | 0 | 0 | 0 | 0 | 0 | 0 | 0 | 0 | 0 | 0 | 0 | 0 | 0 | 0 | 0 | 0 | 0 | 0 | 0 | 0 | 0 | 0 | 0 | 0
PG&E NGBA | Glenn | 60 | Biomass |  |  | 0 | 0 | 0 | 0 | 0 | 0 | 0 | 0 | 0 | 0 | 0 | 0 | 0 | 0 | 0 | 0 | 0 | 0 | 0 | 0 | 0 | 0 | 0 | 0 | 0 | 0 | 0 | 0
PG&E NGBA | Gold Hill | 115 | Biomass |  |  | 0 | 0 | 0 | 0 | 0 | 0 | 0 | 0 | 0 | 0 | 0 | 0 | 0 | 0 | 0 | 0 | 0 | 0 | 0 | 0 | 0 | 0 | 0 | 0 | 0 | 0 | 0 | 0
PG&E NGBA | Gold Hill | 230 | Biomass |  |  | 0 | 0 | 0 | 0 | 0 | 0 | 0 | 0 | 0 | 0 | 0 | 0 | 0 | 0 | 0 | 0 | 0 | 0 | 0 | 0 | 0 | 0 | 0 | 0 | 0 | 0 | 0 | 0
SCE Northern | Goleta | 230 | Biomass |  |  | 0 | 0 | 0 | 0 | 0 | 0 | 0 | 0 | 0 | 0 | 0 | 0 | 0 | 0 | 0 | 0 | 0 | 0 | 0 | 0 | 0 | 0 | 0 | 0 | 0 | 0 | 0 | 0
SCE Metro | Goodrich | 230 | Biomass |  |  | 0 | 0 | 0 | 0 | 0 | 0 | 0 | 0 | 0 | 0 | 0 | 0 | 0 | 0 | 0 | 0 | 0 | 0 | 0 | 0 | 0 | 0 | 0 | 0 | 0 | 0 | 0 | 0
PG&E KERN | Goose Lake | 115 | Biomass |  |  | 1 | 0 | 0 | 0 | 0 | 0 | 0 | 0 | 0 | 0 | 0 | 0 | 0 | 3 | 0 | 3 | 0 | 0 | 0 | 3 | 0 | 3 | 3 | 0 | 3 | 3 | 0 | 3
SCE Metro | Gould | 230 | Biomass |  |  | 0 | 0 | 0 | 0 | 0 | 0 | 0 | 0 | 0 | 0 | 0 | 0 | 0 | 0 | 0 | 0 | 0 | 0 | 0 | 0 | 0 | 0 | 0 | 0 | 0 | 0 | 0 | 0
PG&E NGBA | Grand Island | 115 | Biomass |  |  | 0 | 0 | 0 | 0 | 0 | 0 | 0 | 0 | 0 | 0 | 0 | 0 | 0 | 0 | 0 | 0 | 0 | 0 | 0 | 0 | 0 | 0 | 0 | 0 | 0 | 0 | 0 | 0
SDGE | Granite | 69 | Biomass |  |  | 0 | 0 | 0 | 0 | 0 | 0 | 0 | 0 | 0 | 0 | 0 | 0 | 0 | 0 | 0 | 0 | 0 | 0 | 0 | 0 | 0 | 0 | 0 | 0 | 0 | 0 | 0 | 0
PG&E GBA | Grant | 115 | Biomass |  |  | 0 | 0 | 0 | 0 | 0 | 0 | 0 | 0 | 0 | 0 | 0 | 0 | 0 | 0 | 0 | 0 | 0 | 0 | 0 | 0 | 0 | 0 | 0 | 0 | 0 | 0 | 0 | 0
PG&E GBA | Green Valley | 115 | Biomass |  |  | 1 | 0 | 0 | 0 | 0 | 0 | 0 | 0 | 0 | 0 | 0 | 0 | 0 | 1.1 | 0 | 1.1 | 0 | 0 | 0 | 1.1 | 0 | 1.1 | 1.1 | 0 | 1.1 | 1.1 | 0 | 1.1
PG&E NGBA | Greenleaf 1 | 115 | Biomass |  |  | 0 | 0 | 0 | 0 | 0 | 0 | 0 | 0 | 0 | 0 | 0 | 0 | 0 | 0 | 0 | 0 | 0 | 0 | 0 | 0 | 0 | 0 | 0 | 0 | 0 | 0 | 0 | 0
PG&E FRESNO | Gregg | 230 | Biomass |  |  | 0 | 0 | 0 | 0 | 0 | 0 | 0 | 0 | 0 | 0 | 0 | 0 | 0 | 0 | 0 | 0 | 0 | 0 | 0 | 0 | 0 | 0 | 0 | 0 | 0 | 0 | 0 | 0
PG&E FRESNO | Grimmway-Malaga | 115 | Biomass |  |  | 0 | 0 | 0 | 0 | 0 | 0 | 0 | 0 | 0 | 0 | 0 | 0 | 0 | 0 | 0 | 0 | 0 | 0 | 0 | 0 | 0 | 0 | 0 | 0 | 0 | 0 | 0 | 0
PG&E NGBA | Grizzly | 230 | Biomass |  |  | 0 | 0 | 0 | 0 | 0 | 0 | 0 | 0 | 0 | 0 | 0 | 0 | 0 | 0 | 0 | 0 | 0 | 0 | 0 | 0 | 0 | 0 | 0 | 0 | 0 | 0 | 0 | 0
PG&E FRESNO | Guernsey | 70 | Biomass |  |  | 0 | 0 | 0 | 0 | 0 | 0 | 0 | 0 | 0 | 0 | 0 | 0 | 0 | 0 | 0 | 0 | 0 | 0 | 0 | 0 | 0 | 0 | 0 | 0 | 0 | 0 | 0 | 0
PG&E FRESNO | GWF Hanford | 115 | Biomass |  |  | 0 | 0 | 0 | 0 | 0 | 0 | 0 | 0 | 0 | 0 | 0 | 0 | 0 | 0 | 0 | 0 | 0 | 0 | 0 | 0 | 0 | 0 | 0 | 0 | 0 | 0 | 0 | 0
PG&E FRESNO | Haas | 230 | Biomass |  |  | 0 | 0 | 0 | 0 | 0 | 0 | 0 | 0 | 0 | 0 | 0 | 0 | 0 | 0 | 0 | 0 | 0 | 0 | 0 | 0 | 0 | 0 | 0 | 0 | 0 | 0 | 0 | 0
PG&E FRESNO | Hammonds | 115 | Biomass |  |  | 0 | 0 | 0 | 0 | 0 | 0 | 0 | 0 | 0 | 0 | 0 | 0 | 0 | 0 | 0 | 0 | 0 | 0 | 0 | 0 | 0 | 0 | 0 | 0 | 0 | 0 | 0 | 0
SCE Metro | HarborGen | 230 | Biomass |  |  | 0 | 0 | 0 | 0 | 0 | 0 | 0 | 0 | 0 | 0 | 0 | 0 | 0 | 0 | 0 | 0 | 0 | 0 | 0 | 0 | 0 | 0 | 0 | 0 | 0 | 0 | 0 | 0
PG&E NGBA | Harris | 60 | Biomass |  |  | 0 | 0 | 0 | 0 | 0 | 0 | 0 | 0 | 0 | 0 | 0 | 0 | 0 | 0 | 0 | 0 | 0 | 0 | 0 | 0 | 0 | 0 | 0 | 0 | 0 | 0 | 0 | 0
EOP | Harry Allen | 500 | Biomass |  |  | 0 | 0 | 0 | 0 | 0 | 0 | 0 | 0 | 0 | 0 | 0 | 0 | 0 | 0 | 0 | 0 | 0 | 0 | 0 | 0 | 0 | 0 | 0 | 0 | 0 | 0 | 0 | 0
PG&E NGBA | Hartley | 60 | Biomass |  |  | 0 | 0 | 0 | 0 | 0 | 0 | 0 | 0 | 0 | 0 | 0 | 0 | 0 | 0 | 0 | 0 | 0 | 0 | 0 | 0 | 0 | 0 | 0 | 0 | 0 | 0 | 0 | 0
SCE NOL | Harvard | 115 | Biomass |  |  | 0 | 0 | 0 | 0 | 0 | 0 | 0 | 0 | 0 | 0 | 0 | 0 | 0 | 0 | 0 | 0 | 0 | 0 | 0 | 0 | 0 | 0 | 0 | 0 | 0 | 0 | 0 | 0
SDGE | Hassayampa | 500 | Biomass |  |  | 0 | 0 | 0 | 0 | 0 | 0 | 0 | 0 | 0 | 0 | 0 | 0 | 0 | 0 | 0 | 0 | 0 | 0 | 0 | 0 | 0 | 0 | 0 | 0 | 0 | 0 | 0 | 0
PG&E FRESNO | Helm | 230 | Biomass |  |  | 0 | 0 | 0 | 0 | 0 | 0 | 0 | 0 | 0 | 0 | 0 | 0 | 0 | 0 | 0 | 0 | 0 | 0 | 0 | 0 | 0 | 0 | 0 | 0 | 0 | 0 | 0 | 0
PG&E FRESNO | Helm | 70 | Biomass |  |  | 0 | 0 | 0 | 0 | 0 | 0 | 0 | 0 | 0 | 0 | 0 | 0 | 0 | 0 | 0 | 0 | 0 | 0 | 0 | 0 | 0 | 0 | 0 | 0 | 0 | 0 | 0 | 0
PG&E FRESNO | Henrietta | 115 | Biomass |  |  | 0 | 0 | 0 | 0 | 0 | 0 | 0 | 0 | 0 | 0 | 0 | 0 | 0 | 0 | 0 | 0 | 0 | 0 | 0 | 0 | 0 | 0 | 0 | 0 | 0 | 0 | 0 | 0
PG&E FRESNO | Henrietta | 230 | Biomass |  |  | 0 | 0 | 0 | 0 | 0 | 0 | 0 | 0 | 0 | 0 | 0 | 0 | 0 | 0 | 0 | 0 | 0 | 0 | 0 | 0 | 0 | 0 | 0 | 0 | 0 | 0 | 0 | 0
PG&E FRESNO | Henrietta | 70 | Biomass |  |  | 0 | 0 | 0 | 0 | 0 | 0 | 0 | 0 | 0 | 0 | 0 | 0 | 0 | 0 | 0 | 0 | 0 | 0 | 0 | 0 | 0 | 0 | 0 | 0 | 0 | 0 | 0 | 0
PG&E FRESNO | Herndon | 115 | Biomass |  |  | 0 | 0 | 0 | 0 | 0 | 0 | 0 | 0 | 0 | 0 | 0 | 0 | 0 | 0 | 0 | 0 | 0 | 0 | 0 | 0 | 0 | 0 | 0 | 0 | 0 | 0 | 0 | 0
PG&E FRESNO | Herndon | 230 | Biomass |  |  | 1 | 1.9 | 0 | 1.9 | 0 | 0 | 0 | 0 | 0 | 0 | 0 | 0 | 0 | 0 | 0 | 0 | 0 | 0 | 0 | 0 | 0 | 0 | 1.9 | 0 | 1.9 | 1.9 | 0 | 1.9
PG&E GBA | Hicks | 230 | Biomass |  |  | 0 | 0 | 0 | 0 | 0 | 0 | 0 | 0 | 0 | 0 | 0 | 0 | 0 | 0 | 0 | 0 | 0 | 0 | 0 | 0 | 0 | 0 | 0 | 0 | 0 | 0 | 0 | 0
PG&E NGBA | Higgins | 115 | Biomass |  |  | 0 | 0 | 0 | 0 | 0 | 0 | 0 | 0 | 0 | 0 | 0 | 0 | 0 | 0 | 0 | 0 | 0 | 0 | 0 | 0 | 0 | 0 | 0 | 0 | 0 | 0 | 0 | 0
PG&E NGBA | Hilltop | 345 | Biomass |  |  | 0 | 0 | 0 | 0 | 0 | 0 | 0 | 0 | 0 | 0 | 0 | 0 | 0 | 0 | 0 | 0 | 0 | 0 | 0 | 0 | 0 | 0 | 0 | 0 | 0 | 0 | 0 | 0
SCE Metro | Hinson | 230 | Biomass |  |  | 1 | 0 | 0 | 0 | 5.6 | 0 | 5.6 | 5.6 | 0 | 5.6 | 0 | 0 | 0 | 0 | 0 | 0 | 0 | 0 | 0 | 0 | 0 | 0 | 0 | 0 | 0 | 0 | 0 | 0
PG&E GBA | Hollister | 115 | Biomass |  |  | 0 | 0 | 0 | 0 | 0 | 0 | 0 | 0 | 0 | 0 | 0 | 0 | 0 | 0 | 0 | 0 | 0 | 0 | 0 | 0 | 0 | 0 | 0 | 0 | 0 | 0 | 0 | 0
PG&E NGBA | Homestake | 115 | Biomass |  |  | 0 | 0 | 0 | 0 | 0 | 0 | 0 | 0 | 0 | 0 | 0 | 0 | 0 | 0 | 0 | 0 | 0 | 0 | 0 | 0 | 0 | 0 | 0 | 0 | 0 | 0 | 0 | 0
PG&E NGBA | Honcut | 115 | Biomass |  |  | 0 | 0 | 0 | 0 | 0 | 0 | 0 | 0 | 0 | 0 | 0 | 0 | 0 | 0 | 0 | 0 | 0 | 0 | 0 | 0 | 0 | 0 | 0 | 0 | 0 | 0 | 0 | 0
SDGE | Hoodoo Wash | 500 | Biomass |  |  | 0 | 0 | 0 | 0 | 0 | 0 | 0 | 0 | 0 | 0 | 0 | 0 | 0 | 0 | 0 | 0 | 0 | 0 | 0 | 0 | 0 | 0 | 0 | 0 | 0 | 0 | 0 | 0
PG&E NGBA | Hopland | 115 | Biomass |  |  | 0 | 0 | 0 | 0 | 0 | 0 | 0 | 0 | 0 | 0 | 0 | 0 | 0 | 0 | 0 | 0 | 0 | 0 | 0 | 0 | 0 | 0 | 0 | 0 | 0 | 0 | 0 | 0
PG&E NGBA | Hopland | 60 | Biomass |  |  | 0 | 0 | 0 | 0 | 0 | 0 | 0 | 0 | 0 | 0 | 0 | 0 | 0 | 0 | 0 | 0 | 0 | 0 | 0 | 0 | 0 | 0 | 0 | 0 | 0 | 0 | 0 | 0
PG&E NGBA | Humboldt | 115 | Biomass |  |  | 1 | 0 | 0 | 0 | 0 | 0 | 0 | 0 | 0 | 0 | 0 | 0 | 0 | 2.5 | 0 | 2.5 | 0 | 0 | 0 | 2.5 | 0 | 2.5 | 2.5 | 0 | 2.5 | 2.5 | 0 | 2.5
PG&E NGBA | Humboldt | 60 | Biomass |  |  | 0 | 0 | 0 | 0 | 0 | 0 | 0 | 0 | 0 | 0 | 0 | 0 | 0 | 0 | 0 | 0 | 0 | 0 | 0 | 0 | 0 | 0 | 0 | 0 | 0 | 0 | 0 | 0
PG&E NGBA | Humboldt | 500 | Biomass |  |  | 0 | 0 | 0 | 0 | 0 | 0 | 0 | 0 | 0 | 0 | 0 | 0 | 0 | 0 | 0 | 0 | 0 | 0 | 0 | 0 | 0 | 0 | 0 | 0 | 0 | 0 | 0 | 0
SCE Metro | Huntington Beach | 230 | Biomass |  |  | 0 | 0 | 0 | 0 | 0 | 0 | 0 | 0 | 0 | 0 | 0 | 0 | 0 | 0 | 0 | 0 | 0 | 0 | 0 | 0 | 0 | 0 | 0 | 0 | 0 | 0 | 0 | 0
PG&E NGBA | Ignacio | 115 | Biomass |  |  | 1 | 0 | 0 | 0 | 0 | 0 | 0 | 0 | 0 | 0 | 0 | 0 | 0 | 0.65 | 0 | 0.65 | 0 | 0 | 0 | 0.65 | 0 | 0.65 | 0.65 | 0 | 0.65 | 0.65 | 0 | 0.65
PG&E NGBA | Ignacio | 230 | Biomass |  |  | 0 | 0 | 0 | 0 | 0 | 0 | 0 | 0 | 0 | 0 | 0 | 0 | 0 | 0 | 0 | 0 | 0 | 0 | 0 | 0 | 0 | 0 | 0 | 0 | 0 | 0 | 0 | 0
PG&E NGBA | Ignacio | 60 | Biomass |  |  | 0 | 0 | 0 | 0 | 0 | 0 | 0 | 0 | 0 | 0 | 0 | 0 | 0 | 0 | 0 | 0 | 0 | 0 | 0 | 0 | 0 | 0 | 0 | 0 | 0 | 0 | 0 | 0
SDGE | Imperial Beach | 69 | Biomass |  |  | 0 | 0 | 0 | 0 | 0 | 0 | 0 | 0 | 0 | 0 | 0 | 0 | 0 | 0 | 0 | 0 | 0 | 0 | 0 | 0 | 0 | 0 | 0 | 0 | 0 | 0 | 0 | 0
SDGE | Imperial Valley | 230 | Biomass |  |  | 0 | 0 | 0 | 0 | 0 | 0 | 0 | 0 | 0 | 0 | 0 | 0 | 0 | 0 | 0 | 0 | 0 | 0 | 0 | 0 | 0 | 0 | 0 | 0 | 0 | 0 | 0 | 0
SDGE | Imperial Valley | 500 | Biomass |  |  | 0 | 0 | 0 | 0 | 0 | 0 | 0 | 0 | 0 | 0 | 0 | 0 | 0 | 0 | 0 | 0 | 0 | 0 | 0 | 0 | 0 | 0 | 0 | 0 | 0 | 0 | 0 | 0
EOP | Innovation | 138 | Biomass |  |  | 0 | 0 | 0 | 0 | 0 | 0 | 0 | 0 | 0 | 0 | 0 | 0 | 0 | 0 | 0 | 0 | 0 | 0 | 0 | 0 | 0 | 0 | 0 | 0 | 0 | 0 | 0 | 0
EOP | Innovation | 230 | Biomass |  |  | 0 | 0 | 0 | 0 | 0 | 0 | 0 | 0 | 0 | 0 | 0 | 0 | 0 | 0 | 0 | 0 | 0 | 0 | 0 | 0 | 0 | 0 | 0 | 0 | 0 | 0 | 0 | 0
SCE NOL | Inyokern | 115 | Biomass |  |  | 1 | 0 | 0 | 0 | 0 | 0 | 0 | 0 | 0 | 0 | 0 | 0 | 0 | 1.5 | 0 | 1.5 | 0 | 0 | 0 | 1.5 | 0 | 1.5 | 1.5 | 0 | 1.5 | 1.5 | 0 | 1.5
EOP | IS Tap | 138 | Biomass |  |  | 0 | 0 | 0 | 0 | 0 | 0 | 0 | 0 | 0 | 0 | 0 | 0 | 0 | 0 | 0 | 0 | 0 | 0 | 0 | 0 | 0 | 0 | 0 | 0 | 0 | 0 | 0 | 0
EOP | Ivanpah | 115 | Biomass |  |  | 0 | 0 | 0 | 0 | 0 | 0 | 0 | 0 | 0 | 0 | 0 | 0 | 0 | 0 | 0 | 0 | 0 | 0 | 0 | 0 | 0 | 0 | 0 | 0 | 0 | 0 | 0 | 0
EOP | Ivanpah | 230 | Biomass |  |  | 0 | 0 | 0 | 0 | 0 | 0 | 0 | 0 | 0 | 0 | 0 | 0 | 0 | 0 | 0 | 0 | 0 | 0 | 0 | 0 | 0 | 0 | 0 | 0 | 0 | 0 | 0 | 0
EOP | Jackass (DOE) | 138 | Biomass |  |  | 0 | 0 | 0 | 0 | 0 | 0 | 0 | 0 | 0 | 0 | 0 | 0 | 0 | 0 | 0 | 0 | 0 | 0 | 0 | 0 | 0 | 0 | 0 | 0 | 0 | 0 | 0 | 0
PG&E NGBA | James B Black | 230 | Biomass |  |  | 0 | 0 | 0 | 0 | 0 | 0 | 0 | 0 | 0 | 0 | 0 | 0 | 0 | 0 | 0 | 0 | 0 | 0 | 0 | 0 | 0 | 0 | 0 | 0 | 0 | 0 | 0 | 0
PG&E GBA | Jefferson | 230 | Biomass |  |  | 0 | 0 | 0 | 0 | 0 | 0 | 0 | 0 | 0 | 0 | 0 | 0 | 0 | 0 | 0 | 0 | 0 | 0 | 0 | 0 | 0 | 0 | 0 | 0 | 0 | 0 | 0 | 0
PG&E NGBA | Jessup | 115 | Biomass |  |  | 1 | 0 | 0 | 0 | 0 | 0 | 0 | 0 | 0 | 0 | 0 | 0 | 0 | 17 | 0 | 17 | 0 | 0 | 0 | 17 | 0 | 17 | 17 | 0 | 17 | 17 | 0 | 17
SCE Metro | Johanna | 230 | Biomass |  |  | 0 | 0 | 0 | 0 | 0 | 0 | 0 | 0 | 0 | 0 | 0 | 0 | 0 | 0 | 0 | 0 | 0 | 0 | 0 | 0 | 0 | 0 | 0 | 0 | 0 | 0 | 0 | 0
SCE Eastern | Julian Hinds | 230 | Biomass |  |  | 0 | 0 | 0 | 0 | 0 | 0 | 0 | 0 | 0 | 0 | 0 | 0 | 0 | 0 | 0 | 0 | 0 | 0 | 0 | 0 | 0 | 0 | 0 | 0 | 0 | 0 | 0 | 0
PG&E GBA | Kasson | 115 | Biomass |  |  | 0 | 0 | 0 | 0 | 0 | 0 | 0 | 0 | 0 | 0 | 0 | 0 | 0 | 0 | 0 | 0 | 0 | 0 | 0 | 0 | 0 | 0 | 0 | 0 | 0 | 0 | 0 | 0
PG&E GBA | Kasson | 60 | Biomass |  |  | 0 | 0 | 0 | 0 | 0 | 0 | 0 | 0 | 0 | 0 | 0 | 0 | 0 | 0 | 0 | 0 | 0 | 0 | 0 | 0 | 0 | 0 | 0 | 0 | 0 | 0 | 0 | 0
PG&E FRESNO | Kearney | 230 | Biomass |  |  | 0 | 0 | 0 | 0 | 0 | 0 | 0 | 0 | 0 | 0 | 0 | 0 | 0 | 0 | 0 | 0 | 0 | 0 | 0 | 0 | 0 | 0 | 0 | 0 | 0 | 0 | 0 | 0
PG&E FRESNO | Kearney | 70 | Biomass |  |  | 1 | 0.5 | 0 | 0.5 | 0 | 0 | 0 | 0 | 0 | 0 | 0 | 0 | 0 | 0 | 0 | 0 | 0 | 0 | 0 | 0 | 0 | 0 | 0.5 | 0 | 0.5 | 0.5 | 0 | 0.5
PG&E GBA | Kelso | 230 | Biomass |  |  | 0 | 0 | 0 | 0 | 0 | 0 | 0 | 0 | 0 | 0 | 0 | 0 | 0 | 0 | 0 | 0 | 0 | 0 | 0 | 0 | 0 | 0 | 0 | 0 | 0 | 0 | 0 | 0
PG&E FRESNO | Kerchoff 1 | 115 | Biomass |  |  | 1 | 0 | 0 | 0 | 0 | 0 | 0 | 0 | 0 | 0 | 0 | 0 | 0 | 2 | 0 | 2 | 0 | 0 | 0 | 2 | 0 | 2 | 2 | 0 | 2 | 2 | 0 | 2
PG&E KERN | Kern Oil | 115 | Biomass |  |  | 0 | 0 | 0 | 0 | 0 | 0 | 0 | 0 | 0 | 0 | 0 | 0 | 0 | 0 | 0 | 0 | 0 | 0 | 0 | 0 | 0 | 0 | 0 | 0 | 0 | 0 | 0 | 0
PG&E KERN | Kern PP | 115 | Biomass |  |  | 0 | 0 | 0 | 0 | 0 | 0 | 0 | 0 | 0 | 0 | 0 | 0 | 0 | 0 | 0 | 0 | 0 | 0 | 0 | 0 | 0 | 0 | 0 | 0 | 0 | 0 | 0 | 0
PG&E KERN | Kern PP | 230 | Biomass |  |  | 0 | 0 | 0 | 0 | 0 | 0 | 0 | 0 | 0 | 0 | 0 | 0 | 0 | 0 | 0 | 0 | 0 | 0 | 0 | 0 | 0 | 0 | 0 | 0 | 0 | 0 | 0 | 0
PG&E KERN | Kern PP | 70 | Biomass |  |  | 0 | 0 | 0 | 0 | 0 | 0 | 0 | 0 | 0 | 0 | 0 | 0 | 0 | 0 | 0 | 0 | 0 | 0 | 0 | 0 | 0 | 0 | 0 | 0 | 0 | 0 | 0 | 0
PG&E KERN | Kernridge | 115 | Biomass |  |  | 0 | 0 | 0 | 0 | 0 | 0 | 0 | 0 | 0 | 0 | 0 | 0 | 0 | 0 | 0 | 0 | 0 | 0 | 0 | 0 | 0 | 0 | 0 | 0 | 0 | 0 | 0 | 0
PG&E FRESNO | Kingsburg | 115 | Biomass |  |  | 0 | 0 | 0 | 0 | 0 | 0 | 0 | 0 | 0 | 0 | 0 | 0 | 0 | 0 | 0 | 0 | 0 | 0 | 0 | 0 | 0 | 0 | 0 | 0 | 0 | 0 | 0 | 0
PG&E GBA | Kirker | 115 | Biomass |  |  | 0 | 0 | 0 | 0 | 0 | 0 | 0 | 0 | 0 | 0 | 0 | 0 | 0 | 0 | 0 | 0 | 0 | 0 | 0 | 0 | 0 | 0 | 0 | 0 | 0 | 0 | 0 | 0
PG&E NGBA | Knights Landing | 115 | Biomass |  |  | 0 | 0 | 0 | 0 | 0 | 0 | 0 | 0 | 0 | 0 | 0 | 0 | 0 | 0 | 0 | 0 | 0 | 0 | 0 | 0 | 0 | 0 | 0 | 0 | 0 | 0 | 0 | 0
PG&E NGBA | Konocti | 60 | Biomass |  |  | 1 | 0 | 0 | 0 | 0.2 | 0 | 0.2 | 0 | 0 | 0 | 0.2 | 0 | 0.2 | 0 | 0 | 0 | 0 | 0 | 0 | 0 | 0 | 0 | 0.2 | 0 | 0.2 | 0.2 | 0 | 0.2
SCE NOL | Kramer | 115 | Biomass |  |  | 0 | 0 | 0 | 0 | 0 | 0 | 0 | 0 | 0 | 0 | 0 | 0 | 0 | 0 | 0 | 0 | 0 | 0 | 0 | 0 | 0 | 0 | 0 | 0 | 0 | 0 | 0 | 0
SCE NOL | Kramer | 230 | Biomass |  |  | 0 | 0 | 0 | 0 | 0 | 0 | 0 | 0 | 0 | 0 | 0 | 0 | 0 | 0 | 0 | 0 | 0 | 0 | 0 | 0 | 0 | 0 | 0 | 0 | 0 | 0 | 0 | 0
SCE Metro | La Cienega | 230 | Biomass |  |  | 0 | 0 | 0 | 0 | 0 | 0 | 0 | 0 | 0 | 0 | 0 | 0 | 0 | 0 | 0 | 0 | 0 | 0 | 0 | 0 | 0 | 0 | 0 | 0 | 0 | 0 | 0 | 0
SCE Metro | La Fresa | 230 | Biomass |  |  | 0 | 0 | 0 | 0 | 0 | 0 | 0 | 0 | 0 | 0 | 0 | 0 | 0 | 0 | 0 | 0 | 0 | 0 | 0 | 0 | 0 | 0 | 0 | 0 | 0 | 0 | 0 | 0
SCE Metro | Laguna Bell | 230 | Biomass |  |  | 0 | 0 | 0 | 0 | 0 | 0 | 0 | 0 | 0 | 0 | 0 | 0 | 0 | 0 | 0 | 0 | 0 | 0 | 0 | 0 | 0 | 0 | 0 | 0 | 0 | 0 | 0 | 0
PG&E KERN | Lakeview | 70 | Biomass |  |  | 0 | 0 | 0 | 0 | 0 | 0 | 0 | 0 | 0 | 0 | 0 | 0 | 0 | 0 | 0 | 0 | 0 | 0 | 0 | 0 | 0 | 0 | 0 | 0 | 0 | 0 | 0 | 0
PG&E NGBA | Lakeville | 230 | Biomass |  |  | 0 | 0 | 0 | 0 | 0 | 0 | 0 | 0 | 0 | 0 | 0 | 0 | 0 | 0 | 0 | 0 | 0 | 0 | 0 | 0 | 0 | 0 | 0 | 0 | 0 | 0 | 0 | 0
PG&E NGBA | Lakeville | 60 | Biomass |  |  | 0 | 0 | 0 | 0 | 0 | 0 | 0 | 0 | 0 | 0 | 0 | 0 | 0 | 0 | 0 | 0 | 0 | 0 | 0 | 0 | 0 | 0 | 0 | 0 | 0 | 0 | 0 | 0
PG&E NGBA | Lakeville | 115 | Biomass |  |  | 0 | 0 | 0 | 0 | 0 | 0 | 0 | 0 | 0 | 0 | 0 | 0 | 0 | 0 | 0 | 0 | 0 | 0 | 0 | 0 | 0 | 0 | 0 | 0 | 0 | 0 | 0 | 0
PG&E GBA | Lakewood | 115 | Biomass |  |  | 0 | 0 | 0 | 0 | 0 | 0 | 0 | 0 | 0 | 0 | 0 | 0 | 0 | 0 | 0 | 0 | 0 | 0 | 0 | 0 | 0 | 0 | 0 | 0 | 0 | 0 | 0 | 0
PG&E NGBA | Lambie | 230 | Biomass |  |  | 0 | 0 | 0 | 0 | 0 | 0 | 0 | 0 | 0 | 0 | 0 | 0 | 0 | 0 | 0 | 0 | 0 | 0 | 0 | 0 | 0 | 0 | 0 | 0 | 0 | 0 | 0 | 0
PG&E GBA | Lammers | 115 | Biomass |  |  | 0 | 0 | 0 | 0 | 0 | 0 | 0 | 0 | 0 | 0 | 0 | 0 | 0 | 0 | 0 | 0 | 0 | 0 | 0 | 0 | 0 | 0 | 0 | 0 | 0 | 0 | 0 | 0
PG&E KERN | Lamont | 115 | Biomass |  |  | 1 | 0 | 0 | 0 | 0 | 0 | 0 | 0 | 0 | 0 | 0 | 0 | 0 | 5 | 0 | 5 | 0 | 0 | 0 | 5 | 0 | 5 | 5 | 0 | 5 | 5 | 0 | 5
PG&E FRESNO | Las Aguilas | 230 | Biomass |  |  | 0 | 0 | 0 | 0 | 0 | 0 | 0 | 0 | 0 | 0 | 0 | 0 | 0 | 0 | 0 | 0 | 0 | 0 | 0 | 0 | 0 | 0 | 0 | 0 | 0 | 0 | 0 | 0
EOP | Lathrop | 138 | Biomass |  |  | 0 | 0 | 0 | 0 | 0 | 0 | 0 | 0 | 0 | 0 | 0 | 0 | 0 | 0 | 0 | 0 | 0 | 0 | 0 | 0 | 0 | 0 | 0 | 0 | 0 | 0 | 0 | 0
EOP | Lathrop | 230 | Biomass |  |  | 0 | 0 | 0 | 0 | 0 | 0 | 0 | 0 | 0 | 0 | 0 | 0 | 0 | 0 | 0 | 0 | 0 | 0 | 0 | 0 | 0 | 0 | 0 | 0 | 0 | 0 | 0 | 0
PG&E FRESNO | Le Grand | 115 | Biomass |  |  | 0 | 0 | 0 | 0 | 0 | 0 | 0 | 0 | 0 | 0 | 0 | 0 | 0 | 0 | 0 | 0 | 0 | 0 | 0 | 0 | 0 | 0 | 0 | 0 | 0 | 0 | 0 | 0
PG&E FRESNO | Lemoore | 70 | Biomass |  |  | 0 | 0 | 0 | 0 | 0 | 0 | 0 | 0 | 0 | 0 | 0 | 0 | 0 | 0 | 0 | 0 | 0 | 0 | 0 | 0 | 0 | 0 | 0 | 0 | 0 | 0 | 0 | 0
PG&E KERN | Lerdo | 115 | Biomass |  |  | 0 | 0 | 0 | 0 | 0 | 0 | 0 | 0 | 0 | 0 | 0 | 0 | 0 | 0 | 0 | 0 | 0 | 0 | 0 | 0 | 0 | 0 | 0 | 0 | 0 | 0 | 0 | 0
SCE Metro | Lewis | 230 | Biomass |  |  | 0 | 0 | 0 | 0 | 0 | 0 | 0 | 0 | 0 | 0 | 0 | 0 | 0 | 0 | 0 | 0 | 0 | 0 | 0 | 0 | 0 | 0 | 0 | 0 | 0 | 0 | 0 | 0
SCE Metro | Lighthipe | 230 | Biomass |  |  | 0 | 0 | 0 | 0 | 0 | 0 | 0 | 0 | 0 | 0 | 0 | 0 | 0 | 0 | 0 | 0 | 0 | 0 | 0 | 0 | 0 | 0 | 0 | 0 | 0 | 0 | 0 | 0
SDGE | Lilac | 69 | Biomass |  |  | 0 | 0 | 0 | 0 | 0 | 0 | 0 | 0 | 0 | 0 | 0 | 0 | 0 | 0 | 0 | 0 | 0 | 0 | 0 | 0 | 0 | 0 | 0 | 0 | 0 | 0 | 0 | 0
PG&E NGBA | Lincoln | 115 | Biomass |  |  | 0 | 0 | 0 | 0 | 0 | 0 | 0 | 0 | 0 | 0 | 0 | 0 | 0 | 0 | 0 | 0 | 0 | 0 | 0 | 0 | 0 | 0 | 0 | 0 | 0 | 0 | 0 | 0
PG&E KERN | Live Oak | 115 | Biomass |  |  | 0 | 0 | 0 | 0 | 0 | 0 | 0 | 0 | 0 | 0 | 0 | 0 | 0 | 0 | 0 | 0 | 0 | 0 | 0 | 0 | 0 | 0 | 0 | 0 | 0 | 0 | 0 | 0
PG&E GBA | Llagas | 115 | Biomass |  |  | 0 | 0 | 0 | 0 | 0 | 0 | 0 | 0 | 0 | 0 | 0 | 0 | 0 | 0 | 0 | 0 | 0 | 0 | 0 | 0 | 0 | 0 | 0 | 0 | 0 | 0 | 0 | 0
PG&E GBA | Lockeford | 115 | Biomass |  |  | 0 | 0 | 0 | 0 | 0 | 0 | 0 | 0 | 0 | 0 | 0 | 0 | 0 | 0 | 0 | 0 | 0 | 0 | 0 | 0 | 0 | 0 | 0 | 0 | 0 | 0 | 0 | 0
PG&E GBA | Lockeford | 230 | Biomass |  |  | 0 | 0 | 0 | 0 | 0 | 0 | 0 | 0 | 0 | 0 | 0 | 0 | 0 | 0 | 0 | 0 | 0 | 0 | 0 | 0 | 0 | 0 | 0 | 0 | 0 | 0 | 0 | 0
PG&E GBA | Lockeford | 60 | Biomass |  |  | 0 | 0 | 0 | 0 | 0 | 0 | 0 | 0 | 0 | 0 | 0 | 0 | 0 | 0 | 0 | 0 | 0 | 0 | 0 | 0 | 0 | 0 | 0 | 0 | 0 | 0 | 0 | 0
PG&E GBA | Lodi | 230 | Biomass |  |  | 0 | 0 | 0 | 0 | 0 | 0 | 0 | 0 | 0 | 0 | 0 | 0 | 0 | 0 | 0 | 0 | 0 | 0 | 0 | 0 | 0 | 0 | 0 | 0 | 0 | 0 | 0 | 0
PG&E NGBA | Logan Creek | 230 | Biomass |  |  | 0 | 0 | 0 | 0 | 0 | 0 | 0 | 0 | 0 | 0 | 0 | 0 | 0 | 0 | 0 | 0 | 0 | 0 | 0 | 0 | 0 | 0 | 0 | 0 | 0 | 0 | 0 | 0
PG&E GBA | Lone Tree | 230 | Biomass |  |  | 0 | 0 | 0 | 0 | 0 | 0 | 0 | 0 | 0 | 0 | 0 | 0 | 0 | 0 | 0 | 0 | 0 | 0 | 0 | 0 | 0 | 0 | 0 | 0 | 0 | 0 | 0 | 0
PG&E FRESNO | Los Banos | 230 | Biomass |  |  | 1 | 0 | 0 | 0 | 1.988 | 0 | 1.988 | 0 | 0 | 0 | 1.988 | 0 | 1.988 | 0 | 0 | 0 | 0 | 0 | 0 | 0 | 0 | 0 | 1.988 | 0 | 1.988 | 1.988 | 0 | 1.988
PG&E FRESNO | Los Banos | 500 | Biomass |  |  | 0 | 0 | 0 | 0 | 0 | 0 | 0 | 0 | 0 | 0 | 0 | 0 | 0 | 0 | 0 | 0 | 0 | 0 | 0 | 0 | 0 | 0 | 0 | 0 | 0 | 0 | 0 | 0
SDGE | Los Coches | 138 | Biomass |  |  | 0 | 0 | 0 | 0 | 0 | 0 | 0 | 0 | 0 | 0 | 0 | 0 | 0 | 0 | 0 | 0 | 0 | 0 | 0 | 0 | 0 | 0 | 0 | 0 | 0 | 0 | 0 | 0
SDGE | Los Coches | 69 | Biomass |  |  | 0 | 0 | 0 | 0 | 0 | 0 | 0 | 0 | 0 | 0 | 0 | 0 | 0 | 0 | 0 | 0 | 0 | 0 | 0 | 0 | 0 | 0 | 0 | 0 | 0 | 0 | 0 | 0
PG&E GBA | Los Esteros | 115 | Biomass |  |  | 0 | 0 | 0 | 0 | 0 | 0 | 0 | 0 | 0 | 0 | 0 | 0 | 0 | 0 | 0 | 0 | 0 | 0 | 0 | 0 | 0 | 0 | 0 | 0 | 0 | 0 | 0 | 0
PG&E GBA | Los Esteros | 230 | Biomass |  |  | 0 | 0 | 0 | 0 | 0 | 0 | 0 | 0 | 0 | 0 | 0 | 0 | 0 | 0 | 0 | 0 | 0 | 0 | 0 | 0 | 0 | 0 | 0 | 0 | 0 | 0 | 0 | 0
PG&E GBA | Los Positas | 230 | Biomass |  |  | 0 | 0 | 0 | 0 | 0 | 0 | 0 | 0 | 0 | 0 | 0 | 0 | 0 | 0 | 0 | 0 | 0 | 0 | 0 | 0 | 0 | 0 | 0 | 0 | 0 | 0 | 0 | 0
PG&E GBA | Los Positas | 60 | Biomass |  |  | 0 | 0 | 0 | 0 | 0 | 0 | 0 | 0 | 0 | 0 | 0 | 0 | 0 | 0 | 0 | 0 | 0 | 0 | 0 | 0 | 0 | 0 | 0 | 0 | 0 | 0 | 0 | 0
SDGE | Loveland | 69 | Biomass |  |  | 0 | 0 | 0 | 0 | 0 | 0 | 0 | 0 | 0 | 0 | 0 | 0 | 0 | 0 | 0 | 0 | 0 | 0 | 0 | 0 | 0 | 0 | 0 | 0 | 0 | 0 | 0 | 0
SCE NOL | Lugo | 230 | Biomass |  |  | 0 | 0 | 0 | 0 | 0 | 0 | 0 | 0 | 0 | 0 | 0 | 0 | 0 | 0 | 0 | 0 | 0 | 0 | 0 | 0 | 0 | 0 | 0 | 0 | 0 | 0 | 0 | 0
SCE Metro | Lugo | 500 | Biomass |  |  | 0 | 0 | 0 | 0 | 0 | 0 | 0 | 0 | 0 | 0 | 0 | 0 | 0 | 0 | 0 | 0 | 0 | 0 | 0 | 0 | 0 | 0 | 0 | 0 | 0 | 0 | 0 | 0
PG&E FRESNO | Madera | 70 | Biomass |  |  | 0 | 0 | 0 | 0 | 0 | 0 | 0 | 0 | 0 | 0 | 0 | 0 | 0 | 0 | 0 | 0 | 0 | 0 | 0 | 0 | 0 | 0 | 0 | 0 | 0 | 0 | 0 | 0
PG&E NGBA | Madison | 115 | Biomass |  |  | 0 | 0 | 0 | 0 | 0 | 0 | 0 | 0 | 0 | 0 | 0 | 0 | 0 | 0 | 0 | 0 | 0 | 0 | 0 | 0 | 0 | 0 | 0 | 0 | 0 | 0 | 0 | 0
PG&E KERN | Magunden | 115 | Biomass |  |  | 0 | 0 | 0 | 0 | 0 | 0 | 0 | 0 | 0 | 0 | 0 | 0 | 0 | 0 | 0 | 0 | 0 | 0 | 0 | 0 | 0 | 0 | 0 | 0 | 0 | 0 | 0 | 0
SCE Northern | Magunden | 230 | Biomass |  |  | 0 | 0 | 0 | 0 | 0 | 0 | 0 | 0 | 0 | 0 | 0 | 0 | 0 | 0 | 0 | 0 | 0 | 0 | 0 | 0 | 0 | 0 | 0 | 0 | 0 | 0 | 0 | 0
PG&E FRESNO | Malaga | 115 | Biomass |  |  | 0 | 0 | 0 | 0 | 0 | 0 | 0 | 0 | 0 | 0 | 0 | 0 | 0 | 0 | 0 | 0 | 0 | 0 | 0 | 0 | 0 | 0 | 0 | 0 | 0 | 0 | 0 | 0
PG&E NGBA | Malin | 500 | Biomass |  |  | 0 | 0 | 0 | 0 | 0 | 0 | 0 | 0 | 0 | 0 | 0 | 0 | 0 | 0 | 0 | 0 | 0 | 0 | 0 | 0 | 0 | 0 | 0 | 0 | 0 | 0 | 0 | 0
SCE Northern | Mandalay | 230 | Biomass |  |  | 0 | 0 | 0 | 0 | 0 | 0 | 0 | 0 | 0 | 0 | 0 | 0 | 0 | 0 | 0 | 0 | 0 | 0 | 0 | 0 | 0 | 0 | 0 | 0 | 0 | 0 | 0 | 0
PG&E FRESNO | Manning | 230 | Biomass |  |  | 0 | 0 | 0 | 0 | 0 | 0 | 0 | 0 | 0 | 0 | 0 | 0 | 0 | 0 | 0 | 0 | 0 | 0 | 0 | 0 | 0 | 0 | 0 | 0 | 0 | 0 | 0 | 0
PG&E FRESNO | Manning | 500 | Biomass |  |  | 0 | 0 | 0 | 0 | 0 | 0 | 0 | 0 | 0 | 0 | 0 | 0 | 0 | 0 | 0 | 0 | 0 | 0 | 0 | 0 | 0 | 0 | 0 | 0 | 0 | 0 | 0 | 0
PG&E GBA | Manteca | 115 | Biomass |  |  | 0 | 0 | 0 | 0 | 0 | 0 | 0 | 0 | 0 | 0 | 0 | 0 | 0 | 0 | 0 | 0 | 0 | 0 | 0 | 0 | 0 | 0 | 0 | 0 | 0 | 0 | 0 | 0
SDGE | Margarita | 138 | Biomass |  |  | 0 | 0 | 0 | 0 | 0 | 0 | 0 | 0 | 0 | 0 | 0 | 0 | 0 | 0 | 0 | 0 | 0 | 0 | 0 | 0 | 0 | 0 | 0 | 0 | 0 | 0 | 0 | 0
PG&E GBA | Martin | 230 | Biomass |  |  | 0 | 0 | 0 | 0 | 0 | 0 | 0 | 0 | 0 | 0 | 0 | 0 | 0 | 0 | 0 | 0 | 0 | 0 | 0 | 0 | 0 | 0 | 0 | 0 | 0 | 0 | 0 | 0
PG&E GBA | Martin | 115 | Biomass |  |  | 0 | 0 | 0 | 0 | 0 | 0 | 0 | 0 | 0 | 0 | 0 | 0 | 0 | 0 | 0 | 0 | 0 | 0 | 0 | 0 | 0 | 0 | 0 | 0 | 0 | 0 | 0 | 0
PG&E GBA | Martinez | 115 | Biomass |  |  | 0 | 0 | 0 | 0 | 0 | 0 | 0 | 0 | 0 | 0 | 0 | 0 | 0 | 0 | 0 | 0 | 0 | 0 | 0 | 0 | 0 | 0 | 0 | 0 | 0 | 0 | 0 | 0
PG&E FRESNO | Mc Mullin | 230 | Biomass |  |  | 0 | 0 | 0 | 0 | 0 | 0 | 0 | 0 | 0 | 0 | 0 | 0 | 0 | 0 | 0 | 0 | 0 | 0 | 0 | 0 | 0 | 0 | 0 | 0 | 0 | 0 | 0 | 0
PG&E FRESNO | McCall | 115 | Biomass |  |  | 0 | 0 | 0 | 0 | 0 | 0 | 0 | 0 | 0 | 0 | 0 | 0 | 0 | 0 | 0 | 0 | 0 | 0 | 0 | 0 | 0 | 0 | 0 | 0 | 0 | 0 | 0 | 0
PG&E FRESNO | McCall | 230 | Biomass |  |  | 0 | 0 | 0 | 0 | 0 | 0 | 0 | 0 | 0 | 0 | 0 | 0 | 0 | 0 | 0 | 0 | 0 | 0 | 0 | 0 | 0 | 0 | 0 | 0 | 0 | 0 | 0 | 0
PG&E GBA | Meadow Lane | 115 | Biomass |  |  | 0 | 0 | 0 | 0 | 0 | 0 | 0 | 0 | 0 | 0 | 0 | 0 | 0 | 0 | 0 | 0 | 0 | 0 | 0 | 0 | 0 | 0 | 0 | 0 | 0 | 0 | 0 | 0
PG&E GBA | Melones | 115 | Biomass |  |  | 0 | 0 | 0 | 0 | 0 | 0 | 0 | 0 | 0 | 0 | 0 | 0 | 0 | 0 | 0 | 0 | 0 | 0 | 0 | 0 | 0 | 0 | 0 | 0 | 0 | 0 | 0 | 0
PG&E GBA | Melones | 230 | Biomass |  |  | 0 | 0 | 0 | 0 | 0 | 0 | 0 | 0 | 0 | 0 | 0 | 0 | 0 | 0 | 0 | 0 | 0 | 0 | 0 | 0 | 0 | 0 | 0 | 0 | 0 | 0 | 0 | 0
SDGE | Melrose | 69 | Biomass |  |  | 0 | 0 | 0 | 0 | 0 | 0 | 0 | 0 | 0 | 0 | 0 | 0 | 0 | 0 | 0 | 0 | 0 | 0 | 0 | 0 | 0 | 0 | 0 | 0 | 0 | 0 | 0 | 0
PG&E NGBA | Mendocino | 115 | Biomass |  |  | 0 | 0 | 0 | 0 | 0 | 0 | 0 | 0 | 0 | 0 | 0 | 0 | 0 | 0 | 0 | 0 | 0 | 0 | 0 | 0 | 0 | 0 | 0 | 0 | 0 | 0 | 0 | 0
PG&E NGBA | Mendocino | 60 | Biomass |  |  | 1 | 0 | 0 | 0 | 0 | 0 | 0 | 0 | 0 | 0 | 0 | 0 | 0 | 3 | 0 | 3 | 0 | 0 | 0 | 3 | 0 | 3 | 3 | 0 | 3 | 3 | 0 | 3
PG&E FRESNO | Mendota | 115 | Biomass |  |  | 0 | 0 | 0 | 0 | 0 | 0 | 0 | 0 | 0 | 0 | 0 | 0 | 0 | 0 | 0 | 0 | 0 | 0 | 0 | 0 | 0 | 0 | 0 | 0 | 0 | 0 | 0 | 0
PG&E GBA | Menlo | 60 | Biomass |  |  | 0 | 0 | 0 | 0 | 0 | 0 | 0 | 0 | 0 | 0 | 0 | 0 | 0 | 0 | 0 | 0 | 0 | 0 | 0 | 0 | 0 | 0 | 0 | 0 | 0 | 0 | 0 | 0
PG&E FRESNO | Merced | 115 | Biomass |  |  | 0 | 0 | 0 | 0 | 0 | 0 | 0 | 0 | 0 | 0 | 0 | 0 | 0 | 0 | 0 | 0 | 0 | 0 | 0 | 0 | 0 | 0 | 0 | 0 | 0 | 0 | 0 | 0
EOP | Mercury | 138 | Biomass |  |  | 0 | 0 | 0 | 0 | 0 | 0 | 0 | 0 | 0 | 0 | 0 | 0 | 0 | 0 | 0 | 0 | 0 | 0 | 0 | 0 | 0 | 0 | 0 | 0 | 0 | 0 | 0 | 0
PG&E FRESNO | Mercy Springs | 70 | Biomass |  |  | 1 | 0 | 0 | 0 | 0 | 0 | 0 | 0 | 0 | 0 | 0 | 0 | 0 | 2 | 0 | 2 | 0 | 0 | 0 | 2 | 0 | 2 | 2 | 0 | 2 | 2 | 0 | 2
PG&E NGBA | Meridian | 60 | Biomass |  |  | 0 | 0 | 0 | 0 | 0 | 0 | 0 | 0 | 0 | 0 | 0 | 0 | 0 | 0 | 0 | 0 | 0 | 0 | 0 | 0 | 0 | 0 | 0 | 0 | 0 | 0 | 0 | 0
PG&E KERN | Mesa (PGE) | 115 | Biomass |  |  | 0 | 0 | 0 | 0 | 0 | 0 | 0 | 0 | 0 | 0 | 0 | 0 | 0 | 0 | 0 | 0 | 0 | 0 | 0 | 0 | 0 | 0 | 0 | 0 | 0 | 0 | 0 | 0
PG&E KERN | Mesa (PGE) | 230 | Biomass |  |  | 0 | 0 | 0 | 0 | 0 | 0 | 0 | 0 | 0 | 0 | 0 | 0 | 0 | 0 | 0 | 0 | 0 | 0 | 0 | 0 | 0 | 0 | 0 | 0 | 0 | 0 | 0 | 0
SCE Metro | Mesa (SCE) | 230 | Biomass |  |  | 0 | 0 | 0 | 0 | 0 | 0 | 0 | 0 | 0 | 0 | 0 | 0 | 0 | 0 | 0 | 0 | 0 | 0 | 0 | 0 | 0 | 0 | 0 | 0 | 0 | 0 | 0 | 0
SCE Metro | Mesa (SCE) | 500 | Biomass |  |  | 0 | 0 | 0 | 0 | 0 | 0 | 0 | 0 | 0 | 0 | 0 | 0 | 0 | 0 | 0 | 0 | 0 | 0 | 0 | 0 | 0 | 0 | 0 | 0 | 0 | 0 | 0 | 0
SDGE | Mesa Heights | 69 | Biomass |  |  | 0 | 0 | 0 | 0 | 0 | 0 | 0 | 0 | 0 | 0 | 0 | 0 | 0 | 0 | 0 | 0 | 0 | 0 | 0 | 0 | 0 | 0 | 0 | 0 | 0 | 0 | 0 | 0
PG&E GBA | Metcalf | 115 | Biomass |  |  | 0 | 0 | 0 | 0 | 0 | 0 | 0 | 0 | 0 | 0 | 0 | 0 | 0 | 0 | 0 | 0 | 0 | 0 | 0 | 0 | 0 | 0 | 0 | 0 | 0 | 0 | 0 | 0
PG&E GBA | Metcalf | 230 | Biomass |  |  | 0 | 0 | 0 | 0 | 0 | 0 | 0 | 0 | 0 | 0 | 0 | 0 | 0 | 0 | 0 | 0 | 0 | 0 | 0 | 0 | 0 | 0 | 0 | 0 | 0 | 0 | 0 | 0
PG&E GBA | Metcalf | 500 | Biomass |  |  | 0 | 0 | 0 | 0 | 0 | 0 | 0 | 0 | 0 | 0 | 0 | 0 | 0 | 0 | 0 | 0 | 0 | 0 | 0 | 0 | 0 | 0 | 0 | 0 | 0 | 0 | 0 | 0
PG&E KERN | Midway | 115 | Biomass |  |  | 0 | 0 | 0 | 0 | 0 | 0 | 0 | 0 | 0 | 0 | 0 | 0 | 0 | 0 | 0 | 0 | 0 | 0 | 0 | 0 | 0 | 0 | 0 | 0 | 0 | 0 | 0 | 0
PG&E KERN | Midway | 230 | Biomass |  |  | 0 | 0 | 0 | 0 | 0 | 0 | 0 | 0 | 0 | 0 | 0 | 0 | 0 | 0 | 0 | 0 | 0 | 0 | 0 | 0 | 0 | 0 | 0 | 0 | 0 | 0 | 0 | 0
PG&E KERN | Midway | 500 | Biomass |  |  | 0 | 0 | 0 | 0 | 0 | 0 | 0 | 0 | 0 | 0 | 0 | 0 | 0 | 0 | 0 | 0 | 0 | 0 | 0 | 0 | 0 | 0 | 0 | 0 | 0 | 0 | 0 | 0
SDGE | Miguel | 230 | Biomass |  |  | 0 | 0 | 0 | 0 | 0 | 0 | 0 | 0 | 0 | 0 | 0 | 0 | 0 | 0 | 0 | 0 | 0 | 0 | 0 | 0 | 0 | 0 | 0 | 0 | 0 | 0 | 0 | 0
SDGE | Miguel | 500 | Biomass |  |  | 0 | 0 | 0 | 0 | 0 | 0 | 0 | 0 | 0 | 0 | 0 | 0 | 0 | 0 | 0 | 0 | 0 | 0 | 0 | 0 | 0 | 0 | 0 | 0 | 0 | 0 | 0 | 0
SDGE | Miguel | 69 | Biomass |  |  | 0 | 0 | 0 | 0 | 0 | 0 | 0 | 0 | 0 | 0 | 0 | 0 | 0 | 0 | 0 | 0 | 0 | 0 | 0 | 0 | 0 | 0 | 0 | 0 | 0 | 0 | 0 | 0
PG&E GBA | Millbrae | 115 | Biomass |  |  | 0 | 0 | 0 | 0 | 0 | 0 | 0 | 0 | 0 | 0 | 0 | 0 | 0 | 0 | 0 | 0 | 0 | 0 | 0 | 0 | 0 | 0 | 0 | 0 | 0 | 0 | 0 | 0
PG&E GBA | Miller | 115 | Biomass |  |  | 0 | 0 | 0 | 0 | 0 | 0 | 0 | 0 | 0 | 0 | 0 | 0 | 0 | 0 | 0 | 0 | 0 | 0 | 0 | 0 | 0 | 0 | 0 | 0 | 0 | 0 | 0 | 0
SCE Metro | Mira Loma | 230 | Biomass |  |  | 0 | 0 | 0 | 0 | 0 | 0 | 0 | 0 | 0 | 0 | 0 | 0 | 0 | 0 | 0 | 0 | 0 | 0 | 0 | 0 | 0 | 0 | 0 | 0 | 0 | 0 | 0 | 0
SCE Metro | Mira Loma | 500 | Biomass |  |  | 0 | 0 | 0 | 0 | 0 | 0 | 0 | 0 | 0 | 0 | 0 | 0 | 0 | 0 | 0 | 0 | 0 | 0 | 0 | 0 | 0 | 0 | 0 | 0 | 0 | 0 | 0 | 0
SCE Eastern | Mirage | 115 | Biomass |  |  | 0 | 0 | 0 | 0 | 0 | 0 | 0 | 0 | 0 | 0 | 0 | 0 | 0 | 0 | 0 | 0 | 0 | 0 | 0 | 0 | 0 | 0 | 0 | 0 | 0 | 0 | 0 | 0
SCE Eastern | Mirage | 230 | Biomass |  |  | 0 | 0 | 0 | 0 | 0 | 0 | 0 | 0 | 0 | 0 | 0 | 0 | 0 | 0 | 0 | 0 | 0 | 0 | 0 | 0 | 0 | 0 | 0 | 0 | 0 | 0 | 0 | 0
SDGE | Mission | 138 | Biomass |  |  | 0 | 0 | 0 | 0 | 0 | 0 | 0 | 0 | 0 | 0 | 0 | 0 | 0 | 0 | 0 | 0 | 0 | 0 | 0 | 0 | 0 | 0 | 0 | 0 | 0 | 0 | 0 | 0
SDGE | Mission | 230 | Biomass |  |  | 0 | 0 | 0 | 0 | 0 | 0 | 0 | 0 | 0 | 0 | 0 | 0 | 0 | 0 | 0 | 0 | 0 | 0 | 0 | 0 | 0 | 0 | 0 | 0 | 0 | 0 | 0 | 0
SDGE | Mission | 69 | Biomass |  |  | 0 | 0 | 0 | 0 | 0 | 0 | 0 | 0 | 0 | 0 | 0 | 0 | 0 | 0 | 0 | 0 | 0 | 0 | 0 | 0 | 0 | 0 | 0 | 0 | 0 | 0 | 0 | 0
PG&E GBA | Mi-Wuk | 115 | Biomass |  |  | 0 | 0 | 0 | 0 | 0 | 0 | 0 | 0 | 0 | 0 | 0 | 0 | 0 | 0 | 0 | 0 | 0 | 0 | 0 | 0 | 0 | 0 | 0 | 0 | 0 | 0 | 0 | 0
EOP | Mohave | 500 | Biomass |  |  | 0 | 0 | 0 | 0 | 0 | 0 | 0 | 0 | 0 | 0 | 0 | 0 | 0 | 0 | 0 | 0 | 0 | 0 | 0 | 0 | 0 | 0 | 0 | 0 | 0 | 0 | 0 | 0
PG&E NGBA | Monroe | 115 | Biomass |  |  | 0 | 0 | 0 | 0 | 0 | 0 | 0 | 0 | 0 | 0 | 0 | 0 | 0 | 0 | 0 | 0 | 0 | 0 | 0 | 0 | 0 | 0 | 0 | 0 | 0 | 0 | 0 | 0
SDGE | Monserate | 69 | Biomass |  |  | 0 | 0 | 0 | 0 | 0 | 0 | 0 | 0 | 0 | 0 | 0 | 0 | 0 | 0 | 0 | 0 | 0 | 0 | 0 | 0 | 0 | 0 | 0 | 0 | 0 | 0 | 0 | 0
PG&E GBA | Monta Vista | 115 | Biomass |  |  | 0 | 0 | 0 | 0 | 0 | 0 | 0 | 0 | 0 | 0 | 0 | 0 | 0 | 0 | 0 | 0 | 0 | 0 | 0 | 0 | 0 | 0 | 0 | 0 | 0 | 0 | 0 | 0
PG&E GBA | Monta Vista | 230 | Biomass |  |  | 0 | 0 | 0 | 0 | 0 | 0 | 0 | 0 | 0 | 0 | 0 | 0 | 0 | 0 | 0 | 0 | 0 | 0 | 0 | 0 | 0 | 0 | 0 | 0 | 0 | 0 | 0 | 0
PG&E GBA | Monta Vista | 60 | Biomass |  |  | 0 | 0 | 0 | 0 | 0 | 0 | 0 | 0 | 0 | 0 | 0 | 0 | 0 | 0 | 0 | 0 | 0 | 0 | 0 | 0 | 0 | 0 | 0 | 0 | 0 | 0 | 0 | 0
PG&E NGBA | Monticello | 115 | Biomass |  |  | 0 | 0 | 0 | 0 | 0 | 0 | 0 | 0 | 0 | 0 | 0 | 0 | 0 | 0 | 0 | 0 | 0 | 0 | 0 | 0 | 0 | 0 | 0 | 0 | 0 | 0 | 0 | 0
SCE Northern | Moorpark | 230 | Biomass |  |  | 0 | 0 | 0 | 0 | 0 | 0 | 0 | 0 | 0 | 0 | 0 | 0 | 0 | 0 | 0 | 0 | 0 | 0 | 0 | 0 | 0 | 0 | 0 | 0 | 0 | 0 | 0 | 0
SCE Northern | Moorpark | 66 | Biomass |  |  | 0 | 0 | 0 | 0 | 0 | 0 | 0 | 0 | 0 | 0 | 0 | 0 | 0 | 0 | 0 | 0 | 0 | 0 | 0 | 0 | 0 | 0 | 0 | 0 | 0 | 0 | 0 | 0
PG&E GBA | Moraga | 115 | Biomass |  |  | 0 | 0 | 0 | 0 | 0 | 0 | 0 | 0 | 0 | 0 | 0 | 0 | 0 | 0 | 0 | 0 | 0 | 0 | 0 | 0 | 0 | 0 | 0 | 0 | 0 | 0 | 0 | 0
PG&E GBA | Moraga | 230 | Biomass |  |  | 0 | 0 | 0 | 0 | 0 | 0 | 0 | 0 | 0 | 0 | 0 | 0 | 0 | 0 | 0 | 0 | 0 | 0 | 0 | 0 | 0 | 0 | 0 | 0 | 0 | 0 | 0 | 0
PG&E GBA | Morgan Hill | 115 | Biomass |  |  | 0 | 0 | 0 | 0 | 0 | 0 | 0 | 0 | 0 | 0 | 0 | 0 | 0 | 0 | 0 | 0 | 0 | 0 | 0 | 0 | 0 | 0 | 0 | 0 | 0 | 0 | 0 | 0
PG&E KERN | Morro Bay | 115 | Biomass |  |  | 0 | 0 | 0 | 0 | 0 | 0 | 0 | 0 | 0 | 0 | 0 | 0 | 0 | 0 | 0 | 0 | 0 | 0 | 0 | 0 | 0 | 0 | 0 | 0 | 0 | 0 | 0 | 0
PG&E KERN | Morro Bay | 230 | Biomass |  |  | 0 | 0 | 0 | 0 | 0 | 0 | 0 | 0 | 0 | 0 | 0 | 0 | 0 | 0 | 0 | 0 | 0 | 0 | 0 | 0 | 0 | 0 | 0 | 0 | 0 | 0 | 0 | 0
PG&E KERN | Morro Bay | 500 | Biomass |  |  | 0 | 0 | 0 | 0 | 0 | 0 | 0 | 0 | 0 | 0 | 0 | 0 | 0 | 0 | 0 | 0 | 0 | 0 | 0 | 0 | 0 | 0 | 0 | 0 | 0 | 0 | 0 | 0
PG&E GBA | Moss Landing | 115 | Biomass |  |  | 0 | 0 | 0 | 0 | 0 | 0 | 0 | 0 | 0 | 0 | 0 | 0 | 0 | 0 | 0 | 0 | 0 | 0 | 0 | 0 | 0 | 0 | 0 | 0 | 0 | 0 | 0 | 0
PG&E GBA | Moss Landing | 230 | Biomass |  |  | 0 | 0 | 0 | 0 | 0 | 0 | 0 | 0 | 0 | 0 | 0 | 0 | 0 | 0 | 0 | 0 | 0 | 0 | 0 | 0 | 0 | 0 | 0 | 0 | 0 | 0 | 0 | 0
PG&E GBA | Moss Landing | 500 | Biomass |  |  | 0 | 0 | 0 | 0 | 0 | 0 | 0 | 0 | 0 | 0 | 0 | 0 | 0 | 0 | 0 | 0 | 0 | 0 | 0 | 0 | 0 | 0 | 0 | 0 | 0 | 0 | 0 | 0
EOP | Mountain Pass | 115 | Biomass |  |  | 0 | 0 | 0 | 0 | 0 | 0 | 0 | 0 | 0 | 0 | 0 | 0 | 0 | 0 | 0 | 0 | 0 | 0 | 0 | 0 | 0 | 0 | 0 | 0 | 0 | 0 | 0 | 0
PG&E GBA | Mountain View | 115 | Biomass |  |  | 0 | 0 | 0 | 0 | 0 | 0 | 0 | 0 | 0 | 0 | 0 | 0 | 0 | 0 | 0 | 0 | 0 | 0 | 0 | 0 | 0 | 0 | 0 | 0 | 0 | 0 | 0 | 0
PG&E GBA | Mt Eden | 115 | Biomass |  |  | 0 | 0 | 0 | 0 | 0 | 0 | 0 | 0 | 0 | 0 | 0 | 0 | 0 | 0 | 0 | 0 | 0 | 0 | 0 | 0 | 0 | 0 | 0 | 0 | 0 | 0 | 0 | 0
PG&E KERN | Mt Poso | 115 | Biomass |  |  | 0 | 0 | 0 | 0 | 0 | 0 | 0 | 0 | 0 | 0 | 0 | 0 | 0 | 0 | 0 | 0 | 0 | 0 | 0 | 0 | 0 | 0 | 0 | 0 | 0 | 0 | 0 | 0
SDGE | Murray | 69 | Biomass |  |  | 0 | 0 | 0 | 0 | 0 | 0 | 0 | 0 | 0 | 0 | 0 | 0 | 0 | 0 | 0 | 0 | 0 | 0 | 0 | 0 | 0 | 0 | 0 | 0 | 0 | 0 | 0 | 0
PG&E FRESNO | Mustang | 230 | Biomass |  |  | 0 | 0 | 0 | 0 | 0 | 0 | 0 | 0 | 0 | 0 | 0 | 0 | 0 | 0 | 0 | 0 | 0 | 0 | 0 | 0 | 0 | 0 | 0 | 0 | 0 | 0 | 0 | 0
SCE Northern | Neenach | 66 | Biomass |  |  | 0 | 0 | 0 | 0 | 0 | 0 | 0 | 0 | 0 | 0 | 0 | 0 | 0 | 0 | 0 | 0 | 0 | 0 | 0 | 0 | 0 | 0 | 0 | 0 | 0 | 0 | 0 | 0
PG&E KERN | New Sub - Gates - Midway (Proposed) | 230 | Biomass |  |  | 0 | 0 | 0 | 0 | 0 | 0 | 0 | 0 | 0 | 0 | 0 | 0 | 0 | 0 | 0 | 0 | 0 | 0 | 0 | 0 | 0 | 0 | 0 | 0 | 0 | 0 | 0 | 0
PG&E KERN | New Sub - Gates - Templeton (Proposed) | 230 | Biomass |  |  | 0 | 0 | 0 | 0 | 0 | 0 | 0 | 0 | 0 | 0 | 0 | 0 | 0 | 0 | 0 | 0 | 0 | 0 | 0 | 0 | 0 | 0 | 0 | 0 | 0 | 0 | 0 | 0
SCE NOL | New Sub - Kramer - Lugo (Proposed) | 230 | Biomass |  |  | 0 | 0 | 0 | 0 | 0 | 0 | 0 | 0 | 0 | 0 | 0 | 0 | 0 | 0 | 0 | 0 | 0 | 0 | 0 | 0 | 0 | 0 | 0 | 0 | 0 | 0 | 0 | 0
PG&E FRESNO | New Sub - Los Banos - Midway (Proposed) | 500 | Biomass |  |  | 0 | 0 | 0 | 0 | 0 | 0 | 0 | 0 | 0 | 0 | 0 | 0 | 0 | 0 | 0 | 0 | 0 | 0 | 0 | 0 | 0 | 0 | 0 | 0 | 0 | 0 | 0 | 0
SCE NOL | New Sub - Lugo - Pisgah (Proposed) | 230 | Biomass |  |  | 0 | 0 | 0 | 0 | 0 | 0 | 0 | 0 | 0 | 0 | 0 | 0 | 0 | 0 | 0 | 0 | 0 | 0 | 0 | 0 | 0 | 0 | 0 | 0 | 0 | 0 | 0 | 0
PG&E KERN | New Sub - Midway - Wheeler Ridge (Proposed) | 230 | Biomass |  |  | 0 | 0 | 0 | 0 | 0 | 0 | 0 | 0 | 0 | 0 | 0 | 0 | 0 | 0 | 0 | 0 | 0 | 0 | 0 | 0 | 0 | 0 | 0 | 0 | 0 | 0 | 0 | 0
PG&E NGBA | New Sub - Near existing Leavitt (PSREC) | 345 | Biomass |  |  | 0 | 0 | 0 | 0 | 0 | 0 | 0 | 0 | 0 | 0 | 0 | 0 | 0 | 0 | 0 | 0 | 0 | 0 | 0 | 0 | 0 | 0 | 0 | 0 | 0 | 0 | 0 | 0
PG&E NGBA | New Sub - Near existing Madeline (NVE) | 345 | Biomass |  |  | 0 | 0 | 0 | 0 | 0 | 0 | 0 | 0 | 0 | 0 | 0 | 0 | 0 | 0 | 0 | 0 | 0 | 0 | 0 | 0 | 0 | 0 | 0 | 0 | 0 | 0 | 0 | 0
SDGE | New Sub - North Gila - IV (Proposed) | 500 | Biomass |  |  | 0 | 0 | 0 | 0 | 0 | 0 | 0 | 0 | 0 | 0 | 0 | 0 | 0 | 0 | 0 | 0 | 0 | 0 | 0 | 0 | 0 | 0 | 0 | 0 | 0 | 0 | 0 | 0
PG&E NGBA | New Sub - Pit 1 - Cottonwood (Proposed) | 230 | Biomass |  |  | 0 | 0 | 0 | 0 | 0 | 0 | 0 | 0 | 0 | 0 | 0 | 0 | 0 | 0 | 0 | 0 | 0 | 0 | 0 | 0 | 0 | 0 | 0 | 0 | 0 | 0 | 0 | 0
PG&E GBA | New Sub - Rancho Seco - Bellota (Proposed) | 230 | Biomass |  |  | 0 | 0 | 0 | 0 | 0 | 0 | 0 | 0 | 0 | 0 | 0 | 0 | 0 | 0 | 0 | 0 | 0 | 0 | 0 | 0 | 0 | 0 | 0 | 0 | 0 | 0 | 0 | 0
SDGE | New Sub - Suncrest - Ocotillo (Proposed) | 500 | Biomass |  |  | 0 | 0 | 0 | 0 | 0 | 0 | 0 | 0 | 0 | 0 | 0 | 0 | 0 | 0 | 0 | 0 | 0 | 0 | 0 | 0 | 0 | 0 | 0 | 0 | 0 | 0 | 0 | 0
PG&E FRESNO | New Sub - Westley - Quinto (Proposed) | 230 | Biomass |  |  | 0 | 0 | 0 | 0 | 0 | 0 | 0 | 0 | 0 | 0 | 0 | 0 | 0 | 0 | 0 | 0 | 0 | 0 | 0 | 0 | 0 | 0 | 0 | 0 | 0 | 0 | 0 | 0
PG&E GBA | Newark | 115 | Biomass |  |  | 0 | 0 | 0 | 0 | 0 | 0 | 0 | 0 | 0 | 0 | 0 | 0 | 0 | 0 | 0 | 0 | 0 | 0 | 0 | 0 | 0 | 0 | 0 | 0 | 0 | 0 | 0 | 0
PG&E GBA | Newark | 230 | Biomass |  |  | 0 | 0 | 0 | 0 | 0 | 0 | 0 | 0 | 0 | 0 | 0 | 0 | 0 | 0 | 0 | 0 | 0 | 0 | 0 | 0 | 0 | 0 | 0 | 0 | 0 | 0 | 0 | 0
PG&E GBA | Newark | 60 | Biomass |  |  | 0 | 0 | 0 | 0 | 0 | 0 | 0 | 0 | 0 | 0 | 0 | 0 | 0 | 0 | 0 | 0 | 0 | 0 | 0 | 0 | 0 | 0 | 0 | 0 | 0 | 0 | 0 | 0
PG&E FRESNO | Newhall | 115 | Biomass |  |  | 0 | 0 | 0 | 0 | 0 | 0 | 0 | 0 | 0 | 0 | 0 | 0 | 0 | 0 | 0 | 0 | 0 | 0 | 0 | 0 | 0 | 0 | 0 | 0 | 0 | 0 | 0 | 0
PG&E KERN | Norco | 115 | Biomass |  |  | 1 | 0 | 0 | 0 | 0 | 0 | 0 | 0 | 0 | 0 | 0 | 0 | 0 | 0.8 | 0 | 0.8 | 0 | 0 | 0 | 0.8 | 0 | 0.8 | 0.8 | 0 | 0.8 | 0.8 | 0 | 0.8
PG&E GBA | Nortech | 115 | Biomass |  |  | 0 | 0 | 0 | 0 | 0 | 0 | 0 | 0 | 0 | 0 | 0 | 0 | 0 | 0 | 0 | 0 | 0 | 0 | 0 | 0 | 0 | 0 | 0 | 0 | 0 | 0 | 0 | 0
SDGE | North City Metering | 138 | Biomass |  |  | 0 | 0 | 0 | 0 | 0 | 0 | 0 | 0 | 0 | 0 | 0 | 0 | 0 | 0 | 0 | 0 | 0 | 0 | 0 | 0 | 0 | 0 | 0 | 0 | 0 | 0 | 0 | 0
PG&E GBA | North Dublin | 230 | Biomass |  |  | 0 | 0 | 0 | 0 | 0 | 0 | 0 | 0 | 0 | 0 | 0 | 0 | 0 | 0 | 0 | 0 | 0 | 0 | 0 | 0 | 0 | 0 | 0 | 0 | 0 | 0 | 0 | 0
SDGE | North Gila | 500 | Biomass |  |  | 0 | 0 | 0 | 0 | 0 | 0 | 0 | 0 | 0 | 0 | 0 | 0 | 0 | 0 | 0 | 0 | 0 | 0 | 0 | 0 | 0 | 0 | 0 | 0 | 0 | 0 | 0 | 0
SCE Metro | North of SONGS | 230 | Biomass |  |  | 0 | 0 | 0 | 0 | 0 | 0 | 0 | 0 | 0 | 0 | 0 | 0 | 0 | 0 | 0 | 0 | 0 | 0 | 0 | 0 | 0 | 0 | 0 | 0 | 0 | 0 | 0 | 0
SCE Metro | North of SONGS | 500 | Biomass |  |  | 0 | 0 | 0 | 0 | 0 | 0 | 0 | 0 | 0 | 0 | 0 | 0 | 0 | 0 | 0 | 0 | 0 | 0 | 0 | 0 | 0 | 0 | 0 | 0 | 0 | 0 | 0 | 0
PG&E NGBA | Notre Dame | 115 | Biomass |  |  | 0 | 0 | 0 | 0 | 0 | 0 | 0 | 0 | 0 | 0 | 0 | 0 | 0 | 0 | 0 | 0 | 0 | 0 | 0 | 0 | 0 | 0 | 0 | 0 | 0 | 0 | 0 | 0
PG&E GBA | Oakland C | 115 | Biomass |  |  | 0 | 0 | 0 | 0 | 0 | 0 | 0 | 0 | 0 | 0 | 0 | 0 | 0 | 0 | 0 | 0 | 0 | 0 | 0 | 0 | 0 | 0 | 0 | 0 | 0 | 0 | 0 | 0
PG&E GBA | Oakland J | 115 | Biomass |  |  | 0 | 0 | 0 | 0 | 0 | 0 | 0 | 0 | 0 | 0 | 0 | 0 | 0 | 0 | 0 | 0 | 0 | 0 | 0 | 0 | 0 | 0 | 0 | 0 | 0 | 0 | 0 | 0
PG&E GBA | Oakland L | 115 | Biomass |  |  | 0 | 0 | 0 | 0 | 0 | 0 | 0 | 0 | 0 | 0 | 0 | 0 | 0 | 0 | 0 | 0 | 0 | 0 | 0 | 0 | 0 | 0 | 0 | 0 | 0 | 0 | 0 | 0
PG&E GBA | Oakland X | 115 | Biomass |  |  | 0 | 0 | 0 | 0 | 0 | 0 | 0 | 0 | 0 | 0 | 0 | 0 | 0 | 0 | 0 | 0 | 0 | 0 | 0 | 0 | 0 | 0 | 0 | 0 | 0 | 0 | 0 | 0
SDGE | Ocean Ranch | 69 | Biomass |  |  | 0 | 0 | 0 | 0 | 0 | 0 | 0 | 0 | 0 | 0 | 0 | 0 | 0 | 0 | 0 | 0 | 0 | 0 | 0 | 0 | 0 | 0 | 0 | 0 | 0 | 0 | 0 | 0
PG&E KERN | Oceano | 115 | Biomass |  |  | 0 | 0 | 0 | 0 | 0 | 0 | 0 | 0 | 0 | 0 | 0 | 0 | 0 | 0 | 0 | 0 | 0 | 0 | 0 | 0 | 0 | 0 | 0 | 0 | 0 | 0 | 0 | 0
SDGE | Ocotillo Express | 500 | Biomass |  |  | 0 | 0 | 0 | 0 | 0 | 0 | 0 | 0 | 0 | 0 | 0 | 0 | 0 | 0 | 0 | 0 | 0 | 0 | 0 | 0 | 0 | 0 | 0 | 0 | 0 | 0 | 0 | 0
PG&E KERN | Old River | 70 | Biomass |  |  | 0 | 0 | 0 | 0 | 0 | 0 | 0 | 0 | 0 | 0 | 0 | 0 | 0 | 0 | 0 | 0 | 0 | 0 | 0 | 0 | 0 | 0 | 0 | 0 | 0 | 0 | 0 | 0
SDGE | Old Town | 230 | Biomass |  |  | 0 | 0 | 0 | 0 | 0 | 0 | 0 | 0 | 0 | 0 | 0 | 0 | 0 | 0 | 0 | 0 | 0 | 0 | 0 | 0 | 0 | 0 | 0 | 0 | 0 | 0 | 0 | 0
SCE Metro | Olinda | 230 | Biomass |  |  | 0 | 0 | 0 | 0 | 0 | 0 | 0 | 0 | 0 | 0 | 0 | 0 | 0 | 0 | 0 | 0 | 0 | 0 | 0 | 0 | 0 | 0 | 0 | 0 | 0 | 0 | 0 | 0
PG&E FRESNO | Olive | 115 | Biomass |  |  | 0 | 0 | 0 | 0 | 0 | 0 | 0 | 0 | 0 | 0 | 0 | 0 | 0 | 0 | 0 | 0 | 0 | 0 | 0 | 0 | 0 | 0 | 0 | 0 | 0 | 0 | 0 | 0
PG&E NGBA | Olivehurst | 115 | Biomass |  |  | 0 | 0 | 0 | 0 | 0 | 0 | 0 | 0 | 0 | 0 | 0 | 0 | 0 | 0 | 0 | 0 | 0 | 0 | 0 | 0 | 0 | 0 | 0 | 0 | 0 | 0 | 0 | 0
PG&E NGBA | Oregon Trail | 60 | Biomass |  |  | 0 | 0 | 0 | 0 | 0 | 0 | 0 | 0 | 0 | 0 | 0 | 0 | 0 | 0 | 0 | 0 | 0 | 0 | 0 | 0 | 0 | 0 | 0 | 0 | 0 | 0 | 0 | 0
SCE Northern | Ormond Beach | 230 | Biomass |  |  | 0 | 0 | 0 | 0 | 0 | 0 | 0 | 0 | 0 | 0 | 0 | 0 | 0 | 0 | 0 | 0 | 0 | 0 | 0 | 0 | 0 | 0 | 0 | 0 | 0 | 0 | 0 | 0
PG&E FRESNO | Oro Loma | 115 | Biomass |  |  | 0 | 0 | 0 | 0 | 0 | 0 | 0 | 0 | 0 | 0 | 0 | 0 | 0 | 0 | 0 | 0 | 0 | 0 | 0 | 0 | 0 | 0 | 0 | 0 | 0 | 0 | 0 | 0
PG&E FRESNO | Oro Loma | 70 | Biomass |  |  | 0 | 0 | 0 | 0 | 0 | 0 | 0 | 0 | 0 | 0 | 0 | 0 | 0 | 0 | 0 | 0 | 0 | 0 | 0 | 0 | 0 | 0 | 0 | 0 | 0 | 0 | 0 | 0
PG&E FRESNO | Orosi | 70 | Biomass |  |  | 0 | 0 | 0 | 0 | 0 | 0 | 0 | 0 | 0 | 0 | 0 | 0 | 0 | 0 | 0 | 0 | 0 | 0 | 0 | 0 | 0 | 0 | 0 | 0 | 0 | 0 | 0 | 0
SDGE | Otay | 69 | Biomass |  |  | 0 | 0 | 0 | 0 | 0 | 0 | 0 | 0 | 0 | 0 | 0 | 0 | 0 | 0 | 0 | 0 | 0 | 0 | 0 | 0 | 0 | 0 | 0 | 0 | 0 | 0 | 0 | 0
SDGE | Otay Mesa | 230 | Biomass |  |  | 0 | 0 | 0 | 0 | 0 | 0 | 0 | 0 | 0 | 0 | 0 | 0 | 0 | 0 | 0 | 0 | 0 | 0 | 0 | 0 | 0 | 0 | 0 | 0 | 0 | 0 | 0 | 0
PG&E FRESNO | Padre Flats SW STA | 230 | Biomass |  |  | 0 | 0 | 0 | 0 | 0 | 0 | 0 | 0 | 0 | 0 | 0 | 0 | 0 | 0 | 0 | 0 | 0 | 0 | 0 | 0 | 0 | 0 | 0 | 0 | 0 | 0 | 0 | 0
EOP | Pahrump | 138 | Biomass |  |  | 0 | 0 | 0 | 0 | 0 | 0 | 0 | 0 | 0 | 0 | 0 | 0 | 0 | 0 | 0 | 0 | 0 | 0 | 0 | 0 | 0 | 0 | 0 | 0 | 0 | 0 | 0 | 0
EOP | Pahrump | 230 | Biomass |  |  | 0 | 0 | 0 | 0 | 0 | 0 | 0 | 0 | 0 | 0 | 0 | 0 | 0 | 0 | 0 | 0 | 0 | 0 | 0 | 0 | 0 | 0 | 0 | 0 | 0 | 0 | 0 | 0
SDGE | Pala | 69 | Biomass |  |  | 0 | 0 | 0 | 0 | 0 | 0 | 0 | 0 | 0 | 0 | 0 | 0 | 0 | 0 | 0 | 0 | 0 | 0 | 0 | 0 | 0 | 0 | 0 | 0 | 0 | 0 | 0 | 0
PG&E NGBA | Palermo | 115 | Biomass |  |  | 0 | 0 | 0 | 0 | 0 | 0 | 0 | 0 | 0 | 0 | 0 | 0 | 0 | 0 | 0 | 0 | 0 | 0 | 0 | 0 | 0 | 0 | 0 | 0 | 0 | 0 | 0 | 0
PG&E NGBA | Palermo | 230 | Biomass |  |  | 0 | 0 | 0 | 0 | 0 | 0 | 0 | 0 | 0 | 0 | 0 | 0 | 0 | 0 | 0 | 0 | 0 | 0 | 0 | 0 | 0 | 0 | 0 | 0 | 0 | 0 | 0 | 0
SCE Eastern | Palo Verde | 500 | Biomass |  |  | 0 | 0 | 0 | 0 | 0 | 0 | 0 | 0 | 0 | 0 | 0 | 0 | 0 | 0 | 0 | 0 | 0 | 0 | 0 | 0 | 0 | 0 | 0 | 0 | 0 | 0 | 0 | 0
SDGE | Palomar Energy | 230 | Biomass |  |  | 0 | 0 | 0 | 0 | 0 | 0 | 0 | 0 | 0 | 0 | 0 | 0 | 0 | 0 | 0 | 0 | 0 | 0 | 0 | 0 | 0 | 0 | 0 | 0 | 0 | 0 | 0 | 0
PG&E KERN | Panama | 70 | Biomass |  |  | 0 | 0 | 0 | 0 | 0 | 0 | 0 | 0 | 0 | 0 | 0 | 0 | 0 | 0 | 0 | 0 | 0 | 0 | 0 | 0 | 0 | 0 | 0 | 0 | 0 | 0 | 0 | 0
PG&E FRESNO | Panoche | 115 | Biomass |  |  | 0 | 0 | 0 | 0 | 0 | 0 | 0 | 0 | 0 | 0 | 0 | 0 | 0 | 0 | 0 | 0 | 0 | 0 | 0 | 0 | 0 | 0 | 0 | 0 | 0 | 0 | 0 | 0
PG&E FRESNO | Panoche | 230 | Biomass |  |  | 0 | 0 | 0 | 0 | 0 | 0 | 0 | 0 | 0 | 0 | 0 | 0 | 0 | 0 | 0 | 0 | 0 | 0 | 0 | 0 | 0 | 0 | 0 | 0 | 0 | 0 | 0 | 0
SCE Northern | Pardee | 230 | Biomass |  |  | 0 | 0 | 0 | 0 | 0 | 0 | 0 | 0 | 0 | 0 | 0 | 0 | 0 | 0 | 0 | 0 | 0 | 0 | 0 | 0 | 0 | 0 | 0 | 0 | 0 | 0 | 0 | 0
PG&E NGBA | Parkway | 230 | Biomass |  |  | 1 | 0 | 0 | 0 | 0 | 0 | 0 | 0 | 0 | 0 | 0 | 0 | 0 | 3.8 | 0 | 3.8 | 0 | 0 | 0 | 3.8 | 0 | 3.8 | 3.8 | 0 | 3.8 | 3.8 | 0 | 3.8
SCE Northern | Pastoria | 230 | Biomass |  |  | 0 | 0 | 0 | 0 | 0 | 0 | 0 | 0 | 0 | 0 | 0 | 0 | 0 | 0 | 0 | 0 | 0 | 0 | 0 | 0 | 0 | 0 | 0 | 0 | 0 | 0 | 0 | 0
SCE Metro | Pauda | 230 | Biomass |  |  | 0 | 0 | 0 | 0 | 0 | 0 | 0 | 0 | 0 | 0 | 0 | 0 | 0 | 0 | 0 | 0 | 0 | 0 | 0 | 0 | 0 | 0 | 0 | 0 | 0 | 0 | 0 | 0
PG&E GBA | Paul Sweet | 115 | Biomass |  |  | 0 | 0 | 0 | 0 | 0 | 0 | 0 | 0 | 0 | 0 | 0 | 0 | 0 | 0 | 0 | 0 | 0 | 0 | 0 | 0 | 0 | 0 | 0 | 0 | 0 | 0 | 0 | 0
PG&E NGBA | Peabody | 230 | Biomass |  |  | 0 | 0 | 0 | 0 | 0 | 0 | 0 | 0 | 0 | 0 | 0 | 0 | 0 | 0 | 0 | 0 | 0 | 0 | 0 | 0 | 0 | 0 | 0 | 0 | 0 | 0 | 0 | 0
PG&E NGBA | Pease | 115 | Biomass |  |  | 0 | 0 | 0 | 0 | 0 | 0 | 0 | 0 | 0 | 0 | 0 | 0 | 0 | 0 | 0 | 0 | 0 | 0 | 0 | 0 | 0 | 0 | 0 | 0 | 0 | 0 | 0 | 0
PG&E NGBA | Pease | 60 | Biomass |  |  | 0 | 0 | 0 | 0 | 0 | 0 | 0 | 0 | 0 | 0 | 0 | 0 | 0 | 0 | 0 | 0 | 0 | 0 | 0 | 0 | 0 | 0 | 0 | 0 | 0 | 0 | 0 | 0
SDGE | Penasquitos | 138 | Biomass |  |  | 0 | 0 | 0 | 0 | 0 | 0 | 0 | 0 | 0 | 0 | 0 | 0 | 0 | 0 | 0 | 0 | 0 | 0 | 0 | 0 | 0 | 0 | 0 | 0 | 0 | 0 | 0 | 0
SDGE | Penasquitos | 230 | Biomass |  |  | 0 | 0 | 0 | 0 | 0 | 0 | 0 | 0 | 0 | 0 | 0 | 0 | 0 | 0 | 0 | 0 | 0 | 0 | 0 | 0 | 0 | 0 | 0 | 0 | 0 | 0 | 0 | 0
SDGE | Penasquitos | 69 | Biomass |  |  | 0 | 0 | 0 | 0 | 0 | 0 | 0 | 0 | 0 | 0 | 0 | 0 | 0 | 0 | 0 | 0 | 0 | 0 | 0 | 0 | 0 | 0 | 0 | 0 | 0 | 0 | 0 | 0
SDGE | Pendleton | 69 | Biomass |  |  | 0 | 0 | 0 | 0 | 0 | 0 | 0 | 0 | 0 | 0 | 0 | 0 | 0 | 0 | 0 | 0 | 0 | 0 | 0 | 0 | 0 | 0 | 0 | 0 | 0 | 0 | 0 | 0
PG&E NGBA | Penngrove | 115 | Biomass |  |  | 0 | 0 | 0 | 0 | 0 | 0 | 0 | 0 | 0 | 0 | 0 | 0 | 0 | 0 | 0 | 0 | 0 | 0 | 0 | 0 | 0 | 0 | 0 | 0 | 0 | 0 | 0 | 0
PG&E GBA | Peoria | 115 | Biomass |  |  | 1 | 0 | 0 | 0 | 0 | 0 | 0 | 0 | 0 | 0 | 0 | 0 | 0 | 1 | 0 | 1 | 0 | 0 | 0 | 1 | 0 | 1 | 1 | 0 | 1 | 1 | 0 | 1
PG&E GBA | Piercy | 115 | Biomass |  |  | 0 | 0 | 0 | 0 | 0 | 0 | 0 | 0 | 0 | 0 | 0 | 0 | 0 | 0 | 0 | 0 | 0 | 0 | 0 | 0 | 0 | 0 | 0 | 0 | 0 | 0 | 0 | 0
PG&E FRESNO | Pine Flat | 230 | Biomass |  |  | 0 | 0 | 0 | 0 | 0 | 0 | 0 | 0 | 0 | 0 | 0 | 0 | 0 | 0 | 0 | 0 | 0 | 0 | 0 | 0 | 0 | 0 | 0 | 0 | 0 | 0 | 0 | 0
SCE NOL | Pisgah | 230 | Biomass |  |  | 0 | 0 | 0 | 0 | 0 | 0 | 0 | 0 | 0 | 0 | 0 | 0 | 0 | 0 | 0 | 0 | 0 | 0 | 0 | 0 | 0 | 0 | 0 | 0 | 0 | 0 | 0 | 0
PG&E NGBA | Pit 1 | 230 | Biomass |  |  | 0 | 0 | 0 | 0 | 0 | 0 | 0 | 0 | 0 | 0 | 0 | 0 | 0 | 0 | 0 | 0 | 0 | 0 | 0 | 0 | 0 | 0 | 0 | 0 | 0 | 0 | 0 | 0
PG&E NGBA | Pit 1 | 60 | Biomass |  |  | 0 | 0 | 0 | 0 | 0 | 0 | 0 | 0 | 0 | 0 | 0 | 0 | 0 | 0 | 0 | 0 | 0 | 0 | 0 | 0 | 0 | 0 | 0 | 0 | 0 | 0 | 0 | 0
PG&E NGBA | Pit 3 | 230 | Biomass |  |  | 0 | 0 | 0 | 0 | 0 | 0 | 0 | 0 | 0 | 0 | 0 | 0 | 0 | 0 | 0 | 0 | 0 | 0 | 0 | 0 | 0 | 0 | 0 | 0 | 0 | 0 | 0 | 0
PG&E NGBA | Pit 4 | 230 | Biomass |  |  | 0 | 0 | 0 | 0 | 0 | 0 | 0 | 0 | 0 | 0 | 0 | 0 | 0 | 0 | 0 | 0 | 0 | 0 | 0 | 0 | 0 | 0 | 0 | 0 | 0 | 0 | 0 | 0
PG&E GBA | Pittsburg | 115 | Biomass |  |  | 0 | 0 | 0 | 0 | 0 | 0 | 0 | 0 | 0 | 0 | 0 | 0 | 0 | 0 | 0 | 0 | 0 | 0 | 0 | 0 | 0 | 0 | 0 | 0 | 0 | 0 | 0 | 0
PG&E GBA | Pittsburg | 230 | Biomass |  |  | 0 | 0 | 0 | 0 | 0 | 0 | 0 | 0 | 0 | 0 | 0 | 0 | 0 | 0 | 0 | 0 | 0 | 0 | 0 | 0 | 0 | 0 | 0 | 0 | 0 | 0 | 0 | 0
PG&E NGBA | Pleasant Grove | 115 | Biomass |  |  | 0 | 0 | 0 | 0 | 0 | 0 | 0 | 0 | 0 | 0 | 0 | 0 | 0 | 0 | 0 | 0 | 0 | 0 | 0 | 0 | 0 | 0 | 0 | 0 | 0 | 0 | 0 | 0
PG&E NGBA | POE | 230 | Biomass |  |  | 0 | 0 | 0 | 0 | 0 | 0 | 0 | 0 | 0 | 0 | 0 | 0 | 0 | 0 | 0 | 0 | 0 | 0 | 0 | 0 | 0 | 0 | 0 | 0 | 0 | 0 | 0 | 0
SDGE | Point Loma | 69 | Biomass |  |  | 0 | 0 | 0 | 0 | 0 | 0 | 0 | 0 | 0 | 0 | 0 | 0 | 0 | 0 | 0 | 0 | 0 | 0 | 0 | 0 | 0 | 0 | 0 | 0 | 0 | 0 | 0 | 0
SDGE | Pomerado | 69 | Biomass |  |  | 0 | 0 | 0 | 0 | 0 | 0 | 0 | 0 | 0 | 0 | 0 | 0 | 0 | 0 | 0 | 0 | 0 | 0 | 0 | 0 | 0 | 0 | 0 | 0 | 0 | 0 | 0 | 0
PG&E KERN | Poso Mountain | 115 | Biomass |  |  | 0 | 0 | 0 | 0 | 0 | 0 | 0 | 0 | 0 | 0 | 0 | 0 | 0 | 0 | 0 | 0 | 0 | 0 | 0 | 0 | 0 | 0 | 0 | 0 | 0 | 0 | 0 | 0
EOP | Primm | 230 | Biomass |  |  | 0 | 0 | 0 | 0 | 0 | 0 | 0 | 0 | 0 | 0 | 0 | 0 | 0 | 0 | 0 | 0 | 0 | 0 | 0 | 0 | 0 | 0 | 0 | 0 | 0 | 0 | 0 | 0
PG&E NGBA | Putah Creek | 115 | Biomass |  |  | 0 | 0 | 0 | 0 | 0 | 0 | 0 | 0 | 0 | 0 | 0 | 0 | 0 | 0 | 0 | 0 | 0 | 0 | 0 | 0 | 0 | 0 | 0 | 0 | 0 | 0 | 0 | 0
SDGE | Q1806 | 138 | Biomass |  |  | 0 | 0 | 0 | 0 | 0 | 0 | 0 | 0 | 0 | 0 | 0 | 0 | 0 | 0 | 0 | 0 | 0 | 0 | 0 | 0 | 0 | 0 | 0 | 0 | 0 | 0 | 0 | 0
PG&E FRESNO | Quinto | 230 | Biomass |  |  | 0 | 0 | 0 | 0 | 0 | 0 | 0 | 0 | 0 | 0 | 0 | 0 | 0 | 0 | 0 | 0 | 0 | 0 | 0 | 0 | 0 | 0 | 0 | 0 | 0 | 0 | 0 | 0
PG&E GBA | Race Track | 115 | Biomass |  |  | 0 | 0 | 0 | 0 | 0 | 0 | 0 | 0 | 0 | 0 | 0 | 0 | 0 | 0 | 0 | 0 | 0 | 0 | 0 | 0 | 0 | 0 | 0 | 0 | 0 | 0 | 0 | 0
SDGE | Rancho Mission Viejo | 138 | Biomass |  |  | 0 | 0 | 0 | 0 | 0 | 0 | 0 | 0 | 0 | 0 | 0 | 0 | 0 | 0 | 0 | 0 | 0 | 0 | 0 | 0 | 0 | 0 | 0 | 0 | 0 | 0 | 0 | 0
PG&E GBA | Rancho Seco | 230 | Biomass |  |  | 0 | 0 | 0 | 0 | 0 | 0 | 0 | 0 | 0 | 0 | 0 | 0 | 0 | 0 | 0 | 0 | 0 | 0 | 0 | 0 | 0 | 0 | 0 | 0 | 0 | 0 | 0 | 0
SCE Metro | Rancho Vista | 230 | Biomass |  |  | 0 | 0 | 0 | 0 | 0 | 0 | 0 | 0 | 0 | 0 | 0 | 0 | 0 | 0 | 0 | 0 | 0 | 0 | 0 | 0 | 0 | 0 | 0 | 0 | 0 | 0 | 0 | 0
SCE Metro | Rancho Vista | 500 | Biomass |  |  | 0 | 0 | 0 | 0 | 0 | 0 | 0 | 0 | 0 | 0 | 0 | 0 | 0 | 0 | 0 | 0 | 0 | 0 | 0 | 0 | 0 | 0 | 0 | 0 | 0 | 0 | 0 | 0
SCE NOL | Ransburg | 115 | Biomass |  |  | 0 | 0 | 0 | 0 | 0 | 0 | 0 | 0 | 0 | 0 | 0 | 0 | 0 | 0 | 0 | 0 | 0 | 0 | 0 | 0 | 0 | 0 | 0 | 0 | 0 | 0 | 0 | 0
PG&E GBA | Ravenswood | 115 | Biomass |  |  | 0 | 0 | 0 | 0 | 0 | 0 | 0 | 0 | 0 | 0 | 0 | 0 | 0 | 0 | 0 | 0 | 0 | 0 | 0 | 0 | 0 | 0 | 0 | 0 | 0 | 0 | 0 | 0
PG&E GBA | Ravenswood | 230 | Biomass |  |  | 0 | 0 | 0 | 0 | 0 | 0 | 0 | 0 | 0 | 0 | 0 | 0 | 0 | 0 | 0 | 0 | 0 | 0 | 0 | 0 | 0 | 0 | 0 | 0 | 0 | 0 | 0 | 0
SCE Northern | Rector | 230 | Biomass |  |  | 0 | 0 | 0 | 0 | 0 | 0 | 0 | 0 | 0 | 0 | 0 | 0 | 0 | 0 | 0 | 0 | 0 | 0 | 0 | 0 | 0 | 0 | 0 | 0 | 0 | 0 | 0 | 0
SCE Eastern | Red Bluff | 230 | Biomass |  |  | 0 | 0 | 0 | 0 | 0 | 0 | 0 | 0 | 0 | 0 | 0 | 0 | 0 | 0 | 0 | 0 | 0 | 0 | 0 | 0 | 0 | 0 | 0 | 0 | 0 | 0 | 0 | 0
SCE Eastern | Red Bluff | 500 | Biomass |  |  | 0 | 0 | 0 | 0 | 0 | 0 | 0 | 0 | 0 | 0 | 0 | 0 | 0 | 0 | 0 | 0 | 0 | 0 | 0 | 0 | 0 | 0 | 0 | 0 | 0 | 0 | 0 | 0
PG&E NGBA | Redbud | 115 | Biomass |  |  | 0 | 0 | 0 | 0 | 0 | 0 | 0 | 0 | 0 | 0 | 0 | 0 | 0 | 0 | 0 | 0 | 0 | 0 | 0 | 0 | 0 | 0 | 0 | 0 | 0 | 0 | 0 | 0
SCE Metro | Redondo | 230 | Biomass |  |  | 0 | 0 | 0 | 0 | 0 | 0 | 0 | 0 | 0 | 0 | 0 | 0 | 0 | 0 | 0 | 0 | 0 | 0 | 0 | 0 | 0 | 0 | 0 | 0 | 0 | 0 | 0 | 0
PG&E FRESNO | Reedley | 115 | Biomass |  |  | 0 | 0 | 0 | 0 | 0 | 0 | 0 | 0 | 0 | 0 | 0 | 0 | 0 | 0 | 0 | 0 | 0 | 0 | 0 | 0 | 0 | 0 | 0 | 0 | 0 | 0 | 0 | 0
PG&E KERN | Renfro | 115 | Biomass |  |  | 0 | 0 | 0 | 0 | 0 | 0 | 0 | 0 | 0 | 0 | 0 | 0 | 0 | 0 | 0 | 0 | 0 | 0 | 0 | 0 | 0 | 0 | 0 | 0 | 0 | 0 | 0 | 0
PG&E GBA | Richmond R | 115 | Biomass |  |  | 1 | 0 | 0 | 0 | 0 | 0 | 0 | 0 | 0 | 0 | 0 | 0 | 0 | 0.5 | 0 | 0.5 | 0 | 0 | 0 | 0.5 | 0 | 0.5 | 0.5 | 0 | 0.5 | 0.5 | 0 | 0.5
PG&E NGBA | Rincon | 115 | Biomass |  |  | 0 | 0 | 0 | 0 | 0 | 0 | 0 | 0 | 0 | 0 | 0 | 0 | 0 | 0 | 0 | 0 | 0 | 0 | 0 | 0 | 0 | 0 | 0 | 0 | 0 | 0 | 0 | 0
PG&E KERN | Rio Bravo | 115 | Biomass |  |  | 0 | 0 | 0 | 0 | 0 | 0 | 0 | 0 | 0 | 0 | 0 | 0 | 0 | 0 | 0 | 0 | 0 | 0 | 0 | 0 | 0 | 0 | 0 | 0 | 0 | 0 | 0 | 0
SCE Metro | Rio Hondo | 230 | Biomass |  |  | 0 | 0 | 0 | 0 | 0 | 0 | 0 | 0 | 0 | 0 | 0 | 0 | 0 | 0 | 0 | 0 | 0 | 0 | 0 | 0 | 0 | 0 | 0 | 0 | 0 | 0 | 0 | 0
PG&E NGBA | Rio Oso | 115 | Biomass |  |  | 0 | 0 | 0 | 0 | 0 | 0 | 0 | 0 | 0 | 0 | 0 | 0 | 0 | 0 | 0 | 0 | 0 | 0 | 0 | 0 | 0 | 0 | 0 | 0 | 0 | 0 | 0 | 0
PG&E NGBA | Rio Oso | 230 | Biomass |  |  | 0 | 0 | 0 | 0 | 0 | 0 | 0 | 0 | 0 | 0 | 0 | 0 | 0 | 0 | 0 | 0 | 0 | 0 | 0 | 0 | 0 | 0 | 0 | 0 | 0 | 0 | 0 | 0
PG&E GBA | Ripon | 115 | Biomass |  |  | 0 | 0 | 0 | 0 | 0 | 0 | 0 | 0 | 0 | 0 | 0 | 0 | 0 | 0 | 0 | 0 | 0 | 0 | 0 | 0 | 0 | 0 | 0 | 0 | 0 | 0 | 0 | 0
PG&E GBA | Riverbank | 115 | Biomass |  |  | 0 | 0 | 0 | 0 | 0 | 0 | 0 | 0 | 0 | 0 | 0 | 0 | 0 | 0 | 0 | 0 | 0 | 0 | 0 | 0 | 0 | 0 | 0 | 0 | 0 | 0 | 0 | 0
SCE NOL | Roadway | 115 | Biomass |  |  | 1 | 0 | 0 | 0 | 0 | 0 | 0 | 0 | 0 | 0 | 0 | 0 | 0 | 2.7 | 0 | 2.7 | 0 | 0 | 0 | 2.7 | 0 | 2.7 | 2.7 | 0 | 2.7 | 2.7 | 0 | 2.7
PG&E NGBA | Rock Creek 1 | 230 | Biomass |  |  | 0 | 0 | 0 | 0 | 0 | 0 | 0 | 0 | 0 | 0 | 0 | 0 | 0 | 0 | 0 | 0 | 0 | 0 | 0 | 0 | 0 | 0 | 0 | 0 | 0 | 0 | 0 | 0
SCE Northern | Rosamond | 66 | Biomass |  |  | 0 | 0 | 0 | 0 | 0 | 0 | 0 | 0 | 0 | 0 | 0 | 0 | 0 | 0 | 0 | 0 | 0 | 0 | 0 | 0 | 0 | 0 | 0 | 0 | 0 | 0 | 0 | 0
PG&E GBA | Rossmoor | 230 | Biomass |  |  | 0 | 0 | 0 | 0 | 0 | 0 | 0 | 0 | 0 | 0 | 0 | 0 | 0 | 0 | 0 | 0 | 0 | 0 | 0 | 0 | 0 | 0 | 0 | 0 | 0 | 0 | 0 | 0
PG&E NGBA | Round Mountain | 230 | Biomass |  |  | 0 | 0 | 0 | 0 | 0 | 0 | 0 | 0 | 0 | 0 | 0 | 0 | 0 | 0 | 0 | 0 | 0 | 0 | 0 | 0 | 0 | 0 | 0 | 0 | 0 | 0 | 0 | 0
PG&E NGBA | Round Mountain | 500 | Biomass |  |  | 0 | 0 | 0 | 0 | 0 | 0 | 0 | 0 | 0 | 0 | 0 | 0 | 0 | 0 | 0 | 0 | 0 | 0 | 0 | 0 | 0 | 0 | 0 | 0 | 0 | 0 | 0 | 0
PG&E GBA | Salado | 115 | Biomass |  |  | 0 | 0 | 0 | 0 | 0 | 0 | 0 | 0 | 0 | 0 | 0 | 0 | 0 | 0 | 0 | 0 | 0 | 0 | 0 | 0 | 0 | 0 | 0 | 0 | 0 | 0 | 0 | 0
PG&E GBA | Salado | 60 | Biomass |  |  | 0 | 0 | 0 | 0 | 0 | 0 | 0 | 0 | 0 | 0 | 0 | 0 | 0 | 0 | 0 | 0 | 0 | 0 | 0 | 0 | 0 | 0 | 0 | 0 | 0 | 0 | 0 | 0
PG&E GBA | Salinas | 115 | Biomass |  |  | 1 | 0 | 0 | 0 | 0 | 0 | 0 | 0 | 0 | 0 | 0 | 0 | 0 | 3.25 | 0 | 3.25 | 0 | 0 | 0 | 3.25 | 0 | 3.25 | 3.25 | 0 | 3.25 | 3.25 | 0 | 3.25
SDGE | Salt Creek | 69 | Biomass |  |  | 0 | 0 | 0 | 0 | 0 | 0 | 0 | 0 | 0 | 0 | 0 | 0 | 0 | 0 | 0 | 0 | 0 | 0 | 0 | 0 | 0 | 0 | 0 | 0 | 0 | 0 | 0 | 0
SCE Eastern | San Bernardino | 230 | Biomass |  |  | 1 | 0 | 0 | 0 | 0 | 0 | 0 | 0 | 0 | 0 | 0 | 0 | 0 | 5.25 | 0 | 5.25 | 0 | 0 | 0 | 5.25 | 0 | 5.25 | 5.25 | 0 | 5.25 | 5.25 | 0 | 5.25
PG&E GBA | SAN FRAN A (POTRERO PP) | 115 | Biomass |  |  | 0 | 0 | 0 | 0 | 0 | 0 | 0 | 0 | 0 | 0 | 0 | 0 | 0 | 0 | 0 | 0 | 0 | 0 | 0 | 0 | 0 | 0 | 0 | 0 | 0 | 0 | 0 | 0
PG&E GBA | SAN FRAN A (POTRERO PP) | 230 | Biomass |  |  | 0 | 0 | 0 | 0 | 0 | 0 | 0 | 0 | 0 | 0 | 0 | 0 | 0 | 0 | 0 | 0 | 0 | 0 | 0 | 0 | 0 | 0 | 0 | 0 | 0 | 0 | 0 | 0
PG&E GBA | San Jose A | 115 | Biomass |  |  | 0 | 0 | 0 | 0 | 0 | 0 | 0 | 0 | 0 | 0 | 0 | 0 | 0 | 0 | 0 | 0 | 0 | 0 | 0 | 0 | 0 | 0 | 0 | 0 | 0 | 0 | 0 | 0
PG&E GBA | San Jose B | 115 | Biomass |  |  | 0 | 0 | 0 | 0 | 0 | 0 | 0 | 0 | 0 | 0 | 0 | 0 | 0 | 0 | 0 | 0 | 0 | 0 | 0 | 0 | 0 | 0 | 0 | 0 | 0 | 0 | 0 | 0
PG&E GBA | San Leandro U | 115 | Biomass |  |  | 0 | 0 | 0 | 0 | 0 | 0 | 0 | 0 | 0 | 0 | 0 | 0 | 0 | 0 | 0 | 0 | 0 | 0 | 0 | 0 | 0 | 0 | 0 | 0 | 0 | 0 | 0 | 0
PG&E KERN | San Luis Obispo | 115 | Biomass |  |  | 0 | 0 | 0 | 0 | 0 | 0 | 0 | 0 | 0 | 0 | 0 | 0 | 0 | 0 | 0 | 0 | 0 | 0 | 0 | 0 | 0 | 0 | 0 | 0 | 0 | 0 | 0 | 0
PG&E KERN | San Luis Obispo | 70 | Biomass |  |  | 1 | 0 | 0 | 0 | 0 | 0 | 0 | 0 | 0 | 0 | 0 | 0 | 0 | 11 | 0 | 11 | 0 | 0 | 0 | 11 | 0 | 11 | 11 | 0 | 11 | 11 | 0 | 11
SDGE | San Luis Rey | 230 | Biomass |  |  | 0 | 0 | 0 | 0 | 0 | 0 | 0 | 0 | 0 | 0 | 0 | 0 | 0 | 0 | 0 | 0 | 0 | 0 | 0 | 0 | 0 | 0 | 0 | 0 | 0 | 0 | 0 | 0
SDGE | San Luis Rey | 69 | Biomass |  |  | 0 | 0 | 0 | 0 | 0 | 0 | 0 | 0 | 0 | 0 | 0 | 0 | 0 | 0 | 0 | 0 | 0 | 0 | 0 | 0 | 0 | 0 | 0 | 0 | 0 | 0 | 0 | 0
SDGE | San Marcos | 69 | Biomass |  |  | 0 | 0 | 0 | 0 | 0 | 0 | 0 | 0 | 0 | 0 | 0 | 0 | 0 | 0 | 0 | 0 | 0 | 0 | 0 | 0 | 0 | 0 | 0 | 0 | 0 | 0 | 0 | 0
SCE Metro | San Onofre | 230 | Biomass |  |  | 0 | 0 | 0 | 0 | 0 | 0 | 0 | 0 | 0 | 0 | 0 | 0 | 0 | 0 | 0 | 0 | 0 | 0 | 0 | 0 | 0 | 0 | 0 | 0 | 0 | 0 | 0 | 0
PG&E GBA | San Pablo | 115 | Biomass |  |  | 0 | 0 | 0 | 0 | 0 | 0 | 0 | 0 | 0 | 0 | 0 | 0 | 0 | 0 | 0 | 0 | 0 | 0 | 0 | 0 | 0 | 0 | 0 | 0 | 0 | 0 | 0 | 0
PG&E GBA | San Ramon | 230 | Biomass |  |  | 0 | 0 | 0 | 0 | 0 | 0 | 0 | 0 | 0 | 0 | 0 | 0 | 0 | 0 | 0 | 0 | 0 | 0 | 0 | 0 | 0 | 0 | 0 | 0 | 0 | 0 | 0 | 0
SDGE | San Ysidro | 69 | Biomass |  |  | 0 | 0 | 0 | 0 | 0 | 0 | 0 | 0 | 0 | 0 | 0 | 0 | 0 | 0 | 0 | 0 | 0 | 0 | 0 | 0 | 0 | 0 | 0 | 0 | 0 | 0 | 0 | 0
SCE NOL | Sandlot | 230 | Biomass |  |  | 0 | 0 | 0 | 0 | 0 | 0 | 0 | 0 | 0 | 0 | 0 | 0 | 0 | 0 | 0 | 0 | 0 | 0 | 0 | 0 | 0 | 0 | 0 | 0 | 0 | 0 | 0 | 0
EOP | Sandy | 138 | Biomass |  |  | 0 | 0 | 0 | 0 | 0 | 0 | 0 | 0 | 0 | 0 | 0 | 0 | 0 | 0 | 0 | 0 | 0 | 0 | 0 | 0 | 0 | 0 | 0 | 0 | 0 | 0 | 0 | 0
PG&E FRESNO | Sanger | 115 | Biomass |  |  | 1 | 0 | 0 | 0 | 0 | 0 | 0 | 0 | 0 | 0 | 0 | 0 | 0 | 1.5 | 0 | 1.5 | 0 | 0 | 0 | 1.5 | 0 | 1.5 | 1.5 | 0 | 1.5 | 1.5 | 0 | 1.5
SCE Northern | Santa Clara | 230 | Biomass |  |  | 0 | 0 | 0 | 0 | 0 | 0 | 0 | 0 | 0 | 0 | 0 | 0 | 0 | 0 | 0 | 0 | 0 | 0 | 0 | 0 | 0 | 0 | 0 | 0 | 0 | 0 | 0 | 0
PG&E NGBA | Santa Rosa A | 115 | Biomass |  |  | 0 | 0 | 0 | 0 | 0 | 0 | 0 | 0 | 0 | 0 | 0 | 0 | 0 | 0 | 0 | 0 | 0 | 0 | 0 | 0 | 0 | 0 | 0 | 0 | 0 | 0 | 0 | 0
PG&E GBA | Santa Teresa | 115 | Biomass |  |  | 0 | 0 | 0 | 0 | 0 | 0 | 0 | 0 | 0 | 0 | 0 | 0 | 0 | 0 | 0 | 0 | 0 | 0 | 0 | 0 | 0 | 0 | 0 | 0 | 0 | 0 | 0 | 0
SDGE | Santee | 138 | Biomass |  |  | 0 | 0 | 0 | 0 | 0 | 0 | 0 | 0 | 0 | 0 | 0 | 0 | 0 | 0 | 0 | 0 | 0 | 0 | 0 | 0 | 0 | 0 | 0 | 0 | 0 | 0 | 0 | 0
SCE Metro | Santiago | 230 | Biomass |  |  | 0 | 0 | 0 | 0 | 0 | 0 | 0 | 0 | 0 | 0 | 0 | 0 | 0 | 0 | 0 | 0 | 0 | 0 | 0 | 0 | 0 | 0 | 0 | 0 | 0 | 0 | 0 | 0
PG&E GBA | Saratoga | 230 | Biomass |  |  | 0 | 0 | 0 | 0 | 0 | 0 | 0 | 0 | 0 | 0 | 0 | 0 | 0 | 0 | 0 | 0 | 0 | 0 | 0 | 0 | 0 | 0 | 0 | 0 | 0 | 0 | 0 | 0
SCE Northern | Saugus | 230 | Biomass |  |  | 0 | 0 | 0 | 0 | 0 | 0 | 0 | 0 | 0 | 0 | 0 | 0 | 0 | 0 | 0 | 0 | 0 | 0 | 0 | 0 | 0 | 0 | 0 | 0 | 0 | 0 | 0 | 0
PG&E FRESNO | Schindler | 115 | Biomass |  |  | 0 | 0 | 0 | 0 | 0 | 0 | 0 | 0 | 0 | 0 | 0 | 0 | 0 | 0 | 0 | 0 | 0 | 0 | 0 | 0 | 0 | 0 | 0 | 0 | 0 | 0 | 0 | 0
PG&E FRESNO | Schindler | 70 | Biomass |  |  | 0 | 0 | 0 | 0 | 0 | 0 | 0 | 0 | 0 | 0 | 0 | 0 | 0 | 0 | 0 | 0 | 0 | 0 | 0 | 0 | 0 | 0 | 0 | 0 | 0 | 0 | 0 | 0
PG&E GBA | Schulte | 115 | Biomass |  |  | 0 | 0 | 0 | 0 | 0 | 0 | 0 | 0 | 0 | 0 | 0 | 0 | 0 | 0 | 0 | 0 | 0 | 0 | 0 | 0 | 0 | 0 | 0 | 0 | 0 | 0 | 0 | 0
SDGE | Scripps | 69 | Biomass |  |  | 0 | 0 | 0 | 0 | 0 | 0 | 0 | 0 | 0 | 0 | 0 | 0 | 0 | 0 | 0 | 0 | 0 | 0 | 0 | 0 | 0 | 0 | 0 | 0 | 0 | 0 | 0 | 0
PG&E KERN | Semitropic | 115 | Biomass |  |  | 0 | 0 | 0 | 0 | 0 | 0 | 0 | 0 | 0 | 0 | 0 | 0 | 0 | 0 | 0 | 0 | 0 | 0 | 0 | 0 | 0 | 0 | 0 | 0 | 0 | 0 | 0 | 0
SCE Metro | Serrano | 230 | Biomass |  |  | 0 | 0 | 0 | 0 | 0 | 0 | 0 | 0 | 0 | 0 | 0 | 0 | 0 | 0 | 0 | 0 | 0 | 0 | 0 | 0 | 0 | 0 | 0 | 0 | 0 | 0 | 0 | 0
SCE Metro | Serrano | 500 | Biomass |  |  | 0 | 0 | 0 | 0 | 0 | 0 | 0 | 0 | 0 | 0 | 0 | 0 | 0 | 0 | 0 | 0 | 0 | 0 | 0 | 0 | 0 | 0 | 0 | 0 | 0 | 0 | 0 | 0
SDGE | Shadowridge | 138 | Biomass |  |  | 0 | 0 | 0 | 0 | 0 | 0 | 0 | 0 | 0 | 0 | 0 | 0 | 0 | 0 | 0 | 0 | 0 | 0 | 0 | 0 | 0 | 0 | 0 | 0 | 0 | 0 | 0 | 0
PG&E KERN | Shafter | 115 | Biomass |  |  | 0 | 0 | 0 | 0 | 0 | 0 | 0 | 0 | 0 | 0 | 0 | 0 | 0 | 0 | 0 | 0 | 0 | 0 | 0 | 0 | 0 | 0 | 0 | 0 | 0 | 0 | 0 | 0
PG&E NGBA | Silverado | 115 | Biomass |  |  | 0 | 0 | 0 | 0 | 0 | 0 | 0 | 0 | 0 | 0 | 0 | 0 | 0 | 0 | 0 | 0 | 0 | 0 | 0 | 0 | 0 | 0 | 0 | 0 | 0 | 0 | 0 | 0
SDGE | Silvergate | 230 | Biomass |  |  | 0 | 0 | 0 | 0 | 0 | 0 | 0 | 0 | 0 | 0 | 0 | 0 | 0 | 0 | 0 | 0 | 0 | 0 | 0 | 0 | 0 | 0 | 0 | 0 | 0 | 0 | 0 | 0
SDGE | Silvergate | 69 | Biomass |  |  | 0 | 0 | 0 | 0 | 0 | 0 | 0 | 0 | 0 | 0 | 0 | 0 | 0 | 0 | 0 | 0 | 0 | 0 | 0 | 0 | 0 | 0 | 0 | 0 | 0 | 0 | 0 | 0
PG&E KERN | Sisquoc | 115 | Biomass |  |  | 0 | 0 | 0 | 0 | 0 | 0 | 0 | 0 | 0 | 0 | 0 | 0 | 0 | 0 | 0 | 0 | 0 | 0 | 0 | 0 | 0 | 0 | 0 | 0 | 0 | 0 | 0 | 0
EOP | Sloan Canyon | 230 | Biomass |  |  | 0 | 0 | 0 | 0 | 0 | 0 | 0 | 0 | 0 | 0 | 0 | 0 | 0 | 0 | 0 | 0 | 0 | 0 | 0 | 0 | 0 | 0 | 0 | 0 | 0 | 0 | 0 | 0
EOP | Sloan Canyon | 500 | Biomass |  |  | 0 | 0 | 0 | 0 | 0 | 0 | 0 | 0 | 0 | 0 | 0 | 0 | 0 | 0 | 0 | 0 | 0 | 0 | 0 | 0 | 0 | 0 | 0 | 0 | 0 | 0 | 0 | 0
PG&E KERN | Smyrna | 115 | Biomass |  |  | 0 | 0 | 0 | 0 | 0 | 0 | 0 | 0 | 0 | 0 | 0 | 0 | 0 | 0 | 0 | 0 | 0 | 0 | 0 | 0 | 0 | 0 | 0 | 0 | 0 | 0 | 0 | 0
PG&E GBA | Sobrante | 115 | Biomass |  |  | 0 | 0 | 0 | 0 | 0 | 0 | 0 | 0 | 0 | 0 | 0 | 0 | 0 | 0 | 0 | 0 | 0 | 0 | 0 | 0 | 0 | 0 | 0 | 0 | 0 | 0 | 0 | 0
PG&E GBA | Sobrante | 230 | Biomass |  |  | 0 | 0 | 0 | 0 | 0 | 0 | 0 | 0 | 0 | 0 | 0 | 0 | 0 | 0 | 0 | 0 | 0 | 0 | 0 | 0 | 0 | 0 | 0 | 0 | 0 | 0 | 0 | 0
PG&E KERN | Solar | 230 | Biomass |  |  | 0 | 0 | 0 | 0 | 0 | 0 | 0 | 0 | 0 | 0 | 0 | 0 | 0 | 0 | 0 | 0 | 0 | 0 | 0 | 0 | 0 | 0 | 0 | 0 | 0 | 0 | 0 | 0
PG&E GBA | Soledad | 115 | Biomass |  |  | 0 | 0 | 0 | 0 | 0 | 0 | 0 | 0 | 0 | 0 | 0 | 0 | 0 | 0 | 0 | 0 | 0 | 0 | 0 | 0 | 0 | 0 | 0 | 0 | 0 | 0 | 0 | 0
PG&E GBA | Soledad | 60 | Biomass |  |  | 0 | 0 | 0 | 0 | 0 | 0 | 0 | 0 | 0 | 0 | 0 | 0 | 0 | 0 | 0 | 0 | 0 | 0 | 0 | 0 | 0 | 0 | 0 | 0 | 0 | 0 | 0 | 0
SDGE | Spring Valley | 69 | Biomass |  |  | 0 | 0 | 0 | 0 | 0 | 0 | 0 | 0 | 0 | 0 | 0 | 0 | 0 | 0 | 0 | 0 | 0 | 0 | 0 | 0 | 0 | 0 | 0 | 0 | 0 | 0 | 0 | 0
SCE Northern | Springville | 230 | Biomass |  |  | 0 | 0 | 0 | 0 | 0 | 0 | 0 | 0 | 0 | 0 | 0 | 0 | 0 | 0 | 0 | 0 | 0 | 0 | 0 | 0 | 0 | 0 | 0 | 0 | 0 | 0 | 0 | 0
PG&E GBA | Stagg | 230 | Biomass |  |  | 0 | 0 | 0 | 0 | 0 | 0 | 0 | 0 | 0 | 0 | 0 | 0 | 0 | 0 | 0 | 0 | 0 | 0 | 0 | 0 | 0 | 0 | 0 | 0 | 0 | 0 | 0 | 0
PG&E GBA | Standard Oil | 115 | Biomass |  |  | 0 | 0 | 0 | 0 | 0 | 0 | 0 | 0 | 0 | 0 | 0 | 0 | 0 | 0 | 0 | 0 | 0 | 0 | 0 | 0 | 0 | 0 | 0 | 0 | 0 | 0 | 0 | 0
PG&E GBA | Stanislaus | 115 | Biomass |  |  | 0 | 0 | 0 | 0 | 0 | 0 | 0 | 0 | 0 | 0 | 0 | 0 | 0 | 0 | 0 | 0 | 0 | 0 | 0 | 0 | 0 | 0 | 0 | 0 | 0 | 0 | 0 | 0
PG&E KERN | Stockdale | 115 | Biomass |  |  | 0 | 0 | 0 | 0 | 0 | 0 | 0 | 0 | 0 | 0 | 0 | 0 | 0 | 0 | 0 | 0 | 0 | 0 | 0 | 0 | 0 | 0 | 0 | 0 | 0 | 0 | 0 | 0
PG&E KERN | Stockdale | 230 | Biomass |  |  | 0 | 0 | 0 | 0 | 0 | 0 | 0 | 0 | 0 | 0 | 0 | 0 | 0 | 0 | 0 | 0 | 0 | 0 | 0 | 0 | 0 | 0 | 0 | 0 | 0 | 0 | 0 | 0
PG&E GBA | Stockton A | 115 | Biomass |  |  | 0 | 0 | 0 | 0 | 0 | 0 | 0 | 0 | 0 | 0 | 0 | 0 | 0 | 0 | 0 | 0 | 0 | 0 | 0 | 0 | 0 | 0 | 0 | 0 | 0 | 0 | 0 | 0
PG&E GBA | Stone | 115 | Biomass |  |  | 0 | 0 | 0 | 0 | 0 | 0 | 0 | 0 | 0 | 0 | 0 | 0 | 0 | 0 | 0 | 0 | 0 | 0 | 0 | 0 | 0 | 0 | 0 | 0 | 0 | 0 | 0 | 0
PG&E FRESNO | Storey | 230 | Biomass |  |  | 0 | 0 | 0 | 0 | 0 | 0 | 0 | 0 | 0 | 0 | 0 | 0 | 0 | 0 | 0 | 0 | 0 | 0 | 0 | 0 | 0 | 0 | 0 | 0 | 0 | 0 | 0 | 0
PG&E NGBA | Summit | 115 | Biomass |  |  | 0 | 0 | 0 | 0 | 0 | 0 | 0 | 0 | 0 | 0 | 0 | 0 | 0 | 0 | 0 | 0 | 0 | 0 | 0 | 0 | 0 | 0 | 0 | 0 | 0 | 0 | 0 | 0
SDGE | Suncrest | 230 | Biomass |  |  | 0 | 0 | 0 | 0 | 0 | 0 | 0 | 0 | 0 | 0 | 0 | 0 | 0 | 0 | 0 | 0 | 0 | 0 | 0 | 0 | 0 | 0 | 0 | 0 | 0 | 0 | 0 | 0
SDGE | Suncrest | 500 | Biomass |  |  | 0 | 0 | 0 | 0 | 0 | 0 | 0 | 0 | 0 | 0 | 0 | 0 | 0 | 0 | 0 | 0 | 0 | 0 | 0 | 0 | 0 | 0 | 0 | 0 | 0 | 0 | 0 | 0
PG&E KERN | Sunrise | 230 | Biomass |  |  | 0 | 0 | 0 | 0 | 0 | 0 | 0 | 0 | 0 | 0 | 0 | 0 | 0 | 0 | 0 | 0 | 0 | 0 | 0 | 0 | 0 | 0 | 0 | 0 | 0 | 0 | 0 | 0
PG&E KERN | Sunset | 230 | Biomass |  |  | 0 | 0 | 0 | 0 | 0 | 0 | 0 | 0 | 0 | 0 | 0 | 0 | 0 | 0 | 0 | 0 | 0 | 0 | 0 | 0 | 0 | 0 | 0 | 0 | 0 | 0 | 0 | 0
PG&E GBA | Swift | 115 | Biomass |  |  | 0 | 0 | 0 | 0 | 0 | 0 | 0 | 0 | 0 | 0 | 0 | 0 | 0 | 0 | 0 | 0 | 0 | 0 | 0 | 0 | 0 | 0 | 0 | 0 | 0 | 0 | 0 | 0
SDGE | Sycamore Canyon | 138 | Biomass |  |  | 0 | 0 | 0 | 0 | 0 | 0 | 0 | 0 | 0 | 0 | 0 | 0 | 0 | 0 | 0 | 0 | 0 | 0 | 0 | 0 | 0 | 0 | 0 | 0 | 0 | 0 | 0 | 0
SDGE | Sycamore Canyon | 230 | Biomass |  |  | 0 | 0 | 0 | 0 | 0 | 0 | 0 | 0 | 0 | 0 | 0 | 0 | 0 | 0 | 0 | 0 | 0 | 0 | 0 | 0 | 0 | 0 | 0 | 0 | 0 | 0 | 0 | 0
SDGE | Sycamore Canyon | 69 | Biomass |  |  | 0 | 0 | 0 | 0 | 0 | 0 | 0 | 0 | 0 | 0 | 0 | 0 | 0 | 0 | 0 | 0 | 0 | 0 | 0 | 0 | 0 | 0 | 0 | 0 | 0 | 0 | 0 | 0
SCE Northern | Sylmar | 230 | Biomass |  |  | 0 | 0 | 0 | 0 | 0 | 0 | 0 | 0 | 0 | 0 | 0 | 0 | 0 | 0 | 0 | 0 | 0 | 0 | 0 | 0 | 0 | 0 | 0 | 0 | 0 | 0 | 0 | 0
PG&E NGBA | Table Mountain | 115 | Biomass |  |  | 0 | 0 | 0 | 0 | 0 | 0 | 0 | 0 | 0 | 0 | 0 | 0 | 0 | 0 | 0 | 0 | 0 | 0 | 0 | 0 | 0 | 0 | 0 | 0 | 0 | 0 | 0 | 0
PG&E NGBA | Table Mountain | 230 | Biomass |  |  | 0 | 0 | 0 | 0 | 0 | 0 | 0 | 0 | 0 | 0 | 0 | 0 | 0 | 0 | 0 | 0 | 0 | 0 | 0 | 0 | 0 | 0 | 0 | 0 | 0 | 0 | 0 | 0
PG&E NGBA | Table Mountain | 500 | Biomass |  |  | 0 | 0 | 0 | 0 | 0 | 0 | 0 | 0 | 0 | 0 | 0 | 0 | 0 | 0 | 0 | 0 | 0 | 0 | 0 | 0 | 0 | 0 | 0 | 0 | 0 | 0 | 0 | 0
PG&E NGBA | Table Mountain | 60 | Biomass |  |  | 0 | 0 | 0 | 0 | 0 | 0 | 0 | 0 | 0 | 0 | 0 | 0 | 0 | 0 | 0 | 0 | 0 | 0 | 0 | 0 | 0 | 0 | 0 | 0 | 0 | 0 | 0 | 0
PG&E KERN | Taft | 115 | Biomass |  |  | 0 | 0 | 0 | 0 | 0 | 0 | 0 | 0 | 0 | 0 | 0 | 0 | 0 | 0 | 0 | 0 | 0 | 0 | 0 | 0 | 0 | 0 | 0 | 0 | 0 | 0 | 0 | 0
SDGE | Talega | 138 | Biomass |  |  | 0 | 0 | 0 | 0 | 0 | 0 | 0 | 0 | 0 | 0 | 0 | 0 | 0 | 0 | 0 | 0 | 0 | 0 | 0 | 0 | 0 | 0 | 0 | 0 | 0 | 0 | 0 | 0
SDGE | Talega | 230 | Biomass |  |  | 0 | 0 | 0 | 0 | 0 | 0 | 0 | 0 | 0 | 0 | 0 | 0 | 0 | 0 | 0 | 0 | 0 | 0 | 0 | 0 | 0 | 0 | 0 | 0 | 0 | 0 | 0 | 0
PG&E GBA | Tassajara | 230 | Biomass |  |  | 0 | 0 | 0 | 0 | 0 | 0 | 0 | 0 | 0 | 0 | 0 | 0 | 0 | 0 | 0 | 0 | 0 | 0 | 0 | 0 | 0 | 0 | 0 | 0 | 0 | 0 | 0 | 0
PG&E KERN | Tejon | 70 | Biomass |  |  | 0 | 0 | 0 | 0 | 0 | 0 | 0 | 0 | 0 | 0 | 0 | 0 | 0 | 0 | 0 | 0 | 0 | 0 | 0 | 0 | 0 | 0 | 0 | 0 | 0 | 0 | 0 | 0
SDGE | Telegraph Canyon | 138 | Biomass |  |  | 0 | 0 | 0 | 0 | 0 | 0 | 0 | 0 | 0 | 0 | 0 | 0 | 0 | 0 | 0 | 0 | 0 | 0 | 0 | 0 | 0 | 0 | 0 | 0 | 0 | 0 | 0 | 0
PG&E KERN | Temblor | 115 | Biomass |  |  | 0 | 0 | 0 | 0 | 0 | 0 | 0 | 0 | 0 | 0 | 0 | 0 | 0 | 0 | 0 | 0 | 0 | 0 | 0 | 0 | 0 | 0 | 0 | 0 | 0 | 0 | 0 | 0
PG&E KERN | Templeton | 230 | Biomass |  |  | 0 | 0 | 0 | 0 | 0 | 0 | 0 | 0 | 0 | 0 | 0 | 0 | 0 | 0 | 0 | 0 | 0 | 0 | 0 | 0 | 0 | 0 | 0 | 0 | 0 | 0 | 0 | 0
PG&E KERN | Templeton | 70 | Biomass |  |  | 1 | 0 | 0 | 0 | 0 | 0 | 0 | 0 | 0 | 0 | 0 | 0 | 0 | 3 | 0 | 3 | 0 | 0 | 0 | 3 | 0 | 3 | 3 | 0 | 3 | 3 | 0 | 3
PG&E GBA | Tesla | 115 | Biomass |  |  | 0 | 0 | 0 | 0 | 0 | 0 | 0 | 0 | 0 | 0 | 0 | 0 | 0 | 0 | 0 | 0 | 0 | 0 | 0 | 0 | 0 | 0 | 0 | 0 | 0 | 0 | 0 | 0
PG&E GBA | Tesla | 230 | Biomass |  |  | 0 | 0 | 0 | 0 | 0 | 0 | 0 | 0 | 0 | 0 | 0 | 0 | 0 | 0 | 0 | 0 | 0 | 0 | 0 | 0 | 0 | 0 | 0 | 0 | 0 | 0 | 0 | 0
PG&E GBA | Tesla | 500 | Biomass |  |  | 0 | 0 | 0 | 0 | 0 | 0 | 0 | 0 | 0 | 0 | 0 | 0 | 0 | 0 | 0 | 0 | 0 | 0 | 0 | 0 | 0 | 0 | 0 | 0 | 0 | 0 | 0 | 0
PG&E KERN | Tevis | 115 | Biomass |  |  | 0 | 0 | 0 | 0 | 0 | 0 | 0 | 0 | 0 | 0 | 0 | 0 | 0 | 0 | 0 | 0 | 0 | 0 | 0 | 0 | 0 | 0 | 0 | 0 | 0 | 0 | 0 | 0
EOP | Thousandaire | 138 | Biomass |  |  | 0 | 0 | 0 | 0 | 0 | 0 | 0 | 0 | 0 | 0 | 0 | 0 | 0 | 0 | 0 | 0 | 0 | 0 | 0 | 0 | 0 | 0 | 0 | 0 | 0 | 0 | 0 | 0
PG&E KERN | Topaz | 230 | Biomass |  |  | 0 | 0 | 0 | 0 | 0 | 0 | 0 | 0 | 0 | 0 | 0 | 0 | 0 | 0 | 0 | 0 | 0 | 0 | 0 | 0 | 0 | 0 | 0 | 0 | 0 | 0 | 0 | 0
SCE NOL | Tortilla | 115 | Biomass |  |  | 0 | 0 | 0 | 0 | 0 | 0 | 0 | 0 | 0 | 0 | 0 | 0 | 0 | 0 | 0 | 0 | 0 | 0 | 0 | 0 | 0 | 0 | 0 | 0 | 0 | 0 | 0 | 0
SDGE | Trabuco | 138 | Biomass |  |  | 0 | 0 | 0 | 0 | 0 | 0 | 0 | 0 | 0 | 0 | 0 | 0 | 0 | 0 | 0 | 0 | 0 | 0 | 0 | 0 | 0 | 0 | 0 | 0 | 0 | 0 | 0 | 0
PG&E GBA | Tracy | 115 | Biomass |  |  | 1 | 0 | 0 | 0 | 3 | 0 | 3 | 0 | 0 | 0 | 3 | 0 | 3 | 0 | 0 | 0 | 0 | 0 | 0 | 0 | 0 | 0 | 3 | 0 | 3 | 3 | 0 | 3
PG&E FRESNO | Tranquility | 230 | Biomass |  |  | 0 | 0 | 0 | 0 | 0 | 0 | 0 | 0 | 0 | 0 | 0 | 0 | 0 | 0 | 0 | 0 | 0 | 0 | 0 | 0 | 0 | 0 | 0 | 0 | 0 | 0 | 0 | 0
PG&E GBA | Trimble | 115 | Biomass |  |  | 0 | 0 | 0 | 0 | 0 | 0 | 0 | 0 | 0 | 0 | 0 | 0 | 0 | 0 | 0 | 0 | 0 | 0 | 0 | 0 | 0 | 0 | 0 | 0 | 0 | 0 | 0 | 0
EOP | Trout Canyon | 230 | Biomass |  |  | 0 | 0 | 0 | 0 | 0 | 0 | 0 | 0 | 0 | 0 | 0 | 0 | 0 | 0 | 0 | 0 | 0 | 0 | 0 | 0 | 0 | 0 | 0 | 0 | 0 | 0 | 0 | 0
EOP | Trout Canyon | 500 | Biomass |  |  | 0 | 0 | 0 | 0 | 0 | 0 | 0 | 0 | 0 | 0 | 0 | 0 | 0 | 0 | 0 | 0 | 0 | 0 | 0 | 0 | 0 | 0 | 0 | 0 | 0 | 0 | 0 | 0
PG&E NGBA | Tulucay | 230 | Biomass |  |  | 0 | 0 | 0 | 0 | 0 | 0 | 0 | 0 | 0 | 0 | 0 | 0 | 0 | 0 | 0 | 0 | 0 | 0 | 0 | 0 | 0 | 0 | 0 | 0 | 0 | 0 | 0 | 0
PG&E NGBA | Tulucay | 60 | Biomass |  |  | 0 | 0 | 0 | 0 | 0 | 0 | 0 | 0 | 0 | 0 | 0 | 0 | 0 | 0 | 0 | 0 | 0 | 0 | 0 | 0 | 0 | 0 | 0 | 0 | 0 | 0 | 0 | 0
PG&E KERN | Tupman | 115 | Biomass |  |  | 0 | 0 | 0 | 0 | 0 | 0 | 0 | 0 | 0 | 0 | 0 | 0 | 0 | 0 | 0 | 0 | 0 | 0 | 0 | 0 | 0 | 0 | 0 | 0 | 0 | 0 | 0 | 0
PG&E NGBA | Ukiah | 115 | Biomass |  |  | 0 | 0 | 0 | 0 | 0 | 0 | 0 | 0 | 0 | 0 | 0 | 0 | 0 | 0 | 0 | 0 | 0 | 0 | 0 | 0 | 0 | 0 | 0 | 0 | 0 | 0 | 0 | 0
PG&E KERN | Union (Estrella) | 70 | Biomass |  |  | 0 | 0 | 0 | 0 | 0 | 0 | 0 | 0 | 0 | 0 | 0 | 0 | 0 | 0 | 0 | 0 | 0 | 0 | 0 | 0 | 0 | 0 | 0 | 0 | 0 | 0 | 0 | 0
PG&E NGBA | Vaca Dixon | 115 | Biomass |  |  | 0 | 0 | 0 | 0 | 0 | 0 | 0 | 0 | 0 | 0 | 0 | 0 | 0 | 0 | 0 | 0 | 0 | 0 | 0 | 0 | 0 | 0 | 0 | 0 | 0 | 0 | 0 | 0
PG&E NGBA | Vaca Dixon | 230 | Biomass |  |  | 0 | 0 | 0 | 0 | 0 | 0 | 0 | 0 | 0 | 0 | 0 | 0 | 0 | 0 | 0 | 0 | 0 | 0 | 0 | 0 | 0 | 0 | 0 | 0 | 0 | 0 | 0 | 0
PG&E NGBA | Vaca Dixon | 500 | Biomass |  |  | 0 | 0 | 0 | 0 | 0 | 0 | 0 | 0 | 0 | 0 | 0 | 0 | 0 | 0 | 0 | 0 | 0 | 0 | 0 | 0 | 0 | 0 | 0 | 0 | 0 | 0 | 0 | 0
PG&E NGBA | Vaca Dixon | 60 | Biomass |  |  | 0 | 0 | 0 | 0 | 0 | 0 | 0 | 0 | 0 | 0 | 0 | 0 | 0 | 0 | 0 | 0 | 0 | 0 | 0 | 0 | 0 | 0 | 0 | 0 | 0 | 0 | 0 | 0
SCE Eastern | Valley (SCE) | 500 | Biomass |  |  | 0 | 0 | 0 | 0 | 0 | 0 | 0 | 0 | 0 | 0 | 0 | 0 | 0 | 0 | 0 | 0 | 0 | 0 | 0 | 0 | 0 | 0 | 0 | 0 | 0 | 0 | 0 | 0
EOP | Valley (VEA) | 138 | Biomass |  |  | 0 | 0 | 0 | 0 | 0 | 0 | 0 | 0 | 0 | 0 | 0 | 0 | 0 | 0 | 0 | 0 | 0 | 0 | 0 | 0 | 0 | 0 | 0 | 0 | 0 | 0 | 0 | 0
SDGE | Valley Center | 69 | Biomass |  |  | 0 | 0 | 0 | 0 | 0 | 0 | 0 | 0 | 0 | 0 | 0 | 0 | 0 | 0 | 0 | 0 | 0 | 0 | 0 | 0 | 0 | 0 | 0 | 0 | 0 | 0 | 0 | 0
PG&E GBA | Valley Home | 115 | Biomass |  |  | 0 | 0 | 0 | 0 | 0 | 0 | 0 | 0 | 0 | 0 | 0 | 0 | 0 | 0 | 0 | 0 | 0 | 0 | 0 | 0 | 0 | 0 | 0 | 0 | 0 | 0 | 0 | 0
PG&E GBA | Valley Springs | 230 | Biomass |  |  | 1 | 0 | 0 | 0 | 0 | 0 | 0 | 0 | 0 | 0 | 0 | 0 | 0 | 3 | 0 | 3 | 0 | 0 | 0 | 3 | 0 | 3 | 3 | 0 | 3 | 3 | 0 | 3
PG&E GBA | Valley Springs | 60 | Biomass |  |  | 0 | 0 | 0 | 0 | 0 | 0 | 0 | 0 | 0 | 0 | 0 | 0 | 0 | 0 | 0 | 0 | 0 | 0 | 0 | 0 | 0 | 0 | 0 | 0 | 0 | 0 | 0 | 0
EOP | Valley Switch | 138 | Biomass |  |  | 0 | 0 | 0 | 0 | 0 | 0 | 0 | 0 | 0 | 0 | 0 | 0 | 0 | 0 | 0 | 0 | 0 | 0 | 0 | 0 | 0 | 0 | 0 | 0 | 0 | 0 | 0 | 0
EOP | Valley Switch | 230 | Biomass |  |  | 0 | 0 | 0 | 0 | 0 | 0 | 0 | 0 | 0 | 0 | 0 | 0 | 0 | 0 | 0 | 0 | 0 | 0 | 0 | 0 | 0 | 0 | 0 | 0 | 0 | 0 | 0 | 0
PG&E GBA | Vasco | 230 | Biomass |  |  | 0 | 0 | 0 | 0 | 0 | 0 | 0 | 0 | 0 | 0 | 0 | 0 | 0 | 0 | 0 | 0 | 0 | 0 | 0 | 0 | 0 | 0 | 0 | 0 | 0 | 0 | 0 | 0
PG&E GBA | Vasona | 230 | Biomass |  |  | 0 | 0 | 0 | 0 | 0 | 0 | 0 | 0 | 0 | 0 | 0 | 0 | 0 | 0 | 0 | 0 | 0 | 0 | 0 | 0 | 0 | 0 | 0 | 0 | 0 | 0 | 0 | 0
SCE Northern | Vestal | 230 | Biomass |  |  | 0 | 0 | 0 | 0 | 0 | 0 | 0 | 0 | 0 | 0 | 0 | 0 | 0 | 0 | 0 | 0 | 0 | 0 | 0 | 0 | 0 | 0 | 0 | 0 | 0 | 0 | 0 | 0
SCE Northern | Vestal | 66 | Biomass |  |  | 0 | 0 | 0 | 0 | 0 | 0 | 0 | 0 | 0 | 0 | 0 | 0 | 0 | 0 | 0 | 0 | 0 | 0 | 0 | 0 | 0 | 0 | 0 | 0 | 0 | 0 | 0 | 0
SCE NOL | Victor | 115 | Biomass |  |  | 0 | 0 | 0 | 0 | 0 | 0 | 0 | 0 | 0 | 0 | 0 | 0 | 0 | 0 | 0 | 0 | 0 | 0 | 0 | 0 | 0 | 0 | 0 | 0 | 0 | 0 | 0 | 0
SCE NOL | Victor | 230 | Biomass |  |  | 0 | 0 | 0 | 0 | 0 | 0 | 0 | 0 | 0 | 0 | 0 | 0 | 0 | 0 | 0 | 0 | 0 | 0 | 0 | 0 | 0 | 0 | 0 | 0 | 0 | 0 | 0 | 0
SCE Metro | Viejo | 230 | Biomass |  |  | 0 | 0 | 0 | 0 | 0 | 0 | 0 | 0 | 0 | 0 | 0 | 0 | 0 | 0 | 0 | 0 | 0 | 0 | 0 | 0 | 0 | 0 | 0 | 0 | 0 | 0 | 0 | 0
PG&E GBA | Vierra | 115 | Biomass |  |  | 0 | 0 | 0 | 0 | 0 | 0 | 0 | 0 | 0 | 0 | 0 | 0 | 0 | 0 | 0 | 0 | 0 | 0 | 0 | 0 | 0 | 0 | 0 | 0 | 0 | 0 | 0 | 0
SCE Metro | Villa Park | 230 | Biomass |  |  | 0 | 0 | 0 | 0 | 0 | 0 | 0 | 0 | 0 | 0 | 0 | 0 | 0 | 0 | 0 | 0 | 0 | 0 | 0 | 0 | 0 | 0 | 0 | 0 | 0 | 0 | 0 | 0
SCE Northern | Vincent | 230 | Biomass |  |  | 0 | 0 | 0 | 0 | 0 | 0 | 0 | 0 | 0 | 0 | 0 | 0 | 0 | 0 | 0 | 0 | 0 | 0 | 0 | 0 | 0 | 0 | 0 | 0 | 0 | 0 | 0 | 0
SCE Northern | Vincent | 500 | Biomass |  |  | 0 | 0 | 0 | 0 | 0 | 0 | 0 | 0 | 0 | 0 | 0 | 0 | 0 | 0 | 0 | 0 | 0 | 0 | 0 | 0 | 0 | 0 | 0 | 0 | 0 | 0 | 0 | 0
PG&E GBA | Vineyard | 230 | Biomass |  |  | 0 | 0 | 0 | 0 | 0 | 0 | 0 | 0 | 0 | 0 | 0 | 0 | 0 | 0 | 0 | 0 | 0 | 0 | 0 | 0 | 0 | 0 | 0 | 0 | 0 | 0 | 0 | 0
SDGE | Vineyard | 69 | Biomass |  |  | 0 | 0 | 0 | 0 | 0 | 0 | 0 | 0 | 0 | 0 | 0 | 0 | 0 | 0 | 0 | 0 | 0 | 0 | 0 | 0 | 0 | 0 | 0 | 0 | 0 | 0 | 0 | 0
SCE Eastern | Vista (SCE) | 230 | Biomass |  |  | 1 | 0 | 0 | 0 | 2.6 | 0 | 2.6 | 2.6 | 0 | 2.6 | 0 | 0 | 0 | 0 | 0 | 0 | 0 | 0 | 0 | 0 | 0 | 0 | 0 | 0 | 0 | 0 | 0 | 0
EOP | Vista (VEA) | 138 | Biomass |  |  | 0 | 0 | 0 | 0 | 0 | 0 | 0 | 0 | 0 | 0 | 0 | 0 | 0 | 0 | 0 | 0 | 0 | 0 | 0 | 0 | 0 | 0 | 0 | 0 | 0 | 0 | 0 | 0
EOP | Vista (VEA) | 230 | Biomass |  |  | 0 | 0 | 0 | 0 | 0 | 0 | 0 | 0 | 0 | 0 | 0 | 0 | 0 | 0 | 0 | 0 | 0 | 0 | 0 | 0 | 0 | 0 | 0 | 0 | 0 | 0 | 0 | 0
PG&E FRESNO | Wahtoke | 115 | Biomass |  |  | 0 | 0 | 0 | 0 | 0 | 0 | 0 | 0 | 0 | 0 | 0 | 0 | 0 | 0 | 0 | 0 | 0 | 0 | 0 | 0 | 0 | 0 | 0 | 0 | 0 | 0 | 0 | 0
SCE Northern | Wakefield | 66 | Biomass |  |  | 0 | 0 | 0 | 0 | 0 | 0 | 0 | 0 | 0 | 0 | 0 | 0 | 0 | 0 | 0 | 0 | 0 | 0 | 0 | 0 | 0 | 0 | 0 | 0 | 0 | 0 | 0 | 0
SCE Metro | Walnut | 230 | Biomass |  |  | 0 | 0 | 0 | 0 | 0 | 0 | 0 | 0 | 0 | 0 | 0 | 0 | 0 | 0 | 0 | 0 | 0 | 0 | 0 | 0 | 0 | 0 | 0 | 0 | 0 | 0 | 0 | 0
SCE Northern | Warne | 230 | Biomass |  |  | 0 | 0 | 0 | 0 | 0 | 0 | 0 | 0 | 0 | 0 | 0 | 0 | 0 | 0 | 0 | 0 | 0 | 0 | 0 | 0 | 0 | 0 | 0 | 0 | 0 | 0 | 0 | 0
PG&E GBA | Warnerville | 230 | Biomass |  |  | 0 | 0 | 0 | 0 | 0 | 0 | 0 | 0 | 0 | 0 | 0 | 0 | 0 | 0 | 0 | 0 | 0 | 0 | 0 | 0 | 0 | 0 | 0 | 0 | 0 | 0 | 0 | 0
PG&E FRESNO | Waukena | 115 | Biomass |  |  | 0 | 0 | 0 | 0 | 0 | 0 | 0 | 0 | 0 | 0 | 0 | 0 | 0 | 0 | 0 | 0 | 0 | 0 | 0 | 0 | 0 | 0 | 0 | 0 | 0 | 0 | 0 | 0
PG&E GBA | Weber | 230 | Biomass |  |  | 0 | 0 | 0 | 0 | 0 | 0 | 0 | 0 | 0 | 0 | 0 | 0 | 0 | 0 | 0 | 0 | 0 | 0 | 0 | 0 | 0 | 0 | 0 | 0 | 0 | 0 | 0 | 0
PG&E GBA | Weber | 60 | Biomass |  |  | 0 | 0 | 0 | 0 | 0 | 0 | 0 | 0 | 0 | 0 | 0 | 0 | 0 | 0 | 0 | 0 | 0 | 0 | 0 | 0 | 0 | 0 | 0 | 0 | 0 | 0 | 0 | 0
PG&E FRESNO | West Fresno | 115 | Biomass |  |  | 0 | 0 | 0 | 0 | 0 | 0 | 0 | 0 | 0 | 0 | 0 | 0 | 0 | 0 | 0 | 0 | 0 | 0 | 0 | 0 | 0 | 0 | 0 | 0 | 0 | 0 | 0 | 0
PG&E FRESNO | Westley | 230 | Biomass |  |  | 0 | 0 | 0 | 0 | 0 | 0 | 0 | 0 | 0 | 0 | 0 | 0 | 0 | 0 | 0 | 0 | 0 | 0 | 0 | 0 | 0 | 0 | 0 | 0 | 0 | 0 | 0 | 0
PG&E KERN | Westpark | 115 | Biomass |  |  | 0 | 0 | 0 | 0 | 0 | 0 | 0 | 0 | 0 | 0 | 0 | 0 | 0 | 0 | 0 | 0 | 0 | 0 | 0 | 0 | 0 | 0 | 0 | 0 | 0 | 0 | 0 | 0
PG&E KERN | Wheeler Ridge | 230 | Biomass |  |  | 0 | 0 | 0 | 0 | 0 | 0 | 0 | 0 | 0 | 0 | 0 | 0 | 0 | 0 | 0 | 0 | 0 | 0 | 0 | 0 | 0 | 0 | 0 | 0 | 0 | 0 | 0 | 0
PG&E KERN | Wheeler Ridge | 115 | Biomass |  |  | 0 | 0 | 0 | 0 | 0 | 0 | 0 | 0 | 0 | 0 | 0 | 0 | 0 | 0 | 0 | 0 | 0 | 0 | 0 | 0 | 0 | 0 | 0 | 0 | 0 | 0 | 0 | 0
PG&E KERN | Wheeler Ridge | 70 | Biomass |  |  | 0 | 0 | 0 | 0 | 0 | 0 | 0 | 0 | 0 | 0 | 0 | 0 | 0 | 0 | 0 | 0 | 0 | 0 | 0 | 0 | 0 | 0 | 0 | 0 | 0 | 0 | 0 | 0
SCE Northern | Whirlwind | 230 | Biomass |  |  | 0 | 0 | 0 | 0 | 0 | 0 | 0 | 0 | 0 | 0 | 0 | 0 | 0 | 0 | 0 | 0 | 0 | 0 | 0 | 0 | 0 | 0 | 0 | 0 | 0 | 0 | 0 | 0
SCE Northern | Whirlwind | 500 | Biomass |  |  | 0 | 0 | 0 | 0 | 0 | 0 | 0 | 0 | 0 | 0 | 0 | 0 | 0 | 0 | 0 | 0 | 0 | 0 | 0 | 0 | 0 | 0 | 0 | 0 | 0 | 0 | 0 | 0
PG&E GBA | Whisman | 115 | Biomass |  |  | 0 | 0 | 0 | 0 | 0 | 0 | 0 | 0 | 0 | 0 | 0 | 0 | 0 | 0 | 0 | 0 | 0 | 0 | 0 | 0 | 0 | 0 | 0 | 0 | 0 | 0 | 0 | 0
SCE Eastern | Wildlife | 230 | Biomass |  |  | 0 | 0 | 0 | 0 | 0 | 0 | 0 | 0 | 0 | 0 | 0 | 0 | 0 | 0 | 0 | 0 | 0 | 0 | 0 | 0 | 0 | 0 | 0 | 0 | 0 | 0 | 0 | 0
PG&E FRESNO | Wilson | 115 | Biomass |  |  | 0 | 0 | 0 | 0 | 0 | 0 | 0 | 0 | 0 | 0 | 0 | 0 | 0 | 0 | 0 | 0 | 0 | 0 | 0 | 0 | 0 | 0 | 0 | 0 | 0 | 0 | 0 | 0
PG&E FRESNO | Wilson | 230 | Biomass |  |  | 0 | 0 | 0 | 0 | 0 | 0 | 0 | 0 | 0 | 0 | 0 | 0 | 0 | 0 | 0 | 0 | 0 | 0 | 0 | 0 | 0 | 0 | 0 | 0 | 0 | 0 | 0 | 0
SCE Northern | Windhub | 230 | Biomass |  |  | 0 | 0 | 0 | 0 | 0 | 0 | 0 | 0 | 0 | 0 | 0 | 0 | 0 | 0 | 0 | 0 | 0 | 0 | 0 | 0 | 0 | 0 | 0 | 0 | 0 | 0 | 0 | 0
SCE Northern | Windhub | 500 | Biomass |  |  | 0 | 0 | 0 | 0 | 0 | 0 | 0 | 0 | 0 | 0 | 0 | 0 | 0 | 0 | 0 | 0 | 0 | 0 | 0 | 0 | 0 | 0 | 0 | 0 | 0 | 0 | 0 | 0
PG&E GBA | Windmaster | 230 | Biomass |  |  | 0 | 0 | 0 | 0 | 0 | 0 | 0 | 0 | 0 | 0 | 0 | 0 | 0 | 0 | 0 | 0 | 0 | 0 | 0 | 0 | 0 | 0 | 0 | 0 | 0 | 0 | 0 | 0
PG&E NGBA | Windsor | 60 | Biomass |  |  | 0 | 0 | 0 | 0 | 0 | 0 | 0 | 0 | 0 | 0 | 0 | 0 | 0 | 0 | 0 | 0 | 0 | 0 | 0 | 0 | 0 | 0 | 0 | 0 | 0 | 0 | 0 | 0
PG&E NGBA | Woodland | 115 | Biomass |  |  | 0 | 0 | 0 | 0 | 0 | 0 | 0 | 0 | 0 | 0 | 0 | 0 | 0 | 0 | 0 | 0 | 0 | 0 | 0 | 0 | 0 | 0 | 0 | 0 | 0 | 0 | 0 | 0
PG&E FRESNO | Woodward | 115 | Biomass |  |  | 0 | 0 | 0 | 0 | 0 | 0 | 0 | 0 | 0 | 0 | 0 | 0 | 0 | 0 | 0 | 0 | 0 | 0 | 0 | 0 | 0 | 0 | 0 | 0 | 0 | 0 | 0 | 0
PG&E NGBA | Wyandotte | 115 | Biomass |  |  | 1 | 0 | 0 | 0 | 0 | 0 | 0 | 0 | 0 | 0 | 0 | 0 | 0 | 10 | 0 | 10 | 0 | 0 | 0 | 10 | 0 | 10 | 10 | 0 | 10 | 10 | 0 | 10
PG&E KERN | 7th Standard | 115 | Wind, Onshore |  |  | 0 | 0 | 0 | 0 | 0 | 0 | 0 | 0 | 0 | 0 | 0 | 0 | 0 | 0 | 0 | 0 | 0 | 0 | 0 | 0 | 0 | 0 | 0 | 0 | 0 | 0 | 0 | 0
SCE Metro | Alamitos | 230 | Wind, Onshore |  |  | 0 | 0 | 0 | 0 | 0 | 0 | 0 | 0 | 0 | 0 | 0 | 0 | 0 | 0 | 0 | 0 | 0 | 0 | 0 | 0 | 0 | 0 | 0 | 0 | 0 | 0 | 0 | 0
SCE Eastern | Alberhill | 115 | Wind, Onshore |  |  | 0 | 0 | 0 | 0 | 0 | 0 | 0 | 0 | 0 | 0 | 0 | 0 | 0 | 0 | 0 | 0 | 0 | 0 | 0 | 0 | 0 | 0 | 0 | 0 | 0 | 0 | 0 | 0
SCE Eastern | Alberhill | 500 | Wind, Onshore |  |  | 0 | 0 | 0 | 0 | 0 | 0 | 0 | 0 | 0 | 0 | 0 | 0 | 0 | 0 | 0 | 0 | 0 | 0 | 0 | 0 | 0 | 0 | 0 | 0 | 0 | 0 | 0 | 0
PG&E GBA | Alhambra | 115 | Wind, Onshore |  |  | 0 | 0 | 0 | 0 | 0 | 0 | 0 | 0 | 0 | 0 | 0 | 0 | 0 | 0 | 0 | 0 | 0 | 0 | 0 | 0 | 0 | 0 | 0 | 0 | 0 | 0 | 0 | 0
PG&E FRESNO | Alpaugh | 115 | Wind, Onshore |  |  | 0 | 0 | 0 | 0 | 0 | 0 | 0 | 0 | 0 | 0 | 0 | 0 | 0 | 0 | 0 | 0 | 0 | 0 | 0 | 0 | 0 | 0 | 0 | 0 | 0 | 0 | 0 | 0
SDGE | Alpine | 69 | Wind, Onshore |  |  | 0 | 0 | 0 | 0 | 0 | 0 | 0 | 0 | 0 | 0 | 0 | 0 | 0 | 0 | 0 | 0 | 0 | 0 | 0 | 0 | 0 | 0 | 0 | 0 | 0 | 0 | 0 | 0
PG&E GBA | Altamont Midway (Sandhill) | 230 | Wind, Onshore |  |  | 1 | 0 | 0 | 0 | 0 | 0 | 0 | 0 | 0 | 0 | 0 | 0 | 0 | 5 | 0 | 5 | 0 | 0 | 0 | 5 | 0 | 5 | 5 | 0 | 5 | 5 | 0 | 5
SCE Northern | Antelope | 66 | Wind, Onshore |  |  | 0 | 0 | 0 | 0 | 0 | 0 | 0 | 0 | 0 | 0 | 0 | 0 | 0 | 0 | 0 | 0 | 0 | 0 | 0 | 0 | 0 | 0 | 0 | 0 | 0 | 0 | 0 | 0
SCE Northern | Antelope | 230 | Wind, Onshore |  |  | 1 | 0 | 0 | 0 | 0 | 0 | 0 | 0 | 0 | 0 | 0 | 0 | 0 | 200 | 0 | 200 | 0 | 0 | 0 | 200 | 0 | 200 | 200 | 0 | 200 | 200 | 0 | 200
SCE Northern | Antelope | 500 | Wind, Onshore |  |  | 0 | 0 | 0 | 0 | 0 | 0 | 0 | 0 | 0 | 0 | 0 | 0 | 0 | 0 | 0 | 0 | 0 | 0 | 0 | 0 | 0 | 0 | 0 | 0 | 0 | 0 | 0 | 0
PG&E NGBA | Arcata | 60 | Wind, Onshore |  |  | 0 | 0 | 0 | 0 | 0 | 0 | 0 | 0 | 0 | 0 | 0 | 0 | 0 | 0 | 0 | 0 | 0 | 0 | 0 | 0 | 0 | 0 | 0 | 0 | 0 | 0 | 0 | 0
PG&E KERN | Arco | 230 | Wind, Onshore |  |  | 0 | 0 | 0 | 0 | 0 | 0 | 0 | 0 | 0 | 0 | 0 | 0 | 0 | 0 | 0 | 0 | 0 | 0 | 0 | 0 | 0 | 0 | 0 | 0 | 0 | 0 | 0 | 0
PG&E KERN | Arco | 70 | Wind, Onshore |  |  | 0 | 0 | 0 | 0 | 0 | 0 | 0 | 0 | 0 | 0 | 0 | 0 | 0 | 0 | 0 | 0 | 0 | 0 | 0 | 0 | 0 | 0 | 0 | 0 | 0 | 0 | 0 | 0
SCE Metro | ArcoGen | 230 | Wind, Onshore |  |  | 0 | 0 | 0 | 0 | 0 | 0 | 0 | 0 | 0 | 0 | 0 | 0 | 0 | 0 | 0 | 0 | 0 | 0 | 0 | 0 | 0 | 0 | 0 | 0 | 0 | 0 | 0 | 0
SDGE | Artesian | 230 | Wind, Onshore |  |  | 0 | 0 | 0 | 0 | 0 | 0 | 0 | 0 | 0 | 0 | 0 | 0 | 0 | 0 | 0 | 0 | 0 | 0 | 0 | 0 | 0 | 0 | 0 | 0 | 0 | 0 | 0 | 0
SDGE | Artesian | 69 | Wind, Onshore |  |  | 0 | 0 | 0 | 0 | 0 | 0 | 0 | 0 | 0 | 0 | 0 | 0 | 0 | 0 | 0 | 0 | 0 | 0 | 0 | 0 | 0 | 0 | 0 | 0 | 0 | 0 | 0 | 0
PG&E FRESNO | Ashlan | 230 | Wind, Onshore |  |  | 0 | 0 | 0 | 0 | 0 | 0 | 0 | 0 | 0 | 0 | 0 | 0 | 0 | 0 | 0 | 0 | 0 | 0 | 0 | 0 | 0 | 0 | 0 | 0 | 0 | 0 | 0 | 0
PG&E NGBA | Atlantic | 115 | Wind, Onshore |  |  | 0 | 0 | 0 | 0 | 0 | 0 | 0 | 0 | 0 | 0 | 0 | 0 | 0 | 0 | 0 | 0 | 0 | 0 | 0 | 0 | 0 | 0 | 0 | 0 | 0 | 0 | 0 | 0
PG&E NGBA | Atlantic | 230 | Wind, Onshore |  |  | 0 | 0 | 0 | 0 | 0 | 0 | 0 | 0 | 0 | 0 | 0 | 0 | 0 | 0 | 0 | 0 | 0 | 0 | 0 | 0 | 0 | 0 | 0 | 0 | 0 | 0 | 0 | 0
PG&E NGBA | Atlantic | 60 | Wind, Onshore |  |  | 0 | 0 | 0 | 0 | 0 | 0 | 0 | 0 | 0 | 0 | 0 | 0 | 0 | 0 | 0 | 0 | 0 | 0 | 0 | 0 | 0 | 0 | 0 | 0 | 0 | 0 | 0 | 0
PG&E FRESNO | Atwater | 115 | Wind, Onshore |  |  | 0 | 0 | 0 | 0 | 0 | 0 | 0 | 0 | 0 | 0 | 0 | 0 | 0 | 0 | 0 | 0 | 0 | 0 | 0 | 0 | 0 | 0 | 0 | 0 | 0 | 0 | 0 | 0
PG&E GBA | Avena | 115 | Wind, Onshore |  |  | 0 | 0 | 0 | 0 | 0 | 0 | 0 | 0 | 0 | 0 | 0 | 0 | 0 | 0 | 0 | 0 | 0 | 0 | 0 | 0 | 0 | 0 | 0 | 0 | 0 | 0 | 0 | 0
SDGE | Avocado | 69 | Wind, Onshore |  |  | 0 | 0 | 0 | 0 | 0 | 0 | 0 | 0 | 0 | 0 | 0 | 0 | 0 | 0 | 0 | 0 | 0 | 0 | 0 | 0 | 0 | 0 | 0 | 0 | 0 | 0 | 0 | 0
PG&E NGBA | Bahia | 230 | Wind, Onshore |  |  | 0 | 0 | 0 | 0 | 0 | 0 | 0 | 0 | 0 | 0 | 0 | 0 | 0 | 0 | 0 | 0 | 0 | 0 | 0 | 0 | 0 | 0 | 0 | 0 | 0 | 0 | 0 | 0
SCE Northern | Bailey | 230 | Wind, Onshore |  |  | 0 | 0 | 0 | 0 | 0 | 0 | 0 | 0 | 0 | 0 | 0 | 0 | 0 | 0 | 0 | 0 | 0 | 0 | 0 | 0 | 0 | 0 | 0 | 0 | 0 | 0 | 0 | 0
SCE NOL | Baker | 115 | Wind, Onshore |  |  | 0 | 0 | 0 | 0 | 0 | 0 | 0 | 0 | 0 | 0 | 0 | 0 | 0 | 0 | 0 | 0 | 0 | 0 | 0 | 0 | 0 | 0 | 0 | 0 | 0 | 0 | 0 | 0
PG&E KERN | Bakersfield | 230 | Wind, Onshore |  |  | 0 | 0 | 0 | 0 | 0 | 0 | 0 | 0 | 0 | 0 | 0 | 0 | 0 | 0 | 0 | 0 | 0 | 0 | 0 | 0 | 0 | 0 | 0 | 0 | 0 | 0 | 0 | 0
PG&E FRESNO | Balch | 230 | Wind, Onshore |  |  | 0 | 0 | 0 | 0 | 0 | 0 | 0 | 0 | 0 | 0 | 0 | 0 | 0 | 0 | 0 | 0 | 0 | 0 | 0 | 0 | 0 | 0 | 0 | 0 | 0 | 0 | 0 | 0
SCE Eastern | Bannister | 230 | Wind, Onshore |  |  | 0 | 0 | 0 | 0 | 0 | 0 | 0 | 0 | 0 | 0 | 0 | 0 | 0 | 0 | 0 | 0 | 0 | 0 | 0 | 0 | 0 | 0 | 0 | 0 | 0 | 0 | 0 | 0
SCE Metro | Barre | 230 | Wind, Onshore |  |  | 0 | 0 | 0 | 0 | 0 | 0 | 0 | 0 | 0 | 0 | 0 | 0 | 0 | 0 | 0 | 0 | 0 | 0 | 0 | 0 | 0 | 0 | 0 | 0 | 0 | 0 | 0 | 0
SDGE | Bay Boulevard | 69 | Wind, Onshore |  |  | 0 | 0 | 0 | 0 | 0 | 0 | 0 | 0 | 0 | 0 | 0 | 0 | 0 | 0 | 0 | 0 | 0 | 0 | 0 | 0 | 0 | 0 | 0 | 0 | 0 | 0 | 0 | 0
SDGE | Bay Boulevard | 230 | Wind, Onshore |  |  | 0 | 0 | 0 | 0 | 0 | 0 | 0 | 0 | 0 | 0 | 0 | 0 | 0 | 0 | 0 | 0 | 0 | 0 | 0 | 0 | 0 | 0 | 0 | 0 | 0 | 0 | 0 | 0
EOP | Beatty | 138 | Wind, Onshore |  |  | 0 | 0 | 0 | 0 | 0 | 0 | 0 | 0 | 0 | 0 | 0 | 0 | 0 | 0 | 0 | 0 | 0 | 0 | 0 | 0 | 0 | 0 | 0 | 0 | 0 | 0 | 0 | 0
EOP | Beatty | 230 | Wind, Onshore |  |  | 0 | 0 | 0 | 0 | 0 | 0 | 0 | 0 | 0 | 0 | 0 | 0 | 0 | 0 | 0 | 0 | 0 | 0 | 0 | 0 | 0 | 0 | 0 | 0 | 0 | 0 | 0 | 0
PG&E NGBA | Belden | 230 | Wind, Onshore |  |  | 0 | 0 | 0 | 0 | 0 | 0 | 0 | 0 | 0 | 0 | 0 | 0 | 0 | 0 | 0 | 0 | 0 | 0 | 0 | 0 | 0 | 0 | 0 | 0 | 0 | 0 | 0 | 0
PG&E NGBA | Bell | 115 | Wind, Onshore |  |  | 0 | 0 | 0 | 0 | 0 | 0 | 0 | 0 | 0 | 0 | 0 | 0 | 0 | 0 | 0 | 0 | 0 | 0 | 0 | 0 | 0 | 0 | 0 | 0 | 0 | 0 | 0 | 0
PG&E NGBA | Bellevue | 115 | Wind, Onshore |  |  | 0 | 0 | 0 | 0 | 0 | 0 | 0 | 0 | 0 | 0 | 0 | 0 | 0 | 0 | 0 | 0 | 0 | 0 | 0 | 0 | 0 | 0 | 0 | 0 | 0 | 0 | 0 | 0
PG&E GBA | Bellota | 115 | Wind, Onshore |  |  | 0 | 0 | 0 | 0 | 0 | 0 | 0 | 0 | 0 | 0 | 0 | 0 | 0 | 0 | 0 | 0 | 0 | 0 | 0 | 0 | 0 | 0 | 0 | 0 | 0 | 0 | 0 | 0
PG&E GBA | Bellota | 230 | Wind, Onshore |  |  | 0 | 0 | 0 | 0 | 0 | 0 | 0 | 0 | 0 | 0 | 0 | 0 | 0 | 0 | 0 | 0 | 0 | 0 | 0 | 0 | 0 | 0 | 0 | 0 | 0 | 0 | 0 | 0
SCE Northern | Big Creek | 230 | Wind, Onshore |  |  | 0 | 0 | 0 | 0 | 0 | 0 | 0 | 0 | 0 | 0 | 0 | 0 | 0 | 0 | 0 | 0 | 0 | 0 | 0 | 0 | 0 | 0 | 0 | 0 | 0 | 0 | 0 | 0
PG&E FRESNO | Biola | 70 | Wind, Onshore |  |  | 0 | 0 | 0 | 0 | 0 | 0 | 0 | 0 | 0 | 0 | 0 | 0 | 0 | 0 | 0 | 0 | 0 | 0 | 0 | 0 | 0 | 0 | 0 | 0 | 0 | 0 | 0 | 0
PG&E GBA | Birds Landing | 230 | Wind, Onshore |  |  | 1 | 0 | 0 | 0 | 90.8 | 0 | 90.8 | 0 | 0 | 0 | 90.8 | 0 | 90.8 | 144 | 107 | 251 | 0 | 0 | 0 | 144 | 107 | 251 | 234.8 | 107 | 341.8 | 234.8 | 107 | 341.8
SCE Northern | Bliss | 66 | Wind, Onshore |  |  | 0 | 0 | 0 | 0 | 0 | 0 | 0 | 0 | 0 | 0 | 0 | 0 | 0 | 0 | 0 | 0 | 0 | 0 | 0 | 0 | 0 | 0 | 0 | 0 | 0 | 0 | 0 | 0
SCE Eastern | Blythe | 161 | Wind, Onshore |  |  | 0 | 0 | 0 | 0 | 0 | 0 | 0 | 0 | 0 | 0 | 0 | 0 | 0 | 0 | 0 | 0 | 0 | 0 | 0 | 0 | 0 | 0 | 0 | 0 | 0 | 0 | 0 | 0
PG&E NGBA | Bogue | 115 | Wind, Onshore |  |  | 0 | 0 | 0 | 0 | 0 | 0 | 0 | 0 | 0 | 0 | 0 | 0 | 0 | 0 | 0 | 0 | 0 | 0 | 0 | 0 | 0 | 0 | 0 | 0 | 0 | 0 | 0 | 0
PG&E FRESNO | Borden | 230 | Wind, Onshore |  |  | 0 | 0 | 0 | 0 | 0 | 0 | 0 | 0 | 0 | 0 | 0 | 0 | 0 | 0 | 0 | 0 | 0 | 0 | 0 | 0 | 0 | 0 | 0 | 0 | 0 | 0 | 0 | 0
PG&E FRESNO | Borden | 70 | Wind, Onshore |  |  | 0 | 0 | 0 | 0 | 0 | 0 | 0 | 0 | 0 | 0 | 0 | 0 | 0 | 0 | 0 | 0 | 0 | 0 | 0 | 0 | 0 | 0 | 0 | 0 | 0 | 0 | 0 | 0
SDGE | Boulevard East | 138 | Wind, Onshore |  |  | 1 | 0 | 0 | 0 | 0 | 0 | 0 | 0 | 0 | 0 | 0 | 0 | 0 | 60 | 3.3 | 63.3 | 0 | 0 | 0 | 60 | 3.3 | 63.3 | 60 | 3.3 | 63.3 | 60 | 3.3 | 63.3
SDGE | Boulevard East | 69 | Wind, Onshore |  |  | 0 | 0 | 0 | 0 | 0 | 0 | 0 | 0 | 0 | 0 | 0 | 0 | 0 | 0 | 0 | 0 | 0 | 0 | 0 | 0 | 0 | 0 | 0 | 0 | 0 | 0 | 0 | 0
PG&E GBA | Brentwood | 230 | Wind, Onshore |  |  | 0 | 0 | 0 | 0 | 0 | 0 | 0 | 0 | 0 | 0 | 0 | 0 | 0 | 0 | 0 | 0 | 0 | 0 | 0 | 0 | 0 | 0 | 0 | 0 | 0 | 0 | 0 | 0
PG&E NGBA | Bridgeville | 115 | Wind, Onshore |  |  | 0 | 0 | 0 | 0 | 0 | 0 | 0 | 0 | 0 | 0 | 0 | 0 | 0 | 0 | 0 | 0 | 0 | 0 | 0 | 0 | 0 | 0 | 0 | 0 | 0 | 0 | 0 | 0
PG&E NGBA | Brighton | 115 | Wind, Onshore |  |  | 0 | 0 | 0 | 0 | 0 | 0 | 0 | 0 | 0 | 0 | 0 | 0 | 0 | 0 | 0 | 0 | 0 | 0 | 0 | 0 | 0 | 0 | 0 | 0 | 0 | 0 | 0 | 0
PG&E NGBA | Brighton | 230 | Wind, Onshore |  |  | 0 | 0 | 0 | 0 | 0 | 0 | 0 | 0 | 0 | 0 | 0 | 0 | 0 | 0 | 0 | 0 | 0 | 0 | 0 | 0 | 0 | 0 | 0 | 0 | 0 | 0 | 0 | 0
PG&E NGBA | Brunswick | 115 | Wind, Onshore |  |  | 0 | 0 | 0 | 0 | 0 | 0 | 0 | 0 | 0 | 0 | 0 | 0 | 0 | 0 | 0 | 0 | 0 | 0 | 0 | 0 | 0 | 0 | 0 | 0 | 0 | 0 | 0 | 0
PG&E NGBA | Bucks Creek | 230 | Wind, Onshore |  |  | 0 | 0 | 0 | 0 | 0 | 0 | 0 | 0 | 0 | 0 | 0 | 0 | 0 | 0 | 0 | 0 | 0 | 0 | 0 | 0 | 0 | 0 | 0 | 0 | 0 | 0 | 0 | 0
PG&E KERN | Buena Vista | 230 | Wind, Onshore |  |  | 0 | 0 | 0 | 0 | 0 | 0 | 0 | 0 | 0 | 0 | 0 | 0 | 0 | 0 | 0 | 0 | 0 | 0 | 0 | 0 | 0 | 0 | 0 | 0 | 0 | 0 | 0 | 0
PG&E FRESNO | Bullard | 115 | Wind, Onshore |  |  | 0 | 0 | 0 | 0 | 0 | 0 | 0 | 0 | 0 | 0 | 0 | 0 | 0 | 0 | 0 | 0 | 0 | 0 | 0 | 0 | 0 | 0 | 0 | 0 | 0 | 0 | 0 | 0
PG&E GBA | Burlingame | 115 | Wind, Onshore |  |  | 0 | 0 | 0 | 0 | 0 | 0 | 0 | 0 | 0 | 0 | 0 | 0 | 0 | 0 | 0 | 0 | 0 | 0 | 0 | 0 | 0 | 0 | 0 | 0 | 0 | 0 | 0 | 0
PG&E NGBA | Burney Forest | 230 | Wind, Onshore |  |  | 0 | 0 | 0 | 0 | 0 | 0 | 0 | 0 | 0 | 0 | 0 | 0 | 0 | 0 | 0 | 0 | 0 | 0 | 0 | 0 | 0 | 0 | 0 | 0 | 0 | 0 | 0 | 0
PG&E NGBA | Butte | 115 | Wind, Onshore |  |  | 0 | 0 | 0 | 0 | 0 | 0 | 0 | 0 | 0 | 0 | 0 | 0 | 0 | 0 | 0 | 0 | 0 | 0 | 0 | 0 | 0 | 0 | 0 | 0 | 0 | 0 | 0 | 0
PG&E KERN | Cabrillo | 115 | Wind, Onshore |  |  | 0 | 0 | 0 | 0 | 0 | 0 | 0 | 0 | 0 | 0 | 0 | 0 | 0 | 0 | 0 | 0 | 0 | 0 | 0 | 0 | 0 | 0 | 0 | 0 | 0 | 0 | 0 | 0
PG&E FRESNO | Cal Flats | 230 | Wind, Onshore |  |  | 0 | 0 | 0 | 0 | 0 | 0 | 0 | 0 | 0 | 0 | 0 | 0 | 0 | 0 | 0 | 0 | 0 | 0 | 0 | 0 | 0 | 0 | 0 | 0 | 0 | 0 | 0 | 0
SCE NOL | Calcite | 230 | Wind, Onshore |  |  | 0 | 0 | 0 | 0 | 0 | 0 | 0 | 0 | 0 | 0 | 0 | 0 | 0 | 0 | 0 | 0 | 0 | 0 | 0 | 0 | 0 | 0 | 0 | 0 | 0 | 0 | 0 | 0
PG&E KERN | Caliente | 230 | Wind, Onshore |  |  | 0 | 0 | 0 | 0 | 0 | 0 | 0 | 0 | 0 | 0 | 0 | 0 | 0 | 0 | 0 | 0 | 0 | 0 | 0 | 0 | 0 | 0 | 0 | 0 | 0 | 0 | 0 | 0
PG&E FRESNO | California Ave | 115 | Wind, Onshore |  |  | 0 | 0 | 0 | 0 | 0 | 0 | 0 | 0 | 0 | 0 | 0 | 0 | 0 | 0 | 0 | 0 | 0 | 0 | 0 | 0 | 0 | 0 | 0 | 0 | 0 | 0 | 0 | 0
PG&E KERN | Callender | 115 | Wind, Onshore |  |  | 0 | 0 | 0 | 0 | 0 | 0 | 0 | 0 | 0 | 0 | 0 | 0 | 0 | 0 | 0 | 0 | 0 | 0 | 0 | 0 | 0 | 0 | 0 | 0 | 0 | 0 | 0 | 0
PG&E NGBA | Calpella | 115 | Wind, Onshore |  |  | 0 | 0 | 0 | 0 | 0 | 0 | 0 | 0 | 0 | 0 | 0 | 0 | 0 | 0 | 0 | 0 | 0 | 0 | 0 | 0 | 0 | 0 | 0 | 0 | 0 | 0 | 0 | 0
PG&E GBA | Camanche | 230 | Wind, Onshore |  |  | 0 | 0 | 0 | 0 | 0 | 0 | 0 | 0 | 0 | 0 | 0 | 0 | 0 | 0 | 0 | 0 | 0 | 0 | 0 | 0 | 0 | 0 | 0 | 0 | 0 | 0 | 0 | 0
SDGE | Cameron | 69 | Wind, Onshore |  |  | 0 | 0 | 0 | 0 | 0 | 0 | 0 | 0 | 0 | 0 | 0 | 0 | 0 | 0 | 0 | 0 | 0 | 0 | 0 | 0 | 0 | 0 | 0 | 0 | 0 | 0 | 0 | 0
SDGE | Cannon | 69 | Wind, Onshore |  |  | 0 | 0 | 0 | 0 | 0 | 0 | 0 | 0 | 0 | 0 | 0 | 0 | 0 | 0 | 0 | 0 | 0 | 0 | 0 | 0 | 0 | 0 | 0 | 0 | 0 | 0 | 0 | 0
PG&E FRESNO | Cantua | 115 | Wind, Onshore |  |  | 0 | 0 | 0 | 0 | 0 | 0 | 0 | 0 | 0 | 0 | 0 | 0 | 0 | 0 | 0 | 0 | 0 | 0 | 0 | 0 | 0 | 0 | 0 | 0 | 0 | 0 | 0 | 0
SDGE | Capistrano | 138 | Wind, Onshore |  |  | 0 | 0 | 0 | 0 | 0 | 0 | 0 | 0 | 0 | 0 | 0 | 0 | 0 | 0 | 0 | 0 | 0 | 0 | 0 | 0 | 0 | 0 | 0 | 0 | 0 | 0 | 0 | 0
SDGE | Capistrano | 230 | Wind, Onshore |  |  | 0 | 0 | 0 | 0 | 0 | 0 | 0 | 0 | 0 | 0 | 0 | 0 | 0 | 0 | 0 | 0 | 0 | 0 | 0 | 0 | 0 | 0 | 0 | 0 | 0 | 0 | 0 | 0
PG&E NGBA | Carberry | 230 | Wind, Onshore |  |  | 0 | 0 | 0 | 0 | 0 | 0 | 0 | 0 | 0 | 0 | 0 | 0 | 0 | 0 | 0 | 0 | 0 | 0 | 0 | 0 | 0 | 0 | 0 | 0 | 0 | 0 | 0 | 0
SCE Eastern | Cardiff | 66 | Wind, Onshore |  |  | 0 | 0 | 0 | 0 | 0 | 0 | 0 | 0 | 0 | 0 | 0 | 0 | 0 | 0 | 0 | 0 | 0 | 0 | 0 | 0 | 0 | 0 | 0 | 0 | 0 | 0 | 0 | 0
PG&E NGBA | Caribou | 60 | Wind, Onshore |  |  | 0 | 0 | 0 | 0 | 0 | 0 | 0 | 0 | 0 | 0 | 0 | 0 | 0 | 0 | 0 | 0 | 0 | 0 | 0 | 0 | 0 | 0 | 0 | 0 | 0 | 0 | 0 | 0
PG&E NGBA | Caribou | 115 | Wind, Onshore |  |  | 0 | 0 | 0 | 0 | 0 | 0 | 0 | 0 | 0 | 0 | 0 | 0 | 0 | 0 | 0 | 0 | 0 | 0 | 0 | 0 | 0 | 0 | 0 | 0 | 0 | 0 | 0 | 0
PG&E NGBA | Caribou | 230 | Wind, Onshore |  |  | 0 | 0 | 0 | 0 | 0 | 0 | 0 | 0 | 0 | 0 | 0 | 0 | 0 | 0 | 0 | 0 | 0 | 0 | 0 | 0 | 0 | 0 | 0 | 0 | 0 | 0 | 0 | 0
EOP | Carpenter Canyon (fka Gamebird) | 138 | Wind, Onshore |  |  | 0 | 0 | 0 | 0 | 0 | 0 | 0 | 0 | 0 | 0 | 0 | 0 | 0 | 0 | 0 | 0 | 0 | 0 | 0 | 0 | 0 | 0 | 0 | 0 | 0 | 0 | 0 | 0
EOP | Carpenter Canyon (fka Gamebird) | 230 | Wind, Onshore |  |  | 0 | 0 | 0 | 0 | 0 | 0 | 0 | 0 | 0 | 0 | 0 | 0 | 0 | 0 | 0 | 0 | 0 | 0 | 0 | 0 | 0 | 0 | 0 | 0 | 0 | 0 | 0 | 0
PG&E NGBA | Carquinez | 115 | Wind, Onshore |  |  | 0 | 0 | 0 | 0 | 0 | 0 | 0 | 0 | 0 | 0 | 0 | 0 | 0 | 0 | 0 | 0 | 0 | 0 | 0 | 0 | 0 | 0 | 0 | 0 | 0 | 0 | 0 | 0
SDGE | Carrizo Gorge | 138 | Wind, Onshore |  |  | 0 | 0 | 0 | 0 | 0 | 0 | 0 | 0 | 0 | 0 | 0 | 0 | 0 | 0 | 0 | 0 | 0 | 0 | 0 | 0 | 0 | 0 | 0 | 0 | 0 | 0 | 0 | 0
PG&E KERN | Carrizo Plains | 115 | Wind, Onshore |  |  | 0 | 0 | 0 | 0 | 0 | 0 | 0 | 0 | 0 | 0 | 0 | 0 | 0 | 0 | 0 | 0 | 0 | 0 | 0 | 0 | 0 | 0 | 0 | 0 | 0 | 0 | 0 | 0
PG&E KERN | Casaloma | 230 | Wind, Onshore |  |  | 0 | 0 | 0 | 0 | 0 | 0 | 0 | 0 | 0 | 0 | 0 | 0 | 0 | 0 | 0 | 0 | 0 | 0 | 0 | 0 | 0 | 0 | 0 | 0 | 0 | 0 | 0 | 0
PG&E GBA | Castro Valley | 230 | Wind, Onshore |  |  | 0 | 0 | 0 | 0 | 0 | 0 | 0 | 0 | 0 | 0 | 0 | 0 | 0 | 0 | 0 | 0 | 0 | 0 | 0 | 0 | 0 | 0 | 0 | 0 | 0 | 0 | 0 | 0
PG&E GBA | Cayetano | 230 | Wind, Onshore |  |  | 0 | 0 | 0 | 0 | 0 | 0 | 0 | 0 | 0 | 0 | 0 | 0 | 0 | 0 | 0 | 0 | 0 | 0 | 0 | 0 | 0 | 0 | 0 | 0 | 0 | 0 | 0 | 0
SCE Metro | Center | 230 | Wind, Onshore |  |  | 0 | 0 | 0 | 0 | 0 | 0 | 0 | 0 | 0 | 0 | 0 | 0 | 0 | 0 | 0 | 0 | 0 | 0 | 0 | 0 | 0 | 0 | 0 | 0 | 0 | 0 | 0 | 0
PG&E KERN | Charca | 115 | Wind, Onshore |  |  | 0 | 0 | 0 | 0 | 0 | 0 | 0 | 0 | 0 | 0 | 0 | 0 | 0 | 0 | 0 | 0 | 0 | 0 | 0 | 0 | 0 | 0 | 0 | 0 | 0 | 0 | 0 | 0
EOP | Charleston | 138 | Wind, Onshore |  |  | 0 | 0 | 0 | 0 | 0 | 0 | 0 | 0 | 0 | 0 | 0 | 0 | 0 | 0 | 0 | 0 | 0 | 0 | 0 | 0 | 0 | 0 | 0 | 0 | 0 | 0 | 0 | 0
SCE Metro | Chevmain | 230 | Wind, Onshore |  |  | 0 | 0 | 0 | 0 | 0 | 0 | 0 | 0 | 0 | 0 | 0 | 0 | 0 | 0 | 0 | 0 | 0 | 0 | 0 | 0 | 0 | 0 | 0 | 0 | 0 | 0 | 0 | 0
SDGE | Chicarita | 138 | Wind, Onshore |  |  | 0 | 0 | 0 | 0 | 0 | 0 | 0 | 0 | 0 | 0 | 0 | 0 | 0 | 0 | 0 | 0 | 0 | 0 | 0 | 0 | 0 | 0 | 0 | 0 | 0 | 0 | 0 | 0
SCE Metro | Chino | 230 | Wind, Onshore |  |  | 0 | 0 | 0 | 0 | 0 | 0 | 0 | 0 | 0 | 0 | 0 | 0 | 0 | 0 | 0 | 0 | 0 | 0 | 0 | 0 | 0 | 0 | 0 | 0 | 0 | 0 | 0 | 0
PG&E FRESNO | Chowchilla | 115 | Wind, Onshore |  |  | 0 | 0 | 0 | 0 | 0 | 0 | 0 | 0 | 0 | 0 | 0 | 0 | 0 | 0 | 0 | 0 | 0 | 0 | 0 | 0 | 0 | 0 | 0 | 0 | 0 | 0 | 0 | 0
PG&E GBA | Christie | 60 | Wind, Onshore |  |  | 0 | 0 | 0 | 0 | 0 | 0 | 0 | 0 | 0 | 0 | 0 | 0 | 0 | 0 | 0 | 0 | 0 | 0 | 0 | 0 | 0 | 0 | 0 | 0 | 0 | 0 | 0 | 0
PG&E GBA | Christie | 115 | Wind, Onshore |  |  | 0 | 0 | 0 | 0 | 0 | 0 | 0 | 0 | 0 | 0 | 0 | 0 | 0 | 0 | 0 | 0 | 0 | 0 | 0 | 0 | 0 | 0 | 0 | 0 | 0 | 0 | 0 | 0
SCE Eastern | Cielo Azul | 500 | Wind, Onshore |  |  | 0 | 0 | 0 | 0 | 0 | 0 | 0 | 0 | 0 | 0 | 0 | 0 | 0 | 0 | 0 | 0 | 0 | 0 | 0 | 0 | 0 | 0 | 0 | 0 | 0 | 0 | 0 | 0
PG&E GBA | Clay | 60 | Wind, Onshore |  |  | 0 | 0 | 0 | 0 | 0 | 0 | 0 | 0 | 0 | 0 | 0 | 0 | 0 | 0 | 0 | 0 | 0 | 0 | 0 | 0 | 0 | 0 | 0 | 0 | 0 | 0 | 0 | 0
PG&E GBA | Clayton | 115 | Wind, Onshore |  |  | 0 | 0 | 0 | 0 | 0 | 0 | 0 | 0 | 0 | 0 | 0 | 0 | 0 | 0 | 0 | 0 | 0 | 0 | 0 | 0 | 0 | 0 | 0 | 0 | 0 | 0 | 0 | 0
PG&E NGBA | Cloverdale | 115 | Wind, Onshore |  |  | 0 | 0 | 0 | 0 | 0 | 0 | 0 | 0 | 0 | 0 | 0 | 0 | 0 | 0 | 0 | 0 | 0 | 0 | 0 | 0 | 0 | 0 | 0 | 0 | 0 | 0 | 0 | 0
PG&E FRESNO | Clovis | 115 | Wind, Onshore |  |  | 0 | 0 | 0 | 0 | 0 | 0 | 0 | 0 | 0 | 0 | 0 | 0 | 0 | 0 | 0 | 0 | 0 | 0 | 0 | 0 | 0 | 0 | 0 | 0 | 0 | 0 | 0 | 0
PG&E GBA | Coburn | 230 | Wind, Onshore |  |  | 1 | 0 | 0 | 0 | 0 | 0 | 0 | 0 | 0 | 0 | 0 | 0 | 0 | 100 | 0 | 100 | 0 | 0 | 0 | 100 | 0 | 100 | 100 | 0 | 100 | 100 | 0 | 100
PG&E GBA | Coburn | 60 | Wind, Onshore |  |  | 0 | 0 | 0 | 0 | 0 | 0 | 0 | 0 | 0 | 0 | 0 | 0 | 0 | 0 | 0 | 0 | 0 | 0 | 0 | 0 | 0 | 0 | 0 | 0 | 0 | 0 | 0 | 0
PG&E NGBA | Colgate | 230 | Wind, Onshore |  |  | 0 | 0 | 0 | 0 | 0 | 0 | 0 | 0 | 0 | 0 | 0 | 0 | 0 | 0 | 0 | 0 | 0 | 0 | 0 | 0 | 0 | 0 | 0 | 0 | 0 | 0 | 0 | 0
PG&E GBA | Collierville | 230 | Wind, Onshore |  |  | 0 | 0 | 0 | 0 | 0 | 0 | 0 | 0 | 0 | 0 | 0 | 0 | 0 | 0 | 0 | 0 | 0 | 0 | 0 | 0 | 0 | 0 | 0 | 0 | 0 | 0 | 0 | 0
PG&E GBA | Collinsville | 230 | Wind, Onshore |  |  | 0 | 0 | 0 | 0 | 0 | 0 | 0 | 0 | 0 | 0 | 0 | 0 | 0 | 0 | 0 | 0 | 0 | 0 | 0 | 0 | 0 | 0 | 0 | 0 | 0 | 0 | 0 | 0
PG&E GBA | Collinsville | 500 | Wind, Onshore |  |  | 0 | 0 | 0 | 0 | 0 | 0 | 0 | 0 | 0 | 0 | 0 | 0 | 0 | 0 | 0 | 0 | 0 | 0 | 0 | 0 | 0 | 0 | 0 | 0 | 0 | 0 | 0 | 0
SCE Eastern | Colorado River | 230 | Wind, Onshore |  |  | 0 | 0 | 0 | 0 | 0 | 0 | 0 | 0 | 0 | 0 | 0 | 0 | 0 | 0 | 0 | 0 | 0 | 0 | 0 | 0 | 0 | 0 | 0 | 0 | 0 | 0 | 0 | 0
SCE Eastern | Colorado River | 500 | Wind, Onshore |  |  | 0 | 0 | 0 | 0 | 0 | 0 | 0 | 0 | 0 | 0 | 0 | 0 | 0 | 0 | 0 | 0 | 0 | 0 | 0 | 0 | 0 | 0 | 0 | 0 | 0 | 0 | 0 | 0
PG&E KERN | Columbus | 115 | Wind, Onshore |  |  | 0 | 0 | 0 | 0 | 0 | 0 | 0 | 0 | 0 | 0 | 0 | 0 | 0 | 0 | 0 | 0 | 0 | 0 | 0 | 0 | 0 | 0 | 0 | 0 | 0 | 0 | 0 | 0
PG&E GBA | Contra Costa | 115 | Wind, Onshore |  |  | 0 | 0 | 0 | 0 | 0 | 0 | 0 | 0 | 0 | 0 | 0 | 0 | 0 | 0 | 0 | 0 | 0 | 0 | 0 | 0 | 0 | 0 | 0 | 0 | 0 | 0 | 0 | 0
PG&E GBA | Contra Costa | 230 | Wind, Onshore |  |  | 0 | 0 | 0 | 0 | 0 | 0 | 0 | 0 | 0 | 0 | 0 | 0 | 0 | 0 | 0 | 0 | 0 | 0 | 0 | 0 | 0 | 0 | 0 | 0 | 0 | 0 | 0 | 0
PG&E GBA | Contra Costa PP | 230 | Wind, Onshore |  |  | 0 | 0 | 0 | 0 | 0 | 0 | 0 | 0 | 0 | 0 | 0 | 0 | 0 | 0 | 0 | 0 | 0 | 0 | 0 | 0 | 0 | 0 | 0 | 0 | 0 | 0 | 0 | 0
SCE NOL | Control | 115 | Wind, Onshore |  |  | 0 | 0 | 0 | 0 | 0 | 0 | 0 | 0 | 0 | 0 | 0 | 0 | 0 | 0 | 0 | 0 | 0 | 0 | 0 | 0 | 0 | 0 | 0 | 0 | 0 | 0 | 0 | 0
SCE NOL | Control | 55 | Wind, Onshore |  |  | 0 | 0 | 0 | 0 | 0 | 0 | 0 | 0 | 0 | 0 | 0 | 0 | 0 | 0 | 0 | 0 | 0 | 0 | 0 | 0 | 0 | 0 | 0 | 0 | 0 | 0 | 0 | 0
PG&E GBA | Cooley Landing | 115 | Wind, Onshore |  |  | 0 | 0 | 0 | 0 | 0 | 0 | 0 | 0 | 0 | 0 | 0 | 0 | 0 | 0 | 0 | 0 | 0 | 0 | 0 | 0 | 0 | 0 | 0 | 0 | 0 | 0 | 0 | 0
PG&E GBA | Cooley Landing | 60 | Wind, Onshore |  |  | 0 | 0 | 0 | 0 | 0 | 0 | 0 | 0 | 0 | 0 | 0 | 0 | 0 | 0 | 0 | 0 | 0 | 0 | 0 | 0 | 0 | 0 | 0 | 0 | 0 | 0 | 0 | 0
SCE NOL | Coolwater | 230 | Wind, Onshore |  |  | 0 | 0 | 0 | 0 | 0 | 0 | 0 | 0 | 0 | 0 | 0 | 0 | 0 | 0 | 0 | 0 | 0 | 0 | 0 | 0 | 0 | 0 | 0 | 0 | 0 | 0 | 0 | 0
SCE NOL | Coolwater | 115 | Wind, Onshore |  |  | 1 | 0 | 0 | 0 | 0 | 0 | 0 | 0 | 0 | 0 | 0 | 0 | 0 | 180 | 32.18 | 212.18 | 0 | 0 | 0 | 180 | 32.18 | 212.18 | 180 | 32.18 | 212.18 | 180 | 32.18 | 212.18
PG&E KERN | Copus | 70 | Wind, Onshore |  |  | 0 | 0 | 0 | 0 | 0 | 0 | 0 | 0 | 0 | 0 | 0 | 0 | 0 | 0 | 0 | 0 | 0 | 0 | 0 | 0 | 0 | 0 | 0 | 0 | 0 | 0 | 0 | 0
PG&E FRESNO | Corcoran | 70 | Wind, Onshore |  |  | 0 | 0 | 0 | 0 | 0 | 0 | 0 | 0 | 0 | 0 | 0 | 0 | 0 | 0 | 0 | 0 | 0 | 0 | 0 | 0 | 0 | 0 | 0 | 0 | 0 | 0 | 0 | 0
PG&E FRESNO | Corcoran | 115 | Wind, Onshore |  |  | 0 | 0 | 0 | 0 | 0 | 0 | 0 | 0 | 0 | 0 | 0 | 0 | 0 | 0 | 0 | 0 | 0 | 0 | 0 | 0 | 0 | 0 | 0 | 0 | 0 | 0 | 0 | 0
PG&E NGBA | Corona | 115 | Wind, Onshore |  |  | 0 | 0 | 0 | 0 | 0 | 0 | 0 | 0 | 0 | 0 | 0 | 0 | 0 | 0 | 0 | 0 | 0 | 0 | 0 | 0 | 0 | 0 | 0 | 0 | 0 | 0 | 0 | 0
PG&E NGBA | Cortina | 230 | Wind, Onshore |  |  | 0 | 0 | 0 | 0 | 0 | 0 | 0 | 0 | 0 | 0 | 0 | 0 | 0 | 0 | 0 | 0 | 0 | 0 | 0 | 0 | 0 | 0 | 0 | 0 | 0 | 0 | 0 | 0
PG&E NGBA | Cortina | 115 | Wind, Onshore |  |  | 0 | 0 | 0 | 0 | 0 | 0 | 0 | 0 | 0 | 0 | 0 | 0 | 0 | 0 | 0 | 0 | 0 | 0 | 0 | 0 | 0 | 0 | 0 | 0 | 0 | 0 | 0 | 0
PG&E GBA | Cottle | 230 | Wind, Onshore |  |  | 0 | 0 | 0 | 0 | 0 | 0 | 0 | 0 | 0 | 0 | 0 | 0 | 0 | 0 | 0 | 0 | 0 | 0 | 0 | 0 | 0 | 0 | 0 | 0 | 0 | 0 | 0 | 0
PG&E NGBA | Cottonwood | 115 | Wind, Onshore |  |  | 0 | 0 | 0 | 0 | 0 | 0 | 0 | 0 | 0 | 0 | 0 | 0 | 0 | 0 | 0 | 0 | 0 | 0 | 0 | 0 | 0 | 0 | 0 | 0 | 0 | 0 | 0 | 0
PG&E NGBA | Cottonwood | 230 | Wind, Onshore |  |  | 0 | 0 | 0 | 0 | 0 | 0 | 0 | 0 | 0 | 0 | 0 | 0 | 0 | 0 | 0 | 0 | 0 | 0 | 0 | 0 | 0 | 0 | 0 | 0 | 0 | 0 | 0 | 0
PG&E NGBA | Cottonwood | 60 | Wind, Onshore |  |  | 0 | 0 | 0 | 0 | 0 | 0 | 0 | 0 | 0 | 0 | 0 | 0 | 0 | 0 | 0 | 0 | 0 | 0 | 0 | 0 | 0 | 0 | 0 | 0 | 0 | 0 | 0 | 0
PG&E NGBA | Cove Road | 230 | Wind, Onshore |  |  | 0 | 0 | 0 | 0 | 0 | 0 | 0 | 0 | 0 | 0 | 0 | 0 | 0 | 0 | 0 | 0 | 0 | 0 | 0 | 0 | 0 | 0 | 0 | 0 | 0 | 0 | 0 | 0
PG&E GBA | Coyote | 230 | Wind, Onshore |  |  | 0 | 0 | 0 | 0 | 0 | 0 | 0 | 0 | 0 | 0 | 0 | 0 | 0 | 0 | 0 | 0 | 0 | 0 | 0 | 0 | 0 | 0 | 0 | 0 | 0 | 0 | 0 | 0
PG&E GBA | Crazy Horse Canyon | 115 | Wind, Onshore |  |  | 0 | 0 | 0 | 0 | 0 | 0 | 0 | 0 | 0 | 0 | 0 | 0 | 0 | 0 | 0 | 0 | 0 | 0 | 0 | 0 | 0 | 0 | 0 | 0 | 0 | 0 | 0 | 0
SDGE | Creelman | 69 | Wind, Onshore |  |  | 0 | 0 | 0 | 0 | 0 | 0 | 0 | 0 | 0 | 0 | 0 | 0 | 0 | 0 | 0 | 0 | 0 | 0 | 0 | 0 | 0 | 0 | 0 | 0 | 0 | 0 | 0 | 0
PG&E FRESNO | Crescent | 70 | Wind, Onshore |  |  | 0 | 0 | 0 | 0 | 0 | 0 | 0 | 0 | 0 | 0 | 0 | 0 | 0 | 0 | 0 | 0 | 0 | 0 | 0 | 0 | 0 | 0 | 0 | 0 | 0 | 0 | 0 | 0
PG&E FRESNO | Cressey | 115 | Wind, Onshore |  |  | 0 | 0 | 0 | 0 | 0 | 0 | 0 | 0 | 0 | 0 | 0 | 0 | 0 | 0 | 0 | 0 | 0 | 0 | 0 | 0 | 0 | 0 | 0 | 0 | 0 | 0 | 0 | 0
PG&E NGBA | Cresta | 230 | Wind, Onshore |  |  | 0 | 0 | 0 | 0 | 0 | 0 | 0 | 0 | 0 | 0 | 0 | 0 | 0 | 0 | 0 | 0 | 0 | 0 | 0 | 0 | 0 | 0 | 0 | 0 | 0 | 0 | 0 | 0
SDGE | Crestwood | 69 | Wind, Onshore |  |  | 0 | 0 | 0 | 0 | 0 | 0 | 0 | 0 | 0 | 0 | 0 | 0 | 0 | 0 | 0 | 0 | 0 | 0 | 0 | 0 | 0 | 0 | 0 | 0 | 0 | 0 | 0 | 0
PG&E GBA | Crow Creek | 60 | Wind, Onshore |  |  | 0 | 0 | 0 | 0 | 0 | 0 | 0 | 0 | 0 | 0 | 0 | 0 | 0 | 0 | 0 | 0 | 0 | 0 | 0 | 0 | 0 | 0 | 0 | 0 | 0 | 0 | 0 | 0
PG&E GBA | Crows Landing | 60 | Wind, Onshore |  |  | 0 | 0 | 0 | 0 | 0 | 0 | 0 | 0 | 0 | 0 | 0 | 0 | 0 | 0 | 0 | 0 | 0 | 0 | 0 | 0 | 0 | 0 | 0 | 0 | 0 | 0 | 0 | 0
PG&E GBA | Curtis | 115 | Wind, Onshore |  |  | 0 | 0 | 0 | 0 | 0 | 0 | 0 | 0 | 0 | 0 | 0 | 0 | 0 | 0 | 0 | 0 | 0 | 0 | 0 | 0 | 0 | 0 | 0 | 0 | 0 | 0 | 0 | 0
PG&E FRESNO | Dairyland | 115 | Wind, Onshore |  |  | 0 | 0 | 0 | 0 | 0 | 0 | 0 | 0 | 0 | 0 | 0 | 0 | 0 | 0 | 0 | 0 | 0 | 0 | 0 | 0 | 0 | 0 | 0 | 0 | 0 | 0 | 0 | 0
PG&E NGBA | Davis | 115 | Wind, Onshore |  |  | 0 | 0 | 0 | 0 | 0 | 0 | 0 | 0 | 0 | 0 | 0 | 0 | 0 | 0 | 0 | 0 | 0 | 0 | 0 | 0 | 0 | 0 | 0 | 0 | 0 | 0 | 0 | 0
SCE Metro | Del Amo | 500 | Wind, Onshore |  |  | 0 | 0 | 0 | 0 | 0 | 0 | 0 | 0 | 0 | 0 | 0 | 0 | 0 | 0 | 0 | 0 | 0 | 0 | 0 | 0 | 0 | 0 | 0 | 0 | 0 | 0 | 0 | 0
SCE Metro | Del Amo | 230 | Wind, Onshore |  |  | 0 | 0 | 0 | 0 | 0 | 0 | 0 | 0 | 0 | 0 | 0 | 0 | 0 | 0 | 0 | 0 | 0 | 0 | 0 | 0 | 0 | 0 | 0 | 0 | 0 | 0 | 0 | 0
SCE Eastern | Delaney | 500 | Wind, Onshore |  |  | 0 | 0 | 0 | 0 | 0 | 0 | 0 | 0 | 0 | 0 | 0 | 0 | 0 | 0 | 0 | 0 | 0 | 0 | 0 | 0 | 0 | 0 | 0 | 0 | 0 | 0 | 0 | 0
PG&E NGBA | Delevan | 230 | Wind, Onshore |  |  | 0 | 0 | 0 | 0 | 0 | 0 | 0 | 0 | 0 | 0 | 0 | 0 | 0 | 0 | 0 | 0 | 0 | 0 | 0 | 0 | 0 | 0 | 0 | 0 | 0 | 0 | 0 | 0
PG&E GBA | Delta PP | 230 | Wind, Onshore |  |  | 0 | 0 | 0 | 0 | 0 | 0 | 0 | 0 | 0 | 0 | 0 | 0 | 0 | 0 | 0 | 0 | 0 | 0 | 0 | 0 | 0 | 0 | 0 | 0 | 0 | 0 | 0 | 0
EOP | Desert View | 230 | Wind, Onshore |  |  | 0 | 0 | 0 | 0 | 0 | 0 | 0 | 0 | 0 | 0 | 0 | 0 | 0 | 0 | 0 | 0 | 0 | 0 | 0 | 0 | 0 | 0 | 0 | 0 | 0 | 0 | 0 | 0
SCE Eastern | Devers | 230 | Wind, Onshore |  |  | 1 | 0 | 0 | 0 | 57 | 0 | 57 | 0 | 0 | 0 | 57 | 0 | 57 | 230.5 | 37 | 267.5 | 0 | 0 | 0 | 230.5 | 37 | 267.5 | 287.5 | 37 | 324.5 | 287.5 | 37 | 324.5
SCE Eastern | Devers | 500 | Wind, Onshore |  |  | 0 | 0 | 0 | 0 | 0 | 0 | 0 | 0 | 0 | 0 | 0 | 0 | 0 | 0 | 0 | 0 | 0 | 0 | 0 | 0 | 0 | 0 | 0 | 0 | 0 | 0 | 0 | 0
PG&E KERN | Diablo Canyon | 230 | Wind, Onshore |  |  | 0 | 0 | 0 | 0 | 0 | 0 | 0 | 0 | 0 | 0 | 0 | 0 | 0 | 0 | 0 | 0 | 0 | 0 | 0 | 0 | 0 | 0 | 0 | 0 | 0 | 0 | 0 | 0
PG&E KERN | Diablo Canyon | 500 | Wind, Onshore |  |  | 0 | 0 | 0 | 0 | 0 | 0 | 0 | 0 | 0 | 0 | 0 | 0 | 0 | 0 | 0 | 0 | 0 | 0 | 0 | 0 | 0 | 0 | 0 | 0 | 0 | 0 | 0 | 0
PG&E KERN | Divide | 115 | Wind, Onshore |  |  | 0 | 0 | 0 | 0 | 0 | 0 | 0 | 0 | 0 | 0 | 0 | 0 | 0 | 0 | 0 | 0 | 0 | 0 | 0 | 0 | 0 | 0 | 0 | 0 | 0 | 0 | 0 | 0
PG&E GBA | Dixon Landing | 115 | Wind, Onshore |  |  | 0 | 0 | 0 | 0 | 0 | 0 | 0 | 0 | 0 | 0 | 0 | 0 | 0 | 0 | 0 | 0 | 0 | 0 | 0 | 0 | 0 | 0 | 0 | 0 | 0 | 0 | 0 | 0
PG&E FRESNO | Dos Amigos | 230 | Wind, Onshore |  |  | 0 | 0 | 0 | 0 | 0 | 0 | 0 | 0 | 0 | 0 | 0 | 0 | 0 | 0 | 0 | 0 | 0 | 0 | 0 | 0 | 0 | 0 | 0 | 0 | 0 | 0 | 0 | 0
PG&E NGBA | Drum | 115 | Wind, Onshore |  |  | 0 | 0 | 0 | 0 | 0 | 0 | 0 | 0 | 0 | 0 | 0 | 0 | 0 | 0 | 0 | 0 | 0 | 0 | 0 | 0 | 0 | 0 | 0 | 0 | 0 | 0 | 0 | 0
PG&E GBA | Dumbarton | 115 | Wind, Onshore |  |  | 0 | 0 | 0 | 0 | 0 | 0 | 0 | 0 | 0 | 0 | 0 | 0 | 0 | 0 | 0 | 0 | 0 | 0 | 0 | 0 | 0 | 0 | 0 | 0 | 0 | 0 | 0 | 0
SCE NOL | Dunn Siding | 115 | Wind, Onshore |  |  | 0 | 0 | 0 | 0 | 0 | 0 | 0 | 0 | 0 | 0 | 0 | 0 | 0 | 0 | 0 | 0 | 0 | 0 | 0 | 0 | 0 | 0 | 0 | 0 | 0 | 0 | 0 | 0
SCE Eastern | Eagle Mountain | 230 | Wind, Onshore |  |  | 0 | 0 | 0 | 0 | 0 | 0 | 0 | 0 | 0 | 0 | 0 | 0 | 0 | 0 | 0 | 0 | 0 | 0 | 0 | 0 | 0 | 0 | 0 | 0 | 0 | 0 | 0 | 0
PG&E NGBA | Eagle Rock (PGE) | 60 | Wind, Onshore |  |  | 0 | 0 | 0 | 0 | 0 | 0 | 0 | 0 | 0 | 0 | 0 | 0 | 0 | 0 | 0 | 0 | 0 | 0 | 0 | 0 | 0 | 0 | 0 | 0 | 0 | 0 | 0 | 0
PG&E NGBA | Eagle Rock (PGE) | 115 | Wind, Onshore |  |  | 1 | 0 | 0 | 0 | 0 | 0 | 0 | 0 | 0 | 0 | 0 | 0 | 0 | 98 | 33.2 | 131.2 | 0 | 0 | 0 | 98 | 33.2 | 131.2 | 98 | 33.2 | 131.2 | 98 | 33.2 | 131.2
SCE Metro | Eagle Rock (SCE) | 230 | Wind, Onshore |  |  | 0 | 0 | 0 | 0 | 0 | 0 | 0 | 0 | 0 | 0 | 0 | 0 | 0 | 0 | 0 | 0 | 0 | 0 | 0 | 0 | 0 | 0 | 0 | 0 | 0 | 0 | 0 | 0
PG&E NGBA | East Marysville | 115 | Wind, Onshore |  |  | 0 | 0 | 0 | 0 | 0 | 0 | 0 | 0 | 0 | 0 | 0 | 0 | 0 | 0 | 0 | 0 | 0 | 0 | 0 | 0 | 0 | 0 | 0 | 0 | 0 | 0 | 0 | 0
PG&E NGBA | East Nicolaus | 115 | Wind, Onshore |  |  | 0 | 0 | 0 | 0 | 0 | 0 | 0 | 0 | 0 | 0 | 0 | 0 | 0 | 0 | 0 | 0 | 0 | 0 | 0 | 0 | 0 | 0 | 0 | 0 | 0 | 0 | 0 | 0
PG&E NGBA | East Nicolaus | 60 | Wind, Onshore |  |  | 0 | 0 | 0 | 0 | 0 | 0 | 0 | 0 | 0 | 0 | 0 | 0 | 0 | 0 | 0 | 0 | 0 | 0 | 0 | 0 | 0 | 0 | 0 | 0 | 0 | 0 | 0 | 0
PG&E GBA | Eastshore | 115 | Wind, Onshore |  |  | 0 | 0 | 0 | 0 | 0 | 0 | 0 | 0 | 0 | 0 | 0 | 0 | 0 | 0 | 0 | 0 | 0 | 0 | 0 | 0 | 0 | 0 | 0 | 0 | 0 | 0 | 0 | 0
PG&E GBA | Eastshore | 230 | Wind, Onshore |  |  | 0 | 0 | 0 | 0 | 0 | 0 | 0 | 0 | 0 | 0 | 0 | 0 | 0 | 0 | 0 | 0 | 0 | 0 | 0 | 0 | 0 | 0 | 0 | 0 | 0 | 0 | 0 | 0
SDGE | ECO | 138 | Wind, Onshore |  |  | 0 | 0 | 0 | 0 | 0 | 0 | 0 | 0 | 0 | 0 | 0 | 0 | 0 | 0 | 0 | 0 | 0 | 0 | 0 | 0 | 0 | 0 | 0 | 0 | 0 | 0 | 0 | 0
SDGE | ECO | 230 | Wind, Onshore |  |  | 1 | 0 | 0 | 0 | 300 | 0 | 300 | 0 | 0 | 0 | 300 | 0 | 300 | 0 | 52.5 | 52.5 | 0 | 0 | 0 | 0 | 52.5 | 52.5 | 300 | 52.5 | 352.5 | 300 | 52.5 | 352.5
SDGE | ECO | 500 | Wind, Onshore |  |  | 1 | 0 | 0 | 0 | 0 | 0 | 0 | 0 | 0 | 0 | 0 | 0 | 0 | 600 | 400 | 1000 | 0 | 0 | 0 | 600 | 400 | 1000 | 600 | 400 | 1000 | 600 | 400 | 1000
PG&E GBA | Edenvale | 115 | Wind, Onshore |  |  | 0 | 0 | 0 | 0 | 0 | 0 | 0 | 0 | 0 | 0 | 0 | 0 | 0 | 0 | 0 | 0 | 0 | 0 | 0 | 0 | 0 | 0 | 0 | 0 | 0 | 0 | 0 | 0
PG&E GBA | Edes | 115 | Wind, Onshore |  |  | 0 | 0 | 0 | 0 | 0 | 0 | 0 | 0 | 0 | 0 | 0 | 0 | 0 | 0 | 0 | 0 | 0 | 0 | 0 | 0 | 0 | 0 | 0 | 0 | 0 | 0 | 0 | 0
PG&E GBA | Eight Mile | 230 | Wind, Onshore |  |  | 0 | 0 | 0 | 0 | 0 | 0 | 0 | 0 | 0 | 0 | 0 | 0 | 0 | 0 | 0 | 0 | 0 | 0 | 0 | 0 | 0 | 0 | 0 | 0 | 0 | 0 | 0 | 0
SDGE | El Cajon | 69 | Wind, Onshore |  |  | 0 | 0 | 0 | 0 | 0 | 0 | 0 | 0 | 0 | 0 | 0 | 0 | 0 | 0 | 0 | 0 | 0 | 0 | 0 | 0 | 0 | 0 | 0 | 0 | 0 | 0 | 0 | 0
SCE Eastern | El Casco | 230 | Wind, Onshore |  |  | 0 | 0 | 0 | 0 | 0 | 0 | 0 | 0 | 0 | 0 | 0 | 0 | 0 | 0 | 0 | 0 | 0 | 0 | 0 | 0 | 0 | 0 | 0 | 0 | 0 | 0 | 0 | 0
PG&E GBA | El Cerrito G | 115 | Wind, Onshore |  |  | 0 | 0 | 0 | 0 | 0 | 0 | 0 | 0 | 0 | 0 | 0 | 0 | 0 | 0 | 0 | 0 | 0 | 0 | 0 | 0 | 0 | 0 | 0 | 0 | 0 | 0 | 0 | 0
PG&E NGBA | El Dorado PH | 115 | Wind, Onshore |  |  | 0 | 0 | 0 | 0 | 0 | 0 | 0 | 0 | 0 | 0 | 0 | 0 | 0 | 0 | 0 | 0 | 0 | 0 | 0 | 0 | 0 | 0 | 0 | 0 | 0 | 0 | 0 | 0
PG&E FRESNO | El Nido (PGE) | 115 | Wind, Onshore |  |  | 0 | 0 | 0 | 0 | 0 | 0 | 0 | 0 | 0 | 0 | 0 | 0 | 0 | 0 | 0 | 0 | 0 | 0 | 0 | 0 | 0 | 0 | 0 | 0 | 0 | 0 | 0 | 0
SCE Metro | El Nido (SCE) | 230 | Wind, Onshore |  |  | 0 | 0 | 0 | 0 | 0 | 0 | 0 | 0 | 0 | 0 | 0 | 0 | 0 | 0 | 0 | 0 | 0 | 0 | 0 | 0 | 0 | 0 | 0 | 0 | 0 | 0 | 0 | 0
PG&E GBA | El Patio | 115 | Wind, Onshore |  |  | 0 | 0 | 0 | 0 | 0 | 0 | 0 | 0 | 0 | 0 | 0 | 0 | 0 | 0 | 0 | 0 | 0 | 0 | 0 | 0 | 0 | 0 | 0 | 0 | 0 | 0 | 0 | 0
SCE Metro | El Segundo | 230 | Wind, Onshore |  |  | 0 | 0 | 0 | 0 | 0 | 0 | 0 | 0 | 0 | 0 | 0 | 0 | 0 | 0 | 0 | 0 | 0 | 0 | 0 | 0 | 0 | 0 | 0 | 0 | 0 | 0 | 0 | 0
EOP | Eldorado | 230 | Wind, Onshore |  |  | 0 | 0 | 0 | 0 | 0 | 0 | 0 | 0 | 0 | 0 | 0 | 0 | 0 | 0 | 0 | 0 | 0 | 0 | 0 | 0 | 0 | 0 | 0 | 0 | 0 | 0 | 0 | 0
EOP | Eldorado | 500 | Wind, Onshore |  |  | 0 | 0 | 0 | 0 | 0 | 0 | 0 | 0 | 0 | 0 | 0 | 0 | 0 | 0 | 0 | 0 | 0 | 0 | 0 | 0 | 0 | 0 | 0 | 0 | 0 | 0 | 0 | 0
SCE Northern | Elizabeth Lake | 66 | Wind, Onshore |  |  | 0 | 0 | 0 | 0 | 0 | 0 | 0 | 0 | 0 | 0 | 0 | 0 | 0 | 0 | 0 | 0 | 0 | 0 | 0 | 0 | 0 | 0 | 0 | 0 | 0 | 0 | 0 | 0
PG&E KERN | Elk Hills | 230 | Wind, Onshore |  |  | 0 | 0 | 0 | 0 | 0 | 0 | 0 | 0 | 0 | 0 | 0 | 0 | 0 | 0 | 0 | 0 | 0 | 0 | 0 | 0 | 0 | 0 | 0 | 0 | 0 | 0 | 0 | 0
SDGE | Elliot | 69 | Wind, Onshore |  |  | 0 | 0 | 0 | 0 | 0 | 0 | 0 | 0 | 0 | 0 | 0 | 0 | 0 | 0 | 0 | 0 | 0 | 0 | 0 | 0 | 0 | 0 | 0 | 0 | 0 | 0 | 0 | 0
SCE Metro | Ellis | 230 | Wind, Onshore |  |  | 0 | 0 | 0 | 0 | 0 | 0 | 0 | 0 | 0 | 0 | 0 | 0 | 0 | 0 | 0 | 0 | 0 | 0 | 0 | 0 | 0 | 0 | 0 | 0 | 0 | 0 | 0 | 0
SDGE | Encina | 138 | Wind, Onshore |  |  | 0 | 0 | 0 | 0 | 0 | 0 | 0 | 0 | 0 | 0 | 0 | 0 | 0 | 0 | 0 | 0 | 0 | 0 | 0 | 0 | 0 | 0 | 0 | 0 | 0 | 0 | 0 | 0
SDGE | Encina | 230 | Wind, Onshore |  |  | 0 | 0 | 0 | 0 | 0 | 0 | 0 | 0 | 0 | 0 | 0 | 0 | 0 | 0 | 0 | 0 | 0 | 0 | 0 | 0 | 0 | 0 | 0 | 0 | 0 | 0 | 0 | 0
SDGE | Escondido | 230 | Wind, Onshore |  |  | 0 | 0 | 0 | 0 | 0 | 0 | 0 | 0 | 0 | 0 | 0 | 0 | 0 | 0 | 0 | 0 | 0 | 0 | 0 | 0 | 0 | 0 | 0 | 0 | 0 | 0 | 0 | 0
SDGE | Escondido | 69 | Wind, Onshore |  |  | 0 | 0 | 0 | 0 | 0 | 0 | 0 | 0 | 0 | 0 | 0 | 0 | 0 | 0 | 0 | 0 | 0 | 0 | 0 | 0 | 0 | 0 | 0 | 0 | 0 | 0 | 0 | 0
PG&E KERN | Estrella | 230 | Wind, Onshore |  |  | 0 | 0 | 0 | 0 | 0 | 0 | 0 | 0 | 0 | 0 | 0 | 0 | 0 | 0 | 0 | 0 | 0 | 0 | 0 | 0 | 0 | 0 | 0 | 0 | 0 | 0 | 0 | 0
SCE Eastern | Etiwanda | 230 | Wind, Onshore |  |  | 0 | 0 | 0 | 0 | 0 | 0 | 0 | 0 | 0 | 0 | 0 | 0 | 0 | 0 | 0 | 0 | 0 | 0 | 0 | 0 | 0 | 0 | 0 | 0 | 0 | 0 | 0 | 0
PG&E GBA | Evergreen | 115 | Wind, Onshore |  |  | 0 | 0 | 0 | 0 | 0 | 0 | 0 | 0 | 0 | 0 | 0 | 0 | 0 | 0 | 0 | 0 | 0 | 0 | 0 | 0 | 0 | 0 | 0 | 0 | 0 | 0 | 0 | 0
PG&E GBA | Evergreen | 60 | Wind, Onshore |  |  | 0 | 0 | 0 | 0 | 0 | 0 | 0 | 0 | 0 | 0 | 0 | 0 | 0 | 0 | 0 | 0 | 0 | 0 | 0 | 0 | 0 | 0 | 0 | 0 | 0 | 0 | 0 | 0
PG&E FRESNO | Excelsior | 115 | Wind, Onshore |  |  | 0 | 0 | 0 | 0 | 0 | 0 | 0 | 0 | 0 | 0 | 0 | 0 | 0 | 0 | 0 | 0 | 0 | 0 | 0 | 0 | 0 | 0 | 0 | 0 | 0 | 0 | 0 | 0
PG&E FRESNO | Exchequer | 115 | Wind, Onshore |  |  | 0 | 0 | 0 | 0 | 0 | 0 | 0 | 0 | 0 | 0 | 0 | 0 | 0 | 0 | 0 | 0 | 0 | 0 | 0 | 0 | 0 | 0 | 0 | 0 | 0 | 0 | 0 | 0
PG&E KERN | Fairway | 115 | Wind, Onshore |  |  | 0 | 0 | 0 | 0 | 0 | 0 | 0 | 0 | 0 | 0 | 0 | 0 | 0 | 0 | 0 | 0 | 0 | 0 | 0 | 0 | 0 | 0 | 0 | 0 | 0 | 0 | 0 | 0
PG&E KERN | Famoso | 115 | Wind, Onshore |  |  | 0 | 0 | 0 | 0 | 0 | 0 | 0 | 0 | 0 | 0 | 0 | 0 | 0 | 0 | 0 | 0 | 0 | 0 | 0 | 0 | 0 | 0 | 0 | 0 | 0 | 0 | 0 | 0
PG&E NGBA | Fern Road | 500 | Wind, Onshore |  |  | 0 | 0 | 0 | 0 | 0 | 0 | 0 | 0 | 0 | 0 | 0 | 0 | 0 | 0 | 0 | 0 | 0 | 0 | 0 | 0 | 0 | 0 | 0 | 0 | 0 | 0 | 0 | 0
PG&E GBA | Fibreboard (SPI Sonora) | 115 | Wind, Onshore |  |  | 0 | 0 | 0 | 0 | 0 | 0 | 0 | 0 | 0 | 0 | 0 | 0 | 0 | 0 | 0 | 0 | 0 | 0 | 0 | 0 | 0 | 0 | 0 | 0 | 0 | 0 | 0 | 0
PG&E FRESNO | Figarden | 230 | Wind, Onshore |  |  | 0 | 0 | 0 | 0 | 0 | 0 | 0 | 0 | 0 | 0 | 0 | 0 | 0 | 0 | 0 | 0 | 0 | 0 | 0 | 0 | 0 | 0 | 0 | 0 | 0 | 0 | 0 | 0
PG&E FRESNO | Fink | 230 | Wind, Onshore |  |  | 0 | 0 | 0 | 0 | 0 | 0 | 0 | 0 | 0 | 0 | 0 | 0 | 0 | 0 | 0 | 0 | 0 | 0 | 0 | 0 | 0 | 0 | 0 | 0 | 0 | 0 | 0 | 0
PG&E NGBA | Fitch Mountain | 60 | Wind, Onshore |  |  | 0 | 0 | 0 | 0 | 0 | 0 | 0 | 0 | 0 | 0 | 0 | 0 | 0 | 0 | 0 | 0 | 0 | 0 | 0 | 0 | 0 | 0 | 0 | 0 | 0 | 0 | 0 | 0
PG&E GBA | FMC | 115 | Wind, Onshore |  |  | 0 | 0 | 0 | 0 | 0 | 0 | 0 | 0 | 0 | 0 | 0 | 0 | 0 | 0 | 0 | 0 | 0 | 0 | 0 | 0 | 0 | 0 | 0 | 0 | 0 | 0 | 0 | 0
PG&E GBA | Fremont | 115 | Wind, Onshore |  |  | 0 | 0 | 0 | 0 | 0 | 0 | 0 | 0 | 0 | 0 | 0 | 0 | 0 | 0 | 0 | 0 | 0 | 0 | 0 | 0 | 0 | 0 | 0 | 0 | 0 | 0 | 0 | 0
PG&E GBA | French Camp | 60 | Wind, Onshore |  |  | 0 | 0 | 0 | 0 | 0 | 0 | 0 | 0 | 0 | 0 | 0 | 0 | 0 | 0 | 0 | 0 | 0 | 0 | 0 | 0 | 0 | 0 | 0 | 0 | 0 | 0 | 0 | 0
PG&E GBA | Frogtown | 115 | Wind, Onshore |  |  | 0 | 0 | 0 | 0 | 0 | 0 | 0 | 0 | 0 | 0 | 0 | 0 | 0 | 0 | 0 | 0 | 0 | 0 | 0 | 0 | 0 | 0 | 0 | 0 | 0 | 0 | 0 | 0
PG&E NGBA | Fulton | 115 | Wind, Onshore |  |  | 0 | 0 | 0 | 0 | 0 | 0 | 0 | 0 | 0 | 0 | 0 | 0 | 0 | 0 | 0 | 0 | 0 | 0 | 0 | 0 | 0 | 0 | 0 | 0 | 0 | 0 | 0 | 0
PG&E NGBA | Fulton | 230 | Wind, Onshore |  |  | 0 | 0 | 0 | 0 | 0 | 0 | 0 | 0 | 0 | 0 | 0 | 0 | 0 | 0 | 0 | 0 | 0 | 0 | 0 | 0 | 0 | 0 | 0 | 0 | 0 | 0 | 0 | 0
PG&E NGBA | Fulton | 60 | Wind, Onshore |  |  | 0 | 0 | 0 | 0 | 0 | 0 | 0 | 0 | 0 | 0 | 0 | 0 | 0 | 0 | 0 | 0 | 0 | 0 | 0 | 0 | 0 | 0 | 0 | 0 | 0 | 0 | 0 | 0
PG&E KERN | Ganso | 115 | Wind, Onshore |  |  | 0 | 0 | 0 | 0 | 0 | 0 | 0 | 0 | 0 | 0 | 0 | 0 | 0 | 0 | 0 | 0 | 0 | 0 | 0 | 0 | 0 | 0 | 0 | 0 | 0 | 0 | 0 | 0
PG&E FRESNO | Gates | 230 | Wind, Onshore |  |  | 0 | 0 | 0 | 0 | 0 | 0 | 0 | 0 | 0 | 0 | 0 | 0 | 0 | 0 | 0 | 0 | 0 | 0 | 0 | 0 | 0 | 0 | 0 | 0 | 0 | 0 | 0 | 0
PG&E FRESNO | Gates | 500 | Wind, Onshore |  |  | 0 | 0 | 0 | 0 | 0 | 0 | 0 | 0 | 0 | 0 | 0 | 0 | 0 | 0 | 0 | 0 | 0 | 0 | 0 | 0 | 0 | 0 | 0 | 0 | 0 | 0 | 0 | 0
PG&E NGBA | Geysers 12 | 230 | Wind, Onshore |  |  | 0 | 0 | 0 | 0 | 0 | 0 | 0 | 0 | 0 | 0 | 0 | 0 | 0 | 0 | 0 | 0 | 0 | 0 | 0 | 0 | 0 | 0 | 0 | 0 | 0 | 0 | 0 | 0
PG&E NGBA | Geysers 17 | 230 | Wind, Onshore |  |  | 0 | 0 | 0 | 0 | 0 | 0 | 0 | 0 | 0 | 0 | 0 | 0 | 0 | 0 | 0 | 0 | 0 | 0 | 0 | 0 | 0 | 0 | 0 | 0 | 0 | 0 | 0 | 0
PG&E NGBA | Geysers 3 | 115 | Wind, Onshore |  |  | 0 | 0 | 0 | 0 | 0 | 0 | 0 | 0 | 0 | 0 | 0 | 0 | 0 | 0 | 0 | 0 | 0 | 0 | 0 | 0 | 0 | 0 | 0 | 0 | 0 | 0 | 0 | 0
PG&E NGBA | Glenn | 230 | Wind, Onshore |  |  | 1 | 0 | 0 | 0 | 0 | 0 | 0 | 0 | 0 | 0 | 0 | 0 | 0 | 166.5 | 36 | 202.5 | 0 | 0 | 0 | 166.5 | 36 | 202.5 | 166.5 | 36 | 202.5 | 166.5 | 36 | 202.5
PG&E NGBA | Glenn | 60 | Wind, Onshore |  |  | 0 | 0 | 0 | 0 | 0 | 0 | 0 | 0 | 0 | 0 | 0 | 0 | 0 | 0 | 0 | 0 | 0 | 0 | 0 | 0 | 0 | 0 | 0 | 0 | 0 | 0 | 0 | 0
PG&E NGBA | Gold Hill | 115 | Wind, Onshore |  |  | 0 | 0 | 0 | 0 | 0 | 0 | 0 | 0 | 0 | 0 | 0 | 0 | 0 | 0 | 0 | 0 | 0 | 0 | 0 | 0 | 0 | 0 | 0 | 0 | 0 | 0 | 0 | 0
PG&E NGBA | Gold Hill | 230 | Wind, Onshore |  |  | 0 | 0 | 0 | 0 | 0 | 0 | 0 | 0 | 0 | 0 | 0 | 0 | 0 | 0 | 0 | 0 | 0 | 0 | 0 | 0 | 0 | 0 | 0 | 0 | 0 | 0 | 0 | 0
SCE Northern | Goleta | 230 | Wind, Onshore |  |  | 0 | 0 | 0 | 0 | 0 | 0 | 0 | 0 | 0 | 0 | 0 | 0 | 0 | 0 | 0 | 0 | 0 | 0 | 0 | 0 | 0 | 0 | 0 | 0 | 0 | 0 | 0 | 0
SCE Metro | Goodrich | 230 | Wind, Onshore |  |  | 0 | 0 | 0 | 0 | 0 | 0 | 0 | 0 | 0 | 0 | 0 | 0 | 0 | 0 | 0 | 0 | 0 | 0 | 0 | 0 | 0 | 0 | 0 | 0 | 0 | 0 | 0 | 0
PG&E KERN | Goose Lake | 115 | Wind, Onshore |  |  | 0 | 0 | 0 | 0 | 0 | 0 | 0 | 0 | 0 | 0 | 0 | 0 | 0 | 0 | 0 | 0 | 0 | 0 | 0 | 0 | 0 | 0 | 0 | 0 | 0 | 0 | 0 | 0
SCE Metro | Gould | 230 | Wind, Onshore |  |  | 0 | 0 | 0 | 0 | 0 | 0 | 0 | 0 | 0 | 0 | 0 | 0 | 0 | 0 | 0 | 0 | 0 | 0 | 0 | 0 | 0 | 0 | 0 | 0 | 0 | 0 | 0 | 0
PG&E NGBA | Grand Island | 115 | Wind, Onshore |  |  | 0 | 0 | 0 | 0 | 0 | 0 | 0 | 0 | 0 | 0 | 0 | 0 | 0 | 0 | 0 | 0 | 0 | 0 | 0 | 0 | 0 | 0 | 0 | 0 | 0 | 0 | 0 | 0
SDGE | Granite | 69 | Wind, Onshore |  |  | 0 | 0 | 0 | 0 | 0 | 0 | 0 | 0 | 0 | 0 | 0 | 0 | 0 | 0 | 0 | 0 | 0 | 0 | 0 | 0 | 0 | 0 | 0 | 0 | 0 | 0 | 0 | 0
PG&E GBA | Grant | 115 | Wind, Onshore |  |  | 0 | 0 | 0 | 0 | 0 | 0 | 0 | 0 | 0 | 0 | 0 | 0 | 0 | 0 | 0 | 0 | 0 | 0 | 0 | 0 | 0 | 0 | 0 | 0 | 0 | 0 | 0 | 0
PG&E GBA | Green Valley | 115 | Wind, Onshore |  |  | 0 | 0 | 0 | 0 | 0 | 0 | 0 | 0 | 0 | 0 | 0 | 0 | 0 | 0 | 0 | 0 | 0 | 0 | 0 | 0 | 0 | 0 | 0 | 0 | 0 | 0 | 0 | 0
PG&E NGBA | Greenleaf 1 | 115 | Wind, Onshore |  |  | 0 | 0 | 0 | 0 | 0 | 0 | 0 | 0 | 0 | 0 | 0 | 0 | 0 | 0 | 0 | 0 | 0 | 0 | 0 | 0 | 0 | 0 | 0 | 0 | 0 | 0 | 0 | 0
PG&E FRESNO | Gregg | 230 | Wind, Onshore |  |  | 1 | 0 | 0 | 0 | 0 | 0 | 0 | 0 | 0 | 0 | 0 | 0 | 0 | 170 | 20 | 190 | 0 | 0 | 0 | 170 | 20 | 190 | 170 | 20 | 190 | 170 | 20 | 190
PG&E FRESNO | Grimmway-Malaga | 115 | Wind, Onshore |  |  | 0 | 0 | 0 | 0 | 0 | 0 | 0 | 0 | 0 | 0 | 0 | 0 | 0 | 0 | 0 | 0 | 0 | 0 | 0 | 0 | 0 | 0 | 0 | 0 | 0 | 0 | 0 | 0
PG&E NGBA | Grizzly | 230 | Wind, Onshore |  |  | 0 | 0 | 0 | 0 | 0 | 0 | 0 | 0 | 0 | 0 | 0 | 0 | 0 | 0 | 0 | 0 | 0 | 0 | 0 | 0 | 0 | 0 | 0 | 0 | 0 | 0 | 0 | 0
PG&E FRESNO | Guernsey | 70 | Wind, Onshore |  |  | 0 | 0 | 0 | 0 | 0 | 0 | 0 | 0 | 0 | 0 | 0 | 0 | 0 | 0 | 0 | 0 | 0 | 0 | 0 | 0 | 0 | 0 | 0 | 0 | 0 | 0 | 0 | 0
PG&E FRESNO | GWF Hanford | 115 | Wind, Onshore |  |  | 0 | 0 | 0 | 0 | 0 | 0 | 0 | 0 | 0 | 0 | 0 | 0 | 0 | 0 | 0 | 0 | 0 | 0 | 0 | 0 | 0 | 0 | 0 | 0 | 0 | 0 | 0 | 0
PG&E FRESNO | Haas | 230 | Wind, Onshore |  |  | 0 | 0 | 0 | 0 | 0 | 0 | 0 | 0 | 0 | 0 | 0 | 0 | 0 | 0 | 0 | 0 | 0 | 0 | 0 | 0 | 0 | 0 | 0 | 0 | 0 | 0 | 0 | 0
PG&E FRESNO | Hammonds | 115 | Wind, Onshore |  |  | 0 | 0 | 0 | 0 | 0 | 0 | 0 | 0 | 0 | 0 | 0 | 0 | 0 | 0 | 0 | 0 | 0 | 0 | 0 | 0 | 0 | 0 | 0 | 0 | 0 | 0 | 0 | 0
SCE Metro | HarborGen | 230 | Wind, Onshore |  |  | 0 | 0 | 0 | 0 | 0 | 0 | 0 | 0 | 0 | 0 | 0 | 0 | 0 | 0 | 0 | 0 | 0 | 0 | 0 | 0 | 0 | 0 | 0 | 0 | 0 | 0 | 0 | 0
PG&E NGBA | Harris | 60 | Wind, Onshore |  |  | 0 | 0 | 0 | 0 | 0 | 0 | 0 | 0 | 0 | 0 | 0 | 0 | 0 | 0 | 0 | 0 | 0 | 0 | 0 | 0 | 0 | 0 | 0 | 0 | 0 | 0 | 0 | 0
EOP | Harry Allen | 500 | Wind, Onshore |  |  | 0 | 0 | 0 | 0 | 0 | 0 | 0 | 0 | 0 | 0 | 0 | 0 | 0 | 0 | 0 | 0 | 0 | 0 | 0 | 0 | 0 | 0 | 0 | 0 | 0 | 0 | 0 | 0
PG&E NGBA | Hartley | 60 | Wind, Onshore |  |  | 0 | 0 | 0 | 0 | 0 | 0 | 0 | 0 | 0 | 0 | 0 | 0 | 0 | 0 | 0 | 0 | 0 | 0 | 0 | 0 | 0 | 0 | 0 | 0 | 0 | 0 | 0 | 0
SCE NOL | Harvard | 115 | Wind, Onshore |  |  | 0 | 0 | 0 | 0 | 0 | 0 | 0 | 0 | 0 | 0 | 0 | 0 | 0 | 0 | 0 | 0 | 0 | 0 | 0 | 0 | 0 | 0 | 0 | 0 | 0 | 0 | 0 | 0
SDGE | Hassayampa | 500 | Wind, Onshore |  |  | 0 | 0 | 0 | 0 | 0 | 0 | 0 | 0 | 0 | 0 | 0 | 0 | 0 | 0 | 0 | 0 | 0 | 0 | 0 | 0 | 0 | 0 | 0 | 0 | 0 | 0 | 0 | 0
PG&E FRESNO | Helm | 230 | Wind, Onshore |  |  | 0 | 0 | 0 | 0 | 0 | 0 | 0 | 0 | 0 | 0 | 0 | 0 | 0 | 0 | 0 | 0 | 0 | 0 | 0 | 0 | 0 | 0 | 0 | 0 | 0 | 0 | 0 | 0
PG&E FRESNO | Helm | 70 | Wind, Onshore |  |  | 0 | 0 | 0 | 0 | 0 | 0 | 0 | 0 | 0 | 0 | 0 | 0 | 0 | 0 | 0 | 0 | 0 | 0 | 0 | 0 | 0 | 0 | 0 | 0 | 0 | 0 | 0 | 0
PG&E FRESNO | Henrietta | 115 | Wind, Onshore |  |  | 0 | 0 | 0 | 0 | 0 | 0 | 0 | 0 | 0 | 0 | 0 | 0 | 0 | 0 | 0 | 0 | 0 | 0 | 0 | 0 | 0 | 0 | 0 | 0 | 0 | 0 | 0 | 0
PG&E FRESNO | Henrietta | 230 | Wind, Onshore |  |  | 0 | 0 | 0 | 0 | 0 | 0 | 0 | 0 | 0 | 0 | 0 | 0 | 0 | 0 | 0 | 0 | 0 | 0 | 0 | 0 | 0 | 0 | 0 | 0 | 0 | 0 | 0 | 0
PG&E FRESNO | Henrietta | 70 | Wind, Onshore |  |  | 0 | 0 | 0 | 0 | 0 | 0 | 0 | 0 | 0 | 0 | 0 | 0 | 0 | 0 | 0 | 0 | 0 | 0 | 0 | 0 | 0 | 0 | 0 | 0 | 0 | 0 | 0 | 0
PG&E FRESNO | Herndon | 115 | Wind, Onshore |  |  | 0 | 0 | 0 | 0 | 0 | 0 | 0 | 0 | 0 | 0 | 0 | 0 | 0 | 0 | 0 | 0 | 0 | 0 | 0 | 0 | 0 | 0 | 0 | 0 | 0 | 0 | 0 | 0
PG&E FRESNO | Herndon | 230 | Wind, Onshore |  |  | 0 | 0 | 0 | 0 | 0 | 0 | 0 | 0 | 0 | 0 | 0 | 0 | 0 | 0 | 0 | 0 | 0 | 0 | 0 | 0 | 0 | 0 | 0 | 0 | 0 | 0 | 0 | 0
PG&E GBA | Hicks | 230 | Wind, Onshore |  |  | 0 | 0 | 0 | 0 | 0 | 0 | 0 | 0 | 0 | 0 | 0 | 0 | 0 | 0 | 0 | 0 | 0 | 0 | 0 | 0 | 0 | 0 | 0 | 0 | 0 | 0 | 0 | 0
PG&E NGBA | Higgins | 115 | Wind, Onshore |  |  | 0 | 0 | 0 | 0 | 0 | 0 | 0 | 0 | 0 | 0 | 0 | 0 | 0 | 0 | 0 | 0 | 0 | 0 | 0 | 0 | 0 | 0 | 0 | 0 | 0 | 0 | 0 | 0
PG&E NGBA | Hilltop | 345 | Wind, Onshore | YES | Northern CA Wind Mapped to NVE area | 1 | 0 | 0 | 0 | 0 | 0 | 0 | 0 | 0 | 0 | 0 | 0 | 0 | 150 | 0 | 150 | 0 | 0 | 0 | 150 | 0 | 150 | 150 | 0 | 150 | 150 | 0 | 150
SCE Metro | Hinson | 230 | Wind, Onshore |  |  | 0 | 0 | 0 | 0 | 0 | 0 | 0 | 0 | 0 | 0 | 0 | 0 | 0 | 0 | 0 | 0 | 0 | 0 | 0 | 0 | 0 | 0 | 0 | 0 | 0 | 0 | 0 | 0
PG&E GBA | Hollister | 115 | Wind, Onshore |  |  | 0 | 0 | 0 | 0 | 0 | 0 | 0 | 0 | 0 | 0 | 0 | 0 | 0 | 0 | 0 | 0 | 0 | 0 | 0 | 0 | 0 | 0 | 0 | 0 | 0 | 0 | 0 | 0
PG&E NGBA | Homestake | 115 | Wind, Onshore |  |  | 0 | 0 | 0 | 0 | 0 | 0 | 0 | 0 | 0 | 0 | 0 | 0 | 0 | 0 | 0 | 0 | 0 | 0 | 0 | 0 | 0 | 0 | 0 | 0 | 0 | 0 | 0 | 0
PG&E NGBA | Honcut | 115 | Wind, Onshore |  |  | 0 | 0 | 0 | 0 | 0 | 0 | 0 | 0 | 0 | 0 | 0 | 0 | 0 | 0 | 0 | 0 | 0 | 0 | 0 | 0 | 0 | 0 | 0 | 0 | 0 | 0 | 0 | 0
SDGE | Hoodoo Wash | 500 | Wind, Onshore |  |  | 0 | 0 | 0 | 0 | 0 | 0 | 0 | 0 | 0 | 0 | 0 | 0 | 0 | 0 | 0 | 0 | 0 | 0 | 0 | 0 | 0 | 0 | 0 | 0 | 0 | 0 | 0 | 0
PG&E NGBA | Hopland | 115 | Wind, Onshore |  |  | 0 | 0 | 0 | 0 | 0 | 0 | 0 | 0 | 0 | 0 | 0 | 0 | 0 | 0 | 0 | 0 | 0 | 0 | 0 | 0 | 0 | 0 | 0 | 0 | 0 | 0 | 0 | 0
PG&E NGBA | Hopland | 60 | Wind, Onshore |  |  | 0 | 0 | 0 | 0 | 0 | 0 | 0 | 0 | 0 | 0 | 0 | 0 | 0 | 0 | 0 | 0 | 0 | 0 | 0 | 0 | 0 | 0 | 0 | 0 | 0 | 0 | 0 | 0
PG&E NGBA | Humboldt | 115 | Wind, Onshore |  |  | 0 | 0 | 0 | 0 | 0 | 0 | 0 | 0 | 0 | 0 | 0 | 0 | 0 | 0 | 0 | 0 | 0 | 0 | 0 | 0 | 0 | 0 | 0 | 0 | 0 | 0 | 0 | 0
PG&E NGBA | Humboldt | 60 | Wind, Onshore |  |  | 0 | 0 | 0 | 0 | 0 | 0 | 0 | 0 | 0 | 0 | 0 | 0 | 0 | 0 | 0 | 0 | 0 | 0 | 0 | 0 | 0 | 0 | 0 | 0 | 0 | 0 | 0 | 0
PG&E NGBA | Humboldt | 500 | Wind, Onshore |  |  | 0 | 0 | 0 | 0 | 0 | 0 | 0 | 0 | 0 | 0 | 0 | 0 | 0 | 0 | 0 | 0 | 0 | 0 | 0 | 0 | 0 | 0 | 0 | 0 | 0 | 0 | 0 | 0
SCE Metro | Huntington Beach | 230 | Wind, Onshore |  |  | 0 | 0 | 0 | 0 | 0 | 0 | 0 | 0 | 0 | 0 | 0 | 0 | 0 | 0 | 0 | 0 | 0 | 0 | 0 | 0 | 0 | 0 | 0 | 0 | 0 | 0 | 0 | 0
PG&E NGBA | Ignacio | 115 | Wind, Onshore |  |  | 0 | 0 | 0 | 0 | 0 | 0 | 0 | 0 | 0 | 0 | 0 | 0 | 0 | 0 | 0 | 0 | 0 | 0 | 0 | 0 | 0 | 0 | 0 | 0 | 0 | 0 | 0 | 0
PG&E NGBA | Ignacio | 230 | Wind, Onshore |  |  | 0 | 0 | 0 | 0 | 0 | 0 | 0 | 0 | 0 | 0 | 0 | 0 | 0 | 0 | 0 | 0 | 0 | 0 | 0 | 0 | 0 | 0 | 0 | 0 | 0 | 0 | 0 | 0
PG&E NGBA | Ignacio | 60 | Wind, Onshore |  |  | 0 | 0 | 0 | 0 | 0 | 0 | 0 | 0 | 0 | 0 | 0 | 0 | 0 | 0 | 0 | 0 | 0 | 0 | 0 | 0 | 0 | 0 | 0 | 0 | 0 | 0 | 0 | 0
SDGE | Imperial Beach | 69 | Wind, Onshore |  |  | 0 | 0 | 0 | 0 | 0 | 0 | 0 | 0 | 0 | 0 | 0 | 0 | 0 | 0 | 0 | 0 | 0 | 0 | 0 | 0 | 0 | 0 | 0 | 0 | 0 | 0 | 0 | 0
SDGE | Imperial Valley | 230 | Wind, Onshore |  |  | 0 | 0 | 0 | 0 | 0 | 0 | 0 | 0 | 0 | 0 | 0 | 0 | 0 | 0 | 0 | 0 | 0 | 0 | 0 | 0 | 0 | 0 | 0 | 0 | 0 | 0 | 0 | 0
SDGE | Imperial Valley | 500 | Wind, Onshore |  |  | 0 | 0 | 0 | 0 | 0 | 0 | 0 | 0 | 0 | 0 | 0 | 0 | 0 | 0 | 0 | 0 | 0 | 0 | 0 | 0 | 0 | 0 | 0 | 0 | 0 | 0 | 0 | 0
EOP | Innovation | 138 | Wind, Onshore |  |  | 0 | 0 | 0 | 0 | 0 | 0 | 0 | 0 | 0 | 0 | 0 | 0 | 0 | 0 | 0 | 0 | 0 | 0 | 0 | 0 | 0 | 0 | 0 | 0 | 0 | 0 | 0 | 0
EOP | Innovation | 230 | Wind, Onshore |  |  | 0 | 0 | 0 | 0 | 0 | 0 | 0 | 0 | 0 | 0 | 0 | 0 | 0 | 0 | 0 | 0 | 0 | 0 | 0 | 0 | 0 | 0 | 0 | 0 | 0 | 0 | 0 | 0
SCE NOL | Inyokern | 115 | Wind, Onshore |  |  | 0 | 0 | 0 | 0 | 0 | 0 | 0 | 0 | 0 | 0 | 0 | 0 | 0 | 0 | 0 | 0 | 0 | 0 | 0 | 0 | 0 | 0 | 0 | 0 | 0 | 0 | 0 | 0
EOP | IS Tap | 138 | Wind, Onshore |  |  | 0 | 0 | 0 | 0 | 0 | 0 | 0 | 0 | 0 | 0 | 0 | 0 | 0 | 0 | 0 | 0 | 0 | 0 | 0 | 0 | 0 | 0 | 0 | 0 | 0 | 0 | 0 | 0
EOP | Ivanpah | 115 | Wind, Onshore |  |  | 0 | 0 | 0 | 0 | 0 | 0 | 0 | 0 | 0 | 0 | 0 | 0 | 0 | 0 | 0 | 0 | 0 | 0 | 0 | 0 | 0 | 0 | 0 | 0 | 0 | 0 | 0 | 0
EOP | Ivanpah | 230 | Wind, Onshore |  |  | 0 | 0 | 0 | 0 | 0 | 0 | 0 | 0 | 0 | 0 | 0 | 0 | 0 | 0 | 0 | 0 | 0 | 0 | 0 | 0 | 0 | 0 | 0 | 0 | 0 | 0 | 0 | 0
EOP | Jackass (DOE) | 138 | Wind, Onshore |  |  | 0 | 0 | 0 | 0 | 0 | 0 | 0 | 0 | 0 | 0 | 0 | 0 | 0 | 0 | 0 | 0 | 0 | 0 | 0 | 0 | 0 | 0 | 0 | 0 | 0 | 0 | 0 | 0
PG&E NGBA | James B Black | 230 | Wind, Onshore |  |  | 0 | 0 | 0 | 0 | 0 | 0 | 0 | 0 | 0 | 0 | 0 | 0 | 0 | 0 | 0 | 0 | 0 | 0 | 0 | 0 | 0 | 0 | 0 | 0 | 0 | 0 | 0 | 0
PG&E GBA | Jefferson | 230 | Wind, Onshore |  |  | 0 | 0 | 0 | 0 | 0 | 0 | 0 | 0 | 0 | 0 | 0 | 0 | 0 | 0 | 0 | 0 | 0 | 0 | 0 | 0 | 0 | 0 | 0 | 0 | 0 | 0 | 0 | 0
PG&E NGBA | Jessup | 115 | Wind, Onshore |  |  | 0 | 0 | 0 | 0 | 0 | 0 | 0 | 0 | 0 | 0 | 0 | 0 | 0 | 0 | 0 | 0 | 0 | 0 | 0 | 0 | 0 | 0 | 0 | 0 | 0 | 0 | 0 | 0
SCE Metro | Johanna | 230 | Wind, Onshore |  |  | 0 | 0 | 0 | 0 | 0 | 0 | 0 | 0 | 0 | 0 | 0 | 0 | 0 | 0 | 0 | 0 | 0 | 0 | 0 | 0 | 0 | 0 | 0 | 0 | 0 | 0 | 0 | 0
SCE Eastern | Julian Hinds | 230 | Wind, Onshore |  |  | 0 | 0 | 0 | 0 | 0 | 0 | 0 | 0 | 0 | 0 | 0 | 0 | 0 | 0 | 0 | 0 | 0 | 0 | 0 | 0 | 0 | 0 | 0 | 0 | 0 | 0 | 0 | 0
PG&E GBA | Kasson | 115 | Wind, Onshore |  |  | 0 | 0 | 0 | 0 | 0 | 0 | 0 | 0 | 0 | 0 | 0 | 0 | 0 | 0 | 0 | 0 | 0 | 0 | 0 | 0 | 0 | 0 | 0 | 0 | 0 | 0 | 0 | 0
PG&E GBA | Kasson | 60 | Wind, Onshore |  |  | 0 | 0 | 0 | 0 | 0 | 0 | 0 | 0 | 0 | 0 | 0 | 0 | 0 | 0 | 0 | 0 | 0 | 0 | 0 | 0 | 0 | 0 | 0 | 0 | 0 | 0 | 0 | 0
PG&E FRESNO | Kearney | 230 | Wind, Onshore |  |  | 0 | 0 | 0 | 0 | 0 | 0 | 0 | 0 | 0 | 0 | 0 | 0 | 0 | 0 | 0 | 0 | 0 | 0 | 0 | 0 | 0 | 0 | 0 | 0 | 0 | 0 | 0 | 0
PG&E FRESNO | Kearney | 70 | Wind, Onshore |  |  | 0 | 0 | 0 | 0 | 0 | 0 | 0 | 0 | 0 | 0 | 0 | 0 | 0 | 0 | 0 | 0 | 0 | 0 | 0 | 0 | 0 | 0 | 0 | 0 | 0 | 0 | 0 | 0
PG&E GBA | Kelso | 230 | Wind, Onshore |  |  | 1 | 0 | 0 | 0 | 0 | 0 | 0 | 0 | 0 | 0 | 0 | 0 | 0 | 80.8 | 3.45 | 84.25 | 0 | 0 | 0 | 80.8 | 3.45 | 84.25 | 80.8 | 3.45 | 84.25 | 80.8 | 3.45 | 84.25
PG&E FRESNO | Kerchoff 1 | 115 | Wind, Onshore |  |  | 0 | 0 | 0 | 0 | 0 | 0 | 0 | 0 | 0 | 0 | 0 | 0 | 0 | 0 | 0 | 0 | 0 | 0 | 0 | 0 | 0 | 0 | 0 | 0 | 0 | 0 | 0 | 0
PG&E KERN | Kern Oil | 115 | Wind, Onshore |  |  | 0 | 0 | 0 | 0 | 0 | 0 | 0 | 0 | 0 | 0 | 0 | 0 | 0 | 0 | 0 | 0 | 0 | 0 | 0 | 0 | 0 | 0 | 0 | 0 | 0 | 0 | 0 | 0
PG&E KERN | Kern PP | 115 | Wind, Onshore |  |  | 0 | 0 | 0 | 0 | 0 | 0 | 0 | 0 | 0 | 0 | 0 | 0 | 0 | 0 | 0 | 0 | 0 | 0 | 0 | 0 | 0 | 0 | 0 | 0 | 0 | 0 | 0 | 0
PG&E KERN | Kern PP | 230 | Wind, Onshore |  |  | 0 | 0 | 0 | 0 | 0 | 0 | 0 | 0 | 0 | 0 | 0 | 0 | 0 | 0 | 0 | 0 | 0 | 0 | 0 | 0 | 0 | 0 | 0 | 0 | 0 | 0 | 0 | 0
PG&E KERN | Kern PP | 70 | Wind, Onshore |  |  | 0 | 0 | 0 | 0 | 0 | 0 | 0 | 0 | 0 | 0 | 0 | 0 | 0 | 0 | 0 | 0 | 0 | 0 | 0 | 0 | 0 | 0 | 0 | 0 | 0 | 0 | 0 | 0
PG&E KERN | Kernridge | 115 | Wind, Onshore |  |  | 0 | 0 | 0 | 0 | 0 | 0 | 0 | 0 | 0 | 0 | 0 | 0 | 0 | 0 | 0 | 0 | 0 | 0 | 0 | 0 | 0 | 0 | 0 | 0 | 0 | 0 | 0 | 0
PG&E FRESNO | Kingsburg | 115 | Wind, Onshore |  |  | 0 | 0 | 0 | 0 | 0 | 0 | 0 | 0 | 0 | 0 | 0 | 0 | 0 | 0 | 0 | 0 | 0 | 0 | 0 | 0 | 0 | 0 | 0 | 0 | 0 | 0 | 0 | 0
PG&E GBA | Kirker | 115 | Wind, Onshore |  |  | 0 | 0 | 0 | 0 | 0 | 0 | 0 | 0 | 0 | 0 | 0 | 0 | 0 | 0 | 0 | 0 | 0 | 0 | 0 | 0 | 0 | 0 | 0 | 0 | 0 | 0 | 0 | 0
PG&E NGBA | Knights Landing | 115 | Wind, Onshore |  |  | 0 | 0 | 0 | 0 | 0 | 0 | 0 | 0 | 0 | 0 | 0 | 0 | 0 | 0 | 0 | 0 | 0 | 0 | 0 | 0 | 0 | 0 | 0 | 0 | 0 | 0 | 0 | 0
PG&E NGBA | Konocti | 60 | Wind, Onshore |  |  | 0 | 0 | 0 | 0 | 0 | 0 | 0 | 0 | 0 | 0 | 0 | 0 | 0 | 0 | 0 | 0 | 0 | 0 | 0 | 0 | 0 | 0 | 0 | 0 | 0 | 0 | 0 | 0
SCE NOL | Kramer | 115 | Wind, Onshore |  |  | 0 | 0 | 0 | 0 | 0 | 0 | 0 | 0 | 0 | 0 | 0 | 0 | 0 | 0 | 0 | 0 | 0 | 0 | 0 | 0 | 0 | 0 | 0 | 0 | 0 | 0 | 0 | 0
SCE NOL | Kramer | 230 | Wind, Onshore |  |  | 0 | 0 | 0 | 0 | 0 | 0 | 0 | 0 | 0 | 0 | 0 | 0 | 0 | 0 | 0 | 0 | 0 | 0 | 0 | 0 | 0 | 0 | 0 | 0 | 0 | 0 | 0 | 0
SCE Metro | La Cienega | 230 | Wind, Onshore |  |  | 0 | 0 | 0 | 0 | 0 | 0 | 0 | 0 | 0 | 0 | 0 | 0 | 0 | 0 | 0 | 0 | 0 | 0 | 0 | 0 | 0 | 0 | 0 | 0 | 0 | 0 | 0 | 0
SCE Metro | La Fresa | 230 | Wind, Onshore |  |  | 0 | 0 | 0 | 0 | 0 | 0 | 0 | 0 | 0 | 0 | 0 | 0 | 0 | 0 | 0 | 0 | 0 | 0 | 0 | 0 | 0 | 0 | 0 | 0 | 0 | 0 | 0 | 0
SCE Metro | Laguna Bell | 230 | Wind, Onshore |  |  | 0 | 0 | 0 | 0 | 0 | 0 | 0 | 0 | 0 | 0 | 0 | 0 | 0 | 0 | 0 | 0 | 0 | 0 | 0 | 0 | 0 | 0 | 0 | 0 | 0 | 0 | 0 | 0
PG&E KERN | Lakeview | 70 | Wind, Onshore |  |  | 0 | 0 | 0 | 0 | 0 | 0 | 0 | 0 | 0 | 0 | 0 | 0 | 0 | 0 | 0 | 0 | 0 | 0 | 0 | 0 | 0 | 0 | 0 | 0 | 0 | 0 | 0 | 0
PG&E NGBA | Lakeville | 230 | Wind, Onshore |  |  | 0 | 0 | 0 | 0 | 0 | 0 | 0 | 0 | 0 | 0 | 0 | 0 | 0 | 0 | 0 | 0 | 0 | 0 | 0 | 0 | 0 | 0 | 0 | 0 | 0 | 0 | 0 | 0
PG&E NGBA | Lakeville | 60 | Wind, Onshore |  |  | 0 | 0 | 0 | 0 | 0 | 0 | 0 | 0 | 0 | 0 | 0 | 0 | 0 | 0 | 0 | 0 | 0 | 0 | 0 | 0 | 0 | 0 | 0 | 0 | 0 | 0 | 0 | 0
PG&E NGBA | Lakeville | 115 | Wind, Onshore |  |  | 0 | 0 | 0 | 0 | 0 | 0 | 0 | 0 | 0 | 0 | 0 | 0 | 0 | 0 | 0 | 0 | 0 | 0 | 0 | 0 | 0 | 0 | 0 | 0 | 0 | 0 | 0 | 0
PG&E GBA | Lakewood | 115 | Wind, Onshore |  |  | 0 | 0 | 0 | 0 | 0 | 0 | 0 | 0 | 0 | 0 | 0 | 0 | 0 | 0 | 0 | 0 | 0 | 0 | 0 | 0 | 0 | 0 | 0 | 0 | 0 | 0 | 0 | 0
PG&E NGBA | Lambie | 230 | Wind, Onshore |  |  | 0 | 0 | 0 | 0 | 0 | 0 | 0 | 0 | 0 | 0 | 0 | 0 | 0 | 0 | 0 | 0 | 0 | 0 | 0 | 0 | 0 | 0 | 0 | 0 | 0 | 0 | 0 | 0
PG&E GBA | Lammers | 115 | Wind, Onshore |  |  | 0 | 0 | 0 | 0 | 0 | 0 | 0 | 0 | 0 | 0 | 0 | 0 | 0 | 0 | 0 | 0 | 0 | 0 | 0 | 0 | 0 | 0 | 0 | 0 | 0 | 0 | 0 | 0
PG&E KERN | Lamont | 115 | Wind, Onshore |  |  | 0 | 0 | 0 | 0 | 0 | 0 | 0 | 0 | 0 | 0 | 0 | 0 | 0 | 0 | 0 | 0 | 0 | 0 | 0 | 0 | 0 | 0 | 0 | 0 | 0 | 0 | 0 | 0
PG&E FRESNO | Las Aguilas | 230 | Wind, Onshore |  |  | 0 | 0 | 0 | 0 | 0 | 0 | 0 | 0 | 0 | 0 | 0 | 0 | 0 | 0 | 0 | 0 | 0 | 0 | 0 | 0 | 0 | 0 | 0 | 0 | 0 | 0 | 0 | 0
EOP | Lathrop | 138 | Wind, Onshore |  |  | 0 | 0 | 0 | 0 | 0 | 0 | 0 | 0 | 0 | 0 | 0 | 0 | 0 | 0 | 0 | 0 | 0 | 0 | 0 | 0 | 0 | 0 | 0 | 0 | 0 | 0 | 0 | 0
EOP | Lathrop | 230 | Wind, Onshore |  |  | 1 | 0 | 0 | 0 | 0 | 0 | 0 | 0 | 0 | 0 | 0 | 0 | 0 | 300 | 0 | 300 | 0 | 0 | 0 | 300 | 0 | 300 | 300 | 0 | 300 | 300 | 0 | 300
PG&E FRESNO | Le Grand | 115 | Wind, Onshore |  |  | 0 | 0 | 0 | 0 | 0 | 0 | 0 | 0 | 0 | 0 | 0 | 0 | 0 | 0 | 0 | 0 | 0 | 0 | 0 | 0 | 0 | 0 | 0 | 0 | 0 | 0 | 0 | 0
PG&E FRESNO | Lemoore | 70 | Wind, Onshore |  |  | 0 | 0 | 0 | 0 | 0 | 0 | 0 | 0 | 0 | 0 | 0 | 0 | 0 | 0 | 0 | 0 | 0 | 0 | 0 | 0 | 0 | 0 | 0 | 0 | 0 | 0 | 0 | 0
PG&E KERN | Lerdo | 115 | Wind, Onshore |  |  | 0 | 0 | 0 | 0 | 0 | 0 | 0 | 0 | 0 | 0 | 0 | 0 | 0 | 0 | 0 | 0 | 0 | 0 | 0 | 0 | 0 | 0 | 0 | 0 | 0 | 0 | 0 | 0
SCE Metro | Lewis | 230 | Wind, Onshore |  |  | 0 | 0 | 0 | 0 | 0 | 0 | 0 | 0 | 0 | 0 | 0 | 0 | 0 | 0 | 0 | 0 | 0 | 0 | 0 | 0 | 0 | 0 | 0 | 0 | 0 | 0 | 0 | 0
SCE Metro | Lighthipe | 230 | Wind, Onshore |  |  | 0 | 0 | 0 | 0 | 0 | 0 | 0 | 0 | 0 | 0 | 0 | 0 | 0 | 0 | 0 | 0 | 0 | 0 | 0 | 0 | 0 | 0 | 0 | 0 | 0 | 0 | 0 | 0
SDGE | Lilac | 69 | Wind, Onshore |  |  | 0 | 0 | 0 | 0 | 0 | 0 | 0 | 0 | 0 | 0 | 0 | 0 | 0 | 0 | 0 | 0 | 0 | 0 | 0 | 0 | 0 | 0 | 0 | 0 | 0 | 0 | 0 | 0
PG&E NGBA | Lincoln | 115 | Wind, Onshore |  |  | 0 | 0 | 0 | 0 | 0 | 0 | 0 | 0 | 0 | 0 | 0 | 0 | 0 | 0 | 0 | 0 | 0 | 0 | 0 | 0 | 0 | 0 | 0 | 0 | 0 | 0 | 0 | 0
PG&E KERN | Live Oak | 115 | Wind, Onshore |  |  | 0 | 0 | 0 | 0 | 0 | 0 | 0 | 0 | 0 | 0 | 0 | 0 | 0 | 0 | 0 | 0 | 0 | 0 | 0 | 0 | 0 | 0 | 0 | 0 | 0 | 0 | 0 | 0
PG&E GBA | Llagas | 115 | Wind, Onshore |  |  | 0 | 0 | 0 | 0 | 0 | 0 | 0 | 0 | 0 | 0 | 0 | 0 | 0 | 0 | 0 | 0 | 0 | 0 | 0 | 0 | 0 | 0 | 0 | 0 | 0 | 0 | 0 | 0
PG&E GBA | Lockeford | 115 | Wind, Onshore |  |  | 0 | 0 | 0 | 0 | 0 | 0 | 0 | 0 | 0 | 0 | 0 | 0 | 0 | 0 | 0 | 0 | 0 | 0 | 0 | 0 | 0 | 0 | 0 | 0 | 0 | 0 | 0 | 0
PG&E GBA | Lockeford | 230 | Wind, Onshore |  |  | 0 | 0 | 0 | 0 | 0 | 0 | 0 | 0 | 0 | 0 | 0 | 0 | 0 | 0 | 0 | 0 | 0 | 0 | 0 | 0 | 0 | 0 | 0 | 0 | 0 | 0 | 0 | 0
PG&E GBA | Lockeford | 60 | Wind, Onshore |  |  | 0 | 0 | 0 | 0 | 0 | 0 | 0 | 0 | 0 | 0 | 0 | 0 | 0 | 0 | 0 | 0 | 0 | 0 | 0 | 0 | 0 | 0 | 0 | 0 | 0 | 0 | 0 | 0
PG&E GBA | Lodi | 230 | Wind, Onshore |  |  | 0 | 0 | 0 | 0 | 0 | 0 | 0 | 0 | 0 | 0 | 0 | 0 | 0 | 0 | 0 | 0 | 0 | 0 | 0 | 0 | 0 | 0 | 0 | 0 | 0 | 0 | 0 | 0
PG&E NGBA | Logan Creek | 230 | Wind, Onshore |  |  | 0 | 0 | 0 | 0 | 0 | 0 | 0 | 0 | 0 | 0 | 0 | 0 | 0 | 0 | 0 | 0 | 0 | 0 | 0 | 0 | 0 | 0 | 0 | 0 | 0 | 0 | 0 | 0
PG&E GBA | Lone Tree | 230 | Wind, Onshore |  |  | 0 | 0 | 0 | 0 | 0 | 0 | 0 | 0 | 0 | 0 | 0 | 0 | 0 | 0 | 0 | 0 | 0 | 0 | 0 | 0 | 0 | 0 | 0 | 0 | 0 | 0 | 0 | 0
PG&E FRESNO | Los Banos | 230 | Wind, Onshore |  |  | 1 | 76.4 | 0 | 76.4 | 60.5 | 0 | 60.5 | 0 | 0 | 0 | 60.5 | 0 | 60.5 | 110 | 0 | 110 | 0 | 0 | 0 | 110 | 0 | 110 | 246.9 | 0 | 246.9 | 246.9 | 0 | 246.9
PG&E FRESNO | Los Banos | 500 | Wind, Onshore |  |  | 0 | 0 | 0 | 0 | 0 | 0 | 0 | 0 | 0 | 0 | 0 | 0 | 0 | 0 | 0 | 0 | 0 | 0 | 0 | 0 | 0 | 0 | 0 | 0 | 0 | 0 | 0 | 0
SDGE | Los Coches | 138 | Wind, Onshore |  |  | 0 | 0 | 0 | 0 | 0 | 0 | 0 | 0 | 0 | 0 | 0 | 0 | 0 | 0 | 0 | 0 | 0 | 0 | 0 | 0 | 0 | 0 | 0 | 0 | 0 | 0 | 0 | 0
SDGE | Los Coches | 69 | Wind, Onshore |  |  | 0 | 0 | 0 | 0 | 0 | 0 | 0 | 0 | 0 | 0 | 0 | 0 | 0 | 0 | 0 | 0 | 0 | 0 | 0 | 0 | 0 | 0 | 0 | 0 | 0 | 0 | 0 | 0
PG&E GBA | Los Esteros | 115 | Wind, Onshore |  |  | 0 | 0 | 0 | 0 | 0 | 0 | 0 | 0 | 0 | 0 | 0 | 0 | 0 | 0 | 0 | 0 | 0 | 0 | 0 | 0 | 0 | 0 | 0 | 0 | 0 | 0 | 0 | 0
PG&E GBA | Los Esteros | 230 | Wind, Onshore |  |  | 0 | 0 | 0 | 0 | 0 | 0 | 0 | 0 | 0 | 0 | 0 | 0 | 0 | 0 | 0 | 0 | 0 | 0 | 0 | 0 | 0 | 0 | 0 | 0 | 0 | 0 | 0 | 0
PG&E GBA | Los Positas | 230 | Wind, Onshore |  |  | 0 | 0 | 0 | 0 | 0 | 0 | 0 | 0 | 0 | 0 | 0 | 0 | 0 | 0 | 0 | 0 | 0 | 0 | 0 | 0 | 0 | 0 | 0 | 0 | 0 | 0 | 0 | 0
PG&E GBA | Los Positas | 60 | Wind, Onshore |  |  | 0 | 0 | 0 | 0 | 0 | 0 | 0 | 0 | 0 | 0 | 0 | 0 | 0 | 0 | 0 | 0 | 0 | 0 | 0 | 0 | 0 | 0 | 0 | 0 | 0 | 0 | 0 | 0
SDGE | Loveland | 69 | Wind, Onshore |  |  | 0 | 0 | 0 | 0 | 0 | 0 | 0 | 0 | 0 | 0 | 0 | 0 | 0 | 0 | 0 | 0 | 0 | 0 | 0 | 0 | 0 | 0 | 0 | 0 | 0 | 0 | 0 | 0
SCE NOL | Lugo | 230 | Wind, Onshore |  |  | 0 | 0 | 0 | 0 | 0 | 0 | 0 | 0 | 0 | 0 | 0 | 0 | 0 | 0 | 0 | 0 | 0 | 0 | 0 | 0 | 0 | 0 | 0 | 0 | 0 | 0 | 0 | 0
SCE Metro | Lugo | 500 | Wind, Onshore |  |  | 0 | 0 | 0 | 0 | 0 | 0 | 0 | 0 | 0 | 0 | 0 | 0 | 0 | 0 | 0 | 0 | 0 | 0 | 0 | 0 | 0 | 0 | 0 | 0 | 0 | 0 | 0 | 0
PG&E FRESNO | Madera | 70 | Wind, Onshore |  |  | 0 | 0 | 0 | 0 | 0 | 0 | 0 | 0 | 0 | 0 | 0 | 0 | 0 | 0 | 0 | 0 | 0 | 0 | 0 | 0 | 0 | 0 | 0 | 0 | 0 | 0 | 0 | 0
PG&E NGBA | Madison | 115 | Wind, Onshore |  |  | 0 | 0 | 0 | 0 | 0 | 0 | 0 | 0 | 0 | 0 | 0 | 0 | 0 | 0 | 0 | 0 | 0 | 0 | 0 | 0 | 0 | 0 | 0 | 0 | 0 | 0 | 0 | 0
PG&E KERN | Magunden | 115 | Wind, Onshore |  |  | 0 | 0 | 0 | 0 | 0 | 0 | 0 | 0 | 0 | 0 | 0 | 0 | 0 | 0 | 0 | 0 | 0 | 0 | 0 | 0 | 0 | 0 | 0 | 0 | 0 | 0 | 0 | 0
SCE Northern | Magunden | 230 | Wind, Onshore |  |  | 0 | 0 | 0 | 0 | 0 | 0 | 0 | 0 | 0 | 0 | 0 | 0 | 0 | 0 | 0 | 0 | 0 | 0 | 0 | 0 | 0 | 0 | 0 | 0 | 0 | 0 | 0 | 0
PG&E FRESNO | Malaga | 115 | Wind, Onshore |  |  | 0 | 0 | 0 | 0 | 0 | 0 | 0 | 0 | 0 | 0 | 0 | 0 | 0 | 0 | 0 | 0 | 0 | 0 | 0 | 0 | 0 | 0 | 0 | 0 | 0 | 0 | 0 | 0
PG&E NGBA | Malin | 500 | Wind, Onshore |  |  | 0 | 0 | 0 | 0 | 0 | 0 | 0 | 0 | 0 | 0 | 0 | 0 | 0 | 0 | 0 | 0 | 0 | 0 | 0 | 0 | 0 | 0 | 0 | 0 | 0 | 0 | 0 | 0
SCE Northern | Mandalay | 230 | Wind, Onshore |  |  | 0 | 0 | 0 | 0 | 0 | 0 | 0 | 0 | 0 | 0 | 0 | 0 | 0 | 0 | 0 | 0 | 0 | 0 | 0 | 0 | 0 | 0 | 0 | 0 | 0 | 0 | 0 | 0
PG&E FRESNO | Manning | 230 | Wind, Onshore |  |  | 0 | 0 | 0 | 0 | 0 | 0 | 0 | 0 | 0 | 0 | 0 | 0 | 0 | 0 | 0 | 0 | 0 | 0 | 0 | 0 | 0 | 0 | 0 | 0 | 0 | 0 | 0 | 0
PG&E FRESNO | Manning | 500 | Wind, Onshore |  |  | 0 | 0 | 0 | 0 | 0 | 0 | 0 | 0 | 0 | 0 | 0 | 0 | 0 | 0 | 0 | 0 | 0 | 0 | 0 | 0 | 0 | 0 | 0 | 0 | 0 | 0 | 0 | 0
PG&E GBA | Manteca | 115 | Wind, Onshore |  |  | 0 | 0 | 0 | 0 | 0 | 0 | 0 | 0 | 0 | 0 | 0 | 0 | 0 | 0 | 0 | 0 | 0 | 0 | 0 | 0 | 0 | 0 | 0 | 0 | 0 | 0 | 0 | 0
SDGE | Margarita | 138 | Wind, Onshore |  |  | 0 | 0 | 0 | 0 | 0 | 0 | 0 | 0 | 0 | 0 | 0 | 0 | 0 | 0 | 0 | 0 | 0 | 0 | 0 | 0 | 0 | 0 | 0 | 0 | 0 | 0 | 0 | 0
PG&E GBA | Martin | 230 | Wind, Onshore |  |  | 0 | 0 | 0 | 0 | 0 | 0 | 0 | 0 | 0 | 0 | 0 | 0 | 0 | 0 | 0 | 0 | 0 | 0 | 0 | 0 | 0 | 0 | 0 | 0 | 0 | 0 | 0 | 0
PG&E GBA | Martin | 115 | Wind, Onshore |  |  | 0 | 0 | 0 | 0 | 0 | 0 | 0 | 0 | 0 | 0 | 0 | 0 | 0 | 0 | 0 | 0 | 0 | 0 | 0 | 0 | 0 | 0 | 0 | 0 | 0 | 0 | 0 | 0
PG&E GBA | Martinez | 115 | Wind, Onshore |  |  | 0 | 0 | 0 | 0 | 0 | 0 | 0 | 0 | 0 | 0 | 0 | 0 | 0 | 0 | 0 | 0 | 0 | 0 | 0 | 0 | 0 | 0 | 0 | 0 | 0 | 0 | 0 | 0
PG&E FRESNO | Mc Mullin | 230 | Wind, Onshore |  |  | 0 | 0 | 0 | 0 | 0 | 0 | 0 | 0 | 0 | 0 | 0 | 0 | 0 | 0 | 0 | 0 | 0 | 0 | 0 | 0 | 0 | 0 | 0 | 0 | 0 | 0 | 0 | 0
PG&E FRESNO | McCall | 115 | Wind, Onshore |  |  | 0 | 0 | 0 | 0 | 0 | 0 | 0 | 0 | 0 | 0 | 0 | 0 | 0 | 0 | 0 | 0 | 0 | 0 | 0 | 0 | 0 | 0 | 0 | 0 | 0 | 0 | 0 | 0
PG&E FRESNO | McCall | 230 | Wind, Onshore |  |  | 0 | 0 | 0 | 0 | 0 | 0 | 0 | 0 | 0 | 0 | 0 | 0 | 0 | 0 | 0 | 0 | 0 | 0 | 0 | 0 | 0 | 0 | 0 | 0 | 0 | 0 | 0 | 0
PG&E GBA | Meadow Lane | 115 | Wind, Onshore |  |  | 0 | 0 | 0 | 0 | 0 | 0 | 0 | 0 | 0 | 0 | 0 | 0 | 0 | 0 | 0 | 0 | 0 | 0 | 0 | 0 | 0 | 0 | 0 | 0 | 0 | 0 | 0 | 0
PG&E GBA | Melones | 115 | Wind, Onshore |  |  | 0 | 0 | 0 | 0 | 0 | 0 | 0 | 0 | 0 | 0 | 0 | 0 | 0 | 0 | 0 | 0 | 0 | 0 | 0 | 0 | 0 | 0 | 0 | 0 | 0 | 0 | 0 | 0
PG&E GBA | Melones | 230 | Wind, Onshore |  |  | 0 | 0 | 0 | 0 | 0 | 0 | 0 | 0 | 0 | 0 | 0 | 0 | 0 | 0 | 0 | 0 | 0 | 0 | 0 | 0 | 0 | 0 | 0 | 0 | 0 | 0 | 0 | 0
SDGE | Melrose | 69 | Wind, Onshore |  |  | 0 | 0 | 0 | 0 | 0 | 0 | 0 | 0 | 0 | 0 | 0 | 0 | 0 | 0 | 0 | 0 | 0 | 0 | 0 | 0 | 0 | 0 | 0 | 0 | 0 | 0 | 0 | 0
PG&E NGBA | Mendocino | 115 | Wind, Onshore |  |  | 0 | 0 | 0 | 0 | 0 | 0 | 0 | 0 | 0 | 0 | 0 | 0 | 0 | 0 | 0 | 0 | 0 | 0 | 0 | 0 | 0 | 0 | 0 | 0 | 0 | 0 | 0 | 0
PG&E NGBA | Mendocino | 60 | Wind, Onshore |  |  | 0 | 0 | 0 | 0 | 0 | 0 | 0 | 0 | 0 | 0 | 0 | 0 | 0 | 0 | 0 | 0 | 0 | 0 | 0 | 0 | 0 | 0 | 0 | 0 | 0 | 0 | 0 | 0
PG&E FRESNO | Mendota | 115 | Wind, Onshore |  |  | 0 | 0 | 0 | 0 | 0 | 0 | 0 | 0 | 0 | 0 | 0 | 0 | 0 | 0 | 0 | 0 | 0 | 0 | 0 | 0 | 0 | 0 | 0 | 0 | 0 | 0 | 0 | 0
PG&E GBA | Menlo | 60 | Wind, Onshore |  |  | 0 | 0 | 0 | 0 | 0 | 0 | 0 | 0 | 0 | 0 | 0 | 0 | 0 | 0 | 0 | 0 | 0 | 0 | 0 | 0 | 0 | 0 | 0 | 0 | 0 | 0 | 0 | 0
PG&E FRESNO | Merced | 115 | Wind, Onshore |  |  | 0 | 0 | 0 | 0 | 0 | 0 | 0 | 0 | 0 | 0 | 0 | 0 | 0 | 0 | 0 | 0 | 0 | 0 | 0 | 0 | 0 | 0 | 0 | 0 | 0 | 0 | 0 | 0
EOP | Mercury | 138 | Wind, Onshore |  |  | 0 | 0 | 0 | 0 | 0 | 0 | 0 | 0 | 0 | 0 | 0 | 0 | 0 | 0 | 0 | 0 | 0 | 0 | 0 | 0 | 0 | 0 | 0 | 0 | 0 | 0 | 0 | 0
PG&E FRESNO | Mercy Springs | 70 | Wind, Onshore |  |  | 0 | 0 | 0 | 0 | 0 | 0 | 0 | 0 | 0 | 0 | 0 | 0 | 0 | 0 | 0 | 0 | 0 | 0 | 0 | 0 | 0 | 0 | 0 | 0 | 0 | 0 | 0 | 0
PG&E NGBA | Meridian | 60 | Wind, Onshore |  |  | 0 | 0 | 0 | 0 | 0 | 0 | 0 | 0 | 0 | 0 | 0 | 0 | 0 | 0 | 0 | 0 | 0 | 0 | 0 | 0 | 0 | 0 | 0 | 0 | 0 | 0 | 0 | 0
PG&E KERN | Mesa (PGE) | 115 | Wind, Onshore |  |  | 0 | 0 | 0 | 0 | 0 | 0 | 0 | 0 | 0 | 0 | 0 | 0 | 0 | 0 | 0 | 0 | 0 | 0 | 0 | 0 | 0 | 0 | 0 | 0 | 0 | 0 | 0 | 0
PG&E KERN | Mesa (PGE) | 230 | Wind, Onshore |  |  | 0 | 0 | 0 | 0 | 0 | 0 | 0 | 0 | 0 | 0 | 0 | 0 | 0 | 0 | 0 | 0 | 0 | 0 | 0 | 0 | 0 | 0 | 0 | 0 | 0 | 0 | 0 | 0
SCE Metro | Mesa (SCE) | 230 | Wind, Onshore |  |  | 0 | 0 | 0 | 0 | 0 | 0 | 0 | 0 | 0 | 0 | 0 | 0 | 0 | 0 | 0 | 0 | 0 | 0 | 0 | 0 | 0 | 0 | 0 | 0 | 0 | 0 | 0 | 0
SCE Metro | Mesa (SCE) | 500 | Wind, Onshore |  |  | 0 | 0 | 0 | 0 | 0 | 0 | 0 | 0 | 0 | 0 | 0 | 0 | 0 | 0 | 0 | 0 | 0 | 0 | 0 | 0 | 0 | 0 | 0 | 0 | 0 | 0 | 0 | 0
SDGE | Mesa Heights | 69 | Wind, Onshore |  |  | 0 | 0 | 0 | 0 | 0 | 0 | 0 | 0 | 0 | 0 | 0 | 0 | 0 | 0 | 0 | 0 | 0 | 0 | 0 | 0 | 0 | 0 | 0 | 0 | 0 | 0 | 0 | 0
PG&E GBA | Metcalf | 115 | Wind, Onshore |  |  | 0 | 0 | 0 | 0 | 0 | 0 | 0 | 0 | 0 | 0 | 0 | 0 | 0 | 0 | 0 | 0 | 0 | 0 | 0 | 0 | 0 | 0 | 0 | 0 | 0 | 0 | 0 | 0
PG&E GBA | Metcalf | 230 | Wind, Onshore |  |  | 0 | 0 | 0 | 0 | 0 | 0 | 0 | 0 | 0 | 0 | 0 | 0 | 0 | 0 | 0 | 0 | 0 | 0 | 0 | 0 | 0 | 0 | 0 | 0 | 0 | 0 | 0 | 0
PG&E GBA | Metcalf | 500 | Wind, Onshore |  |  | 0 | 0 | 0 | 0 | 0 | 0 | 0 | 0 | 0 | 0 | 0 | 0 | 0 | 0 | 0 | 0 | 0 | 0 | 0 | 0 | 0 | 0 | 0 | 0 | 0 | 0 | 0 | 0
PG&E KERN | Midway | 115 | Wind, Onshore |  |  | 0 | 0 | 0 | 0 | 0 | 0 | 0 | 0 | 0 | 0 | 0 | 0 | 0 | 0 | 0 | 0 | 0 | 0 | 0 | 0 | 0 | 0 | 0 | 0 | 0 | 0 | 0 | 0
PG&E KERN | Midway | 230 | Wind, Onshore |  |  | 0 | 0 | 0 | 0 | 0 | 0 | 0 | 0 | 0 | 0 | 0 | 0 | 0 | 0 | 0 | 0 | 0 | 0 | 0 | 0 | 0 | 0 | 0 | 0 | 0 | 0 | 0 | 0
PG&E KERN | Midway | 500 | Wind, Onshore |  |  | 0 | 0 | 0 | 0 | 0 | 0 | 0 | 0 | 0 | 0 | 0 | 0 | 0 | 0 | 0 | 0 | 0 | 0 | 0 | 0 | 0 | 0 | 0 | 0 | 0 | 0 | 0 | 0
SDGE | Miguel | 230 | Wind, Onshore |  |  | 0 | 0 | 0 | 0 | 0 | 0 | 0 | 0 | 0 | 0 | 0 | 0 | 0 | 0 | 0 | 0 | 0 | 0 | 0 | 0 | 0 | 0 | 0 | 0 | 0 | 0 | 0 | 0
SDGE | Miguel | 500 | Wind, Onshore |  |  | 0 | 0 | 0 | 0 | 0 | 0 | 0 | 0 | 0 | 0 | 0 | 0 | 0 | 0 | 0 | 0 | 0 | 0 | 0 | 0 | 0 | 0 | 0 | 0 | 0 | 0 | 0 | 0
SDGE | Miguel | 69 | Wind, Onshore |  |  | 0 | 0 | 0 | 0 | 0 | 0 | 0 | 0 | 0 | 0 | 0 | 0 | 0 | 0 | 0 | 0 | 0 | 0 | 0 | 0 | 0 | 0 | 0 | 0 | 0 | 0 | 0 | 0
PG&E GBA | Millbrae | 115 | Wind, Onshore |  |  | 0 | 0 | 0 | 0 | 0 | 0 | 0 | 0 | 0 | 0 | 0 | 0 | 0 | 0 | 0 | 0 | 0 | 0 | 0 | 0 | 0 | 0 | 0 | 0 | 0 | 0 | 0 | 0
PG&E GBA | Miller | 115 | Wind, Onshore |  |  | 0 | 0 | 0 | 0 | 0 | 0 | 0 | 0 | 0 | 0 | 0 | 0 | 0 | 0 | 0 | 0 | 0 | 0 | 0 | 0 | 0 | 0 | 0 | 0 | 0 | 0 | 0 | 0
SCE Metro | Mira Loma | 230 | Wind, Onshore |  |  | 0 | 0 | 0 | 0 | 0 | 0 | 0 | 0 | 0 | 0 | 0 | 0 | 0 | 0 | 0 | 0 | 0 | 0 | 0 | 0 | 0 | 0 | 0 | 0 | 0 | 0 | 0 | 0
SCE Metro | Mira Loma | 500 | Wind, Onshore |  |  | 0 | 0 | 0 | 0 | 0 | 0 | 0 | 0 | 0 | 0 | 0 | 0 | 0 | 0 | 0 | 0 | 0 | 0 | 0 | 0 | 0 | 0 | 0 | 0 | 0 | 0 | 0 | 0
SCE Eastern | Mirage | 115 | Wind, Onshore |  |  | 0 | 0 | 0 | 0 | 0 | 0 | 0 | 0 | 0 | 0 | 0 | 0 | 0 | 0 | 0 | 0 | 0 | 0 | 0 | 0 | 0 | 0 | 0 | 0 | 0 | 0 | 0 | 0
SCE Eastern | Mirage | 230 | Wind, Onshore |  |  | 0 | 0 | 0 | 0 | 0 | 0 | 0 | 0 | 0 | 0 | 0 | 0 | 0 | 0 | 0 | 0 | 0 | 0 | 0 | 0 | 0 | 0 | 0 | 0 | 0 | 0 | 0 | 0
SDGE | Mission | 138 | Wind, Onshore |  |  | 0 | 0 | 0 | 0 | 0 | 0 | 0 | 0 | 0 | 0 | 0 | 0 | 0 | 0 | 0 | 0 | 0 | 0 | 0 | 0 | 0 | 0 | 0 | 0 | 0 | 0 | 0 | 0
SDGE | Mission | 230 | Wind, Onshore |  |  | 0 | 0 | 0 | 0 | 0 | 0 | 0 | 0 | 0 | 0 | 0 | 0 | 0 | 0 | 0 | 0 | 0 | 0 | 0 | 0 | 0 | 0 | 0 | 0 | 0 | 0 | 0 | 0
SDGE | Mission | 69 | Wind, Onshore |  |  | 0 | 0 | 0 | 0 | 0 | 0 | 0 | 0 | 0 | 0 | 0 | 0 | 0 | 0 | 0 | 0 | 0 | 0 | 0 | 0 | 0 | 0 | 0 | 0 | 0 | 0 | 0 | 0
PG&E GBA | Mi-Wuk | 115 | Wind, Onshore |  |  | 0 | 0 | 0 | 0 | 0 | 0 | 0 | 0 | 0 | 0 | 0 | 0 | 0 | 0 | 0 | 0 | 0 | 0 | 0 | 0 | 0 | 0 | 0 | 0 | 0 | 0 | 0 | 0
EOP | Mohave | 500 | Wind, Onshore |  |  | 1 | 0 | 0 | 0 | 0 | 0 | 0 | 0 | 0 | 0 | 0 | 0 | 0 | 492 | 126.5 | 618.5 | 0 | 0 | 0 | 492 | 126.5 | 618.5 | 492 | 126.5 | 618.5 | 492 | 126.5 | 618.5
PG&E NGBA | Monroe | 115 | Wind, Onshore |  |  | 0 | 0 | 0 | 0 | 0 | 0 | 0 | 0 | 0 | 0 | 0 | 0 | 0 | 0 | 0 | 0 | 0 | 0 | 0 | 0 | 0 | 0 | 0 | 0 | 0 | 0 | 0 | 0
SDGE | Monserate | 69 | Wind, Onshore |  |  | 0 | 0 | 0 | 0 | 0 | 0 | 0 | 0 | 0 | 0 | 0 | 0 | 0 | 0 | 0 | 0 | 0 | 0 | 0 | 0 | 0 | 0 | 0 | 0 | 0 | 0 | 0 | 0
PG&E GBA | Monta Vista | 115 | Wind, Onshore |  |  | 0 | 0 | 0 | 0 | 0 | 0 | 0 | 0 | 0 | 0 | 0 | 0 | 0 | 0 | 0 | 0 | 0 | 0 | 0 | 0 | 0 | 0 | 0 | 0 | 0 | 0 | 0 | 0
PG&E GBA | Monta Vista | 230 | Wind, Onshore |  |  | 0 | 0 | 0 | 0 | 0 | 0 | 0 | 0 | 0 | 0 | 0 | 0 | 0 | 0 | 0 | 0 | 0 | 0 | 0 | 0 | 0 | 0 | 0 | 0 | 0 | 0 | 0 | 0
PG&E GBA | Monta Vista | 60 | Wind, Onshore |  |  | 0 | 0 | 0 | 0 | 0 | 0 | 0 | 0 | 0 | 0 | 0 | 0 | 0 | 0 | 0 | 0 | 0 | 0 | 0 | 0 | 0 | 0 | 0 | 0 | 0 | 0 | 0 | 0
PG&E NGBA | Monticello | 115 | Wind, Onshore |  |  | 0 | 0 | 0 | 0 | 0 | 0 | 0 | 0 | 0 | 0 | 0 | 0 | 0 | 0 | 0 | 0 | 0 | 0 | 0 | 0 | 0 | 0 | 0 | 0 | 0 | 0 | 0 | 0
SCE Northern | Moorpark | 230 | Wind, Onshore |  |  | 0 | 0 | 0 | 0 | 0 | 0 | 0 | 0 | 0 | 0 | 0 | 0 | 0 | 0 | 0 | 0 | 0 | 0 | 0 | 0 | 0 | 0 | 0 | 0 | 0 | 0 | 0 | 0
SCE Northern | Moorpark | 66 | Wind, Onshore |  |  | 0 | 0 | 0 | 0 | 0 | 0 | 0 | 0 | 0 | 0 | 0 | 0 | 0 | 0 | 0 | 0 | 0 | 0 | 0 | 0 | 0 | 0 | 0 | 0 | 0 | 0 | 0 | 0
PG&E GBA | Moraga | 115 | Wind, Onshore |  |  | 0 | 0 | 0 | 0 | 0 | 0 | 0 | 0 | 0 | 0 | 0 | 0 | 0 | 0 | 0 | 0 | 0 | 0 | 0 | 0 | 0 | 0 | 0 | 0 | 0 | 0 | 0 | 0
PG&E GBA | Moraga | 230 | Wind, Onshore |  |  | 0 | 0 | 0 | 0 | 0 | 0 | 0 | 0 | 0 | 0 | 0 | 0 | 0 | 0 | 0 | 0 | 0 | 0 | 0 | 0 | 0 | 0 | 0 | 0 | 0 | 0 | 0 | 0
PG&E GBA | Morgan Hill | 115 | Wind, Onshore |  |  | 0 | 0 | 0 | 0 | 0 | 0 | 0 | 0 | 0 | 0 | 0 | 0 | 0 | 0 | 0 | 0 | 0 | 0 | 0 | 0 | 0 | 0 | 0 | 0 | 0 | 0 | 0 | 0
PG&E KERN | Morro Bay | 115 | Wind, Onshore |  |  | 0 | 0 | 0 | 0 | 0 | 0 | 0 | 0 | 0 | 0 | 0 | 0 | 0 | 0 | 0 | 0 | 0 | 0 | 0 | 0 | 0 | 0 | 0 | 0 | 0 | 0 | 0 | 0
PG&E KERN | Morro Bay | 230 | Wind, Onshore |  |  | 0 | 0 | 0 | 0 | 0 | 0 | 0 | 0 | 0 | 0 | 0 | 0 | 0 | 0 | 0 | 0 | 0 | 0 | 0 | 0 | 0 | 0 | 0 | 0 | 0 | 0 | 0 | 0
PG&E KERN | Morro Bay | 500 | Wind, Onshore |  |  | 0 | 0 | 0 | 0 | 0 | 0 | 0 | 0 | 0 | 0 | 0 | 0 | 0 | 0 | 0 | 0 | 0 | 0 | 0 | 0 | 0 | 0 | 0 | 0 | 0 | 0 | 0 | 0
PG&E GBA | Moss Landing | 115 | Wind, Onshore |  |  | 0 | 0 | 0 | 0 | 0 | 0 | 0 | 0 | 0 | 0 | 0 | 0 | 0 | 0 | 0 | 0 | 0 | 0 | 0 | 0 | 0 | 0 | 0 | 0 | 0 | 0 | 0 | 0
PG&E GBA | Moss Landing | 230 | Wind, Onshore |  |  | 0 | 0 | 0 | 0 | 0 | 0 | 0 | 0 | 0 | 0 | 0 | 0 | 0 | 0 | 0 | 0 | 0 | 0 | 0 | 0 | 0 | 0 | 0 | 0 | 0 | 0 | 0 | 0
PG&E GBA | Moss Landing | 500 | Wind, Onshore |  |  | 0 | 0 | 0 | 0 | 0 | 0 | 0 | 0 | 0 | 0 | 0 | 0 | 0 | 0 | 0 | 0 | 0 | 0 | 0 | 0 | 0 | 0 | 0 | 0 | 0 | 0 | 0 | 0
EOP | Mountain Pass | 115 | Wind, Onshore |  |  | 0 | 0 | 0 | 0 | 0 | 0 | 0 | 0 | 0 | 0 | 0 | 0 | 0 | 0 | 0 | 0 | 0 | 0 | 0 | 0 | 0 | 0 | 0 | 0 | 0 | 0 | 0 | 0
PG&E GBA | Mountain View | 115 | Wind, Onshore |  |  | 0 | 0 | 0 | 0 | 0 | 0 | 0 | 0 | 0 | 0 | 0 | 0 | 0 | 0 | 0 | 0 | 0 | 0 | 0 | 0 | 0 | 0 | 0 | 0 | 0 | 0 | 0 | 0
PG&E GBA | Mt Eden | 115 | Wind, Onshore |  |  | 0 | 0 | 0 | 0 | 0 | 0 | 0 | 0 | 0 | 0 | 0 | 0 | 0 | 0 | 0 | 0 | 0 | 0 | 0 | 0 | 0 | 0 | 0 | 0 | 0 | 0 | 0 | 0
PG&E KERN | Mt Poso | 115 | Wind, Onshore |  |  | 0 | 0 | 0 | 0 | 0 | 0 | 0 | 0 | 0 | 0 | 0 | 0 | 0 | 0 | 0 | 0 | 0 | 0 | 0 | 0 | 0 | 0 | 0 | 0 | 0 | 0 | 0 | 0
SDGE | Murray | 69 | Wind, Onshore |  |  | 0 | 0 | 0 | 0 | 0 | 0 | 0 | 0 | 0 | 0 | 0 | 0 | 0 | 0 | 0 | 0 | 0 | 0 | 0 | 0 | 0 | 0 | 0 | 0 | 0 | 0 | 0 | 0
PG&E FRESNO | Mustang | 230 | Wind, Onshore |  |  | 0 | 0 | 0 | 0 | 0 | 0 | 0 | 0 | 0 | 0 | 0 | 0 | 0 | 0 | 0 | 0 | 0 | 0 | 0 | 0 | 0 | 0 | 0 | 0 | 0 | 0 | 0 | 0
SCE Northern | Neenach | 66 | Wind, Onshore |  |  | 0 | 0 | 0 | 0 | 0 | 0 | 0 | 0 | 0 | 0 | 0 | 0 | 0 | 0 | 0 | 0 | 0 | 0 | 0 | 0 | 0 | 0 | 0 | 0 | 0 | 0 | 0 | 0
PG&E KERN | New Sub - Gates - Midway (Proposed) | 230 | Wind, Onshore |  |  | 0 | 0 | 0 | 0 | 0 | 0 | 0 | 0 | 0 | 0 | 0 | 0 | 0 | 0 | 0 | 0 | 0 | 0 | 0 | 0 | 0 | 0 | 0 | 0 | 0 | 0 | 0 | 0
PG&E KERN | New Sub - Gates - Templeton (Proposed) | 230 | Wind, Onshore |  |  | 0 | 0 | 0 | 0 | 0 | 0 | 0 | 0 | 0 | 0 | 0 | 0 | 0 | 0 | 0 | 0 | 0 | 0 | 0 | 0 | 0 | 0 | 0 | 0 | 0 | 0 | 0 | 0
SCE NOL | New Sub - Kramer - Lugo (Proposed) | 230 | Wind, Onshore |  |  | 0 | 0 | 0 | 0 | 0 | 0 | 0 | 0 | 0 | 0 | 0 | 0 | 0 | 0 | 0 | 0 | 0 | 0 | 0 | 0 | 0 | 0 | 0 | 0 | 0 | 0 | 0 | 0
PG&E FRESNO | New Sub - Los Banos - Midway (Proposed) | 500 | Wind, Onshore |  |  | 0 | 0 | 0 | 0 | 0 | 0 | 0 | 0 | 0 | 0 | 0 | 0 | 0 | 0 | 0 | 0 | 0 | 0 | 0 | 0 | 0 | 0 | 0 | 0 | 0 | 0 | 0 | 0
SCE NOL | New Sub - Lugo - Pisgah (Proposed) | 230 | Wind, Onshore |  |  | 1 | 0 | 0 | 0 | 0 | 0 | 0 | 0 | 0 | 0 | 0 | 0 | 0 | 150 | 0 | 150 | 0 | 0 | 0 | 150 | 0 | 150 | 150 | 0 | 150 | 150 | 0 | 150
PG&E KERN | New Sub - Midway - Wheeler Ridge (Proposed) | 230 | Wind, Onshore |  |  | 0 | 0 | 0 | 0 | 0 | 0 | 0 | 0 | 0 | 0 | 0 | 0 | 0 | 0 | 0 | 0 | 0 | 0 | 0 | 0 | 0 | 0 | 0 | 0 | 0 | 0 | 0 | 0
PG&E NGBA | New Sub - Near existing Leavitt (PSREC) | 345 | Wind, Onshore | YES | Northern CA Wind Mapped to NVE area | 1 | 0 | 0 | 0 | 0 | 0 | 0 | 0 | 0 | 0 | 0 | 0 | 0 | 300 | 0 | 300 | 0 | 0 | 0 | 300 | 0 | 300 | 300 | 0 | 300 | 300 | 0 | 300
PG&E NGBA | New Sub - Near existing Madeline (NVE) | 345 | Wind, Onshore | YES | Northern CA Wind Mapped to NVE area | 1 | 0 | 0 | 0 | 0 | 0 | 0 | 0 | 0 | 0 | 0 | 0 | 0 | 700 | 0 | 700 | 0 | 0 | 0 | 700 | 0 | 700 | 700 | 0 | 700 | 700 | 0 | 700
SDGE | New Sub - North Gila - IV (Proposed) | 500 | Wind, Onshore |  |  | 0 | 0 | 0 | 0 | 0 | 0 | 0 | 0 | 0 | 0 | 0 | 0 | 0 | 0 | 0 | 0 | 0 | 0 | 0 | 0 | 0 | 0 | 0 | 0 | 0 | 0 | 0 | 0
PG&E NGBA | New Sub - Pit 1 - Cottonwood (Proposed) | 230 | Wind, Onshore |  |  | 1 | 0 | 0 | 0 | 0 | 0 | 0 | 0 | 0 | 0 | 0 | 0 | 0 | 200 | 6 | 206 | 0 | 0 | 0 | 200 | 6 | 206 | 200 | 6 | 206 | 200 | 6 | 206
PG&E GBA | New Sub - Rancho Seco - Bellota (Proposed) | 230 | Wind, Onshore |  |  | 0 | 0 | 0 | 0 | 0 | 0 | 0 | 0 | 0 | 0 | 0 | 0 | 0 | 0 | 0 | 0 | 0 | 0 | 0 | 0 | 0 | 0 | 0 | 0 | 0 | 0 | 0 | 0
SDGE | New Sub - Suncrest - Ocotillo (Proposed) | 500 | Wind, Onshore |  |  | 1 | 0 | 0 | 0 | 0 | 0 | 0 | 0 | 0 | 0 | 0 | 0 | 0 | 300 | 100 | 400 | 0 | 0 | 0 | 300 | 100 | 400 | 300 | 100 | 400 | 300 | 100 | 400
PG&E FRESNO | New Sub - Westley - Quinto (Proposed) | 230 | Wind, Onshore |  |  | 0 | 0 | 0 | 0 | 0 | 0 | 0 | 0 | 0 | 0 | 0 | 0 | 0 | 0 | 0 | 0 | 0 | 0 | 0 | 0 | 0 | 0 | 0 | 0 | 0 | 0 | 0 | 0
PG&E GBA | Newark | 115 | Wind, Onshore |  |  | 0 | 0 | 0 | 0 | 0 | 0 | 0 | 0 | 0 | 0 | 0 | 0 | 0 | 0 | 0 | 0 | 0 | 0 | 0 | 0 | 0 | 0 | 0 | 0 | 0 | 0 | 0 | 0
PG&E GBA | Newark | 230 | Wind, Onshore |  |  | 0 | 0 | 0 | 0 | 0 | 0 | 0 | 0 | 0 | 0 | 0 | 0 | 0 | 0 | 0 | 0 | 0 | 0 | 0 | 0 | 0 | 0 | 0 | 0 | 0 | 0 | 0 | 0
PG&E GBA | Newark | 60 | Wind, Onshore |  |  | 0 | 0 | 0 | 0 | 0 | 0 | 0 | 0 | 0 | 0 | 0 | 0 | 0 | 0 | 0 | 0 | 0 | 0 | 0 | 0 | 0 | 0 | 0 | 0 | 0 | 0 | 0 | 0
PG&E FRESNO | Newhall | 115 | Wind, Onshore |  |  | 0 | 0 | 0 | 0 | 0 | 0 | 0 | 0 | 0 | 0 | 0 | 0 | 0 | 0 | 0 | 0 | 0 | 0 | 0 | 0 | 0 | 0 | 0 | 0 | 0 | 0 | 0 | 0
PG&E KERN | Norco | 115 | Wind, Onshore |  |  | 0 | 0 | 0 | 0 | 0 | 0 | 0 | 0 | 0 | 0 | 0 | 0 | 0 | 0 | 0 | 0 | 0 | 0 | 0 | 0 | 0 | 0 | 0 | 0 | 0 | 0 | 0 | 0
PG&E GBA | Nortech | 115 | Wind, Onshore |  |  | 0 | 0 | 0 | 0 | 0 | 0 | 0 | 0 | 0 | 0 | 0 | 0 | 0 | 0 | 0 | 0 | 0 | 0 | 0 | 0 | 0 | 0 | 0 | 0 | 0 | 0 | 0 | 0
SDGE | North City Metering | 138 | Wind, Onshore |  |  | 0 | 0 | 0 | 0 | 0 | 0 | 0 | 0 | 0 | 0 | 0 | 0 | 0 | 0 | 0 | 0 | 0 | 0 | 0 | 0 | 0 | 0 | 0 | 0 | 0 | 0 | 0 | 0
PG&E GBA | North Dublin | 230 | Wind, Onshore |  |  | 0 | 0 | 0 | 0 | 0 | 0 | 0 | 0 | 0 | 0 | 0 | 0 | 0 | 0 | 0 | 0 | 0 | 0 | 0 | 0 | 0 | 0 | 0 | 0 | 0 | 0 | 0 | 0
SDGE | North Gila | 500 | Wind, Onshore |  |  | 0 | 0 | 0 | 0 | 0 | 0 | 0 | 0 | 0 | 0 | 0 | 0 | 0 | 0 | 0 | 0 | 0 | 0 | 0 | 0 | 0 | 0 | 0 | 0 | 0 | 0 | 0 | 0
SCE Metro | North of SONGS | 230 | Wind, Onshore |  |  | 0 | 0 | 0 | 0 | 0 | 0 | 0 | 0 | 0 | 0 | 0 | 0 | 0 | 0 | 0 | 0 | 0 | 0 | 0 | 0 | 0 | 0 | 0 | 0 | 0 | 0 | 0 | 0
SCE Metro | North of SONGS | 500 | Wind, Onshore |  |  | 0 | 0 | 0 | 0 | 0 | 0 | 0 | 0 | 0 | 0 | 0 | 0 | 0 | 0 | 0 | 0 | 0 | 0 | 0 | 0 | 0 | 0 | 0 | 0 | 0 | 0 | 0 | 0
PG&E NGBA | Notre Dame | 115 | Wind, Onshore |  |  | 0 | 0 | 0 | 0 | 0 | 0 | 0 | 0 | 0 | 0 | 0 | 0 | 0 | 0 | 0 | 0 | 0 | 0 | 0 | 0 | 0 | 0 | 0 | 0 | 0 | 0 | 0 | 0
PG&E GBA | Oakland C | 115 | Wind, Onshore |  |  | 0 | 0 | 0 | 0 | 0 | 0 | 0 | 0 | 0 | 0 | 0 | 0 | 0 | 0 | 0 | 0 | 0 | 0 | 0 | 0 | 0 | 0 | 0 | 0 | 0 | 0 | 0 | 0
PG&E GBA | Oakland J | 115 | Wind, Onshore |  |  | 0 | 0 | 0 | 0 | 0 | 0 | 0 | 0 | 0 | 0 | 0 | 0 | 0 | 0 | 0 | 0 | 0 | 0 | 0 | 0 | 0 | 0 | 0 | 0 | 0 | 0 | 0 | 0
PG&E GBA | Oakland L | 115 | Wind, Onshore |  |  | 0 | 0 | 0 | 0 | 0 | 0 | 0 | 0 | 0 | 0 | 0 | 0 | 0 | 0 | 0 | 0 | 0 | 0 | 0 | 0 | 0 | 0 | 0 | 0 | 0 | 0 | 0 | 0
PG&E GBA | Oakland X | 115 | Wind, Onshore |  |  | 0 | 0 | 0 | 0 | 0 | 0 | 0 | 0 | 0 | 0 | 0 | 0 | 0 | 0 | 0 | 0 | 0 | 0 | 0 | 0 | 0 | 0 | 0 | 0 | 0 | 0 | 0 | 0
SDGE | Ocean Ranch | 69 | Wind, Onshore |  |  | 0 | 0 | 0 | 0 | 0 | 0 | 0 | 0 | 0 | 0 | 0 | 0 | 0 | 0 | 0 | 0 | 0 | 0 | 0 | 0 | 0 | 0 | 0 | 0 | 0 | 0 | 0 | 0
PG&E KERN | Oceano | 115 | Wind, Onshore |  |  | 0 | 0 | 0 | 0 | 0 | 0 | 0 | 0 | 0 | 0 | 0 | 0 | 0 | 0 | 0 | 0 | 0 | 0 | 0 | 0 | 0 | 0 | 0 | 0 | 0 | 0 | 0 | 0
SDGE | Ocotillo Express | 500 | Wind, Onshore |  |  | 0 | 0 | 0 | 0 | 0 | 0 | 0 | 0 | 0 | 0 | 0 | 0 | 0 | 0 | 0 | 0 | 0 | 0 | 0 | 0 | 0 | 0 | 0 | 0 | 0 | 0 | 0 | 0
PG&E KERN | Old River | 70 | Wind, Onshore |  |  | 0 | 0 | 0 | 0 | 0 | 0 | 0 | 0 | 0 | 0 | 0 | 0 | 0 | 0 | 0 | 0 | 0 | 0 | 0 | 0 | 0 | 0 | 0 | 0 | 0 | 0 | 0 | 0
SDGE | Old Town | 230 | Wind, Onshore |  |  | 0 | 0 | 0 | 0 | 0 | 0 | 0 | 0 | 0 | 0 | 0 | 0 | 0 | 0 | 0 | 0 | 0 | 0 | 0 | 0 | 0 | 0 | 0 | 0 | 0 | 0 | 0 | 0
SCE Metro | Olinda | 230 | Wind, Onshore |  |  | 0 | 0 | 0 | 0 | 0 | 0 | 0 | 0 | 0 | 0 | 0 | 0 | 0 | 0 | 0 | 0 | 0 | 0 | 0 | 0 | 0 | 0 | 0 | 0 | 0 | 0 | 0 | 0
PG&E FRESNO | Olive | 115 | Wind, Onshore |  |  | 0 | 0 | 0 | 0 | 0 | 0 | 0 | 0 | 0 | 0 | 0 | 0 | 0 | 0 | 0 | 0 | 0 | 0 | 0 | 0 | 0 | 0 | 0 | 0 | 0 | 0 | 0 | 0
PG&E NGBA | Olivehurst | 115 | Wind, Onshore |  |  | 0 | 0 | 0 | 0 | 0 | 0 | 0 | 0 | 0 | 0 | 0 | 0 | 0 | 0 | 0 | 0 | 0 | 0 | 0 | 0 | 0 | 0 | 0 | 0 | 0 | 0 | 0 | 0
PG&E NGBA | Oregon Trail | 60 | Wind, Onshore |  |  | 0 | 0 | 0 | 0 | 0 | 0 | 0 | 0 | 0 | 0 | 0 | 0 | 0 | 0 | 0 | 0 | 0 | 0 | 0 | 0 | 0 | 0 | 0 | 0 | 0 | 0 | 0 | 0
SCE Northern | Ormond Beach | 230 | Wind, Onshore |  |  | 0 | 0 | 0 | 0 | 0 | 0 | 0 | 0 | 0 | 0 | 0 | 0 | 0 | 0 | 0 | 0 | 0 | 0 | 0 | 0 | 0 | 0 | 0 | 0 | 0 | 0 | 0 | 0
PG&E FRESNO | Oro Loma | 115 | Wind, Onshore |  |  | 0 | 0 | 0 | 0 | 0 | 0 | 0 | 0 | 0 | 0 | 0 | 0 | 0 | 0 | 0 | 0 | 0 | 0 | 0 | 0 | 0 | 0 | 0 | 0 | 0 | 0 | 0 | 0
PG&E FRESNO | Oro Loma | 70 | Wind, Onshore |  |  | 0 | 0 | 0 | 0 | 0 | 0 | 0 | 0 | 0 | 0 | 0 | 0 | 0 | 0 | 0 | 0 | 0 | 0 | 0 | 0 | 0 | 0 | 0 | 0 | 0 | 0 | 0 | 0
PG&E FRESNO | Orosi | 70 | Wind, Onshore |  |  | 0 | 0 | 0 | 0 | 0 | 0 | 0 | 0 | 0 | 0 | 0 | 0 | 0 | 0 | 0 | 0 | 0 | 0 | 0 | 0 | 0 | 0 | 0 | 0 | 0 | 0 | 0 | 0
SDGE | Otay | 69 | Wind, Onshore |  |  | 0 | 0 | 0 | 0 | 0 | 0 | 0 | 0 | 0 | 0 | 0 | 0 | 0 | 0 | 0 | 0 | 0 | 0 | 0 | 0 | 0 | 0 | 0 | 0 | 0 | 0 | 0 | 0
SDGE | Otay Mesa | 230 | Wind, Onshore |  |  | 0 | 0 | 0 | 0 | 0 | 0 | 0 | 0 | 0 | 0 | 0 | 0 | 0 | 0 | 0 | 0 | 0 | 0 | 0 | 0 | 0 | 0 | 0 | 0 | 0 | 0 | 0 | 0
PG&E FRESNO | Padre Flats SW STA | 230 | Wind, Onshore |  |  | 0 | 0 | 0 | 0 | 0 | 0 | 0 | 0 | 0 | 0 | 0 | 0 | 0 | 0 | 0 | 0 | 0 | 0 | 0 | 0 | 0 | 0 | 0 | 0 | 0 | 0 | 0 | 0
EOP | Pahrump | 138 | Wind, Onshore |  |  | 0 | 0 | 0 | 0 | 0 | 0 | 0 | 0 | 0 | 0 | 0 | 0 | 0 | 0 | 0 | 0 | 0 | 0 | 0 | 0 | 0 | 0 | 0 | 0 | 0 | 0 | 0 | 0
EOP | Pahrump | 230 | Wind, Onshore |  |  | 0 | 0 | 0 | 0 | 0 | 0 | 0 | 0 | 0 | 0 | 0 | 0 | 0 | 0 | 0 | 0 | 0 | 0 | 0 | 0 | 0 | 0 | 0 | 0 | 0 | 0 | 0 | 0
SDGE | Pala | 69 | Wind, Onshore |  |  | 0 | 0 | 0 | 0 | 0 | 0 | 0 | 0 | 0 | 0 | 0 | 0 | 0 | 0 | 0 | 0 | 0 | 0 | 0 | 0 | 0 | 0 | 0 | 0 | 0 | 0 | 0 | 0
PG&E NGBA | Palermo | 115 | Wind, Onshore |  |  | 0 | 0 | 0 | 0 | 0 | 0 | 0 | 0 | 0 | 0 | 0 | 0 | 0 | 0 | 0 | 0 | 0 | 0 | 0 | 0 | 0 | 0 | 0 | 0 | 0 | 0 | 0 | 0
PG&E NGBA | Palermo | 230 | Wind, Onshore |  |  | 0 | 0 | 0 | 0 | 0 | 0 | 0 | 0 | 0 | 0 | 0 | 0 | 0 | 0 | 0 | 0 | 0 | 0 | 0 | 0 | 0 | 0 | 0 | 0 | 0 | 0 | 0 | 0
SCE Eastern | Palo Verde | 500 | Wind, Onshore |  |  | 0 | 0 | 0 | 0 | 0 | 0 | 0 | 0 | 0 | 0 | 0 | 0 | 0 | 0 | 0 | 0 | 0 | 0 | 0 | 0 | 0 | 0 | 0 | 0 | 0 | 0 | 0 | 0
SDGE | Palomar Energy | 230 | Wind, Onshore |  |  | 0 | 0 | 0 | 0 | 0 | 0 | 0 | 0 | 0 | 0 | 0 | 0 | 0 | 0 | 0 | 0 | 0 | 0 | 0 | 0 | 0 | 0 | 0 | 0 | 0 | 0 | 0 | 0
PG&E KERN | Panama | 70 | Wind, Onshore |  |  | 0 | 0 | 0 | 0 | 0 | 0 | 0 | 0 | 0 | 0 | 0 | 0 | 0 | 0 | 0 | 0 | 0 | 0 | 0 | 0 | 0 | 0 | 0 | 0 | 0 | 0 | 0 | 0
PG&E FRESNO | Panoche | 115 | Wind, Onshore |  |  | 0 | 0 | 0 | 0 | 0 | 0 | 0 | 0 | 0 | 0 | 0 | 0 | 0 | 0 | 0 | 0 | 0 | 0 | 0 | 0 | 0 | 0 | 0 | 0 | 0 | 0 | 0 | 0
PG&E FRESNO | Panoche | 230 | Wind, Onshore |  |  | 0 | 0 | 0 | 0 | 0 | 0 | 0 | 0 | 0 | 0 | 0 | 0 | 0 | 0 | 0 | 0 | 0 | 0 | 0 | 0 | 0 | 0 | 0 | 0 | 0 | 0 | 0 | 0
SCE Northern | Pardee | 230 | Wind, Onshore |  |  | 0 | 0 | 0 | 0 | 0 | 0 | 0 | 0 | 0 | 0 | 0 | 0 | 0 | 0 | 0 | 0 | 0 | 0 | 0 | 0 | 0 | 0 | 0 | 0 | 0 | 0 | 0 | 0
PG&E NGBA | Parkway | 230 | Wind, Onshore |  |  | 0 | 0 | 0 | 0 | 0 | 0 | 0 | 0 | 0 | 0 | 0 | 0 | 0 | 0 | 0 | 0 | 0 | 0 | 0 | 0 | 0 | 0 | 0 | 0 | 0 | 0 | 0 | 0
SCE Northern | Pastoria | 230 | Wind, Onshore |  |  | 0 | 0 | 0 | 0 | 0 | 0 | 0 | 0 | 0 | 0 | 0 | 0 | 0 | 0 | 0 | 0 | 0 | 0 | 0 | 0 | 0 | 0 | 0 | 0 | 0 | 0 | 0 | 0
SCE Metro | Pauda | 230 | Wind, Onshore |  |  | 0 | 0 | 0 | 0 | 0 | 0 | 0 | 0 | 0 | 0 | 0 | 0 | 0 | 0 | 0 | 0 | 0 | 0 | 0 | 0 | 0 | 0 | 0 | 0 | 0 | 0 | 0 | 0
PG&E GBA | Paul Sweet | 115 | Wind, Onshore |  |  | 0 | 0 | 0 | 0 | 0 | 0 | 0 | 0 | 0 | 0 | 0 | 0 | 0 | 0 | 0 | 0 | 0 | 0 | 0 | 0 | 0 | 0 | 0 | 0 | 0 | 0 | 0 | 0
PG&E NGBA | Peabody | 230 | Wind, Onshore |  |  | 0 | 0 | 0 | 0 | 0 | 0 | 0 | 0 | 0 | 0 | 0 | 0 | 0 | 0 | 0 | 0 | 0 | 0 | 0 | 0 | 0 | 0 | 0 | 0 | 0 | 0 | 0 | 0
PG&E NGBA | Pease | 115 | Wind, Onshore |  |  | 0 | 0 | 0 | 0 | 0 | 0 | 0 | 0 | 0 | 0 | 0 | 0 | 0 | 0 | 0 | 0 | 0 | 0 | 0 | 0 | 0 | 0 | 0 | 0 | 0 | 0 | 0 | 0
PG&E NGBA | Pease | 60 | Wind, Onshore |  |  | 0 | 0 | 0 | 0 | 0 | 0 | 0 | 0 | 0 | 0 | 0 | 0 | 0 | 0 | 0 | 0 | 0 | 0 | 0 | 0 | 0 | 0 | 0 | 0 | 0 | 0 | 0 | 0
SDGE | Penasquitos | 138 | Wind, Onshore |  |  | 0 | 0 | 0 | 0 | 0 | 0 | 0 | 0 | 0 | 0 | 0 | 0 | 0 | 0 | 0 | 0 | 0 | 0 | 0 | 0 | 0 | 0 | 0 | 0 | 0 | 0 | 0 | 0
SDGE | Penasquitos | 230 | Wind, Onshore |  |  | 0 | 0 | 0 | 0 | 0 | 0 | 0 | 0 | 0 | 0 | 0 | 0 | 0 | 0 | 0 | 0 | 0 | 0 | 0 | 0 | 0 | 0 | 0 | 0 | 0 | 0 | 0 | 0
SDGE | Penasquitos | 69 | Wind, Onshore |  |  | 0 | 0 | 0 | 0 | 0 | 0 | 0 | 0 | 0 | 0 | 0 | 0 | 0 | 0 | 0 | 0 | 0 | 0 | 0 | 0 | 0 | 0 | 0 | 0 | 0 | 0 | 0 | 0
SDGE | Pendleton | 69 | Wind, Onshore |  |  | 0 | 0 | 0 | 0 | 0 | 0 | 0 | 0 | 0 | 0 | 0 | 0 | 0 | 0 | 0 | 0 | 0 | 0 | 0 | 0 | 0 | 0 | 0 | 0 | 0 | 0 | 0 | 0
PG&E NGBA | Penngrove | 115 | Wind, Onshore |  |  | 0 | 0 | 0 | 0 | 0 | 0 | 0 | 0 | 0 | 0 | 0 | 0 | 0 | 0 | 0 | 0 | 0 | 0 | 0 | 0 | 0 | 0 | 0 | 0 | 0 | 0 | 0 | 0
PG&E GBA | Peoria | 115 | Wind, Onshore |  |  | 0 | 0 | 0 | 0 | 0 | 0 | 0 | 0 | 0 | 0 | 0 | 0 | 0 | 0 | 0 | 0 | 0 | 0 | 0 | 0 | 0 | 0 | 0 | 0 | 0 | 0 | 0 | 0
PG&E GBA | Piercy | 115 | Wind, Onshore |  |  | 0 | 0 | 0 | 0 | 0 | 0 | 0 | 0 | 0 | 0 | 0 | 0 | 0 | 0 | 0 | 0 | 0 | 0 | 0 | 0 | 0 | 0 | 0 | 0 | 0 | 0 | 0 | 0
PG&E FRESNO | Pine Flat | 230 | Wind, Onshore |  |  | 0 | 0 | 0 | 0 | 0 | 0 | 0 | 0 | 0 | 0 | 0 | 0 | 0 | 0 | 0 | 0 | 0 | 0 | 0 | 0 | 0 | 0 | 0 | 0 | 0 | 0 | 0 | 0
SCE NOL | Pisgah | 230 | Wind, Onshore |  |  | 0 | 0 | 0 | 0 | 0 | 0 | 0 | 0 | 0 | 0 | 0 | 0 | 0 | 0 | 0 | 0 | 0 | 0 | 0 | 0 | 0 | 0 | 0 | 0 | 0 | 0 | 0 | 0
PG&E NGBA | Pit 1 | 230 | Wind, Onshore |  |  | 0 | 0 | 0 | 0 | 0 | 0 | 0 | 0 | 0 | 0 | 0 | 0 | 0 | 0 | 0 | 0 | 0 | 0 | 0 | 0 | 0 | 0 | 0 | 0 | 0 | 0 | 0 | 0
PG&E NGBA | Pit 1 | 60 | Wind, Onshore |  |  | 0 | 0 | 0 | 0 | 0 | 0 | 0 | 0 | 0 | 0 | 0 | 0 | 0 | 0 | 0 | 0 | 0 | 0 | 0 | 0 | 0 | 0 | 0 | 0 | 0 | 0 | 0 | 0
PG&E NGBA | Pit 3 | 230 | Wind, Onshore |  |  | 0 | 0 | 0 | 0 | 0 | 0 | 0 | 0 | 0 | 0 | 0 | 0 | 0 | 0 | 0 | 0 | 0 | 0 | 0 | 0 | 0 | 0 | 0 | 0 | 0 | 0 | 0 | 0
PG&E NGBA | Pit 4 | 230 | Wind, Onshore |  |  | 0 | 0 | 0 | 0 | 0 | 0 | 0 | 0 | 0 | 0 | 0 | 0 | 0 | 0 | 0 | 0 | 0 | 0 | 0 | 0 | 0 | 0 | 0 | 0 | 0 | 0 | 0 | 0
PG&E GBA | Pittsburg | 115 | Wind, Onshore |  |  | 0 | 0 | 0 | 0 | 0 | 0 | 0 | 0 | 0 | 0 | 0 | 0 | 0 | 0 | 0 | 0 | 0 | 0 | 0 | 0 | 0 | 0 | 0 | 0 | 0 | 0 | 0 | 0
PG&E GBA | Pittsburg | 230 | Wind, Onshore |  |  | 0 | 0 | 0 | 0 | 0 | 0 | 0 | 0 | 0 | 0 | 0 | 0 | 0 | 0 | 0 | 0 | 0 | 0 | 0 | 0 | 0 | 0 | 0 | 0 | 0 | 0 | 0 | 0
PG&E NGBA | Pleasant Grove | 115 | Wind, Onshore |  |  | 0 | 0 | 0 | 0 | 0 | 0 | 0 | 0 | 0 | 0 | 0 | 0 | 0 | 0 | 0 | 0 | 0 | 0 | 0 | 0 | 0 | 0 | 0 | 0 | 0 | 0 | 0 | 0
PG&E NGBA | POE | 230 | Wind, Onshore |  |  | 0 | 0 | 0 | 0 | 0 | 0 | 0 | 0 | 0 | 0 | 0 | 0 | 0 | 0 | 0 | 0 | 0 | 0 | 0 | 0 | 0 | 0 | 0 | 0 | 0 | 0 | 0 | 0
SDGE | Point Loma | 69 | Wind, Onshore |  |  | 0 | 0 | 0 | 0 | 0 | 0 | 0 | 0 | 0 | 0 | 0 | 0 | 0 | 0 | 0 | 0 | 0 | 0 | 0 | 0 | 0 | 0 | 0 | 0 | 0 | 0 | 0 | 0
SDGE | Pomerado | 69 | Wind, Onshore |  |  | 0 | 0 | 0 | 0 | 0 | 0 | 0 | 0 | 0 | 0 | 0 | 0 | 0 | 0 | 0 | 0 | 0 | 0 | 0 | 0 | 0 | 0 | 0 | 0 | 0 | 0 | 0 | 0
PG&E KERN | Poso Mountain | 115 | Wind, Onshore |  |  | 0 | 0 | 0 | 0 | 0 | 0 | 0 | 0 | 0 | 0 | 0 | 0 | 0 | 0 | 0 | 0 | 0 | 0 | 0 | 0 | 0 | 0 | 0 | 0 | 0 | 0 | 0 | 0
EOP | Primm | 230 | Wind, Onshore |  |  | 0 | 0 | 0 | 0 | 0 | 0 | 0 | 0 | 0 | 0 | 0 | 0 | 0 | 0 | 0 | 0 | 0 | 0 | 0 | 0 | 0 | 0 | 0 | 0 | 0 | 0 | 0 | 0
PG&E NGBA | Putah Creek | 115 | Wind, Onshore |  |  | 0 | 0 | 0 | 0 | 0 | 0 | 0 | 0 | 0 | 0 | 0 | 0 | 0 | 0 | 0 | 0 | 0 | 0 | 0 | 0 | 0 | 0 | 0 | 0 | 0 | 0 | 0 | 0
SDGE | Q1806 | 138 | Wind, Onshore |  |  | 0 | 0 | 0 | 0 | 0 | 0 | 0 | 0 | 0 | 0 | 0 | 0 | 0 | 0 | 0 | 0 | 0 | 0 | 0 | 0 | 0 | 0 | 0 | 0 | 0 | 0 | 0 | 0
PG&E FRESNO | Quinto | 230 | Wind, Onshore |  |  | 0 | 0 | 0 | 0 | 0 | 0 | 0 | 0 | 0 | 0 | 0 | 0 | 0 | 0 | 0 | 0 | 0 | 0 | 0 | 0 | 0 | 0 | 0 | 0 | 0 | 0 | 0 | 0
PG&E GBA | Race Track | 115 | Wind, Onshore |  |  | 0 | 0 | 0 | 0 | 0 | 0 | 0 | 0 | 0 | 0 | 0 | 0 | 0 | 0 | 0 | 0 | 0 | 0 | 0 | 0 | 0 | 0 | 0 | 0 | 0 | 0 | 0 | 0
SDGE | Rancho Mission Viejo | 138 | Wind, Onshore |  |  | 0 | 0 | 0 | 0 | 0 | 0 | 0 | 0 | 0 | 0 | 0 | 0 | 0 | 0 | 0 | 0 | 0 | 0 | 0 | 0 | 0 | 0 | 0 | 0 | 0 | 0 | 0 | 0
PG&E GBA | Rancho Seco | 230 | Wind, Onshore |  |  | 0 | 0 | 0 | 0 | 0 | 0 | 0 | 0 | 0 | 0 | 0 | 0 | 0 | 0 | 0 | 0 | 0 | 0 | 0 | 0 | 0 | 0 | 0 | 0 | 0 | 0 | 0 | 0
SCE Metro | Rancho Vista | 230 | Wind, Onshore |  |  | 0 | 0 | 0 | 0 | 0 | 0 | 0 | 0 | 0 | 0 | 0 | 0 | 0 | 0 | 0 | 0 | 0 | 0 | 0 | 0 | 0 | 0 | 0 | 0 | 0 | 0 | 0 | 0
SCE Metro | Rancho Vista | 500 | Wind, Onshore |  |  | 0 | 0 | 0 | 0 | 0 | 0 | 0 | 0 | 0 | 0 | 0 | 0 | 0 | 0 | 0 | 0 | 0 | 0 | 0 | 0 | 0 | 0 | 0 | 0 | 0 | 0 | 0 | 0
SCE NOL | Ransburg | 115 | Wind, Onshore |  |  | 0 | 0 | 0 | 0 | 0 | 0 | 0 | 0 | 0 | 0 | 0 | 0 | 0 | 0 | 0 | 0 | 0 | 0 | 0 | 0 | 0 | 0 | 0 | 0 | 0 | 0 | 0 | 0
PG&E GBA | Ravenswood | 115 | Wind, Onshore |  |  | 0 | 0 | 0 | 0 | 0 | 0 | 0 | 0 | 0 | 0 | 0 | 0 | 0 | 0 | 0 | 0 | 0 | 0 | 0 | 0 | 0 | 0 | 0 | 0 | 0 | 0 | 0 | 0
PG&E GBA | Ravenswood | 230 | Wind, Onshore |  |  | 0 | 0 | 0 | 0 | 0 | 0 | 0 | 0 | 0 | 0 | 0 | 0 | 0 | 0 | 0 | 0 | 0 | 0 | 0 | 0 | 0 | 0 | 0 | 0 | 0 | 0 | 0 | 0
SCE Northern | Rector | 230 | Wind, Onshore |  |  | 0 | 0 | 0 | 0 | 0 | 0 | 0 | 0 | 0 | 0 | 0 | 0 | 0 | 0 | 0 | 0 | 0 | 0 | 0 | 0 | 0 | 0 | 0 | 0 | 0 | 0 | 0 | 0
SCE Eastern | Red Bluff | 230 | Wind, Onshore |  |  | 0 | 0 | 0 | 0 | 0 | 0 | 0 | 0 | 0 | 0 | 0 | 0 | 0 | 0 | 0 | 0 | 0 | 0 | 0 | 0 | 0 | 0 | 0 | 0 | 0 | 0 | 0 | 0
SCE Eastern | Red Bluff | 500 | Wind, Onshore |  |  | 0 | 0 | 0 | 0 | 0 | 0 | 0 | 0 | 0 | 0 | 0 | 0 | 0 | 0 | 0 | 0 | 0 | 0 | 0 | 0 | 0 | 0 | 0 | 0 | 0 | 0 | 0 | 0
PG&E NGBA | Redbud | 115 | Wind, Onshore |  |  | 0 | 0 | 0 | 0 | 0 | 0 | 0 | 0 | 0 | 0 | 0 | 0 | 0 | 0 | 0 | 0 | 0 | 0 | 0 | 0 | 0 | 0 | 0 | 0 | 0 | 0 | 0 | 0
SCE Metro | Redondo | 230 | Wind, Onshore |  |  | 0 | 0 | 0 | 0 | 0 | 0 | 0 | 0 | 0 | 0 | 0 | 0 | 0 | 0 | 0 | 0 | 0 | 0 | 0 | 0 | 0 | 0 | 0 | 0 | 0 | 0 | 0 | 0
PG&E FRESNO | Reedley | 115 | Wind, Onshore |  |  | 0 | 0 | 0 | 0 | 0 | 0 | 0 | 0 | 0 | 0 | 0 | 0 | 0 | 0 | 0 | 0 | 0 | 0 | 0 | 0 | 0 | 0 | 0 | 0 | 0 | 0 | 0 | 0
PG&E KERN | Renfro | 115 | Wind, Onshore |  |  | 0 | 0 | 0 | 0 | 0 | 0 | 0 | 0 | 0 | 0 | 0 | 0 | 0 | 0 | 0 | 0 | 0 | 0 | 0 | 0 | 0 | 0 | 0 | 0 | 0 | 0 | 0 | 0
PG&E GBA | Richmond R | 115 | Wind, Onshore |  |  | 0 | 0 | 0 | 0 | 0 | 0 | 0 | 0 | 0 | 0 | 0 | 0 | 0 | 0 | 0 | 0 | 0 | 0 | 0 | 0 | 0 | 0 | 0 | 0 | 0 | 0 | 0 | 0
PG&E NGBA | Rincon | 115 | Wind, Onshore |  |  | 0 | 0 | 0 | 0 | 0 | 0 | 0 | 0 | 0 | 0 | 0 | 0 | 0 | 0 | 0 | 0 | 0 | 0 | 0 | 0 | 0 | 0 | 0 | 0 | 0 | 0 | 0 | 0
PG&E KERN | Rio Bravo | 115 | Wind, Onshore |  |  | 0 | 0 | 0 | 0 | 0 | 0 | 0 | 0 | 0 | 0 | 0 | 0 | 0 | 0 | 0 | 0 | 0 | 0 | 0 | 0 | 0 | 0 | 0 | 0 | 0 | 0 | 0 | 0
SCE Metro | Rio Hondo | 230 | Wind, Onshore |  |  | 0 | 0 | 0 | 0 | 0 | 0 | 0 | 0 | 0 | 0 | 0 | 0 | 0 | 0 | 0 | 0 | 0 | 0 | 0 | 0 | 0 | 0 | 0 | 0 | 0 | 0 | 0 | 0
PG&E NGBA | Rio Oso | 115 | Wind, Onshore |  |  | 0 | 0 | 0 | 0 | 0 | 0 | 0 | 0 | 0 | 0 | 0 | 0 | 0 | 0 | 0 | 0 | 0 | 0 | 0 | 0 | 0 | 0 | 0 | 0 | 0 | 0 | 0 | 0
PG&E NGBA | Rio Oso | 230 | Wind, Onshore |  |  | 0 | 0 | 0 | 0 | 0 | 0 | 0 | 0 | 0 | 0 | 0 | 0 | 0 | 0 | 0 | 0 | 0 | 0 | 0 | 0 | 0 | 0 | 0 | 0 | 0 | 0 | 0 | 0
PG&E GBA | Ripon | 115 | Wind, Onshore |  |  | 0 | 0 | 0 | 0 | 0 | 0 | 0 | 0 | 0 | 0 | 0 | 0 | 0 | 0 | 0 | 0 | 0 | 0 | 0 | 0 | 0 | 0 | 0 | 0 | 0 | 0 | 0 | 0
PG&E GBA | Riverbank | 115 | Wind, Onshore |  |  | 0 | 0 | 0 | 0 | 0 | 0 | 0 | 0 | 0 | 0 | 0 | 0 | 0 | 0 | 0 | 0 | 0 | 0 | 0 | 0 | 0 | 0 | 0 | 0 | 0 | 0 | 0 | 0
SCE NOL | Roadway | 115 | Wind, Onshore |  |  | 0 | 0 | 0 | 0 | 0 | 0 | 0 | 0 | 0 | 0 | 0 | 0 | 0 | 0 | 0 | 0 | 0 | 0 | 0 | 0 | 0 | 0 | 0 | 0 | 0 | 0 | 0 | 0
PG&E NGBA | Rock Creek 1 | 230 | Wind, Onshore |  |  | 0 | 0 | 0 | 0 | 0 | 0 | 0 | 0 | 0 | 0 | 0 | 0 | 0 | 0 | 0 | 0 | 0 | 0 | 0 | 0 | 0 | 0 | 0 | 0 | 0 | 0 | 0 | 0
SCE Northern | Rosamond | 66 | Wind, Onshore |  |  | 0 | 0 | 0 | 0 | 0 | 0 | 0 | 0 | 0 | 0 | 0 | 0 | 0 | 0 | 0 | 0 | 0 | 0 | 0 | 0 | 0 | 0 | 0 | 0 | 0 | 0 | 0 | 0
PG&E GBA | Rossmoor | 230 | Wind, Onshore |  |  | 0 | 0 | 0 | 0 | 0 | 0 | 0 | 0 | 0 | 0 | 0 | 0 | 0 | 0 | 0 | 0 | 0 | 0 | 0 | 0 | 0 | 0 | 0 | 0 | 0 | 0 | 0 | 0
PG&E NGBA | Round Mountain | 230 | Wind, Onshore |  |  | 0 | 0 | 0 | 0 | 0 | 0 | 0 | 0 | 0 | 0 | 0 | 0 | 0 | 0 | 0 | 0 | 0 | 0 | 0 | 0 | 0 | 0 | 0 | 0 | 0 | 0 | 0 | 0
PG&E NGBA | Round Mountain | 500 | Wind, Onshore |  |  | 0 | 0 | 0 | 0 | 0 | 0 | 0 | 0 | 0 | 0 | 0 | 0 | 0 | 0 | 0 | 0 | 0 | 0 | 0 | 0 | 0 | 0 | 0 | 0 | 0 | 0 | 0 | 0
PG&E GBA | Salado | 115 | Wind, Onshore |  |  | 0 | 0 | 0 | 0 | 0 | 0 | 0 | 0 | 0 | 0 | 0 | 0 | 0 | 0 | 0 | 0 | 0 | 0 | 0 | 0 | 0 | 0 | 0 | 0 | 0 | 0 | 0 | 0
PG&E GBA | Salado | 60 | Wind, Onshore |  |  | 0 | 0 | 0 | 0 | 0 | 0 | 0 | 0 | 0 | 0 | 0 | 0 | 0 | 0 | 0 | 0 | 0 | 0 | 0 | 0 | 0 | 0 | 0 | 0 | 0 | 0 | 0 | 0
PG&E GBA | Salinas | 115 | Wind, Onshore |  |  | 0 | 0 | 0 | 0 | 0 | 0 | 0 | 0 | 0 | 0 | 0 | 0 | 0 | 0 | 0 | 0 | 0 | 0 | 0 | 0 | 0 | 0 | 0 | 0 | 0 | 0 | 0 | 0
SDGE | Salt Creek | 69 | Wind, Onshore |  |  | 0 | 0 | 0 | 0 | 0 | 0 | 0 | 0 | 0 | 0 | 0 | 0 | 0 | 0 | 0 | 0 | 0 | 0 | 0 | 0 | 0 | 0 | 0 | 0 | 0 | 0 | 0 | 0
SCE Eastern | San Bernardino | 230 | Wind, Onshore |  |  | 0 | 0 | 0 | 0 | 0 | 0 | 0 | 0 | 0 | 0 | 0 | 0 | 0 | 0 | 0 | 0 | 0 | 0 | 0 | 0 | 0 | 0 | 0 | 0 | 0 | 0 | 0 | 0
PG&E GBA | SAN FRAN A (POTRERO PP) | 115 | Wind, Onshore |  |  | 0 | 0 | 0 | 0 | 0 | 0 | 0 | 0 | 0 | 0 | 0 | 0 | 0 | 0 | 0 | 0 | 0 | 0 | 0 | 0 | 0 | 0 | 0 | 0 | 0 | 0 | 0 | 0
PG&E GBA | SAN FRAN A (POTRERO PP) | 230 | Wind, Onshore |  |  | 0 | 0 | 0 | 0 | 0 | 0 | 0 | 0 | 0 | 0 | 0 | 0 | 0 | 0 | 0 | 0 | 0 | 0 | 0 | 0 | 0 | 0 | 0 | 0 | 0 | 0 | 0 | 0
PG&E GBA | San Jose A | 115 | Wind, Onshore |  |  | 0 | 0 | 0 | 0 | 0 | 0 | 0 | 0 | 0 | 0 | 0 | 0 | 0 | 0 | 0 | 0 | 0 | 0 | 0 | 0 | 0 | 0 | 0 | 0 | 0 | 0 | 0 | 0
PG&E GBA | San Jose B | 115 | Wind, Onshore |  |  | 0 | 0 | 0 | 0 | 0 | 0 | 0 | 0 | 0 | 0 | 0 | 0 | 0 | 0 | 0 | 0 | 0 | 0 | 0 | 0 | 0 | 0 | 0 | 0 | 0 | 0 | 0 | 0
PG&E GBA | San Leandro U | 115 | Wind, Onshore |  |  | 0 | 0 | 0 | 0 | 0 | 0 | 0 | 0 | 0 | 0 | 0 | 0 | 0 | 0 | 0 | 0 | 0 | 0 | 0 | 0 | 0 | 0 | 0 | 0 | 0 | 0 | 0 | 0
PG&E KERN | San Luis Obispo | 115 | Wind, Onshore |  |  | 0 | 0 | 0 | 0 | 0 | 0 | 0 | 0 | 0 | 0 | 0 | 0 | 0 | 0 | 0 | 0 | 0 | 0 | 0 | 0 | 0 | 0 | 0 | 0 | 0 | 0 | 0 | 0
PG&E KERN | San Luis Obispo | 70 | Wind, Onshore |  |  | 0 | 0 | 0 | 0 | 0 | 0 | 0 | 0 | 0 | 0 | 0 | 0 | 0 | 0 | 0 | 0 | 0 | 0 | 0 | 0 | 0 | 0 | 0 | 0 | 0 | 0 | 0 | 0
SDGE | San Luis Rey | 230 | Wind, Onshore |  |  | 0 | 0 | 0 | 0 | 0 | 0 | 0 | 0 | 0 | 0 | 0 | 0 | 0 | 0 | 0 | 0 | 0 | 0 | 0 | 0 | 0 | 0 | 0 | 0 | 0 | 0 | 0 | 0
SDGE | San Luis Rey | 69 | Wind, Onshore |  |  | 0 | 0 | 0 | 0 | 0 | 0 | 0 | 0 | 0 | 0 | 0 | 0 | 0 | 0 | 0 | 0 | 0 | 0 | 0 | 0 | 0 | 0 | 0 | 0 | 0 | 0 | 0 | 0
SDGE | San Marcos | 69 | Wind, Onshore |  |  | 0 | 0 | 0 | 0 | 0 | 0 | 0 | 0 | 0 | 0 | 0 | 0 | 0 | 0 | 0 | 0 | 0 | 0 | 0 | 0 | 0 | 0 | 0 | 0 | 0 | 0 | 0 | 0
SCE Metro | San Onofre | 230 | Wind, Onshore |  |  | 0 | 0 | 0 | 0 | 0 | 0 | 0 | 0 | 0 | 0 | 0 | 0 | 0 | 0 | 0 | 0 | 0 | 0 | 0 | 0 | 0 | 0 | 0 | 0 | 0 | 0 | 0 | 0
PG&E GBA | San Pablo | 115 | Wind, Onshore |  |  | 0 | 0 | 0 | 0 | 0 | 0 | 0 | 0 | 0 | 0 | 0 | 0 | 0 | 0 | 0 | 0 | 0 | 0 | 0 | 0 | 0 | 0 | 0 | 0 | 0 | 0 | 0 | 0
PG&E GBA | San Ramon | 230 | Wind, Onshore |  |  | 0 | 0 | 0 | 0 | 0 | 0 | 0 | 0 | 0 | 0 | 0 | 0 | 0 | 0 | 0 | 0 | 0 | 0 | 0 | 0 | 0 | 0 | 0 | 0 | 0 | 0 | 0 | 0
SDGE | San Ysidro | 69 | Wind, Onshore |  |  | 0 | 0 | 0 | 0 | 0 | 0 | 0 | 0 | 0 | 0 | 0 | 0 | 0 | 0 | 0 | 0 | 0 | 0 | 0 | 0 | 0 | 0 | 0 | 0 | 0 | 0 | 0 | 0
SCE NOL | Sandlot | 230 | Wind, Onshore |  |  | 0 | 0 | 0 | 0 | 0 | 0 | 0 | 0 | 0 | 0 | 0 | 0 | 0 | 0 | 0 | 0 | 0 | 0 | 0 | 0 | 0 | 0 | 0 | 0 | 0 | 0 | 0 | 0
EOP | Sandy | 138 | Wind, Onshore |  |  | 0 | 0 | 0 | 0 | 0 | 0 | 0 | 0 | 0 | 0 | 0 | 0 | 0 | 0 | 0 | 0 | 0 | 0 | 0 | 0 | 0 | 0 | 0 | 0 | 0 | 0 | 0 | 0
PG&E FRESNO | Sanger | 115 | Wind, Onshore |  |  | 0 | 0 | 0 | 0 | 0 | 0 | 0 | 0 | 0 | 0 | 0 | 0 | 0 | 0 | 0 | 0 | 0 | 0 | 0 | 0 | 0 | 0 | 0 | 0 | 0 | 0 | 0 | 0
SCE Northern | Santa Clara | 230 | Wind, Onshore |  |  | 0 | 0 | 0 | 0 | 0 | 0 | 0 | 0 | 0 | 0 | 0 | 0 | 0 | 0 | 0 | 0 | 0 | 0 | 0 | 0 | 0 | 0 | 0 | 0 | 0 | 0 | 0 | 0
PG&E NGBA | Santa Rosa A | 115 | Wind, Onshore |  |  | 0 | 0 | 0 | 0 | 0 | 0 | 0 | 0 | 0 | 0 | 0 | 0 | 0 | 0 | 0 | 0 | 0 | 0 | 0 | 0 | 0 | 0 | 0 | 0 | 0 | 0 | 0 | 0
PG&E GBA | Santa Teresa | 115 | Wind, Onshore |  |  | 0 | 0 | 0 | 0 | 0 | 0 | 0 | 0 | 0 | 0 | 0 | 0 | 0 | 0 | 0 | 0 | 0 | 0 | 0 | 0 | 0 | 0 | 0 | 0 | 0 | 0 | 0 | 0
SDGE | Santee | 138 | Wind, Onshore |  |  | 0 | 0 | 0 | 0 | 0 | 0 | 0 | 0 | 0 | 0 | 0 | 0 | 0 | 0 | 0 | 0 | 0 | 0 | 0 | 0 | 0 | 0 | 0 | 0 | 0 | 0 | 0 | 0
SCE Metro | Santiago | 230 | Wind, Onshore |  |  | 0 | 0 | 0 | 0 | 0 | 0 | 0 | 0 | 0 | 0 | 0 | 0 | 0 | 0 | 0 | 0 | 0 | 0 | 0 | 0 | 0 | 0 | 0 | 0 | 0 | 0 | 0 | 0
PG&E GBA | Saratoga | 230 | Wind, Onshore |  |  | 0 | 0 | 0 | 0 | 0 | 0 | 0 | 0 | 0 | 0 | 0 | 0 | 0 | 0 | 0 | 0 | 0 | 0 | 0 | 0 | 0 | 0 | 0 | 0 | 0 | 0 | 0 | 0
SCE Northern | Saugus | 230 | Wind, Onshore |  |  | 0 | 0 | 0 | 0 | 0 | 0 | 0 | 0 | 0 | 0 | 0 | 0 | 0 | 0 | 0 | 0 | 0 | 0 | 0 | 0 | 0 | 0 | 0 | 0 | 0 | 0 | 0 | 0
PG&E FRESNO | Schindler | 115 | Wind, Onshore |  |  | 0 | 0 | 0 | 0 | 0 | 0 | 0 | 0 | 0 | 0 | 0 | 0 | 0 | 0 | 0 | 0 | 0 | 0 | 0 | 0 | 0 | 0 | 0 | 0 | 0 | 0 | 0 | 0
PG&E FRESNO | Schindler | 70 | Wind, Onshore |  |  | 0 | 0 | 0 | 0 | 0 | 0 | 0 | 0 | 0 | 0 | 0 | 0 | 0 | 0 | 0 | 0 | 0 | 0 | 0 | 0 | 0 | 0 | 0 | 0 | 0 | 0 | 0 | 0
PG&E GBA | Schulte | 115 | Wind, Onshore |  |  | 0 | 0 | 0 | 0 | 0 | 0 | 0 | 0 | 0 | 0 | 0 | 0 | 0 | 0 | 0 | 0 | 0 | 0 | 0 | 0 | 0 | 0 | 0 | 0 | 0 | 0 | 0 | 0
SDGE | Scripps | 69 | Wind, Onshore |  |  | 0 | 0 | 0 | 0 | 0 | 0 | 0 | 0 | 0 | 0 | 0 | 0 | 0 | 0 | 0 | 0 | 0 | 0 | 0 | 0 | 0 | 0 | 0 | 0 | 0 | 0 | 0 | 0
PG&E KERN | Semitropic | 115 | Wind, Onshore |  |  | 0 | 0 | 0 | 0 | 0 | 0 | 0 | 0 | 0 | 0 | 0 | 0 | 0 | 0 | 0 | 0 | 0 | 0 | 0 | 0 | 0 | 0 | 0 | 0 | 0 | 0 | 0 | 0
SCE Metro | Serrano | 230 | Wind, Onshore |  |  | 0 | 0 | 0 | 0 | 0 | 0 | 0 | 0 | 0 | 0 | 0 | 0 | 0 | 0 | 0 | 0 | 0 | 0 | 0 | 0 | 0 | 0 | 0 | 0 | 0 | 0 | 0 | 0
SCE Metro | Serrano | 500 | Wind, Onshore |  |  | 0 | 0 | 0 | 0 | 0 | 0 | 0 | 0 | 0 | 0 | 0 | 0 | 0 | 0 | 0 | 0 | 0 | 0 | 0 | 0 | 0 | 0 | 0 | 0 | 0 | 0 | 0 | 0
SDGE | Shadowridge | 138 | Wind, Onshore |  |  | 0 | 0 | 0 | 0 | 0 | 0 | 0 | 0 | 0 | 0 | 0 | 0 | 0 | 0 | 0 | 0 | 0 | 0 | 0 | 0 | 0 | 0 | 0 | 0 | 0 | 0 | 0 | 0
PG&E KERN | Shafter | 115 | Wind, Onshore |  |  | 0 | 0 | 0 | 0 | 0 | 0 | 0 | 0 | 0 | 0 | 0 | 0 | 0 | 0 | 0 | 0 | 0 | 0 | 0 | 0 | 0 | 0 | 0 | 0 | 0 | 0 | 0 | 0
PG&E NGBA | Silverado | 115 | Wind, Onshore |  |  | 0 | 0 | 0 | 0 | 0 | 0 | 0 | 0 | 0 | 0 | 0 | 0 | 0 | 0 | 0 | 0 | 0 | 0 | 0 | 0 | 0 | 0 | 0 | 0 | 0 | 0 | 0 | 0
SDGE | Silvergate | 230 | Wind, Onshore |  |  | 0 | 0 | 0 | 0 | 0 | 0 | 0 | 0 | 0 | 0 | 0 | 0 | 0 | 0 | 0 | 0 | 0 | 0 | 0 | 0 | 0 | 0 | 0 | 0 | 0 | 0 | 0 | 0
SDGE | Silvergate | 69 | Wind, Onshore |  |  | 0 | 0 | 0 | 0 | 0 | 0 | 0 | 0 | 0 | 0 | 0 | 0 | 0 | 0 | 0 | 0 | 0 | 0 | 0 | 0 | 0 | 0 | 0 | 0 | 0 | 0 | 0 | 0
PG&E KERN | Sisquoc | 115 | Wind, Onshore |  |  | 0 | 0 | 0 | 0 | 0 | 0 | 0 | 0 | 0 | 0 | 0 | 0 | 0 | 0 | 0 | 0 | 0 | 0 | 0 | 0 | 0 | 0 | 0 | 0 | 0 | 0 | 0 | 0
EOP | Sloan Canyon | 230 | Wind, Onshore |  |  | 1 | 0 | 0 | 0 | 0 | 0 | 0 | 0 | 0 | 0 | 0 | 0 | 0 | 260 | 50 | 310 | 0 | 0 | 0 | 260 | 50 | 310 | 260 | 50 | 310 | 260 | 50 | 310
EOP | Sloan Canyon | 500 | Wind, Onshore |  |  | 0 | 0 | 0 | 0 | 0 | 0 | 0 | 0 | 0 | 0 | 0 | 0 | 0 | 0 | 0 | 0 | 0 | 0 | 0 | 0 | 0 | 0 | 0 | 0 | 0 | 0 | 0 | 0
PG&E KERN | Smyrna | 115 | Wind, Onshore |  |  | 0 | 0 | 0 | 0 | 0 | 0 | 0 | 0 | 0 | 0 | 0 | 0 | 0 | 0 | 0 | 0 | 0 | 0 | 0 | 0 | 0 | 0 | 0 | 0 | 0 | 0 | 0 | 0
PG&E GBA | Sobrante | 115 | Wind, Onshore |  |  | 0 | 0 | 0 | 0 | 0 | 0 | 0 | 0 | 0 | 0 | 0 | 0 | 0 | 0 | 0 | 0 | 0 | 0 | 0 | 0 | 0 | 0 | 0 | 0 | 0 | 0 | 0 | 0
PG&E GBA | Sobrante | 230 | Wind, Onshore |  |  | 0 | 0 | 0 | 0 | 0 | 0 | 0 | 0 | 0 | 0 | 0 | 0 | 0 | 0 | 0 | 0 | 0 | 0 | 0 | 0 | 0 | 0 | 0 | 0 | 0 | 0 | 0 | 0
PG&E KERN | Solar | 230 | Wind, Onshore |  |  | 0 | 0 | 0 | 0 | 0 | 0 | 0 | 0 | 0 | 0 | 0 | 0 | 0 | 0 | 0 | 0 | 0 | 0 | 0 | 0 | 0 | 0 | 0 | 0 | 0 | 0 | 0 | 0
PG&E GBA | Soledad | 115 | Wind, Onshore |  |  | 0 | 0 | 0 | 0 | 0 | 0 | 0 | 0 | 0 | 0 | 0 | 0 | 0 | 0 | 0 | 0 | 0 | 0 | 0 | 0 | 0 | 0 | 0 | 0 | 0 | 0 | 0 | 0
PG&E GBA | Soledad | 60 | Wind, Onshore |  |  | 1 | 0 | 0 | 0 | 0 | 0 | 0 | 0 | 0 | 0 | 0 | 0 | 0 | 6 | 0 | 6 | 0 | 0 | 0 | 6 | 0 | 6 | 6 | 0 | 6 | 6 | 0 | 6
SDGE | Spring Valley | 69 | Wind, Onshore |  |  | 0 | 0 | 0 | 0 | 0 | 0 | 0 | 0 | 0 | 0 | 0 | 0 | 0 | 0 | 0 | 0 | 0 | 0 | 0 | 0 | 0 | 0 | 0 | 0 | 0 | 0 | 0 | 0
SCE Northern | Springville | 230 | Wind, Onshore |  |  | 0 | 0 | 0 | 0 | 0 | 0 | 0 | 0 | 0 | 0 | 0 | 0 | 0 | 0 | 0 | 0 | 0 | 0 | 0 | 0 | 0 | 0 | 0 | 0 | 0 | 0 | 0 | 0
PG&E GBA | Stagg | 230 | Wind, Onshore |  |  | 0 | 0 | 0 | 0 | 0 | 0 | 0 | 0 | 0 | 0 | 0 | 0 | 0 | 0 | 0 | 0 | 0 | 0 | 0 | 0 | 0 | 0 | 0 | 0 | 0 | 0 | 0 | 0
PG&E GBA | Standard Oil | 115 | Wind, Onshore |  |  | 0 | 0 | 0 | 0 | 0 | 0 | 0 | 0 | 0 | 0 | 0 | 0 | 0 | 0 | 0 | 0 | 0 | 0 | 0 | 0 | 0 | 0 | 0 | 0 | 0 | 0 | 0 | 0
PG&E GBA | Stanislaus | 115 | Wind, Onshore |  |  | 0 | 0 | 0 | 0 | 0 | 0 | 0 | 0 | 0 | 0 | 0 | 0 | 0 | 0 | 0 | 0 | 0 | 0 | 0 | 0 | 0 | 0 | 0 | 0 | 0 | 0 | 0 | 0
PG&E KERN | Stockdale | 115 | Wind, Onshore |  |  | 0 | 0 | 0 | 0 | 0 | 0 | 0 | 0 | 0 | 0 | 0 | 0 | 0 | 0 | 0 | 0 | 0 | 0 | 0 | 0 | 0 | 0 | 0 | 0 | 0 | 0 | 0 | 0
PG&E KERN | Stockdale | 230 | Wind, Onshore |  |  | 0 | 0 | 0 | 0 | 0 | 0 | 0 | 0 | 0 | 0 | 0 | 0 | 0 | 0 | 0 | 0 | 0 | 0 | 0 | 0 | 0 | 0 | 0 | 0 | 0 | 0 | 0 | 0
PG&E GBA | Stockton A | 115 | Wind, Onshore |  |  | 0 | 0 | 0 | 0 | 0 | 0 | 0 | 0 | 0 | 0 | 0 | 0 | 0 | 0 | 0 | 0 | 0 | 0 | 0 | 0 | 0 | 0 | 0 | 0 | 0 | 0 | 0 | 0
PG&E GBA | Stone | 115 | Wind, Onshore |  |  | 0 | 0 | 0 | 0 | 0 | 0 | 0 | 0 | 0 | 0 | 0 | 0 | 0 | 0 | 0 | 0 | 0 | 0 | 0 | 0 | 0 | 0 | 0 | 0 | 0 | 0 | 0 | 0
PG&E FRESNO | Storey | 230 | Wind, Onshore |  |  | 0 | 0 | 0 | 0 | 0 | 0 | 0 | 0 | 0 | 0 | 0 | 0 | 0 | 0 | 0 | 0 | 0 | 0 | 0 | 0 | 0 | 0 | 0 | 0 | 0 | 0 | 0 | 0
PG&E NGBA | Summit | 115 | Wind, Onshore |  |  | 0 | 0 | 0 | 0 | 0 | 0 | 0 | 0 | 0 | 0 | 0 | 0 | 0 | 0 | 0 | 0 | 0 | 0 | 0 | 0 | 0 | 0 | 0 | 0 | 0 | 0 | 0 | 0
SDGE | Suncrest | 230 | Wind, Onshore |  |  | 0 | 0 | 0 | 0 | 0 | 0 | 0 | 0 | 0 | 0 | 0 | 0 | 0 | 0 | 0 | 0 | 0 | 0 | 0 | 0 | 0 | 0 | 0 | 0 | 0 | 0 | 0 | 0
SDGE | Suncrest | 500 | Wind, Onshore |  |  | 0 | 0 | 0 | 0 | 0 | 0 | 0 | 0 | 0 | 0 | 0 | 0 | 0 | 0 | 0 | 0 | 0 | 0 | 0 | 0 | 0 | 0 | 0 | 0 | 0 | 0 | 0 | 0
PG&E KERN | Sunrise | 230 | Wind, Onshore |  |  | 0 | 0 | 0 | 0 | 0 | 0 | 0 | 0 | 0 | 0 | 0 | 0 | 0 | 0 | 0 | 0 | 0 | 0 | 0 | 0 | 0 | 0 | 0 | 0 | 0 | 0 | 0 | 0
PG&E KERN | Sunset | 230 | Wind, Onshore |  |  | 0 | 0 | 0 | 0 | 0 | 0 | 0 | 0 | 0 | 0 | 0 | 0 | 0 | 0 | 0 | 0 | 0 | 0 | 0 | 0 | 0 | 0 | 0 | 0 | 0 | 0 | 0 | 0
PG&E GBA | Swift | 115 | Wind, Onshore |  |  | 0 | 0 | 0 | 0 | 0 | 0 | 0 | 0 | 0 | 0 | 0 | 0 | 0 | 0 | 0 | 0 | 0 | 0 | 0 | 0 | 0 | 0 | 0 | 0 | 0 | 0 | 0 | 0
SDGE | Sycamore Canyon | 138 | Wind, Onshore |  |  | 0 | 0 | 0 | 0 | 0 | 0 | 0 | 0 | 0 | 0 | 0 | 0 | 0 | 0 | 0 | 0 | 0 | 0 | 0 | 0 | 0 | 0 | 0 | 0 | 0 | 0 | 0 | 0
SDGE | Sycamore Canyon | 230 | Wind, Onshore |  |  | 0 | 0 | 0 | 0 | 0 | 0 | 0 | 0 | 0 | 0 | 0 | 0 | 0 | 0 | 0 | 0 | 0 | 0 | 0 | 0 | 0 | 0 | 0 | 0 | 0 | 0 | 0 | 0
SDGE | Sycamore Canyon | 69 | Wind, Onshore |  |  | 0 | 0 | 0 | 0 | 0 | 0 | 0 | 0 | 0 | 0 | 0 | 0 | 0 | 0 | 0 | 0 | 0 | 0 | 0 | 0 | 0 | 0 | 0 | 0 | 0 | 0 | 0 | 0
SCE Northern | Sylmar | 230 | Wind, Onshore |  |  | 0 | 0 | 0 | 0 | 0 | 0 | 0 | 0 | 0 | 0 | 0 | 0 | 0 | 0 | 0 | 0 | 0 | 0 | 0 | 0 | 0 | 0 | 0 | 0 | 0 | 0 | 0 | 0
PG&E NGBA | Table Mountain | 115 | Wind, Onshore |  |  | 0 | 0 | 0 | 0 | 0 | 0 | 0 | 0 | 0 | 0 | 0 | 0 | 0 | 0 | 0 | 0 | 0 | 0 | 0 | 0 | 0 | 0 | 0 | 0 | 0 | 0 | 0 | 0
PG&E NGBA | Table Mountain | 230 | Wind, Onshore |  |  | 1 | 0 | 0 | 0 | 0 | 0 | 0 | 0 | 0 | 0 | 0 | 0 | 0 | 90.5 | 22.5 | 113 | 0 | 0 | 0 | 90.5 | 22.5 | 113 | 90.5 | 22.5 | 113 | 90.5 | 22.5 | 113
PG&E NGBA | Table Mountain | 500 | Wind, Onshore |  |  | 0 | 0 | 0 | 0 | 0 | 0 | 0 | 0 | 0 | 0 | 0 | 0 | 0 | 0 | 0 | 0 | 0 | 0 | 0 | 0 | 0 | 0 | 0 | 0 | 0 | 0 | 0 | 0
PG&E NGBA | Table Mountain | 60 | Wind, Onshore |  |  | 0 | 0 | 0 | 0 | 0 | 0 | 0 | 0 | 0 | 0 | 0 | 0 | 0 | 0 | 0 | 0 | 0 | 0 | 0 | 0 | 0 | 0 | 0 | 0 | 0 | 0 | 0 | 0
PG&E KERN | Taft | 115 | Wind, Onshore |  |  | 0 | 0 | 0 | 0 | 0 | 0 | 0 | 0 | 0 | 0 | 0 | 0 | 0 | 0 | 0 | 0 | 0 | 0 | 0 | 0 | 0 | 0 | 0 | 0 | 0 | 0 | 0 | 0
SDGE | Talega | 138 | Wind, Onshore |  |  | 0 | 0 | 0 | 0 | 0 | 0 | 0 | 0 | 0 | 0 | 0 | 0 | 0 | 0 | 0 | 0 | 0 | 0 | 0 | 0 | 0 | 0 | 0 | 0 | 0 | 0 | 0 | 0
SDGE | Talega | 230 | Wind, Onshore |  |  | 0 | 0 | 0 | 0 | 0 | 0 | 0 | 0 | 0 | 0 | 0 | 0 | 0 | 0 | 0 | 0 | 0 | 0 | 0 | 0 | 0 | 0 | 0 | 0 | 0 | 0 | 0 | 0
PG&E GBA | Tassajara | 230 | Wind, Onshore |  |  | 0 | 0 | 0 | 0 | 0 | 0 | 0 | 0 | 0 | 0 | 0 | 0 | 0 | 0 | 0 | 0 | 0 | 0 | 0 | 0 | 0 | 0 | 0 | 0 | 0 | 0 | 0 | 0
PG&E KERN | Tejon | 70 | Wind, Onshore |  |  | 0 | 0 | 0 | 0 | 0 | 0 | 0 | 0 | 0 | 0 | 0 | 0 | 0 | 0 | 0 | 0 | 0 | 0 | 0 | 0 | 0 | 0 | 0 | 0 | 0 | 0 | 0 | 0
SDGE | Telegraph Canyon | 138 | Wind, Onshore |  |  | 0 | 0 | 0 | 0 | 0 | 0 | 0 | 0 | 0 | 0 | 0 | 0 | 0 | 0 | 0 | 0 | 0 | 0 | 0 | 0 | 0 | 0 | 0 | 0 | 0 | 0 | 0 | 0
PG&E KERN | Temblor | 115 | Wind, Onshore |  |  | 0 | 0 | 0 | 0 | 0 | 0 | 0 | 0 | 0 | 0 | 0 | 0 | 0 | 0 | 0 | 0 | 0 | 0 | 0 | 0 | 0 | 0 | 0 | 0 | 0 | 0 | 0 | 0
PG&E KERN | Templeton | 230 | Wind, Onshore |  |  | 1 | 0 | 0 | 0 | 0 | 0 | 0 | 0 | 0 | 0 | 0 | 0 | 0 | 113.07 | 0 | 113.07 | 0 | 0 | 0 | 113.07 | 0 | 113.07 | 113.07 | 0 | 113.07 | 113.07 | 0 | 113.07
PG&E KERN | Templeton | 70 | Wind, Onshore |  |  | 0 | 0 | 0 | 0 | 0 | 0 | 0 | 0 | 0 | 0 | 0 | 0 | 0 | 0 | 0 | 0 | 0 | 0 | 0 | 0 | 0 | 0 | 0 | 0 | 0 | 0 | 0 | 0
PG&E GBA | Tesla | 115 | Wind, Onshore |  |  | 0 | 0 | 0 | 0 | 0 | 0 | 0 | 0 | 0 | 0 | 0 | 0 | 0 | 0 | 0 | 0 | 0 | 0 | 0 | 0 | 0 | 0 | 0 | 0 | 0 | 0 | 0 | 0
PG&E GBA | Tesla | 230 | Wind, Onshore |  |  | 1 | 0 | 0 | 0 | 0 | 0 | 0 | 0 | 0 | 0 | 0 | 0 | 0 | 100 | 76.5 | 176.5 | 0 | 0 | 0 | 100 | 76.5 | 176.5 | 100 | 76.5 | 176.5 | 100 | 76.5 | 176.5
PG&E GBA | Tesla | 500 | Wind, Onshore |  |  | 1 | 0 | 0 | 0 | 0 | 0 | 0 | 0 | 0 | 0 | 0 | 0 | 0 | 300 | 0 | 300 | 0 | 0 | 0 | 300 | 0 | 300 | 300 | 0 | 300 | 300 | 0 | 300
PG&E KERN | Tevis | 115 | Wind, Onshore |  |  | 0 | 0 | 0 | 0 | 0 | 0 | 0 | 0 | 0 | 0 | 0 | 0 | 0 | 0 | 0 | 0 | 0 | 0 | 0 | 0 | 0 | 0 | 0 | 0 | 0 | 0 | 0 | 0
EOP | Thousandaire | 138 | Wind, Onshore |  |  | 0 | 0 | 0 | 0 | 0 | 0 | 0 | 0 | 0 | 0 | 0 | 0 | 0 | 0 | 0 | 0 | 0 | 0 | 0 | 0 | 0 | 0 | 0 | 0 | 0 | 0 | 0 | 0
PG&E KERN | Topaz | 230 | Wind, Onshore |  |  | 0 | 0 | 0 | 0 | 0 | 0 | 0 | 0 | 0 | 0 | 0 | 0 | 0 | 0 | 0 | 0 | 0 | 0 | 0 | 0 | 0 | 0 | 0 | 0 | 0 | 0 | 0 | 0
SCE NOL | Tortilla | 115 | Wind, Onshore |  |  | 0 | 0 | 0 | 0 | 0 | 0 | 0 | 0 | 0 | 0 | 0 | 0 | 0 | 0 | 0 | 0 | 0 | 0 | 0 | 0 | 0 | 0 | 0 | 0 | 0 | 0 | 0 | 0
SDGE | Trabuco | 138 | Wind, Onshore |  |  | 0 | 0 | 0 | 0 | 0 | 0 | 0 | 0 | 0 | 0 | 0 | 0 | 0 | 0 | 0 | 0 | 0 | 0 | 0 | 0 | 0 | 0 | 0 | 0 | 0 | 0 | 0 | 0
PG&E GBA | Tracy | 115 | Wind, Onshore |  |  | 0 | 0 | 0 | 0 | 0 | 0 | 0 | 0 | 0 | 0 | 0 | 0 | 0 | 0 | 0 | 0 | 0 | 0 | 0 | 0 | 0 | 0 | 0 | 0 | 0 | 0 | 0 | 0
PG&E FRESNO | Tranquility | 230 | Wind, Onshore |  |  | 0 | 0 | 0 | 0 | 0 | 0 | 0 | 0 | 0 | 0 | 0 | 0 | 0 | 0 | 0 | 0 | 0 | 0 | 0 | 0 | 0 | 0 | 0 | 0 | 0 | 0 | 0 | 0
PG&E GBA | Trimble | 115 | Wind, Onshore |  |  | 0 | 0 | 0 | 0 | 0 | 0 | 0 | 0 | 0 | 0 | 0 | 0 | 0 | 0 | 0 | 0 | 0 | 0 | 0 | 0 | 0 | 0 | 0 | 0 | 0 | 0 | 0 | 0
EOP | Trout Canyon | 230 | Wind, Onshore |  |  | 0 | 0 | 0 | 0 | 0 | 0 | 0 | 0 | 0 | 0 | 0 | 0 | 0 | 0 | 0 | 0 | 0 | 0 | 0 | 0 | 0 | 0 | 0 | 0 | 0 | 0 | 0 | 0
EOP | Trout Canyon | 500 | Wind, Onshore |  |  | 0 | 0 | 0 | 0 | 0 | 0 | 0 | 0 | 0 | 0 | 0 | 0 | 0 | 0 | 0 | 0 | 0 | 0 | 0 | 0 | 0 | 0 | 0 | 0 | 0 | 0 | 0 | 0
PG&E NGBA | Tulucay | 230 | Wind, Onshore |  |  | 0 | 0 | 0 | 0 | 0 | 0 | 0 | 0 | 0 | 0 | 0 | 0 | 0 | 0 | 0 | 0 | 0 | 0 | 0 | 0 | 0 | 0 | 0 | 0 | 0 | 0 | 0 | 0
PG&E NGBA | Tulucay | 60 | Wind, Onshore |  |  | 0 | 0 | 0 | 0 | 0 | 0 | 0 | 0 | 0 | 0 | 0 | 0 | 0 | 0 | 0 | 0 | 0 | 0 | 0 | 0 | 0 | 0 | 0 | 0 | 0 | 0 | 0 | 0
PG&E KERN | Tupman | 115 | Wind, Onshore |  |  | 0 | 0 | 0 | 0 | 0 | 0 | 0 | 0 | 0 | 0 | 0 | 0 | 0 | 0 | 0 | 0 | 0 | 0 | 0 | 0 | 0 | 0 | 0 | 0 | 0 | 0 | 0 | 0
PG&E NGBA | Ukiah | 115 | Wind, Onshore |  |  | 0 | 0 | 0 | 0 | 0 | 0 | 0 | 0 | 0 | 0 | 0 | 0 | 0 | 0 | 0 | 0 | 0 | 0 | 0 | 0 | 0 | 0 | 0 | 0 | 0 | 0 | 0 | 0
PG&E KERN | Union (Estrella) | 70 | Wind, Onshore |  |  | 0 | 0 | 0 | 0 | 0 | 0 | 0 | 0 | 0 | 0 | 0 | 0 | 0 | 0 | 0 | 0 | 0 | 0 | 0 | 0 | 0 | 0 | 0 | 0 | 0 | 0 | 0 | 0
PG&E NGBA | Vaca Dixon | 115 | Wind, Onshore |  |  | 0 | 0 | 0 | 0 | 0 | 0 | 0 | 0 | 0 | 0 | 0 | 0 | 0 | 0 | 0 | 0 | 0 | 0 | 0 | 0 | 0 | 0 | 0 | 0 | 0 | 0 | 0 | 0
PG&E NGBA | Vaca Dixon | 230 | Wind, Onshore |  |  | 0 | 0 | 0 | 0 | 0 | 0 | 0 | 0 | 0 | 0 | 0 | 0 | 0 | 0 | 0 | 0 | 0 | 0 | 0 | 0 | 0 | 0 | 0 | 0 | 0 | 0 | 0 | 0
PG&E NGBA | Vaca Dixon | 500 | Wind, Onshore |  |  | 0 | 0 | 0 | 0 | 0 | 0 | 0 | 0 | 0 | 0 | 0 | 0 | 0 | 0 | 0 | 0 | 0 | 0 | 0 | 0 | 0 | 0 | 0 | 0 | 0 | 0 | 0 | 0
PG&E NGBA | Vaca Dixon | 60 | Wind, Onshore |  |  | 0 | 0 | 0 | 0 | 0 | 0 | 0 | 0 | 0 | 0 | 0 | 0 | 0 | 0 | 0 | 0 | 0 | 0 | 0 | 0 | 0 | 0 | 0 | 0 | 0 | 0 | 0 | 0
SCE Eastern | Valley (SCE) | 500 | Wind, Onshore |  |  | 0 | 0 | 0 | 0 | 0 | 0 | 0 | 0 | 0 | 0 | 0 | 0 | 0 | 0 | 0 | 0 | 0 | 0 | 0 | 0 | 0 | 0 | 0 | 0 | 0 | 0 | 0 | 0
EOP | Valley (VEA) | 138 | Wind, Onshore |  |  | 0 | 0 | 0 | 0 | 0 | 0 | 0 | 0 | 0 | 0 | 0 | 0 | 0 | 0 | 0 | 0 | 0 | 0 | 0 | 0 | 0 | 0 | 0 | 0 | 0 | 0 | 0 | 0
SDGE | Valley Center | 69 | Wind, Onshore |  |  | 0 | 0 | 0 | 0 | 0 | 0 | 0 | 0 | 0 | 0 | 0 | 0 | 0 | 0 | 0 | 0 | 0 | 0 | 0 | 0 | 0 | 0 | 0 | 0 | 0 | 0 | 0 | 0
PG&E GBA | Valley Home | 115 | Wind, Onshore |  |  | 0 | 0 | 0 | 0 | 0 | 0 | 0 | 0 | 0 | 0 | 0 | 0 | 0 | 0 | 0 | 0 | 0 | 0 | 0 | 0 | 0 | 0 | 0 | 0 | 0 | 0 | 0 | 0
PG&E GBA | Valley Springs | 230 | Wind, Onshore |  |  | 0 | 0 | 0 | 0 | 0 | 0 | 0 | 0 | 0 | 0 | 0 | 0 | 0 | 0 | 0 | 0 | 0 | 0 | 0 | 0 | 0 | 0 | 0 | 0 | 0 | 0 | 0 | 0
PG&E GBA | Valley Springs | 60 | Wind, Onshore |  |  | 0 | 0 | 0 | 0 | 0 | 0 | 0 | 0 | 0 | 0 | 0 | 0 | 0 | 0 | 0 | 0 | 0 | 0 | 0 | 0 | 0 | 0 | 0 | 0 | 0 | 0 | 0 | 0
EOP | Valley Switch | 138 | Wind, Onshore |  |  | 0 | 0 | 0 | 0 | 0 | 0 | 0 | 0 | 0 | 0 | 0 | 0 | 0 | 0 | 0 | 0 | 0 | 0 | 0 | 0 | 0 | 0 | 0 | 0 | 0 | 0 | 0 | 0
EOP | Valley Switch | 230 | Wind, Onshore |  |  | 0 | 0 | 0 | 0 | 0 | 0 | 0 | 0 | 0 | 0 | 0 | 0 | 0 | 0 | 0 | 0 | 0 | 0 | 0 | 0 | 0 | 0 | 0 | 0 | 0 | 0 | 0 | 0
PG&E GBA | Vasco | 230 | Wind, Onshore |  |  | 0 | 0 | 0 | 0 | 0 | 0 | 0 | 0 | 0 | 0 | 0 | 0 | 0 | 0 | 0 | 0 | 0 | 0 | 0 | 0 | 0 | 0 | 0 | 0 | 0 | 0 | 0 | 0
PG&E GBA | Vasona | 230 | Wind, Onshore |  |  | 0 | 0 | 0 | 0 | 0 | 0 | 0 | 0 | 0 | 0 | 0 | 0 | 0 | 0 | 0 | 0 | 0 | 0 | 0 | 0 | 0 | 0 | 0 | 0 | 0 | 0 | 0 | 0
SCE Northern | Vestal | 230 | Wind, Onshore |  |  | 0 | 0 | 0 | 0 | 0 | 0 | 0 | 0 | 0 | 0 | 0 | 0 | 0 | 0 | 0 | 0 | 0 | 0 | 0 | 0 | 0 | 0 | 0 | 0 | 0 | 0 | 0 | 0
SCE Northern | Vestal | 66 | Wind, Onshore |  |  | 0 | 0 | 0 | 0 | 0 | 0 | 0 | 0 | 0 | 0 | 0 | 0 | 0 | 0 | 0 | 0 | 0 | 0 | 0 | 0 | 0 | 0 | 0 | 0 | 0 | 0 | 0 | 0
SCE NOL | Victor | 115 | Wind, Onshore |  |  | 0 | 0 | 0 | 0 | 0 | 0 | 0 | 0 | 0 | 0 | 0 | 0 | 0 | 0 | 0 | 0 | 0 | 0 | 0 | 0 | 0 | 0 | 0 | 0 | 0 | 0 | 0 | 0
SCE NOL | Victor | 230 | Wind, Onshore |  |  | 0 | 0 | 0 | 0 | 0 | 0 | 0 | 0 | 0 | 0 | 0 | 0 | 0 | 0 | 0 | 0 | 0 | 0 | 0 | 0 | 0 | 0 | 0 | 0 | 0 | 0 | 0 | 0
SCE Metro | Viejo | 230 | Wind, Onshore |  |  | 0 | 0 | 0 | 0 | 0 | 0 | 0 | 0 | 0 | 0 | 0 | 0 | 0 | 0 | 0 | 0 | 0 | 0 | 0 | 0 | 0 | 0 | 0 | 0 | 0 | 0 | 0 | 0
PG&E GBA | Vierra | 115 | Wind, Onshore |  |  | 0 | 0 | 0 | 0 | 0 | 0 | 0 | 0 | 0 | 0 | 0 | 0 | 0 | 0 | 0 | 0 | 0 | 0 | 0 | 0 | 0 | 0 | 0 | 0 | 0 | 0 | 0 | 0
SCE Metro | Villa Park | 230 | Wind, Onshore |  |  | 0 | 0 | 0 | 0 | 0 | 0 | 0 | 0 | 0 | 0 | 0 | 0 | 0 | 0 | 0 | 0 | 0 | 0 | 0 | 0 | 0 | 0 | 0 | 0 | 0 | 0 | 0 | 0
SCE Northern | Vincent | 230 | Wind, Onshore |  |  | 0 | 0 | 0 | 0 | 0 | 0 | 0 | 0 | 0 | 0 | 0 | 0 | 0 | 0 | 0 | 0 | 0 | 0 | 0 | 0 | 0 | 0 | 0 | 0 | 0 | 0 | 0 | 0
SCE Northern | Vincent | 500 | Wind, Onshore |  |  | 0 | 0 | 0 | 0 | 0 | 0 | 0 | 0 | 0 | 0 | 0 | 0 | 0 | 0 | 0 | 0 | 0 | 0 | 0 | 0 | 0 | 0 | 0 | 0 | 0 | 0 | 0 | 0
PG&E GBA | Vineyard | 230 | Wind, Onshore |  |  | 0 | 0 | 0 | 0 | 0 | 0 | 0 | 0 | 0 | 0 | 0 | 0 | 0 | 0 | 0 | 0 | 0 | 0 | 0 | 0 | 0 | 0 | 0 | 0 | 0 | 0 | 0 | 0
SDGE | Vineyard | 69 | Wind, Onshore |  |  | 0 | 0 | 0 | 0 | 0 | 0 | 0 | 0 | 0 | 0 | 0 | 0 | 0 | 0 | 0 | 0 | 0 | 0 | 0 | 0 | 0 | 0 | 0 | 0 | 0 | 0 | 0 | 0
SCE Eastern | Vista (SCE) | 230 | Wind, Onshore |  |  | 0 | 0 | 0 | 0 | 0 | 0 | 0 | 0 | 0 | 0 | 0 | 0 | 0 | 0 | 0 | 0 | 0 | 0 | 0 | 0 | 0 | 0 | 0 | 0 | 0 | 0 | 0 | 0
EOP | Vista (VEA) | 138 | Wind, Onshore |  |  | 0 | 0 | 0 | 0 | 0 | 0 | 0 | 0 | 0 | 0 | 0 | 0 | 0 | 0 | 0 | 0 | 0 | 0 | 0 | 0 | 0 | 0 | 0 | 0 | 0 | 0 | 0 | 0
EOP | Vista (VEA) | 230 | Wind, Onshore |  |  | 0 | 0 | 0 | 0 | 0 | 0 | 0 | 0 | 0 | 0 | 0 | 0 | 0 | 0 | 0 | 0 | 0 | 0 | 0 | 0 | 0 | 0 | 0 | 0 | 0 | 0 | 0 | 0
PG&E FRESNO | Wahtoke | 115 | Wind, Onshore |  |  | 0 | 0 | 0 | 0 | 0 | 0 | 0 | 0 | 0 | 0 | 0 | 0 | 0 | 0 | 0 | 0 | 0 | 0 | 0 | 0 | 0 | 0 | 0 | 0 | 0 | 0 | 0 | 0
SCE Northern | Wakefield | 66 | Wind, Onshore |  |  | 0 | 0 | 0 | 0 | 0 | 0 | 0 | 0 | 0 | 0 | 0 | 0 | 0 | 0 | 0 | 0 | 0 | 0 | 0 | 0 | 0 | 0 | 0 | 0 | 0 | 0 | 0 | 0
SCE Metro | Walnut | 230 | Wind, Onshore |  |  | 0 | 0 | 0 | 0 | 0 | 0 | 0 | 0 | 0 | 0 | 0 | 0 | 0 | 0 | 0 | 0 | 0 | 0 | 0 | 0 | 0 | 0 | 0 | 0 | 0 | 0 | 0 | 0
SCE Northern | Warne | 230 | Wind, Onshore |  |  | 0 | 0 | 0 | 0 | 0 | 0 | 0 | 0 | 0 | 0 | 0 | 0 | 0 | 0 | 0 | 0 | 0 | 0 | 0 | 0 | 0 | 0 | 0 | 0 | 0 | 0 | 0 | 0
PG&E GBA | Warnerville | 230 | Wind, Onshore |  |  | 0 | 0 | 0 | 0 | 0 | 0 | 0 | 0 | 0 | 0 | 0 | 0 | 0 | 0 | 0 | 0 | 0 | 0 | 0 | 0 | 0 | 0 | 0 | 0 | 0 | 0 | 0 | 0
PG&E FRESNO | Waukena | 115 | Wind, Onshore |  |  | 0 | 0 | 0 | 0 | 0 | 0 | 0 | 0 | 0 | 0 | 0 | 0 | 0 | 0 | 0 | 0 | 0 | 0 | 0 | 0 | 0 | 0 | 0 | 0 | 0 | 0 | 0 | 0
PG&E GBA | Weber | 230 | Wind, Onshore |  |  | 0 | 0 | 0 | 0 | 0 | 0 | 0 | 0 | 0 | 0 | 0 | 0 | 0 | 0 | 0 | 0 | 0 | 0 | 0 | 0 | 0 | 0 | 0 | 0 | 0 | 0 | 0 | 0
PG&E GBA | Weber | 60 | Wind, Onshore |  |  | 0 | 0 | 0 | 0 | 0 | 0 | 0 | 0 | 0 | 0 | 0 | 0 | 0 | 0 | 0 | 0 | 0 | 0 | 0 | 0 | 0 | 0 | 0 | 0 | 0 | 0 | 0 | 0
PG&E FRESNO | West Fresno | 115 | Wind, Onshore |  |  | 0 | 0 | 0 | 0 | 0 | 0 | 0 | 0 | 0 | 0 | 0 | 0 | 0 | 0 | 0 | 0 | 0 | 0 | 0 | 0 | 0 | 0 | 0 | 0 | 0 | 0 | 0 | 0
PG&E FRESNO | Westley | 230 | Wind, Onshore |  |  | 0 | 0 | 0 | 0 | 0 | 0 | 0 | 0 | 0 | 0 | 0 | 0 | 0 | 0 | 0 | 0 | 0 | 0 | 0 | 0 | 0 | 0 | 0 | 0 | 0 | 0 | 0 | 0
PG&E KERN | Westpark | 115 | Wind, Onshore |  |  | 0 | 0 | 0 | 0 | 0 | 0 | 0 | 0 | 0 | 0 | 0 | 0 | 0 | 0 | 0 | 0 | 0 | 0 | 0 | 0 | 0 | 0 | 0 | 0 | 0 | 0 | 0 | 0
PG&E KERN | Wheeler Ridge | 230 | Wind, Onshore |  |  | 0 | 0 | 0 | 0 | 0 | 0 | 0 | 0 | 0 | 0 | 0 | 0 | 0 | 0 | 0 | 0 | 0 | 0 | 0 | 0 | 0 | 0 | 0 | 0 | 0 | 0 | 0 | 0
PG&E KERN | Wheeler Ridge | 115 | Wind, Onshore |  |  | 0 | 0 | 0 | 0 | 0 | 0 | 0 | 0 | 0 | 0 | 0 | 0 | 0 | 0 | 0 | 0 | 0 | 0 | 0 | 0 | 0 | 0 | 0 | 0 | 0 | 0 | 0 | 0
PG&E KERN | Wheeler Ridge | 70 | Wind, Onshore |  |  | 0 | 0 | 0 | 0 | 0 | 0 | 0 | 0 | 0 | 0 | 0 | 0 | 0 | 0 | 0 | 0 | 0 | 0 | 0 | 0 | 0 | 0 | 0 | 0 | 0 | 0 | 0 | 0
SCE Northern | Whirlwind | 230 | Wind, Onshore |  |  | 1 | 0 | 0 | 0 | 0 | 0 | 0 | 0 | 0 | 0 | 0 | 0 | 0 | 300 | 0 | 300 | 0 | 0 | 0 | 300 | 0 | 300 | 300 | 0 | 300 | 300 | 0 | 300
SCE Northern | Whirlwind | 500 | Wind, Onshore |  |  | 0 | 0 | 0 | 0 | 0 | 0 | 0 | 0 | 0 | 0 | 0 | 0 | 0 | 0 | 0 | 0 | 0 | 0 | 0 | 0 | 0 | 0 | 0 | 0 | 0 | 0 | 0 | 0
PG&E GBA | Whisman | 115 | Wind, Onshore |  |  | 0 | 0 | 0 | 0 | 0 | 0 | 0 | 0 | 0 | 0 | 0 | 0 | 0 | 0 | 0 | 0 | 0 | 0 | 0 | 0 | 0 | 0 | 0 | 0 | 0 | 0 | 0 | 0
SCE Eastern | Wildlife | 230 | Wind, Onshore |  |  | 0 | 0 | 0 | 0 | 0 | 0 | 0 | 0 | 0 | 0 | 0 | 0 | 0 | 0 | 0 | 0 | 0 | 0 | 0 | 0 | 0 | 0 | 0 | 0 | 0 | 0 | 0 | 0
PG&E FRESNO | Wilson | 115 | Wind, Onshore |  |  | 0 | 0 | 0 | 0 | 0 | 0 | 0 | 0 | 0 | 0 | 0 | 0 | 0 | 0 | 0 | 0 | 0 | 0 | 0 | 0 | 0 | 0 | 0 | 0 | 0 | 0 | 0 | 0
PG&E FRESNO | Wilson | 230 | Wind, Onshore |  |  | 1 | 0 | 0 | 0 | 0 | 0 | 0 | 0 | 0 | 0 | 0 | 0 | 0 | 150 | 50 | 200 | 0 | 0 | 0 | 150 | 50 | 200 | 150 | 50 | 200 | 150 | 50 | 200
SCE Northern | Windhub | 230 | Wind, Onshore |  |  | 1 | 0 | 0 | 0 | 0 | 0 | 0 | 0 | 0 | 0 | 0 | 0 | 0 | 174 | 0 | 174 | 0 | 0 | 0 | 174 | 0 | 174 | 174 | 0 | 174 | 174 | 0 | 174
SCE Northern | Windhub | 500 | Wind, Onshore |  |  | 0 | 0 | 0 | 0 | 0 | 0 | 0 | 0 | 0 | 0 | 0 | 0 | 0 | 0 | 0 | 0 | 0 | 0 | 0 | 0 | 0 | 0 | 0 | 0 | 0 | 0 | 0 | 0
PG&E GBA | Windmaster | 230 | Wind, Onshore |  |  | 0 | 0 | 0 | 0 | 0 | 0 | 0 | 0 | 0 | 0 | 0 | 0 | 0 | 0 | 0 | 0 | 0 | 0 | 0 | 0 | 0 | 0 | 0 | 0 | 0 | 0 | 0 | 0
PG&E NGBA | Windsor | 60 | Wind, Onshore |  |  | 0 | 0 | 0 | 0 | 0 | 0 | 0 | 0 | 0 | 0 | 0 | 0 | 0 | 0 | 0 | 0 | 0 | 0 | 0 | 0 | 0 | 0 | 0 | 0 | 0 | 0 | 0 | 0
PG&E NGBA | Woodland | 115 | Wind, Onshore |  |  | 0 | 0 | 0 | 0 | 0 | 0 | 0 | 0 | 0 | 0 | 0 | 0 | 0 | 0 | 0 | 0 | 0 | 0 | 0 | 0 | 0 | 0 | 0 | 0 | 0 | 0 | 0 | 0
PG&E FRESNO | Woodward | 115 | Wind, Onshore |  |  | 0 | 0 | 0 | 0 | 0 | 0 | 0 | 0 | 0 | 0 | 0 | 0 | 0 | 0 | 0 | 0 | 0 | 0 | 0 | 0 | 0 | 0 | 0 | 0 | 0 | 0 | 0 | 0
PG&E NGBA | Wyandotte | 115 | Wind, Onshore |  |  | 0 | 0 | 0 | 0 | 0 | 0 | 0 | 0 | 0 | 0 | 0 | 0 | 0 | 0 | 0 | 0 | 0 | 0 | 0 | 0 | 0 | 0 | 0 | 0 | 0 | 0 | 0 | 0
PG&E KERN | 7th Standard | 115 | Distributed_Solar |  |  | 0 | 0 | 0 | 0 | 0 | 0 | 0 | 0 | 0 | 0 | 0 | 0 | 0 | 0 | 0 | 0 | 0 | 0 | 0 | 0 | 0 | 0 | 0 | 0 | 0 | 0 | 0 | 0
SCE Metro | Alamitos | 230 | Distributed_Solar |  |  | 0 | 0 | 0 | 0 | 0 | 0 | 0 | 0 | 0 | 0 | 0 | 0 | 0 | 0 | 0 | 0 | 0 | 0 | 0 | 0 | 0 | 0 | 0 | 0 | 0 | 0 | 0 | 0
SCE Eastern | Alberhill | 115 | Distributed_Solar |  |  | 0 | 0 | 0 | 0 | 0 | 0 | 0 | 0 | 0 | 0 | 0 | 0 | 0 | 0 | 0 | 0 | 0 | 0 | 0 | 0 | 0 | 0 | 0 | 0 | 0 | 0 | 0 | 0
SCE Eastern | Alberhill | 500 | Distributed_Solar |  |  | 0 | 0 | 0 | 0 | 0 | 0 | 0 | 0 | 0 | 0 | 0 | 0 | 0 | 0 | 0 | 0 | 0 | 0 | 0 | 0 | 0 | 0 | 0 | 0 | 0 | 0 | 0 | 0
PG&E GBA | Alhambra | 115 | Distributed_Solar |  |  | 0 | 0 | 0 | 0 | 0 | 0 | 0 | 0 | 0 | 0 | 0 | 0 | 0 | 0 | 0 | 0 | 0 | 0 | 0 | 0 | 0 | 0 | 0 | 0 | 0 | 0 | 0 | 0
PG&E FRESNO | Alpaugh | 115 | Distributed_Solar |  |  | 1 | 0 | 0 | 0 | 0 | 3 | 3 | 0 | 0 | 0 | 0 | 3 | 3 | 0 | 0 | 0 | 0 | 0 | 0 | 0 | 0 | 0 | 0 | 3 | 3 | 0 | 3 | 3
SDGE | Alpine | 69 | Distributed_Solar |  |  | 0 | 0 | 0 | 0 | 0 | 0 | 0 | 0 | 0 | 0 | 0 | 0 | 0 | 0 | 0 | 0 | 0 | 0 | 0 | 0 | 0 | 0 | 0 | 0 | 0 | 0 | 0 | 0
PG&E GBA | Altamont Midway (Sandhill) | 230 | Distributed_Solar |  |  | 0 | 0 | 0 | 0 | 0 | 0 | 0 | 0 | 0 | 0 | 0 | 0 | 0 | 0 | 0 | 0 | 0 | 0 | 0 | 0 | 0 | 0 | 0 | 0 | 0 | 0 | 0 | 0
SCE Northern | Antelope | 66 | Distributed_Solar |  |  | 1 | 0 | 2.5 | 2.5 | 0 | 0 | 0 | 0 | 0 | 0 | 0 | 0 | 0 | 0 | 0 | 0 | 0 | 0 | 0 | 0 | 0 | 0 | 0 | 2.5 | 2.5 | 0 | 2.5 | 2.5
SCE Northern | Antelope | 230 | Distributed_Solar |  |  | 1 | 0 | 0 | 0 | 0 | 6 | 6 | 0 | 1 | 1 | 0 | 5 | 5 | 0 | 0 | 0 | 0 | 0 | 0 | 0 | 0 | 0 | 0 | 5 | 5 | 0 | 5 | 5
SCE Northern | Antelope | 500 | Distributed_Solar |  |  | 0 | 0 | 0 | 0 | 0 | 0 | 0 | 0 | 0 | 0 | 0 | 0 | 0 | 0 | 0 | 0 | 0 | 0 | 0 | 0 | 0 | 0 | 0 | 0 | 0 | 0 | 0 | 0
PG&E NGBA | Arcata | 60 | Distributed_Solar |  |  | 1 | 0 | 0 | 0 | 0 | 7 | 7 | 0 | 0 | 0 | 0 | 7 | 7 | 0 | 0 | 0 | 0 | 0 | 0 | 0 | 0 | 0 | 0 | 7 | 7 | 0 | 7 | 7
PG&E KERN | Arco | 230 | Distributed_Solar |  |  | 1 | 0 | 0 | 0 | 0 | 4.79 | 4.79 | 0 | 0 | 0 | 0 | 4.79 | 4.79 | 0 | 0 | 0 | 0 | 0 | 0 | 0 | 0 | 0 | 0 | 4.79 | 4.79 | 0 | 4.79 | 4.79
PG&E KERN | Arco | 70 | Distributed_Solar |  |  | 0 | 0 | 0 | 0 | 0 | 0 | 0 | 0 | 0 | 0 | 0 | 0 | 0 | 0 | 0 | 0 | 0 | 0 | 0 | 0 | 0 | 0 | 0 | 0 | 0 | 0 | 0 | 0
SCE Metro | ArcoGen | 230 | Distributed_Solar |  |  | 0 | 0 | 0 | 0 | 0 | 0 | 0 | 0 | 0 | 0 | 0 | 0 | 0 | 0 | 0 | 0 | 0 | 0 | 0 | 0 | 0 | 0 | 0 | 0 | 0 | 0 | 0 | 0
SDGE | Artesian | 230 | Distributed_Solar |  |  | 0 | 0 | 0 | 0 | 0 | 0 | 0 | 0 | 0 | 0 | 0 | 0 | 0 | 0 | 0 | 0 | 0 | 0 | 0 | 0 | 0 | 0 | 0 | 0 | 0 | 0 | 0 | 0
SDGE | Artesian | 69 | Distributed_Solar |  |  | 0 | 0 | 0 | 0 | 0 | 0 | 0 | 0 | 0 | 0 | 0 | 0 | 0 | 0 | 0 | 0 | 0 | 0 | 0 | 0 | 0 | 0 | 0 | 0 | 0 | 0 | 0 | 0
PG&E FRESNO | Ashlan | 230 | Distributed_Solar |  |  | 0 | 0 | 0 | 0 | 0 | 0 | 0 | 0 | 0 | 0 | 0 | 0 | 0 | 0 | 0 | 0 | 0 | 0 | 0 | 0 | 0 | 0 | 0 | 0 | 0 | 0 | 0 | 0
PG&E NGBA | Atlantic | 115 | Distributed_Solar |  |  | 0 | 0 | 0 | 0 | 0 | 0 | 0 | 0 | 0 | 0 | 0 | 0 | 0 | 0 | 0 | 0 | 0 | 0 | 0 | 0 | 0 | 0 | 0 | 0 | 0 | 0 | 0 | 0
PG&E NGBA | Atlantic | 230 | Distributed_Solar |  |  | 0 | 0 | 0 | 0 | 0 | 0 | 0 | 0 | 0 | 0 | 0 | 0 | 0 | 0 | 0 | 0 | 0 | 0 | 0 | 0 | 0 | 0 | 0 | 0 | 0 | 0 | 0 | 0
PG&E NGBA | Atlantic | 60 | Distributed_Solar |  |  | 0 | 0 | 0 | 0 | 0 | 0 | 0 | 0 | 0 | 0 | 0 | 0 | 0 | 0 | 0 | 0 | 0 | 0 | 0 | 0 | 0 | 0 | 0 | 0 | 0 | 0 | 0 | 0
PG&E FRESNO | Atwater | 115 | Distributed_Solar |  |  | 1 | 0 | 0 | 0 | 0 | 2 | 2 | 0 | 0 | 0 | 0 | 2 | 2 | 0 | 0 | 0 | 0 | 0 | 0 | 0 | 0 | 0 | 0 | 2 | 2 | 0 | 2 | 2
PG&E GBA | Avena | 115 | Distributed_Solar |  |  | 0 | 0 | 0 | 0 | 0 | 0 | 0 | 0 | 0 | 0 | 0 | 0 | 0 | 0 | 0 | 0 | 0 | 0 | 0 | 0 | 0 | 0 | 0 | 0 | 0 | 0 | 0 | 0
SDGE | Avocado | 69 | Distributed_Solar |  |  | 0 | 0 | 0 | 0 | 0 | 0 | 0 | 0 | 0 | 0 | 0 | 0 | 0 | 0 | 0 | 0 | 0 | 0 | 0 | 0 | 0 | 0 | 0 | 0 | 0 | 0 | 0 | 0
PG&E NGBA | Bahia | 230 | Distributed_Solar |  |  | 0 | 0 | 0 | 0 | 0 | 0 | 0 | 0 | 0 | 0 | 0 | 0 | 0 | 0 | 0 | 0 | 0 | 0 | 0 | 0 | 0 | 0 | 0 | 0 | 0 | 0 | 0 | 0
SCE Northern | Bailey | 230 | Distributed_Solar |  |  | 0 | 0 | 0 | 0 | 0 | 0 | 0 | 0 | 0 | 0 | 0 | 0 | 0 | 0 | 0 | 0 | 0 | 0 | 0 | 0 | 0 | 0 | 0 | 0 | 0 | 0 | 0 | 0
SCE NOL | Baker | 115 | Distributed_Solar |  |  | 0 | 0 | 0 | 0 | 0 | 0 | 0 | 0 | 0 | 0 | 0 | 0 | 0 | 0 | 0 | 0 | 0 | 0 | 0 | 0 | 0 | 0 | 0 | 0 | 0 | 0 | 0 | 0
PG&E KERN | Bakersfield | 230 | Distributed_Solar |  |  | 0 | 0 | 0 | 0 | 0 | 0 | 0 | 0 | 0 | 0 | 0 | 0 | 0 | 0 | 0 | 0 | 0 | 0 | 0 | 0 | 0 | 0 | 0 | 0 | 0 | 0 | 0 | 0
PG&E FRESNO | Balch | 230 | Distributed_Solar |  |  | 0 | 0 | 0 | 0 | 0 | 0 | 0 | 0 | 0 | 0 | 0 | 0 | 0 | 0 | 0 | 0 | 0 | 0 | 0 | 0 | 0 | 0 | 0 | 0 | 0 | 0 | 0 | 0
SCE Eastern | Bannister | 230 | Distributed_Solar |  |  | 0 | 0 | 0 | 0 | 0 | 0 | 0 | 0 | 0 | 0 | 0 | 0 | 0 | 0 | 0 | 0 | 0 | 0 | 0 | 0 | 0 | 0 | 0 | 0 | 0 | 0 | 0 | 0
SCE Metro | Barre | 230 | Distributed_Solar |  |  | 0 | 0 | 0 | 0 | 0 | 0 | 0 | 0 | 0 | 0 | 0 | 0 | 0 | 0 | 0 | 0 | 0 | 0 | 0 | 0 | 0 | 0 | 0 | 0 | 0 | 0 | 0 | 0
SDGE | Bay Boulevard | 69 | Distributed_Solar |  |  | 0 | 0 | 0 | 0 | 0 | 0 | 0 | 0 | 0 | 0 | 0 | 0 | 0 | 0 | 0 | 0 | 0 | 0 | 0 | 0 | 0 | 0 | 0 | 0 | 0 | 0 | 0 | 0
SDGE | Bay Boulevard | 230 | Distributed_Solar |  |  | 0 | 0 | 0 | 0 | 0 | 0 | 0 | 0 | 0 | 0 | 0 | 0 | 0 | 0 | 0 | 0 | 0 | 0 | 0 | 0 | 0 | 0 | 0 | 0 | 0 | 0 | 0 | 0
EOP | Beatty | 138 | Distributed_Solar |  |  | 0 | 0 | 0 | 0 | 0 | 0 | 0 | 0 | 0 | 0 | 0 | 0 | 0 | 0 | 0 | 0 | 0 | 0 | 0 | 0 | 0 | 0 | 0 | 0 | 0 | 0 | 0 | 0
EOP | Beatty | 230 | Distributed_Solar |  |  | 0 | 0 | 0 | 0 | 0 | 0 | 0 | 0 | 0 | 0 | 0 | 0 | 0 | 0 | 0 | 0 | 0 | 0 | 0 | 0 | 0 | 0 | 0 | 0 | 0 | 0 | 0 | 0
PG&E NGBA | Belden | 230 | Distributed_Solar |  |  | 0 | 0 | 0 | 0 | 0 | 0 | 0 | 0 | 0 | 0 | 0 | 0 | 0 | 0 | 0 | 0 | 0 | 0 | 0 | 0 | 0 | 0 | 0 | 0 | 0 | 0 | 0 | 0
PG&E NGBA | Bell | 115 | Distributed_Solar |  |  | 0 | 0 | 0 | 0 | 0 | 0 | 0 | 0 | 0 | 0 | 0 | 0 | 0 | 0 | 0 | 0 | 0 | 0 | 0 | 0 | 0 | 0 | 0 | 0 | 0 | 0 | 0 | 0
PG&E NGBA | Bellevue | 115 | Distributed_Solar |  |  | 0 | 0 | 0 | 0 | 0 | 0 | 0 | 0 | 0 | 0 | 0 | 0 | 0 | 0 | 0 | 0 | 0 | 0 | 0 | 0 | 0 | 0 | 0 | 0 | 0 | 0 | 0 | 0
PG&E GBA | Bellota | 115 | Distributed_Solar |  |  | 0 | 0 | 0 | 0 | 0 | 0 | 0 | 0 | 0 | 0 | 0 | 0 | 0 | 0 | 0 | 0 | 0 | 0 | 0 | 0 | 0 | 0 | 0 | 0 | 0 | 0 | 0 | 0
PG&E GBA | Bellota | 230 | Distributed_Solar |  |  | 0 | 0 | 0 | 0 | 0 | 0 | 0 | 0 | 0 | 0 | 0 | 0 | 0 | 0 | 0 | 0 | 0 | 0 | 0 | 0 | 0 | 0 | 0 | 0 | 0 | 0 | 0 | 0
SCE Northern | Big Creek | 230 | Distributed_Solar |  |  | 0 | 0 | 0 | 0 | 0 | 0 | 0 | 0 | 0 | 0 | 0 | 0 | 0 | 0 | 0 | 0 | 0 | 0 | 0 | 0 | 0 | 0 | 0 | 0 | 0 | 0 | 0 | 0
PG&E FRESNO | Biola | 70 | Distributed_Solar |  |  | 0 | 0 | 0 | 0 | 0 | 0 | 0 | 0 | 0 | 0 | 0 | 0 | 0 | 0 | 0 | 0 | 0 | 0 | 0 | 0 | 0 | 0 | 0 | 0 | 0 | 0 | 0 | 0
PG&E GBA | Birds Landing | 230 | Distributed_Solar |  |  | 0 | 0 | 0 | 0 | 0 | 0 | 0 | 0 | 0 | 0 | 0 | 0 | 0 | 0 | 0 | 0 | 0 | 0 | 0 | 0 | 0 | 0 | 0 | 0 | 0 | 0 | 0 | 0
SCE Northern | Bliss | 66 | Distributed_Solar |  |  | 0 | 0 | 0 | 0 | 0 | 0 | 0 | 0 | 0 | 0 | 0 | 0 | 0 | 0 | 0 | 0 | 0 | 0 | 0 | 0 | 0 | 0 | 0 | 0 | 0 | 0 | 0 | 0
SCE Eastern | Blythe | 161 | Distributed_Solar |  |  | 0 | 0 | 0 | 0 | 0 | 0 | 0 | 0 | 0 | 0 | 0 | 0 | 0 | 0 | 0 | 0 | 0 | 0 | 0 | 0 | 0 | 0 | 0 | 0 | 0 | 0 | 0 | 0
PG&E NGBA | Bogue | 115 | Distributed_Solar |  |  | 0 | 0 | 0 | 0 | 0 | 0 | 0 | 0 | 0 | 0 | 0 | 0 | 0 | 0 | 0 | 0 | 0 | 0 | 0 | 0 | 0 | 0 | 0 | 0 | 0 | 0 | 0 | 0
PG&E FRESNO | Borden | 230 | Distributed_Solar |  |  | 0 | 0 | 0 | 0 | 0 | 0 | 0 | 0 | 0 | 0 | 0 | 0 | 0 | 0 | 0 | 0 | 0 | 0 | 0 | 0 | 0 | 0 | 0 | 0 | 0 | 0 | 0 | 0
PG&E FRESNO | Borden | 70 | Distributed_Solar |  |  | 1 | 0 | 0 | 0 | 0 | 0 | 0 | 0 | 0 | 0 | 0 | 0 | 0 | 0 | 4.5 | 4.5 | 0 | 0 | 0 | 0 | 4.5 | 4.5 | 0 | 4.5 | 4.5 | 0 | 4.5 | 4.5
SDGE | Boulevard East | 138 | Distributed_Solar |  |  | 0 | 0 | 0 | 0 | 0 | 0 | 0 | 0 | 0 | 0 | 0 | 0 | 0 | 0 | 0 | 0 | 0 | 0 | 0 | 0 | 0 | 0 | 0 | 0 | 0 | 0 | 0 | 0
SDGE | Boulevard East | 69 | Distributed_Solar |  |  | 0 | 0 | 0 | 0 | 0 | 0 | 0 | 0 | 0 | 0 | 0 | 0 | 0 | 0 | 0 | 0 | 0 | 0 | 0 | 0 | 0 | 0 | 0 | 0 | 0 | 0 | 0 | 0
PG&E GBA | Brentwood | 230 | Distributed_Solar |  |  | 1 | 0 | 0 | 0 | 0 | 2 | 2 | 0 | 0 | 0 | 0 | 2 | 2 | 0 | 0 | 0 | 0 | 0 | 0 | 0 | 0 | 0 | 0 | 2 | 2 | 0 | 2 | 2
PG&E NGBA | Bridgeville | 115 | Distributed_Solar |  |  | 0 | 0 | 0 | 0 | 0 | 0 | 0 | 0 | 0 | 0 | 0 | 0 | 0 | 0 | 0 | 0 | 0 | 0 | 0 | 0 | 0 | 0 | 0 | 0 | 0 | 0 | 0 | 0
PG&E NGBA | Brighton | 115 | Distributed_Solar |  |  | 0 | 0 | 0 | 0 | 0 | 0 | 0 | 0 | 0 | 0 | 0 | 0 | 0 | 0 | 0 | 0 | 0 | 0 | 0 | 0 | 0 | 0 | 0 | 0 | 0 | 0 | 0 | 0
PG&E NGBA | Brighton | 230 | Distributed_Solar |  |  | 0 | 0 | 0 | 0 | 0 | 0 | 0 | 0 | 0 | 0 | 0 | 0 | 0 | 0 | 0 | 0 | 0 | 0 | 0 | 0 | 0 | 0 | 0 | 0 | 0 | 0 | 0 | 0
PG&E NGBA | Brunswick | 115 | Distributed_Solar |  |  | 1 | 0 | 0 | 0 | 0 | 0 | 0 | 0 | 0 | 0 | 0 | 0 | 0 | 0 | 1.9 | 1.9 | 0 | 0 | 0 | 0 | 1.9 | 1.9 | 0 | 1.9 | 1.9 | 0 | 1.9 | 1.9
PG&E NGBA | Bucks Creek | 230 | Distributed_Solar |  |  | 0 | 0 | 0 | 0 | 0 | 0 | 0 | 0 | 0 | 0 | 0 | 0 | 0 | 0 | 0 | 0 | 0 | 0 | 0 | 0 | 0 | 0 | 0 | 0 | 0 | 0 | 0 | 0
PG&E KERN | Buena Vista | 230 | Distributed_Solar |  |  | 0 | 0 | 0 | 0 | 0 | 0 | 0 | 0 | 0 | 0 | 0 | 0 | 0 | 0 | 0 | 0 | 0 | 0 | 0 | 0 | 0 | 0 | 0 | 0 | 0 | 0 | 0 | 0
PG&E FRESNO | Bullard | 115 | Distributed_Solar |  |  | 0 | 0 | 0 | 0 | 0 | 0 | 0 | 0 | 0 | 0 | 0 | 0 | 0 | 0 | 0 | 0 | 0 | 0 | 0 | 0 | 0 | 0 | 0 | 0 | 0 | 0 | 0 | 0
PG&E GBA | Burlingame | 115 | Distributed_Solar |  |  | 0 | 0 | 0 | 0 | 0 | 0 | 0 | 0 | 0 | 0 | 0 | 0 | 0 | 0 | 0 | 0 | 0 | 0 | 0 | 0 | 0 | 0 | 0 | 0 | 0 | 0 | 0 | 0
PG&E NGBA | Burney Forest | 230 | Distributed_Solar |  |  | 0 | 0 | 0 | 0 | 0 | 0 | 0 | 0 | 0 | 0 | 0 | 0 | 0 | 0 | 0 | 0 | 0 | 0 | 0 | 0 | 0 | 0 | 0 | 0 | 0 | 0 | 0 | 0
PG&E NGBA | Butte | 115 | Distributed_Solar |  |  | 0 | 0 | 0 | 0 | 0 | 0 | 0 | 0 | 0 | 0 | 0 | 0 | 0 | 0 | 0 | 0 | 0 | 0 | 0 | 0 | 0 | 0 | 0 | 0 | 0 | 0 | 0 | 0
PG&E KERN | Cabrillo | 115 | Distributed_Solar |  |  | 0 | 0 | 0 | 0 | 0 | 0 | 0 | 0 | 0 | 0 | 0 | 0 | 0 | 0 | 0 | 0 | 0 | 0 | 0 | 0 | 0 | 0 | 0 | 0 | 0 | 0 | 0 | 0
PG&E FRESNO | Cal Flats | 230 | Distributed_Solar |  |  | 0 | 0 | 0 | 0 | 0 | 0 | 0 | 0 | 0 | 0 | 0 | 0 | 0 | 0 | 0 | 0 | 0 | 0 | 0 | 0 | 0 | 0 | 0 | 0 | 0 | 0 | 0 | 0
SCE NOL | Calcite | 230 | Distributed_Solar |  |  | 0 | 0 | 0 | 0 | 0 | 0 | 0 | 0 | 0 | 0 | 0 | 0 | 0 | 0 | 0 | 0 | 0 | 0 | 0 | 0 | 0 | 0 | 0 | 0 | 0 | 0 | 0 | 0
PG&E KERN | Caliente | 230 | Distributed_Solar |  |  | 0 | 0 | 0 | 0 | 0 | 0 | 0 | 0 | 0 | 0 | 0 | 0 | 0 | 0 | 0 | 0 | 0 | 0 | 0 | 0 | 0 | 0 | 0 | 0 | 0 | 0 | 0 | 0
PG&E FRESNO | California Ave | 115 | Distributed_Solar |  |  | 0 | 0 | 0 | 0 | 0 | 0 | 0 | 0 | 0 | 0 | 0 | 0 | 0 | 0 | 0 | 0 | 0 | 0 | 0 | 0 | 0 | 0 | 0 | 0 | 0 | 0 | 0 | 0
PG&E KERN | Callender | 115 | Distributed_Solar |  |  | 0 | 0 | 0 | 0 | 0 | 0 | 0 | 0 | 0 | 0 | 0 | 0 | 0 | 0 | 0 | 0 | 0 | 0 | 0 | 0 | 0 | 0 | 0 | 0 | 0 | 0 | 0 | 0
PG&E NGBA | Calpella | 115 | Distributed_Solar |  |  | 1 | 0 | 0 | 0 | 0 | 4 | 4 | 0 | 0 | 0 | 0 | 4 | 4 | 0 | 0 | 0 | 0 | 0 | 0 | 0 | 0 | 0 | 0 | 4 | 4 | 0 | 4 | 4
PG&E GBA | Camanche | 230 | Distributed_Solar |  |  | 0 | 0 | 0 | 0 | 0 | 0 | 0 | 0 | 0 | 0 | 0 | 0 | 0 | 0 | 0 | 0 | 0 | 0 | 0 | 0 | 0 | 0 | 0 | 0 | 0 | 0 | 0 | 0
SDGE | Cameron | 69 | Distributed_Solar |  |  | 1 | 0 | 0 | 0 | 0 | 0.84 | 0.84 | 0 | 0 | 0 | 0 | 0.84 | 0.84 | 0 | 0 | 0 | 0 | 0 | 0 | 0 | 0 | 0 | 0 | 0.84 | 0.84 | 0 | 0.84 | 0.84
SDGE | Cannon | 69 | Distributed_Solar |  |  | 0 | 0 | 0 | 0 | 0 | 0 | 0 | 0 | 0 | 0 | 0 | 0 | 0 | 0 | 0 | 0 | 0 | 0 | 0 | 0 | 0 | 0 | 0 | 0 | 0 | 0 | 0 | 0
PG&E FRESNO | Cantua | 115 | Distributed_Solar |  |  | 0 | 0 | 0 | 0 | 0 | 0 | 0 | 0 | 0 | 0 | 0 | 0 | 0 | 0 | 0 | 0 | 0 | 0 | 0 | 0 | 0 | 0 | 0 | 0 | 0 | 0 | 0 | 0
SDGE | Capistrano | 138 | Distributed_Solar |  |  | 0 | 0 | 0 | 0 | 0 | 0 | 0 | 0 | 0 | 0 | 0 | 0 | 0 | 0 | 0 | 0 | 0 | 0 | 0 | 0 | 0 | 0 | 0 | 0 | 0 | 0 | 0 | 0
SDGE | Capistrano | 230 | Distributed_Solar |  |  | 0 | 0 | 0 | 0 | 0 | 0 | 0 | 0 | 0 | 0 | 0 | 0 | 0 | 0 | 0 | 0 | 0 | 0 | 0 | 0 | 0 | 0 | 0 | 0 | 0 | 0 | 0 | 0
PG&E NGBA | Carberry | 230 | Distributed_Solar |  |  | 0 | 0 | 0 | 0 | 0 | 0 | 0 | 0 | 0 | 0 | 0 | 0 | 0 | 0 | 0 | 0 | 0 | 0 | 0 | 0 | 0 | 0 | 0 | 0 | 0 | 0 | 0 | 0
SCE Eastern | Cardiff | 66 | Distributed_Solar |  |  | 0 | 0 | 0 | 0 | 0 | 0 | 0 | 0 | 0 | 0 | 0 | 0 | 0 | 0 | 0 | 0 | 0 | 0 | 0 | 0 | 0 | 0 | 0 | 0 | 0 | 0 | 0 | 0
PG&E NGBA | Caribou | 60 | Distributed_Solar |  |  | 0 | 0 | 0 | 0 | 0 | 0 | 0 | 0 | 0 | 0 | 0 | 0 | 0 | 0 | 0 | 0 | 0 | 0 | 0 | 0 | 0 | 0 | 0 | 0 | 0 | 0 | 0 | 0
PG&E NGBA | Caribou | 115 | Distributed_Solar |  |  | 0 | 0 | 0 | 0 | 0 | 0 | 0 | 0 | 0 | 0 | 0 | 0 | 0 | 0 | 0 | 0 | 0 | 0 | 0 | 0 | 0 | 0 | 0 | 0 | 0 | 0 | 0 | 0
PG&E NGBA | Caribou | 230 | Distributed_Solar |  |  | 0 | 0 | 0 | 0 | 0 | 0 | 0 | 0 | 0 | 0 | 0 | 0 | 0 | 0 | 0 | 0 | 0 | 0 | 0 | 0 | 0 | 0 | 0 | 0 | 0 | 0 | 0 | 0
EOP | Carpenter Canyon (fka Gamebird) | 138 | Distributed_Solar |  |  | 0 | 0 | 0 | 0 | 0 | 0 | 0 | 0 | 0 | 0 | 0 | 0 | 0 | 0 | 0 | 0 | 0 | 0 | 0 | 0 | 0 | 0 | 0 | 0 | 0 | 0 | 0 | 0
EOP | Carpenter Canyon (fka Gamebird) | 230 | Distributed_Solar |  |  | 0 | 0 | 0 | 0 | 0 | 0 | 0 | 0 | 0 | 0 | 0 | 0 | 0 | 0 | 0 | 0 | 0 | 0 | 0 | 0 | 0 | 0 | 0 | 0 | 0 | 0 | 0 | 0
PG&E NGBA | Carquinez | 115 | Distributed_Solar |  |  | 0 | 0 | 0 | 0 | 0 | 0 | 0 | 0 | 0 | 0 | 0 | 0 | 0 | 0 | 0 | 0 | 0 | 0 | 0 | 0 | 0 | 0 | 0 | 0 | 0 | 0 | 0 | 0
SDGE | Carrizo Gorge | 138 | Distributed_Solar |  |  | 0 | 0 | 0 | 0 | 0 | 0 | 0 | 0 | 0 | 0 | 0 | 0 | 0 | 0 | 0 | 0 | 0 | 0 | 0 | 0 | 0 | 0 | 0 | 0 | 0 | 0 | 0 | 0
PG&E KERN | Carrizo Plains | 115 | Distributed_Solar |  |  | 0 | 0 | 0 | 0 | 0 | 0 | 0 | 0 | 0 | 0 | 0 | 0 | 0 | 0 | 0 | 0 | 0 | 0 | 0 | 0 | 0 | 0 | 0 | 0 | 0 | 0 | 0 | 0
PG&E KERN | Casaloma | 230 | Distributed_Solar |  |  | 0 | 0 | 0 | 0 | 0 | 0 | 0 | 0 | 0 | 0 | 0 | 0 | 0 | 0 | 0 | 0 | 0 | 0 | 0 | 0 | 0 | 0 | 0 | 0 | 0 | 0 | 0 | 0
PG&E GBA | Castro Valley | 230 | Distributed_Solar |  |  | 0 | 0 | 0 | 0 | 0 | 0 | 0 | 0 | 0 | 0 | 0 | 0 | 0 | 0 | 0 | 0 | 0 | 0 | 0 | 0 | 0 | 0 | 0 | 0 | 0 | 0 | 0 | 0
PG&E GBA | Cayetano | 230 | Distributed_Solar |  |  | 0 | 0 | 0 | 0 | 0 | 0 | 0 | 0 | 0 | 0 | 0 | 0 | 0 | 0 | 0 | 0 | 0 | 0 | 0 | 0 | 0 | 0 | 0 | 0 | 0 | 0 | 0 | 0
SCE Metro | Center | 230 | Distributed_Solar |  |  | 0 | 0 | 0 | 0 | 0 | 0 | 0 | 0 | 0 | 0 | 0 | 0 | 0 | 0 | 0 | 0 | 0 | 0 | 0 | 0 | 0 | 0 | 0 | 0 | 0 | 0 | 0 | 0
PG&E KERN | Charca | 115 | Distributed_Solar |  |  | 1 | 0 | 0 | 0 | 0 | 4.62 | 4.62 | 0 | 0 | 0 | 0 | 4.62 | 4.62 | 0 | 0 | 0 | 0 | 0 | 0 | 0 | 0 | 0 | 0 | 4.62 | 4.62 | 0 | 4.62 | 4.62
EOP | Charleston | 138 | Distributed_Solar |  |  | 0 | 0 | 0 | 0 | 0 | 0 | 0 | 0 | 0 | 0 | 0 | 0 | 0 | 0 | 0 | 0 | 0 | 0 | 0 | 0 | 0 | 0 | 0 | 0 | 0 | 0 | 0 | 0
SCE Metro | Chevmain | 230 | Distributed_Solar |  |  | 0 | 0 | 0 | 0 | 0 | 0 | 0 | 0 | 0 | 0 | 0 | 0 | 0 | 0 | 0 | 0 | 0 | 0 | 0 | 0 | 0 | 0 | 0 | 0 | 0 | 0 | 0 | 0
SDGE | Chicarita | 138 | Distributed_Solar |  |  | 0 | 0 | 0 | 0 | 0 | 0 | 0 | 0 | 0 | 0 | 0 | 0 | 0 | 0 | 0 | 0 | 0 | 0 | 0 | 0 | 0 | 0 | 0 | 0 | 0 | 0 | 0 | 0
SCE Metro | Chino | 230 | Distributed_Solar |  |  | 0 | 0 | 0 | 0 | 0 | 0 | 0 | 0 | 0 | 0 | 0 | 0 | 0 | 0 | 0 | 0 | 0 | 0 | 0 | 0 | 0 | 0 | 0 | 0 | 0 | 0 | 0 | 0
PG&E FRESNO | Chowchilla | 115 | Distributed_Solar |  |  | 1 | 0 | 0 | 0 | 0 | 7.56 | 7.56 | 0 | 0 | 0 | 0 | 7.56 | 7.56 | 0 | 0 | 0 | 0 | 0 | 0 | 0 | 0 | 0 | 0 | 7.56 | 7.56 | 0 | 7.56 | 7.56
PG&E GBA | Christie | 60 | Distributed_Solar |  |  | 0 | 0 | 0 | 0 | 0 | 0 | 0 | 0 | 0 | 0 | 0 | 0 | 0 | 0 | 0 | 0 | 0 | 0 | 0 | 0 | 0 | 0 | 0 | 0 | 0 | 0 | 0 | 0
PG&E GBA | Christie | 115 | Distributed_Solar |  |  | 0 | 0 | 0 | 0 | 0 | 0 | 0 | 0 | 0 | 0 | 0 | 0 | 0 | 0 | 0 | 0 | 0 | 0 | 0 | 0 | 0 | 0 | 0 | 0 | 0 | 0 | 0 | 0
SCE Eastern | Cielo Azul | 500 | Distributed_Solar |  |  | 0 | 0 | 0 | 0 | 0 | 0 | 0 | 0 | 0 | 0 | 0 | 0 | 0 | 0 | 0 | 0 | 0 | 0 | 0 | 0 | 0 | 0 | 0 | 0 | 0 | 0 | 0 | 0
PG&E GBA | Clay | 60 | Distributed_Solar |  |  | 0 | 0 | 0 | 0 | 0 | 0 | 0 | 0 | 0 | 0 | 0 | 0 | 0 | 0 | 0 | 0 | 0 | 0 | 0 | 0 | 0 | 0 | 0 | 0 | 0 | 0 | 0 | 0
PG&E GBA | Clayton | 115 | Distributed_Solar |  |  | 0 | 0 | 0 | 0 | 0 | 0 | 0 | 0 | 0 | 0 | 0 | 0 | 0 | 0 | 0 | 0 | 0 | 0 | 0 | 0 | 0 | 0 | 0 | 0 | 0 | 0 | 0 | 0
PG&E NGBA | Cloverdale | 115 | Distributed_Solar |  |  | 0 | 0 | 0 | 0 | 0 | 0 | 0 | 0 | 0 | 0 | 0 | 0 | 0 | 0 | 0 | 0 | 0 | 0 | 0 | 0 | 0 | 0 | 0 | 0 | 0 | 0 | 0 | 0
PG&E FRESNO | Clovis | 115 | Distributed_Solar |  |  | 0 | 0 | 0 | 0 | 0 | 0 | 0 | 0 | 0 | 0 | 0 | 0 | 0 | 0 | 0 | 0 | 0 | 0 | 0 | 0 | 0 | 0 | 0 | 0 | 0 | 0 | 0 | 0
PG&E GBA | Coburn | 230 | Distributed_Solar |  |  | 0 | 0 | 0 | 0 | 0 | 0 | 0 | 0 | 0 | 0 | 0 | 0 | 0 | 0 | 0 | 0 | 0 | 0 | 0 | 0 | 0 | 0 | 0 | 0 | 0 | 0 | 0 | 0
PG&E GBA | Coburn | 60 | Distributed_Solar |  |  | 0 | 0 | 0 | 0 | 0 | 0 | 0 | 0 | 0 | 0 | 0 | 0 | 0 | 0 | 0 | 0 | 0 | 0 | 0 | 0 | 0 | 0 | 0 | 0 | 0 | 0 | 0 | 0
PG&E NGBA | Colgate | 230 | Distributed_Solar |  |  | 0 | 0 | 0 | 0 | 0 | 0 | 0 | 0 | 0 | 0 | 0 | 0 | 0 | 0 | 0 | 0 | 0 | 0 | 0 | 0 | 0 | 0 | 0 | 0 | 0 | 0 | 0 | 0
PG&E GBA | Collierville | 230 | Distributed_Solar |  |  | 0 | 0 | 0 | 0 | 0 | 0 | 0 | 0 | 0 | 0 | 0 | 0 | 0 | 0 | 0 | 0 | 0 | 0 | 0 | 0 | 0 | 0 | 0 | 0 | 0 | 0 | 0 | 0
PG&E GBA | Collinsville | 230 | Distributed_Solar |  |  | 0 | 0 | 0 | 0 | 0 | 0 | 0 | 0 | 0 | 0 | 0 | 0 | 0 | 0 | 0 | 0 | 0 | 0 | 0 | 0 | 0 | 0 | 0 | 0 | 0 | 0 | 0 | 0
PG&E GBA | Collinsville | 500 | Distributed_Solar |  |  | 0 | 0 | 0 | 0 | 0 | 0 | 0 | 0 | 0 | 0 | 0 | 0 | 0 | 0 | 0 | 0 | 0 | 0 | 0 | 0 | 0 | 0 | 0 | 0 | 0 | 0 | 0 | 0
SCE Eastern | Colorado River | 230 | Distributed_Solar |  |  | 0 | 0 | 0 | 0 | 0 | 0 | 0 | 0 | 0 | 0 | 0 | 0 | 0 | 0 | 0 | 0 | 0 | 0 | 0 | 0 | 0 | 0 | 0 | 0 | 0 | 0 | 0 | 0
SCE Eastern | Colorado River | 500 | Distributed_Solar |  |  | 0 | 0 | 0 | 0 | 0 | 0 | 0 | 0 | 0 | 0 | 0 | 0 | 0 | 0 | 0 | 0 | 0 | 0 | 0 | 0 | 0 | 0 | 0 | 0 | 0 | 0 | 0 | 0
PG&E KERN | Columbus | 115 | Distributed_Solar |  |  | 0 | 0 | 0 | 0 | 0 | 0 | 0 | 0 | 0 | 0 | 0 | 0 | 0 | 0 | 0 | 0 | 0 | 0 | 0 | 0 | 0 | 0 | 0 | 0 | 0 | 0 | 0 | 0
PG&E GBA | Contra Costa | 115 | Distributed_Solar |  |  | 0 | 0 | 0 | 0 | 0 | 0 | 0 | 0 | 0 | 0 | 0 | 0 | 0 | 0 | 0 | 0 | 0 | 0 | 0 | 0 | 0 | 0 | 0 | 0 | 0 | 0 | 0 | 0
PG&E GBA | Contra Costa | 230 | Distributed_Solar |  |  | 0 | 0 | 0 | 0 | 0 | 0 | 0 | 0 | 0 | 0 | 0 | 0 | 0 | 0 | 0 | 0 | 0 | 0 | 0 | 0 | 0 | 0 | 0 | 0 | 0 | 0 | 0 | 0
PG&E GBA | Contra Costa PP | 230 | Distributed_Solar |  |  | 0 | 0 | 0 | 0 | 0 | 0 | 0 | 0 | 0 | 0 | 0 | 0 | 0 | 0 | 0 | 0 | 0 | 0 | 0 | 0 | 0 | 0 | 0 | 0 | 0 | 0 | 0 | 0
SCE NOL | Control | 115 | Distributed_Solar |  |  | 0 | 0 | 0 | 0 | 0 | 0 | 0 | 0 | 0 | 0 | 0 | 0 | 0 | 0 | 0 | 0 | 0 | 0 | 0 | 0 | 0 | 0 | 0 | 0 | 0 | 0 | 0 | 0
SCE NOL | Control | 55 | Distributed_Solar |  |  | 0 | 0 | 0 | 0 | 0 | 0 | 0 | 0 | 0 | 0 | 0 | 0 | 0 | 0 | 0 | 0 | 0 | 0 | 0 | 0 | 0 | 0 | 0 | 0 | 0 | 0 | 0 | 0
PG&E GBA | Cooley Landing | 115 | Distributed_Solar |  |  | 0 | 0 | 0 | 0 | 0 | 0 | 0 | 0 | 0 | 0 | 0 | 0 | 0 | 0 | 0 | 0 | 0 | 0 | 0 | 0 | 0 | 0 | 0 | 0 | 0 | 0 | 0 | 0
PG&E GBA | Cooley Landing | 60 | Distributed_Solar |  |  | 0 | 0 | 0 | 0 | 0 | 0 | 0 | 0 | 0 | 0 | 0 | 0 | 0 | 0 | 0 | 0 | 0 | 0 | 0 | 0 | 0 | 0 | 0 | 0 | 0 | 0 | 0 | 0
SCE NOL | Coolwater | 230 | Distributed_Solar |  |  | 0 | 0 | 0 | 0 | 0 | 0 | 0 | 0 | 0 | 0 | 0 | 0 | 0 | 0 | 0 | 0 | 0 | 0 | 0 | 0 | 0 | 0 | 0 | 0 | 0 | 0 | 0 | 0
SCE NOL | Coolwater | 115 | Distributed_Solar |  |  | 0 | 0 | 0 | 0 | 0 | 0 | 0 | 0 | 0 | 0 | 0 | 0 | 0 | 0 | 0 | 0 | 0 | 0 | 0 | 0 | 0 | 0 | 0 | 0 | 0 | 0 | 0 | 0
PG&E KERN | Copus | 70 | Distributed_Solar |  |  | 0 | 0 | 0 | 0 | 0 | 0 | 0 | 0 | 0 | 0 | 0 | 0 | 0 | 0 | 0 | 0 | 0 | 0 | 0 | 0 | 0 | 0 | 0 | 0 | 0 | 0 | 0 | 0
PG&E FRESNO | Corcoran | 70 | Distributed_Solar |  |  | 1 | 0 | 0 | 0 | 0 | 0 | 0 | 0 | 0 | 0 | 0 | 0 | 0 | 0 | 4.5 | 4.5 | 0 | 0 | 0 | 0 | 4.5 | 4.5 | 0 | 4.5 | 4.5 | 0 | 4.5 | 4.5
PG&E FRESNO | Corcoran | 115 | Distributed_Solar |  |  | 0 | 0 | 0 | 0 | 0 | 0 | 0 | 0 | 0 | 0 | 0 | 0 | 0 | 0 | 0 | 0 | 0 | 0 | 0 | 0 | 0 | 0 | 0 | 0 | 0 | 0 | 0 | 0
PG&E NGBA | Corona | 115 | Distributed_Solar |  |  | 0 | 0 | 0 | 0 | 0 | 0 | 0 | 0 | 0 | 0 | 0 | 0 | 0 | 0 | 0 | 0 | 0 | 0 | 0 | 0 | 0 | 0 | 0 | 0 | 0 | 0 | 0 | 0
PG&E NGBA | Cortina | 230 | Distributed_Solar |  |  | 0 | 0 | 0 | 0 | 0 | 0 | 0 | 0 | 0 | 0 | 0 | 0 | 0 | 0 | 0 | 0 | 0 | 0 | 0 | 0 | 0 | 0 | 0 | 0 | 0 | 0 | 0 | 0
PG&E NGBA | Cortina | 115 | Distributed_Solar |  |  | 0 | 0 | 0 | 0 | 0 | 0 | 0 | 0 | 0 | 0 | 0 | 0 | 0 | 0 | 0 | 0 | 0 | 0 | 0 | 0 | 0 | 0 | 0 | 0 | 0 | 0 | 0 | 0
PG&E GBA | Cottle | 230 | Distributed_Solar |  |  | 0 | 0 | 0 | 0 | 0 | 0 | 0 | 0 | 0 | 0 | 0 | 0 | 0 | 0 | 0 | 0 | 0 | 0 | 0 | 0 | 0 | 0 | 0 | 0 | 0 | 0 | 0 | 0
PG&E NGBA | Cottonwood | 115 | Distributed_Solar |  |  | 0 | 0 | 0 | 0 | 0 | 0 | 0 | 0 | 0 | 0 | 0 | 0 | 0 | 0 | 0 | 0 | 0 | 0 | 0 | 0 | 0 | 0 | 0 | 0 | 0 | 0 | 0 | 0
PG&E NGBA | Cottonwood | 230 | Distributed_Solar |  |  | 0 | 0 | 0 | 0 | 0 | 0 | 0 | 0 | 0 | 0 | 0 | 0 | 0 | 0 | 0 | 0 | 0 | 0 | 0 | 0 | 0 | 0 | 0 | 0 | 0 | 0 | 0 | 0
PG&E NGBA | Cottonwood | 60 | Distributed_Solar |  |  | 0 | 0 | 0 | 0 | 0 | 0 | 0 | 0 | 0 | 0 | 0 | 0 | 0 | 0 | 0 | 0 | 0 | 0 | 0 | 0 | 0 | 0 | 0 | 0 | 0 | 0 | 0 | 0
PG&E NGBA | Cove Road | 230 | Distributed_Solar |  |  | 0 | 0 | 0 | 0 | 0 | 0 | 0 | 0 | 0 | 0 | 0 | 0 | 0 | 0 | 0 | 0 | 0 | 0 | 0 | 0 | 0 | 0 | 0 | 0 | 0 | 0 | 0 | 0
PG&E GBA | Coyote | 230 | Distributed_Solar |  |  | 0 | 0 | 0 | 0 | 0 | 0 | 0 | 0 | 0 | 0 | 0 | 0 | 0 | 0 | 0 | 0 | 0 | 0 | 0 | 0 | 0 | 0 | 0 | 0 | 0 | 0 | 0 | 0
PG&E GBA | Crazy Horse Canyon | 115 | Distributed_Solar |  |  | 0 | 0 | 0 | 0 | 0 | 0 | 0 | 0 | 0 | 0 | 0 | 0 | 0 | 0 | 0 | 0 | 0 | 0 | 0 | 0 | 0 | 0 | 0 | 0 | 0 | 0 | 0 | 0
SDGE | Creelman | 69 | Distributed_Solar |  |  | 0 | 0 | 0 | 0 | 0 | 0 | 0 | 0 | 0 | 0 | 0 | 0 | 0 | 0 | 0 | 0 | 0 | 0 | 0 | 0 | 0 | 0 | 0 | 0 | 0 | 0 | 0 | 0
PG&E FRESNO | Crescent | 70 | Distributed_Solar |  |  | 0 | 0 | 0 | 0 | 0 | 0 | 0 | 0 | 0 | 0 | 0 | 0 | 0 | 0 | 0 | 0 | 0 | 0 | 0 | 0 | 0 | 0 | 0 | 0 | 0 | 0 | 0 | 0
PG&E FRESNO | Cressey | 115 | Distributed_Solar |  |  | 0 | 0 | 0 | 0 | 0 | 0 | 0 | 0 | 0 | 0 | 0 | 0 | 0 | 0 | 0 | 0 | 0 | 0 | 0 | 0 | 0 | 0 | 0 | 0 | 0 | 0 | 0 | 0
PG&E NGBA | Cresta | 230 | Distributed_Solar |  |  | 0 | 0 | 0 | 0 | 0 | 0 | 0 | 0 | 0 | 0 | 0 | 0 | 0 | 0 | 0 | 0 | 0 | 0 | 0 | 0 | 0 | 0 | 0 | 0 | 0 | 0 | 0 | 0
SDGE | Crestwood | 69 | Distributed_Solar |  |  | 0 | 0 | 0 | 0 | 0 | 0 | 0 | 0 | 0 | 0 | 0 | 0 | 0 | 0 | 0 | 0 | 0 | 0 | 0 | 0 | 0 | 0 | 0 | 0 | 0 | 0 | 0 | 0
PG&E GBA | Crow Creek | 60 | Distributed_Solar |  |  | 0 | 0 | 0 | 0 | 0 | 0 | 0 | 0 | 0 | 0 | 0 | 0 | 0 | 0 | 0 | 0 | 0 | 0 | 0 | 0 | 0 | 0 | 0 | 0 | 0 | 0 | 0 | 0
PG&E GBA | Crows Landing | 60 | Distributed_Solar |  |  | 0 | 0 | 0 | 0 | 0 | 0 | 0 | 0 | 0 | 0 | 0 | 0 | 0 | 0 | 0 | 0 | 0 | 0 | 0 | 0 | 0 | 0 | 0 | 0 | 0 | 0 | 0 | 0
PG&E GBA | Curtis | 115 | Distributed_Solar |  |  | 0 | 0 | 0 | 0 | 0 | 0 | 0 | 0 | 0 | 0 | 0 | 0 | 0 | 0 | 0 | 0 | 0 | 0 | 0 | 0 | 0 | 0 | 0 | 0 | 0 | 0 | 0 | 0
PG&E FRESNO | Dairyland | 115 | Distributed_Solar |  |  | 1 | 0 | 0 | 0 | 0 | 0 | 0 | 0 | 0 | 0 | 0 | 0 | 0 | 0 | 5 | 5 | 0 | 0 | 0 | 0 | 5 | 5 | 0 | 5 | 5 | 0 | 5 | 5
PG&E NGBA | Davis | 115 | Distributed_Solar |  |  | 0 | 0 | 0 | 0 | 0 | 0 | 0 | 0 | 0 | 0 | 0 | 0 | 0 | 0 | 0 | 0 | 0 | 0 | 0 | 0 | 0 | 0 | 0 | 0 | 0 | 0 | 0 | 0
SCE Metro | Del Amo | 500 | Distributed_Solar |  |  | 0 | 0 | 0 | 0 | 0 | 0 | 0 | 0 | 0 | 0 | 0 | 0 | 0 | 0 | 0 | 0 | 0 | 0 | 0 | 0 | 0 | 0 | 0 | 0 | 0 | 0 | 0 | 0
SCE Metro | Del Amo | 230 | Distributed_Solar |  |  | 0 | 0 | 0 | 0 | 0 | 0 | 0 | 0 | 0 | 0 | 0 | 0 | 0 | 0 | 0 | 0 | 0 | 0 | 0 | 0 | 0 | 0 | 0 | 0 | 0 | 0 | 0 | 0
SCE Eastern | Delaney | 500 | Distributed_Solar |  |  | 0 | 0 | 0 | 0 | 0 | 0 | 0 | 0 | 0 | 0 | 0 | 0 | 0 | 0 | 0 | 0 | 0 | 0 | 0 | 0 | 0 | 0 | 0 | 0 | 0 | 0 | 0 | 0
PG&E NGBA | Delevan | 230 | Distributed_Solar |  |  | 0 | 0 | 0 | 0 | 0 | 0 | 0 | 0 | 0 | 0 | 0 | 0 | 0 | 0 | 0 | 0 | 0 | 0 | 0 | 0 | 0 | 0 | 0 | 0 | 0 | 0 | 0 | 0
PG&E GBA | Delta PP | 230 | Distributed_Solar |  |  | 0 | 0 | 0 | 0 | 0 | 0 | 0 | 0 | 0 | 0 | 0 | 0 | 0 | 0 | 0 | 0 | 0 | 0 | 0 | 0 | 0 | 0 | 0 | 0 | 0 | 0 | 0 | 0
EOP | Desert View | 230 | Distributed_Solar |  |  | 0 | 0 | 0 | 0 | 0 | 0 | 0 | 0 | 0 | 0 | 0 | 0 | 0 | 0 | 0 | 0 | 0 | 0 | 0 | 0 | 0 | 0 | 0 | 0 | 0 | 0 | 0 | 0
SCE Eastern | Devers | 230 | Distributed_Solar |  |  | 0 | 0 | 0 | 0 | 0 | 0 | 0 | 0 | 0 | 0 | 0 | 0 | 0 | 0 | 0 | 0 | 0 | 0 | 0 | 0 | 0 | 0 | 0 | 0 | 0 | 0 | 0 | 0
SCE Eastern | Devers | 500 | Distributed_Solar |  |  | 0 | 0 | 0 | 0 | 0 | 0 | 0 | 0 | 0 | 0 | 0 | 0 | 0 | 0 | 0 | 0 | 0 | 0 | 0 | 0 | 0 | 0 | 0 | 0 | 0 | 0 | 0 | 0
PG&E KERN | Diablo Canyon | 230 | Distributed_Solar |  |  | 0 | 0 | 0 | 0 | 0 | 0 | 0 | 0 | 0 | 0 | 0 | 0 | 0 | 0 | 0 | 0 | 0 | 0 | 0 | 0 | 0 | 0 | 0 | 0 | 0 | 0 | 0 | 0
PG&E KERN | Diablo Canyon | 500 | Distributed_Solar |  |  | 0 | 0 | 0 | 0 | 0 | 0 | 0 | 0 | 0 | 0 | 0 | 0 | 0 | 0 | 0 | 0 | 0 | 0 | 0 | 0 | 0 | 0 | 0 | 0 | 0 | 0 | 0 | 0
PG&E KERN | Divide | 115 | Distributed_Solar |  |  | 0 | 0 | 0 | 0 | 0 | 0 | 0 | 0 | 0 | 0 | 0 | 0 | 0 | 0 | 0 | 0 | 0 | 0 | 0 | 0 | 0 | 0 | 0 | 0 | 0 | 0 | 0 | 0
PG&E GBA | Dixon Landing | 115 | Distributed_Solar |  |  | 1 | 0 | 0 | 0 | 0 | 0 | 0 | 0 | 0 | 0 | 0 | 0 | 0 | 0 | 2.3 | 2.3 | 0 | 0 | 0 | 0 | 2.3 | 2.3 | 0 | 2.3 | 2.3 | 0 | 2.3 | 2.3
PG&E FRESNO | Dos Amigos | 230 | Distributed_Solar |  |  | 1 | 0 | 0 | 0 | 0 | 3 | 3 | 0 | 0 | 0 | 0 | 3 | 3 | 0 | 0 | 0 | 0 | 0 | 0 | 0 | 0 | 0 | 0 | 3 | 3 | 0 | 3 | 3
PG&E NGBA | Drum | 115 | Distributed_Solar |  |  | 0 | 0 | 0 | 0 | 0 | 0 | 0 | 0 | 0 | 0 | 0 | 0 | 0 | 0 | 0 | 0 | 0 | 0 | 0 | 0 | 0 | 0 | 0 | 0 | 0 | 0 | 0 | 0
PG&E GBA | Dumbarton | 115 | Distributed_Solar |  |  | 1 | 0 | 0 | 0 | 0 | 0 | 0 | 0 | 0 | 0 | 0 | 0 | 0 | 0 | 5 | 5 | 0 | 0 | 0 | 0 | 5 | 5 | 0 | 5 | 5 | 0 | 5 | 5
SCE NOL | Dunn Siding | 115 | Distributed_Solar |  |  | 0 | 0 | 0 | 0 | 0 | 0 | 0 | 0 | 0 | 0 | 0 | 0 | 0 | 0 | 0 | 0 | 0 | 0 | 0 | 0 | 0 | 0 | 0 | 0 | 0 | 0 | 0 | 0
SCE Eastern | Eagle Mountain | 230 | Distributed_Solar |  |  | 0 | 0 | 0 | 0 | 0 | 0 | 0 | 0 | 0 | 0 | 0 | 0 | 0 | 0 | 0 | 0 | 0 | 0 | 0 | 0 | 0 | 0 | 0 | 0 | 0 | 0 | 0 | 0
PG&E NGBA | Eagle Rock (PGE) | 60 | Distributed_Solar |  |  | 0 | 0 | 0 | 0 | 0 | 0 | 0 | 0 | 0 | 0 | 0 | 0 | 0 | 0 | 0 | 0 | 0 | 0 | 0 | 0 | 0 | 0 | 0 | 0 | 0 | 0 | 0 | 0
PG&E NGBA | Eagle Rock (PGE) | 115 | Distributed_Solar |  |  | 0 | 0 | 0 | 0 | 0 | 0 | 0 | 0 | 0 | 0 | 0 | 0 | 0 | 0 | 0 | 0 | 0 | 0 | 0 | 0 | 0 | 0 | 0 | 0 | 0 | 0 | 0 | 0
SCE Metro | Eagle Rock (SCE) | 230 | Distributed_Solar |  |  | 0 | 0 | 0 | 0 | 0 | 0 | 0 | 0 | 0 | 0 | 0 | 0 | 0 | 0 | 0 | 0 | 0 | 0 | 0 | 0 | 0 | 0 | 0 | 0 | 0 | 0 | 0 | 0
PG&E NGBA | East Marysville | 115 | Distributed_Solar |  |  | 0 | 0 | 0 | 0 | 0 | 0 | 0 | 0 | 0 | 0 | 0 | 0 | 0 | 0 | 0 | 0 | 0 | 0 | 0 | 0 | 0 | 0 | 0 | 0 | 0 | 0 | 0 | 0
PG&E NGBA | East Nicolaus | 115 | Distributed_Solar |  |  | 0 | 0 | 0 | 0 | 0 | 0 | 0 | 0 | 0 | 0 | 0 | 0 | 0 | 0 | 0 | 0 | 0 | 0 | 0 | 0 | 0 | 0 | 0 | 0 | 0 | 0 | 0 | 0
PG&E NGBA | East Nicolaus | 60 | Distributed_Solar |  |  | 0 | 0 | 0 | 0 | 0 | 0 | 0 | 0 | 0 | 0 | 0 | 0 | 0 | 0 | 0 | 0 | 0 | 0 | 0 | 0 | 0 | 0 | 0 | 0 | 0 | 0 | 0 | 0
PG&E GBA | Eastshore | 115 | Distributed_Solar |  |  | 0 | 0 | 0 | 0 | 0 | 0 | 0 | 0 | 0 | 0 | 0 | 0 | 0 | 0 | 0 | 0 | 0 | 0 | 0 | 0 | 0 | 0 | 0 | 0 | 0 | 0 | 0 | 0
PG&E GBA | Eastshore | 230 | Distributed_Solar |  |  | 0 | 0 | 0 | 0 | 0 | 0 | 0 | 0 | 0 | 0 | 0 | 0 | 0 | 0 | 0 | 0 | 0 | 0 | 0 | 0 | 0 | 0 | 0 | 0 | 0 | 0 | 0 | 0
SDGE | ECO | 138 | Distributed_Solar |  |  | 0 | 0 | 0 | 0 | 0 | 0 | 0 | 0 | 0 | 0 | 0 | 0 | 0 | 0 | 0 | 0 | 0 | 0 | 0 | 0 | 0 | 0 | 0 | 0 | 0 | 0 | 0 | 0
SDGE | ECO | 230 | Distributed_Solar |  |  | 0 | 0 | 0 | 0 | 0 | 0 | 0 | 0 | 0 | 0 | 0 | 0 | 0 | 0 | 0 | 0 | 0 | 0 | 0 | 0 | 0 | 0 | 0 | 0 | 0 | 0 | 0 | 0
SDGE | ECO | 500 | Distributed_Solar |  |  | 0 | 0 | 0 | 0 | 0 | 0 | 0 | 0 | 0 | 0 | 0 | 0 | 0 | 0 | 0 | 0 | 0 | 0 | 0 | 0 | 0 | 0 | 0 | 0 | 0 | 0 | 0 | 0
PG&E GBA | Edenvale | 115 | Distributed_Solar |  |  | 0 | 0 | 0 | 0 | 0 | 0 | 0 | 0 | 0 | 0 | 0 | 0 | 0 | 0 | 0 | 0 | 0 | 0 | 0 | 0 | 0 | 0 | 0 | 0 | 0 | 0 | 0 | 0
PG&E GBA | Edes | 115 | Distributed_Solar |  |  | 1 | 0 | 0 | 0 | 0 | 0 | 0 | 0 | 0 | 0 | 0 | 0 | 0 | 0 | 1.7 | 1.7 | 0 | 0 | 0 | 0 | 1.7 | 1.7 | 0 | 1.7 | 1.7 | 0 | 1.7 | 1.7
PG&E GBA | Eight Mile | 230 | Distributed_Solar |  |  | 0 | 0 | 0 | 0 | 0 | 0 | 0 | 0 | 0 | 0 | 0 | 0 | 0 | 0 | 0 | 0 | 0 | 0 | 0 | 0 | 0 | 0 | 0 | 0 | 0 | 0 | 0 | 0
SDGE | El Cajon | 69 | Distributed_Solar |  |  | 0 | 0 | 0 | 0 | 0 | 0 | 0 | 0 | 0 | 0 | 0 | 0 | 0 | 0 | 0 | 0 | 0 | 0 | 0 | 0 | 0 | 0 | 0 | 0 | 0 | 0 | 0 | 0
SCE Eastern | El Casco | 230 | Distributed_Solar |  |  | 0 | 0 | 0 | 0 | 0 | 0 | 0 | 0 | 0 | 0 | 0 | 0 | 0 | 0 | 0 | 0 | 0 | 0 | 0 | 0 | 0 | 0 | 0 | 0 | 0 | 0 | 0 | 0
PG&E GBA | El Cerrito G | 115 | Distributed_Solar |  |  | 0 | 0 | 0 | 0 | 0 | 0 | 0 | 0 | 0 | 0 | 0 | 0 | 0 | 0 | 0 | 0 | 0 | 0 | 0 | 0 | 0 | 0 | 0 | 0 | 0 | 0 | 0 | 0
PG&E NGBA | El Dorado PH | 115 | Distributed_Solar |  |  | 0 | 0 | 0 | 0 | 0 | 0 | 0 | 0 | 0 | 0 | 0 | 0 | 0 | 0 | 0 | 0 | 0 | 0 | 0 | 0 | 0 | 0 | 0 | 0 | 0 | 0 | 0 | 0
PG&E FRESNO | El Nido (PGE) | 115 | Distributed_Solar |  |  | 1 | 0 | 0 | 0 | 0 | 3 | 3 | 0 | 0 | 0 | 0 | 3 | 3 | 0 | 0 | 0 | 0 | 0 | 0 | 0 | 0 | 0 | 0 | 3 | 3 | 0 | 3 | 3
SCE Metro | El Nido (SCE) | 230 | Distributed_Solar |  |  | 0 | 0 | 0 | 0 | 0 | 0 | 0 | 0 | 0 | 0 | 0 | 0 | 0 | 0 | 0 | 0 | 0 | 0 | 0 | 0 | 0 | 0 | 0 | 0 | 0 | 0 | 0 | 0
PG&E GBA | El Patio | 115 | Distributed_Solar |  |  | 0 | 0 | 0 | 0 | 0 | 0 | 0 | 0 | 0 | 0 | 0 | 0 | 0 | 0 | 0 | 0 | 0 | 0 | 0 | 0 | 0 | 0 | 0 | 0 | 0 | 0 | 0 | 0
SCE Metro | El Segundo | 230 | Distributed_Solar |  |  | 0 | 0 | 0 | 0 | 0 | 0 | 0 | 0 | 0 | 0 | 0 | 0 | 0 | 0 | 0 | 0 | 0 | 0 | 0 | 0 | 0 | 0 | 0 | 0 | 0 | 0 | 0 | 0
EOP | Eldorado | 230 | Distributed_Solar |  |  | 0 | 0 | 0 | 0 | 0 | 0 | 0 | 0 | 0 | 0 | 0 | 0 | 0 | 0 | 0 | 0 | 0 | 0 | 0 | 0 | 0 | 0 | 0 | 0 | 0 | 0 | 0 | 0
EOP | Eldorado | 500 | Distributed_Solar |  |  | 0 | 0 | 0 | 0 | 0 | 0 | 0 | 0 | 0 | 0 | 0 | 0 | 0 | 0 | 0 | 0 | 0 | 0 | 0 | 0 | 0 | 0 | 0 | 0 | 0 | 0 | 0 | 0
SCE Northern | Elizabeth Lake | 66 | Distributed_Solar |  |  | 0 | 0 | 0 | 0 | 0 | 0 | 0 | 0 | 0 | 0 | 0 | 0 | 0 | 0 | 0 | 0 | 0 | 0 | 0 | 0 | 0 | 0 | 0 | 0 | 0 | 0 | 0 | 0
PG&E KERN | Elk Hills | 230 | Distributed_Solar |  |  | 1 | 0 | 0 | 0 | 0 | 0 | 0 | 0 | 0 | 0 | 0 | 0 | 0 | 0 | 5.25 | 5.25 | 0 | 0 | 0 | 0 | 5.25 | 5.25 | 0 | 5.25 | 5.25 | 0 | 5.25 | 5.25
SDGE | Elliot | 69 | Distributed_Solar |  |  | 0 | 0 | 0 | 0 | 0 | 0 | 0 | 0 | 0 | 0 | 0 | 0 | 0 | 0 | 0 | 0 | 0 | 0 | 0 | 0 | 0 | 0 | 0 | 0 | 0 | 0 | 0 | 0
SCE Metro | Ellis | 230 | Distributed_Solar |  |  | 0 | 0 | 0 | 0 | 0 | 0 | 0 | 0 | 0 | 0 | 0 | 0 | 0 | 0 | 0 | 0 | 0 | 0 | 0 | 0 | 0 | 0 | 0 | 0 | 0 | 0 | 0 | 0
SDGE | Encina | 138 | Distributed_Solar |  |  | 0 | 0 | 0 | 0 | 0 | 0 | 0 | 0 | 0 | 0 | 0 | 0 | 0 | 0 | 0 | 0 | 0 | 0 | 0 | 0 | 0 | 0 | 0 | 0 | 0 | 0 | 0 | 0
SDGE | Encina | 230 | Distributed_Solar |  |  | 0 | 0 | 0 | 0 | 0 | 0 | 0 | 0 | 0 | 0 | 0 | 0 | 0 | 0 | 0 | 0 | 0 | 0 | 0 | 0 | 0 | 0 | 0 | 0 | 0 | 0 | 0 | 0
SDGE | Escondido | 230 | Distributed_Solar |  |  | 0 | 0 | 0 | 0 | 0 | 0 | 0 | 0 | 0 | 0 | 0 | 0 | 0 | 0 | 0 | 0 | 0 | 0 | 0 | 0 | 0 | 0 | 0 | 0 | 0 | 0 | 0 | 0
SDGE | Escondido | 69 | Distributed_Solar |  |  | 0 | 0 | 0 | 0 | 0 | 0 | 0 | 0 | 0 | 0 | 0 | 0 | 0 | 0 | 0 | 0 | 0 | 0 | 0 | 0 | 0 | 0 | 0 | 0 | 0 | 0 | 0 | 0
PG&E KERN | Estrella | 230 | Distributed_Solar |  |  | 0 | 0 | 0 | 0 | 0 | 0 | 0 | 0 | 0 | 0 | 0 | 0 | 0 | 0 | 0 | 0 | 0 | 0 | 0 | 0 | 0 | 0 | 0 | 0 | 0 | 0 | 0 | 0
SCE Eastern | Etiwanda | 230 | Distributed_Solar |  |  | 0 | 0 | 0 | 0 | 0 | 0 | 0 | 0 | 0 | 0 | 0 | 0 | 0 | 0 | 0 | 0 | 0 | 0 | 0 | 0 | 0 | 0 | 0 | 0 | 0 | 0 | 0 | 0
PG&E GBA | Evergreen | 115 | Distributed_Solar |  |  | 0 | 0 | 0 | 0 | 0 | 0 | 0 | 0 | 0 | 0 | 0 | 0 | 0 | 0 | 0 | 0 | 0 | 0 | 0 | 0 | 0 | 0 | 0 | 0 | 0 | 0 | 0 | 0
PG&E GBA | Evergreen | 60 | Distributed_Solar |  |  | 0 | 0 | 0 | 0 | 0 | 0 | 0 | 0 | 0 | 0 | 0 | 0 | 0 | 0 | 0 | 0 | 0 | 0 | 0 | 0 | 0 | 0 | 0 | 0 | 0 | 0 | 0 | 0
PG&E FRESNO | Excelsior | 115 | Distributed_Solar |  |  | 0 | 0 | 0 | 0 | 0 | 0 | 0 | 0 | 0 | 0 | 0 | 0 | 0 | 0 | 0 | 0 | 0 | 0 | 0 | 0 | 0 | 0 | 0 | 0 | 0 | 0 | 0 | 0
PG&E FRESNO | Exchequer | 115 | Distributed_Solar |  |  | 0 | 0 | 0 | 0 | 0 | 0 | 0 | 0 | 0 | 0 | 0 | 0 | 0 | 0 | 0 | 0 | 0 | 0 | 0 | 0 | 0 | 0 | 0 | 0 | 0 | 0 | 0 | 0
PG&E KERN | Fairway | 115 | Distributed_Solar |  |  | 0 | 0 | 0 | 0 | 0 | 0 | 0 | 0 | 0 | 0 | 0 | 0 | 0 | 0 | 0 | 0 | 0 | 0 | 0 | 0 | 0 | 0 | 0 | 0 | 0 | 0 | 0 | 0
PG&E KERN | Famoso | 115 | Distributed_Solar |  |  | 1 | 0 | 0 | 0 | 0 | 0 | 0 | 0 | 0 | 0 | 0 | 0 | 0 | 0 | 4 | 4 | 0 | 0 | 0 | 0 | 4 | 4 | 0 | 4 | 4 | 0 | 4 | 4
PG&E NGBA | Fern Road | 500 | Distributed_Solar |  |  | 0 | 0 | 0 | 0 | 0 | 0 | 0 | 0 | 0 | 0 | 0 | 0 | 0 | 0 | 0 | 0 | 0 | 0 | 0 | 0 | 0 | 0 | 0 | 0 | 0 | 0 | 0 | 0
PG&E GBA | Fibreboard (SPI Sonora) | 115 | Distributed_Solar |  |  | 0 | 0 | 0 | 0 | 0 | 0 | 0 | 0 | 0 | 0 | 0 | 0 | 0 | 0 | 0 | 0 | 0 | 0 | 0 | 0 | 0 | 0 | 0 | 0 | 0 | 0 | 0 | 0
PG&E FRESNO | Figarden | 230 | Distributed_Solar |  |  | 0 | 0 | 0 | 0 | 0 | 0 | 0 | 0 | 0 | 0 | 0 | 0 | 0 | 0 | 0 | 0 | 0 | 0 | 0 | 0 | 0 | 0 | 0 | 0 | 0 | 0 | 0 | 0
PG&E FRESNO | Fink | 230 | Distributed_Solar |  |  | 0 | 0 | 0 | 0 | 0 | 0 | 0 | 0 | 0 | 0 | 0 | 0 | 0 | 0 | 0 | 0 | 0 | 0 | 0 | 0 | 0 | 0 | 0 | 0 | 0 | 0 | 0 | 0
PG&E NGBA | Fitch Mountain | 60 | Distributed_Solar |  |  | 0 | 0 | 0 | 0 | 0 | 0 | 0 | 0 | 0 | 0 | 0 | 0 | 0 | 0 | 0 | 0 | 0 | 0 | 0 | 0 | 0 | 0 | 0 | 0 | 0 | 0 | 0 | 0
PG&E GBA | FMC | 115 | Distributed_Solar |  |  | 0 | 0 | 0 | 0 | 0 | 0 | 0 | 0 | 0 | 0 | 0 | 0 | 0 | 0 | 0 | 0 | 0 | 0 | 0 | 0 | 0 | 0 | 0 | 0 | 0 | 0 | 0 | 0
PG&E GBA | Fremont | 115 | Distributed_Solar |  |  | 0 | 0 | 0 | 0 | 0 | 0 | 0 | 0 | 0 | 0 | 0 | 0 | 0 | 0 | 0 | 0 | 0 | 0 | 0 | 0 | 0 | 0 | 0 | 0 | 0 | 0 | 0 | 0
PG&E GBA | French Camp | 60 | Distributed_Solar |  |  | 0 | 0 | 0 | 0 | 0 | 0 | 0 | 0 | 0 | 0 | 0 | 0 | 0 | 0 | 0 | 0 | 0 | 0 | 0 | 0 | 0 | 0 | 0 | 0 | 0 | 0 | 0 | 0
PG&E GBA | Frogtown | 115 | Distributed_Solar |  |  | 0 | 0 | 0 | 0 | 0 | 0 | 0 | 0 | 0 | 0 | 0 | 0 | 0 | 0 | 0 | 0 | 0 | 0 | 0 | 0 | 0 | 0 | 0 | 0 | 0 | 0 | 0 | 0
PG&E NGBA | Fulton | 115 | Distributed_Solar |  |  | 0 | 0 | 0 | 0 | 0 | 0 | 0 | 0 | 0 | 0 | 0 | 0 | 0 | 0 | 0 | 0 | 0 | 0 | 0 | 0 | 0 | 0 | 0 | 0 | 0 | 0 | 0 | 0
PG&E NGBA | Fulton | 230 | Distributed_Solar |  |  | 0 | 0 | 0 | 0 | 0 | 0 | 0 | 0 | 0 | 0 | 0 | 0 | 0 | 0 | 0 | 0 | 0 | 0 | 0 | 0 | 0 | 0 | 0 | 0 | 0 | 0 | 0 | 0
PG&E NGBA | Fulton | 60 | Distributed_Solar |  |  | 0 | 0 | 0 | 0 | 0 | 0 | 0 | 0 | 0 | 0 | 0 | 0 | 0 | 0 | 0 | 0 | 0 | 0 | 0 | 0 | 0 | 0 | 0 | 0 | 0 | 0 | 0 | 0
PG&E KERN | Ganso | 115 | Distributed_Solar |  |  | 1 | 0 | 0 | 0 | 0 | 0 | 0 | 0 | 0 | 0 | 0 | 0 | 0 | 0 | 1.5 | 1.5 | 0 | 0 | 0 | 0 | 1.5 | 1.5 | 0 | 1.5 | 1.5 | 0 | 1.5 | 1.5
PG&E FRESNO | Gates | 230 | Distributed_Solar |  |  | 1 | 0 | 0 | 0 | 0 | 3 | 3 | 0 | 0 | 0 | 0 | 3 | 3 | 0 | 0 | 0 | 0 | 0 | 0 | 0 | 0 | 0 | 0 | 3 | 3 | 0 | 3 | 3
PG&E FRESNO | Gates | 500 | Distributed_Solar |  |  | 0 | 0 | 0 | 0 | 0 | 0 | 0 | 0 | 0 | 0 | 0 | 0 | 0 | 0 | 0 | 0 | 0 | 0 | 0 | 0 | 0 | 0 | 0 | 0 | 0 | 0 | 0 | 0
PG&E NGBA | Geysers 12 | 230 | Distributed_Solar |  |  | 0 | 0 | 0 | 0 | 0 | 0 | 0 | 0 | 0 | 0 | 0 | 0 | 0 | 0 | 0 | 0 | 0 | 0 | 0 | 0 | 0 | 0 | 0 | 0 | 0 | 0 | 0 | 0
PG&E NGBA | Geysers 17 | 230 | Distributed_Solar |  |  | 0 | 0 | 0 | 0 | 0 | 0 | 0 | 0 | 0 | 0 | 0 | 0 | 0 | 0 | 0 | 0 | 0 | 0 | 0 | 0 | 0 | 0 | 0 | 0 | 0 | 0 | 0 | 0
PG&E NGBA | Geysers 3 | 115 | Distributed_Solar |  |  | 0 | 0 | 0 | 0 | 0 | 0 | 0 | 0 | 0 | 0 | 0 | 0 | 0 | 0 | 0 | 0 | 0 | 0 | 0 | 0 | 0 | 0 | 0 | 0 | 0 | 0 | 0 | 0
PG&E NGBA | Glenn | 230 | Distributed_Solar |  |  | 0 | 0 | 0 | 0 | 0 | 0 | 0 | 0 | 0 | 0 | 0 | 0 | 0 | 0 | 0 | 0 | 0 | 0 | 0 | 0 | 0 | 0 | 0 | 0 | 0 | 0 | 0 | 0
PG&E NGBA | Glenn | 60 | Distributed_Solar |  |  | 0 | 0 | 0 | 0 | 0 | 0 | 0 | 0 | 0 | 0 | 0 | 0 | 0 | 0 | 0 | 0 | 0 | 0 | 0 | 0 | 0 | 0 | 0 | 0 | 0 | 0 | 0 | 0
PG&E NGBA | Gold Hill | 115 | Distributed_Solar |  |  | 0 | 0 | 0 | 0 | 0 | 0 | 0 | 0 | 0 | 0 | 0 | 0 | 0 | 0 | 0 | 0 | 0 | 0 | 0 | 0 | 0 | 0 | 0 | 0 | 0 | 0 | 0 | 0
PG&E NGBA | Gold Hill | 230 | Distributed_Solar |  |  | 0 | 0 | 0 | 0 | 0 | 0 | 0 | 0 | 0 | 0 | 0 | 0 | 0 | 0 | 0 | 0 | 0 | 0 | 0 | 0 | 0 | 0 | 0 | 0 | 0 | 0 | 0 | 0
SCE Northern | Goleta | 230 | Distributed_Solar |  |  | 0 | 0 | 0 | 0 | 0 | 0 | 0 | 0 | 0 | 0 | 0 | 0 | 0 | 0 | 0 | 0 | 0 | 0 | 0 | 0 | 0 | 0 | 0 | 0 | 0 | 0 | 0 | 0
SCE Metro | Goodrich | 230 | Distributed_Solar |  |  | 0 | 0 | 0 | 0 | 0 | 0 | 0 | 0 | 0 | 0 | 0 | 0 | 0 | 0 | 0 | 0 | 0 | 0 | 0 | 0 | 0 | 0 | 0 | 0 | 0 | 0 | 0 | 0
PG&E KERN | Goose Lake | 115 | Distributed_Solar |  |  | 0 | 0 | 0 | 0 | 0 | 0 | 0 | 0 | 0 | 0 | 0 | 0 | 0 | 0 | 0 | 0 | 0 | 0 | 0 | 0 | 0 | 0 | 0 | 0 | 0 | 0 | 0 | 0
SCE Metro | Gould | 230 | Distributed_Solar |  |  | 0 | 0 | 0 | 0 | 0 | 0 | 0 | 0 | 0 | 0 | 0 | 0 | 0 | 0 | 0 | 0 | 0 | 0 | 0 | 0 | 0 | 0 | 0 | 0 | 0 | 0 | 0 | 0
PG&E NGBA | Grand Island | 115 | Distributed_Solar |  |  | 1 | 0 | 0 | 0 | 0 | 2.73 | 2.73 | 0 | 0 | 0 | 0 | 2.73 | 2.73 | 0 | 0 | 0 | 0 | 0 | 0 | 0 | 0 | 0 | 0 | 2.73 | 2.73 | 0 | 2.73 | 2.73
SDGE | Granite | 69 | Distributed_Solar |  |  | 0 | 0 | 0 | 0 | 0 | 0 | 0 | 0 | 0 | 0 | 0 | 0 | 0 | 0 | 0 | 0 | 0 | 0 | 0 | 0 | 0 | 0 | 0 | 0 | 0 | 0 | 0 | 0
PG&E GBA | Grant | 115 | Distributed_Solar |  |  | 0 | 0 | 0 | 0 | 0 | 0 | 0 | 0 | 0 | 0 | 0 | 0 | 0 | 0 | 0 | 0 | 0 | 0 | 0 | 0 | 0 | 0 | 0 | 0 | 0 | 0 | 0 | 0
PG&E GBA | Green Valley | 115 | Distributed_Solar |  |  | 0 | 0 | 0 | 0 | 0 | 0 | 0 | 0 | 0 | 0 | 0 | 0 | 0 | 0 | 0 | 0 | 0 | 0 | 0 | 0 | 0 | 0 | 0 | 0 | 0 | 0 | 0 | 0
PG&E NGBA | Greenleaf 1 | 115 | Distributed_Solar |  |  | 0 | 0 | 0 | 0 | 0 | 0 | 0 | 0 | 0 | 0 | 0 | 0 | 0 | 0 | 0 | 0 | 0 | 0 | 0 | 0 | 0 | 0 | 0 | 0 | 0 | 0 | 0 | 0
PG&E FRESNO | Gregg | 230 | Distributed_Solar |  |  | 0 | 0 | 0 | 0 | 0 | 0 | 0 | 0 | 0 | 0 | 0 | 0 | 0 | 0 | 0 | 0 | 0 | 0 | 0 | 0 | 0 | 0 | 0 | 0 | 0 | 0 | 0 | 0
PG&E FRESNO | Grimmway-Malaga | 115 | Distributed_Solar |  |  | 0 | 0 | 0 | 0 | 0 | 0 | 0 | 0 | 0 | 0 | 0 | 0 | 0 | 0 | 0 | 0 | 0 | 0 | 0 | 0 | 0 | 0 | 0 | 0 | 0 | 0 | 0 | 0
PG&E NGBA | Grizzly | 230 | Distributed_Solar |  |  | 0 | 0 | 0 | 0 | 0 | 0 | 0 | 0 | 0 | 0 | 0 | 0 | 0 | 0 | 0 | 0 | 0 | 0 | 0 | 0 | 0 | 0 | 0 | 0 | 0 | 0 | 0 | 0
PG&E FRESNO | Guernsey | 70 | Distributed_Solar |  |  | 1 | 0 | 0 | 0 | 0 | 0 | 0 | 0 | 0 | 0 | 0 | 0 | 0 | 0 | 7.5 | 7.5 | 0 | 0 | 0 | 0 | 7.5 | 7.5 | 0 | 7.5 | 7.5 | 0 | 7.5 | 7.5
PG&E FRESNO | GWF Hanford | 115 | Distributed_Solar |  |  | 0 | 0 | 0 | 0 | 0 | 0 | 0 | 0 | 0 | 0 | 0 | 0 | 0 | 0 | 0 | 0 | 0 | 0 | 0 | 0 | 0 | 0 | 0 | 0 | 0 | 0 | 0 | 0
PG&E FRESNO | Haas | 230 | Distributed_Solar |  |  | 0 | 0 | 0 | 0 | 0 | 0 | 0 | 0 | 0 | 0 | 0 | 0 | 0 | 0 | 0 | 0 | 0 | 0 | 0 | 0 | 0 | 0 | 0 | 0 | 0 | 0 | 0 | 0
PG&E FRESNO | Hammonds | 115 | Distributed_Solar |  |  | 0 | 0 | 0 | 0 | 0 | 0 | 0 | 0 | 0 | 0 | 0 | 0 | 0 | 0 | 0 | 0 | 0 | 0 | 0 | 0 | 0 | 0 | 0 | 0 | 0 | 0 | 0 | 0
SCE Metro | HarborGen | 230 | Distributed_Solar |  |  | 0 | 0 | 0 | 0 | 0 | 0 | 0 | 0 | 0 | 0 | 0 | 0 | 0 | 0 | 0 | 0 | 0 | 0 | 0 | 0 | 0 | 0 | 0 | 0 | 0 | 0 | 0 | 0
PG&E NGBA | Harris | 60 | Distributed_Solar |  |  | 0 | 0 | 0 | 0 | 0 | 0 | 0 | 0 | 0 | 0 | 0 | 0 | 0 | 0 | 0 | 0 | 0 | 0 | 0 | 0 | 0 | 0 | 0 | 0 | 0 | 0 | 0 | 0
EOP | Harry Allen | 500 | Distributed_Solar |  |  | 0 | 0 | 0 | 0 | 0 | 0 | 0 | 0 | 0 | 0 | 0 | 0 | 0 | 0 | 0 | 0 | 0 | 0 | 0 | 0 | 0 | 0 | 0 | 0 | 0 | 0 | 0 | 0
PG&E NGBA | Hartley | 60 | Distributed_Solar |  |  | 0 | 0 | 0 | 0 | 0 | 0 | 0 | 0 | 0 | 0 | 0 | 0 | 0 | 0 | 0 | 0 | 0 | 0 | 0 | 0 | 0 | 0 | 0 | 0 | 0 | 0 | 0 | 0
SCE NOL | Harvard | 115 | Distributed_Solar |  |  | 0 | 0 | 0 | 0 | 0 | 0 | 0 | 0 | 0 | 0 | 0 | 0 | 0 | 0 | 0 | 0 | 0 | 0 | 0 | 0 | 0 | 0 | 0 | 0 | 0 | 0 | 0 | 0
SDGE | Hassayampa | 500 | Distributed_Solar |  |  | 0 | 0 | 0 | 0 | 0 | 0 | 0 | 0 | 0 | 0 | 0 | 0 | 0 | 0 | 0 | 0 | 0 | 0 | 0 | 0 | 0 | 0 | 0 | 0 | 0 | 0 | 0 | 0
PG&E FRESNO | Helm | 230 | Distributed_Solar |  |  | 0 | 0 | 0 | 0 | 0 | 0 | 0 | 0 | 0 | 0 | 0 | 0 | 0 | 0 | 0 | 0 | 0 | 0 | 0 | 0 | 0 | 0 | 0 | 0 | 0 | 0 | 0 | 0
PG&E FRESNO | Helm | 70 | Distributed_Solar |  |  | 0 | 0 | 0 | 0 | 0 | 0 | 0 | 0 | 0 | 0 | 0 | 0 | 0 | 0 | 0 | 0 | 0 | 0 | 0 | 0 | 0 | 0 | 0 | 0 | 0 | 0 | 0 | 0
PG&E FRESNO | Henrietta | 115 | Distributed_Solar |  |  | 0 | 0 | 0 | 0 | 0 | 0 | 0 | 0 | 0 | 0 | 0 | 0 | 0 | 0 | 0 | 0 | 0 | 0 | 0 | 0 | 0 | 0 | 0 | 0 | 0 | 0 | 0 | 0
PG&E FRESNO | Henrietta | 230 | Distributed_Solar |  |  | 0 | 0 | 0 | 0 | 0 | 0 | 0 | 0 | 0 | 0 | 0 | 0 | 0 | 0 | 0 | 0 | 0 | 0 | 0 | 0 | 0 | 0 | 0 | 0 | 0 | 0 | 0 | 0
PG&E FRESNO | Henrietta | 70 | Distributed_Solar |  |  | 1 | 0 | 0 | 0 | 0 | 3 | 3 | 0 | 0 | 0 | 0 | 3 | 3 | 0 | 0 | 0 | 0 | 0 | 0 | 0 | 0 | 0 | 0 | 3 | 3 | 0 | 3 | 3
PG&E FRESNO | Herndon | 115 | Distributed_Solar |  |  | 0 | 0 | 0 | 0 | 0 | 0 | 0 | 0 | 0 | 0 | 0 | 0 | 0 | 0 | 0 | 0 | 0 | 0 | 0 | 0 | 0 | 0 | 0 | 0 | 0 | 0 | 0 | 0
PG&E FRESNO | Herndon | 230 | Distributed_Solar |  |  | 0 | 0 | 0 | 0 | 0 | 0 | 0 | 0 | 0 | 0 | 0 | 0 | 0 | 0 | 0 | 0 | 0 | 0 | 0 | 0 | 0 | 0 | 0 | 0 | 0 | 0 | 0 | 0
PG&E GBA | Hicks | 230 | Distributed_Solar |  |  | 0 | 0 | 0 | 0 | 0 | 0 | 0 | 0 | 0 | 0 | 0 | 0 | 0 | 0 | 0 | 0 | 0 | 0 | 0 | 0 | 0 | 0 | 0 | 0 | 0 | 0 | 0 | 0
PG&E NGBA | Higgins | 115 | Distributed_Solar |  |  | 0 | 0 | 0 | 0 | 0 | 0 | 0 | 0 | 0 | 0 | 0 | 0 | 0 | 0 | 0 | 0 | 0 | 0 | 0 | 0 | 0 | 0 | 0 | 0 | 0 | 0 | 0 | 0
PG&E NGBA | Hilltop | 345 | Distributed_Solar |  |  | 0 | 0 | 0 | 0 | 0 | 0 | 0 | 0 | 0 | 0 | 0 | 0 | 0 | 0 | 0 | 0 | 0 | 0 | 0 | 0 | 0 | 0 | 0 | 0 | 0 | 0 | 0 | 0
SCE Metro | Hinson | 230 | Distributed_Solar |  |  | 1 | 0 | 0 | 0 | 0 | 3.08 | 3.08 | 0 | 0 | 0 | 0 | 3.08 | 3.08 | 0 | 0 | 0 | 0 | 0 | 0 | 0 | 0 | 0 | 0 | 3.08 | 3.08 | 0 | 3.08 | 3.08
PG&E GBA | Hollister | 115 | Distributed_Solar |  |  | 0 | 0 | 0 | 0 | 0 | 0 | 0 | 0 | 0 | 0 | 0 | 0 | 0 | 0 | 0 | 0 | 0 | 0 | 0 | 0 | 0 | 0 | 0 | 0 | 0 | 0 | 0 | 0
PG&E NGBA | Homestake | 115 | Distributed_Solar |  |  | 0 | 0 | 0 | 0 | 0 | 0 | 0 | 0 | 0 | 0 | 0 | 0 | 0 | 0 | 0 | 0 | 0 | 0 | 0 | 0 | 0 | 0 | 0 | 0 | 0 | 0 | 0 | 0
PG&E NGBA | Honcut | 115 | Distributed_Solar |  |  | 0 | 0 | 0 | 0 | 0 | 0 | 0 | 0 | 0 | 0 | 0 | 0 | 0 | 0 | 0 | 0 | 0 | 0 | 0 | 0 | 0 | 0 | 0 | 0 | 0 | 0 | 0 | 0
SDGE | Hoodoo Wash | 500 | Distributed_Solar |  |  | 0 | 0 | 0 | 0 | 0 | 0 | 0 | 0 | 0 | 0 | 0 | 0 | 0 | 0 | 0 | 0 | 0 | 0 | 0 | 0 | 0 | 0 | 0 | 0 | 0 | 0 | 0 | 0
PG&E NGBA | Hopland | 115 | Distributed_Solar |  |  | 0 | 0 | 0 | 0 | 0 | 0 | 0 | 0 | 0 | 0 | 0 | 0 | 0 | 0 | 0 | 0 | 0 | 0 | 0 | 0 | 0 | 0 | 0 | 0 | 0 | 0 | 0 | 0
PG&E NGBA | Hopland | 60 | Distributed_Solar |  |  | 0 | 0 | 0 | 0 | 0 | 0 | 0 | 0 | 0 | 0 | 0 | 0 | 0 | 0 | 0 | 0 | 0 | 0 | 0 | 0 | 0 | 0 | 0 | 0 | 0 | 0 | 0 | 0
PG&E NGBA | Humboldt | 115 | Distributed_Solar |  |  | 0 | 0 | 0 | 0 | 0 | 0 | 0 | 0 | 0 | 0 | 0 | 0 | 0 | 0 | 0 | 0 | 0 | 0 | 0 | 0 | 0 | 0 | 0 | 0 | 0 | 0 | 0 | 0
PG&E NGBA | Humboldt | 60 | Distributed_Solar |  |  | 1 | 0 | 0 | 0 | 0 | 1.999 | 1.999 | 0 | 0 | 0 | 0 | 1.999 | 1.999 | 0 | 0 | 0 | 0 | 0 | 0 | 0 | 0 | 0 | 0 | 1.999 | 1.999 | 0 | 1.999 | 1.999
PG&E NGBA | Humboldt | 500 | Distributed_Solar |  |  | 0 | 0 | 0 | 0 | 0 | 0 | 0 | 0 | 0 | 0 | 0 | 0 | 0 | 0 | 0 | 0 | 0 | 0 | 0 | 0 | 0 | 0 | 0 | 0 | 0 | 0 | 0 | 0
SCE Metro | Huntington Beach | 230 | Distributed_Solar |  |  | 0 | 0 | 0 | 0 | 0 | 0 | 0 | 0 | 0 | 0 | 0 | 0 | 0 | 0 | 0 | 0 | 0 | 0 | 0 | 0 | 0 | 0 | 0 | 0 | 0 | 0 | 0 | 0
PG&E NGBA | Ignacio | 115 | Distributed_Solar |  |  | 0 | 0 | 0 | 0 | 0 | 0 | 0 | 0 | 0 | 0 | 0 | 0 | 0 | 0 | 0 | 0 | 0 | 0 | 0 | 0 | 0 | 0 | 0 | 0 | 0 | 0 | 0 | 0
PG&E NGBA | Ignacio | 230 | Distributed_Solar |  |  | 0 | 0 | 0 | 0 | 0 | 0 | 0 | 0 | 0 | 0 | 0 | 0 | 0 | 0 | 0 | 0 | 0 | 0 | 0 | 0 | 0 | 0 | 0 | 0 | 0 | 0 | 0 | 0
PG&E NGBA | Ignacio | 60 | Distributed_Solar |  |  | 0 | 0 | 0 | 0 | 0 | 0 | 0 | 0 | 0 | 0 | 0 | 0 | 0 | 0 | 0 | 0 | 0 | 0 | 0 | 0 | 0 | 0 | 0 | 0 | 0 | 0 | 0 | 0
SDGE | Imperial Beach | 69 | Distributed_Solar |  |  | 0 | 0 | 0 | 0 | 0 | 0 | 0 | 0 | 0 | 0 | 0 | 0 | 0 | 0 | 0 | 0 | 0 | 0 | 0 | 0 | 0 | 0 | 0 | 0 | 0 | 0 | 0 | 0
SDGE | Imperial Valley | 230 | Distributed_Solar |  |  | 0 | 0 | 0 | 0 | 0 | 0 | 0 | 0 | 0 | 0 | 0 | 0 | 0 | 0 | 0 | 0 | 0 | 0 | 0 | 0 | 0 | 0 | 0 | 0 | 0 | 0 | 0 | 0
SDGE | Imperial Valley | 500 | Distributed_Solar |  |  | 0 | 0 | 0 | 0 | 0 | 0 | 0 | 0 | 0 | 0 | 0 | 0 | 0 | 0 | 0 | 0 | 0 | 0 | 0 | 0 | 0 | 0 | 0 | 0 | 0 | 0 | 0 | 0
EOP | Innovation | 138 | Distributed_Solar |  |  | 0 | 0 | 0 | 0 | 0 | 0 | 0 | 0 | 0 | 0 | 0 | 0 | 0 | 0 | 0 | 0 | 0 | 0 | 0 | 0 | 0 | 0 | 0 | 0 | 0 | 0 | 0 | 0
EOP | Innovation | 230 | Distributed_Solar |  |  | 0 | 0 | 0 | 0 | 0 | 0 | 0 | 0 | 0 | 0 | 0 | 0 | 0 | 0 | 0 | 0 | 0 | 0 | 0 | 0 | 0 | 0 | 0 | 0 | 0 | 0 | 0 | 0
SCE NOL | Inyokern | 115 | Distributed_Solar |  |  | 0 | 0 | 0 | 0 | 0 | 0 | 0 | 0 | 0 | 0 | 0 | 0 | 0 | 0 | 0 | 0 | 0 | 0 | 0 | 0 | 0 | 0 | 0 | 0 | 0 | 0 | 0 | 0
EOP | IS Tap | 138 | Distributed_Solar |  |  | 0 | 0 | 0 | 0 | 0 | 0 | 0 | 0 | 0 | 0 | 0 | 0 | 0 | 0 | 0 | 0 | 0 | 0 | 0 | 0 | 0 | 0 | 0 | 0 | 0 | 0 | 0 | 0
EOP | Ivanpah | 115 | Distributed_Solar |  |  | 0 | 0 | 0 | 0 | 0 | 0 | 0 | 0 | 0 | 0 | 0 | 0 | 0 | 0 | 0 | 0 | 0 | 0 | 0 | 0 | 0 | 0 | 0 | 0 | 0 | 0 | 0 | 0
EOP | Ivanpah | 230 | Distributed_Solar |  |  | 0 | 0 | 0 | 0 | 0 | 0 | 0 | 0 | 0 | 0 | 0 | 0 | 0 | 0 | 0 | 0 | 0 | 0 | 0 | 0 | 0 | 0 | 0 | 0 | 0 | 0 | 0 | 0
EOP | Jackass (DOE) | 138 | Distributed_Solar |  |  | 0 | 0 | 0 | 0 | 0 | 0 | 0 | 0 | 0 | 0 | 0 | 0 | 0 | 0 | 0 | 0 | 0 | 0 | 0 | 0 | 0 | 0 | 0 | 0 | 0 | 0 | 0 | 0
PG&E NGBA | James B Black | 230 | Distributed_Solar |  |  | 0 | 0 | 0 | 0 | 0 | 0 | 0 | 0 | 0 | 0 | 0 | 0 | 0 | 0 | 0 | 0 | 0 | 0 | 0 | 0 | 0 | 0 | 0 | 0 | 0 | 0 | 0 | 0
PG&E GBA | Jefferson | 230 | Distributed_Solar |  |  | 0 | 0 | 0 | 0 | 0 | 0 | 0 | 0 | 0 | 0 | 0 | 0 | 0 | 0 | 0 | 0 | 0 | 0 | 0 | 0 | 0 | 0 | 0 | 0 | 0 | 0 | 0 | 0
PG&E NGBA | Jessup | 115 | Distributed_Solar |  |  | 0 | 0 | 0 | 0 | 0 | 0 | 0 | 0 | 0 | 0 | 0 | 0 | 0 | 0 | 0 | 0 | 0 | 0 | 0 | 0 | 0 | 0 | 0 | 0 | 0 | 0 | 0 | 0
SCE Metro | Johanna | 230 | Distributed_Solar |  |  | 0 | 0 | 0 | 0 | 0 | 0 | 0 | 0 | 0 | 0 | 0 | 0 | 0 | 0 | 0 | 0 | 0 | 0 | 0 | 0 | 0 | 0 | 0 | 0 | 0 | 0 | 0 | 0
SCE Eastern | Julian Hinds | 230 | Distributed_Solar |  |  | 0 | 0 | 0 | 0 | 0 | 0 | 0 | 0 | 0 | 0 | 0 | 0 | 0 | 0 | 0 | 0 | 0 | 0 | 0 | 0 | 0 | 0 | 0 | 0 | 0 | 0 | 0 | 0
PG&E GBA | Kasson | 115 | Distributed_Solar |  |  | 0 | 0 | 0 | 0 | 0 | 0 | 0 | 0 | 0 | 0 | 0 | 0 | 0 | 0 | 0 | 0 | 0 | 0 | 0 | 0 | 0 | 0 | 0 | 0 | 0 | 0 | 0 | 0
PG&E GBA | Kasson | 60 | Distributed_Solar |  |  | 0 | 0 | 0 | 0 | 0 | 0 | 0 | 0 | 0 | 0 | 0 | 0 | 0 | 0 | 0 | 0 | 0 | 0 | 0 | 0 | 0 | 0 | 0 | 0 | 0 | 0 | 0 | 0
PG&E FRESNO | Kearney | 230 | Distributed_Solar |  |  | 1 | 0 | 0 | 0 | 0 | 10 | 10 | 0 | 0 | 0 | 0 | 10 | 10 | 0 | 0 | 0 | 0 | 0 | 0 | 0 | 0 | 0 | 0 | 10 | 10 | 0 | 10 | 10
PG&E FRESNO | Kearney | 70 | Distributed_Solar |  |  | 0 | 0 | 0 | 0 | 0 | 0 | 0 | 0 | 0 | 0 | 0 | 0 | 0 | 0 | 0 | 0 | 0 | 0 | 0 | 0 | 0 | 0 | 0 | 0 | 0 | 0 | 0 | 0
PG&E GBA | Kelso | 230 | Distributed_Solar |  |  | 0 | 0 | 0 | 0 | 0 | 0 | 0 | 0 | 0 | 0 | 0 | 0 | 0 | 0 | 0 | 0 | 0 | 0 | 0 | 0 | 0 | 0 | 0 | 0 | 0 | 0 | 0 | 0
PG&E FRESNO | Kerchoff 1 | 115 | Distributed_Solar |  |  | 0 | 0 | 0 | 0 | 0 | 0 | 0 | 0 | 0 | 0 | 0 | 0 | 0 | 0 | 0 | 0 | 0 | 0 | 0 | 0 | 0 | 0 | 0 | 0 | 0 | 0 | 0 | 0
PG&E KERN | Kern Oil | 115 | Distributed_Solar |  |  | 1 | 0 | 0 | 0 | 0 | 0 | 0 | 0 | 0 | 0 | 0 | 0 | 0 | 0 | 1 | 1 | 0 | 0 | 0 | 0 | 1 | 1 | 0 | 1 | 1 | 0 | 1 | 1
PG&E KERN | Kern PP | 115 | Distributed_Solar |  |  | 0 | 0 | 0 | 0 | 0 | 0 | 0 | 0 | 0 | 0 | 0 | 0 | 0 | 0 | 0 | 0 | 0 | 0 | 0 | 0 | 0 | 0 | 0 | 0 | 0 | 0 | 0 | 0
PG&E KERN | Kern PP | 230 | Distributed_Solar |  |  | 0 | 0 | 0 | 0 | 0 | 0 | 0 | 0 | 0 | 0 | 0 | 0 | 0 | 0 | 0 | 0 | 0 | 0 | 0 | 0 | 0 | 0 | 0 | 0 | 0 | 0 | 0 | 0
PG&E KERN | Kern PP | 70 | Distributed_Solar |  |  | 0 | 0 | 0 | 0 | 0 | 0 | 0 | 0 | 0 | 0 | 0 | 0 | 0 | 0 | 0 | 0 | 0 | 0 | 0 | 0 | 0 | 0 | 0 | 0 | 0 | 0 | 0 | 0
PG&E KERN | Kernridge | 115 | Distributed_Solar |  |  | 0 | 0 | 0 | 0 | 0 | 0 | 0 | 0 | 0 | 0 | 0 | 0 | 0 | 0 | 0 | 0 | 0 | 0 | 0 | 0 | 0 | 0 | 0 | 0 | 0 | 0 | 0 | 0
PG&E FRESNO | Kingsburg | 115 | Distributed_Solar |  |  | 0 | 0 | 0 | 0 | 0 | 0 | 0 | 0 | 0 | 0 | 0 | 0 | 0 | 0 | 0 | 0 | 0 | 0 | 0 | 0 | 0 | 0 | 0 | 0 | 0 | 0 | 0 | 0
PG&E GBA | Kirker | 115 | Distributed_Solar |  |  | 1 | 0 | 0 | 0 | 0 | 2.9 | 2.9 | 0 | 0 | 0 | 0 | 2.9 | 2.9 | 0 | 0 | 0 | 0 | 0 | 0 | 0 | 0 | 0 | 0 | 2.9 | 2.9 | 0 | 2.9 | 2.9
PG&E NGBA | Knights Landing | 115 | Distributed_Solar |  |  | 0 | 0 | 0 | 0 | 0 | 0 | 0 | 0 | 0 | 0 | 0 | 0 | 0 | 0 | 0 | 0 | 0 | 0 | 0 | 0 | 0 | 0 | 0 | 0 | 0 | 0 | 0 | 0
PG&E NGBA | Konocti | 60 | Distributed_Solar |  |  | 0 | 0 | 0 | 0 | 0 | 0 | 0 | 0 | 0 | 0 | 0 | 0 | 0 | 0 | 0 | 0 | 0 | 0 | 0 | 0 | 0 | 0 | 0 | 0 | 0 | 0 | 0 | 0
SCE NOL | Kramer | 115 | Distributed_Solar |  |  | 1 | 0 | 0 | 0 | 0 | 0 | 0 | 0 | 0 | 0 | 0 | 0 | 0 | 0 | 4 | 4 | 0 | 0 | 0 | 0 | 4 | 4 | 0 | 4 | 4 | 0 | 4 | 4
SCE NOL | Kramer | 230 | Distributed_Solar |  |  | 0 | 0 | 0 | 0 | 0 | 0 | 0 | 0 | 0 | 0 | 0 | 0 | 0 | 0 | 0 | 0 | 0 | 0 | 0 | 0 | 0 | 0 | 0 | 0 | 0 | 0 | 0 | 0
SCE Metro | La Cienega | 230 | Distributed_Solar |  |  | 0 | 0 | 0 | 0 | 0 | 0 | 0 | 0 | 0 | 0 | 0 | 0 | 0 | 0 | 0 | 0 | 0 | 0 | 0 | 0 | 0 | 0 | 0 | 0 | 0 | 0 | 0 | 0
SCE Metro | La Fresa | 230 | Distributed_Solar |  |  | 1 | 0 | 0 | 0 | 0 | 0.64 | 0.64 | 0 | 0 | 0 | 0 | 0.64 | 0.64 | 0 | 0 | 0 | 0 | 0 | 0 | 0 | 0 | 0 | 0 | 0.64 | 0.64 | 0 | 0.64 | 0.64
SCE Metro | Laguna Bell | 230 | Distributed_Solar |  |  | 1 | 0 | 0 | 0 | 0 | 3.27 | 3.27 | 0 | 0 | 0 | 0 | 3.27 | 3.27 | 0 | 0 | 0 | 0 | 0 | 0 | 0 | 0 | 0 | 0 | 3.27 | 3.27 | 0 | 3.27 | 3.27
PG&E KERN | Lakeview | 70 | Distributed_Solar |  |  | 0 | 0 | 0 | 0 | 0 | 0 | 0 | 0 | 0 | 0 | 0 | 0 | 0 | 0 | 0 | 0 | 0 | 0 | 0 | 0 | 0 | 0 | 0 | 0 | 0 | 0 | 0 | 0
PG&E NGBA | Lakeville | 230 | Distributed_Solar |  |  | 0 | 0 | 0 | 0 | 0 | 0 | 0 | 0 | 0 | 0 | 0 | 0 | 0 | 0 | 0 | 0 | 0 | 0 | 0 | 0 | 0 | 0 | 0 | 0 | 0 | 0 | 0 | 0
PG&E NGBA | Lakeville | 60 | Distributed_Solar |  |  | 1 | 0 | 0 | 0 | 0 | 0 | 0 | 0 | 0 | 0 | 0 | 0 | 0 | 0 | 4 | 4 | 0 | 0 | 0 | 0 | 4 | 4 | 0 | 4 | 4 | 0 | 4 | 4
PG&E NGBA | Lakeville | 115 | Distributed_Solar |  |  | 0 | 0 | 0 | 0 | 0 | 0 | 0 | 0 | 0 | 0 | 0 | 0 | 0 | 0 | 0 | 0 | 0 | 0 | 0 | 0 | 0 | 0 | 0 | 0 | 0 | 0 | 0 | 0
PG&E GBA | Lakewood | 115 | Distributed_Solar |  |  | 0 | 0 | 0 | 0 | 0 | 0 | 0 | 0 | 0 | 0 | 0 | 0 | 0 | 0 | 0 | 0 | 0 | 0 | 0 | 0 | 0 | 0 | 0 | 0 | 0 | 0 | 0 | 0
PG&E NGBA | Lambie | 230 | Distributed_Solar |  |  | 0 | 0 | 0 | 0 | 0 | 0 | 0 | 0 | 0 | 0 | 0 | 0 | 0 | 0 | 0 | 0 | 0 | 0 | 0 | 0 | 0 | 0 | 0 | 0 | 0 | 0 | 0 | 0
PG&E GBA | Lammers | 115 | Distributed_Solar |  |  | 0 | 0 | 0 | 0 | 0 | 0 | 0 | 0 | 0 | 0 | 0 | 0 | 0 | 0 | 0 | 0 | 0 | 0 | 0 | 0 | 0 | 0 | 0 | 0 | 0 | 0 | 0 | 0
PG&E KERN | Lamont | 115 | Distributed_Solar |  |  | 1 | 0 | 0 | 0 | 0 | 0 | 0 | 0 | 0 | 0 | 0 | 0 | 0 | 0 | 4 | 4 | 0 | 0 | 0 | 0 | 4 | 4 | 0 | 4 | 4 | 0 | 4 | 4
PG&E FRESNO | Las Aguilas | 230 | Distributed_Solar |  |  | 0 | 0 | 0 | 0 | 0 | 0 | 0 | 0 | 0 | 0 | 0 | 0 | 0 | 0 | 0 | 0 | 0 | 0 | 0 | 0 | 0 | 0 | 0 | 0 | 0 | 0 | 0 | 0
EOP | Lathrop | 138 | Distributed_Solar |  |  | 0 | 0 | 0 | 0 | 0 | 0 | 0 | 0 | 0 | 0 | 0 | 0 | 0 | 0 | 0 | 0 | 0 | 0 | 0 | 0 | 0 | 0 | 0 | 0 | 0 | 0 | 0 | 0
EOP | Lathrop | 230 | Distributed_Solar |  |  | 0 | 0 | 0 | 0 | 0 | 0 | 0 | 0 | 0 | 0 | 0 | 0 | 0 | 0 | 0 | 0 | 0 | 0 | 0 | 0 | 0 | 0 | 0 | 0 | 0 | 0 | 0 | 0
PG&E FRESNO | Le Grand | 115 | Distributed_Solar |  |  | 0 | 0 | 0 | 0 | 0 | 0 | 0 | 0 | 0 | 0 | 0 | 0 | 0 | 0 | 0 | 0 | 0 | 0 | 0 | 0 | 0 | 0 | 0 | 0 | 0 | 0 | 0 | 0
PG&E FRESNO | Lemoore | 70 | Distributed_Solar |  |  | 0 | 0 | 0 | 0 | 0 | 0 | 0 | 0 | 0 | 0 | 0 | 0 | 0 | 0 | 0 | 0 | 0 | 0 | 0 | 0 | 0 | 0 | 0 | 0 | 0 | 0 | 0 | 0
PG&E KERN | Lerdo | 115 | Distributed_Solar |  |  | 0 | 0 | 0 | 0 | 0 | 0 | 0 | 0 | 0 | 0 | 0 | 0 | 0 | 0 | 0 | 0 | 0 | 0 | 0 | 0 | 0 | 0 | 0 | 0 | 0 | 0 | 0 | 0
SCE Metro | Lewis | 230 | Distributed_Solar |  |  | 0 | 0 | 0 | 0 | 0 | 0 | 0 | 0 | 0 | 0 | 0 | 0 | 0 | 0 | 0 | 0 | 0 | 0 | 0 | 0 | 0 | 0 | 0 | 0 | 0 | 0 | 0 | 0
SCE Metro | Lighthipe | 230 | Distributed_Solar |  |  | 1 | 0 | 0 | 0 | 0 | 3.24 | 3.24 | 0 | 0 | 0 | 0 | 3.24 | 3.24 | 0 | 0 | 0 | 0 | 0 | 0 | 0 | 0 | 0 | 0 | 3.24 | 3.24 | 0 | 3.24 | 3.24
SDGE | Lilac | 69 | Distributed_Solar |  |  | 0 | 0 | 0 | 0 | 0 | 0 | 0 | 0 | 0 | 0 | 0 | 0 | 0 | 0 | 0 | 0 | 0 | 0 | 0 | 0 | 0 | 0 | 0 | 0 | 0 | 0 | 0 | 0
PG&E NGBA | Lincoln | 115 | Distributed_Solar |  |  | 0 | 0 | 0 | 0 | 0 | 0 | 0 | 0 | 0 | 0 | 0 | 0 | 0 | 0 | 0 | 0 | 0 | 0 | 0 | 0 | 0 | 0 | 0 | 0 | 0 | 0 | 0 | 0
PG&E KERN | Live Oak | 115 | Distributed_Solar |  |  | 0 | 0 | 0 | 0 | 0 | 0 | 0 | 0 | 0 | 0 | 0 | 0 | 0 | 0 | 0 | 0 | 0 | 0 | 0 | 0 | 0 | 0 | 0 | 0 | 0 | 0 | 0 | 0
PG&E GBA | Llagas | 115 | Distributed_Solar |  |  | 0 | 0 | 0 | 0 | 0 | 0 | 0 | 0 | 0 | 0 | 0 | 0 | 0 | 0 | 0 | 0 | 0 | 0 | 0 | 0 | 0 | 0 | 0 | 0 | 0 | 0 | 0 | 0
PG&E GBA | Lockeford | 115 | Distributed_Solar |  |  | 0 | 0 | 0 | 0 | 0 | 0 | 0 | 0 | 0 | 0 | 0 | 0 | 0 | 0 | 0 | 0 | 0 | 0 | 0 | 0 | 0 | 0 | 0 | 0 | 0 | 0 | 0 | 0
PG&E GBA | Lockeford | 230 | Distributed_Solar |  |  | 0 | 0 | 0 | 0 | 0 | 0 | 0 | 0 | 0 | 0 | 0 | 0 | 0 | 0 | 0 | 0 | 0 | 0 | 0 | 0 | 0 | 0 | 0 | 0 | 0 | 0 | 0 | 0
PG&E GBA | Lockeford | 60 | Distributed_Solar |  |  | 0 | 0 | 0 | 0 | 0 | 0 | 0 | 0 | 0 | 0 | 0 | 0 | 0 | 0 | 0 | 0 | 0 | 0 | 0 | 0 | 0 | 0 | 0 | 0 | 0 | 0 | 0 | 0
PG&E GBA | Lodi | 230 | Distributed_Solar |  |  | 0 | 0 | 0 | 0 | 0 | 0 | 0 | 0 | 0 | 0 | 0 | 0 | 0 | 0 | 0 | 0 | 0 | 0 | 0 | 0 | 0 | 0 | 0 | 0 | 0 | 0 | 0 | 0
PG&E NGBA | Logan Creek | 230 | Distributed_Solar |  |  | 0 | 0 | 0 | 0 | 0 | 0 | 0 | 0 | 0 | 0 | 0 | 0 | 0 | 0 | 0 | 0 | 0 | 0 | 0 | 0 | 0 | 0 | 0 | 0 | 0 | 0 | 0 | 0
PG&E GBA | Lone Tree | 230 | Distributed_Solar |  |  | 1 | 0 | 0 | 0 | 0 | 0 | 0 | 0 | 0 | 0 | 0 | 0 | 0 | 0 | 1.8 | 1.8 | 0 | 0 | 0 | 0 | 1.8 | 1.8 | 0 | 1.8 | 1.8 | 0 | 1.8 | 1.8
PG&E FRESNO | Los Banos | 230 | Distributed_Solar |  |  | 1 | 0 | 0 | 0 | 0 | 5.9 | 5.9 | 0 | 0 | 0 | 0 | 5.9 | 5.9 | 0 | 0 | 0 | 0 | 0 | 0 | 0 | 0 | 0 | 0 | 5.9 | 5.9 | 0 | 5.9 | 5.9
PG&E FRESNO | Los Banos | 500 | Distributed_Solar |  |  | 0 | 0 | 0 | 0 | 0 | 0 | 0 | 0 | 0 | 0 | 0 | 0 | 0 | 0 | 0 | 0 | 0 | 0 | 0 | 0 | 0 | 0 | 0 | 0 | 0 | 0 | 0 | 0
SDGE | Los Coches | 138 | Distributed_Solar |  |  | 0 | 0 | 0 | 0 | 0 | 0 | 0 | 0 | 0 | 0 | 0 | 0 | 0 | 0 | 0 | 0 | 0 | 0 | 0 | 0 | 0 | 0 | 0 | 0 | 0 | 0 | 0 | 0
SDGE | Los Coches | 69 | Distributed_Solar |  |  | 0 | 0 | 0 | 0 | 0 | 0 | 0 | 0 | 0 | 0 | 0 | 0 | 0 | 0 | 0 | 0 | 0 | 0 | 0 | 0 | 0 | 0 | 0 | 0 | 0 | 0 | 0 | 0
PG&E GBA | Los Esteros | 115 | Distributed_Solar |  |  | 0 | 0 | 0 | 0 | 0 | 0 | 0 | 0 | 0 | 0 | 0 | 0 | 0 | 0 | 0 | 0 | 0 | 0 | 0 | 0 | 0 | 0 | 0 | 0 | 0 | 0 | 0 | 0
PG&E GBA | Los Esteros | 230 | Distributed_Solar |  |  | 0 | 0 | 0 | 0 | 0 | 0 | 0 | 0 | 0 | 0 | 0 | 0 | 0 | 0 | 0 | 0 | 0 | 0 | 0 | 0 | 0 | 0 | 0 | 0 | 0 | 0 | 0 | 0
PG&E GBA | Los Positas | 230 | Distributed_Solar |  |  | 0 | 0 | 0 | 0 | 0 | 0 | 0 | 0 | 0 | 0 | 0 | 0 | 0 | 0 | 0 | 0 | 0 | 0 | 0 | 0 | 0 | 0 | 0 | 0 | 0 | 0 | 0 | 0
PG&E GBA | Los Positas | 60 | Distributed_Solar |  |  | 0 | 0 | 0 | 0 | 0 | 0 | 0 | 0 | 0 | 0 | 0 | 0 | 0 | 0 | 0 | 0 | 0 | 0 | 0 | 0 | 0 | 0 | 0 | 0 | 0 | 0 | 0 | 0
SDGE | Loveland | 69 | Distributed_Solar |  |  | 1 | 0 | 0 | 0 | 0 | 0 | 0 | 0 | 0 | 0 | 0 | 0 | 0 | 0 | 4 | 4 | 0 | 0 | 0 | 0 | 4 | 4 | 0 | 4 | 4 | 0 | 4 | 4
SCE NOL | Lugo | 230 | Distributed_Solar |  |  | 0 | 0 | 0 | 0 | 0 | 0 | 0 | 0 | 0 | 0 | 0 | 0 | 0 | 0 | 0 | 0 | 0 | 0 | 0 | 0 | 0 | 0 | 0 | 0 | 0 | 0 | 0 | 0
SCE Metro | Lugo | 500 | Distributed_Solar |  |  | 0 | 0 | 0 | 0 | 0 | 0 | 0 | 0 | 0 | 0 | 0 | 0 | 0 | 0 | 0 | 0 | 0 | 0 | 0 | 0 | 0 | 0 | 0 | 0 | 0 | 0 | 0 | 0
PG&E FRESNO | Madera | 70 | Distributed_Solar |  |  | 0 | 0 | 0 | 0 | 0 | 0 | 0 | 0 | 0 | 0 | 0 | 0 | 0 | 0 | 0 | 0 | 0 | 0 | 0 | 0 | 0 | 0 | 0 | 0 | 0 | 0 | 0 | 0
PG&E NGBA | Madison | 115 | Distributed_Solar |  |  | 0 | 0 | 0 | 0 | 0 | 0 | 0 | 0 | 0 | 0 | 0 | 0 | 0 | 0 | 0 | 0 | 0 | 0 | 0 | 0 | 0 | 0 | 0 | 0 | 0 | 0 | 0 | 0
PG&E KERN | Magunden | 115 | Distributed_Solar |  |  | 0 | 0 | 0 | 0 | 0 | 0 | 0 | 0 | 0 | 0 | 0 | 0 | 0 | 0 | 0 | 0 | 0 | 0 | 0 | 0 | 0 | 0 | 0 | 0 | 0 | 0 | 0 | 0
SCE Northern | Magunden | 230 | Distributed_Solar |  |  | 0 | 0 | 0 | 0 | 0 | 0 | 0 | 0 | 0 | 0 | 0 | 0 | 0 | 0 | 0 | 0 | 0 | 0 | 0 | 0 | 0 | 0 | 0 | 0 | 0 | 0 | 0 | 0
PG&E FRESNO | Malaga | 115 | Distributed_Solar |  |  | 0 | 0 | 0 | 0 | 0 | 0 | 0 | 0 | 0 | 0 | 0 | 0 | 0 | 0 | 0 | 0 | 0 | 0 | 0 | 0 | 0 | 0 | 0 | 0 | 0 | 0 | 0 | 0
PG&E NGBA | Malin | 500 | Distributed_Solar |  |  | 0 | 0 | 0 | 0 | 0 | 0 | 0 | 0 | 0 | 0 | 0 | 0 | 0 | 0 | 0 | 0 | 0 | 0 | 0 | 0 | 0 | 0 | 0 | 0 | 0 | 0 | 0 | 0
SCE Northern | Mandalay | 230 | Distributed_Solar |  |  | 0 | 0 | 0 | 0 | 0 | 0 | 0 | 0 | 0 | 0 | 0 | 0 | 0 | 0 | 0 | 0 | 0 | 0 | 0 | 0 | 0 | 0 | 0 | 0 | 0 | 0 | 0 | 0
PG&E FRESNO | Manning | 230 | Distributed_Solar |  |  | 0 | 0 | 0 | 0 | 0 | 0 | 0 | 0 | 0 | 0 | 0 | 0 | 0 | 0 | 0 | 0 | 0 | 0 | 0 | 0 | 0 | 0 | 0 | 0 | 0 | 0 | 0 | 0
PG&E FRESNO | Manning | 500 | Distributed_Solar |  |  | 0 | 0 | 0 | 0 | 0 | 0 | 0 | 0 | 0 | 0 | 0 | 0 | 0 | 0 | 0 | 0 | 0 | 0 | 0 | 0 | 0 | 0 | 0 | 0 | 0 | 0 | 0 | 0
PG&E GBA | Manteca | 115 | Distributed_Solar |  |  | 1 | 0 | 0 | 0 | 0 | 0 | 0 | 0 | 0 | 0 | 0 | 0 | 0 | 0 | 1.5 | 1.5 | 0 | 0 | 0 | 0 | 1.5 | 1.5 | 0 | 1.5 | 1.5 | 0 | 1.5 | 1.5
SDGE | Margarita | 138 | Distributed_Solar |  |  | 0 | 0 | 0 | 0 | 0 | 0 | 0 | 0 | 0 | 0 | 0 | 0 | 0 | 0 | 0 | 0 | 0 | 0 | 0 | 0 | 0 | 0 | 0 | 0 | 0 | 0 | 0 | 0
PG&E GBA | Martin | 230 | Distributed_Solar |  |  | 0 | 0 | 0 | 0 | 0 | 0 | 0 | 0 | 0 | 0 | 0 | 0 | 0 | 0 | 0 | 0 | 0 | 0 | 0 | 0 | 0 | 0 | 0 | 0 | 0 | 0 | 0 | 0
PG&E GBA | Martin | 115 | Distributed_Solar |  |  | 0 | 0 | 0 | 0 | 0 | 0 | 0 | 0 | 0 | 0 | 0 | 0 | 0 | 0 | 0 | 0 | 0 | 0 | 0 | 0 | 0 | 0 | 0 | 0 | 0 | 0 | 0 | 0
PG&E GBA | Martinez | 115 | Distributed_Solar |  |  | 0 | 0 | 0 | 0 | 0 | 0 | 0 | 0 | 0 | 0 | 0 | 0 | 0 | 0 | 0 | 0 | 0 | 0 | 0 | 0 | 0 | 0 | 0 | 0 | 0 | 0 | 0 | 0
PG&E FRESNO | Mc Mullin | 230 | Distributed_Solar |  |  | 0 | 0 | 0 | 0 | 0 | 0 | 0 | 0 | 0 | 0 | 0 | 0 | 0 | 0 | 0 | 0 | 0 | 0 | 0 | 0 | 0 | 0 | 0 | 0 | 0 | 0 | 0 | 0
PG&E FRESNO | McCall | 115 | Distributed_Solar |  |  | 1 | 0 | 0 | 0 | 0 | 0 | 0 | 0 | 0 | 0 | 0 | 0 | 0 | 0 | 1.5 | 1.5 | 0 | 0 | 0 | 0 | 1.5 | 1.5 | 0 | 1.5 | 1.5 | 0 | 1.5 | 1.5
PG&E FRESNO | McCall | 230 | Distributed_Solar |  |  | 0 | 0 | 0 | 0 | 0 | 0 | 0 | 0 | 0 | 0 | 0 | 0 | 0 | 0 | 0 | 0 | 0 | 0 | 0 | 0 | 0 | 0 | 0 | 0 | 0 | 0 | 0 | 0
PG&E GBA | Meadow Lane | 115 | Distributed_Solar |  |  | 0 | 0 | 0 | 0 | 0 | 0 | 0 | 0 | 0 | 0 | 0 | 0 | 0 | 0 | 0 | 0 | 0 | 0 | 0 | 0 | 0 | 0 | 0 | 0 | 0 | 0 | 0 | 0
PG&E GBA | Melones | 115 | Distributed_Solar |  |  | 0 | 0 | 0 | 0 | 0 | 0 | 0 | 0 | 0 | 0 | 0 | 0 | 0 | 0 | 0 | 0 | 0 | 0 | 0 | 0 | 0 | 0 | 0 | 0 | 0 | 0 | 0 | 0
PG&E GBA | Melones | 230 | Distributed_Solar |  |  | 0 | 0 | 0 | 0 | 0 | 0 | 0 | 0 | 0 | 0 | 0 | 0 | 0 | 0 | 0 | 0 | 0 | 0 | 0 | 0 | 0 | 0 | 0 | 0 | 0 | 0 | 0 | 0
SDGE | Melrose | 69 | Distributed_Solar |  |  | 0 | 0 | 0 | 0 | 0 | 0 | 0 | 0 | 0 | 0 | 0 | 0 | 0 | 0 | 0 | 0 | 0 | 0 | 0 | 0 | 0 | 0 | 0 | 0 | 0 | 0 | 0 | 0
PG&E NGBA | Mendocino | 115 | Distributed_Solar |  |  | 1 | 0 | 0 | 0 | 0 | 5 | 5 | 0 | 0 | 0 | 0 | 5 | 5 | 0 | 0 | 0 | 0 | 0 | 0 | 0 | 0 | 0 | 0 | 5 | 5 | 0 | 5 | 5
PG&E NGBA | Mendocino | 60 | Distributed_Solar |  |  | 0 | 0 | 0 | 0 | 0 | 0 | 0 | 0 | 0 | 0 | 0 | 0 | 0 | 0 | 0 | 0 | 0 | 0 | 0 | 0 | 0 | 0 | 0 | 0 | 0 | 0 | 0 | 0
PG&E FRESNO | Mendota | 115 | Distributed_Solar |  |  | 0 | 0 | 0 | 0 | 0 | 0 | 0 | 0 | 0 | 0 | 0 | 0 | 0 | 0 | 0 | 0 | 0 | 0 | 0 | 0 | 0 | 0 | 0 | 0 | 0 | 0 | 0 | 0
PG&E GBA | Menlo | 60 | Distributed_Solar |  |  | 0 | 0 | 0 | 0 | 0 | 0 | 0 | 0 | 0 | 0 | 0 | 0 | 0 | 0 | 0 | 0 | 0 | 0 | 0 | 0 | 0 | 0 | 0 | 0 | 0 | 0 | 0 | 0
PG&E FRESNO | Merced | 115 | Distributed_Solar |  |  | 1 | 0 | 0 | 0 | 0 | 0 | 0 | 0 | 0 | 0 | 0 | 0 | 0 | 0 | 4 | 4 | 0 | 0 | 0 | 0 | 4 | 4 | 0 | 4 | 4 | 0 | 4 | 4
EOP | Mercury | 138 | Distributed_Solar |  |  | 0 | 0 | 0 | 0 | 0 | 0 | 0 | 0 | 0 | 0 | 0 | 0 | 0 | 0 | 0 | 0 | 0 | 0 | 0 | 0 | 0 | 0 | 0 | 0 | 0 | 0 | 0 | 0
PG&E FRESNO | Mercy Springs | 70 | Distributed_Solar |  |  | 0 | 0 | 0 | 0 | 0 | 0 | 0 | 0 | 0 | 0 | 0 | 0 | 0 | 0 | 0 | 0 | 0 | 0 | 0 | 0 | 0 | 0 | 0 | 0 | 0 | 0 | 0 | 0
PG&E NGBA | Meridian | 60 | Distributed_Solar |  |  | 0 | 0 | 0 | 0 | 0 | 0 | 0 | 0 | 0 | 0 | 0 | 0 | 0 | 0 | 0 | 0 | 0 | 0 | 0 | 0 | 0 | 0 | 0 | 0 | 0 | 0 | 0 | 0
PG&E KERN | Mesa (PGE) | 115 | Distributed_Solar |  |  | 0 | 0 | 0 | 0 | 0 | 0 | 0 | 0 | 0 | 0 | 0 | 0 | 0 | 0 | 0 | 0 | 0 | 0 | 0 | 0 | 0 | 0 | 0 | 0 | 0 | 0 | 0 | 0
PG&E KERN | Mesa (PGE) | 230 | Distributed_Solar |  |  | 0 | 0 | 0 | 0 | 0 | 0 | 0 | 0 | 0 | 0 | 0 | 0 | 0 | 0 | 0 | 0 | 0 | 0 | 0 | 0 | 0 | 0 | 0 | 0 | 0 | 0 | 0 | 0
SCE Metro | Mesa (SCE) | 230 | Distributed_Solar |  |  | 1 | 0 | 0 | 0 | 0 | 2.62 | 2.62 | 0 | 0 | 0 | 0 | 2.62 | 2.62 | 0 | 0 | 0 | 0 | 0 | 0 | 0 | 0 | 0 | 0 | 2.62 | 2.62 | 0 | 2.62 | 2.62
SCE Metro | Mesa (SCE) | 500 | Distributed_Solar |  |  | 0 | 0 | 0 | 0 | 0 | 0 | 0 | 0 | 0 | 0 | 0 | 0 | 0 | 0 | 0 | 0 | 0 | 0 | 0 | 0 | 0 | 0 | 0 | 0 | 0 | 0 | 0 | 0
SDGE | Mesa Heights | 69 | Distributed_Solar |  |  | 0 | 0 | 0 | 0 | 0 | 0 | 0 | 0 | 0 | 0 | 0 | 0 | 0 | 0 | 0 | 0 | 0 | 0 | 0 | 0 | 0 | 0 | 0 | 0 | 0 | 0 | 0 | 0
PG&E GBA | Metcalf | 115 | Distributed_Solar |  |  | 0 | 0 | 0 | 0 | 0 | 0 | 0 | 0 | 0 | 0 | 0 | 0 | 0 | 0 | 0 | 0 | 0 | 0 | 0 | 0 | 0 | 0 | 0 | 0 | 0 | 0 | 0 | 0
PG&E GBA | Metcalf | 230 | Distributed_Solar |  |  | 0 | 0 | 0 | 0 | 0 | 0 | 0 | 0 | 0 | 0 | 0 | 0 | 0 | 0 | 0 | 0 | 0 | 0 | 0 | 0 | 0 | 0 | 0 | 0 | 0 | 0 | 0 | 0
PG&E GBA | Metcalf | 500 | Distributed_Solar |  |  | 0 | 0 | 0 | 0 | 0 | 0 | 0 | 0 | 0 | 0 | 0 | 0 | 0 | 0 | 0 | 0 | 0 | 0 | 0 | 0 | 0 | 0 | 0 | 0 | 0 | 0 | 0 | 0
PG&E KERN | Midway | 115 | Distributed_Solar |  |  | 0 | 0 | 0 | 0 | 0 | 0 | 0 | 0 | 0 | 0 | 0 | 0 | 0 | 0 | 0 | 0 | 0 | 0 | 0 | 0 | 0 | 0 | 0 | 0 | 0 | 0 | 0 | 0
PG&E KERN | Midway | 230 | Distributed_Solar |  |  | 0 | 0 | 0 | 0 | 0 | 0 | 0 | 0 | 0 | 0 | 0 | 0 | 0 | 0 | 0 | 0 | 0 | 0 | 0 | 0 | 0 | 0 | 0 | 0 | 0 | 0 | 0 | 0
PG&E KERN | Midway | 500 | Distributed_Solar |  |  | 0 | 0 | 0 | 0 | 0 | 0 | 0 | 0 | 0 | 0 | 0 | 0 | 0 | 0 | 0 | 0 | 0 | 0 | 0 | 0 | 0 | 0 | 0 | 0 | 0 | 0 | 0 | 0
SDGE | Miguel | 230 | Distributed_Solar |  |  | 0 | 0 | 0 | 0 | 0 | 0 | 0 | 0 | 0 | 0 | 0 | 0 | 0 | 0 | 0 | 0 | 0 | 0 | 0 | 0 | 0 | 0 | 0 | 0 | 0 | 0 | 0 | 0
SDGE | Miguel | 500 | Distributed_Solar |  |  | 0 | 0 | 0 | 0 | 0 | 0 | 0 | 0 | 0 | 0 | 0 | 0 | 0 | 0 | 0 | 0 | 0 | 0 | 0 | 0 | 0 | 0 | 0 | 0 | 0 | 0 | 0 | 0
SDGE | Miguel | 69 | Distributed_Solar |  |  | 0 | 0 | 0 | 0 | 0 | 0 | 0 | 0 | 0 | 0 | 0 | 0 | 0 | 0 | 0 | 0 | 0 | 0 | 0 | 0 | 0 | 0 | 0 | 0 | 0 | 0 | 0 | 0
PG&E GBA | Millbrae | 115 | Distributed_Solar |  |  | 1 | 0 | 0 | 0 | 0 | 0 | 0 | 0 | 0 | 0 | 0 | 0 | 0 | 0 | 3.5 | 3.5 | 0 | 0 | 0 | 0 | 3.5 | 3.5 | 0 | 3.5 | 3.5 | 0 | 3.5 | 3.5
PG&E GBA | Miller | 115 | Distributed_Solar |  |  | 0 | 0 | 0 | 0 | 0 | 0 | 0 | 0 | 0 | 0 | 0 | 0 | 0 | 0 | 0 | 0 | 0 | 0 | 0 | 0 | 0 | 0 | 0 | 0 | 0 | 0 | 0 | 0
SCE Metro | Mira Loma | 230 | Distributed_Solar |  |  | 0 | 0 | 0 | 0 | 0 | 0 | 0 | 0 | 0 | 0 | 0 | 0 | 0 | 0 | 0 | 0 | 0 | 0 | 0 | 0 | 0 | 0 | 0 | 0 | 0 | 0 | 0 | 0
SCE Metro | Mira Loma | 500 | Distributed_Solar |  |  | 0 | 0 | 0 | 0 | 0 | 0 | 0 | 0 | 0 | 0 | 0 | 0 | 0 | 0 | 0 | 0 | 0 | 0 | 0 | 0 | 0 | 0 | 0 | 0 | 0 | 0 | 0 | 0
SCE Eastern | Mirage | 115 | Distributed_Solar |  |  | 0 | 0 | 0 | 0 | 0 | 0 | 0 | 0 | 0 | 0 | 0 | 0 | 0 | 0 | 0 | 0 | 0 | 0 | 0 | 0 | 0 | 0 | 0 | 0 | 0 | 0 | 0 | 0
SCE Eastern | Mirage | 230 | Distributed_Solar |  |  | 0 | 0 | 0 | 0 | 0 | 0 | 0 | 0 | 0 | 0 | 0 | 0 | 0 | 0 | 0 | 0 | 0 | 0 | 0 | 0 | 0 | 0 | 0 | 0 | 0 | 0 | 0 | 0
SDGE | Mission | 138 | Distributed_Solar |  |  | 0 | 0 | 0 | 0 | 0 | 0 | 0 | 0 | 0 | 0 | 0 | 0 | 0 | 0 | 0 | 0 | 0 | 0 | 0 | 0 | 0 | 0 | 0 | 0 | 0 | 0 | 0 | 0
SDGE | Mission | 230 | Distributed_Solar |  |  | 0 | 0 | 0 | 0 | 0 | 0 | 0 | 0 | 0 | 0 | 0 | 0 | 0 | 0 | 0 | 0 | 0 | 0 | 0 | 0 | 0 | 0 | 0 | 0 | 0 | 0 | 0 | 0
SDGE | Mission | 69 | Distributed_Solar |  |  | 0 | 0 | 0 | 0 | 0 | 0 | 0 | 0 | 0 | 0 | 0 | 0 | 0 | 0 | 0 | 0 | 0 | 0 | 0 | 0 | 0 | 0 | 0 | 0 | 0 | 0 | 0 | 0
PG&E GBA | Mi-Wuk | 115 | Distributed_Solar |  |  | 0 | 0 | 0 | 0 | 0 | 0 | 0 | 0 | 0 | 0 | 0 | 0 | 0 | 0 | 0 | 0 | 0 | 0 | 0 | 0 | 0 | 0 | 0 | 0 | 0 | 0 | 0 | 0
EOP | Mohave | 500 | Distributed_Solar |  |  | 0 | 0 | 0 | 0 | 0 | 0 | 0 | 0 | 0 | 0 | 0 | 0 | 0 | 0 | 0 | 0 | 0 | 0 | 0 | 0 | 0 | 0 | 0 | 0 | 0 | 0 | 0 | 0
PG&E NGBA | Monroe | 115 | Distributed_Solar |  |  | 0 | 0 | 0 | 0 | 0 | 0 | 0 | 0 | 0 | 0 | 0 | 0 | 0 | 0 | 0 | 0 | 0 | 0 | 0 | 0 | 0 | 0 | 0 | 0 | 0 | 0 | 0 | 0
SDGE | Monserate | 69 | Distributed_Solar |  |  | 0 | 0 | 0 | 0 | 0 | 0 | 0 | 0 | 0 | 0 | 0 | 0 | 0 | 0 | 0 | 0 | 0 | 0 | 0 | 0 | 0 | 0 | 0 | 0 | 0 | 0 | 0 | 0
PG&E GBA | Monta Vista | 115 | Distributed_Solar |  |  | 0 | 0 | 0 | 0 | 0 | 0 | 0 | 0 | 0 | 0 | 0 | 0 | 0 | 0 | 0 | 0 | 0 | 0 | 0 | 0 | 0 | 0 | 0 | 0 | 0 | 0 | 0 | 0
PG&E GBA | Monta Vista | 230 | Distributed_Solar |  |  | 0 | 0 | 0 | 0 | 0 | 0 | 0 | 0 | 0 | 0 | 0 | 0 | 0 | 0 | 0 | 0 | 0 | 0 | 0 | 0 | 0 | 0 | 0 | 0 | 0 | 0 | 0 | 0
PG&E GBA | Monta Vista | 60 | Distributed_Solar |  |  | 0 | 0 | 0 | 0 | 0 | 0 | 0 | 0 | 0 | 0 | 0 | 0 | 0 | 0 | 0 | 0 | 0 | 0 | 0 | 0 | 0 | 0 | 0 | 0 | 0 | 0 | 0 | 0
PG&E NGBA | Monticello | 115 | Distributed_Solar |  |  | 0 | 0 | 0 | 0 | 0 | 0 | 0 | 0 | 0 | 0 | 0 | 0 | 0 | 0 | 0 | 0 | 0 | 0 | 0 | 0 | 0 | 0 | 0 | 0 | 0 | 0 | 0 | 0
SCE Northern | Moorpark | 230 | Distributed_Solar |  |  | 0 | 0 | 0 | 0 | 0 | 0 | 0 | 0 | 0 | 0 | 0 | 0 | 0 | 0 | 0 | 0 | 0 | 0 | 0 | 0 | 0 | 0 | 0 | 0 | 0 | 0 | 0 | 0
SCE Northern | Moorpark | 66 | Distributed_Solar |  |  | 0 | 0 | 0 | 0 | 0 | 0 | 0 | 0 | 0 | 0 | 0 | 0 | 0 | 0 | 0 | 0 | 0 | 0 | 0 | 0 | 0 | 0 | 0 | 0 | 0 | 0 | 0 | 0
PG&E GBA | Moraga | 115 | Distributed_Solar |  |  | 0 | 0 | 0 | 0 | 0 | 0 | 0 | 0 | 0 | 0 | 0 | 0 | 0 | 0 | 0 | 0 | 0 | 0 | 0 | 0 | 0 | 0 | 0 | 0 | 0 | 0 | 0 | 0
PG&E GBA | Moraga | 230 | Distributed_Solar |  |  | 0 | 0 | 0 | 0 | 0 | 0 | 0 | 0 | 0 | 0 | 0 | 0 | 0 | 0 | 0 | 0 | 0 | 0 | 0 | 0 | 0 | 0 | 0 | 0 | 0 | 0 | 0 | 0
PG&E GBA | Morgan Hill | 115 | Distributed_Solar |  |  | 0 | 0 | 0 | 0 | 0 | 0 | 0 | 0 | 0 | 0 | 0 | 0 | 0 | 0 | 0 | 0 | 0 | 0 | 0 | 0 | 0 | 0 | 0 | 0 | 0 | 0 | 0 | 0
PG&E KERN | Morro Bay | 115 | Distributed_Solar |  |  | 0 | 0 | 0 | 0 | 0 | 0 | 0 | 0 | 0 | 0 | 0 | 0 | 0 | 0 | 0 | 0 | 0 | 0 | 0 | 0 | 0 | 0 | 0 | 0 | 0 | 0 | 0 | 0
PG&E KERN | Morro Bay | 230 | Distributed_Solar |  |  | 0 | 0 | 0 | 0 | 0 | 0 | 0 | 0 | 0 | 0 | 0 | 0 | 0 | 0 | 0 | 0 | 0 | 0 | 0 | 0 | 0 | 0 | 0 | 0 | 0 | 0 | 0 | 0
PG&E KERN | Morro Bay | 500 | Distributed_Solar |  |  | 0 | 0 | 0 | 0 | 0 | 0 | 0 | 0 | 0 | 0 | 0 | 0 | 0 | 0 | 0 | 0 | 0 | 0 | 0 | 0 | 0 | 0 | 0 | 0 | 0 | 0 | 0 | 0
PG&E GBA | Moss Landing | 115 | Distributed_Solar |  |  | 0 | 0 | 0 | 0 | 0 | 0 | 0 | 0 | 0 | 0 | 0 | 0 | 0 | 0 | 0 | 0 | 0 | 0 | 0 | 0 | 0 | 0 | 0 | 0 | 0 | 0 | 0 | 0
PG&E GBA | Moss Landing | 230 | Distributed_Solar |  |  | 0 | 0 | 0 | 0 | 0 | 0 | 0 | 0 | 0 | 0 | 0 | 0 | 0 | 0 | 0 | 0 | 0 | 0 | 0 | 0 | 0 | 0 | 0 | 0 | 0 | 0 | 0 | 0
PG&E GBA | Moss Landing | 500 | Distributed_Solar |  |  | 0 | 0 | 0 | 0 | 0 | 0 | 0 | 0 | 0 | 0 | 0 | 0 | 0 | 0 | 0 | 0 | 0 | 0 | 0 | 0 | 0 | 0 | 0 | 0 | 0 | 0 | 0 | 0
EOP | Mountain Pass | 115 | Distributed_Solar |  |  | 0 | 0 | 0 | 0 | 0 | 0 | 0 | 0 | 0 | 0 | 0 | 0 | 0 | 0 | 0 | 0 | 0 | 0 | 0 | 0 | 0 | 0 | 0 | 0 | 0 | 0 | 0 | 0
PG&E GBA | Mountain View | 115 | Distributed_Solar |  |  | 0 | 0 | 0 | 0 | 0 | 0 | 0 | 0 | 0 | 0 | 0 | 0 | 0 | 0 | 0 | 0 | 0 | 0 | 0 | 0 | 0 | 0 | 0 | 0 | 0 | 0 | 0 | 0
PG&E GBA | Mt Eden | 115 | Distributed_Solar |  |  | 0 | 0 | 0 | 0 | 0 | 0 | 0 | 0 | 0 | 0 | 0 | 0 | 0 | 0 | 0 | 0 | 0 | 0 | 0 | 0 | 0 | 0 | 0 | 0 | 0 | 0 | 0 | 0
PG&E KERN | Mt Poso | 115 | Distributed_Solar |  |  | 0 | 0 | 0 | 0 | 0 | 0 | 0 | 0 | 0 | 0 | 0 | 0 | 0 | 0 | 0 | 0 | 0 | 0 | 0 | 0 | 0 | 0 | 0 | 0 | 0 | 0 | 0 | 0
SDGE | Murray | 69 | Distributed_Solar |  |  | 0 | 0 | 0 | 0 | 0 | 0 | 0 | 0 | 0 | 0 | 0 | 0 | 0 | 0 | 0 | 0 | 0 | 0 | 0 | 0 | 0 | 0 | 0 | 0 | 0 | 0 | 0 | 0
PG&E FRESNO | Mustang | 230 | Distributed_Solar |  |  | 0 | 0 | 0 | 0 | 0 | 0 | 0 | 0 | 0 | 0 | 0 | 0 | 0 | 0 | 0 | 0 | 0 | 0 | 0 | 0 | 0 | 0 | 0 | 0 | 0 | 0 | 0 | 0
SCE Northern | Neenach | 66 | Distributed_Solar |  |  | 0 | 0 | 0 | 0 | 0 | 0 | 0 | 0 | 0 | 0 | 0 | 0 | 0 | 0 | 0 | 0 | 0 | 0 | 0 | 0 | 0 | 0 | 0 | 0 | 0 | 0 | 0 | 0
PG&E KERN | New Sub - Gates - Midway (Proposed) | 230 | Distributed_Solar |  |  | 0 | 0 | 0 | 0 | 0 | 0 | 0 | 0 | 0 | 0 | 0 | 0 | 0 | 0 | 0 | 0 | 0 | 0 | 0 | 0 | 0 | 0 | 0 | 0 | 0 | 0 | 0 | 0
PG&E KERN | New Sub - Gates - Templeton (Proposed) | 230 | Distributed_Solar |  |  | 0 | 0 | 0 | 0 | 0 | 0 | 0 | 0 | 0 | 0 | 0 | 0 | 0 | 0 | 0 | 0 | 0 | 0 | 0 | 0 | 0 | 0 | 0 | 0 | 0 | 0 | 0 | 0
SCE NOL | New Sub - Kramer - Lugo (Proposed) | 230 | Distributed_Solar |  |  | 0 | 0 | 0 | 0 | 0 | 0 | 0 | 0 | 0 | 0 | 0 | 0 | 0 | 0 | 0 | 0 | 0 | 0 | 0 | 0 | 0 | 0 | 0 | 0 | 0 | 0 | 0 | 0
PG&E FRESNO | New Sub - Los Banos - Midway (Proposed) | 500 | Distributed_Solar |  |  | 0 | 0 | 0 | 0 | 0 | 0 | 0 | 0 | 0 | 0 | 0 | 0 | 0 | 0 | 0 | 0 | 0 | 0 | 0 | 0 | 0 | 0 | 0 | 0 | 0 | 0 | 0 | 0
SCE NOL | New Sub - Lugo - Pisgah (Proposed) | 230 | Distributed_Solar |  |  | 0 | 0 | 0 | 0 | 0 | 0 | 0 | 0 | 0 | 0 | 0 | 0 | 0 | 0 | 0 | 0 | 0 | 0 | 0 | 0 | 0 | 0 | 0 | 0 | 0 | 0 | 0 | 0
PG&E KERN | New Sub - Midway - Wheeler Ridge (Proposed) | 230 | Distributed_Solar |  |  | 0 | 0 | 0 | 0 | 0 | 0 | 0 | 0 | 0 | 0 | 0 | 0 | 0 | 0 | 0 | 0 | 0 | 0 | 0 | 0 | 0 | 0 | 0 | 0 | 0 | 0 | 0 | 0
PG&E NGBA | New Sub - Near existing Leavitt (PSREC) | 345 | Distributed_Solar |  |  | 0 | 0 | 0 | 0 | 0 | 0 | 0 | 0 | 0 | 0 | 0 | 0 | 0 | 0 | 0 | 0 | 0 | 0 | 0 | 0 | 0 | 0 | 0 | 0 | 0 | 0 | 0 | 0
PG&E NGBA | New Sub - Near existing Madeline (NVE) | 345 | Distributed_Solar |  |  | 0 | 0 | 0 | 0 | 0 | 0 | 0 | 0 | 0 | 0 | 0 | 0 | 0 | 0 | 0 | 0 | 0 | 0 | 0 | 0 | 0 | 0 | 0 | 0 | 0 | 0 | 0 | 0
SDGE | New Sub - North Gila - IV (Proposed) | 500 | Distributed_Solar |  |  | 0 | 0 | 0 | 0 | 0 | 0 | 0 | 0 | 0 | 0 | 0 | 0 | 0 | 0 | 0 | 0 | 0 | 0 | 0 | 0 | 0 | 0 | 0 | 0 | 0 | 0 | 0 | 0
PG&E NGBA | New Sub - Pit 1 - Cottonwood (Proposed) | 230 | Distributed_Solar |  |  | 0 | 0 | 0 | 0 | 0 | 0 | 0 | 0 | 0 | 0 | 0 | 0 | 0 | 0 | 0 | 0 | 0 | 0 | 0 | 0 | 0 | 0 | 0 | 0 | 0 | 0 | 0 | 0
PG&E GBA | New Sub - Rancho Seco - Bellota (Proposed) | 230 | Distributed_Solar |  |  | 0 | 0 | 0 | 0 | 0 | 0 | 0 | 0 | 0 | 0 | 0 | 0 | 0 | 0 | 0 | 0 | 0 | 0 | 0 | 0 | 0 | 0 | 0 | 0 | 0 | 0 | 0 | 0
SDGE | New Sub - Suncrest - Ocotillo (Proposed) | 500 | Distributed_Solar |  |  | 0 | 0 | 0 | 0 | 0 | 0 | 0 | 0 | 0 | 0 | 0 | 0 | 0 | 0 | 0 | 0 | 0 | 0 | 0 | 0 | 0 | 0 | 0 | 0 | 0 | 0 | 0 | 0
PG&E FRESNO | New Sub - Westley - Quinto (Proposed) | 230 | Distributed_Solar |  |  | 0 | 0 | 0 | 0 | 0 | 0 | 0 | 0 | 0 | 0 | 0 | 0 | 0 | 0 | 0 | 0 | 0 | 0 | 0 | 0 | 0 | 0 | 0 | 0 | 0 | 0 | 0 | 0
PG&E GBA | Newark | 115 | Distributed_Solar |  |  | 0 | 0 | 0 | 0 | 0 | 0 | 0 | 0 | 0 | 0 | 0 | 0 | 0 | 0 | 0 | 0 | 0 | 0 | 0 | 0 | 0 | 0 | 0 | 0 | 0 | 0 | 0 | 0
PG&E GBA | Newark | 230 | Distributed_Solar |  |  | 0 | 0 | 0 | 0 | 0 | 0 | 0 | 0 | 0 | 0 | 0 | 0 | 0 | 0 | 0 | 0 | 0 | 0 | 0 | 0 | 0 | 0 | 0 | 0 | 0 | 0 | 0 | 0
PG&E GBA | Newark | 60 | Distributed_Solar |  |  | 1 | 0 | 0 | 0 | 0 | 0 | 0 | 0 | 0 | 0 | 0 | 0 | 0 | 0 | 2.5 | 2.5 | 0 | 0 | 0 | 0 | 2.5 | 2.5 | 0 | 2.5 | 2.5 | 0 | 2.5 | 2.5
PG&E FRESNO | Newhall | 115 | Distributed_Solar |  |  | 0 | 0 | 0 | 0 | 0 | 0 | 0 | 0 | 0 | 0 | 0 | 0 | 0 | 0 | 0 | 0 | 0 | 0 | 0 | 0 | 0 | 0 | 0 | 0 | 0 | 0 | 0 | 0
PG&E KERN | Norco | 115 | Distributed_Solar |  |  | 0 | 0 | 0 | 0 | 0 | 0 | 0 | 0 | 0 | 0 | 0 | 0 | 0 | 0 | 0 | 0 | 0 | 0 | 0 | 0 | 0 | 0 | 0 | 0 | 0 | 0 | 0 | 0
PG&E GBA | Nortech | 115 | Distributed_Solar |  |  | 0 | 0 | 0 | 0 | 0 | 0 | 0 | 0 | 0 | 0 | 0 | 0 | 0 | 0 | 0 | 0 | 0 | 0 | 0 | 0 | 0 | 0 | 0 | 0 | 0 | 0 | 0 | 0
SDGE | North City Metering | 138 | Distributed_Solar |  |  | 0 | 0 | 0 | 0 | 0 | 0 | 0 | 0 | 0 | 0 | 0 | 0 | 0 | 0 | 0 | 0 | 0 | 0 | 0 | 0 | 0 | 0 | 0 | 0 | 0 | 0 | 0 | 0
PG&E GBA | North Dublin | 230 | Distributed_Solar |  |  | 0 | 0 | 0 | 0 | 0 | 0 | 0 | 0 | 0 | 0 | 0 | 0 | 0 | 0 | 0 | 0 | 0 | 0 | 0 | 0 | 0 | 0 | 0 | 0 | 0 | 0 | 0 | 0
SDGE | North Gila | 500 | Distributed_Solar |  |  | 0 | 0 | 0 | 0 | 0 | 0 | 0 | 0 | 0 | 0 | 0 | 0 | 0 | 0 | 0 | 0 | 0 | 0 | 0 | 0 | 0 | 0 | 0 | 0 | 0 | 0 | 0 | 0
SCE Metro | North of SONGS | 230 | Distributed_Solar |  |  | 0 | 0 | 0 | 0 | 0 | 0 | 0 | 0 | 0 | 0 | 0 | 0 | 0 | 0 | 0 | 0 | 0 | 0 | 0 | 0 | 0 | 0 | 0 | 0 | 0 | 0 | 0 | 0
SCE Metro | North of SONGS | 500 | Distributed_Solar |  |  | 0 | 0 | 0 | 0 | 0 | 0 | 0 | 0 | 0 | 0 | 0 | 0 | 0 | 0 | 0 | 0 | 0 | 0 | 0 | 0 | 0 | 0 | 0 | 0 | 0 | 0 | 0 | 0
PG&E NGBA | Notre Dame | 115 | Distributed_Solar |  |  | 0 | 0 | 0 | 0 | 0 | 0 | 0 | 0 | 0 | 0 | 0 | 0 | 0 | 0 | 0 | 0 | 0 | 0 | 0 | 0 | 0 | 0 | 0 | 0 | 0 | 0 | 0 | 0
PG&E GBA | Oakland C | 115 | Distributed_Solar |  |  | 0 | 0 | 0 | 0 | 0 | 0 | 0 | 0 | 0 | 0 | 0 | 0 | 0 | 0 | 0 | 0 | 0 | 0 | 0 | 0 | 0 | 0 | 0 | 0 | 0 | 0 | 0 | 0
PG&E GBA | Oakland J | 115 | Distributed_Solar |  |  | 0 | 0 | 0 | 0 | 0 | 0 | 0 | 0 | 0 | 0 | 0 | 0 | 0 | 0 | 0 | 0 | 0 | 0 | 0 | 0 | 0 | 0 | 0 | 0 | 0 | 0 | 0 | 0
PG&E GBA | Oakland L | 115 | Distributed_Solar |  |  | 0 | 0 | 0 | 0 | 0 | 0 | 0 | 0 | 0 | 0 | 0 | 0 | 0 | 0 | 0 | 0 | 0 | 0 | 0 | 0 | 0 | 0 | 0 | 0 | 0 | 0 | 0 | 0
PG&E GBA | Oakland X | 115 | Distributed_Solar |  |  | 0 | 0 | 0 | 0 | 0 | 0 | 0 | 0 | 0 | 0 | 0 | 0 | 0 | 0 | 0 | 0 | 0 | 0 | 0 | 0 | 0 | 0 | 0 | 0 | 0 | 0 | 0 | 0
SDGE | Ocean Ranch | 69 | Distributed_Solar |  |  | 0 | 0 | 0 | 0 | 0 | 0 | 0 | 0 | 0 | 0 | 0 | 0 | 0 | 0 | 0 | 0 | 0 | 0 | 0 | 0 | 0 | 0 | 0 | 0 | 0 | 0 | 0 | 0
PG&E KERN | Oceano | 115 | Distributed_Solar |  |  | 0 | 0 | 0 | 0 | 0 | 0 | 0 | 0 | 0 | 0 | 0 | 0 | 0 | 0 | 0 | 0 | 0 | 0 | 0 | 0 | 0 | 0 | 0 | 0 | 0 | 0 | 0 | 0
SDGE | Ocotillo Express | 500 | Distributed_Solar |  |  | 0 | 0 | 0 | 0 | 0 | 0 | 0 | 0 | 0 | 0 | 0 | 0 | 0 | 0 | 0 | 0 | 0 | 0 | 0 | 0 | 0 | 0 | 0 | 0 | 0 | 0 | 0 | 0
PG&E KERN | Old River | 70 | Distributed_Solar |  |  | 1 | 0 | 0 | 0 | 0 | 2.4 | 2.4 | 0 | 0 | 0 | 0 | 2.4 | 2.4 | 0 | 0 | 0 | 0 | 0 | 0 | 0 | 0 | 0 | 0 | 2.4 | 2.4 | 0 | 2.4 | 2.4
SDGE | Old Town | 230 | Distributed_Solar |  |  | 0 | 0 | 0 | 0 | 0 | 0 | 0 | 0 | 0 | 0 | 0 | 0 | 0 | 0 | 0 | 0 | 0 | 0 | 0 | 0 | 0 | 0 | 0 | 0 | 0 | 0 | 0 | 0
SCE Metro | Olinda | 230 | Distributed_Solar |  |  | 0 | 0 | 0 | 0 | 0 | 0 | 0 | 0 | 0 | 0 | 0 | 0 | 0 | 0 | 0 | 0 | 0 | 0 | 0 | 0 | 0 | 0 | 0 | 0 | 0 | 0 | 0 | 0
PG&E FRESNO | Olive | 115 | Distributed_Solar |  |  | 0 | 0 | 0 | 0 | 0 | 0 | 0 | 0 | 0 | 0 | 0 | 0 | 0 | 0 | 0 | 0 | 0 | 0 | 0 | 0 | 0 | 0 | 0 | 0 | 0 | 0 | 0 | 0
PG&E NGBA | Olivehurst | 115 | Distributed_Solar |  |  | 0 | 0 | 0 | 0 | 0 | 0 | 0 | 0 | 0 | 0 | 0 | 0 | 0 | 0 | 0 | 0 | 0 | 0 | 0 | 0 | 0 | 0 | 0 | 0 | 0 | 0 | 0 | 0
PG&E NGBA | Oregon Trail | 60 | Distributed_Solar |  |  | 0 | 0 | 0 | 0 | 0 | 0 | 0 | 0 | 0 | 0 | 0 | 0 | 0 | 0 | 0 | 0 | 0 | 0 | 0 | 0 | 0 | 0 | 0 | 0 | 0 | 0 | 0 | 0
SCE Northern | Ormond Beach | 230 | Distributed_Solar |  |  | 0 | 0 | 0 | 0 | 0 | 0 | 0 | 0 | 0 | 0 | 0 | 0 | 0 | 0 | 0 | 0 | 0 | 0 | 0 | 0 | 0 | 0 | 0 | 0 | 0 | 0 | 0 | 0
PG&E FRESNO | Oro Loma | 115 | Distributed_Solar |  |  | 0 | 0 | 0 | 0 | 0 | 0 | 0 | 0 | 0 | 0 | 0 | 0 | 0 | 0 | 0 | 0 | 0 | 0 | 0 | 0 | 0 | 0 | 0 | 0 | 0 | 0 | 0 | 0
PG&E FRESNO | Oro Loma | 70 | Distributed_Solar |  |  | 1 | 0 | 0 | 0 | 0 | 5 | 5 | 0 | 0 | 0 | 0 | 5 | 5 | 0 | 0 | 0 | 0 | 0 | 0 | 0 | 0 | 0 | 0 | 5 | 5 | 0 | 5 | 5
PG&E FRESNO | Orosi | 70 | Distributed_Solar |  |  | 0 | 0 | 0 | 0 | 0 | 0 | 0 | 0 | 0 | 0 | 0 | 0 | 0 | 0 | 0 | 0 | 0 | 0 | 0 | 0 | 0 | 0 | 0 | 0 | 0 | 0 | 0 | 0
SDGE | Otay | 69 | Distributed_Solar |  |  | 0 | 0 | 0 | 0 | 0 | 0 | 0 | 0 | 0 | 0 | 0 | 0 | 0 | 0 | 0 | 0 | 0 | 0 | 0 | 0 | 0 | 0 | 0 | 0 | 0 | 0 | 0 | 0
SDGE | Otay Mesa | 230 | Distributed_Solar |  |  | 0 | 0 | 0 | 0 | 0 | 0 | 0 | 0 | 0 | 0 | 0 | 0 | 0 | 0 | 0 | 0 | 0 | 0 | 0 | 0 | 0 | 0 | 0 | 0 | 0 | 0 | 0 | 0
PG&E FRESNO | Padre Flats SW STA | 230 | Distributed_Solar |  |  | 0 | 0 | 0 | 0 | 0 | 0 | 0 | 0 | 0 | 0 | 0 | 0 | 0 | 0 | 0 | 0 | 0 | 0 | 0 | 0 | 0 | 0 | 0 | 0 | 0 | 0 | 0 | 0
EOP | Pahrump | 138 | Distributed_Solar |  |  | 0 | 0 | 0 | 0 | 0 | 0 | 0 | 0 | 0 | 0 | 0 | 0 | 0 | 0 | 0 | 0 | 0 | 0 | 0 | 0 | 0 | 0 | 0 | 0 | 0 | 0 | 0 | 0
EOP | Pahrump | 230 | Distributed_Solar |  |  | 0 | 0 | 0 | 0 | 0 | 0 | 0 | 0 | 0 | 0 | 0 | 0 | 0 | 0 | 0 | 0 | 0 | 0 | 0 | 0 | 0 | 0 | 0 | 0 | 0 | 0 | 0 | 0
SDGE | Pala | 69 | Distributed_Solar |  |  | 0 | 0 | 0 | 0 | 0 | 0 | 0 | 0 | 0 | 0 | 0 | 0 | 0 | 0 | 0 | 0 | 0 | 0 | 0 | 0 | 0 | 0 | 0 | 0 | 0 | 0 | 0 | 0
PG&E NGBA | Palermo | 115 | Distributed_Solar |  |  | 0 | 0 | 0 | 0 | 0 | 0 | 0 | 0 | 0 | 0 | 0 | 0 | 0 | 0 | 0 | 0 | 0 | 0 | 0 | 0 | 0 | 0 | 0 | 0 | 0 | 0 | 0 | 0
PG&E NGBA | Palermo | 230 | Distributed_Solar |  |  | 0 | 0 | 0 | 0 | 0 | 0 | 0 | 0 | 0 | 0 | 0 | 0 | 0 | 0 | 0 | 0 | 0 | 0 | 0 | 0 | 0 | 0 | 0 | 0 | 0 | 0 | 0 | 0
SCE Eastern | Palo Verde | 500 | Distributed_Solar |  |  | 0 | 0 | 0 | 0 | 0 | 0 | 0 | 0 | 0 | 0 | 0 | 0 | 0 | 0 | 0 | 0 | 0 | 0 | 0 | 0 | 0 | 0 | 0 | 0 | 0 | 0 | 0 | 0
SDGE | Palomar Energy | 230 | Distributed_Solar |  |  | 0 | 0 | 0 | 0 | 0 | 0 | 0 | 0 | 0 | 0 | 0 | 0 | 0 | 0 | 0 | 0 | 0 | 0 | 0 | 0 | 0 | 0 | 0 | 0 | 0 | 0 | 0 | 0
PG&E KERN | Panama | 70 | Distributed_Solar |  |  | 0 | 0 | 0 | 0 | 0 | 0 | 0 | 0 | 0 | 0 | 0 | 0 | 0 | 0 | 0 | 0 | 0 | 0 | 0 | 0 | 0 | 0 | 0 | 0 | 0 | 0 | 0 | 0
PG&E FRESNO | Panoche | 115 | Distributed_Solar |  |  | 1 | 0 | 0 | 0 | 0 | 4.4 | 4.4 | 0 | 0 | 0 | 0 | 4.4 | 4.4 | 0 | 1.75 | 1.75 | 0 | 0 | 0 | 0 | 1.75 | 1.75 | 0 | 6.15 | 6.15 | 0 | 6.15 | 6.15
PG&E FRESNO | Panoche | 230 | Distributed_Solar |  |  | 0 | 0 | 0 | 0 | 0 | 0 | 0 | 0 | 0 | 0 | 0 | 0 | 0 | 0 | 0 | 0 | 0 | 0 | 0 | 0 | 0 | 0 | 0 | 0 | 0 | 0 | 0 | 0
SCE Northern | Pardee | 230 | Distributed_Solar |  |  | 0 | 0 | 0 | 0 | 0 | 0 | 0 | 0 | 0 | 0 | 0 | 0 | 0 | 0 | 0 | 0 | 0 | 0 | 0 | 0 | 0 | 0 | 0 | 0 | 0 | 0 | 0 | 0
PG&E NGBA | Parkway | 230 | Distributed_Solar |  |  | 0 | 0 | 0 | 0 | 0 | 0 | 0 | 0 | 0 | 0 | 0 | 0 | 0 | 0 | 0 | 0 | 0 | 0 | 0 | 0 | 0 | 0 | 0 | 0 | 0 | 0 | 0 | 0
SCE Northern | Pastoria | 230 | Distributed_Solar |  |  | 0 | 0 | 0 | 0 | 0 | 0 | 0 | 0 | 0 | 0 | 0 | 0 | 0 | 0 | 0 | 0 | 0 | 0 | 0 | 0 | 0 | 0 | 0 | 0 | 0 | 0 | 0 | 0
SCE Metro | Pauda | 230 | Distributed_Solar |  |  | 0 | 0 | 0 | 0 | 0 | 0 | 0 | 0 | 0 | 0 | 0 | 0 | 0 | 0 | 0 | 0 | 0 | 0 | 0 | 0 | 0 | 0 | 0 | 0 | 0 | 0 | 0 | 0
PG&E GBA | Paul Sweet | 115 | Distributed_Solar |  |  | 0 | 0 | 0 | 0 | 0 | 0 | 0 | 0 | 0 | 0 | 0 | 0 | 0 | 0 | 0 | 0 | 0 | 0 | 0 | 0 | 0 | 0 | 0 | 0 | 0 | 0 | 0 | 0
PG&E NGBA | Peabody | 230 | Distributed_Solar |  |  | 1 | 0 | 0 | 0 | 0 | 0 | 0 | 0 | 0 | 0 | 0 | 0 | 0 | 0 | 8 | 8 | 0 | 0 | 0 | 0 | 8 | 8 | 0 | 8 | 8 | 0 | 8 | 8
PG&E NGBA | Pease | 115 | Distributed_Solar |  |  | 0 | 0 | 0 | 0 | 0 | 0 | 0 | 0 | 0 | 0 | 0 | 0 | 0 | 0 | 0 | 0 | 0 | 0 | 0 | 0 | 0 | 0 | 0 | 0 | 0 | 0 | 0 | 0
PG&E NGBA | Pease | 60 | Distributed_Solar |  |  | 1 | 0 | 0 | 0 | 0 | 0 | 0 | 0 | 0 | 0 | 0 | 0 | 0 | 0 | 3 | 3 | 0 | 0 | 0 | 0 | 3 | 3 | 0 | 3 | 3 | 0 | 3 | 3
SDGE | Penasquitos | 138 | Distributed_Solar |  |  | 0 | 0 | 0 | 0 | 0 | 0 | 0 | 0 | 0 | 0 | 0 | 0 | 0 | 0 | 0 | 0 | 0 | 0 | 0 | 0 | 0 | 0 | 0 | 0 | 0 | 0 | 0 | 0
SDGE | Penasquitos | 230 | Distributed_Solar |  |  | 0 | 0 | 0 | 0 | 0 | 0 | 0 | 0 | 0 | 0 | 0 | 0 | 0 | 0 | 0 | 0 | 0 | 0 | 0 | 0 | 0 | 0 | 0 | 0 | 0 | 0 | 0 | 0
SDGE | Penasquitos | 69 | Distributed_Solar |  |  | 0 | 0 | 0 | 0 | 0 | 0 | 0 | 0 | 0 | 0 | 0 | 0 | 0 | 0 | 0 | 0 | 0 | 0 | 0 | 0 | 0 | 0 | 0 | 0 | 0 | 0 | 0 | 0
SDGE | Pendleton | 69 | Distributed_Solar |  |  | 0 | 0 | 0 | 0 | 0 | 0 | 0 | 0 | 0 | 0 | 0 | 0 | 0 | 0 | 0 | 0 | 0 | 0 | 0 | 0 | 0 | 0 | 0 | 0 | 0 | 0 | 0 | 0
PG&E NGBA | Penngrove | 115 | Distributed_Solar |  |  | 0 | 0 | 0 | 0 | 0 | 0 | 0 | 0 | 0 | 0 | 0 | 0 | 0 | 0 | 0 | 0 | 0 | 0 | 0 | 0 | 0 | 0 | 0 | 0 | 0 | 0 | 0 | 0
PG&E GBA | Peoria | 115 | Distributed_Solar |  |  | 0 | 0 | 0 | 0 | 0 | 0 | 0 | 0 | 0 | 0 | 0 | 0 | 0 | 0 | 0 | 0 | 0 | 0 | 0 | 0 | 0 | 0 | 0 | 0 | 0 | 0 | 0 | 0
PG&E GBA | Piercy | 115 | Distributed_Solar |  |  | 0 | 0 | 0 | 0 | 0 | 0 | 0 | 0 | 0 | 0 | 0 | 0 | 0 | 0 | 0 | 0 | 0 | 0 | 0 | 0 | 0 | 0 | 0 | 0 | 0 | 0 | 0 | 0
PG&E FRESNO | Pine Flat | 230 | Distributed_Solar |  |  | 0 | 0 | 0 | 0 | 0 | 0 | 0 | 0 | 0 | 0 | 0 | 0 | 0 | 0 | 0 | 0 | 0 | 0 | 0 | 0 | 0 | 0 | 0 | 0 | 0 | 0 | 0 | 0
SCE NOL | Pisgah | 230 | Distributed_Solar |  |  | 0 | 0 | 0 | 0 | 0 | 0 | 0 | 0 | 0 | 0 | 0 | 0 | 0 | 0 | 0 | 0 | 0 | 0 | 0 | 0 | 0 | 0 | 0 | 0 | 0 | 0 | 0 | 0
PG&E NGBA | Pit 1 | 230 | Distributed_Solar |  |  | 0 | 0 | 0 | 0 | 0 | 0 | 0 | 0 | 0 | 0 | 0 | 0 | 0 | 0 | 0 | 0 | 0 | 0 | 0 | 0 | 0 | 0 | 0 | 0 | 0 | 0 | 0 | 0
PG&E NGBA | Pit 1 | 60 | Distributed_Solar |  |  | 0 | 0 | 0 | 0 | 0 | 0 | 0 | 0 | 0 | 0 | 0 | 0 | 0 | 0 | 0 | 0 | 0 | 0 | 0 | 0 | 0 | 0 | 0 | 0 | 0 | 0 | 0 | 0
PG&E NGBA | Pit 3 | 230 | Distributed_Solar |  |  | 0 | 0 | 0 | 0 | 0 | 0 | 0 | 0 | 0 | 0 | 0 | 0 | 0 | 0 | 0 | 0 | 0 | 0 | 0 | 0 | 0 | 0 | 0 | 0 | 0 | 0 | 0 | 0
PG&E NGBA | Pit 4 | 230 | Distributed_Solar |  |  | 0 | 0 | 0 | 0 | 0 | 0 | 0 | 0 | 0 | 0 | 0 | 0 | 0 | 0 | 0 | 0 | 0 | 0 | 0 | 0 | 0 | 0 | 0 | 0 | 0 | 0 | 0 | 0
PG&E GBA | Pittsburg | 115 | Distributed_Solar |  |  | 0 | 0 | 0 | 0 | 0 | 0 | 0 | 0 | 0 | 0 | 0 | 0 | 0 | 0 | 0 | 0 | 0 | 0 | 0 | 0 | 0 | 0 | 0 | 0 | 0 | 0 | 0 | 0
PG&E GBA | Pittsburg | 230 | Distributed_Solar |  |  | 0 | 0 | 0 | 0 | 0 | 0 | 0 | 0 | 0 | 0 | 0 | 0 | 0 | 0 | 0 | 0 | 0 | 0 | 0 | 0 | 0 | 0 | 0 | 0 | 0 | 0 | 0 | 0
PG&E NGBA | Pleasant Grove | 115 | Distributed_Solar |  |  | 0 | 0 | 0 | 0 | 0 | 0 | 0 | 0 | 0 | 0 | 0 | 0 | 0 | 0 | 0 | 0 | 0 | 0 | 0 | 0 | 0 | 0 | 0 | 0 | 0 | 0 | 0 | 0
PG&E NGBA | POE | 230 | Distributed_Solar |  |  | 0 | 0 | 0 | 0 | 0 | 0 | 0 | 0 | 0 | 0 | 0 | 0 | 0 | 0 | 0 | 0 | 0 | 0 | 0 | 0 | 0 | 0 | 0 | 0 | 0 | 0 | 0 | 0
SDGE | Point Loma | 69 | Distributed_Solar |  |  | 0 | 0 | 0 | 0 | 0 | 0 | 0 | 0 | 0 | 0 | 0 | 0 | 0 | 0 | 0 | 0 | 0 | 0 | 0 | 0 | 0 | 0 | 0 | 0 | 0 | 0 | 0 | 0
SDGE | Pomerado | 69 | Distributed_Solar |  |  | 0 | 0 | 0 | 0 | 0 | 0 | 0 | 0 | 0 | 0 | 0 | 0 | 0 | 0 | 0 | 0 | 0 | 0 | 0 | 0 | 0 | 0 | 0 | 0 | 0 | 0 | 0 | 0
PG&E KERN | Poso Mountain | 115 | Distributed_Solar |  |  | 0 | 0 | 0 | 0 | 0 | 0 | 0 | 0 | 0 | 0 | 0 | 0 | 0 | 0 | 0 | 0 | 0 | 0 | 0 | 0 | 0 | 0 | 0 | 0 | 0 | 0 | 0 | 0
EOP | Primm | 230 | Distributed_Solar |  |  | 0 | 0 | 0 | 0 | 0 | 0 | 0 | 0 | 0 | 0 | 0 | 0 | 0 | 0 | 0 | 0 | 0 | 0 | 0 | 0 | 0 | 0 | 0 | 0 | 0 | 0 | 0 | 0
PG&E NGBA | Putah Creek | 115 | Distributed_Solar |  |  | 1 | 0 | 0 | 0 | 0 | 0 | 0 | 0 | 0 | 0 | 0 | 0 | 0 | 0 | 4.3 | 4.3 | 0 | 0 | 0 | 0 | 4.3 | 4.3 | 0 | 4.3 | 4.3 | 0 | 4.3 | 4.3
SDGE | Q1806 | 138 | Distributed_Solar |  |  | 0 | 0 | 0 | 0 | 0 | 0 | 0 | 0 | 0 | 0 | 0 | 0 | 0 | 0 | 0 | 0 | 0 | 0 | 0 | 0 | 0 | 0 | 0 | 0 | 0 | 0 | 0 | 0
PG&E FRESNO | Quinto | 230 | Distributed_Solar |  |  | 0 | 0 | 0 | 0 | 0 | 0 | 0 | 0 | 0 | 0 | 0 | 0 | 0 | 0 | 0 | 0 | 0 | 0 | 0 | 0 | 0 | 0 | 0 | 0 | 0 | 0 | 0 | 0
PG&E GBA | Race Track | 115 | Distributed_Solar |  |  | 0 | 0 | 0 | 0 | 0 | 0 | 0 | 0 | 0 | 0 | 0 | 0 | 0 | 0 | 0 | 0 | 0 | 0 | 0 | 0 | 0 | 0 | 0 | 0 | 0 | 0 | 0 | 0
SDGE | Rancho Mission Viejo | 138 | Distributed_Solar |  |  | 0 | 0 | 0 | 0 | 0 | 0 | 0 | 0 | 0 | 0 | 0 | 0 | 0 | 0 | 0 | 0 | 0 | 0 | 0 | 0 | 0 | 0 | 0 | 0 | 0 | 0 | 0 | 0
PG&E GBA | Rancho Seco | 230 | Distributed_Solar |  |  | 0 | 0 | 0 | 0 | 0 | 0 | 0 | 0 | 0 | 0 | 0 | 0 | 0 | 0 | 0 | 0 | 0 | 0 | 0 | 0 | 0 | 0 | 0 | 0 | 0 | 0 | 0 | 0
SCE Metro | Rancho Vista | 230 | Distributed_Solar |  |  | 0 | 0 | 0 | 0 | 0 | 0 | 0 | 0 | 0 | 0 | 0 | 0 | 0 | 0 | 0 | 0 | 0 | 0 | 0 | 0 | 0 | 0 | 0 | 0 | 0 | 0 | 0 | 0
SCE Metro | Rancho Vista | 500 | Distributed_Solar |  |  | 0 | 0 | 0 | 0 | 0 | 0 | 0 | 0 | 0 | 0 | 0 | 0 | 0 | 0 | 0 | 0 | 0 | 0 | 0 | 0 | 0 | 0 | 0 | 0 | 0 | 0 | 0 | 0
SCE NOL | Ransburg | 115 | Distributed_Solar |  |  | 1 | 0 | 0 | 0 | 0 | 0 | 0 | 0 | 0 | 0 | 0 | 0 | 0 | 0 | 3.3 | 3.3 | 0 | 0 | 0 | 0 | 3.3 | 3.3 | 0 | 3.3 | 3.3 | 0 | 3.3 | 3.3
PG&E GBA | Ravenswood | 115 | Distributed_Solar |  |  | 0 | 0 | 0 | 0 | 0 | 0 | 0 | 0 | 0 | 0 | 0 | 0 | 0 | 0 | 0 | 0 | 0 | 0 | 0 | 0 | 0 | 0 | 0 | 0 | 0 | 0 | 0 | 0
PG&E GBA | Ravenswood | 230 | Distributed_Solar |  |  | 0 | 0 | 0 | 0 | 0 | 0 | 0 | 0 | 0 | 0 | 0 | 0 | 0 | 0 | 0 | 0 | 0 | 0 | 0 | 0 | 0 | 0 | 0 | 0 | 0 | 0 | 0 | 0
SCE Northern | Rector | 230 | Distributed_Solar |  |  | 1 | 0 | 0 | 0 | 0 | 15 | 15 | 0 | 0 | 0 | 0 | 15 | 15 | 0 | 0 | 0 | 0 | 0 | 0 | 0 | 0 | 0 | 0 | 15 | 15 | 0 | 15 | 15
SCE Eastern | Red Bluff | 230 | Distributed_Solar |  |  | 0 | 0 | 0 | 0 | 0 | 0 | 0 | 0 | 0 | 0 | 0 | 0 | 0 | 0 | 0 | 0 | 0 | 0 | 0 | 0 | 0 | 0 | 0 | 0 | 0 | 0 | 0 | 0
SCE Eastern | Red Bluff | 500 | Distributed_Solar |  |  | 0 | 0 | 0 | 0 | 0 | 0 | 0 | 0 | 0 | 0 | 0 | 0 | 0 | 0 | 0 | 0 | 0 | 0 | 0 | 0 | 0 | 0 | 0 | 0 | 0 | 0 | 0 | 0
PG&E NGBA | Redbud | 115 | Distributed_Solar |  |  | 0 | 0 | 0 | 0 | 0 | 0 | 0 | 0 | 0 | 0 | 0 | 0 | 0 | 0 | 0 | 0 | 0 | 0 | 0 | 0 | 0 | 0 | 0 | 0 | 0 | 0 | 0 | 0
SCE Metro | Redondo | 230 | Distributed_Solar |  |  | 0 | 0 | 0 | 0 | 0 | 0 | 0 | 0 | 0 | 0 | 0 | 0 | 0 | 0 | 0 | 0 | 0 | 0 | 0 | 0 | 0 | 0 | 0 | 0 | 0 | 0 | 0 | 0
PG&E FRESNO | Reedley | 115 | Distributed_Solar |  |  | 0 | 0 | 0 | 0 | 0 | 0 | 0 | 0 | 0 | 0 | 0 | 0 | 0 | 0 | 0 | 0 | 0 | 0 | 0 | 0 | 0 | 0 | 0 | 0 | 0 | 0 | 0 | 0
PG&E KERN | Renfro | 115 | Distributed_Solar |  |  | 0 | 0 | 0 | 0 | 0 | 0 | 0 | 0 | 0 | 0 | 0 | 0 | 0 | 0 | 0 | 0 | 0 | 0 | 0 | 0 | 0 | 0 | 0 | 0 | 0 | 0 | 0 | 0
PG&E GBA | Richmond R | 115 | Distributed_Solar |  |  | 1 | 0 | 0 | 0 | 0 | 0 | 0 | 0 | 0 | 0 | 0 | 0 | 0 | 0 | 8 | 8 | 0 | 0 | 0 | 0 | 8 | 8 | 0 | 8 | 8 | 0 | 8 | 8
PG&E NGBA | Rincon | 115 | Distributed_Solar |  |  | 0 | 0 | 0 | 0 | 0 | 0 | 0 | 0 | 0 | 0 | 0 | 0 | 0 | 0 | 0 | 0 | 0 | 0 | 0 | 0 | 0 | 0 | 0 | 0 | 0 | 0 | 0 | 0
PG&E KERN | Rio Bravo | 115 | Distributed_Solar |  |  | 0 | 0 | 0 | 0 | 0 | 0 | 0 | 0 | 0 | 0 | 0 | 0 | 0 | 0 | 0 | 0 | 0 | 0 | 0 | 0 | 0 | 0 | 0 | 0 | 0 | 0 | 0 | 0
SCE Metro | Rio Hondo | 230 | Distributed_Solar |  |  | 0 | 0 | 0 | 0 | 0 | 0 | 0 | 0 | 0 | 0 | 0 | 0 | 0 | 0 | 0 | 0 | 0 | 0 | 0 | 0 | 0 | 0 | 0 | 0 | 0 | 0 | 0 | 0
PG&E NGBA | Rio Oso | 115 | Distributed_Solar |  |  | 0 | 0 | 0 | 0 | 0 | 0 | 0 | 0 | 0 | 0 | 0 | 0 | 0 | 0 | 0 | 0 | 0 | 0 | 0 | 0 | 0 | 0 | 0 | 0 | 0 | 0 | 0 | 0
PG&E NGBA | Rio Oso | 230 | Distributed_Solar |  |  | 0 | 0 | 0 | 0 | 0 | 0 | 0 | 0 | 0 | 0 | 0 | 0 | 0 | 0 | 0 | 0 | 0 | 0 | 0 | 0 | 0 | 0 | 0 | 0 | 0 | 0 | 0 | 0
PG&E GBA | Ripon | 115 | Distributed_Solar |  |  | 1 | 0 | 0 | 0 | 0 | 2.6 | 2.6 | 0 | 0 | 0 | 0 | 2.6 | 2.6 | 0 | 0 | 0 | 0 | 0 | 0 | 0 | 0 | 0 | 0 | 2.6 | 2.6 | 0 | 2.6 | 2.6
PG&E GBA | Riverbank | 115 | Distributed_Solar |  |  | 0 | 0 | 0 | 0 | 0 | 0 | 0 | 0 | 0 | 0 | 0 | 0 | 0 | 0 | 0 | 0 | 0 | 0 | 0 | 0 | 0 | 0 | 0 | 0 | 0 | 0 | 0 | 0
SCE NOL | Roadway | 115 | Distributed_Solar |  |  | 1 | 0 | 0 | 0 | 0 | 2 | 2 | 0 | 0 | 0 | 0 | 2 | 2 | 0 | 0 | 0 | 0 | 0 | 0 | 0 | 0 | 0 | 0 | 2 | 2 | 0 | 2 | 2
PG&E NGBA | Rock Creek 1 | 230 | Distributed_Solar |  |  | 0 | 0 | 0 | 0 | 0 | 0 | 0 | 0 | 0 | 0 | 0 | 0 | 0 | 0 | 0 | 0 | 0 | 0 | 0 | 0 | 0 | 0 | 0 | 0 | 0 | 0 | 0 | 0
SCE Northern | Rosamond | 66 | Distributed_Solar |  |  | 0 | 0 | 0 | 0 | 0 | 0 | 0 | 0 | 0 | 0 | 0 | 0 | 0 | 0 | 0 | 0 | 0 | 0 | 0 | 0 | 0 | 0 | 0 | 0 | 0 | 0 | 0 | 0
PG&E GBA | Rossmoor | 230 | Distributed_Solar |  |  | 0 | 0 | 0 | 0 | 0 | 0 | 0 | 0 | 0 | 0 | 0 | 0 | 0 | 0 | 0 | 0 | 0 | 0 | 0 | 0 | 0 | 0 | 0 | 0 | 0 | 0 | 0 | 0
PG&E NGBA | Round Mountain | 230 | Distributed_Solar |  |  | 0 | 0 | 0 | 0 | 0 | 0 | 0 | 0 | 0 | 0 | 0 | 0 | 0 | 0 | 0 | 0 | 0 | 0 | 0 | 0 | 0 | 0 | 0 | 0 | 0 | 0 | 0 | 0
PG&E NGBA | Round Mountain | 500 | Distributed_Solar |  |  | 0 | 0 | 0 | 0 | 0 | 0 | 0 | 0 | 0 | 0 | 0 | 0 | 0 | 0 | 0 | 0 | 0 | 0 | 0 | 0 | 0 | 0 | 0 | 0 | 0 | 0 | 0 | 0
PG&E GBA | Salado | 115 | Distributed_Solar |  |  | 0 | 0 | 0 | 0 | 0 | 0 | 0 | 0 | 0 | 0 | 0 | 0 | 0 | 0 | 0 | 0 | 0 | 0 | 0 | 0 | 0 | 0 | 0 | 0 | 0 | 0 | 0 | 0
PG&E GBA | Salado | 60 | Distributed_Solar |  |  | 0 | 0 | 0 | 0 | 0 | 0 | 0 | 0 | 0 | 0 | 0 | 0 | 0 | 0 | 0 | 0 | 0 | 0 | 0 | 0 | 0 | 0 | 0 | 0 | 0 | 0 | 0 | 0
PG&E GBA | Salinas | 115 | Distributed_Solar |  |  | 1 | 0 | 0 | 0 | 0 | 0 | 0 | 0 | 0 | 0 | 0 | 0 | 0 | 0 | 3 | 3 | 0 | 0 | 0 | 0 | 3 | 3 | 0 | 3 | 3 | 0 | 3 | 3
SDGE | Salt Creek | 69 | Distributed_Solar |  |  | 0 | 0 | 0 | 0 | 0 | 0 | 0 | 0 | 0 | 0 | 0 | 0 | 0 | 0 | 0 | 0 | 0 | 0 | 0 | 0 | 0 | 0 | 0 | 0 | 0 | 0 | 0 | 0
SCE Eastern | San Bernardino | 230 | Distributed_Solar |  |  | 0 | 0 | 0 | 0 | 0 | 0 | 0 | 0 | 0 | 0 | 0 | 0 | 0 | 0 | 0 | 0 | 0 | 0 | 0 | 0 | 0 | 0 | 0 | 0 | 0 | 0 | 0 | 0
PG&E GBA | SAN FRAN A (POTRERO PP) | 115 | Distributed_Solar |  |  | 0 | 0 | 0 | 0 | 0 | 0 | 0 | 0 | 0 | 0 | 0 | 0 | 0 | 0 | 0 | 0 | 0 | 0 | 0 | 0 | 0 | 0 | 0 | 0 | 0 | 0 | 0 | 0
PG&E GBA | SAN FRAN A (POTRERO PP) | 230 | Distributed_Solar |  |  | 0 | 0 | 0 | 0 | 0 | 0 | 0 | 0 | 0 | 0 | 0 | 0 | 0 | 0 | 0 | 0 | 0 | 0 | 0 | 0 | 0 | 0 | 0 | 0 | 0 | 0 | 0 | 0
PG&E GBA | San Jose A | 115 | Distributed_Solar |  |  | 0 | 0 | 0 | 0 | 0 | 0 | 0 | 0 | 0 | 0 | 0 | 0 | 0 | 0 | 0 | 0 | 0 | 0 | 0 | 0 | 0 | 0 | 0 | 0 | 0 | 0 | 0 | 0
PG&E GBA | San Jose B | 115 | Distributed_Solar |  |  | 0 | 0 | 0 | 0 | 0 | 0 | 0 | 0 | 0 | 0 | 0 | 0 | 0 | 0 | 0 | 0 | 0 | 0 | 0 | 0 | 0 | 0 | 0 | 0 | 0 | 0 | 0 | 0
PG&E GBA | San Leandro U | 115 | Distributed_Solar |  |  | 0 | 0 | 0 | 0 | 0 | 0 | 0 | 0 | 0 | 0 | 0 | 0 | 0 | 0 | 0 | 0 | 0 | 0 | 0 | 0 | 0 | 0 | 0 | 0 | 0 | 0 | 0 | 0
PG&E KERN | San Luis Obispo | 115 | Distributed_Solar |  |  | 0 | 0 | 0 | 0 | 0 | 0 | 0 | 0 | 0 | 0 | 0 | 0 | 0 | 0 | 0 | 0 | 0 | 0 | 0 | 0 | 0 | 0 | 0 | 0 | 0 | 0 | 0 | 0
PG&E KERN | San Luis Obispo | 70 | Distributed_Solar |  |  | 0 | 0 | 0 | 0 | 0 | 0 | 0 | 0 | 0 | 0 | 0 | 0 | 0 | 0 | 0 | 0 | 0 | 0 | 0 | 0 | 0 | 0 | 0 | 0 | 0 | 0 | 0 | 0
SDGE | San Luis Rey | 230 | Distributed_Solar |  |  | 0 | 0 | 0 | 0 | 0 | 0 | 0 | 0 | 0 | 0 | 0 | 0 | 0 | 0 | 0 | 0 | 0 | 0 | 0 | 0 | 0 | 0 | 0 | 0 | 0 | 0 | 0 | 0
SDGE | San Luis Rey | 69 | Distributed_Solar |  |  | 0 | 0 | 0 | 0 | 0 | 0 | 0 | 0 | 0 | 0 | 0 | 0 | 0 | 0 | 0 | 0 | 0 | 0 | 0 | 0 | 0 | 0 | 0 | 0 | 0 | 0 | 0 | 0
SDGE | San Marcos | 69 | Distributed_Solar |  |  | 0 | 0 | 0 | 0 | 0 | 0 | 0 | 0 | 0 | 0 | 0 | 0 | 0 | 0 | 0 | 0 | 0 | 0 | 0 | 0 | 0 | 0 | 0 | 0 | 0 | 0 | 0 | 0
SCE Metro | San Onofre | 230 | Distributed_Solar |  |  | 0 | 0 | 0 | 0 | 0 | 0 | 0 | 0 | 0 | 0 | 0 | 0 | 0 | 0 | 0 | 0 | 0 | 0 | 0 | 0 | 0 | 0 | 0 | 0 | 0 | 0 | 0 | 0
PG&E GBA | San Pablo | 115 | Distributed_Solar |  |  | 0 | 0 | 0 | 0 | 0 | 0 | 0 | 0 | 0 | 0 | 0 | 0 | 0 | 0 | 0 | 0 | 0 | 0 | 0 | 0 | 0 | 0 | 0 | 0 | 0 | 0 | 0 | 0
PG&E GBA | San Ramon | 230 | Distributed_Solar |  |  | 0 | 0 | 0 | 0 | 0 | 0 | 0 | 0 | 0 | 0 | 0 | 0 | 0 | 0 | 0 | 0 | 0 | 0 | 0 | 0 | 0 | 0 | 0 | 0 | 0 | 0 | 0 | 0
SDGE | San Ysidro | 69 | Distributed_Solar |  |  | 0 | 0 | 0 | 0 | 0 | 0 | 0 | 0 | 0 | 0 | 0 | 0 | 0 | 0 | 0 | 0 | 0 | 0 | 0 | 0 | 0 | 0 | 0 | 0 | 0 | 0 | 0 | 0
SCE NOL | Sandlot | 230 | Distributed_Solar |  |  | 0 | 0 | 0 | 0 | 0 | 0 | 0 | 0 | 0 | 0 | 0 | 0 | 0 | 0 | 0 | 0 | 0 | 0 | 0 | 0 | 0 | 0 | 0 | 0 | 0 | 0 | 0 | 0
EOP | Sandy | 138 | Distributed_Solar |  |  | 0 | 0 | 0 | 0 | 0 | 0 | 0 | 0 | 0 | 0 | 0 | 0 | 0 | 0 | 0 | 0 | 0 | 0 | 0 | 0 | 0 | 0 | 0 | 0 | 0 | 0 | 0 | 0
PG&E FRESNO | Sanger | 115 | Distributed_Solar |  |  | 0 | 0 | 0 | 0 | 0 | 0 | 0 | 0 | 0 | 0 | 0 | 0 | 0 | 0 | 0 | 0 | 0 | 0 | 0 | 0 | 0 | 0 | 0 | 0 | 0 | 0 | 0 | 0
SCE Northern | Santa Clara | 230 | Distributed_Solar |  |  | 0 | 0 | 0 | 0 | 0 | 0 | 0 | 0 | 0 | 0 | 0 | 0 | 0 | 0 | 0 | 0 | 0 | 0 | 0 | 0 | 0 | 0 | 0 | 0 | 0 | 0 | 0 | 0
PG&E NGBA | Santa Rosa A | 115 | Distributed_Solar |  |  | 0 | 0 | 0 | 0 | 0 | 0 | 0 | 0 | 0 | 0 | 0 | 0 | 0 | 0 | 0 | 0 | 0 | 0 | 0 | 0 | 0 | 0 | 0 | 0 | 0 | 0 | 0 | 0
PG&E GBA | Santa Teresa | 115 | Distributed_Solar |  |  | 0 | 0 | 0 | 0 | 0 | 0 | 0 | 0 | 0 | 0 | 0 | 0 | 0 | 0 | 0 | 0 | 0 | 0 | 0 | 0 | 0 | 0 | 0 | 0 | 0 | 0 | 0 | 0
SDGE | Santee | 138 | Distributed_Solar |  |  | 0 | 0 | 0 | 0 | 0 | 0 | 0 | 0 | 0 | 0 | 0 | 0 | 0 | 0 | 0 | 0 | 0 | 0 | 0 | 0 | 0 | 0 | 0 | 0 | 0 | 0 | 0 | 0
SCE Metro | Santiago | 230 | Distributed_Solar |  |  | 0 | 0 | 0 | 0 | 0 | 0 | 0 | 0 | 0 | 0 | 0 | 0 | 0 | 0 | 0 | 0 | 0 | 0 | 0 | 0 | 0 | 0 | 0 | 0 | 0 | 0 | 0 | 0
PG&E GBA | Saratoga | 230 | Distributed_Solar |  |  | 0 | 0 | 0 | 0 | 0 | 0 | 0 | 0 | 0 | 0 | 0 | 0 | 0 | 0 | 0 | 0 | 0 | 0 | 0 | 0 | 0 | 0 | 0 | 0 | 0 | 0 | 0 | 0
SCE Northern | Saugus | 230 | Distributed_Solar |  |  | 0 | 0 | 0 | 0 | 0 | 0 | 0 | 0 | 0 | 0 | 0 | 0 | 0 | 0 | 0 | 0 | 0 | 0 | 0 | 0 | 0 | 0 | 0 | 0 | 0 | 0 | 0 | 0
PG&E FRESNO | Schindler | 115 | Distributed_Solar |  |  | 0 | 0 | 0 | 0 | 0 | 0 | 0 | 0 | 0 | 0 | 0 | 0 | 0 | 0 | 0 | 0 | 0 | 0 | 0 | 0 | 0 | 0 | 0 | 0 | 0 | 0 | 0 | 0
PG&E FRESNO | Schindler | 70 | Distributed_Solar |  |  | 0 | 0 | 0 | 0 | 0 | 0 | 0 | 0 | 0 | 0 | 0 | 0 | 0 | 0 | 0 | 0 | 0 | 0 | 0 | 0 | 0 | 0 | 0 | 0 | 0 | 0 | 0 | 0
PG&E GBA | Schulte | 115 | Distributed_Solar |  |  | 0 | 0 | 0 | 0 | 0 | 0 | 0 | 0 | 0 | 0 | 0 | 0 | 0 | 0 | 0 | 0 | 0 | 0 | 0 | 0 | 0 | 0 | 0 | 0 | 0 | 0 | 0 | 0
SDGE | Scripps | 69 | Distributed_Solar |  |  | 0 | 0 | 0 | 0 | 0 | 0 | 0 | 0 | 0 | 0 | 0 | 0 | 0 | 0 | 0 | 0 | 0 | 0 | 0 | 0 | 0 | 0 | 0 | 0 | 0 | 0 | 0 | 0
PG&E KERN | Semitropic | 115 | Distributed_Solar |  |  | 1 | 0 | 0 | 0 | 0 | 4.66 | 4.66 | 0 | 0 | 0 | 0 | 4.66 | 4.66 | 0 | 0 | 0 | 0 | 0 | 0 | 0 | 0 | 0 | 0 | 4.66 | 4.66 | 0 | 4.66 | 4.66
SCE Metro | Serrano | 230 | Distributed_Solar |  |  | 0 | 0 | 0 | 0 | 0 | 0 | 0 | 0 | 0 | 0 | 0 | 0 | 0 | 0 | 0 | 0 | 0 | 0 | 0 | 0 | 0 | 0 | 0 | 0 | 0 | 0 | 0 | 0
SCE Metro | Serrano | 500 | Distributed_Solar |  |  | 0 | 0 | 0 | 0 | 0 | 0 | 0 | 0 | 0 | 0 | 0 | 0 | 0 | 0 | 0 | 0 | 0 | 0 | 0 | 0 | 0 | 0 | 0 | 0 | 0 | 0 | 0 | 0
SDGE | Shadowridge | 138 | Distributed_Solar |  |  | 0 | 0 | 0 | 0 | 0 | 0 | 0 | 0 | 0 | 0 | 0 | 0 | 0 | 0 | 0 | 0 | 0 | 0 | 0 | 0 | 0 | 0 | 0 | 0 | 0 | 0 | 0 | 0
PG&E KERN | Shafter | 115 | Distributed_Solar |  |  | 1 | 0 | 0 | 0 | 0 | 2.25 | 2.25 | 0 | 0 | 0 | 0 | 2.25 | 2.25 | 0 | 0 | 0 | 0 | 0 | 0 | 0 | 0 | 0 | 0 | 2.25 | 2.25 | 0 | 2.25 | 2.25
PG&E NGBA | Silverado | 115 | Distributed_Solar |  |  | 0 | 0 | 0 | 0 | 0 | 0 | 0 | 0 | 0 | 0 | 0 | 0 | 0 | 0 | 0 | 0 | 0 | 0 | 0 | 0 | 0 | 0 | 0 | 0 | 0 | 0 | 0 | 0
SDGE | Silvergate | 230 | Distributed_Solar |  |  | 0 | 0 | 0 | 0 | 0 | 0 | 0 | 0 | 0 | 0 | 0 | 0 | 0 | 0 | 0 | 0 | 0 | 0 | 0 | 0 | 0 | 0 | 0 | 0 | 0 | 0 | 0 | 0
SDGE | Silvergate | 69 | Distributed_Solar |  |  | 0 | 0 | 0 | 0 | 0 | 0 | 0 | 0 | 0 | 0 | 0 | 0 | 0 | 0 | 0 | 0 | 0 | 0 | 0 | 0 | 0 | 0 | 0 | 0 | 0 | 0 | 0 | 0
PG&E KERN | Sisquoc | 115 | Distributed_Solar |  |  | 0 | 0 | 0 | 0 | 0 | 0 | 0 | 0 | 0 | 0 | 0 | 0 | 0 | 0 | 0 | 0 | 0 | 0 | 0 | 0 | 0 | 0 | 0 | 0 | 0 | 0 | 0 | 0
EOP | Sloan Canyon | 230 | Distributed_Solar |  |  | 0 | 0 | 0 | 0 | 0 | 0 | 0 | 0 | 0 | 0 | 0 | 0 | 0 | 0 | 0 | 0 | 0 | 0 | 0 | 0 | 0 | 0 | 0 | 0 | 0 | 0 | 0 | 0
EOP | Sloan Canyon | 500 | Distributed_Solar |  |  | 0 | 0 | 0 | 0 | 0 | 0 | 0 | 0 | 0 | 0 | 0 | 0 | 0 | 0 | 0 | 0 | 0 | 0 | 0 | 0 | 0 | 0 | 0 | 0 | 0 | 0 | 0 | 0
PG&E KERN | Smyrna | 115 | Distributed_Solar |  |  | 1 | 0 | 0 | 0 | 0 | 0 | 0 | 0 | 0 | 0 | 0 | 0 | 0 | 0 | 6 | 6 | 0 | 0 | 0 | 0 | 6 | 6 | 0 | 6 | 6 | 0 | 6 | 6
PG&E GBA | Sobrante | 115 | Distributed_Solar |  |  | 0 | 0 | 0 | 0 | 0 | 0 | 0 | 0 | 0 | 0 | 0 | 0 | 0 | 0 | 0 | 0 | 0 | 0 | 0 | 0 | 0 | 0 | 0 | 0 | 0 | 0 | 0 | 0
PG&E GBA | Sobrante | 230 | Distributed_Solar |  |  | 0 | 0 | 0 | 0 | 0 | 0 | 0 | 0 | 0 | 0 | 0 | 0 | 0 | 0 | 0 | 0 | 0 | 0 | 0 | 0 | 0 | 0 | 0 | 0 | 0 | 0 | 0 | 0
PG&E KERN | Solar | 230 | Distributed_Solar |  |  | 0 | 0 | 0 | 0 | 0 | 0 | 0 | 0 | 0 | 0 | 0 | 0 | 0 | 0 | 0 | 0 | 0 | 0 | 0 | 0 | 0 | 0 | 0 | 0 | 0 | 0 | 0 | 0
PG&E GBA | Soledad | 115 | Distributed_Solar |  |  | 0 | 0 | 0 | 0 | 0 | 0 | 0 | 0 | 0 | 0 | 0 | 0 | 0 | 0 | 0 | 0 | 0 | 0 | 0 | 0 | 0 | 0 | 0 | 0 | 0 | 0 | 0 | 0
PG&E GBA | Soledad | 60 | Distributed_Solar |  |  | 0 | 0 | 0 | 0 | 0 | 0 | 0 | 0 | 0 | 0 | 0 | 0 | 0 | 0 | 0 | 0 | 0 | 0 | 0 | 0 | 0 | 0 | 0 | 0 | 0 | 0 | 0 | 0
SDGE | Spring Valley | 69 | Distributed_Solar |  |  | 0 | 0 | 0 | 0 | 0 | 0 | 0 | 0 | 0 | 0 | 0 | 0 | 0 | 0 | 0 | 0 | 0 | 0 | 0 | 0 | 0 | 0 | 0 | 0 | 0 | 0 | 0 | 0
SCE Northern | Springville | 230 | Distributed_Solar |  |  | 1 | 0 | 0 | 0 | 0 | 3 | 3 | 0 | 0 | 0 | 0 | 3 | 3 | 0 | 0 | 0 | 0 | 0 | 0 | 0 | 0 | 0 | 0 | 3 | 3 | 0 | 3 | 3
PG&E GBA | Stagg | 230 | Distributed_Solar |  |  | 0 | 0 | 0 | 0 | 0 | 0 | 0 | 0 | 0 | 0 | 0 | 0 | 0 | 0 | 0 | 0 | 0 | 0 | 0 | 0 | 0 | 0 | 0 | 0 | 0 | 0 | 0 | 0
PG&E GBA | Standard Oil | 115 | Distributed_Solar |  |  | 0 | 0 | 0 | 0 | 0 | 0 | 0 | 0 | 0 | 0 | 0 | 0 | 0 | 0 | 0 | 0 | 0 | 0 | 0 | 0 | 0 | 0 | 0 | 0 | 0 | 0 | 0 | 0
PG&E GBA | Stanislaus | 115 | Distributed_Solar |  |  | 0 | 0 | 0 | 0 | 0 | 0 | 0 | 0 | 0 | 0 | 0 | 0 | 0 | 0 | 0 | 0 | 0 | 0 | 0 | 0 | 0 | 0 | 0 | 0 | 0 | 0 | 0 | 0
PG&E KERN | Stockdale | 115 | Distributed_Solar |  |  | 1 | 0 | 0 | 0 | 0 | 0 | 0 | 0 | 0 | 0 | 0 | 0 | 0 | 0 | 1.8 | 1.8 | 0 | 0 | 0 | 0 | 1.8 | 1.8 | 0 | 1.8 | 1.8 | 0 | 1.8 | 1.8
PG&E KERN | Stockdale | 230 | Distributed_Solar |  |  | 0 | 0 | 0 | 0 | 0 | 0 | 0 | 0 | 0 | 0 | 0 | 0 | 0 | 0 | 0 | 0 | 0 | 0 | 0 | 0 | 0 | 0 | 0 | 0 | 0 | 0 | 0 | 0
PG&E GBA | Stockton A | 115 | Distributed_Solar |  |  | 0 | 0 | 0 | 0 | 0 | 0 | 0 | 0 | 0 | 0 | 0 | 0 | 0 | 0 | 0 | 0 | 0 | 0 | 0 | 0 | 0 | 0 | 0 | 0 | 0 | 0 | 0 | 0
PG&E GBA | Stone | 115 | Distributed_Solar |  |  | 0 | 0 | 0 | 0 | 0 | 0 | 0 | 0 | 0 | 0 | 0 | 0 | 0 | 0 | 0 | 0 | 0 | 0 | 0 | 0 | 0 | 0 | 0 | 0 | 0 | 0 | 0 | 0
PG&E FRESNO | Storey | 230 | Distributed_Solar |  |  | 0 | 0 | 0 | 0 | 0 | 0 | 0 | 0 | 0 | 0 | 0 | 0 | 0 | 0 | 0 | 0 | 0 | 0 | 0 | 0 | 0 | 0 | 0 | 0 | 0 | 0 | 0 | 0
PG&E NGBA | Summit | 115 | Distributed_Solar |  |  | 0 | 0 | 0 | 0 | 0 | 0 | 0 | 0 | 0 | 0 | 0 | 0 | 0 | 0 | 0 | 0 | 0 | 0 | 0 | 0 | 0 | 0 | 0 | 0 | 0 | 0 | 0 | 0
SDGE | Suncrest | 230 | Distributed_Solar |  |  | 0 | 0 | 0 | 0 | 0 | 0 | 0 | 0 | 0 | 0 | 0 | 0 | 0 | 0 | 0 | 0 | 0 | 0 | 0 | 0 | 0 | 0 | 0 | 0 | 0 | 0 | 0 | 0
SDGE | Suncrest | 500 | Distributed_Solar |  |  | 0 | 0 | 0 | 0 | 0 | 0 | 0 | 0 | 0 | 0 | 0 | 0 | 0 | 0 | 0 | 0 | 0 | 0 | 0 | 0 | 0 | 0 | 0 | 0 | 0 | 0 | 0 | 0
PG&E KERN | Sunrise | 230 | Distributed_Solar |  |  | 0 | 0 | 0 | 0 | 0 | 0 | 0 | 0 | 0 | 0 | 0 | 0 | 0 | 0 | 0 | 0 | 0 | 0 | 0 | 0 | 0 | 0 | 0 | 0 | 0 | 0 | 0 | 0
PG&E KERN | Sunset | 230 | Distributed_Solar |  |  | 0 | 0 | 0 | 0 | 0 | 0 | 0 | 0 | 0 | 0 | 0 | 0 | 0 | 0 | 0 | 0 | 0 | 0 | 0 | 0 | 0 | 0 | 0 | 0 | 0 | 0 | 0 | 0
PG&E GBA | Swift | 115 | Distributed_Solar |  |  | 0 | 0 | 0 | 0 | 0 | 0 | 0 | 0 | 0 | 0 | 0 | 0 | 0 | 0 | 0 | 0 | 0 | 0 | 0 | 0 | 0 | 0 | 0 | 0 | 0 | 0 | 0 | 0
SDGE | Sycamore Canyon | 138 | Distributed_Solar |  |  | 0 | 0 | 0 | 0 | 0 | 0 | 0 | 0 | 0 | 0 | 0 | 0 | 0 | 0 | 0 | 0 | 0 | 0 | 0 | 0 | 0 | 0 | 0 | 0 | 0 | 0 | 0 | 0
SDGE | Sycamore Canyon | 230 | Distributed_Solar |  |  | 0 | 0 | 0 | 0 | 0 | 0 | 0 | 0 | 0 | 0 | 0 | 0 | 0 | 0 | 0 | 0 | 0 | 0 | 0 | 0 | 0 | 0 | 0 | 0 | 0 | 0 | 0 | 0
SDGE | Sycamore Canyon | 69 | Distributed_Solar |  |  | 0 | 0 | 0 | 0 | 0 | 0 | 0 | 0 | 0 | 0 | 0 | 0 | 0 | 0 | 0 | 0 | 0 | 0 | 0 | 0 | 0 | 0 | 0 | 0 | 0 | 0 | 0 | 0
SCE Northern | Sylmar | 230 | Distributed_Solar |  |  | 0 | 0 | 0 | 0 | 0 | 0 | 0 | 0 | 0 | 0 | 0 | 0 | 0 | 0 | 0 | 0 | 0 | 0 | 0 | 0 | 0 | 0 | 0 | 0 | 0 | 0 | 0 | 0
PG&E NGBA | Table Mountain | 115 | Distributed_Solar |  |  | 0 | 0 | 0 | 0 | 0 | 0 | 0 | 0 | 0 | 0 | 0 | 0 | 0 | 0 | 0 | 0 | 0 | 0 | 0 | 0 | 0 | 0 | 0 | 0 | 0 | 0 | 0 | 0
PG&E NGBA | Table Mountain | 230 | Distributed_Solar |  |  | 0 | 0 | 0 | 0 | 0 | 0 | 0 | 0 | 0 | 0 | 0 | 0 | 0 | 0 | 0 | 0 | 0 | 0 | 0 | 0 | 0 | 0 | 0 | 0 | 0 | 0 | 0 | 0
PG&E NGBA | Table Mountain | 500 | Distributed_Solar |  |  | 0 | 0 | 0 | 0 | 0 | 0 | 0 | 0 | 0 | 0 | 0 | 0 | 0 | 0 | 0 | 0 | 0 | 0 | 0 | 0 | 0 | 0 | 0 | 0 | 0 | 0 | 0 | 0
PG&E NGBA | Table Mountain | 60 | Distributed_Solar |  |  | 0 | 0 | 0 | 0 | 0 | 0 | 0 | 0 | 0 | 0 | 0 | 0 | 0 | 0 | 0 | 0 | 0 | 0 | 0 | 0 | 0 | 0 | 0 | 0 | 0 | 0 | 0 | 0
PG&E KERN | Taft | 115 | Distributed_Solar |  |  | 1 | 0 | 0 | 0 | 0 | 0 | 0 | 0 | 0 | 0 | 0 | 0 | 0 | 0 | 8 | 8 | 0 | 0 | 0 | 0 | 8 | 8 | 0 | 8 | 8 | 0 | 8 | 8
SDGE | Talega | 138 | Distributed_Solar |  |  | 0 | 0 | 0 | 0 | 0 | 0 | 0 | 0 | 0 | 0 | 0 | 0 | 0 | 0 | 0 | 0 | 0 | 0 | 0 | 0 | 0 | 0 | 0 | 0 | 0 | 0 | 0 | 0
SDGE | Talega | 230 | Distributed_Solar |  |  | 0 | 0 | 0 | 0 | 0 | 0 | 0 | 0 | 0 | 0 | 0 | 0 | 0 | 0 | 0 | 0 | 0 | 0 | 0 | 0 | 0 | 0 | 0 | 0 | 0 | 0 | 0 | 0
PG&E GBA | Tassajara | 230 | Distributed_Solar |  |  | 0 | 0 | 0 | 0 | 0 | 0 | 0 | 0 | 0 | 0 | 0 | 0 | 0 | 0 | 0 | 0 | 0 | 0 | 0 | 0 | 0 | 0 | 0 | 0 | 0 | 0 | 0 | 0
PG&E KERN | Tejon | 70 | Distributed_Solar |  |  | 0 | 0 | 0 | 0 | 0 | 0 | 0 | 0 | 0 | 0 | 0 | 0 | 0 | 0 | 0 | 0 | 0 | 0 | 0 | 0 | 0 | 0 | 0 | 0 | 0 | 0 | 0 | 0
SDGE | Telegraph Canyon | 138 | Distributed_Solar |  |  | 0 | 0 | 0 | 0 | 0 | 0 | 0 | 0 | 0 | 0 | 0 | 0 | 0 | 0 | 0 | 0 | 0 | 0 | 0 | 0 | 0 | 0 | 0 | 0 | 0 | 0 | 0 | 0
PG&E KERN | Temblor | 115 | Distributed_Solar |  |  | 0 | 0 | 0 | 0 | 0 | 0 | 0 | 0 | 0 | 0 | 0 | 0 | 0 | 0 | 0 | 0 | 0 | 0 | 0 | 0 | 0 | 0 | 0 | 0 | 0 | 0 | 0 | 0
PG&E KERN | Templeton | 230 | Distributed_Solar |  |  | 0 | 0 | 0 | 0 | 0 | 0 | 0 | 0 | 0 | 0 | 0 | 0 | 0 | 0 | 0 | 0 | 0 | 0 | 0 | 0 | 0 | 0 | 0 | 0 | 0 | 0 | 0 | 0
PG&E KERN | Templeton | 70 | Distributed_Solar |  |  | 0 | 0 | 0 | 0 | 0 | 0 | 0 | 0 | 0 | 0 | 0 | 0 | 0 | 0 | 0 | 0 | 0 | 0 | 0 | 0 | 0 | 0 | 0 | 0 | 0 | 0 | 0 | 0
PG&E GBA | Tesla | 115 | Distributed_Solar |  |  | 0 | 0 | 0 | 0 | 0 | 0 | 0 | 0 | 0 | 0 | 0 | 0 | 0 | 0 | 0 | 0 | 0 | 0 | 0 | 0 | 0 | 0 | 0 | 0 | 0 | 0 | 0 | 0
PG&E GBA | Tesla | 230 | Distributed_Solar |  |  | 0 | 0 | 0 | 0 | 0 | 0 | 0 | 0 | 0 | 0 | 0 | 0 | 0 | 0 | 0 | 0 | 0 | 0 | 0 | 0 | 0 | 0 | 0 | 0 | 0 | 0 | 0 | 0
PG&E GBA | Tesla | 500 | Distributed_Solar |  |  | 0 | 0 | 0 | 0 | 0 | 0 | 0 | 0 | 0 | 0 | 0 | 0 | 0 | 0 | 0 | 0 | 0 | 0 | 0 | 0 | 0 | 0 | 0 | 0 | 0 | 0 | 0 | 0
PG&E KERN | Tevis | 115 | Distributed_Solar |  |  | 0 | 0 | 0 | 0 | 0 | 0 | 0 | 0 | 0 | 0 | 0 | 0 | 0 | 0 | 0 | 0 | 0 | 0 | 0 | 0 | 0 | 0 | 0 | 0 | 0 | 0 | 0 | 0
EOP | Thousandaire | 138 | Distributed_Solar |  |  | 0 | 0 | 0 | 0 | 0 | 0 | 0 | 0 | 0 | 0 | 0 | 0 | 0 | 0 | 0 | 0 | 0 | 0 | 0 | 0 | 0 | 0 | 0 | 0 | 0 | 0 | 0 | 0
PG&E KERN | Topaz | 230 | Distributed_Solar |  |  | 0 | 0 | 0 | 0 | 0 | 0 | 0 | 0 | 0 | 0 | 0 | 0 | 0 | 0 | 0 | 0 | 0 | 0 | 0 | 0 | 0 | 0 | 0 | 0 | 0 | 0 | 0 | 0
SCE NOL | Tortilla | 115 | Distributed_Solar |  |  | 1 | 0 | 0 | 0 | 0 | 3 | 3 | 0 | 0 | 0 | 0 | 3 | 3 | 0 | 0 | 0 | 0 | 0 | 0 | 0 | 0 | 0 | 0 | 3 | 3 | 0 | 3 | 3
SDGE | Trabuco | 138 | Distributed_Solar |  |  | 0 | 0 | 0 | 0 | 0 | 0 | 0 | 0 | 0 | 0 | 0 | 0 | 0 | 0 | 0 | 0 | 0 | 0 | 0 | 0 | 0 | 0 | 0 | 0 | 0 | 0 | 0 | 0
PG&E GBA | Tracy | 115 | Distributed_Solar |  |  | 0 | 0 | 0 | 0 | 0 | 0 | 0 | 0 | 0 | 0 | 0 | 0 | 0 | 0 | 0 | 0 | 0 | 0 | 0 | 0 | 0 | 0 | 0 | 0 | 0 | 0 | 0 | 0
PG&E FRESNO | Tranquility | 230 | Distributed_Solar |  |  | 0 | 0 | 0 | 0 | 0 | 0 | 0 | 0 | 0 | 0 | 0 | 0 | 0 | 0 | 0 | 0 | 0 | 0 | 0 | 0 | 0 | 0 | 0 | 0 | 0 | 0 | 0 | 0
PG&E GBA | Trimble | 115 | Distributed_Solar |  |  | 0 | 0 | 0 | 0 | 0 | 0 | 0 | 0 | 0 | 0 | 0 | 0 | 0 | 0 | 0 | 0 | 0 | 0 | 0 | 0 | 0 | 0 | 0 | 0 | 0 | 0 | 0 | 0
EOP | Trout Canyon | 230 | Distributed_Solar |  |  | 0 | 0 | 0 | 0 | 0 | 0 | 0 | 0 | 0 | 0 | 0 | 0 | 0 | 0 | 0 | 0 | 0 | 0 | 0 | 0 | 0 | 0 | 0 | 0 | 0 | 0 | 0 | 0
EOP | Trout Canyon | 500 | Distributed_Solar |  |  | 0 | 0 | 0 | 0 | 0 | 0 | 0 | 0 | 0 | 0 | 0 | 0 | 0 | 0 | 0 | 0 | 0 | 0 | 0 | 0 | 0 | 0 | 0 | 0 | 0 | 0 | 0 | 0
PG&E NGBA | Tulucay | 230 | Distributed_Solar |  |  | 0 | 0 | 0 | 0 | 0 | 0 | 0 | 0 | 0 | 0 | 0 | 0 | 0 | 0 | 0 | 0 | 0 | 0 | 0 | 0 | 0 | 0 | 0 | 0 | 0 | 0 | 0 | 0
PG&E NGBA | Tulucay | 60 | Distributed_Solar |  |  | 0 | 0 | 0 | 0 | 0 | 0 | 0 | 0 | 0 | 0 | 0 | 0 | 0 | 0 | 0 | 0 | 0 | 0 | 0 | 0 | 0 | 0 | 0 | 0 | 0 | 0 | 0 | 0
PG&E KERN | Tupman | 115 | Distributed_Solar |  |  | 0 | 0 | 0 | 0 | 0 | 0 | 0 | 0 | 0 | 0 | 0 | 0 | 0 | 0 | 0 | 0 | 0 | 0 | 0 | 0 | 0 | 0 | 0 | 0 | 0 | 0 | 0 | 0
PG&E NGBA | Ukiah | 115 | Distributed_Solar |  |  | 0 | 0 | 0 | 0 | 0 | 0 | 0 | 0 | 0 | 0 | 0 | 0 | 0 | 0 | 0 | 0 | 0 | 0 | 0 | 0 | 0 | 0 | 0 | 0 | 0 | 0 | 0 | 0
PG&E KERN | Union (Estrella) | 70 | Distributed_Solar |  |  | 0 | 0 | 0 | 0 | 0 | 0 | 0 | 0 | 0 | 0 | 0 | 0 | 0 | 0 | 0 | 0 | 0 | 0 | 0 | 0 | 0 | 0 | 0 | 0 | 0 | 0 | 0 | 0
PG&E NGBA | Vaca Dixon | 115 | Distributed_Solar |  |  | 0 | 0 | 0 | 0 | 0 | 0 | 0 | 0 | 0 | 0 | 0 | 0 | 0 | 0 | 0 | 0 | 0 | 0 | 0 | 0 | 0 | 0 | 0 | 0 | 0 | 0 | 0 | 0
PG&E NGBA | Vaca Dixon | 230 | Distributed_Solar |  |  | 0 | 0 | 0 | 0 | 0 | 0 | 0 | 0 | 0 | 0 | 0 | 0 | 0 | 0 | 0 | 0 | 0 | 0 | 0 | 0 | 0 | 0 | 0 | 0 | 0 | 0 | 0 | 0
PG&E NGBA | Vaca Dixon | 500 | Distributed_Solar |  |  | 0 | 0 | 0 | 0 | 0 | 0 | 0 | 0 | 0 | 0 | 0 | 0 | 0 | 0 | 0 | 0 | 0 | 0 | 0 | 0 | 0 | 0 | 0 | 0 | 0 | 0 | 0 | 0
PG&E NGBA | Vaca Dixon | 60 | Distributed_Solar |  |  | 0 | 0 | 0 | 0 | 0 | 0 | 0 | 0 | 0 | 0 | 0 | 0 | 0 | 0 | 0 | 0 | 0 | 0 | 0 | 0 | 0 | 0 | 0 | 0 | 0 | 0 | 0 | 0
SCE Eastern | Valley (SCE) | 500 | Distributed_Solar |  |  | 0 | 0 | 0 | 0 | 0 | 0 | 0 | 0 | 0 | 0 | 0 | 0 | 0 | 0 | 0 | 0 | 0 | 0 | 0 | 0 | 0 | 0 | 0 | 0 | 0 | 0 | 0 | 0
EOP | Valley (VEA) | 138 | Distributed_Solar |  |  | 0 | 0 | 0 | 0 | 0 | 0 | 0 | 0 | 0 | 0 | 0 | 0 | 0 | 0 | 0 | 0 | 0 | 0 | 0 | 0 | 0 | 0 | 0 | 0 | 0 | 0 | 0 | 0
SDGE | Valley Center | 69 | Distributed_Solar |  |  | 1 | 0 | 0 | 0 | 0 | 0 | 0 | 0 | 0 | 0 | 0 | 0 | 0 | 0 | 10 | 10 | 0 | 0 | 0 | 0 | 10 | 10 | 0 | 10 | 10 | 0 | 10 | 10
PG&E GBA | Valley Home | 115 | Distributed_Solar |  |  | 0 | 0 | 0 | 0 | 0 | 0 | 0 | 0 | 0 | 0 | 0 | 0 | 0 | 0 | 0 | 0 | 0 | 0 | 0 | 0 | 0 | 0 | 0 | 0 | 0 | 0 | 0 | 0
PG&E GBA | Valley Springs | 230 | Distributed_Solar |  |  | 0 | 0 | 0 | 0 | 0 | 0 | 0 | 0 | 0 | 0 | 0 | 0 | 0 | 0 | 0 | 0 | 0 | 0 | 0 | 0 | 0 | 0 | 0 | 0 | 0 | 0 | 0 | 0
PG&E GBA | Valley Springs | 60 | Distributed_Solar |  |  | 0 | 0 | 0 | 0 | 0 | 0 | 0 | 0 | 0 | 0 | 0 | 0 | 0 | 0 | 0 | 0 | 0 | 0 | 0 | 0 | 0 | 0 | 0 | 0 | 0 | 0 | 0 | 0
EOP | Valley Switch | 138 | Distributed_Solar |  |  | 0 | 0 | 0 | 0 | 0 | 0 | 0 | 0 | 0 | 0 | 0 | 0 | 0 | 0 | 0 | 0 | 0 | 0 | 0 | 0 | 0 | 0 | 0 | 0 | 0 | 0 | 0 | 0
EOP | Valley Switch | 230 | Distributed_Solar |  |  | 0 | 0 | 0 | 0 | 0 | 0 | 0 | 0 | 0 | 0 | 0 | 0 | 0 | 0 | 0 | 0 | 0 | 0 | 0 | 0 | 0 | 0 | 0 | 0 | 0 | 0 | 0 | 0
PG&E GBA | Vasco | 230 | Distributed_Solar |  |  | 0 | 0 | 0 | 0 | 0 | 0 | 0 | 0 | 0 | 0 | 0 | 0 | 0 | 0 | 0 | 0 | 0 | 0 | 0 | 0 | 0 | 0 | 0 | 0 | 0 | 0 | 0 | 0
PG&E GBA | Vasona | 230 | Distributed_Solar |  |  | 0 | 0 | 0 | 0 | 0 | 0 | 0 | 0 | 0 | 0 | 0 | 0 | 0 | 0 | 0 | 0 | 0 | 0 | 0 | 0 | 0 | 0 | 0 | 0 | 0 | 0 | 0 | 0
SCE Northern | Vestal | 230 | Distributed_Solar |  |  | 0 | 0 | 0 | 0 | 0 | 0 | 0 | 0 | 0 | 0 | 0 | 0 | 0 | 0 | 0 | 0 | 0 | 0 | 0 | 0 | 0 | 0 | 0 | 0 | 0 | 0 | 0 | 0
SCE Northern | Vestal | 66 | Distributed_Solar |  |  | 0 | 0 | 0 | 0 | 0 | 0 | 0 | 0 | 0 | 0 | 0 | 0 | 0 | 0 | 0 | 0 | 0 | 0 | 0 | 0 | 0 | 0 | 0 | 0 | 0 | 0 | 0 | 0
SCE NOL | Victor | 115 | Distributed_Solar |  |  | 1 | 0 | 0 | 0 | 0 | 7 | 7 | 0 | 0 | 0 | 0 | 7 | 7 | 0 | 0 | 0 | 0 | 0 | 0 | 0 | 0 | 0 | 0 | 7 | 7 | 0 | 7 | 7
SCE NOL | Victor | 230 | Distributed_Solar |  |  | 1 | 0 | 0 | 0 | 0 | 5 | 5 | 0 | 0 | 0 | 0 | 5 | 5 | 0 | 0 | 0 | 0 | 0 | 0 | 0 | 0 | 0 | 0 | 5 | 5 | 0 | 5 | 5
SCE Metro | Viejo | 230 | Distributed_Solar |  |  | 0 | 0 | 0 | 0 | 0 | 0 | 0 | 0 | 0 | 0 | 0 | 0 | 0 | 0 | 0 | 0 | 0 | 0 | 0 | 0 | 0 | 0 | 0 | 0 | 0 | 0 | 0 | 0
PG&E GBA | Vierra | 115 | Distributed_Solar |  |  | 1 | 0 | 0 | 0 | 0 | 2.975 | 2.975 | 0 | 0 | 0 | 0 | 2.975 | 2.975 | 0 | 0 | 0 | 0 | 0 | 0 | 0 | 0 | 0 | 0 | 2.975 | 2.975 | 0 | 2.975 | 2.975
SCE Metro | Villa Park | 230 | Distributed_Solar |  |  | 0 | 0 | 0 | 0 | 0 | 0 | 0 | 0 | 0 | 0 | 0 | 0 | 0 | 0 | 0 | 0 | 0 | 0 | 0 | 0 | 0 | 0 | 0 | 0 | 0 | 0 | 0 | 0
SCE Northern | Vincent | 230 | Distributed_Solar |  |  | 0 | 0 | 0 | 0 | 0 | 0 | 0 | 0 | 0 | 0 | 0 | 0 | 0 | 0 | 0 | 0 | 0 | 0 | 0 | 0 | 0 | 0 | 0 | 0 | 0 | 0 | 0 | 0
SCE Northern | Vincent | 500 | Distributed_Solar |  |  | 0 | 0 | 0 | 0 | 0 | 0 | 0 | 0 | 0 | 0 | 0 | 0 | 0 | 0 | 0 | 0 | 0 | 0 | 0 | 0 | 0 | 0 | 0 | 0 | 0 | 0 | 0 | 0
PG&E GBA | Vineyard | 230 | Distributed_Solar |  |  | 0 | 0 | 0 | 0 | 0 | 0 | 0 | 0 | 0 | 0 | 0 | 0 | 0 | 0 | 0 | 0 | 0 | 0 | 0 | 0 | 0 | 0 | 0 | 0 | 0 | 0 | 0 | 0
SDGE | Vineyard | 69 | Distributed_Solar |  |  | 0 | 0 | 0 | 0 | 0 | 0 | 0 | 0 | 0 | 0 | 0 | 0 | 0 | 0 | 0 | 0 | 0 | 0 | 0 | 0 | 0 | 0 | 0 | 0 | 0 | 0 | 0 | 0
SCE Eastern | Vista (SCE) | 230 | Distributed_Solar |  |  | 0 | 0 | 0 | 0 | 0 | 0 | 0 | 0 | 0 | 0 | 0 | 0 | 0 | 0 | 0 | 0 | 0 | 0 | 0 | 0 | 0 | 0 | 0 | 0 | 0 | 0 | 0 | 0
EOP | Vista (VEA) | 138 | Distributed_Solar |  |  | 0 | 0 | 0 | 0 | 0 | 0 | 0 | 0 | 0 | 0 | 0 | 0 | 0 | 0 | 0 | 0 | 0 | 0 | 0 | 0 | 0 | 0 | 0 | 0 | 0 | 0 | 0 | 0
EOP | Vista (VEA) | 230 | Distributed_Solar |  |  | 0 | 0 | 0 | 0 | 0 | 0 | 0 | 0 | 0 | 0 | 0 | 0 | 0 | 0 | 0 | 0 | 0 | 0 | 0 | 0 | 0 | 0 | 0 | 0 | 0 | 0 | 0 | 0
PG&E FRESNO | Wahtoke | 115 | Distributed_Solar |  |  | 0 | 0 | 0 | 0 | 0 | 0 | 0 | 0 | 0 | 0 | 0 | 0 | 0 | 0 | 0 | 0 | 0 | 0 | 0 | 0 | 0 | 0 | 0 | 0 | 0 | 0 | 0 | 0
SCE Northern | Wakefield | 66 | Distributed_Solar |  |  | 0 | 0 | 0 | 0 | 0 | 0 | 0 | 0 | 0 | 0 | 0 | 0 | 0 | 0 | 0 | 0 | 0 | 0 | 0 | 0 | 0 | 0 | 0 | 0 | 0 | 0 | 0 | 0
SCE Metro | Walnut | 230 | Distributed_Solar |  |  | 0 | 0 | 0 | 0 | 0 | 0 | 0 | 0 | 0 | 0 | 0 | 0 | 0 | 0 | 0 | 0 | 0 | 0 | 0 | 0 | 0 | 0 | 0 | 0 | 0 | 0 | 0 | 0
SCE Northern | Warne | 230 | Distributed_Solar |  |  | 0 | 0 | 0 | 0 | 0 | 0 | 0 | 0 | 0 | 0 | 0 | 0 | 0 | 0 | 0 | 0 | 0 | 0 | 0 | 0 | 0 | 0 | 0 | 0 | 0 | 0 | 0 | 0
PG&E GBA | Warnerville | 230 | Distributed_Solar |  |  | 0 | 0 | 0 | 0 | 0 | 0 | 0 | 0 | 0 | 0 | 0 | 0 | 0 | 0 | 0 | 0 | 0 | 0 | 0 | 0 | 0 | 0 | 0 | 0 | 0 | 0 | 0 | 0
PG&E FRESNO | Waukena | 115 | Distributed_Solar |  |  | 0 | 0 | 0 | 0 | 0 | 0 | 0 | 0 | 0 | 0 | 0 | 0 | 0 | 0 | 0 | 0 | 0 | 0 | 0 | 0 | 0 | 0 | 0 | 0 | 0 | 0 | 0 | 0
PG&E GBA | Weber | 230 | Distributed_Solar |  |  | 0 | 0 | 0 | 0 | 0 | 0 | 0 | 0 | 0 | 0 | 0 | 0 | 0 | 0 | 0 | 0 | 0 | 0 | 0 | 0 | 0 | 0 | 0 | 0 | 0 | 0 | 0 | 0
PG&E GBA | Weber | 60 | Distributed_Solar |  |  | 1 | 0 | 0 | 0 | 0 | 0 | 0 | 0 | 0 | 0 | 0 | 0 | 0 | 0 | 4 | 4 | 0 | 0 | 0 | 0 | 4 | 4 | 0 | 4 | 4 | 0 | 4 | 4
PG&E FRESNO | West Fresno | 115 | Distributed_Solar |  |  | 0 | 0 | 0 | 0 | 0 | 0 | 0 | 0 | 0 | 0 | 0 | 0 | 0 | 0 | 0 | 0 | 0 | 0 | 0 | 0 | 0 | 0 | 0 | 0 | 0 | 0 | 0 | 0
PG&E FRESNO | Westley | 230 | Distributed_Solar |  |  | 0 | 0 | 0 | 0 | 0 | 0 | 0 | 0 | 0 | 0 | 0 | 0 | 0 | 0 | 0 | 0 | 0 | 0 | 0 | 0 | 0 | 0 | 0 | 0 | 0 | 0 | 0 | 0
PG&E KERN | Westpark | 115 | Distributed_Solar |  |  | 0 | 0 | 0 | 0 | 0 | 0 | 0 | 0 | 0 | 0 | 0 | 0 | 0 | 0 | 0 | 0 | 0 | 0 | 0 | 0 | 0 | 0 | 0 | 0 | 0 | 0 | 0 | 0
PG&E KERN | Wheeler Ridge | 230 | Distributed_Solar |  |  | 0 | 0 | 0 | 0 | 0 | 0 | 0 | 0 | 0 | 0 | 0 | 0 | 0 | 0 | 0 | 0 | 0 | 0 | 0 | 0 | 0 | 0 | 0 | 0 | 0 | 0 | 0 | 0
PG&E KERN | Wheeler Ridge | 115 | Distributed_Solar |  |  | 0 | 0 | 0 | 0 | 0 | 0 | 0 | 0 | 0 | 0 | 0 | 0 | 0 | 0 | 0 | 0 | 0 | 0 | 0 | 0 | 0 | 0 | 0 | 0 | 0 | 0 | 0 | 0
PG&E KERN | Wheeler Ridge | 70 | Distributed_Solar |  |  | 0 | 0 | 0 | 0 | 0 | 0 | 0 | 0 | 0 | 0 | 0 | 0 | 0 | 0 | 0 | 0 | 0 | 0 | 0 | 0 | 0 | 0 | 0 | 0 | 0 | 0 | 0 | 0
SCE Northern | Whirlwind | 230 | Distributed_Solar |  |  | 0 | 0 | 0 | 0 | 0 | 0 | 0 | 0 | 0 | 0 | 0 | 0 | 0 | 0 | 0 | 0 | 0 | 0 | 0 | 0 | 0 | 0 | 0 | 0 | 0 | 0 | 0 | 0
SCE Northern | Whirlwind | 500 | Distributed_Solar |  |  | 0 | 0 | 0 | 0 | 0 | 0 | 0 | 0 | 0 | 0 | 0 | 0 | 0 | 0 | 0 | 0 | 0 | 0 | 0 | 0 | 0 | 0 | 0 | 0 | 0 | 0 | 0 | 0
PG&E GBA | Whisman | 115 | Distributed_Solar |  |  | 0 | 0 | 0 | 0 | 0 | 0 | 0 | 0 | 0 | 0 | 0 | 0 | 0 | 0 | 0 | 0 | 0 | 0 | 0 | 0 | 0 | 0 | 0 | 0 | 0 | 0 | 0 | 0
SCE Eastern | Wildlife | 230 | Distributed_Solar |  |  | 0 | 0 | 0 | 0 | 0 | 0 | 0 | 0 | 0 | 0 | 0 | 0 | 0 | 0 | 0 | 0 | 0 | 0 | 0 | 0 | 0 | 0 | 0 | 0 | 0 | 0 | 0 | 0
PG&E FRESNO | Wilson | 115 | Distributed_Solar |  |  | 0 | 0 | 0 | 0 | 0 | 0 | 0 | 0 | 0 | 0 | 0 | 0 | 0 | 0 | 0 | 0 | 0 | 0 | 0 | 0 | 0 | 0 | 0 | 0 | 0 | 0 | 0 | 0
PG&E FRESNO | Wilson | 230 | Distributed_Solar |  |  | 0 | 0 | 0 | 0 | 0 | 0 | 0 | 0 | 0 | 0 | 0 | 0 | 0 | 0 | 0 | 0 | 0 | 0 | 0 | 0 | 0 | 0 | 0 | 0 | 0 | 0 | 0 | 0
SCE Northern | Windhub | 230 | Distributed_Solar |  |  | 0 | 0 | 0 | 0 | 0 | 0 | 0 | 0 | 0 | 0 | 0 | 0 | 0 | 0 | 0 | 0 | 0 | 0 | 0 | 0 | 0 | 0 | 0 | 0 | 0 | 0 | 0 | 0
SCE Northern | Windhub | 500 | Distributed_Solar |  |  | 0 | 0 | 0 | 0 | 0 | 0 | 0 | 0 | 0 | 0 | 0 | 0 | 0 | 0 | 0 | 0 | 0 | 0 | 0 | 0 | 0 | 0 | 0 | 0 | 0 | 0 | 0 | 0
PG&E GBA | Windmaster | 230 | Distributed_Solar |  |  | 0 | 0 | 0 | 0 | 0 | 0 | 0 | 0 | 0 | 0 | 0 | 0 | 0 | 0 | 0 | 0 | 0 | 0 | 0 | 0 | 0 | 0 | 0 | 0 | 0 | 0 | 0 | 0
PG&E NGBA | Windsor | 60 | Distributed_Solar |  |  | 0 | 0 | 0 | 0 | 0 | 0 | 0 | 0 | 0 | 0 | 0 | 0 | 0 | 0 | 0 | 0 | 0 | 0 | 0 | 0 | 0 | 0 | 0 | 0 | 0 | 0 | 0 | 0
PG&E NGBA | Woodland | 115 | Distributed_Solar |  |  | 0 | 0 | 0 | 0 | 0 | 0 | 0 | 0 | 0 | 0 | 0 | 0 | 0 | 0 | 0 | 0 | 0 | 0 | 0 | 0 | 0 | 0 | 0 | 0 | 0 | 0 | 0 | 0
PG&E FRESNO | Woodward | 115 | Distributed_Solar |  |  | 0 | 0 | 0 | 0 | 0 | 0 | 0 | 0 | 0 | 0 | 0 | 0 | 0 | 0 | 0 | 0 | 0 | 0 | 0 | 0 | 0 | 0 | 0 | 0 | 0 | 0 | 0 | 0
PG&E NGBA | Wyandotte | 115 | Distributed_Solar |  |  | 1 | 0 | 0 | 0 | 0 | 0 | 0 | 0 | 0 | 0 | 0 | 0 | 0 | 0 | 3.6 | 3.6 | 0 | 0 | 0 | 0 | 3.6 | 3.6 | 0 | 3.6 | 3.6 | 0 | 3.6 | 3.6
PG&E KERN | 7th Standard | 115 | Solar |  |  | 0 | 0 | 0 | 0 | 0 | 0 | 0 | 0 | 0 | 0 | 0 | 0 | 0 | 0 | 0 | 0 | 0 | 0 | 0 | 0 | 0 | 0 | 0 | 0 | 0 | 0 | 0 | 0
SCE Metro | Alamitos | 230 | Solar |  |  | 0 | 0 | 0 | 0 | 0 | 0 | 0 | 0 | 0 | 0 | 0 | 0 | 0 | 0 | 0 | 0 | 0 | 0 | 0 | 0 | 0 | 0 | 0 | 0 | 0 | 0 | 0 | 0
SCE Eastern | Alberhill | 115 | Solar |  |  | 0 | 0 | 0 | 0 | 0 | 0 | 0 | 0 | 0 | 0 | 0 | 0 | 0 | 0 | 0 | 0 | 0 | 0 | 0 | 0 | 0 | 0 | 0 | 0 | 0 | 0 | 0 | 0
SCE Eastern | Alberhill | 500 | Solar |  |  | 0 | 0 | 0 | 0 | 0 | 0 | 0 | 0 | 0 | 0 | 0 | 0 | 0 | 0 | 0 | 0 | 0 | 0 | 0 | 0 | 0 | 0 | 0 | 0 | 0 | 0 | 0 | 0
PG&E GBA | Alhambra | 115 | Solar |  |  | 0 | 0 | 0 | 0 | 0 | 0 | 0 | 0 | 0 | 0 | 0 | 0 | 0 | 0 | 0 | 0 | 0 | 0 | 0 | 0 | 0 | 0 | 0 | 0 | 0 | 0 | 0 | 0
PG&E FRESNO | Alpaugh | 115 | Solar |  |  | 0 | 0 | 0 | 0 | 0 | 0 | 0 | 0 | 0 | 0 | 0 | 0 | 0 | 0 | 0 | 0 | 0 | 0 | 0 | 0 | 0 | 0 | 0 | 0 | 0 | 0 | 0 | 0
SDGE | Alpine | 69 | Solar |  |  | 0 | 0 | 0 | 0 | 0 | 0 | 0 | 0 | 0 | 0 | 0 | 0 | 0 | 0 | 0 | 0 | 0 | 0 | 0 | 0 | 0 | 0 | 0 | 0 | 0 | 0 | 0 | 0
PG&E GBA | Altamont Midway (Sandhill) | 230 | Solar |  |  | 0 | 0 | 0 | 0 | 0 | 0 | 0 | 0 | 0 | 0 | 0 | 0 | 0 | 0 | 0 | 0 | 0 | 0 | 0 | 0 | 0 | 0 | 0 | 0 | 0 | 0 | 0 | 0
SCE Northern | Antelope | 66 | Solar |  |  | 1 | 0 | 0 | 0 | 0 | 20 | 20 | 0 | 0 | 0 | 0 | 20 | 20 | 0 | 0 | 0 | 0 | 0 | 0 | 0 | 0 | 0 | 0 | 20 | 20 | 0 | 20 | 20
SCE Northern | Antelope | 230 | Solar |  |  | 1 | 125 | 0 | 125 | 56 | 0 | 56 | 56 | 0 | 56 | 0 | 0 | 0 | 0 | 0 | 0 | 0 | 150 | 150 | 0 | 150 | 150 | 125 | 0 | 125 | 125 | 150 | 275
SCE Northern | Antelope | 500 | Solar |  |  | 0 | 0 | 0 | 0 | 0 | 0 | 0 | 0 | 0 | 0 | 0 | 0 | 0 | 0 | 0 | 0 | 0 | 0 | 0 | 0 | 0 | 0 | 0 | 0 | 0 | 0 | 0 | 0
PG&E NGBA | Arcata | 60 | Solar |  |  | 0 | 0 | 0 | 0 | 0 | 0 | 0 | 0 | 0 | 0 | 0 | 0 | 0 | 0 | 0 | 0 | 0 | 0 | 0 | 0 | 0 | 0 | 0 | 0 | 0 | 0 | 0 | 0
PG&E KERN | Arco | 230 | Solar |  |  | 1 | 43.2 | 21.7 | 64.9 | 0 | 0 | 0 | 0 | 0 | 0 | 0 | 0 | 0 | 125 | 399 | 524 | 200 | 275 | 475 | 325 | 674 | 999 | 168.2 | 420.7 | 588.9 | 368.2 | 695.7 | 1063.9
PG&E KERN | Arco | 70 | Solar |  |  | 1 | 27 | 33 | 60 | 0 | 0 | 0 | 0 | 0 | 0 | 0 | 0 | 0 | 0 | 0 | 0 | 0 | 0 | 0 | 0 | 0 | 0 | 27 | 33 | 60 | 27 | 33 | 60
SCE Metro | ArcoGen | 230 | Solar |  |  | 0 | 0 | 0 | 0 | 0 | 0 | 0 | 0 | 0 | 0 | 0 | 0 | 0 | 0 | 0 | 0 | 0 | 0 | 0 | 0 | 0 | 0 | 0 | 0 | 0 | 0 | 0 | 0
SDGE | Artesian | 230 | Solar |  |  | 0 | 0 | 0 | 0 | 0 | 0 | 0 | 0 | 0 | 0 | 0 | 0 | 0 | 0 | 0 | 0 | 0 | 0 | 0 | 0 | 0 | 0 | 0 | 0 | 0 | 0 | 0 | 0
SDGE | Artesian | 69 | Solar |  |  | 0 | 0 | 0 | 0 | 0 | 0 | 0 | 0 | 0 | 0 | 0 | 0 | 0 | 0 | 0 | 0 | 0 | 0 | 0 | 0 | 0 | 0 | 0 | 0 | 0 | 0 | 0 | 0
PG&E FRESNO | Ashlan | 230 | Solar |  |  | 0 | 0 | 0 | 0 | 0 | 0 | 0 | 0 | 0 | 0 | 0 | 0 | 0 | 0 | 0 | 0 | 0 | 0 | 0 | 0 | 0 | 0 | 0 | 0 | 0 | 0 | 0 | 0
PG&E NGBA | Atlantic | 115 | Solar |  |  | 0 | 0 | 0 | 0 | 0 | 0 | 0 | 0 | 0 | 0 | 0 | 0 | 0 | 0 | 0 | 0 | 0 | 0 | 0 | 0 | 0 | 0 | 0 | 0 | 0 | 0 | 0 | 0
PG&E NGBA | Atlantic | 230 | Solar |  |  | 0 | 0 | 0 | 0 | 0 | 0 | 0 | 0 | 0 | 0 | 0 | 0 | 0 | 0 | 0 | 0 | 0 | 0 | 0 | 0 | 0 | 0 | 0 | 0 | 0 | 0 | 0 | 0
PG&E NGBA | Atlantic | 60 | Solar |  |  | 0 | 0 | 0 | 0 | 0 | 0 | 0 | 0 | 0 | 0 | 0 | 0 | 0 | 0 | 0 | 0 | 0 | 0 | 0 | 0 | 0 | 0 | 0 | 0 | 0 | 0 | 0 | 0
PG&E FRESNO | Atwater | 115 | Solar |  |  | 0 | 0 | 0 | 0 | 0 | 0 | 0 | 0 | 0 | 0 | 0 | 0 | 0 | 0 | 0 | 0 | 0 | 0 | 0 | 0 | 0 | 0 | 0 | 0 | 0 | 0 | 0 | 0
PG&E GBA | Avena | 115 | Solar |  |  | 0 | 0 | 0 | 0 | 0 | 0 | 0 | 0 | 0 | 0 | 0 | 0 | 0 | 0 | 0 | 0 | 0 | 0 | 0 | 0 | 0 | 0 | 0 | 0 | 0 | 0 | 0 | 0
SDGE | Avocado | 69 | Solar |  |  | 0 | 0 | 0 | 0 | 0 | 0 | 0 | 0 | 0 | 0 | 0 | 0 | 0 | 0 | 0 | 0 | 0 | 0 | 0 | 0 | 0 | 0 | 0 | 0 | 0 | 0 | 0 | 0
PG&E NGBA | Bahia | 230 | Solar |  |  | 0 | 0 | 0 | 0 | 0 | 0 | 0 | 0 | 0 | 0 | 0 | 0 | 0 | 0 | 0 | 0 | 0 | 0 | 0 | 0 | 0 | 0 | 0 | 0 | 0 | 0 | 0 | 0
SCE Northern | Bailey | 230 | Solar |  |  | 0 | 0 | 0 | 0 | 0 | 0 | 0 | 0 | 0 | 0 | 0 | 0 | 0 | 0 | 0 | 0 | 0 | 0 | 0 | 0 | 0 | 0 | 0 | 0 | 0 | 0 | 0 | 0
SCE NOL | Baker | 115 | Solar |  |  | 0 | 0 | 0 | 0 | 0 | 0 | 0 | 0 | 0 | 0 | 0 | 0 | 0 | 0 | 0 | 0 | 0 | 0 | 0 | 0 | 0 | 0 | 0 | 0 | 0 | 0 | 0 | 0
PG&E KERN | Bakersfield | 230 | Solar |  |  | 0 | 0 | 0 | 0 | 0 | 0 | 0 | 0 | 0 | 0 | 0 | 0 | 0 | 0 | 0 | 0 | 0 | 0 | 0 | 0 | 0 | 0 | 0 | 0 | 0 | 0 | 0 | 0
PG&E FRESNO | Balch | 230 | Solar |  |  | 0 | 0 | 0 | 0 | 0 | 0 | 0 | 0 | 0 | 0 | 0 | 0 | 0 | 0 | 0 | 0 | 0 | 0 | 0 | 0 | 0 | 0 | 0 | 0 | 0 | 0 | 0 | 0
SCE Eastern | Bannister | 230 | Solar |  |  | 0 | 0 | 0 | 0 | 0 | 0 | 0 | 0 | 0 | 0 | 0 | 0 | 0 | 0 | 0 | 0 | 0 | 0 | 0 | 0 | 0 | 0 | 0 | 0 | 0 | 0 | 0 | 0
SCE Metro | Barre | 230 | Solar |  |  | 1 | 0 | 0 | 0 | 10 | 10 | 20 | 0 | 10 | 10 | 10 | 0 | 10 | 0 | 0 | 0 | 0 | 0 | 0 | 0 | 0 | 0 | 10 | 0 | 10 | 10 | 0 | 10
SDGE | Bay Boulevard | 69 | Solar |  |  | 0 | 0 | 0 | 0 | 0 | 0 | 0 | 0 | 0 | 0 | 0 | 0 | 0 | 0 | 0 | 0 | 0 | 0 | 0 | 0 | 0 | 0 | 0 | 0 | 0 | 0 | 0 | 0
SDGE | Bay Boulevard | 230 | Solar |  |  | 0 | 0 | 0 | 0 | 0 | 0 | 0 | 0 | 0 | 0 | 0 | 0 | 0 | 0 | 0 | 0 | 0 | 0 | 0 | 0 | 0 | 0 | 0 | 0 | 0 | 0 | 0 | 0
EOP | Beatty | 138 | Solar |  |  | 0 | 0 | 0 | 0 | 0 | 0 | 0 | 0 | 0 | 0 | 0 | 0 | 0 | 0 | 0 | 0 | 0 | 0 | 0 | 0 | 0 | 0 | 0 | 0 | 0 | 0 | 0 | 0
EOP | Beatty | 230 | Solar |  |  | 1 | 0 | 0 | 0 | 0 | 0 | 0 | 0 | 0 | 0 | 0 | 0 | 0 | 0 | 0 | 0 | 100 | 500 | 600 | 100 | 500 | 600 | 0 | 0 | 0 | 100 | 500 | 600
PG&E NGBA | Belden | 230 | Solar |  |  | 0 | 0 | 0 | 0 | 0 | 0 | 0 | 0 | 0 | 0 | 0 | 0 | 0 | 0 | 0 | 0 | 0 | 0 | 0 | 0 | 0 | 0 | 0 | 0 | 0 | 0 | 0 | 0
PG&E NGBA | Bell | 115 | Solar |  |  | 0 | 0 | 0 | 0 | 0 | 0 | 0 | 0 | 0 | 0 | 0 | 0 | 0 | 0 | 0 | 0 | 0 | 0 | 0 | 0 | 0 | 0 | 0 | 0 | 0 | 0 | 0 | 0
PG&E NGBA | Bellevue | 115 | Solar |  |  | 0 | 0 | 0 | 0 | 0 | 0 | 0 | 0 | 0 | 0 | 0 | 0 | 0 | 0 | 0 | 0 | 0 | 0 | 0 | 0 | 0 | 0 | 0 | 0 | 0 | 0 | 0 | 0
PG&E GBA | Bellota | 115 | Solar |  |  | 0 | 0 | 0 | 0 | 0 | 0 | 0 | 0 | 0 | 0 | 0 | 0 | 0 | 0 | 0 | 0 | 0 | 0 | 0 | 0 | 0 | 0 | 0 | 0 | 0 | 0 | 0 | 0
PG&E GBA | Bellota | 230 | Solar |  |  | 1 | 0 | 0 | 0 | 0 | 0 | 0 | 0 | 0 | 0 | 0 | 0 | 0 | 0 | 0 | 0 | 200 | 200 | 400 | 200 | 200 | 400 | 0 | 0 | 0 | 200 | 200 | 400
SCE Northern | Big Creek | 230 | Solar |  |  | 0 | 0 | 0 | 0 | 0 | 0 | 0 | 0 | 0 | 0 | 0 | 0 | 0 | 0 | 0 | 0 | 0 | 0 | 0 | 0 | 0 | 0 | 0 | 0 | 0 | 0 | 0 | 0
PG&E FRESNO | Biola | 70 | Solar |  |  | 0 | 0 | 0 | 0 | 0 | 0 | 0 | 0 | 0 | 0 | 0 | 0 | 0 | 0 | 0 | 0 | 0 | 0 | 0 | 0 | 0 | 0 | 0 | 0 | 0 | 0 | 0 | 0
PG&E GBA | Birds Landing | 230 | Solar |  |  | 1 | 0 | 0 | 0 | 0 | 0 | 0 | 0 | 0 | 0 | 0 | 0 | 0 | 0 | 150 | 150 | 0 | 50 | 50 | 0 | 200 | 200 | 0 | 150 | 150 | 0 | 200 | 200
SCE Northern | Bliss | 66 | Solar |  |  | 0 | 0 | 0 | 0 | 0 | 0 | 0 | 0 | 0 | 0 | 0 | 0 | 0 | 0 | 0 | 0 | 0 | 0 | 0 | 0 | 0 | 0 | 0 | 0 | 0 | 0 | 0 | 0
SCE Eastern | Blythe | 161 | Solar |  |  | 1 | 0 | 0 | 0 | 0 | 160 | 160 | 0 | 0 | 0 | 0 | 160 | 160 | 0 | 0 | 0 | 0 | 0 | 0 | 0 | 0 | 0 | 0 | 160 | 160 | 0 | 160 | 160
PG&E NGBA | Bogue | 115 | Solar |  |  | 0 | 0 | 0 | 0 | 0 | 0 | 0 | 0 | 0 | 0 | 0 | 0 | 0 | 0 | 0 | 0 | 0 | 0 | 0 | 0 | 0 | 0 | 0 | 0 | 0 | 0 | 0 | 0
PG&E FRESNO | Borden | 230 | Solar |  |  | 1 | 0 | 0 | 0 | 0 | 0 | 0 | 0 | 0 | 0 | 0 | 0 | 0 | 95 | 100 | 195 | 100 | 300 | 400 | 195 | 400 | 595 | 95 | 100 | 195 | 195 | 400 | 595
PG&E FRESNO | Borden | 70 | Solar |  |  | 0 | 0 | 0 | 0 | 0 | 0 | 0 | 0 | 0 | 0 | 0 | 0 | 0 | 0 | 0 | 0 | 0 | 0 | 0 | 0 | 0 | 0 | 0 | 0 | 0 | 0 | 0 | 0
SDGE | Boulevard East | 138 | Solar |  |  | 0 | 0 | 0 | 0 | 0 | 0 | 0 | 0 | 0 | 0 | 0 | 0 | 0 | 0 | 0 | 0 | 0 | 0 | 0 | 0 | 0 | 0 | 0 | 0 | 0 | 0 | 0 | 0
SDGE | Boulevard East | 69 | Solar |  |  | 1 | 0 | 0 | 0 | 0 | 17.4 | 17.4 | 0 | 0 | 0 | 0 | 17.4 | 17.4 | 0 | 22.6 | 22.6 | 0 | 0 | 0 | 0 | 22.6 | 22.6 | 0 | 40 | 40 | 0 | 40 | 40
PG&E GBA | Brentwood | 230 | Solar |  |  | 0 | 0 | 0 | 0 | 0 | 0 | 0 | 0 | 0 | 0 | 0 | 0 | 0 | 0 | 0 | 0 | 0 | 0 | 0 | 0 | 0 | 0 | 0 | 0 | 0 | 0 | 0 | 0
PG&E NGBA | Bridgeville | 115 | Solar |  |  | 0 | 0 | 0 | 0 | 0 | 0 | 0 | 0 | 0 | 0 | 0 | 0 | 0 | 0 | 0 | 0 | 0 | 0 | 0 | 0 | 0 | 0 | 0 | 0 | 0 | 0 | 0 | 0
PG&E NGBA | Brighton | 115 | Solar |  |  | 0 | 0 | 0 | 0 | 0 | 0 | 0 | 0 | 0 | 0 | 0 | 0 | 0 | 0 | 0 | 0 | 0 | 0 | 0 | 0 | 0 | 0 | 0 | 0 | 0 | 0 | 0 | 0
PG&E NGBA | Brighton | 230 | Solar |  |  | 0 | 0 | 0 | 0 | 0 | 0 | 0 | 0 | 0 | 0 | 0 | 0 | 0 | 0 | 0 | 0 | 0 | 0 | 0 | 0 | 0 | 0 | 0 | 0 | 0 | 0 | 0 | 0
PG&E NGBA | Brunswick | 115 | Solar |  |  | 0 | 0 | 0 | 0 | 0 | 0 | 0 | 0 | 0 | 0 | 0 | 0 | 0 | 0 | 0 | 0 | 0 | 0 | 0 | 0 | 0 | 0 | 0 | 0 | 0 | 0 | 0 | 0
PG&E NGBA | Bucks Creek | 230 | Solar |  |  | 0 | 0 | 0 | 0 | 0 | 0 | 0 | 0 | 0 | 0 | 0 | 0 | 0 | 0 | 0 | 0 | 0 | 0 | 0 | 0 | 0 | 0 | 0 | 0 | 0 | 0 | 0 | 0
PG&E KERN | Buena Vista | 230 | Solar |  |  | 0 | 0 | 0 | 0 | 0 | 0 | 0 | 0 | 0 | 0 | 0 | 0 | 0 | 0 | 0 | 0 | 0 | 0 | 0 | 0 | 0 | 0 | 0 | 0 | 0 | 0 | 0 | 0
PG&E FRESNO | Bullard | 115 | Solar |  |  | 0 | 0 | 0 | 0 | 0 | 0 | 0 | 0 | 0 | 0 | 0 | 0 | 0 | 0 | 0 | 0 | 0 | 0 | 0 | 0 | 0 | 0 | 0 | 0 | 0 | 0 | 0 | 0
PG&E GBA | Burlingame | 115 | Solar |  |  | 0 | 0 | 0 | 0 | 0 | 0 | 0 | 0 | 0 | 0 | 0 | 0 | 0 | 0 | 0 | 0 | 0 | 0 | 0 | 0 | 0 | 0 | 0 | 0 | 0 | 0 | 0 | 0
PG&E NGBA | Burney Forest | 230 | Solar |  |  | 0 | 0 | 0 | 0 | 0 | 0 | 0 | 0 | 0 | 0 | 0 | 0 | 0 | 0 | 0 | 0 | 0 | 0 | 0 | 0 | 0 | 0 | 0 | 0 | 0 | 0 | 0 | 0
PG&E NGBA | Butte | 115 | Solar |  |  | 0 | 0 | 0 | 0 | 0 | 0 | 0 | 0 | 0 | 0 | 0 | 0 | 0 | 0 | 0 | 0 | 0 | 0 | 0 | 0 | 0 | 0 | 0 | 0 | 0 | 0 | 0 | 0
PG&E KERN | Cabrillo | 115 | Solar |  |  | 0 | 0 | 0 | 0 | 0 | 0 | 0 | 0 | 0 | 0 | 0 | 0 | 0 | 0 | 0 | 0 | 0 | 0 | 0 | 0 | 0 | 0 | 0 | 0 | 0 | 0 | 0 | 0
PG&E FRESNO | Cal Flats | 230 | Solar |  |  | 0 | 0 | 0 | 0 | 0 | 0 | 0 | 0 | 0 | 0 | 0 | 0 | 0 | 0 | 0 | 0 | 0 | 0 | 0 | 0 | 0 | 0 | 0 | 0 | 0 | 0 | 0 | 0
SCE NOL | Calcite | 230 | Solar |  |  | 1 | 0 | 0 | 0 | 0 | 0 | 0 | 0 | 0 | 0 | 0 | 0 | 0 | 200 | 200 | 400 | 0 | 204 | 204 | 200 | 404 | 604 | 200 | 200 | 400 | 200 | 404 | 604
PG&E KERN | Caliente | 230 | Solar |  |  | 0 | 0 | 0 | 0 | 0 | 0 | 0 | 0 | 0 | 0 | 0 | 0 | 0 | 0 | 0 | 0 | 0 | 0 | 0 | 0 | 0 | 0 | 0 | 0 | 0 | 0 | 0 | 0
PG&E FRESNO | California Ave | 115 | Solar |  |  | 0 | 0 | 0 | 0 | 0 | 0 | 0 | 0 | 0 | 0 | 0 | 0 | 0 | 0 | 0 | 0 | 0 | 0 | 0 | 0 | 0 | 0 | 0 | 0 | 0 | 0 | 0 | 0
PG&E KERN | Callender | 115 | Solar |  |  | 0 | 0 | 0 | 0 | 0 | 0 | 0 | 0 | 0 | 0 | 0 | 0 | 0 | 0 | 0 | 0 | 0 | 0 | 0 | 0 | 0 | 0 | 0 | 0 | 0 | 0 | 0 | 0
PG&E NGBA | Calpella | 115 | Solar |  |  | 0 | 0 | 0 | 0 | 0 | 0 | 0 | 0 | 0 | 0 | 0 | 0 | 0 | 0 | 0 | 0 | 0 | 0 | 0 | 0 | 0 | 0 | 0 | 0 | 0 | 0 | 0 | 0
PG&E GBA | Camanche | 230 | Solar |  |  | 0 | 0 | 0 | 0 | 0 | 0 | 0 | 0 | 0 | 0 | 0 | 0 | 0 | 0 | 0 | 0 | 0 | 0 | 0 | 0 | 0 | 0 | 0 | 0 | 0 | 0 | 0 | 0
SDGE | Cameron | 69 | Solar |  |  | 0 | 0 | 0 | 0 | 0 | 0 | 0 | 0 | 0 | 0 | 0 | 0 | 0 | 0 | 0 | 0 | 0 | 0 | 0 | 0 | 0 | 0 | 0 | 0 | 0 | 0 | 0 | 0
SDGE | Cannon | 69 | Solar |  |  | 0 | 0 | 0 | 0 | 0 | 0 | 0 | 0 | 0 | 0 | 0 | 0 | 0 | 0 | 0 | 0 | 0 | 0 | 0 | 0 | 0 | 0 | 0 | 0 | 0 | 0 | 0 | 0
PG&E FRESNO | Cantua | 115 | Solar |  |  | 0 | 0 | 0 | 0 | 0 | 0 | 0 | 0 | 0 | 0 | 0 | 0 | 0 | 0 | 0 | 0 | 0 | 0 | 0 | 0 | 0 | 0 | 0 | 0 | 0 | 0 | 0 | 0
SDGE | Capistrano | 138 | Solar |  |  | 0 | 0 | 0 | 0 | 0 | 0 | 0 | 0 | 0 | 0 | 0 | 0 | 0 | 0 | 0 | 0 | 0 | 0 | 0 | 0 | 0 | 0 | 0 | 0 | 0 | 0 | 0 | 0
SDGE | Capistrano | 230 | Solar |  |  | 0 | 0 | 0 | 0 | 0 | 0 | 0 | 0 | 0 | 0 | 0 | 0 | 0 | 0 | 0 | 0 | 0 | 0 | 0 | 0 | 0 | 0 | 0 | 0 | 0 | 0 | 0 | 0
PG&E NGBA | Carberry | 230 | Solar |  |  | 0 | 0 | 0 | 0 | 0 | 0 | 0 | 0 | 0 | 0 | 0 | 0 | 0 | 0 | 0 | 0 | 0 | 0 | 0 | 0 | 0 | 0 | 0 | 0 | 0 | 0 | 0 | 0
SCE Eastern | Cardiff | 66 | Solar |  |  | 0 | 0 | 0 | 0 | 0 | 0 | 0 | 0 | 0 | 0 | 0 | 0 | 0 | 0 | 0 | 0 | 0 | 0 | 0 | 0 | 0 | 0 | 0 | 0 | 0 | 0 | 0 | 0
PG&E NGBA | Caribou | 60 | Solar |  |  | 0 | 0 | 0 | 0 | 0 | 0 | 0 | 0 | 0 | 0 | 0 | 0 | 0 | 0 | 0 | 0 | 0 | 0 | 0 | 0 | 0 | 0 | 0 | 0 | 0 | 0 | 0 | 0
PG&E NGBA | Caribou | 115 | Solar |  |  | 0 | 0 | 0 | 0 | 0 | 0 | 0 | 0 | 0 | 0 | 0 | 0 | 0 | 0 | 0 | 0 | 0 | 0 | 0 | 0 | 0 | 0 | 0 | 0 | 0 | 0 | 0 | 0
PG&E NGBA | Caribou | 230 | Solar |  |  | 0 | 0 | 0 | 0 | 0 | 0 | 0 | 0 | 0 | 0 | 0 | 0 | 0 | 0 | 0 | 0 | 0 | 0 | 0 | 0 | 0 | 0 | 0 | 0 | 0 | 0 | 0 | 0
EOP | Carpenter Canyon (fka Gamebird) | 138 | Solar |  |  | 0 | 0 | 0 | 0 | 0 | 0 | 0 | 0 | 0 | 0 | 0 | 0 | 0 | 0 | 0 | 0 | 0 | 0 | 0 | 0 | 0 | 0 | 0 | 0 | 0 | 0 | 0 | 0
EOP | Carpenter Canyon (fka Gamebird) | 230 | Solar |  |  | 1 | 0 | 0 | 0 | 0 | 0 | 0 | 0 | 0 | 0 | 0 | 0 | 0 | 20 | 180 | 200 | 130 | 370 | 500 | 150 | 550 | 700 | 20 | 180 | 200 | 150 | 550 | 700
PG&E NGBA | Carquinez | 115 | Solar |  |  | 0 | 0 | 0 | 0 | 0 | 0 | 0 | 0 | 0 | 0 | 0 | 0 | 0 | 0 | 0 | 0 | 0 | 0 | 0 | 0 | 0 | 0 | 0 | 0 | 0 | 0 | 0 | 0
SDGE | Carrizo Gorge | 138 | Solar |  |  | 1 | 0 | 0 | 0 | 0 | 90 | 90 | 0 | 0 | 0 | 0 | 90 | 90 | 0 | 0 | 0 | 0 | 0 | 0 | 0 | 0 | 0 | 0 | 90 | 90 | 0 | 90 | 90
PG&E KERN | Carrizo Plains | 115 | Solar |  |  | 0 | 0 | 0 | 0 | 0 | 0 | 0 | 0 | 0 | 0 | 0 | 0 | 0 | 0 | 0 | 0 | 0 | 0 | 0 | 0 | 0 | 0 | 0 | 0 | 0 | 0 | 0 | 0
PG&E KERN | Casaloma | 230 | Solar |  |  | 0 | 0 | 0 | 0 | 0 | 0 | 0 | 0 | 0 | 0 | 0 | 0 | 0 | 0 | 0 | 0 | 0 | 0 | 0 | 0 | 0 | 0 | 0 | 0 | 0 | 0 | 0 | 0
PG&E GBA | Castro Valley | 230 | Solar |  |  | 0 | 0 | 0 | 0 | 0 | 0 | 0 | 0 | 0 | 0 | 0 | 0 | 0 | 0 | 0 | 0 | 0 | 0 | 0 | 0 | 0 | 0 | 0 | 0 | 0 | 0 | 0 | 0
PG&E GBA | Cayetano | 230 | Solar |  |  | 1 | 0 | 0 | 0 | 0 | 100 | 100 | 0 | 0 | 0 | 0 | 100 | 100 | 0 | 0 | 0 | 0 | 0 | 0 | 0 | 0 | 0 | 0 | 100 | 100 | 0 | 100 | 100
SCE Metro | Center | 230 | Solar |  |  | 0 | 0 | 0 | 0 | 0 | 0 | 0 | 0 | 0 | 0 | 0 | 0 | 0 | 0 | 0 | 0 | 0 | 0 | 0 | 0 | 0 | 0 | 0 | 0 | 0 | 0 | 0 | 0
PG&E KERN | Charca | 115 | Solar |  |  | 0 | 0 | 0 | 0 | 0 | 0 | 0 | 0 | 0 | 0 | 0 | 0 | 0 | 0 | 0 | 0 | 0 | 0 | 0 | 0 | 0 | 0 | 0 | 0 | 0 | 0 | 0 | 0
EOP | Charleston | 138 | Solar |  |  | 0 | 0 | 0 | 0 | 0 | 0 | 0 | 0 | 0 | 0 | 0 | 0 | 0 | 0 | 0 | 0 | 0 | 0 | 0 | 0 | 0 | 0 | 0 | 0 | 0 | 0 | 0 | 0
SCE Metro | Chevmain | 230 | Solar |  |  | 0 | 0 | 0 | 0 | 0 | 0 | 0 | 0 | 0 | 0 | 0 | 0 | 0 | 0 | 0 | 0 | 0 | 0 | 0 | 0 | 0 | 0 | 0 | 0 | 0 | 0 | 0 | 0
SDGE | Chicarita | 138 | Solar |  |  | 0 | 0 | 0 | 0 | 0 | 0 | 0 | 0 | 0 | 0 | 0 | 0 | 0 | 0 | 0 | 0 | 0 | 0 | 0 | 0 | 0 | 0 | 0 | 0 | 0 | 0 | 0 | 0
SCE Metro | Chino | 230 | Solar |  |  | 0 | 0 | 0 | 0 | 0 | 0 | 0 | 0 | 0 | 0 | 0 | 0 | 0 | 0 | 0 | 0 | 0 | 0 | 0 | 0 | 0 | 0 | 0 | 0 | 0 | 0 | 0 | 0
PG&E FRESNO | Chowchilla | 115 | Solar |  |  | 0 | 0 | 0 | 0 | 0 | 0 | 0 | 0 | 0 | 0 | 0 | 0 | 0 | 0 | 0 | 0 | 0 | 0 | 0 | 0 | 0 | 0 | 0 | 0 | 0 | 0 | 0 | 0
PG&E GBA | Christie | 60 | Solar |  |  | 0 | 0 | 0 | 0 | 0 | 0 | 0 | 0 | 0 | 0 | 0 | 0 | 0 | 0 | 0 | 0 | 0 | 0 | 0 | 0 | 0 | 0 | 0 | 0 | 0 | 0 | 0 | 0
PG&E GBA | Christie | 115 | Solar |  |  | 0 | 0 | 0 | 0 | 0 | 0 | 0 | 0 | 0 | 0 | 0 | 0 | 0 | 0 | 0 | 0 | 0 | 0 | 0 | 0 | 0 | 0 | 0 | 0 | 0 | 0 | 0 | 0
SCE Eastern | Cielo Azul | 500 | Solar |  |  | 1 | 0 | 0 | 0 | 0 | 2025 | 2025 | 0 | 0 | 0 | 0 | 2025 | 2025 | 0 | 0 | 0 | 500 | 600 | 1100 | 500 | 600 | 1100 | 0 | 2025 | 2025 | 500 | 2625 | 3125
PG&E GBA | Clay | 60 | Solar |  |  | 0 | 0 | 0 | 0 | 0 | 0 | 0 | 0 | 0 | 0 | 0 | 0 | 0 | 0 | 0 | 0 | 0 | 0 | 0 | 0 | 0 | 0 | 0 | 0 | 0 | 0 | 0 | 0
PG&E GBA | Clayton | 115 | Solar |  |  | 0 | 0 | 0 | 0 | 0 | 0 | 0 | 0 | 0 | 0 | 0 | 0 | 0 | 0 | 0 | 0 | 0 | 0 | 0 | 0 | 0 | 0 | 0 | 0 | 0 | 0 | 0 | 0
PG&E NGBA | Cloverdale | 115 | Solar |  |  | 0 | 0 | 0 | 0 | 0 | 0 | 0 | 0 | 0 | 0 | 0 | 0 | 0 | 0 | 0 | 0 | 0 | 0 | 0 | 0 | 0 | 0 | 0 | 0 | 0 | 0 | 0 | 0
PG&E FRESNO | Clovis | 115 | Solar |  |  | 0 | 0 | 0 | 0 | 0 | 0 | 0 | 0 | 0 | 0 | 0 | 0 | 0 | 0 | 0 | 0 | 0 | 0 | 0 | 0 | 0 | 0 | 0 | 0 | 0 | 0 | 0 | 0
PG&E GBA | Coburn | 230 | Solar |  |  | 0 | 0 | 0 | 0 | 0 | 0 | 0 | 0 | 0 | 0 | 0 | 0 | 0 | 0 | 0 | 0 | 0 | 0 | 0 | 0 | 0 | 0 | 0 | 0 | 0 | 0 | 0 | 0
PG&E GBA | Coburn | 60 | Solar |  |  | 0 | 0 | 0 | 0 | 0 | 0 | 0 | 0 | 0 | 0 | 0 | 0 | 0 | 0 | 0 | 0 | 0 | 0 | 0 | 0 | 0 | 0 | 0 | 0 | 0 | 0 | 0 | 0
PG&E NGBA | Colgate | 230 | Solar |  |  | 0 | 0 | 0 | 0 | 0 | 0 | 0 | 0 | 0 | 0 | 0 | 0 | 0 | 0 | 0 | 0 | 0 | 0 | 0 | 0 | 0 | 0 | 0 | 0 | 0 | 0 | 0 | 0
PG&E GBA | Collierville | 230 | Solar |  |  | 0 | 0 | 0 | 0 | 0 | 0 | 0 | 0 | 0 | 0 | 0 | 0 | 0 | 0 | 0 | 0 | 0 | 0 | 0 | 0 | 0 | 0 | 0 | 0 | 0 | 0 | 0 | 0
PG&E GBA | Collinsville | 230 | Solar |  |  | 0 | 0 | 0 | 0 | 0 | 0 | 0 | 0 | 0 | 0 | 0 | 0 | 0 | 0 | 0 | 0 | 0 | 0 | 0 | 0 | 0 | 0 | 0 | 0 | 0 | 0 | 0 | 0
PG&E GBA | Collinsville | 500 | Solar |  |  | 0 | 0 | 0 | 0 | 0 | 0 | 0 | 0 | 0 | 0 | 0 | 0 | 0 | 0 | 0 | 0 | 0 | 0 | 0 | 0 | 0 | 0 | 0 | 0 | 0 | 0 | 0 | 0
SCE Eastern | Colorado River | 230 | Solar |  |  | 1 | 0 | 0 | 0 | 300 | 500 | 800 | 0 | 0 | 0 | 300 | 500 | 800 | 0 | 0 | 0 | 200 | 450 | 650 | 200 | 450 | 650 | 300 | 500 | 800 | 500 | 950 | 1450
SCE Eastern | Colorado River | 500 | Solar |  |  | 0 | 0 | 0 | 0 | 0 | 0 | 0 | 0 | 0 | 0 | 0 | 0 | 0 | 0 | 0 | 0 | 0 | 0 | 0 | 0 | 0 | 0 | 0 | 0 | 0 | 0 | 0 | 0
PG&E KERN | Columbus | 115 | Solar |  |  | 0 | 0 | 0 | 0 | 0 | 0 | 0 | 0 | 0 | 0 | 0 | 0 | 0 | 0 | 0 | 0 | 0 | 0 | 0 | 0 | 0 | 0 | 0 | 0 | 0 | 0 | 0 | 0
PG&E GBA | Contra Costa | 115 | Solar |  |  | 0 | 0 | 0 | 0 | 0 | 0 | 0 | 0 | 0 | 0 | 0 | 0 | 0 | 0 | 0 | 0 | 0 | 0 | 0 | 0 | 0 | 0 | 0 | 0 | 0 | 0 | 0 | 0
PG&E GBA | Contra Costa | 230 | Solar |  |  | 0 | 0 | 0 | 0 | 0 | 0 | 0 | 0 | 0 | 0 | 0 | 0 | 0 | 0 | 0 | 0 | 0 | 0 | 0 | 0 | 0 | 0 | 0 | 0 | 0 | 0 | 0 | 0
PG&E GBA | Contra Costa PP | 230 | Solar |  |  | 0 | 0 | 0 | 0 | 0 | 0 | 0 | 0 | 0 | 0 | 0 | 0 | 0 | 0 | 0 | 0 | 0 | 0 | 0 | 0 | 0 | 0 | 0 | 0 | 0 | 0 | 0 | 0
SCE NOL | Control | 115 | Solar |  |  | 0 | 0 | 0 | 0 | 0 | 0 | 0 | 0 | 0 | 0 | 0 | 0 | 0 | 0 | 0 | 0 | 0 | 0 | 0 | 0 | 0 | 0 | 0 | 0 | 0 | 0 | 0 | 0
SCE NOL | Control | 55 | Solar |  |  | 0 | 0 | 0 | 0 | 0 | 0 | 0 | 0 | 0 | 0 | 0 | 0 | 0 | 0 | 0 | 0 | 0 | 0 | 0 | 0 | 0 | 0 | 0 | 0 | 0 | 0 | 0 | 0
PG&E GBA | Cooley Landing | 115 | Solar |  |  | 0 | 0 | 0 | 0 | 0 | 0 | 0 | 0 | 0 | 0 | 0 | 0 | 0 | 0 | 0 | 0 | 0 | 0 | 0 | 0 | 0 | 0 | 0 | 0 | 0 | 0 | 0 | 0
PG&E GBA | Cooley Landing | 60 | Solar |  |  | 0 | 0 | 0 | 0 | 0 | 0 | 0 | 0 | 0 | 0 | 0 | 0 | 0 | 0 | 0 | 0 | 0 | 0 | 0 | 0 | 0 | 0 | 0 | 0 | 0 | 0 | 0 | 0
SCE NOL | Coolwater | 230 | Solar |  |  | 0 | 0 | 0 | 0 | 0 | 0 | 0 | 0 | 0 | 0 | 0 | 0 | 0 | 0 | 0 | 0 | 0 | 0 | 0 | 0 | 0 | 0 | 0 | 0 | 0 | 0 | 0 | 0
SCE NOL | Coolwater | 115 | Solar |  |  | 1 | 0 | 0 | 0 | 0 | 0 | 0 | 0 | 0 | 0 | 0 | 0 | 0 | 150 | 50 | 200 | 0 | 0 | 0 | 150 | 50 | 200 | 150 | 50 | 200 | 150 | 50 | 200
PG&E KERN | Copus | 70 | Solar |  |  | 0 | 0 | 0 | 0 | 0 | 0 | 0 | 0 | 0 | 0 | 0 | 0 | 0 | 0 | 0 | 0 | 0 | 0 | 0 | 0 | 0 | 0 | 0 | 0 | 0 | 0 | 0 | 0
PG&E FRESNO | Corcoran | 70 | Solar |  |  | 0 | 0 | 0 | 0 | 0 | 0 | 0 | 0 | 0 | 0 | 0 | 0 | 0 | 0 | 0 | 0 | 0 | 0 | 0 | 0 | 0 | 0 | 0 | 0 | 0 | 0 | 0 | 0
PG&E FRESNO | Corcoran | 115 | Solar |  |  | 0 | 0 | 0 | 0 | 0 | 0 | 0 | 0 | 0 | 0 | 0 | 0 | 0 | 0 | 0 | 0 | 0 | 0 | 0 | 0 | 0 | 0 | 0 | 0 | 0 | 0 | 0 | 0
PG&E NGBA | Corona | 115 | Solar |  |  | 0 | 0 | 0 | 0 | 0 | 0 | 0 | 0 | 0 | 0 | 0 | 0 | 0 | 0 | 0 | 0 | 0 | 0 | 0 | 0 | 0 | 0 | 0 | 0 | 0 | 0 | 0 | 0
PG&E NGBA | Cortina | 230 | Solar |  |  | 0 | 0 | 0 | 0 | 0 | 0 | 0 | 0 | 0 | 0 | 0 | 0 | 0 | 0 | 0 | 0 | 0 | 0 | 0 | 0 | 0 | 0 | 0 | 0 | 0 | 0 | 0 | 0
PG&E NGBA | Cortina | 115 | Solar |  |  | 1 | 0 | 0 | 0 | 0 | 0 | 0 | 0 | 0 | 0 | 0 | 0 | 0 | 0 | 80 | 80 | 50 | 0 | 50 | 50 | 80 | 130 | 0 | 80 | 80 | 50 | 80 | 130
PG&E GBA | Cottle | 230 | Solar |  |  | 0 | 0 | 0 | 0 | 0 | 0 | 0 | 0 | 0 | 0 | 0 | 0 | 0 | 0 | 0 | 0 | 0 | 0 | 0 | 0 | 0 | 0 | 0 | 0 | 0 | 0 | 0 | 0
PG&E NGBA | Cottonwood | 115 | Solar |  |  | 0 | 0 | 0 | 0 | 0 | 0 | 0 | 0 | 0 | 0 | 0 | 0 | 0 | 0 | 0 | 0 | 0 | 0 | 0 | 0 | 0 | 0 | 0 | 0 | 0 | 0 | 0 | 0
PG&E NGBA | Cottonwood | 230 | Solar |  |  | 0 | 0 | 0 | 0 | 0 | 0 | 0 | 0 | 0 | 0 | 0 | 0 | 0 | 0 | 0 | 0 | 0 | 0 | 0 | 0 | 0 | 0 | 0 | 0 | 0 | 0 | 0 | 0
PG&E NGBA | Cottonwood | 60 | Solar |  |  | 0 | 0 | 0 | 0 | 0 | 0 | 0 | 0 | 0 | 0 | 0 | 0 | 0 | 0 | 0 | 0 | 0 | 0 | 0 | 0 | 0 | 0 | 0 | 0 | 0 | 0 | 0 | 0
PG&E NGBA | Cove Road | 230 | Solar |  |  | 0 | 0 | 0 | 0 | 0 | 0 | 0 | 0 | 0 | 0 | 0 | 0 | 0 | 0 | 0 | 0 | 0 | 0 | 0 | 0 | 0 | 0 | 0 | 0 | 0 | 0 | 0 | 0
PG&E GBA | Coyote | 230 | Solar |  |  | 0 | 0 | 0 | 0 | 0 | 0 | 0 | 0 | 0 | 0 | 0 | 0 | 0 | 0 | 0 | 0 | 0 | 0 | 0 | 0 | 0 | 0 | 0 | 0 | 0 | 0 | 0 | 0
PG&E GBA | Crazy Horse Canyon | 115 | Solar |  |  | 0 | 0 | 0 | 0 | 0 | 0 | 0 | 0 | 0 | 0 | 0 | 0 | 0 | 0 | 0 | 0 | 0 | 0 | 0 | 0 | 0 | 0 | 0 | 0 | 0 | 0 | 0 | 0
SDGE | Creelman | 69 | Solar |  |  | 0 | 0 | 0 | 0 | 0 | 0 | 0 | 0 | 0 | 0 | 0 | 0 | 0 | 0 | 0 | 0 | 0 | 0 | 0 | 0 | 0 | 0 | 0 | 0 | 0 | 0 | 0 | 0
PG&E FRESNO | Crescent | 70 | Solar |  |  | 1 | 0 | 0 | 0 | 0 | 35 | 35 | 0 | 0 | 0 | 0 | 35 | 35 | 5 | 30 | 35 | 0 | 0 | 0 | 5 | 30 | 35 | 5 | 65 | 70 | 5 | 65 | 70
PG&E FRESNO | Cressey | 115 | Solar |  |  | 0 | 0 | 0 | 0 | 0 | 0 | 0 | 0 | 0 | 0 | 0 | 0 | 0 | 0 | 0 | 0 | 0 | 0 | 0 | 0 | 0 | 0 | 0 | 0 | 0 | 0 | 0 | 0
PG&E NGBA | Cresta | 230 | Solar |  |  | 0 | 0 | 0 | 0 | 0 | 0 | 0 | 0 | 0 | 0 | 0 | 0 | 0 | 0 | 0 | 0 | 0 | 0 | 0 | 0 | 0 | 0 | 0 | 0 | 0 | 0 | 0 | 0
SDGE | Crestwood | 69 | Solar |  |  | 0 | 0 | 0 | 0 | 0 | 0 | 0 | 0 | 0 | 0 | 0 | 0 | 0 | 0 | 0 | 0 | 0 | 0 | 0 | 0 | 0 | 0 | 0 | 0 | 0 | 0 | 0 | 0
PG&E GBA | Crow Creek | 60 | Solar |  |  | 1 | 6.21 | 14.11 | 20.32 | 0 | 0 | 0 | 0 | 0 | 0 | 0 | 0 | 0 | 0 | 0 | 0 | 0 | 0 | 0 | 0 | 0 | 0 | 6.21 | 14.11 | 20.32 | 6.21 | 14.11 | 20.32
PG&E GBA | Crows Landing | 60 | Solar |  |  | 0 | 0 | 0 | 0 | 0 | 0 | 0 | 0 | 0 | 0 | 0 | 0 | 0 | 0 | 0 | 0 | 0 | 0 | 0 | 0 | 0 | 0 | 0 | 0 | 0 | 0 | 0 | 0
PG&E GBA | Curtis | 115 | Solar |  |  | 0 | 0 | 0 | 0 | 0 | 0 | 0 | 0 | 0 | 0 | 0 | 0 | 0 | 0 | 0 | 0 | 0 | 0 | 0 | 0 | 0 | 0 | 0 | 0 | 0 | 0 | 0 | 0
PG&E FRESNO | Dairyland | 115 | Solar |  |  | 0 | 0 | 0 | 0 | 0 | 0 | 0 | 0 | 0 | 0 | 0 | 0 | 0 | 0 | 0 | 0 | 0 | 0 | 0 | 0 | 0 | 0 | 0 | 0 | 0 | 0 | 0 | 0
PG&E NGBA | Davis | 115 | Solar |  |  | 1 | 0 | 0 | 0 | 0 | 0 | 0 | 0 | 0 | 0 | 0 | 0 | 0 | 0 | 0 | 0 | 20 | 80 | 100 | 20 | 80 | 100 | 0 | 0 | 0 | 20 | 80 | 100
SCE Metro | Del Amo | 500 | Solar |  |  | 0 | 0 | 0 | 0 | 0 | 0 | 0 | 0 | 0 | 0 | 0 | 0 | 0 | 0 | 0 | 0 | 0 | 0 | 0 | 0 | 0 | 0 | 0 | 0 | 0 | 0 | 0 | 0
SCE Metro | Del Amo | 230 | Solar |  |  | 0 | 0 | 0 | 0 | 0 | 0 | 0 | 0 | 0 | 0 | 0 | 0 | 0 | 0 | 0 | 0 | 0 | 0 | 0 | 0 | 0 | 0 | 0 | 0 | 0 | 0 | 0 | 0
SCE Eastern | Delaney | 500 | Solar |  |  | 1 | 0 | 0 | 0 | 0 | 0 | 0 | 0 | 0 | 0 | 0 | 0 | 0 | 0 | 0 | 0 | 150 | 250 | 400 | 150 | 250 | 400 | 0 | 0 | 0 | 150 | 250 | 400
PG&E NGBA | Delevan | 230 | Solar |  |  | 1 | 0 | 0 | 0 | 0 | 0 | 0 | 0 | 0 | 0 | 0 | 0 | 0 | 50 | 150 | 200 | 185 | 350 | 535 | 235 | 500 | 735 | 50 | 150 | 200 | 235 | 500 | 735
PG&E GBA | Delta PP | 230 | Solar |  |  | 0 | 0 | 0 | 0 | 0 | 0 | 0 | 0 | 0 | 0 | 0 | 0 | 0 | 0 | 0 | 0 | 0 | 0 | 0 | 0 | 0 | 0 | 0 | 0 | 0 | 0 | 0 | 0
EOP | Desert View | 230 | Solar |  |  | 1 | 0 | 0 | 0 | 0 | 0 | 0 | 0 | 0 | 0 | 0 | 0 | 0 | 0 | 0 | 0 | 50 | 450 | 500 | 50 | 450 | 500 | 0 | 0 | 0 | 50 | 450 | 500
SCE Eastern | Devers | 230 | Solar |  |  | 1 | 0 | 0 | 0 | 0 | 0 | 0 | 0 | 0 | 0 | 0 | 0 | 0 | 0 | 0 | 0 | 50 | 180 | 230 | 50 | 180 | 230 | 0 | 0 | 0 | 50 | 180 | 230
SCE Eastern | Devers | 500 | Solar |  |  | 0 | 0 | 0 | 0 | 0 | 0 | 0 | 0 | 0 | 0 | 0 | 0 | 0 | 0 | 0 | 0 | 0 | 0 | 0 | 0 | 0 | 0 | 0 | 0 | 0 | 0 | 0 | 0
PG&E KERN | Diablo Canyon | 230 | Solar |  |  | 0 | 0 | 0 | 0 | 0 | 0 | 0 | 0 | 0 | 0 | 0 | 0 | 0 | 0 | 0 | 0 | 0 | 0 | 0 | 0 | 0 | 0 | 0 | 0 | 0 | 0 | 0 | 0
PG&E KERN | Diablo Canyon | 500 | Solar |  |  | 0 | 0 | 0 | 0 | 0 | 0 | 0 | 0 | 0 | 0 | 0 | 0 | 0 | 0 | 0 | 0 | 0 | 0 | 0 | 0 | 0 | 0 | 0 | 0 | 0 | 0 | 0 | 0
PG&E KERN | Divide | 115 | Solar |  |  | 0 | 0 | 0 | 0 | 0 | 0 | 0 | 0 | 0 | 0 | 0 | 0 | 0 | 0 | 0 | 0 | 0 | 0 | 0 | 0 | 0 | 0 | 0 | 0 | 0 | 0 | 0 | 0
PG&E GBA | Dixon Landing | 115 | Solar |  |  | 0 | 0 | 0 | 0 | 0 | 0 | 0 | 0 | 0 | 0 | 0 | 0 | 0 | 0 | 0 | 0 | 0 | 0 | 0 | 0 | 0 | 0 | 0 | 0 | 0 | 0 | 0 | 0
PG&E FRESNO | Dos Amigos | 230 | Solar |  |  | 0 | 0 | 0 | 0 | 0 | 0 | 0 | 0 | 0 | 0 | 0 | 0 | 0 | 0 | 0 | 0 | 0 | 0 | 0 | 0 | 0 | 0 | 0 | 0 | 0 | 0 | 0 | 0
PG&E NGBA | Drum | 115 | Solar |  |  | 0 | 0 | 0 | 0 | 0 | 0 | 0 | 0 | 0 | 0 | 0 | 0 | 0 | 0 | 0 | 0 | 0 | 0 | 0 | 0 | 0 | 0 | 0 | 0 | 0 | 0 | 0 | 0
PG&E GBA | Dumbarton | 115 | Solar |  |  | 0 | 0 | 0 | 0 | 0 | 0 | 0 | 0 | 0 | 0 | 0 | 0 | 0 | 0 | 0 | 0 | 0 | 0 | 0 | 0 | 0 | 0 | 0 | 0 | 0 | 0 | 0 | 0
SCE NOL | Dunn Siding | 115 | Solar |  |  | 0 | 0 | 0 | 0 | 0 | 0 | 0 | 0 | 0 | 0 | 0 | 0 | 0 | 0 | 0 | 0 | 0 | 0 | 0 | 0 | 0 | 0 | 0 | 0 | 0 | 0 | 0 | 0
SCE Eastern | Eagle Mountain | 230 | Solar |  |  | 0 | 0 | 0 | 0 | 0 | 0 | 0 | 0 | 0 | 0 | 0 | 0 | 0 | 0 | 0 | 0 | 0 | 0 | 0 | 0 | 0 | 0 | 0 | 0 | 0 | 0 | 0 | 0
PG&E NGBA | Eagle Rock (PGE) | 60 | Solar |  |  | 0 | 0 | 0 | 0 | 0 | 0 | 0 | 0 | 0 | 0 | 0 | 0 | 0 | 0 | 0 | 0 | 0 | 0 | 0 | 0 | 0 | 0 | 0 | 0 | 0 | 0 | 0 | 0
PG&E NGBA | Eagle Rock (PGE) | 115 | Solar |  |  | 0 | 0 | 0 | 0 | 0 | 0 | 0 | 0 | 0 | 0 | 0 | 0 | 0 | 0 | 0 | 0 | 0 | 0 | 0 | 0 | 0 | 0 | 0 | 0 | 0 | 0 | 0 | 0
SCE Metro | Eagle Rock (SCE) | 230 | Solar |  |  | 0 | 0 | 0 | 0 | 0 | 0 | 0 | 0 | 0 | 0 | 0 | 0 | 0 | 0 | 0 | 0 | 0 | 0 | 0 | 0 | 0 | 0 | 0 | 0 | 0 | 0 | 0 | 0
PG&E NGBA | East Marysville | 115 | Solar |  |  | 0 | 0 | 0 | 0 | 0 | 0 | 0 | 0 | 0 | 0 | 0 | 0 | 0 | 0 | 0 | 0 | 0 | 0 | 0 | 0 | 0 | 0 | 0 | 0 | 0 | 0 | 0 | 0
PG&E NGBA | East Nicolaus | 115 | Solar |  |  | 0 | 0 | 0 | 0 | 0 | 0 | 0 | 0 | 0 | 0 | 0 | 0 | 0 | 0 | 0 | 0 | 0 | 0 | 0 | 0 | 0 | 0 | 0 | 0 | 0 | 0 | 0 | 0
PG&E NGBA | East Nicolaus | 60 | Solar |  |  | 0 | 0 | 0 | 0 | 0 | 0 | 0 | 0 | 0 | 0 | 0 | 0 | 0 | 0 | 0 | 0 | 0 | 0 | 0 | 0 | 0 | 0 | 0 | 0 | 0 | 0 | 0 | 0
PG&E GBA | Eastshore | 115 | Solar |  |  | 0 | 0 | 0 | 0 | 0 | 0 | 0 | 0 | 0 | 0 | 0 | 0 | 0 | 0 | 0 | 0 | 0 | 0 | 0 | 0 | 0 | 0 | 0 | 0 | 0 | 0 | 0 | 0
PG&E GBA | Eastshore | 230 | Solar |  |  | 0 | 0 | 0 | 0 | 0 | 0 | 0 | 0 | 0 | 0 | 0 | 0 | 0 | 0 | 0 | 0 | 0 | 0 | 0 | 0 | 0 | 0 | 0 | 0 | 0 | 0 | 0 | 0
SDGE | ECO | 138 | Solar |  |  | 0 | 0 | 0 | 0 | 0 | 0 | 0 | 0 | 0 | 0 | 0 | 0 | 0 | 0 | 0 | 0 | 0 | 0 | 0 | 0 | 0 | 0 | 0 | 0 | 0 | 0 | 0 | 0
SDGE | ECO | 230 | Solar |  |  | 0 | 0 | 0 | 0 | 0 | 0 | 0 | 0 | 0 | 0 | 0 | 0 | 0 | 0 | 0 | 0 | 0 | 0 | 0 | 0 | 0 | 0 | 0 | 0 | 0 | 0 | 0 | 0
SDGE | ECO | 500 | Solar |  |  | 0 | 0 | 0 | 0 | 0 | 0 | 0 | 0 | 0 | 0 | 0 | 0 | 0 | 0 | 0 | 0 | 0 | 0 | 0 | 0 | 0 | 0 | 0 | 0 | 0 | 0 | 0 | 0
PG&E GBA | Edenvale | 115 | Solar |  |  | 0 | 0 | 0 | 0 | 0 | 0 | 0 | 0 | 0 | 0 | 0 | 0 | 0 | 0 | 0 | 0 | 0 | 0 | 0 | 0 | 0 | 0 | 0 | 0 | 0 | 0 | 0 | 0
PG&E GBA | Edes | 115 | Solar |  |  | 0 | 0 | 0 | 0 | 0 | 0 | 0 | 0 | 0 | 0 | 0 | 0 | 0 | 0 | 0 | 0 | 0 | 0 | 0 | 0 | 0 | 0 | 0 | 0 | 0 | 0 | 0 | 0
PG&E GBA | Eight Mile | 230 | Solar |  |  | 0 | 0 | 0 | 0 | 0 | 0 | 0 | 0 | 0 | 0 | 0 | 0 | 0 | 0 | 0 | 0 | 0 | 0 | 0 | 0 | 0 | 0 | 0 | 0 | 0 | 0 | 0 | 0
SDGE | El Cajon | 69 | Solar |  |  | 0 | 0 | 0 | 0 | 0 | 0 | 0 | 0 | 0 | 0 | 0 | 0 | 0 | 0 | 0 | 0 | 0 | 0 | 0 | 0 | 0 | 0 | 0 | 0 | 0 | 0 | 0 | 0
SCE Eastern | El Casco | 230 | Solar |  |  | 0 | 0 | 0 | 0 | 0 | 0 | 0 | 0 | 0 | 0 | 0 | 0 | 0 | 0 | 0 | 0 | 0 | 0 | 0 | 0 | 0 | 0 | 0 | 0 | 0 | 0 | 0 | 0
PG&E GBA | El Cerrito G | 115 | Solar |  |  | 0 | 0 | 0 | 0 | 0 | 0 | 0 | 0 | 0 | 0 | 0 | 0 | 0 | 0 | 0 | 0 | 0 | 0 | 0 | 0 | 0 | 0 | 0 | 0 | 0 | 0 | 0 | 0
PG&E NGBA | El Dorado PH | 115 | Solar |  |  | 0 | 0 | 0 | 0 | 0 | 0 | 0 | 0 | 0 | 0 | 0 | 0 | 0 | 0 | 0 | 0 | 0 | 0 | 0 | 0 | 0 | 0 | 0 | 0 | 0 | 0 | 0 | 0
PG&E FRESNO | El Nido (PGE) | 115 | Solar |  |  | 0 | 0 | 0 | 0 | 0 | 0 | 0 | 0 | 0 | 0 | 0 | 0 | 0 | 0 | 0 | 0 | 0 | 0 | 0 | 0 | 0 | 0 | 0 | 0 | 0 | 0 | 0 | 0
SCE Metro | El Nido (SCE) | 230 | Solar |  |  | 0 | 0 | 0 | 0 | 0 | 0 | 0 | 0 | 0 | 0 | 0 | 0 | 0 | 0 | 0 | 0 | 0 | 0 | 0 | 0 | 0 | 0 | 0 | 0 | 0 | 0 | 0 | 0
PG&E GBA | El Patio | 115 | Solar |  |  | 0 | 0 | 0 | 0 | 0 | 0 | 0 | 0 | 0 | 0 | 0 | 0 | 0 | 0 | 0 | 0 | 0 | 0 | 0 | 0 | 0 | 0 | 0 | 0 | 0 | 0 | 0 | 0
SCE Metro | El Segundo | 230 | Solar |  |  | 0 | 0 | 0 | 0 | 0 | 0 | 0 | 0 | 0 | 0 | 0 | 0 | 0 | 0 | 0 | 0 | 0 | 0 | 0 | 0 | 0 | 0 | 0 | 0 | 0 | 0 | 0 | 0
EOP | Eldorado | 230 | Solar |  |  | 0 | 0 | 0 | 0 | 0 | 0 | 0 | 0 | 0 | 0 | 0 | 0 | 0 | 0 | 0 | 0 | 0 | 0 | 0 | 0 | 0 | 0 | 0 | 0 | 0 | 0 | 0 | 0
EOP | Eldorado | 500 | Solar |  |  | 0 | 0 | 0 | 0 | 0 | 0 | 0 | 0 | 0 | 0 | 0 | 0 | 0 | 0 | 0 | 0 | 0 | 0 | 0 | 0 | 0 | 0 | 0 | 0 | 0 | 0 | 0 | 0
SCE Northern | Elizabeth Lake | 66 | Solar |  |  | 0 | 0 | 0 | 0 | 0 | 0 | 0 | 0 | 0 | 0 | 0 | 0 | 0 | 0 | 0 | 0 | 0 | 0 | 0 | 0 | 0 | 0 | 0 | 0 | 0 | 0 | 0 | 0
PG&E KERN | Elk Hills | 230 | Solar |  |  | 0 | 0 | 0 | 0 | 0 | 0 | 0 | 0 | 0 | 0 | 0 | 0 | 0 | 0 | 0 | 0 | 0 | 0 | 0 | 0 | 0 | 0 | 0 | 0 | 0 | 0 | 0 | 0
SDGE | Elliot | 69 | Solar |  |  | 0 | 0 | 0 | 0 | 0 | 0 | 0 | 0 | 0 | 0 | 0 | 0 | 0 | 0 | 0 | 0 | 0 | 0 | 0 | 0 | 0 | 0 | 0 | 0 | 0 | 0 | 0 | 0
SCE Metro | Ellis | 230 | Solar |  |  | 0 | 0 | 0 | 0 | 0 | 0 | 0 | 0 | 0 | 0 | 0 | 0 | 0 | 0 | 0 | 0 | 0 | 0 | 0 | 0 | 0 | 0 | 0 | 0 | 0 | 0 | 0 | 0
SDGE | Encina | 138 | Solar |  |  | 0 | 0 | 0 | 0 | 0 | 0 | 0 | 0 | 0 | 0 | 0 | 0 | 0 | 0 | 0 | 0 | 0 | 0 | 0 | 0 | 0 | 0 | 0 | 0 | 0 | 0 | 0 | 0
SDGE | Encina | 230 | Solar |  |  | 0 | 0 | 0 | 0 | 0 | 0 | 0 | 0 | 0 | 0 | 0 | 0 | 0 | 0 | 0 | 0 | 0 | 0 | 0 | 0 | 0 | 0 | 0 | 0 | 0 | 0 | 0 | 0
SDGE | Escondido | 230 | Solar |  |  | 0 | 0 | 0 | 0 | 0 | 0 | 0 | 0 | 0 | 0 | 0 | 0 | 0 | 0 | 0 | 0 | 0 | 0 | 0 | 0 | 0 | 0 | 0 | 0 | 0 | 0 | 0 | 0
SDGE | Escondido | 69 | Solar |  |  | 0 | 0 | 0 | 0 | 0 | 0 | 0 | 0 | 0 | 0 | 0 | 0 | 0 | 0 | 0 | 0 | 0 | 0 | 0 | 0 | 0 | 0 | 0 | 0 | 0 | 0 | 0 | 0
PG&E KERN | Estrella | 230 | Solar |  |  | 0 | 0 | 0 | 0 | 0 | 0 | 0 | 0 | 0 | 0 | 0 | 0 | 0 | 0 | 0 | 0 | 0 | 0 | 0 | 0 | 0 | 0 | 0 | 0 | 0 | 0 | 0 | 0
SCE Eastern | Etiwanda | 230 | Solar |  |  | 0 | 0 | 0 | 0 | 0 | 0 | 0 | 0 | 0 | 0 | 0 | 0 | 0 | 0 | 0 | 0 | 0 | 0 | 0 | 0 | 0 | 0 | 0 | 0 | 0 | 0 | 0 | 0
PG&E GBA | Evergreen | 115 | Solar |  |  | 0 | 0 | 0 | 0 | 0 | 0 | 0 | 0 | 0 | 0 | 0 | 0 | 0 | 0 | 0 | 0 | 0 | 0 | 0 | 0 | 0 | 0 | 0 | 0 | 0 | 0 | 0 | 0
PG&E GBA | Evergreen | 60 | Solar |  |  | 0 | 0 | 0 | 0 | 0 | 0 | 0 | 0 | 0 | 0 | 0 | 0 | 0 | 0 | 0 | 0 | 0 | 0 | 0 | 0 | 0 | 0 | 0 | 0 | 0 | 0 | 0 | 0
PG&E FRESNO | Excelsior | 115 | Solar |  |  | 1 | 0 | 0 | 0 | 0 | 0 | 0 | 0 | 0 | 0 | 0 | 0 | 0 | 0 | 0 | 0 | 300 | 30 | 330 | 300 | 30 | 330 | 0 | 0 | 0 | 300 | 30 | 330
PG&E FRESNO | Exchequer | 115 | Solar |  |  | 0 | 0 | 0 | 0 | 0 | 0 | 0 | 0 | 0 | 0 | 0 | 0 | 0 | 0 | 0 | 0 | 0 | 0 | 0 | 0 | 0 | 0 | 0 | 0 | 0 | 0 | 0 | 0
PG&E KERN | Fairway | 115 | Solar |  |  | 0 | 0 | 0 | 0 | 0 | 0 | 0 | 0 | 0 | 0 | 0 | 0 | 0 | 0 | 0 | 0 | 0 | 0 | 0 | 0 | 0 | 0 | 0 | 0 | 0 | 0 | 0 | 0
PG&E KERN | Famoso | 115 | Solar |  |  | 0 | 0 | 0 | 0 | 0 | 0 | 0 | 0 | 0 | 0 | 0 | 0 | 0 | 0 | 0 | 0 | 0 | 0 | 0 | 0 | 0 | 0 | 0 | 0 | 0 | 0 | 0 | 0
PG&E NGBA | Fern Road | 500 | Solar |  |  | 0 | 0 | 0 | 0 | 0 | 0 | 0 | 0 | 0 | 0 | 0 | 0 | 0 | 0 | 0 | 0 | 0 | 0 | 0 | 0 | 0 | 0 | 0 | 0 | 0 | 0 | 0 | 0
PG&E GBA | Fibreboard (SPI Sonora) | 115 | Solar |  |  | 0 | 0 | 0 | 0 | 0 | 0 | 0 | 0 | 0 | 0 | 0 | 0 | 0 | 0 | 0 | 0 | 0 | 0 | 0 | 0 | 0 | 0 | 0 | 0 | 0 | 0 | 0 | 0
PG&E FRESNO | Figarden | 230 | Solar |  |  | 0 | 0 | 0 | 0 | 0 | 0 | 0 | 0 | 0 | 0 | 0 | 0 | 0 | 0 | 0 | 0 | 0 | 0 | 0 | 0 | 0 | 0 | 0 | 0 | 0 | 0 | 0 | 0
PG&E FRESNO | Fink | 230 | Solar |  |  | 1 | 50 | 0 | 50 | 30 | 110 | 140 | 0 | 0 | 0 | 30 | 110 | 140 | 0 | 0 | 0 | 0 | 0 | 0 | 0 | 0 | 0 | 80 | 110 | 190 | 80 | 110 | 190
PG&E NGBA | Fitch Mountain | 60 | Solar |  |  | 0 | 0 | 0 | 0 | 0 | 0 | 0 | 0 | 0 | 0 | 0 | 0 | 0 | 0 | 0 | 0 | 0 | 0 | 0 | 0 | 0 | 0 | 0 | 0 | 0 | 0 | 0 | 0
PG&E GBA | FMC | 115 | Solar |  |  | 0 | 0 | 0 | 0 | 0 | 0 | 0 | 0 | 0 | 0 | 0 | 0 | 0 | 0 | 0 | 0 | 0 | 0 | 0 | 0 | 0 | 0 | 0 | 0 | 0 | 0 | 0 | 0
PG&E GBA | Fremont | 115 | Solar |  |  | 0 | 0 | 0 | 0 | 0 | 0 | 0 | 0 | 0 | 0 | 0 | 0 | 0 | 0 | 0 | 0 | 0 | 0 | 0 | 0 | 0 | 0 | 0 | 0 | 0 | 0 | 0 | 0
PG&E GBA | French Camp | 60 | Solar |  |  | 0 | 0 | 0 | 0 | 0 | 0 | 0 | 0 | 0 | 0 | 0 | 0 | 0 | 0 | 0 | 0 | 0 | 0 | 0 | 0 | 0 | 0 | 0 | 0 | 0 | 0 | 0 | 0
PG&E GBA | Frogtown | 115 | Solar |  |  | 0 | 0 | 0 | 0 | 0 | 0 | 0 | 0 | 0 | 0 | 0 | 0 | 0 | 0 | 0 | 0 | 0 | 0 | 0 | 0 | 0 | 0 | 0 | 0 | 0 | 0 | 0 | 0
PG&E NGBA | Fulton | 115 | Solar |  |  | 0 | 0 | 0 | 0 | 0 | 0 | 0 | 0 | 0 | 0 | 0 | 0 | 0 | 0 | 0 | 0 | 0 | 0 | 0 | 0 | 0 | 0 | 0 | 0 | 0 | 0 | 0 | 0
PG&E NGBA | Fulton | 230 | Solar |  |  | 0 | 0 | 0 | 0 | 0 | 0 | 0 | 0 | 0 | 0 | 0 | 0 | 0 | 0 | 0 | 0 | 0 | 0 | 0 | 0 | 0 | 0 | 0 | 0 | 0 | 0 | 0 | 0
PG&E NGBA | Fulton | 60 | Solar |  |  | 0 | 0 | 0 | 0 | 0 | 0 | 0 | 0 | 0 | 0 | 0 | 0 | 0 | 0 | 0 | 0 | 0 | 0 | 0 | 0 | 0 | 0 | 0 | 0 | 0 | 0 | 0 | 0
PG&E KERN | Ganso | 115 | Solar |  |  | 0 | 0 | 0 | 0 | 0 | 0 | 0 | 0 | 0 | 0 | 0 | 0 | 0 | 0 | 0 | 0 | 0 | 0 | 0 | 0 | 0 | 0 | 0 | 0 | 0 | 0 | 0 | 0
PG&E FRESNO | Gates | 230 | Solar |  |  | 1 | 0 | 0 | 0 | 614.5 | 310.5 | 925 | 406.5 | 143.5 | 550 | 208 | 167 | 375 | 145 | 250 | 395 | 100 | 450 | 550 | 245 | 700 | 945 | 353 | 417 | 770 | 453 | 867 | 1320
PG&E FRESNO | Gates | 500 | Solar |  |  | 0 | 0 | 0 | 0 | 0 | 0 | 0 | 0 | 0 | 0 | 0 | 0 | 0 | 0 | 0 | 0 | 0 | 0 | 0 | 0 | 0 | 0 | 0 | 0 | 0 | 0 | 0 | 0
PG&E NGBA | Geysers 12 | 230 | Solar |  |  | 0 | 0 | 0 | 0 | 0 | 0 | 0 | 0 | 0 | 0 | 0 | 0 | 0 | 0 | 0 | 0 | 0 | 0 | 0 | 0 | 0 | 0 | 0 | 0 | 0 | 0 | 0 | 0
PG&E NGBA | Geysers 17 | 230 | Solar |  |  | 0 | 0 | 0 | 0 | 0 | 0 | 0 | 0 | 0 | 0 | 0 | 0 | 0 | 0 | 0 | 0 | 0 | 0 | 0 | 0 | 0 | 0 | 0 | 0 | 0 | 0 | 0 | 0
PG&E NGBA | Geysers 3 | 115 | Solar |  |  | 0 | 0 | 0 | 0 | 0 | 0 | 0 | 0 | 0 | 0 | 0 | 0 | 0 | 0 | 0 | 0 | 0 | 0 | 0 | 0 | 0 | 0 | 0 | 0 | 0 | 0 | 0 | 0
PG&E NGBA | Glenn | 230 | Solar |  |  | 1 | 0 | 0 | 0 | 0 | 0 | 0 | 0 | 0 | 0 | 0 | 0 | 0 | 0 | 0 | 0 | 100 | 170 | 270 | 100 | 170 | 270 | 0 | 0 | 0 | 100 | 170 | 270
PG&E NGBA | Glenn | 60 | Solar |  |  | 0 | 0 | 0 | 0 | 0 | 0 | 0 | 0 | 0 | 0 | 0 | 0 | 0 | 0 | 0 | 0 | 0 | 0 | 0 | 0 | 0 | 0 | 0 | 0 | 0 | 0 | 0 | 0
PG&E NGBA | Gold Hill | 115 | Solar |  |  | 0 | 0 | 0 | 0 | 0 | 0 | 0 | 0 | 0 | 0 | 0 | 0 | 0 | 0 | 0 | 0 | 0 | 0 | 0 | 0 | 0 | 0 | 0 | 0 | 0 | 0 | 0 | 0
PG&E NGBA | Gold Hill | 230 | Solar |  |  | 0 | 0 | 0 | 0 | 0 | 0 | 0 | 0 | 0 | 0 | 0 | 0 | 0 | 0 | 0 | 0 | 0 | 0 | 0 | 0 | 0 | 0 | 0 | 0 | 0 | 0 | 0 | 0
SCE Northern | Goleta | 230 | Solar |  |  | 0 | 0 | 0 | 0 | 0 | 0 | 0 | 0 | 0 | 0 | 0 | 0 | 0 | 0 | 0 | 0 | 0 | 0 | 0 | 0 | 0 | 0 | 0 | 0 | 0 | 0 | 0 | 0
SCE Metro | Goodrich | 230 | Solar |  |  | 0 | 0 | 0 | 0 | 0 | 0 | 0 | 0 | 0 | 0 | 0 | 0 | 0 | 0 | 0 | 0 | 0 | 0 | 0 | 0 | 0 | 0 | 0 | 0 | 0 | 0 | 0 | 0
PG&E KERN | Goose Lake | 115 | Solar |  |  | 0 | 0 | 0 | 0 | 0 | 0 | 0 | 0 | 0 | 0 | 0 | 0 | 0 | 0 | 0 | 0 | 0 | 0 | 0 | 0 | 0 | 0 | 0 | 0 | 0 | 0 | 0 | 0
SCE Metro | Gould | 230 | Solar |  |  | 0 | 0 | 0 | 0 | 0 | 0 | 0 | 0 | 0 | 0 | 0 | 0 | 0 | 0 | 0 | 0 | 0 | 0 | 0 | 0 | 0 | 0 | 0 | 0 | 0 | 0 | 0 | 0
PG&E NGBA | Grand Island | 115 | Solar |  |  | 0 | 0 | 0 | 0 | 0 | 0 | 0 | 0 | 0 | 0 | 0 | 0 | 0 | 0 | 0 | 0 | 0 | 0 | 0 | 0 | 0 | 0 | 0 | 0 | 0 | 0 | 0 | 0
SDGE | Granite | 69 | Solar |  |  | 0 | 0 | 0 | 0 | 0 | 0 | 0 | 0 | 0 | 0 | 0 | 0 | 0 | 0 | 0 | 0 | 0 | 0 | 0 | 0 | 0 | 0 | 0 | 0 | 0 | 0 | 0 | 0
PG&E GBA | Grant | 115 | Solar |  |  | 0 | 0 | 0 | 0 | 0 | 0 | 0 | 0 | 0 | 0 | 0 | 0 | 0 | 0 | 0 | 0 | 0 | 0 | 0 | 0 | 0 | 0 | 0 | 0 | 0 | 0 | 0 | 0
PG&E GBA | Green Valley | 115 | Solar |  |  | 0 | 0 | 0 | 0 | 0 | 0 | 0 | 0 | 0 | 0 | 0 | 0 | 0 | 0 | 0 | 0 | 0 | 0 | 0 | 0 | 0 | 0 | 0 | 0 | 0 | 0 | 0 | 0
PG&E NGBA | Greenleaf 1 | 115 | Solar |  |  | 0 | 0 | 0 | 0 | 0 | 0 | 0 | 0 | 0 | 0 | 0 | 0 | 0 | 0 | 0 | 0 | 0 | 0 | 0 | 0 | 0 | 0 | 0 | 0 | 0 | 0 | 0 | 0
PG&E FRESNO | Gregg | 230 | Solar |  |  | 0 | 0 | 0 | 0 | 0 | 0 | 0 | 0 | 0 | 0 | 0 | 0 | 0 | 0 | 0 | 0 | 0 | 0 | 0 | 0 | 0 | 0 | 0 | 0 | 0 | 0 | 0 | 0
PG&E FRESNO | Grimmway-Malaga | 115 | Solar |  |  | 0 | 0 | 0 | 0 | 0 | 0 | 0 | 0 | 0 | 0 | 0 | 0 | 0 | 0 | 0 | 0 | 0 | 0 | 0 | 0 | 0 | 0 | 0 | 0 | 0 | 0 | 0 | 0
PG&E NGBA | Grizzly | 230 | Solar |  |  | 0 | 0 | 0 | 0 | 0 | 0 | 0 | 0 | 0 | 0 | 0 | 0 | 0 | 0 | 0 | 0 | 0 | 0 | 0 | 0 | 0 | 0 | 0 | 0 | 0 | 0 | 0 | 0
PG&E FRESNO | Guernsey | 70 | Solar |  |  | 0 | 0 | 0 | 0 | 0 | 0 | 0 | 0 | 0 | 0 | 0 | 0 | 0 | 0 | 0 | 0 | 0 | 0 | 0 | 0 | 0 | 0 | 0 | 0 | 0 | 0 | 0 | 0
PG&E FRESNO | GWF Hanford | 115 | Solar |  |  | 0 | 0 | 0 | 0 | 0 | 0 | 0 | 0 | 0 | 0 | 0 | 0 | 0 | 0 | 0 | 0 | 0 | 0 | 0 | 0 | 0 | 0 | 0 | 0 | 0 | 0 | 0 | 0
PG&E FRESNO | Haas | 230 | Solar |  |  | 0 | 0 | 0 | 0 | 0 | 0 | 0 | 0 | 0 | 0 | 0 | 0 | 0 | 0 | 0 | 0 | 0 | 0 | 0 | 0 | 0 | 0 | 0 | 0 | 0 | 0 | 0 | 0
PG&E FRESNO | Hammonds | 115 | Solar |  |  | 0 | 0 | 0 | 0 | 0 | 0 | 0 | 0 | 0 | 0 | 0 | 0 | 0 | 0 | 0 | 0 | 0 | 0 | 0 | 0 | 0 | 0 | 0 | 0 | 0 | 0 | 0 | 0
SCE Metro | HarborGen | 230 | Solar |  |  | 0 | 0 | 0 | 0 | 0 | 0 | 0 | 0 | 0 | 0 | 0 | 0 | 0 | 0 | 0 | 0 | 0 | 0 | 0 | 0 | 0 | 0 | 0 | 0 | 0 | 0 | 0 | 0
PG&E NGBA | Harris | 60 | Solar |  |  | 0 | 0 | 0 | 0 | 0 | 0 | 0 | 0 | 0 | 0 | 0 | 0 | 0 | 0 | 0 | 0 | 0 | 0 | 0 | 0 | 0 | 0 | 0 | 0 | 0 | 0 | 0 | 0
EOP | Harry Allen | 500 | Solar |  |  | 0 | 0 | 0 | 0 | 0 | 0 | 0 | 0 | 0 | 0 | 0 | 0 | 0 | 0 | 0 | 0 | 0 | 0 | 0 | 0 | 0 | 0 | 0 | 0 | 0 | 0 | 0 | 0
PG&E NGBA | Hartley | 60 | Solar |  |  | 0 | 0 | 0 | 0 | 0 | 0 | 0 | 0 | 0 | 0 | 0 | 0 | 0 | 0 | 0 | 0 | 0 | 0 | 0 | 0 | 0 | 0 | 0 | 0 | 0 | 0 | 0 | 0
SCE NOL | Harvard | 115 | Solar |  |  | 0 | 0 | 0 | 0 | 0 | 0 | 0 | 0 | 0 | 0 | 0 | 0 | 0 | 0 | 0 | 0 | 0 | 0 | 0 | 0 | 0 | 0 | 0 | 0 | 0 | 0 | 0 | 0
SDGE | Hassayampa | 500 | Solar |  |  | 1 | 0 | 0 | 0 | 52.5 | 160 | 212.5 | 0 | 0 | 0 | 52.5 | 160 | 212.5 | 119.5 | 0 | 119.5 | 128 | 220 | 348 | 247.5 | 220 | 467.5 | 172 | 160 | 332 | 300 | 380 | 680
PG&E FRESNO | Helm | 230 | Solar |  |  | 1 | 0 | 0 | 0 | 0 | 0 | 0 | 0 | 0 | 0 | 0 | 0 | 0 | 0 | 0 | 0 | 100 | 200 | 300 | 100 | 200 | 300 | 0 | 0 | 0 | 100 | 200 | 300
PG&E FRESNO | Helm | 70 | Solar |  |  | 0 | 0 | 0 | 0 | 0 | 0 | 0 | 0 | 0 | 0 | 0 | 0 | 0 | 0 | 0 | 0 | 0 | 0 | 0 | 0 | 0 | 0 | 0 | 0 | 0 | 0 | 0 | 0
PG&E FRESNO | Henrietta | 115 | Solar |  |  | 0 | 0 | 0 | 0 | 0 | 0 | 0 | 0 | 0 | 0 | 0 | 0 | 0 | 0 | 0 | 0 | 0 | 0 | 0 | 0 | 0 | 0 | 0 | 0 | 0 | 0 | 0 | 0
PG&E FRESNO | Henrietta | 230 | Solar |  |  | 1 | 0 | 0 | 0 | 0 | 0 | 0 | 0 | 0 | 0 | 0 | 0 | 0 | 0 | 0 | 0 | 100 | 200 | 300 | 100 | 200 | 300 | 0 | 0 | 0 | 100 | 200 | 300
PG&E FRESNO | Henrietta | 70 | Solar |  |  | 0 | 0 | 0 | 0 | 0 | 0 | 0 | 0 | 0 | 0 | 0 | 0 | 0 | 0 | 0 | 0 | 0 | 0 | 0 | 0 | 0 | 0 | 0 | 0 | 0 | 0 | 0 | 0
PG&E FRESNO | Herndon | 115 | Solar |  |  | 0 | 0 | 0 | 0 | 0 | 0 | 0 | 0 | 0 | 0 | 0 | 0 | 0 | 0 | 0 | 0 | 0 | 0 | 0 | 0 | 0 | 0 | 0 | 0 | 0 | 0 | 0 | 0
PG&E FRESNO | Herndon | 230 | Solar |  |  | 0 | 0 | 0 | 0 | 0 | 0 | 0 | 0 | 0 | 0 | 0 | 0 | 0 | 0 | 0 | 0 | 0 | 0 | 0 | 0 | 0 | 0 | 0 | 0 | 0 | 0 | 0 | 0
PG&E GBA | Hicks | 230 | Solar |  |  | 0 | 0 | 0 | 0 | 0 | 0 | 0 | 0 | 0 | 0 | 0 | 0 | 0 | 0 | 0 | 0 | 0 | 0 | 0 | 0 | 0 | 0 | 0 | 0 | 0 | 0 | 0 | 0
PG&E NGBA | Higgins | 115 | Solar |  |  | 0 | 0 | 0 | 0 | 0 | 0 | 0 | 0 | 0 | 0 | 0 | 0 | 0 | 0 | 0 | 0 | 0 | 0 | 0 | 0 | 0 | 0 | 0 | 0 | 0 | 0 | 0 | 0
PG&E NGBA | Hilltop | 345 | Solar |  |  | 0 | 0 | 0 | 0 | 0 | 0 | 0 | 0 | 0 | 0 | 0 | 0 | 0 | 0 | 0 | 0 | 0 | 0 | 0 | 0 | 0 | 0 | 0 | 0 | 0 | 0 | 0 | 0
SCE Metro | Hinson | 230 | Solar |  |  | 0 | 0 | 0 | 0 | 0 | 0 | 0 | 0 | 0 | 0 | 0 | 0 | 0 | 0 | 0 | 0 | 0 | 0 | 0 | 0 | 0 | 0 | 0 | 0 | 0 | 0 | 0 | 0
PG&E GBA | Hollister | 115 | Solar |  |  | 0 | 0 | 0 | 0 | 0 | 0 | 0 | 0 | 0 | 0 | 0 | 0 | 0 | 0 | 0 | 0 | 0 | 0 | 0 | 0 | 0 | 0 | 0 | 0 | 0 | 0 | 0 | 0
PG&E NGBA | Homestake | 115 | Solar |  |  | 0 | 0 | 0 | 0 | 0 | 0 | 0 | 0 | 0 | 0 | 0 | 0 | 0 | 0 | 0 | 0 | 0 | 0 | 0 | 0 | 0 | 0 | 0 | 0 | 0 | 0 | 0 | 0
PG&E NGBA | Honcut | 115 | Solar |  |  | 0 | 0 | 0 | 0 | 0 | 0 | 0 | 0 | 0 | 0 | 0 | 0 | 0 | 0 | 0 | 0 | 0 | 0 | 0 | 0 | 0 | 0 | 0 | 0 | 0 | 0 | 0 | 0
SDGE | Hoodoo Wash | 500 | Solar |  |  | 1 | 0 | 0 | 0 | 0 | 679 | 679 | 0 | 200 | 200 | 0 | 479 | 479 | 247.5 | 0 | 247.5 | -10 | 250 | 240 | 237.5 | 250 | 487.5 | 247.5 | 479 | 726.5 | 237.5 | 729 | 966.5
PG&E NGBA | Hopland | 115 | Solar |  |  | 0 | 0 | 0 | 0 | 0 | 0 | 0 | 0 | 0 | 0 | 0 | 0 | 0 | 0 | 0 | 0 | 0 | 0 | 0 | 0 | 0 | 0 | 0 | 0 | 0 | 0 | 0 | 0
PG&E NGBA | Hopland | 60 | Solar |  |  | 0 | 0 | 0 | 0 | 0 | 0 | 0 | 0 | 0 | 0 | 0 | 0 | 0 | 0 | 0 | 0 | 0 | 0 | 0 | 0 | 0 | 0 | 0 | 0 | 0 | 0 | 0 | 0
PG&E NGBA | Humboldt | 115 | Solar |  |  | 0 | 0 | 0 | 0 | 0 | 0 | 0 | 0 | 0 | 0 | 0 | 0 | 0 | 0 | 0 | 0 | 0 | 0 | 0 | 0 | 0 | 0 | 0 | 0 | 0 | 0 | 0 | 0
PG&E NGBA | Humboldt | 60 | Solar |  |  | 0 | 0 | 0 | 0 | 0 | 0 | 0 | 0 | 0 | 0 | 0 | 0 | 0 | 0 | 0 | 0 | 0 | 0 | 0 | 0 | 0 | 0 | 0 | 0 | 0 | 0 | 0 | 0
PG&E NGBA | Humboldt | 500 | Solar |  |  | 0 | 0 | 0 | 0 | 0 | 0 | 0 | 0 | 0 | 0 | 0 | 0 | 0 | 0 | 0 | 0 | 0 | 0 | 0 | 0 | 0 | 0 | 0 | 0 | 0 | 0 | 0 | 0
SCE Metro | Huntington Beach | 230 | Solar |  |  | 0 | 0 | 0 | 0 | 0 | 0 | 0 | 0 | 0 | 0 | 0 | 0 | 0 | 0 | 0 | 0 | 0 | 0 | 0 | 0 | 0 | 0 | 0 | 0 | 0 | 0 | 0 | 0
PG&E NGBA | Ignacio | 115 | Solar |  |  | 0 | 0 | 0 | 0 | 0 | 0 | 0 | 0 | 0 | 0 | 0 | 0 | 0 | 0 | 0 | 0 | 0 | 0 | 0 | 0 | 0 | 0 | 0 | 0 | 0 | 0 | 0 | 0
PG&E NGBA | Ignacio | 230 | Solar |  |  | 0 | 0 | 0 | 0 | 0 | 0 | 0 | 0 | 0 | 0 | 0 | 0 | 0 | 0 | 0 | 0 | 0 | 0 | 0 | 0 | 0 | 0 | 0 | 0 | 0 | 0 | 0 | 0
PG&E NGBA | Ignacio | 60 | Solar |  |  | 0 | 0 | 0 | 0 | 0 | 0 | 0 | 0 | 0 | 0 | 0 | 0 | 0 | 0 | 0 | 0 | 0 | 0 | 0 | 0 | 0 | 0 | 0 | 0 | 0 | 0 | 0 | 0
SDGE | Imperial Beach | 69 | Solar |  |  | 0 | 0 | 0 | 0 | 0 | 0 | 0 | 0 | 0 | 0 | 0 | 0 | 0 | 0 | 0 | 0 | 0 | 0 | 0 | 0 | 0 | 0 | 0 | 0 | 0 | 0 | 0 | 0
SDGE | Imperial Valley | 230 | Solar |  |  | 1 | 0 | 0 | 0 | 0 | 192 | 192 | 0 | 50 | 50 | 0 | 142 | 142 | 0 | 0 | 0 | 100 | 300 | 400 | 100 | 300 | 400 | 0 | 142 | 142 | 100 | 442 | 542
SDGE | Imperial Valley | 500 | Solar |  |  | 0 | 0 | 0 | 0 | 0 | 0 | 0 | 0 | 0 | 0 | 0 | 0 | 0 | 0 | 0 | 0 | 0 | 0 | 0 | 0 | 0 | 0 | 0 | 0 | 0 | 0 | 0 | 0
EOP | Innovation | 138 | Solar |  |  | 0 | 0 | 0 | 0 | 0 | 0 | 0 | 0 | 0 | 0 | 0 | 0 | 0 | 0 | 0 | 0 | 0 | 0 | 0 | 0 | 0 | 0 | 0 | 0 | 0 | 0 | 0 | 0
EOP | Innovation | 230 | Solar |  |  | 1 | 0 | 0 | 0 | 0 | 0 | 0 | 0 | 0 | 0 | 0 | 0 | 0 | 300 | 0 | 300 | 0 | 300 | 300 | 300 | 300 | 600 | 300 | 0 | 300 | 300 | 300 | 600
SCE NOL | Inyokern | 115 | Solar |  |  | 1 | 0 | 0 | 0 | 0 | 31.8 | 31.8 | 0 | 0 | 0 | 0 | 31.8 | 31.8 | 0 | 0 | 0 | 0 | 0 | 0 | 0 | 0 | 0 | 0 | 31.8 | 31.8 | 0 | 31.8 | 31.8
EOP | IS Tap | 138 | Solar |  |  | 0 | 0 | 0 | 0 | 0 | 0 | 0 | 0 | 0 | 0 | 0 | 0 | 0 | 0 | 0 | 0 | 0 | 0 | 0 | 0 | 0 | 0 | 0 | 0 | 0 | 0 | 0 | 0
EOP | Ivanpah | 115 | Solar |  |  | 0 | 0 | 0 | 0 | 0 | 0 | 0 | 0 | 0 | 0 | 0 | 0 | 0 | 0 | 0 | 0 | 0 | 0 | 0 | 0 | 0 | 0 | 0 | 0 | 0 | 0 | 0 | 0
EOP | Ivanpah | 230 | Solar |  |  | 0 | 0 | 0 | 0 | 0 | 0 | 0 | 0 | 0 | 0 | 0 | 0 | 0 | 0 | 0 | 0 | 0 | 0 | 0 | 0 | 0 | 0 | 0 | 0 | 0 | 0 | 0 | 0
EOP | Jackass (DOE) | 138 | Solar |  |  | 0 | 0 | 0 | 0 | 0 | 0 | 0 | 0 | 0 | 0 | 0 | 0 | 0 | 0 | 0 | 0 | 0 | 0 | 0 | 0 | 0 | 0 | 0 | 0 | 0 | 0 | 0 | 0
PG&E NGBA | James B Black | 230 | Solar |  |  | 0 | 0 | 0 | 0 | 0 | 0 | 0 | 0 | 0 | 0 | 0 | 0 | 0 | 0 | 0 | 0 | 0 | 0 | 0 | 0 | 0 | 0 | 0 | 0 | 0 | 0 | 0 | 0
PG&E GBA | Jefferson | 230 | Solar |  |  | 0 | 0 | 0 | 0 | 0 | 0 | 0 | 0 | 0 | 0 | 0 | 0 | 0 | 0 | 0 | 0 | 0 | 0 | 0 | 0 | 0 | 0 | 0 | 0 | 0 | 0 | 0 | 0
PG&E NGBA | Jessup | 115 | Solar |  |  | 0 | 0 | 0 | 0 | 0 | 0 | 0 | 0 | 0 | 0 | 0 | 0 | 0 | 0 | 0 | 0 | 0 | 0 | 0 | 0 | 0 | 0 | 0 | 0 | 0 | 0 | 0 | 0
SCE Metro | Johanna | 230 | Solar |  |  | 0 | 0 | 0 | 0 | 0 | 0 | 0 | 0 | 0 | 0 | 0 | 0 | 0 | 0 | 0 | 0 | 0 | 0 | 0 | 0 | 0 | 0 | 0 | 0 | 0 | 0 | 0 | 0
SCE Eastern | Julian Hinds | 230 | Solar |  |  | 0 | 0 | 0 | 0 | 0 | 0 | 0 | 0 | 0 | 0 | 0 | 0 | 0 | 0 | 0 | 0 | 0 | 0 | 0 | 0 | 0 | 0 | 0 | 0 | 0 | 0 | 0 | 0
PG&E GBA | Kasson | 115 | Solar |  |  | 0 | 0 | 0 | 0 | 0 | 0 | 0 | 0 | 0 | 0 | 0 | 0 | 0 | 0 | 0 | 0 | 0 | 0 | 0 | 0 | 0 | 0 | 0 | 0 | 0 | 0 | 0 | 0
PG&E GBA | Kasson | 60 | Solar |  |  | 0 | 0 | 0 | 0 | 0 | 0 | 0 | 0 | 0 | 0 | 0 | 0 | 0 | 0 | 0 | 0 | 0 | 0 | 0 | 0 | 0 | 0 | 0 | 0 | 0 | 0 | 0 | 0
PG&E FRESNO | Kearney | 230 | Solar |  |  | 1 | 0 | 0 | 0 | 0 | 0 | 0 | 0 | 0 | 0 | 0 | 0 | 0 | 0 | 0 | 0 | 300 | 100 | 400 | 300 | 100 | 400 | 0 | 0 | 0 | 300 | 100 | 400
PG&E FRESNO | Kearney | 70 | Solar |  |  | 0 | 0 | 0 | 0 | 0 | 0 | 0 | 0 | 0 | 0 | 0 | 0 | 0 | 0 | 0 | 0 | 0 | 0 | 0 | 0 | 0 | 0 | 0 | 0 | 0 | 0 | 0 | 0
PG&E GBA | Kelso | 230 | Solar |  |  | 0 | 0 | 0 | 0 | 0 | 0 | 0 | 0 | 0 | 0 | 0 | 0 | 0 | 0 | 0 | 0 | 0 | 0 | 0 | 0 | 0 | 0 | 0 | 0 | 0 | 0 | 0 | 0
PG&E FRESNO | Kerchoff 1 | 115 | Solar |  |  | 0 | 0 | 0 | 0 | 0 | 0 | 0 | 0 | 0 | 0 | 0 | 0 | 0 | 0 | 0 | 0 | 0 | 0 | 0 | 0 | 0 | 0 | 0 | 0 | 0 | 0 | 0 | 0
PG&E KERN | Kern Oil | 115 | Solar |  |  | 0 | 0 | 0 | 0 | 0 | 0 | 0 | 0 | 0 | 0 | 0 | 0 | 0 | 0 | 0 | 0 | 0 | 0 | 0 | 0 | 0 | 0 | 0 | 0 | 0 | 0 | 0 | 0
PG&E KERN | Kern PP | 115 | Solar |  |  | 0 | 0 | 0 | 0 | 0 | 0 | 0 | 0 | 0 | 0 | 0 | 0 | 0 | 0 | 0 | 0 | 0 | 0 | 0 | 0 | 0 | 0 | 0 | 0 | 0 | 0 | 0 | 0
PG&E KERN | Kern PP | 230 | Solar |  |  | 0 | 0 | 0 | 0 | 0 | 0 | 0 | 0 | 0 | 0 | 0 | 0 | 0 | 0 | 0 | 0 | 0 | 0 | 0 | 0 | 0 | 0 | 0 | 0 | 0 | 0 | 0 | 0
PG&E KERN | Kern PP | 70 | Solar |  |  | 0 | 0 | 0 | 0 | 0 | 0 | 0 | 0 | 0 | 0 | 0 | 0 | 0 | 0 | 0 | 0 | 0 | 0 | 0 | 0 | 0 | 0 | 0 | 0 | 0 | 0 | 0 | 0
PG&E KERN | Kernridge | 115 | Solar |  |  | 0 | 0 | 0 | 0 | 0 | 0 | 0 | 0 | 0 | 0 | 0 | 0 | 0 | 0 | 0 | 0 | 0 | 0 | 0 | 0 | 0 | 0 | 0 | 0 | 0 | 0 | 0 | 0
PG&E FRESNO | Kingsburg | 115 | Solar |  |  | 0 | 0 | 0 | 0 | 0 | 0 | 0 | 0 | 0 | 0 | 0 | 0 | 0 | 0 | 0 | 0 | 0 | 0 | 0 | 0 | 0 | 0 | 0 | 0 | 0 | 0 | 0 | 0
PG&E GBA | Kirker | 115 | Solar |  |  | 0 | 0 | 0 | 0 | 0 | 0 | 0 | 0 | 0 | 0 | 0 | 0 | 0 | 0 | 0 | 0 | 0 | 0 | 0 | 0 | 0 | 0 | 0 | 0 | 0 | 0 | 0 | 0
PG&E NGBA | Knights Landing | 115 | Solar |  |  | 0 | 0 | 0 | 0 | 0 | 0 | 0 | 0 | 0 | 0 | 0 | 0 | 0 | 0 | 0 | 0 | 0 | 0 | 0 | 0 | 0 | 0 | 0 | 0 | 0 | 0 | 0 | 0
PG&E NGBA | Konocti | 60 | Solar |  |  | 0 | 0 | 0 | 0 | 0 | 0 | 0 | 0 | 0 | 0 | 0 | 0 | 0 | 0 | 0 | 0 | 0 | 0 | 0 | 0 | 0 | 0 | 0 | 0 | 0 | 0 | 0 | 0
SCE NOL | Kramer | 115 | Solar |  |  | 1 | 0 | 0 | 0 | 0 | 8 | 8 | 0 | 0 | 0 | 0 | 8 | 8 | 0 | 0 | 0 | 0 | 0 | 0 | 0 | 0 | 0 | 0 | 8 | 8 | 0 | 8 | 8
SCE NOL | Kramer | 230 | Solar |  |  | 1 | 150 | 0 | 150 | 75 | 200 | 275 | 75 | 0 | 75 | 0 | 200 | 200 | 14 | 0 | 14 | 0 | 0 | 0 | 14 | 0 | 14 | 164 | 200 | 364 | 164 | 200 | 364
SCE Metro | La Cienega | 230 | Solar |  |  | 0 | 0 | 0 | 0 | 0 | 0 | 0 | 0 | 0 | 0 | 0 | 0 | 0 | 0 | 0 | 0 | 0 | 0 | 0 | 0 | 0 | 0 | 0 | 0 | 0 | 0 | 0 | 0
SCE Metro | La Fresa | 230 | Solar |  |  | 0 | 0 | 0 | 0 | 0 | 0 | 0 | 0 | 0 | 0 | 0 | 0 | 0 | 0 | 0 | 0 | 0 | 0 | 0 | 0 | 0 | 0 | 0 | 0 | 0 | 0 | 0 | 0
SCE Metro | Laguna Bell | 230 | Solar |  |  | 0 | 0 | 0 | 0 | 0 | 0 | 0 | 0 | 0 | 0 | 0 | 0 | 0 | 0 | 0 | 0 | 0 | 0 | 0 | 0 | 0 | 0 | 0 | 0 | 0 | 0 | 0 | 0
PG&E KERN | Lakeview | 70 | Solar |  |  | 1 | 0 | 0 | 0 | 0 | 70 | 70 | 0 | 0 | 0 | 0 | 70 | 70 | 0 | 0 | 0 | 0 | 0 | 0 | 0 | 0 | 0 | 0 | 70 | 70 | 0 | 70 | 70
PG&E NGBA | Lakeville | 230 | Solar |  |  | 0 | 0 | 0 | 0 | 0 | 0 | 0 | 0 | 0 | 0 | 0 | 0 | 0 | 0 | 0 | 0 | 0 | 0 | 0 | 0 | 0 | 0 | 0 | 0 | 0 | 0 | 0 | 0
PG&E NGBA | Lakeville | 60 | Solar |  |  | 0 | 0 | 0 | 0 | 0 | 0 | 0 | 0 | 0 | 0 | 0 | 0 | 0 | 0 | 0 | 0 | 0 | 0 | 0 | 0 | 0 | 0 | 0 | 0 | 0 | 0 | 0 | 0
PG&E NGBA | Lakeville | 115 | Solar |  |  | 0 | 0 | 0 | 0 | 0 | 0 | 0 | 0 | 0 | 0 | 0 | 0 | 0 | 0 | 0 | 0 | 0 | 0 | 0 | 0 | 0 | 0 | 0 | 0 | 0 | 0 | 0 | 0
PG&E GBA | Lakewood | 115 | Solar |  |  | 0 | 0 | 0 | 0 | 0 | 0 | 0 | 0 | 0 | 0 | 0 | 0 | 0 | 0 | 0 | 0 | 0 | 0 | 0 | 0 | 0 | 0 | 0 | 0 | 0 | 0 | 0 | 0
PG&E NGBA | Lambie | 230 | Solar |  |  | 0 | 0 | 0 | 0 | 0 | 0 | 0 | 0 | 0 | 0 | 0 | 0 | 0 | 0 | 0 | 0 | 0 | 0 | 0 | 0 | 0 | 0 | 0 | 0 | 0 | 0 | 0 | 0
PG&E GBA | Lammers | 115 | Solar |  |  | 0 | 0 | 0 | 0 | 0 | 0 | 0 | 0 | 0 | 0 | 0 | 0 | 0 | 0 | 0 | 0 | 0 | 0 | 0 | 0 | 0 | 0 | 0 | 0 | 0 | 0 | 0 | 0
PG&E KERN | Lamont | 115 | Solar |  |  | 1 | 0 | 0 | 0 | 0 | 0 | 0 | 0 | 0 | 0 | 0 | 0 | 0 | 0 | 80 | 80 | 30 | 90 | 120 | 30 | 170 | 200 | 0 | 80 | 80 | 30 | 170 | 200
PG&E FRESNO | Las Aguilas | 230 | Solar |  |  | 0 | 0 | 0 | 0 | 0 | 0 | 0 | 0 | 0 | 0 | 0 | 0 | 0 | 0 | 0 | 0 | 0 | 0 | 0 | 0 | 0 | 0 | 0 | 0 | 0 | 0 | 0 | 0
EOP | Lathrop | 138 | Solar |  |  | 0 | 0 | 0 | 0 | 0 | 0 | 0 | 0 | 0 | 0 | 0 | 0 | 0 | 0 | 0 | 0 | 0 | 0 | 0 | 0 | 0 | 0 | 0 | 0 | 0 | 0 | 0 | 0
EOP | Lathrop | 230 | Solar |  |  | 1 | 0 | 0 | 0 | 0 | 0 | 0 | 0 | 0 | 0 | 0 | 0 | 0 | 0 | 0 | 0 | 250 | 250 | 500 | 250 | 250 | 500 | 0 | 0 | 0 | 250 | 250 | 500
PG&E FRESNO | Le Grand | 115 | Solar |  |  | 1 | 0 | 0 | 0 | 0 | 0 | 0 | 0 | 0 | 0 | 0 | 0 | 0 | 30 | 75 | 105 | 50 | 130 | 180 | 80 | 205 | 285 | 30 | 75 | 105 | 80 | 205 | 285
PG&E FRESNO | Lemoore | 70 | Solar |  |  | 1 | 0 | 0 | 0 | 0 | 0 | 0 | 0 | 0 | 0 | 0 | 0 | 0 | 0 | 22 | 22 | 0 | 0 | 0 | 0 | 22 | 22 | 0 | 22 | 22 | 0 | 22 | 22
PG&E KERN | Lerdo | 115 | Solar |  |  | 0 | 0 | 0 | 0 | 0 | 0 | 0 | 0 | 0 | 0 | 0 | 0 | 0 | 0 | 0 | 0 | 0 | 0 | 0 | 0 | 0 | 0 | 0 | 0 | 0 | 0 | 0 | 0
SCE Metro | Lewis | 230 | Solar |  |  | 0 | 0 | 0 | 0 | 0 | 0 | 0 | 0 | 0 | 0 | 0 | 0 | 0 | 0 | 0 | 0 | 0 | 0 | 0 | 0 | 0 | 0 | 0 | 0 | 0 | 0 | 0 | 0
SCE Metro | Lighthipe | 230 | Solar |  |  | 0 | 0 | 0 | 0 | 0 | 0 | 0 | 0 | 0 | 0 | 0 | 0 | 0 | 0 | 0 | 0 | 0 | 0 | 0 | 0 | 0 | 0 | 0 | 0 | 0 | 0 | 0 | 0
SDGE | Lilac | 69 | Solar |  |  | 0 | 0 | 0 | 0 | 0 | 0 | 0 | 0 | 0 | 0 | 0 | 0 | 0 | 0 | 0 | 0 | 0 | 0 | 0 | 0 | 0 | 0 | 0 | 0 | 0 | 0 | 0 | 0
PG&E NGBA | Lincoln | 115 | Solar |  |  | 0 | 0 | 0 | 0 | 0 | 0 | 0 | 0 | 0 | 0 | 0 | 0 | 0 | 0 | 0 | 0 | 0 | 0 | 0 | 0 | 0 | 0 | 0 | 0 | 0 | 0 | 0 | 0
PG&E KERN | Live Oak | 115 | Solar |  |  | 0 | 0 | 0 | 0 | 0 | 0 | 0 | 0 | 0 | 0 | 0 | 0 | 0 | 0 | 0 | 0 | 0 | 0 | 0 | 0 | 0 | 0 | 0 | 0 | 0 | 0 | 0 | 0
PG&E GBA | Llagas | 115 | Solar |  |  | 1 | 0 | 0 | 0 | 0 | 0 | 0 | 0 | 0 | 0 | 0 | 0 | 0 | 0 | 0 | 0 | 0 | 50 | 50 | 0 | 50 | 50 | 0 | 0 | 0 | 0 | 50 | 50
PG&E GBA | Lockeford | 115 | Solar |  |  | 0 | 0 | 0 | 0 | 0 | 0 | 0 | 0 | 0 | 0 | 0 | 0 | 0 | 0 | 0 | 0 | 0 | 0 | 0 | 0 | 0 | 0 | 0 | 0 | 0 | 0 | 0 | 0
PG&E GBA | Lockeford | 230 | Solar |  |  | 0 | 0 | 0 | 0 | 0 | 0 | 0 | 0 | 0 | 0 | 0 | 0 | 0 | 0 | 0 | 0 | 0 | 0 | 0 | 0 | 0 | 0 | 0 | 0 | 0 | 0 | 0 | 0
PG&E GBA | Lockeford | 60 | Solar |  |  | 0 | 0 | 0 | 0 | 0 | 0 | 0 | 0 | 0 | 0 | 0 | 0 | 0 | 0 | 0 | 0 | 0 | 0 | 0 | 0 | 0 | 0 | 0 | 0 | 0 | 0 | 0 | 0
PG&E GBA | Lodi | 230 | Solar |  |  | 0 | 0 | 0 | 0 | 0 | 0 | 0 | 0 | 0 | 0 | 0 | 0 | 0 | 0 | 0 | 0 | 0 | 0 | 0 | 0 | 0 | 0 | 0 | 0 | 0 | 0 | 0 | 0
PG&E NGBA | Logan Creek | 230 | Solar |  |  | 0 | 0 | 0 | 0 | 0 | 0 | 0 | 0 | 0 | 0 | 0 | 0 | 0 | 0 | 0 | 0 | 0 | 0 | 0 | 0 | 0 | 0 | 0 | 0 | 0 | 0 | 0 | 0
PG&E GBA | Lone Tree | 230 | Solar |  |  | 0 | 0 | 0 | 0 | 0 | 0 | 0 | 0 | 0 | 0 | 0 | 0 | 0 | 0 | 0 | 0 | 0 | 0 | 0 | 0 | 0 | 0 | 0 | 0 | 0 | 0 | 0 | 0
PG&E FRESNO | Los Banos | 230 | Solar |  |  | 1 | 0 | 0 | 0 | 0 | 0 | 0 | 0 | 0 | 0 | 0 | 0 | 0 | 70 | 430 | 500 | 0 | 0 | 0 | 70 | 430 | 500 | 70 | 430 | 500 | 70 | 430 | 500
PG&E FRESNO | Los Banos | 500 | Solar |  |  | 1 | 0 | 0 | 0 | 0 | 0 | 0 | 0 | 0 | 0 | 0 | 0 | 0 | 0 | 0 | 0 | 400 | 500 | 900 | 400 | 500 | 900 | 0 | 0 | 0 | 400 | 500 | 900
SDGE | Los Coches | 138 | Solar |  |  | 0 | 0 | 0 | 0 | 0 | 0 | 0 | 0 | 0 | 0 | 0 | 0 | 0 | 0 | 0 | 0 | 0 | 0 | 0 | 0 | 0 | 0 | 0 | 0 | 0 | 0 | 0 | 0
SDGE | Los Coches | 69 | Solar |  |  | 0 | 0 | 0 | 0 | 0 | 0 | 0 | 0 | 0 | 0 | 0 | 0 | 0 | 0 | 0 | 0 | 0 | 0 | 0 | 0 | 0 | 0 | 0 | 0 | 0 | 0 | 0 | 0
PG&E GBA | Los Esteros | 115 | Solar |  |  | 0 | 0 | 0 | 0 | 0 | 0 | 0 | 0 | 0 | 0 | 0 | 0 | 0 | 0 | 0 | 0 | 0 | 0 | 0 | 0 | 0 | 0 | 0 | 0 | 0 | 0 | 0 | 0
PG&E GBA | Los Esteros | 230 | Solar |  |  | 0 | 0 | 0 | 0 | 0 | 0 | 0 | 0 | 0 | 0 | 0 | 0 | 0 | 0 | 0 | 0 | 0 | 0 | 0 | 0 | 0 | 0 | 0 | 0 | 0 | 0 | 0 | 0
PG&E GBA | Los Positas | 230 | Solar |  |  | 0 | 0 | 0 | 0 | 0 | 0 | 0 | 0 | 0 | 0 | 0 | 0 | 0 | 0 | 0 | 0 | 0 | 0 | 0 | 0 | 0 | 0 | 0 | 0 | 0 | 0 | 0 | 0
PG&E GBA | Los Positas | 60 | Solar |  |  | 0 | 0 | 0 | 0 | 0 | 0 | 0 | 0 | 0 | 0 | 0 | 0 | 0 | 0 | 0 | 0 | 0 | 0 | 0 | 0 | 0 | 0 | 0 | 0 | 0 | 0 | 0 | 0
SDGE | Loveland | 69 | Solar |  |  | 0 | 0 | 0 | 0 | 0 | 0 | 0 | 0 | 0 | 0 | 0 | 0 | 0 | 0 | 0 | 0 | 0 | 0 | 0 | 0 | 0 | 0 | 0 | 0 | 0 | 0 | 0 | 0
SCE NOL | Lugo | 230 | Solar |  |  | 0 | 0 | 0 | 0 | 0 | 0 | 0 | 0 | 0 | 0 | 0 | 0 | 0 | 0 | 0 | 0 | 0 | 0 | 0 | 0 | 0 | 0 | 0 | 0 | 0 | 0 | 0 | 0
SCE Metro | Lugo | 500 | Solar |  |  | 0 | 0 | 0 | 0 | 0 | 0 | 0 | 0 | 0 | 0 | 0 | 0 | 0 | 0 | 0 | 0 | 0 | 0 | 0 | 0 | 0 | 0 | 0 | 0 | 0 | 0 | 0 | 0
PG&E FRESNO | Madera | 70 | Solar |  |  | 0 | 0 | 0 | 0 | 0 | 0 | 0 | 0 | 0 | 0 | 0 | 0 | 0 | 0 | 0 | 0 | 0 | 0 | 0 | 0 | 0 | 0 | 0 | 0 | 0 | 0 | 0 | 0
PG&E NGBA | Madison | 115 | Solar |  |  | 1 | 0 | 0 | 0 | 0 | 13 | 13 | 0 | 0 | 0 | 0 | 13 | 13 | 0 | 0 | 0 | 0 | 0 | 0 | 0 | 0 | 0 | 0 | 13 | 13 | 0 | 13 | 13
PG&E KERN | Magunden | 115 | Solar |  |  | 0 | 0 | 0 | 0 | 0 | 0 | 0 | 0 | 0 | 0 | 0 | 0 | 0 | 0 | 0 | 0 | 0 | 0 | 0 | 0 | 0 | 0 | 0 | 0 | 0 | 0 | 0 | 0
SCE Northern | Magunden | 230 | Solar |  |  | 0 | 0 | 0 | 0 | 0 | 0 | 0 | 0 | 0 | 0 | 0 | 0 | 0 | 0 | 0 | 0 | 0 | 0 | 0 | 0 | 0 | 0 | 0 | 0 | 0 | 0 | 0 | 0
PG&E FRESNO | Malaga | 115 | Solar |  |  | 0 | 0 | 0 | 0 | 0 | 0 | 0 | 0 | 0 | 0 | 0 | 0 | 0 | 0 | 0 | 0 | 0 | 0 | 0 | 0 | 0 | 0 | 0 | 0 | 0 | 0 | 0 | 0
PG&E NGBA | Malin | 500 | Solar |  |  | 0 | 0 | 0 | 0 | 0 | 0 | 0 | 0 | 0 | 0 | 0 | 0 | 0 | 0 | 0 | 0 | 0 | 0 | 0 | 0 | 0 | 0 | 0 | 0 | 0 | 0 | 0 | 0
SCE Northern | Mandalay | 230 | Solar |  |  | 0 | 0 | 0 | 0 | 0 | 0 | 0 | 0 | 0 | 0 | 0 | 0 | 0 | 0 | 0 | 0 | 0 | 0 | 0 | 0 | 0 | 0 | 0 | 0 | 0 | 0 | 0 | 0
PG&E FRESNO | Manning | 230 | Solar |  |  | 1 | 0 | 0 | 0 | 0 | 0 | 0 | 0 | 0 | 0 | 0 | 0 | 0 | 0 | 0 | 0 | 100 | 400 | 500 | 100 | 400 | 500 | 0 | 0 | 0 | 100 | 400 | 500
PG&E FRESNO | Manning | 500 | Solar |  |  | 1 | 0 | 0 | 0 | 0 | 0 | 0 | 0 | 0 | 0 | 0 | 0 | 0 | 200 | 500 | 700 | 700 | 600 | 1300 | 900 | 1100 | 2000 | 200 | 500 | 700 | 900 | 1100 | 2000
PG&E GBA | Manteca | 115 | Solar |  |  | 0 | 0 | 0 | 0 | 0 | 0 | 0 | 0 | 0 | 0 | 0 | 0 | 0 | 0 | 0 | 0 | 0 | 0 | 0 | 0 | 0 | 0 | 0 | 0 | 0 | 0 | 0 | 0
SDGE | Margarita | 138 | Solar |  |  | 0 | 0 | 0 | 0 | 0 | 0 | 0 | 0 | 0 | 0 | 0 | 0 | 0 | 0 | 0 | 0 | 0 | 0 | 0 | 0 | 0 | 0 | 0 | 0 | 0 | 0 | 0 | 0
PG&E GBA | Martin | 230 | Solar |  |  | 0 | 0 | 0 | 0 | 0 | 0 | 0 | 0 | 0 | 0 | 0 | 0 | 0 | 0 | 0 | 0 | 0 | 0 | 0 | 0 | 0 | 0 | 0 | 0 | 0 | 0 | 0 | 0
PG&E GBA | Martin | 115 | Solar |  |  | 0 | 0 | 0 | 0 | 0 | 0 | 0 | 0 | 0 | 0 | 0 | 0 | 0 | 0 | 0 | 0 | 0 | 0 | 0 | 0 | 0 | 0 | 0 | 0 | 0 | 0 | 0 | 0
PG&E GBA | Martinez | 115 | Solar |  |  | 0 | 0 | 0 | 0 | 0 | 0 | 0 | 0 | 0 | 0 | 0 | 0 | 0 | 0 | 0 | 0 | 0 | 0 | 0 | 0 | 0 | 0 | 0 | 0 | 0 | 0 | 0 | 0
PG&E FRESNO | Mc Mullin | 230 | Solar |  |  | 1 | 0 | 0 | 0 | 0 | 0 | 0 | 0 | 0 | 0 | 0 | 0 | 0 | 0 | 0 | 0 | 250 | 250 | 500 | 250 | 250 | 500 | 0 | 0 | 0 | 250 | 250 | 500
PG&E FRESNO | McCall | 115 | Solar |  |  | 0 | 0 | 0 | 0 | 0 | 0 | 0 | 0 | 0 | 0 | 0 | 0 | 0 | 0 | 0 | 0 | 0 | 0 | 0 | 0 | 0 | 0 | 0 | 0 | 0 | 0 | 0 | 0
PG&E FRESNO | McCall | 230 | Solar |  |  | 0 | 0 | 0 | 0 | 0 | 0 | 0 | 0 | 0 | 0 | 0 | 0 | 0 | 0 | 0 | 0 | 0 | 0 | 0 | 0 | 0 | 0 | 0 | 0 | 0 | 0 | 0 | 0
PG&E GBA | Meadow Lane | 115 | Solar |  |  | 0 | 0 | 0 | 0 | 0 | 0 | 0 | 0 | 0 | 0 | 0 | 0 | 0 | 0 | 0 | 0 | 0 | 0 | 0 | 0 | 0 | 0 | 0 | 0 | 0 | 0 | 0 | 0
PG&E GBA | Melones | 115 | Solar |  |  | 0 | 0 | 0 | 0 | 0 | 0 | 0 | 0 | 0 | 0 | 0 | 0 | 0 | 0 | 0 | 0 | 0 | 0 | 0 | 0 | 0 | 0 | 0 | 0 | 0 | 0 | 0 | 0
PG&E GBA | Melones | 230 | Solar |  |  | 0 | 0 | 0 | 0 | 0 | 0 | 0 | 0 | 0 | 0 | 0 | 0 | 0 | 0 | 0 | 0 | 0 | 0 | 0 | 0 | 0 | 0 | 0 | 0 | 0 | 0 | 0 | 0
SDGE | Melrose | 69 | Solar |  |  | 0 | 0 | 0 | 0 | 0 | 0 | 0 | 0 | 0 | 0 | 0 | 0 | 0 | 0 | 0 | 0 | 0 | 0 | 0 | 0 | 0 | 0 | 0 | 0 | 0 | 0 | 0 | 0
PG&E NGBA | Mendocino | 115 | Solar |  |  | 0 | 0 | 0 | 0 | 0 | 0 | 0 | 0 | 0 | 0 | 0 | 0 | 0 | 0 | 0 | 0 | 0 | 0 | 0 | 0 | 0 | 0 | 0 | 0 | 0 | 0 | 0 | 0
PG&E NGBA | Mendocino | 60 | Solar |  |  | 0 | 0 | 0 | 0 | 0 | 0 | 0 | 0 | 0 | 0 | 0 | 0 | 0 | 0 | 0 | 0 | 0 | 0 | 0 | 0 | 0 | 0 | 0 | 0 | 0 | 0 | 0 | 0
PG&E FRESNO | Mendota | 115 | Solar |  |  | 0 | 0 | 0 | 0 | 0 | 0 | 0 | 0 | 0 | 0 | 0 | 0 | 0 | 0 | 0 | 0 | 0 | 0 | 0 | 0 | 0 | 0 | 0 | 0 | 0 | 0 | 0 | 0
PG&E GBA | Menlo | 60 | Solar |  |  | 0 | 0 | 0 | 0 | 0 | 0 | 0 | 0 | 0 | 0 | 0 | 0 | 0 | 0 | 0 | 0 | 0 | 0 | 0 | 0 | 0 | 0 | 0 | 0 | 0 | 0 | 0 | 0
PG&E FRESNO | Merced | 115 | Solar |  |  | 0 | 0 | 0 | 0 | 0 | 0 | 0 | 0 | 0 | 0 | 0 | 0 | 0 | 0 | 0 | 0 | 0 | 0 | 0 | 0 | 0 | 0 | 0 | 0 | 0 | 0 | 0 | 0
EOP | Mercury | 138 | Solar |  |  | 0 | 0 | 0 | 0 | 0 | 0 | 0 | 0 | 0 | 0 | 0 | 0 | 0 | 0 | 0 | 0 | 0 | 0 | 0 | 0 | 0 | 0 | 0 | 0 | 0 | 0 | 0 | 0
PG&E FRESNO | Mercy Springs | 70 | Solar |  |  | 1 | 0 | 0 | 0 | 0 | 75 | 75 | 0 | 0 | 0 | 0 | 75 | 75 | 0 | 0 | 0 | 0 | 0 | 0 | 0 | 0 | 0 | 0 | 75 | 75 | 0 | 75 | 75
PG&E NGBA | Meridian | 60 | Solar |  |  | 0 | 0 | 0 | 0 | 0 | 0 | 0 | 0 | 0 | 0 | 0 | 0 | 0 | 0 | 0 | 0 | 0 | 0 | 0 | 0 | 0 | 0 | 0 | 0 | 0 | 0 | 0 | 0
PG&E KERN | Mesa (PGE) | 115 | Solar |  |  | 0 | 0 | 0 | 0 | 0 | 0 | 0 | 0 | 0 | 0 | 0 | 0 | 0 | 0 | 0 | 0 | 0 | 0 | 0 | 0 | 0 | 0 | 0 | 0 | 0 | 0 | 0 | 0
PG&E KERN | Mesa (PGE) | 230 | Solar |  |  | 0 | 0 | 0 | 0 | 0 | 0 | 0 | 0 | 0 | 0 | 0 | 0 | 0 | 0 | 0 | 0 | 0 | 0 | 0 | 0 | 0 | 0 | 0 | 0 | 0 | 0 | 0 | 0
SCE Metro | Mesa (SCE) | 230 | Solar |  |  | 0 | 0 | 0 | 0 | 0 | 0 | 0 | 0 | 0 | 0 | 0 | 0 | 0 | 0 | 0 | 0 | 0 | 0 | 0 | 0 | 0 | 0 | 0 | 0 | 0 | 0 | 0 | 0
SCE Metro | Mesa (SCE) | 500 | Solar |  |  | 0 | 0 | 0 | 0 | 0 | 0 | 0 | 0 | 0 | 0 | 0 | 0 | 0 | 0 | 0 | 0 | 0 | 0 | 0 | 0 | 0 | 0 | 0 | 0 | 0 | 0 | 0 | 0
SDGE | Mesa Heights | 69 | Solar |  |  | 0 | 0 | 0 | 0 | 0 | 0 | 0 | 0 | 0 | 0 | 0 | 0 | 0 | 0 | 0 | 0 | 0 | 0 | 0 | 0 | 0 | 0 | 0 | 0 | 0 | 0 | 0 | 0
PG&E GBA | Metcalf | 115 | Solar |  |  | 0 | 0 | 0 | 0 | 0 | 0 | 0 | 0 | 0 | 0 | 0 | 0 | 0 | 0 | 0 | 0 | 0 | 0 | 0 | 0 | 0 | 0 | 0 | 0 | 0 | 0 | 0 | 0
PG&E GBA | Metcalf | 230 | Solar |  |  | 0 | 0 | 0 | 0 | 0 | 0 | 0 | 0 | 0 | 0 | 0 | 0 | 0 | 0 | 0 | 0 | 0 | 0 | 0 | 0 | 0 | 0 | 0 | 0 | 0 | 0 | 0 | 0
PG&E GBA | Metcalf | 500 | Solar |  |  | 0 | 0 | 0 | 0 | 0 | 0 | 0 | 0 | 0 | 0 | 0 | 0 | 0 | 0 | 0 | 0 | 0 | 0 | 0 | 0 | 0 | 0 | 0 | 0 | 0 | 0 | 0 | 0
PG&E KERN | Midway | 115 | Solar |  |  | 1 | 0 | 0 | 0 | 0 | 0 | 0 | 0 | 0 | 0 | 0 | 0 | 0 | 205 | 180 | 385 | 0 | 0 | 0 | 205 | 180 | 385 | 205 | 180 | 385 | 205 | 180 | 385
PG&E KERN | Midway | 230 | Solar |  |  | 0 | 0 | 0 | 0 | 0 | 0 | 0 | 0 | 0 | 0 | 0 | 0 | 0 | 0 | 0 | 0 | 0 | 0 | 0 | 0 | 0 | 0 | 0 | 0 | 0 | 0 | 0 | 0
PG&E KERN | Midway | 500 | Solar |  |  | 1 | 0 | 0 | 0 | 0 | 0 | 0 | 0 | 0 | 0 | 0 | 0 | 0 | 200 | 450 | 650 | 250 | 550 | 800 | 450 | 1000 | 1450 | 200 | 450 | 650 | 450 | 1000 | 1450
SDGE | Miguel | 230 | Solar |  |  | 0 | 0 | 0 | 0 | 0 | 0 | 0 | 0 | 0 | 0 | 0 | 0 | 0 | 0 | 0 | 0 | 0 | 0 | 0 | 0 | 0 | 0 | 0 | 0 | 0 | 0 | 0 | 0
SDGE | Miguel | 500 | Solar |  |  | 0 | 0 | 0 | 0 | 0 | 0 | 0 | 0 | 0 | 0 | 0 | 0 | 0 | 0 | 0 | 0 | 0 | 0 | 0 | 0 | 0 | 0 | 0 | 0 | 0 | 0 | 0 | 0
SDGE | Miguel | 69 | Solar |  |  | 0 | 0 | 0 | 0 | 0 | 0 | 0 | 0 | 0 | 0 | 0 | 0 | 0 | 0 | 0 | 0 | 0 | 0 | 0 | 0 | 0 | 0 | 0 | 0 | 0 | 0 | 0 | 0
PG&E GBA | Millbrae | 115 | Solar |  |  | 0 | 0 | 0 | 0 | 0 | 0 | 0 | 0 | 0 | 0 | 0 | 0 | 0 | 0 | 0 | 0 | 0 | 0 | 0 | 0 | 0 | 0 | 0 | 0 | 0 | 0 | 0 | 0
PG&E GBA | Miller | 115 | Solar |  |  | 0 | 0 | 0 | 0 | 0 | 0 | 0 | 0 | 0 | 0 | 0 | 0 | 0 | 0 | 0 | 0 | 0 | 0 | 0 | 0 | 0 | 0 | 0 | 0 | 0 | 0 | 0 | 0
SCE Metro | Mira Loma | 230 | Solar |  |  | 0 | 0 | 0 | 0 | 0 | 0 | 0 | 0 | 0 | 0 | 0 | 0 | 0 | 0 | 0 | 0 | 0 | 0 | 0 | 0 | 0 | 0 | 0 | 0 | 0 | 0 | 0 | 0
SCE Metro | Mira Loma | 500 | Solar |  |  | 0 | 0 | 0 | 0 | 0 | 0 | 0 | 0 | 0 | 0 | 0 | 0 | 0 | 0 | 0 | 0 | 0 | 0 | 0 | 0 | 0 | 0 | 0 | 0 | 0 | 0 | 0 | 0
SCE Eastern | Mirage | 115 | Solar |  |  | 0 | 0 | 0 | 0 | 0 | 0 | 0 | 0 | 0 | 0 | 0 | 0 | 0 | 0 | 0 | 0 | 0 | 0 | 0 | 0 | 0 | 0 | 0 | 0 | 0 | 0 | 0 | 0
SCE Eastern | Mirage | 230 | Solar |  |  | 1 | 0 | 130 | 130 | 0 | 0 | 0 | 0 | 0 | 0 | 0 | 0 | 0 | 0 | 0 | 0 | 0 | 0 | 0 | 0 | 0 | 0 | 0 | 130 | 130 | 0 | 130 | 130
SDGE | Mission | 138 | Solar |  |  | 0 | 0 | 0 | 0 | 0 | 0 | 0 | 0 | 0 | 0 | 0 | 0 | 0 | 0 | 0 | 0 | 0 | 0 | 0 | 0 | 0 | 0 | 0 | 0 | 0 | 0 | 0 | 0
SDGE | Mission | 230 | Solar |  |  | 0 | 0 | 0 | 0 | 0 | 0 | 0 | 0 | 0 | 0 | 0 | 0 | 0 | 0 | 0 | 0 | 0 | 0 | 0 | 0 | 0 | 0 | 0 | 0 | 0 | 0 | 0 | 0
SDGE | Mission | 69 | Solar |  |  | 0 | 0 | 0 | 0 | 0 | 0 | 0 | 0 | 0 | 0 | 0 | 0 | 0 | 0 | 0 | 0 | 0 | 0 | 0 | 0 | 0 | 0 | 0 | 0 | 0 | 0 | 0 | 0
PG&E GBA | Mi-Wuk | 115 | Solar |  |  | 0 | 0 | 0 | 0 | 0 | 0 | 0 | 0 | 0 | 0 | 0 | 0 | 0 | 0 | 0 | 0 | 0 | 0 | 0 | 0 | 0 | 0 | 0 | 0 | 0 | 0 | 0 | 0
EOP | Mohave | 500 | Solar |  |  | 1 | 0 | 0 | 0 | 0 | 0 | 0 | 0 | 0 | 0 | 0 | 0 | 0 | 0 | 587 | 587 | 100 | 300 | 400 | 100 | 887 | 987 | 0 | 587 | 587 | 100 | 887 | 987
PG&E NGBA | Monroe | 115 | Solar |  |  | 0 | 0 | 0 | 0 | 0 | 0 | 0 | 0 | 0 | 0 | 0 | 0 | 0 | 0 | 0 | 0 | 0 | 0 | 0 | 0 | 0 | 0 | 0 | 0 | 0 | 0 | 0 | 0
SDGE | Monserate | 69 | Solar |  |  | 0 | 0 | 0 | 0 | 0 | 0 | 0 | 0 | 0 | 0 | 0 | 0 | 0 | 0 | 0 | 0 | 0 | 0 | 0 | 0 | 0 | 0 | 0 | 0 | 0 | 0 | 0 | 0
PG&E GBA | Monta Vista | 115 | Solar |  |  | 0 | 0 | 0 | 0 | 0 | 0 | 0 | 0 | 0 | 0 | 0 | 0 | 0 | 0 | 0 | 0 | 0 | 0 | 0 | 0 | 0 | 0 | 0 | 0 | 0 | 0 | 0 | 0
PG&E GBA | Monta Vista | 230 | Solar |  |  | 0 | 0 | 0 | 0 | 0 | 0 | 0 | 0 | 0 | 0 | 0 | 0 | 0 | 0 | 0 | 0 | 0 | 0 | 0 | 0 | 0 | 0 | 0 | 0 | 0 | 0 | 0 | 0
PG&E GBA | Monta Vista | 60 | Solar |  |  | 0 | 0 | 0 | 0 | 0 | 0 | 0 | 0 | 0 | 0 | 0 | 0 | 0 | 0 | 0 | 0 | 0 | 0 | 0 | 0 | 0 | 0 | 0 | 0 | 0 | 0 | 0 | 0
PG&E NGBA | Monticello | 115 | Solar |  |  | 0 | 0 | 0 | 0 | 0 | 0 | 0 | 0 | 0 | 0 | 0 | 0 | 0 | 0 | 0 | 0 | 0 | 0 | 0 | 0 | 0 | 0 | 0 | 0 | 0 | 0 | 0 | 0
SCE Northern | Moorpark | 230 | Solar |  |  | 0 | 0 | 0 | 0 | 0 | 0 | 0 | 0 | 0 | 0 | 0 | 0 | 0 | 0 | 0 | 0 | 0 | 0 | 0 | 0 | 0 | 0 | 0 | 0 | 0 | 0 | 0 | 0
SCE Northern | Moorpark | 66 | Solar |  |  | 0 | 0 | 0 | 0 | 0 | 0 | 0 | 0 | 0 | 0 | 0 | 0 | 0 | 0 | 0 | 0 | 0 | 0 | 0 | 0 | 0 | 0 | 0 | 0 | 0 | 0 | 0 | 0
PG&E GBA | Moraga | 115 | Solar |  |  | 0 | 0 | 0 | 0 | 0 | 0 | 0 | 0 | 0 | 0 | 0 | 0 | 0 | 0 | 0 | 0 | 0 | 0 | 0 | 0 | 0 | 0 | 0 | 0 | 0 | 0 | 0 | 0
PG&E GBA | Moraga | 230 | Solar |  |  | 0 | 0 | 0 | 0 | 0 | 0 | 0 | 0 | 0 | 0 | 0 | 0 | 0 | 0 | 0 | 0 | 0 | 0 | 0 | 0 | 0 | 0 | 0 | 0 | 0 | 0 | 0 | 0
PG&E GBA | Morgan Hill | 115 | Solar |  |  | 0 | 0 | 0 | 0 | 0 | 0 | 0 | 0 | 0 | 0 | 0 | 0 | 0 | 0 | 0 | 0 | 0 | 0 | 0 | 0 | 0 | 0 | 0 | 0 | 0 | 0 | 0 | 0
PG&E KERN | Morro Bay | 115 | Solar |  |  | 0 | 0 | 0 | 0 | 0 | 0 | 0 | 0 | 0 | 0 | 0 | 0 | 0 | 0 | 0 | 0 | 0 | 0 | 0 | 0 | 0 | 0 | 0 | 0 | 0 | 0 | 0 | 0
PG&E KERN | Morro Bay | 230 | Solar |  |  | 0 | 0 | 0 | 0 | 0 | 0 | 0 | 0 | 0 | 0 | 0 | 0 | 0 | 0 | 0 | 0 | 0 | 0 | 0 | 0 | 0 | 0 | 0 | 0 | 0 | 0 | 0 | 0
PG&E KERN | Morro Bay | 500 | Solar |  |  | 0 | 0 | 0 | 0 | 0 | 0 | 0 | 0 | 0 | 0 | 0 | 0 | 0 | 0 | 0 | 0 | 0 | 0 | 0 | 0 | 0 | 0 | 0 | 0 | 0 | 0 | 0 | 0
PG&E GBA | Moss Landing | 115 | Solar |  |  | 0 | 0 | 0 | 0 | 0 | 0 | 0 | 0 | 0 | 0 | 0 | 0 | 0 | 0 | 0 | 0 | 0 | 0 | 0 | 0 | 0 | 0 | 0 | 0 | 0 | 0 | 0 | 0
PG&E GBA | Moss Landing | 230 | Solar |  |  | 0 | 0 | 0 | 0 | 0 | 0 | 0 | 0 | 0 | 0 | 0 | 0 | 0 | 0 | 0 | 0 | 0 | 0 | 0 | 0 | 0 | 0 | 0 | 0 | 0 | 0 | 0 | 0
PG&E GBA | Moss Landing | 500 | Solar |  |  | 0 | 0 | 0 | 0 | 0 | 0 | 0 | 0 | 0 | 0 | 0 | 0 | 0 | 0 | 0 | 0 | 0 | 0 | 0 | 0 | 0 | 0 | 0 | 0 | 0 | 0 | 0 | 0
EOP | Mountain Pass | 115 | Solar |  |  | 0 | 0 | 0 | 0 | 0 | 0 | 0 | 0 | 0 | 0 | 0 | 0 | 0 | 0 | 0 | 0 | 0 | 0 | 0 | 0 | 0 | 0 | 0 | 0 | 0 | 0 | 0 | 0
PG&E GBA | Mountain View | 115 | Solar |  |  | 0 | 0 | 0 | 0 | 0 | 0 | 0 | 0 | 0 | 0 | 0 | 0 | 0 | 0 | 0 | 0 | 0 | 0 | 0 | 0 | 0 | 0 | 0 | 0 | 0 | 0 | 0 | 0
PG&E GBA | Mt Eden | 115 | Solar |  |  | 0 | 0 | 0 | 0 | 0 | 0 | 0 | 0 | 0 | 0 | 0 | 0 | 0 | 0 | 0 | 0 | 0 | 0 | 0 | 0 | 0 | 0 | 0 | 0 | 0 | 0 | 0 | 0
PG&E KERN | Mt Poso | 115 | Solar |  |  | 0 | 0 | 0 | 0 | 0 | 0 | 0 | 0 | 0 | 0 | 0 | 0 | 0 | 0 | 0 | 0 | 0 | 0 | 0 | 0 | 0 | 0 | 0 | 0 | 0 | 0 | 0 | 0
SDGE | Murray | 69 | Solar |  |  | 0 | 0 | 0 | 0 | 0 | 0 | 0 | 0 | 0 | 0 | 0 | 0 | 0 | 0 | 0 | 0 | 0 | 0 | 0 | 0 | 0 | 0 | 0 | 0 | 0 | 0 | 0 | 0
PG&E FRESNO | Mustang | 230 | Solar |  |  | 1 | 0 | 0 | 0 | 106.5 | 0 | 106.5 | 106.5 | 0 | 106.5 | 0 | 0 | 0 | 25 | 175 | 200 | 100 | 250 | 350 | 125 | 425 | 550 | 25 | 175 | 200 | 125 | 425 | 550
SCE Northern | Neenach | 66 | Solar |  |  | 0 | 0 | 0 | 0 | 0 | 0 | 0 | 0 | 0 | 0 | 0 | 0 | 0 | 0 | 0 | 0 | 0 | 0 | 0 | 0 | 0 | 0 | 0 | 0 | 0 | 0 | 0 | 0
PG&E KERN | New Sub - Gates - Midway (Proposed) | 230 | Solar |  |  | 1 | 0 | 0 | 0 | 0 | 440 | 440 | 0 | 0 | 0 | 0 | 440 | 440 | 0 | 0 | 0 | 300 | 400 | 700 | 300 | 400 | 700 | 0 | 440 | 440 | 300 | 840 | 1140
PG&E KERN | New Sub - Gates - Templeton (Proposed) | 230 | Solar |  |  | 1 | 0 | 0 | 0 | 0 | 0 | 0 | 0 | 0 | 0 | 0 | 0 | 0 | 0 | 0 | 0 | 50 | 250 | 300 | 50 | 250 | 300 | 0 | 0 | 0 | 50 | 250 | 300
SCE NOL | New Sub - Kramer - Lugo (Proposed) | 230 | Solar |  |  | 0 | 0 | 0 | 0 | 0 | 0 | 0 | 0 | 0 | 0 | 0 | 0 | 0 | 0 | 0 | 0 | 0 | 0 | 0 | 0 | 0 | 0 | 0 | 0 | 0 | 0 | 0 | 0
PG&E FRESNO | New Sub - Los Banos - Midway (Proposed) | 500 | Solar |  |  | 1 | 0 | 0 | 0 | 0 | 0 | 0 | 0 | 0 | 0 | 0 | 0 | 0 | 0 | 0 | 0 | 700 | 700 | 1400 | 700 | 700 | 1400 | 0 | 0 | 0 | 700 | 700 | 1400
SCE NOL | New Sub - Lugo - Pisgah (Proposed) | 230 | Solar |  |  | 0 | 0 | 0 | 0 | 0 | 0 | 0 | 0 | 0 | 0 | 0 | 0 | 0 | 0 | 0 | 0 | 0 | 0 | 0 | 0 | 0 | 0 | 0 | 0 | 0 | 0 | 0 | 0
PG&E KERN | New Sub - Midway - Wheeler Ridge (Proposed) | 230 | Solar |  |  | 1 | 0 | 0 | 0 | 0 | 150 | 150 | 0 | 0 | 0 | 0 | 150 | 150 | 0 | 0 | 0 | 150 | 150 | 300 | 150 | 150 | 300 | 0 | 150 | 150 | 150 | 300 | 450
PG&E NGBA | New Sub - Near existing Leavitt (PSREC) | 345 | Solar |  |  | 0 | 0 | 0 | 0 | 0 | 0 | 0 | 0 | 0 | 0 | 0 | 0 | 0 | 0 | 0 | 0 | 0 | 0 | 0 | 0 | 0 | 0 | 0 | 0 | 0 | 0 | 0 | 0
PG&E NGBA | New Sub - Near existing Madeline (NVE) | 345 | Solar |  |  | 0 | 0 | 0 | 0 | 0 | 0 | 0 | 0 | 0 | 0 | 0 | 0 | 0 | 0 | 0 | 0 | 0 | 0 | 0 | 0 | 0 | 0 | 0 | 0 | 0 | 0 | 0 | 0
SDGE | New Sub - North Gila - IV (Proposed) | 500 | Solar |  |  | 1 | 0 | 0 | 0 | 0 | 0 | 0 | 0 | 0 | 0 | 0 | 0 | 0 | 0 | 0 | 0 | 150 | 400 | 550 | 150 | 400 | 550 | 0 | 0 | 0 | 150 | 400 | 550
PG&E NGBA | New Sub - Pit 1 - Cottonwood (Proposed) | 230 | Solar |  |  | 0 | 0 | 0 | 0 | 0 | 0 | 0 | 0 | 0 | 0 | 0 | 0 | 0 | 0 | 0 | 0 | 0 | 0 | 0 | 0 | 0 | 0 | 0 | 0 | 0 | 0 | 0 | 0
PG&E GBA | New Sub - Rancho Seco - Bellota (Proposed) | 230 | Solar |  |  | 1 | 0 | 0 | 0 | 0 | 0 | 0 | 0 | 0 | 0 | 0 | 0 | 0 | 0 | 0 | 0 | 52 | 200 | 252 | 52 | 200 | 252 | 0 | 0 | 0 | 52 | 200 | 252
SDGE | New Sub - Suncrest - Ocotillo (Proposed) | 500 | Solar |  |  | 0 | 0 | 0 | 0 | 0 | 0 | 0 | 0 | 0 | 0 | 0 | 0 | 0 | 0 | 0 | 0 | 0 | 0 | 0 | 0 | 0 | 0 | 0 | 0 | 0 | 0 | 0 | 0
PG&E FRESNO | New Sub - Westley - Quinto (Proposed) | 230 | Solar |  |  | 0 | 0 | 0 | 0 | 0 | 0 | 0 | 0 | 0 | 0 | 0 | 0 | 0 | 0 | 0 | 0 | 0 | 0 | 0 | 0 | 0 | 0 | 0 | 0 | 0 | 0 | 0 | 0
PG&E GBA | Newark | 115 | Solar |  |  | 0 | 0 | 0 | 0 | 0 | 0 | 0 | 0 | 0 | 0 | 0 | 0 | 0 | 0 | 0 | 0 | 0 | 0 | 0 | 0 | 0 | 0 | 0 | 0 | 0 | 0 | 0 | 0
PG&E GBA | Newark | 230 | Solar |  |  | 0 | 0 | 0 | 0 | 0 | 0 | 0 | 0 | 0 | 0 | 0 | 0 | 0 | 0 | 0 | 0 | 0 | 0 | 0 | 0 | 0 | 0 | 0 | 0 | 0 | 0 | 0 | 0
PG&E GBA | Newark | 60 | Solar |  |  | 0 | 0 | 0 | 0 | 0 | 0 | 0 | 0 | 0 | 0 | 0 | 0 | 0 | 0 | 0 | 0 | 0 | 0 | 0 | 0 | 0 | 0 | 0 | 0 | 0 | 0 | 0 | 0
PG&E FRESNO | Newhall | 115 | Solar |  |  | 0 | 0 | 0 | 0 | 0 | 0 | 0 | 0 | 0 | 0 | 0 | 0 | 0 | 0 | 0 | 0 | 0 | 0 | 0 | 0 | 0 | 0 | 0 | 0 | 0 | 0 | 0 | 0
PG&E KERN | Norco | 115 | Solar |  |  | 0 | 0 | 0 | 0 | 0 | 0 | 0 | 0 | 0 | 0 | 0 | 0 | 0 | 0 | 0 | 0 | 0 | 0 | 0 | 0 | 0 | 0 | 0 | 0 | 0 | 0 | 0 | 0
PG&E GBA | Nortech | 115 | Solar |  |  | 0 | 0 | 0 | 0 | 0 | 0 | 0 | 0 | 0 | 0 | 0 | 0 | 0 | 0 | 0 | 0 | 0 | 0 | 0 | 0 | 0 | 0 | 0 | 0 | 0 | 0 | 0 | 0
SDGE | North City Metering | 138 | Solar |  |  | 0 | 0 | 0 | 0 | 0 | 0 | 0 | 0 | 0 | 0 | 0 | 0 | 0 | 0 | 0 | 0 | 0 | 0 | 0 | 0 | 0 | 0 | 0 | 0 | 0 | 0 | 0 | 0
PG&E GBA | North Dublin | 230 | Solar |  |  | 0 | 0 | 0 | 0 | 0 | 0 | 0 | 0 | 0 | 0 | 0 | 0 | 0 | 0 | 0 | 0 | 0 | 0 | 0 | 0 | 0 | 0 | 0 | 0 | 0 | 0 | 0 | 0
SDGE | North Gila | 500 | Solar |  |  | 0 | 0 | 0 | 0 | 0 | 0 | 0 | 0 | 0 | 0 | 0 | 0 | 0 | 0 | 0 | 0 | 0 | 0 | 0 | 0 | 0 | 0 | 0 | 0 | 0 | 0 | 0 | 0
SCE Metro | North of SONGS | 230 | Solar |  |  | 0 | 0 | 0 | 0 | 0 | 0 | 0 | 0 | 0 | 0 | 0 | 0 | 0 | 0 | 0 | 0 | 0 | 0 | 0 | 0 | 0 | 0 | 0 | 0 | 0 | 0 | 0 | 0
SCE Metro | North of SONGS | 500 | Solar |  |  | 0 | 0 | 0 | 0 | 0 | 0 | 0 | 0 | 0 | 0 | 0 | 0 | 0 | 0 | 0 | 0 | 0 | 0 | 0 | 0 | 0 | 0 | 0 | 0 | 0 | 0 | 0 | 0
PG&E NGBA | Notre Dame | 115 | Solar |  |  | 0 | 0 | 0 | 0 | 0 | 0 | 0 | 0 | 0 | 0 | 0 | 0 | 0 | 0 | 0 | 0 | 0 | 0 | 0 | 0 | 0 | 0 | 0 | 0 | 0 | 0 | 0 | 0
PG&E GBA | Oakland C | 115 | Solar |  |  | 0 | 0 | 0 | 0 | 0 | 0 | 0 | 0 | 0 | 0 | 0 | 0 | 0 | 0 | 0 | 0 | 0 | 0 | 0 | 0 | 0 | 0 | 0 | 0 | 0 | 0 | 0 | 0
PG&E GBA | Oakland J | 115 | Solar |  |  | 0 | 0 | 0 | 0 | 0 | 0 | 0 | 0 | 0 | 0 | 0 | 0 | 0 | 0 | 0 | 0 | 0 | 0 | 0 | 0 | 0 | 0 | 0 | 0 | 0 | 0 | 0 | 0
PG&E GBA | Oakland L | 115 | Solar |  |  | 0 | 0 | 0 | 0 | 0 | 0 | 0 | 0 | 0 | 0 | 0 | 0 | 0 | 0 | 0 | 0 | 0 | 0 | 0 | 0 | 0 | 0 | 0 | 0 | 0 | 0 | 0 | 0
PG&E GBA | Oakland X | 115 | Solar |  |  | 0 | 0 | 0 | 0 | 0 | 0 | 0 | 0 | 0 | 0 | 0 | 0 | 0 | 0 | 0 | 0 | 0 | 0 | 0 | 0 | 0 | 0 | 0 | 0 | 0 | 0 | 0 | 0
SDGE | Ocean Ranch | 69 | Solar |  |  | 0 | 0 | 0 | 0 | 0 | 0 | 0 | 0 | 0 | 0 | 0 | 0 | 0 | 0 | 0 | 0 | 0 | 0 | 0 | 0 | 0 | 0 | 0 | 0 | 0 | 0 | 0 | 0
PG&E KERN | Oceano | 115 | Solar |  |  | 0 | 0 | 0 | 0 | 0 | 0 | 0 | 0 | 0 | 0 | 0 | 0 | 0 | 0 | 0 | 0 | 0 | 0 | 0 | 0 | 0 | 0 | 0 | 0 | 0 | 0 | 0 | 0
SDGE | Ocotillo Express | 500 | Solar |  |  | 0 | 0 | 0 | 0 | 0 | 0 | 0 | 0 | 0 | 0 | 0 | 0 | 0 | 0 | 0 | 0 | 0 | 0 | 0 | 0 | 0 | 0 | 0 | 0 | 0 | 0 | 0 | 0
PG&E KERN | Old River | 70 | Solar |  |  | 0 | 0 | 0 | 0 | 0 | 0 | 0 | 0 | 0 | 0 | 0 | 0 | 0 | 0 | 0 | 0 | 0 | 0 | 0 | 0 | 0 | 0 | 0 | 0 | 0 | 0 | 0 | 0
SDGE | Old Town | 230 | Solar |  |  | 0 | 0 | 0 | 0 | 0 | 0 | 0 | 0 | 0 | 0 | 0 | 0 | 0 | 0 | 0 | 0 | 0 | 0 | 0 | 0 | 0 | 0 | 0 | 0 | 0 | 0 | 0 | 0
SCE Metro | Olinda | 230 | Solar |  |  | 0 | 0 | 0 | 0 | 0 | 0 | 0 | 0 | 0 | 0 | 0 | 0 | 0 | 0 | 0 | 0 | 0 | 0 | 0 | 0 | 0 | 0 | 0 | 0 | 0 | 0 | 0 | 0
PG&E FRESNO | Olive | 115 | Solar |  |  | 1 | 0 | 0 | 0 | 40 | 0 | 40 | 0 | 0 | 0 | 40 | 0 | 40 | 0 | 0 | 0 | 0 | 0 | 0 | 0 | 0 | 0 | 40 | 0 | 40 | 40 | 0 | 40
PG&E NGBA | Olivehurst | 115 | Solar |  |  | 0 | 0 | 0 | 0 | 0 | 0 | 0 | 0 | 0 | 0 | 0 | 0 | 0 | 0 | 0 | 0 | 0 | 0 | 0 | 0 | 0 | 0 | 0 | 0 | 0 | 0 | 0 | 0
PG&E NGBA | Oregon Trail | 60 | Solar |  |  | 0 | 0 | 0 | 0 | 0 | 0 | 0 | 0 | 0 | 0 | 0 | 0 | 0 | 0 | 0 | 0 | 0 | 0 | 0 | 0 | 0 | 0 | 0 | 0 | 0 | 0 | 0 | 0
SCE Northern | Ormond Beach | 230 | Solar |  |  | 0 | 0 | 0 | 0 | 0 | 0 | 0 | 0 | 0 | 0 | 0 | 0 | 0 | 0 | 0 | 0 | 0 | 0 | 0 | 0 | 0 | 0 | 0 | 0 | 0 | 0 | 0 | 0
PG&E FRESNO | Oro Loma | 115 | Solar |  |  | 0 | 0 | 0 | 0 | 0 | 0 | 0 | 0 | 0 | 0 | 0 | 0 | 0 | 0 | 0 | 0 | 0 | 0 | 0 | 0 | 0 | 0 | 0 | 0 | 0 | 0 | 0 | 0
PG&E FRESNO | Oro Loma | 70 | Solar |  |  | 0 | 0 | 0 | 0 | 0 | 0 | 0 | 0 | 0 | 0 | 0 | 0 | 0 | 0 | 0 | 0 | 0 | 0 | 0 | 0 | 0 | 0 | 0 | 0 | 0 | 0 | 0 | 0
PG&E FRESNO | Orosi | 70 | Solar |  |  | 0 | 0 | 0 | 0 | 0 | 0 | 0 | 0 | 0 | 0 | 0 | 0 | 0 | 0 | 0 | 0 | 0 | 0 | 0 | 0 | 0 | 0 | 0 | 0 | 0 | 0 | 0 | 0
SDGE | Otay | 69 | Solar |  |  | 0 | 0 | 0 | 0 | 0 | 0 | 0 | 0 | 0 | 0 | 0 | 0 | 0 | 0 | 0 | 0 | 0 | 0 | 0 | 0 | 0 | 0 | 0 | 0 | 0 | 0 | 0 | 0
SDGE | Otay Mesa | 230 | Solar |  |  | 0 | 0 | 0 | 0 | 0 | 0 | 0 | 0 | 0 | 0 | 0 | 0 | 0 | 0 | 0 | 0 | 0 | 0 | 0 | 0 | 0 | 0 | 0 | 0 | 0 | 0 | 0 | 0
PG&E FRESNO | Padre Flats SW STA | 230 | Solar |  |  | 0 | 0 | 0 | 0 | 0 | 0 | 0 | 0 | 0 | 0 | 0 | 0 | 0 | 0 | 0 | 0 | 0 | 0 | 0 | 0 | 0 | 0 | 0 | 0 | 0 | 0 | 0 | 0
EOP | Pahrump | 138 | Solar |  |  | 0 | 0 | 0 | 0 | 0 | 0 | 0 | 0 | 0 | 0 | 0 | 0 | 0 | 0 | 0 | 0 | 0 | 0 | 0 | 0 | 0 | 0 | 0 | 0 | 0 | 0 | 0 | 0
EOP | Pahrump | 230 | Solar |  |  | 0 | 0 | 0 | 0 | 0 | 0 | 0 | 0 | 0 | 0 | 0 | 0 | 0 | 0 | 0 | 0 | 0 | 0 | 0 | 0 | 0 | 0 | 0 | 0 | 0 | 0 | 0 | 0
SDGE | Pala | 69 | Solar |  |  | 0 | 0 | 0 | 0 | 0 | 0 | 0 | 0 | 0 | 0 | 0 | 0 | 0 | 0 | 0 | 0 | 0 | 0 | 0 | 0 | 0 | 0 | 0 | 0 | 0 | 0 | 0 | 0
PG&E NGBA | Palermo | 115 | Solar |  |  | 0 | 0 | 0 | 0 | 0 | 0 | 0 | 0 | 0 | 0 | 0 | 0 | 0 | 0 | 0 | 0 | 0 | 0 | 0 | 0 | 0 | 0 | 0 | 0 | 0 | 0 | 0 | 0
PG&E NGBA | Palermo | 230 | Solar |  |  | 0 | 0 | 0 | 0 | 0 | 0 | 0 | 0 | 0 | 0 | 0 | 0 | 0 | 0 | 0 | 0 | 0 | 0 | 0 | 0 | 0 | 0 | 0 | 0 | 0 | 0 | 0 | 0
SCE Eastern | Palo Verde | 500 | Solar |  |  | 0 | 0 | 0 | 0 | 0 | 0 | 0 | 0 | 0 | 0 | 0 | 0 | 0 | 0 | 0 | 0 | 0 | 0 | 0 | 0 | 0 | 0 | 0 | 0 | 0 | 0 | 0 | 0
SDGE | Palomar Energy | 230 | Solar |  |  | 0 | 0 | 0 | 0 | 0 | 0 | 0 | 0 | 0 | 0 | 0 | 0 | 0 | 0 | 0 | 0 | 0 | 0 | 0 | 0 | 0 | 0 | 0 | 0 | 0 | 0 | 0 | 0
PG&E KERN | Panama | 70 | Solar |  |  | 0 | 0 | 0 | 0 | 0 | 0 | 0 | 0 | 0 | 0 | 0 | 0 | 0 | 0 | 0 | 0 | 0 | 0 | 0 | 0 | 0 | 0 | 0 | 0 | 0 | 0 | 0 | 0
PG&E FRESNO | Panoche | 115 | Solar |  |  | 0 | 0 | 0 | 0 | 0 | 0 | 0 | 0 | 0 | 0 | 0 | 0 | 0 | 0 | 0 | 0 | 0 | 0 | 0 | 0 | 0 | 0 | 0 | 0 | 0 | 0 | 0 | 0
PG&E FRESNO | Panoche | 230 | Solar |  |  | 1 | 0 | 0 | 0 | 0 | 0 | 0 | 0 | 0 | 0 | 0 | 0 | 0 | 0 | 0 | 0 | 200 | 400 | 600 | 200 | 400 | 600 | 0 | 0 | 0 | 200 | 400 | 600
SCE Northern | Pardee | 230 | Solar |  |  | 0 | 0 | 0 | 0 | 0 | 0 | 0 | 0 | 0 | 0 | 0 | 0 | 0 | 0 | 0 | 0 | 0 | 0 | 0 | 0 | 0 | 0 | 0 | 0 | 0 | 0 | 0 | 0
PG&E NGBA | Parkway | 230 | Solar |  |  | 0 | 0 | 0 | 0 | 0 | 0 | 0 | 0 | 0 | 0 | 0 | 0 | 0 | 0 | 0 | 0 | 0 | 0 | 0 | 0 | 0 | 0 | 0 | 0 | 0 | 0 | 0 | 0
SCE Northern | Pastoria | 230 | Solar |  |  | 1 | 0 | 0 | 0 | 0 | 105 | 105 | 0 | 0 | 0 | 0 | 105 | 105 | 0 | 0 | 0 | 0 | 0 | 0 | 0 | 0 | 0 | 0 | 105 | 105 | 0 | 105 | 105
SCE Metro | Pauda | 230 | Solar |  |  | 0 | 0 | 0 | 0 | 0 | 0 | 0 | 0 | 0 | 0 | 0 | 0 | 0 | 0 | 0 | 0 | 0 | 0 | 0 | 0 | 0 | 0 | 0 | 0 | 0 | 0 | 0 | 0
PG&E GBA | Paul Sweet | 115 | Solar |  |  | 0 | 0 | 0 | 0 | 0 | 0 | 0 | 0 | 0 | 0 | 0 | 0 | 0 | 0 | 0 | 0 | 0 | 0 | 0 | 0 | 0 | 0 | 0 | 0 | 0 | 0 | 0 | 0
PG&E NGBA | Peabody | 230 | Solar |  |  | 0 | 0 | 0 | 0 | 0 | 0 | 0 | 0 | 0 | 0 | 0 | 0 | 0 | 0 | 0 | 0 | 0 | 0 | 0 | 0 | 0 | 0 | 0 | 0 | 0 | 0 | 0 | 0
PG&E NGBA | Pease | 115 | Solar |  |  | 0 | 0 | 0 | 0 | 0 | 0 | 0 | 0 | 0 | 0 | 0 | 0 | 0 | 0 | 0 | 0 | 0 | 0 | 0 | 0 | 0 | 0 | 0 | 0 | 0 | 0 | 0 | 0
PG&E NGBA | Pease | 60 | Solar |  |  | 0 | 0 | 0 | 0 | 0 | 0 | 0 | 0 | 0 | 0 | 0 | 0 | 0 | 0 | 0 | 0 | 0 | 0 | 0 | 0 | 0 | 0 | 0 | 0 | 0 | 0 | 0 | 0
SDGE | Penasquitos | 138 | Solar |  |  | 0 | 0 | 0 | 0 | 0 | 0 | 0 | 0 | 0 | 0 | 0 | 0 | 0 | 0 | 0 | 0 | 0 | 0 | 0 | 0 | 0 | 0 | 0 | 0 | 0 | 0 | 0 | 0
SDGE | Penasquitos | 230 | Solar |  |  | 0 | 0 | 0 | 0 | 0 | 0 | 0 | 0 | 0 | 0 | 0 | 0 | 0 | 0 | 0 | 0 | 0 | 0 | 0 | 0 | 0 | 0 | 0 | 0 | 0 | 0 | 0 | 0
SDGE | Penasquitos | 69 | Solar |  |  | 0 | 0 | 0 | 0 | 0 | 0 | 0 | 0 | 0 | 0 | 0 | 0 | 0 | 0 | 0 | 0 | 0 | 0 | 0 | 0 | 0 | 0 | 0 | 0 | 0 | 0 | 0 | 0
SDGE | Pendleton | 69 | Solar |  |  | 0 | 0 | 0 | 0 | 0 | 0 | 0 | 0 | 0 | 0 | 0 | 0 | 0 | 0 | 0 | 0 | 0 | 0 | 0 | 0 | 0 | 0 | 0 | 0 | 0 | 0 | 0 | 0
PG&E NGBA | Penngrove | 115 | Solar |  |  | 0 | 0 | 0 | 0 | 0 | 0 | 0 | 0 | 0 | 0 | 0 | 0 | 0 | 0 | 0 | 0 | 0 | 0 | 0 | 0 | 0 | 0 | 0 | 0 | 0 | 0 | 0 | 0
PG&E GBA | Peoria | 115 | Solar |  |  | 0 | 0 | 0 | 0 | 0 | 0 | 0 | 0 | 0 | 0 | 0 | 0 | 0 | 0 | 0 | 0 | 0 | 0 | 0 | 0 | 0 | 0 | 0 | 0 | 0 | 0 | 0 | 0
PG&E GBA | Piercy | 115 | Solar |  |  | 0 | 0 | 0 | 0 | 0 | 0 | 0 | 0 | 0 | 0 | 0 | 0 | 0 | 0 | 0 | 0 | 0 | 0 | 0 | 0 | 0 | 0 | 0 | 0 | 0 | 0 | 0 | 0
PG&E FRESNO | Pine Flat | 230 | Solar |  |  | 0 | 0 | 0 | 0 | 0 | 0 | 0 | 0 | 0 | 0 | 0 | 0 | 0 | 0 | 0 | 0 | 0 | 0 | 0 | 0 | 0 | 0 | 0 | 0 | 0 | 0 | 0 | 0
SCE NOL | Pisgah | 230 | Solar |  |  | 1 | 0 | 0 | 0 | 0 | 0 | 0 | 0 | 0 | 0 | 0 | 0 | 0 | 0 | 0 | 0 | 100 | 400 | 500 | 100 | 400 | 500 | 0 | 0 | 0 | 100 | 400 | 500
PG&E NGBA | Pit 1 | 230 | Solar |  |  | 0 | 0 | 0 | 0 | 0 | 0 | 0 | 0 | 0 | 0 | 0 | 0 | 0 | 0 | 0 | 0 | 0 | 0 | 0 | 0 | 0 | 0 | 0 | 0 | 0 | 0 | 0 | 0
PG&E NGBA | Pit 1 | 60 | Solar |  |  | 0 | 0 | 0 | 0 | 0 | 0 | 0 | 0 | 0 | 0 | 0 | 0 | 0 | 0 | 0 | 0 | 0 | 0 | 0 | 0 | 0 | 0 | 0 | 0 | 0 | 0 | 0 | 0
PG&E NGBA | Pit 3 | 230 | Solar |  |  | 0 | 0 | 0 | 0 | 0 | 0 | 0 | 0 | 0 | 0 | 0 | 0 | 0 | 0 | 0 | 0 | 0 | 0 | 0 | 0 | 0 | 0 | 0 | 0 | 0 | 0 | 0 | 0
PG&E NGBA | Pit 4 | 230 | Solar |  |  | 0 | 0 | 0 | 0 | 0 | 0 | 0 | 0 | 0 | 0 | 0 | 0 | 0 | 0 | 0 | 0 | 0 | 0 | 0 | 0 | 0 | 0 | 0 | 0 | 0 | 0 | 0 | 0
PG&E GBA | Pittsburg | 115 | Solar |  |  | 0 | 0 | 0 | 0 | 0 | 0 | 0 | 0 | 0 | 0 | 0 | 0 | 0 | 0 | 0 | 0 | 0 | 0 | 0 | 0 | 0 | 0 | 0 | 0 | 0 | 0 | 0 | 0
PG&E GBA | Pittsburg | 230 | Solar |  |  | 0 | 0 | 0 | 0 | 0 | 0 | 0 | 0 | 0 | 0 | 0 | 0 | 0 | 0 | 0 | 0 | 0 | 0 | 0 | 0 | 0 | 0 | 0 | 0 | 0 | 0 | 0 | 0
PG&E NGBA | Pleasant Grove | 115 | Solar |  |  | 0 | 0 | 0 | 0 | 0 | 0 | 0 | 0 | 0 | 0 | 0 | 0 | 0 | 0 | 0 | 0 | 0 | 0 | 0 | 0 | 0 | 0 | 0 | 0 | 0 | 0 | 0 | 0
PG&E NGBA | POE | 230 | Solar |  |  | 0 | 0 | 0 | 0 | 0 | 0 | 0 | 0 | 0 | 0 | 0 | 0 | 0 | 0 | 0 | 0 | 0 | 0 | 0 | 0 | 0 | 0 | 0 | 0 | 0 | 0 | 0 | 0
SDGE | Point Loma | 69 | Solar |  |  | 0 | 0 | 0 | 0 | 0 | 0 | 0 | 0 | 0 | 0 | 0 | 0 | 0 | 0 | 0 | 0 | 0 | 0 | 0 | 0 | 0 | 0 | 0 | 0 | 0 | 0 | 0 | 0
SDGE | Pomerado | 69 | Solar |  |  | 0 | 0 | 0 | 0 | 0 | 0 | 0 | 0 | 0 | 0 | 0 | 0 | 0 | 0 | 0 | 0 | 0 | 0 | 0 | 0 | 0 | 0 | 0 | 0 | 0 | 0 | 0 | 0
PG&E KERN | Poso Mountain | 115 | Solar |  |  | 0 | 0 | 0 | 0 | 0 | 0 | 0 | 0 | 0 | 0 | 0 | 0 | 0 | 0 | 0 | 0 | 0 | 0 | 0 | 0 | 0 | 0 | 0 | 0 | 0 | 0 | 0 | 0
EOP | Primm | 230 | Solar |  |  | 0 | 0 | 0 | 0 | 0 | 0 | 0 | 0 | 0 | 0 | 0 | 0 | 0 | 0 | 0 | 0 | 0 | 0 | 0 | 0 | 0 | 0 | 0 | 0 | 0 | 0 | 0 | 0
PG&E NGBA | Putah Creek | 115 | Solar |  |  | 1 | 0 | 0 | 0 | 0 | 3 | 3 | 0 | 3 | 3 | 0 | 0 | 0 | 0 | 0 | 0 | 0 | 0 | 0 | 0 | 0 | 0 | 0 | 0 | 0 | 0 | 0 | 0
SDGE | Q1806 | 138 | Solar |  |  | 0 | 0 | 0 | 0 | 0 | 0 | 0 | 0 | 0 | 0 | 0 | 0 | 0 | 0 | 0 | 0 | 0 | 0 | 0 | 0 | 0 | 0 | 0 | 0 | 0 | 0 | 0 | 0
PG&E FRESNO | Quinto | 230 | Solar |  |  | 1 | 0 | 0 | 0 | 0 | 0 | 0 | 0 | 0 | 0 | 0 | 0 | 0 | 10 | 140 | 150 | 150 | 150 | 300 | 160 | 290 | 450 | 10 | 140 | 150 | 160 | 290 | 450
PG&E GBA | Race Track | 115 | Solar |  |  | 0 | 0 | 0 | 0 | 0 | 0 | 0 | 0 | 0 | 0 | 0 | 0 | 0 | 0 | 0 | 0 | 0 | 0 | 0 | 0 | 0 | 0 | 0 | 0 | 0 | 0 | 0 | 0
SDGE | Rancho Mission Viejo | 138 | Solar |  |  | 0 | 0 | 0 | 0 | 0 | 0 | 0 | 0 | 0 | 0 | 0 | 0 | 0 | 0 | 0 | 0 | 0 | 0 | 0 | 0 | 0 | 0 | 0 | 0 | 0 | 0 | 0 | 0
PG&E GBA | Rancho Seco | 230 | Solar |  |  | 0 | 0 | 0 | 0 | 0 | 0 | 0 | 0 | 0 | 0 | 0 | 0 | 0 | 0 | 0 | 0 | 0 | 0 | 0 | 0 | 0 | 0 | 0 | 0 | 0 | 0 | 0 | 0
SCE Metro | Rancho Vista | 230 | Solar |  |  | 0 | 0 | 0 | 0 | 0 | 0 | 0 | 0 | 0 | 0 | 0 | 0 | 0 | 0 | 0 | 0 | 0 | 0 | 0 | 0 | 0 | 0 | 0 | 0 | 0 | 0 | 0 | 0
SCE Metro | Rancho Vista | 500 | Solar |  |  | 0 | 0 | 0 | 0 | 0 | 0 | 0 | 0 | 0 | 0 | 0 | 0 | 0 | 0 | 0 | 0 | 0 | 0 | 0 | 0 | 0 | 0 | 0 | 0 | 0 | 0 | 0 | 0
SCE NOL | Ransburg | 115 | Solar |  |  | 0 | 0 | 0 | 0 | 0 | 0 | 0 | 0 | 0 | 0 | 0 | 0 | 0 | 0 | 0 | 0 | 0 | 0 | 0 | 0 | 0 | 0 | 0 | 0 | 0 | 0 | 0 | 0
PG&E GBA | Ravenswood | 115 | Solar |  |  | 0 | 0 | 0 | 0 | 0 | 0 | 0 | 0 | 0 | 0 | 0 | 0 | 0 | 0 | 0 | 0 | 0 | 0 | 0 | 0 | 0 | 0 | 0 | 0 | 0 | 0 | 0 | 0
PG&E GBA | Ravenswood | 230 | Solar |  |  | 0 | 0 | 0 | 0 | 0 | 0 | 0 | 0 | 0 | 0 | 0 | 0 | 0 | 0 | 0 | 0 | 0 | 0 | 0 | 0 | 0 | 0 | 0 | 0 | 0 | 0 | 0 | 0
SCE Northern | Rector | 230 | Solar |  |  | 1 | 0 | 0 | 0 | 0 | 0 | 0 | 0 | 0 | 0 | 0 | 0 | 0 | 0 | 0 | 0 | 0 | 200 | 200 | 0 | 200 | 200 | 0 | 0 | 0 | 0 | 200 | 200
SCE Eastern | Red Bluff | 230 | Solar |  |  | 1 | 0 | 0 | 0 | 0 | 463.5 | 463.5 | 0 | 0 | 0 | 0 | 463.5 | 463.5 | 0 | 0 | 0 | 0 | 0 | 0 | 0 | 0 | 0 | 0 | 463.5 | 463.5 | 0 | 463.5 | 463.5
SCE Eastern | Red Bluff | 500 | Solar |  |  | 1 | 0 | 0 | 0 | 175 | 250 | 425 | 0 | 250 | 250 | 175 | 0 | 175 | 0 | 0 | 0 | 0 | 0 | 0 | 0 | 0 | 0 | 175 | 0 | 175 | 175 | 0 | 175
PG&E NGBA | Redbud | 115 | Solar |  |  | 0 | 0 | 0 | 0 | 0 | 0 | 0 | 0 | 0 | 0 | 0 | 0 | 0 | 0 | 0 | 0 | 0 | 0 | 0 | 0 | 0 | 0 | 0 | 0 | 0 | 0 | 0 | 0
SCE Metro | Redondo | 230 | Solar |  |  | 0 | 0 | 0 | 0 | 0 | 0 | 0 | 0 | 0 | 0 | 0 | 0 | 0 | 0 | 0 | 0 | 0 | 0 | 0 | 0 | 0 | 0 | 0 | 0 | 0 | 0 | 0 | 0
PG&E FRESNO | Reedley | 115 | Solar |  |  | 0 | 0 | 0 | 0 | 0 | 0 | 0 | 0 | 0 | 0 | 0 | 0 | 0 | 0 | 0 | 0 | 0 | 0 | 0 | 0 | 0 | 0 | 0 | 0 | 0 | 0 | 0 | 0
PG&E KERN | Renfro | 115 | Solar |  |  | 0 | 0 | 0 | 0 | 0 | 0 | 0 | 0 | 0 | 0 | 0 | 0 | 0 | 0 | 0 | 0 | 0 | 0 | 0 | 0 | 0 | 0 | 0 | 0 | 0 | 0 | 0 | 0
PG&E GBA | Richmond R | 115 | Solar |  |  | 0 | 0 | 0 | 0 | 0 | 0 | 0 | 0 | 0 | 0 | 0 | 0 | 0 | 0 | 0 | 0 | 0 | 0 | 0 | 0 | 0 | 0 | 0 | 0 | 0 | 0 | 0 | 0
PG&E NGBA | Rincon | 115 | Solar |  |  | 0 | 0 | 0 | 0 | 0 | 0 | 0 | 0 | 0 | 0 | 0 | 0 | 0 | 0 | 0 | 0 | 0 | 0 | 0 | 0 | 0 | 0 | 0 | 0 | 0 | 0 | 0 | 0
PG&E KERN | Rio Bravo | 115 | Solar |  |  | 0 | 0 | 0 | 0 | 0 | 0 | 0 | 0 | 0 | 0 | 0 | 0 | 0 | 0 | 0 | 0 | 0 | 0 | 0 | 0 | 0 | 0 | 0 | 0 | 0 | 0 | 0 | 0
SCE Metro | Rio Hondo | 230 | Solar |  |  | 0 | 0 | 0 | 0 | 0 | 0 | 0 | 0 | 0 | 0 | 0 | 0 | 0 | 0 | 0 | 0 | 0 | 0 | 0 | 0 | 0 | 0 | 0 | 0 | 0 | 0 | 0 | 0
PG&E NGBA | Rio Oso | 115 | Solar |  |  | 0 | 0 | 0 | 0 | 0 | 0 | 0 | 0 | 0 | 0 | 0 | 0 | 0 | 0 | 0 | 0 | 0 | 0 | 0 | 0 | 0 | 0 | 0 | 0 | 0 | 0 | 0 | 0
PG&E NGBA | Rio Oso | 230 | Solar |  |  | 0 | 0 | 0 | 0 | 0 | 0 | 0 | 0 | 0 | 0 | 0 | 0 | 0 | 0 | 0 | 0 | 0 | 0 | 0 | 0 | 0 | 0 | 0 | 0 | 0 | 0 | 0 | 0
PG&E GBA | Ripon | 115 | Solar |  |  | 0 | 0 | 0 | 0 | 0 | 0 | 0 | 0 | 0 | 0 | 0 | 0 | 0 | 0 | 0 | 0 | 0 | 0 | 0 | 0 | 0 | 0 | 0 | 0 | 0 | 0 | 0 | 0
PG&E GBA | Riverbank | 115 | Solar |  |  | 0 | 0 | 0 | 0 | 0 | 0 | 0 | 0 | 0 | 0 | 0 | 0 | 0 | 0 | 0 | 0 | 0 | 0 | 0 | 0 | 0 | 0 | 0 | 0 | 0 | 0 | 0 | 0
SCE NOL | Roadway | 115 | Solar |  |  | 1 | 0 | 0 | 0 | 200 | 0 | 200 | 0 | 0 | 0 | 200 | 0 | 200 | 11 | 34 | 45 | 0 | 0 | 0 | 11 | 34 | 45 | 211 | 34 | 245 | 211 | 34 | 245
PG&E NGBA | Rock Creek 1 | 230 | Solar |  |  | 0 | 0 | 0 | 0 | 0 | 0 | 0 | 0 | 0 | 0 | 0 | 0 | 0 | 0 | 0 | 0 | 0 | 0 | 0 | 0 | 0 | 0 | 0 | 0 | 0 | 0 | 0 | 0
SCE Northern | Rosamond | 66 | Solar |  |  | 0 | 0 | 0 | 0 | 0 | 0 | 0 | 0 | 0 | 0 | 0 | 0 | 0 | 0 | 0 | 0 | 0 | 0 | 0 | 0 | 0 | 0 | 0 | 0 | 0 | 0 | 0 | 0
PG&E GBA | Rossmoor | 230 | Solar |  |  | 0 | 0 | 0 | 0 | 0 | 0 | 0 | 0 | 0 | 0 | 0 | 0 | 0 | 0 | 0 | 0 | 0 | 0 | 0 | 0 | 0 | 0 | 0 | 0 | 0 | 0 | 0 | 0
PG&E NGBA | Round Mountain | 230 | Solar |  |  | 0 | 0 | 0 | 0 | 0 | 0 | 0 | 0 | 0 | 0 | 0 | 0 | 0 | 0 | 0 | 0 | 0 | 0 | 0 | 0 | 0 | 0 | 0 | 0 | 0 | 0 | 0 | 0
PG&E NGBA | Round Mountain | 500 | Solar |  |  | 0 | 0 | 0 | 0 | 0 | 0 | 0 | 0 | 0 | 0 | 0 | 0 | 0 | 0 | 0 | 0 | 0 | 0 | 0 | 0 | 0 | 0 | 0 | 0 | 0 | 0 | 0 | 0
PG&E GBA | Salado | 115 | Solar |  |  | 0 | 0 | 0 | 0 | 0 | 0 | 0 | 0 | 0 | 0 | 0 | 0 | 0 | 0 | 0 | 0 | 0 | 0 | 0 | 0 | 0 | 0 | 0 | 0 | 0 | 0 | 0 | 0
PG&E GBA | Salado | 60 | Solar |  |  | 0 | 0 | 0 | 0 | 0 | 0 | 0 | 0 | 0 | 0 | 0 | 0 | 0 | 0 | 0 | 0 | 0 | 0 | 0 | 0 | 0 | 0 | 0 | 0 | 0 | 0 | 0 | 0
PG&E GBA | Salinas | 115 | Solar |  |  | 0 | 0 | 0 | 0 | 0 | 0 | 0 | 0 | 0 | 0 | 0 | 0 | 0 | 0 | 0 | 0 | 0 | 0 | 0 | 0 | 0 | 0 | 0 | 0 | 0 | 0 | 0 | 0
SDGE | Salt Creek | 69 | Solar |  |  | 0 | 0 | 0 | 0 | 0 | 0 | 0 | 0 | 0 | 0 | 0 | 0 | 0 | 0 | 0 | 0 | 0 | 0 | 0 | 0 | 0 | 0 | 0 | 0 | 0 | 0 | 0 | 0
SCE Eastern | San Bernardino | 230 | Solar |  |  | 0 | 0 | 0 | 0 | 0 | 0 | 0 | 0 | 0 | 0 | 0 | 0 | 0 | 0 | 0 | 0 | 0 | 0 | 0 | 0 | 0 | 0 | 0 | 0 | 0 | 0 | 0 | 0
PG&E GBA | SAN FRAN A (POTRERO PP) | 115 | Solar |  |  | 0 | 0 | 0 | 0 | 0 | 0 | 0 | 0 | 0 | 0 | 0 | 0 | 0 | 0 | 0 | 0 | 0 | 0 | 0 | 0 | 0 | 0 | 0 | 0 | 0 | 0 | 0 | 0
PG&E GBA | SAN FRAN A (POTRERO PP) | 230 | Solar |  |  | 0 | 0 | 0 | 0 | 0 | 0 | 0 | 0 | 0 | 0 | 0 | 0 | 0 | 0 | 0 | 0 | 0 | 0 | 0 | 0 | 0 | 0 | 0 | 0 | 0 | 0 | 0 | 0
PG&E GBA | San Jose A | 115 | Solar |  |  | 0 | 0 | 0 | 0 | 0 | 0 | 0 | 0 | 0 | 0 | 0 | 0 | 0 | 0 | 0 | 0 | 0 | 0 | 0 | 0 | 0 | 0 | 0 | 0 | 0 | 0 | 0 | 0
PG&E GBA | San Jose B | 115 | Solar |  |  | 0 | 0 | 0 | 0 | 0 | 0 | 0 | 0 | 0 | 0 | 0 | 0 | 0 | 0 | 0 | 0 | 0 | 0 | 0 | 0 | 0 | 0 | 0 | 0 | 0 | 0 | 0 | 0
PG&E GBA | San Leandro U | 115 | Solar |  |  | 0 | 0 | 0 | 0 | 0 | 0 | 0 | 0 | 0 | 0 | 0 | 0 | 0 | 0 | 0 | 0 | 0 | 0 | 0 | 0 | 0 | 0 | 0 | 0 | 0 | 0 | 0 | 0
PG&E KERN | San Luis Obispo | 115 | Solar |  |  | 0 | 0 | 0 | 0 | 0 | 0 | 0 | 0 | 0 | 0 | 0 | 0 | 0 | 0 | 0 | 0 | 0 | 0 | 0 | 0 | 0 | 0 | 0 | 0 | 0 | 0 | 0 | 0
PG&E KERN | San Luis Obispo | 70 | Solar |  |  | 0 | 0 | 0 | 0 | 0 | 0 | 0 | 0 | 0 | 0 | 0 | 0 | 0 | 0 | 0 | 0 | 0 | 0 | 0 | 0 | 0 | 0 | 0 | 0 | 0 | 0 | 0 | 0
SDGE | San Luis Rey | 230 | Solar |  |  | 0 | 0 | 0 | 0 | 0 | 0 | 0 | 0 | 0 | 0 | 0 | 0 | 0 | 0 | 0 | 0 | 0 | 0 | 0 | 0 | 0 | 0 | 0 | 0 | 0 | 0 | 0 | 0
SDGE | San Luis Rey | 69 | Solar |  |  | 0 | 0 | 0 | 0 | 0 | 0 | 0 | 0 | 0 | 0 | 0 | 0 | 0 | 0 | 0 | 0 | 0 | 0 | 0 | 0 | 0 | 0 | 0 | 0 | 0 | 0 | 0 | 0
SDGE | San Marcos | 69 | Solar |  |  | 0 | 0 | 0 | 0 | 0 | 0 | 0 | 0 | 0 | 0 | 0 | 0 | 0 | 0 | 0 | 0 | 0 | 0 | 0 | 0 | 0 | 0 | 0 | 0 | 0 | 0 | 0 | 0
SCE Metro | San Onofre | 230 | Solar |  |  | 0 | 0 | 0 | 0 | 0 | 0 | 0 | 0 | 0 | 0 | 0 | 0 | 0 | 0 | 0 | 0 | 0 | 0 | 0 | 0 | 0 | 0 | 0 | 0 | 0 | 0 | 0 | 0
PG&E GBA | San Pablo | 115 | Solar |  |  | 0 | 0 | 0 | 0 | 0 | 0 | 0 | 0 | 0 | 0 | 0 | 0 | 0 | 0 | 0 | 0 | 0 | 0 | 0 | 0 | 0 | 0 | 0 | 0 | 0 | 0 | 0 | 0
PG&E GBA | San Ramon | 230 | Solar |  |  | 0 | 0 | 0 | 0 | 0 | 0 | 0 | 0 | 0 | 0 | 0 | 0 | 0 | 0 | 0 | 0 | 0 | 0 | 0 | 0 | 0 | 0 | 0 | 0 | 0 | 0 | 0 | 0
SDGE | San Ysidro | 69 | Solar |  |  | 0 | 0 | 0 | 0 | 0 | 0 | 0 | 0 | 0 | 0 | 0 | 0 | 0 | 0 | 0 | 0 | 0 | 0 | 0 | 0 | 0 | 0 | 0 | 0 | 0 | 0 | 0 | 0
SCE NOL | Sandlot | 230 | Solar |  |  | 0 | 0 | 0 | 0 | 0 | 0 | 0 | 0 | 0 | 0 | 0 | 0 | 0 | 0 | 0 | 0 | 0 | 0 | 0 | 0 | 0 | 0 | 0 | 0 | 0 | 0 | 0 | 0
EOP | Sandy | 138 | Solar |  |  | 0 | 0 | 0 | 0 | 0 | 0 | 0 | 0 | 0 | 0 | 0 | 0 | 0 | 0 | 0 | 0 | 0 | 0 | 0 | 0 | 0 | 0 | 0 | 0 | 0 | 0 | 0 | 0
PG&E FRESNO | Sanger | 115 | Solar |  |  | 1 | 0 | 0 | 0 | 0 | 0 | 0 | 0 | 0 | 0 | 0 | 0 | 0 | 0 | 0 | 0 | 100 | 100 | 200 | 100 | 100 | 200 | 0 | 0 | 0 | 100 | 100 | 200
SCE Northern | Santa Clara | 230 | Solar |  |  | 0 | 0 | 0 | 0 | 0 | 0 | 0 | 0 | 0 | 0 | 0 | 0 | 0 | 0 | 0 | 0 | 0 | 0 | 0 | 0 | 0 | 0 | 0 | 0 | 0 | 0 | 0 | 0
PG&E NGBA | Santa Rosa A | 115 | Solar |  |  | 0 | 0 | 0 | 0 | 0 | 0 | 0 | 0 | 0 | 0 | 0 | 0 | 0 | 0 | 0 | 0 | 0 | 0 | 0 | 0 | 0 | 0 | 0 | 0 | 0 | 0 | 0 | 0
PG&E GBA | Santa Teresa | 115 | Solar |  |  | 0 | 0 | 0 | 0 | 0 | 0 | 0 | 0 | 0 | 0 | 0 | 0 | 0 | 0 | 0 | 0 | 0 | 0 | 0 | 0 | 0 | 0 | 0 | 0 | 0 | 0 | 0 | 0
SDGE | Santee | 138 | Solar |  |  | 0 | 0 | 0 | 0 | 0 | 0 | 0 | 0 | 0 | 0 | 0 | 0 | 0 | 0 | 0 | 0 | 0 | 0 | 0 | 0 | 0 | 0 | 0 | 0 | 0 | 0 | 0 | 0
SCE Metro | Santiago | 230 | Solar |  |  | 0 | 0 | 0 | 0 | 0 | 0 | 0 | 0 | 0 | 0 | 0 | 0 | 0 | 0 | 0 | 0 | 0 | 0 | 0 | 0 | 0 | 0 | 0 | 0 | 0 | 0 | 0 | 0
PG&E GBA | Saratoga | 230 | Solar |  |  | 0 | 0 | 0 | 0 | 0 | 0 | 0 | 0 | 0 | 0 | 0 | 0 | 0 | 0 | 0 | 0 | 0 | 0 | 0 | 0 | 0 | 0 | 0 | 0 | 0 | 0 | 0 | 0
SCE Northern | Saugus | 230 | Solar |  |  | 0 | 0 | 0 | 0 | 0 | 0 | 0 | 0 | 0 | 0 | 0 | 0 | 0 | 0 | 0 | 0 | 0 | 0 | 0 | 0 | 0 | 0 | 0 | 0 | 0 | 0 | 0 | 0
PG&E FRESNO | Schindler | 115 | Solar |  |  | 1 | 0 | 0 | 0 | 0 | 0 | 0 | 0 | 0 | 0 | 0 | 0 | 0 | 0 | 0 | 0 | 100 | 0 | 100 | 100 | 0 | 100 | 0 | 0 | 0 | 100 | 0 | 100
PG&E FRESNO | Schindler | 70 | Solar |  |  | 0 | 0 | 0 | 0 | 0 | 0 | 0 | 0 | 0 | 0 | 0 | 0 | 0 | 0 | 0 | 0 | 0 | 0 | 0 | 0 | 0 | 0 | 0 | 0 | 0 | 0 | 0 | 0
PG&E GBA | Schulte | 115 | Solar |  |  | 0 | 0 | 0 | 0 | 0 | 0 | 0 | 0 | 0 | 0 | 0 | 0 | 0 | 0 | 0 | 0 | 0 | 0 | 0 | 0 | 0 | 0 | 0 | 0 | 0 | 0 | 0 | 0
SDGE | Scripps | 69 | Solar |  |  | 0 | 0 | 0 | 0 | 0 | 0 | 0 | 0 | 0 | 0 | 0 | 0 | 0 | 0 | 0 | 0 | 0 | 0 | 0 | 0 | 0 | 0 | 0 | 0 | 0 | 0 | 0 | 0
PG&E KERN | Semitropic | 115 | Solar |  |  | 0 | 0 | 0 | 0 | 0 | 0 | 0 | 0 | 0 | 0 | 0 | 0 | 0 | 0 | 0 | 0 | 0 | 0 | 0 | 0 | 0 | 0 | 0 | 0 | 0 | 0 | 0 | 0
SCE Metro | Serrano | 230 | Solar |  |  | 0 | 0 | 0 | 0 | 0 | 0 | 0 | 0 | 0 | 0 | 0 | 0 | 0 | 0 | 0 | 0 | 0 | 0 | 0 | 0 | 0 | 0 | 0 | 0 | 0 | 0 | 0 | 0
SCE Metro | Serrano | 500 | Solar |  |  | 0 | 0 | 0 | 0 | 0 | 0 | 0 | 0 | 0 | 0 | 0 | 0 | 0 | 0 | 0 | 0 | 0 | 0 | 0 | 0 | 0 | 0 | 0 | 0 | 0 | 0 | 0 | 0
SDGE | Shadowridge | 138 | Solar |  |  | 0 | 0 | 0 | 0 | 0 | 0 | 0 | 0 | 0 | 0 | 0 | 0 | 0 | 0 | 0 | 0 | 0 | 0 | 0 | 0 | 0 | 0 | 0 | 0 | 0 | 0 | 0 | 0
PG&E KERN | Shafter | 115 | Solar |  |  | 0 | 0 | 0 | 0 | 0 | 0 | 0 | 0 | 0 | 0 | 0 | 0 | 0 | 0 | 0 | 0 | 0 | 0 | 0 | 0 | 0 | 0 | 0 | 0 | 0 | 0 | 0 | 0
PG&E NGBA | Silverado | 115 | Solar |  |  | 0 | 0 | 0 | 0 | 0 | 0 | 0 | 0 | 0 | 0 | 0 | 0 | 0 | 0 | 0 | 0 | 0 | 0 | 0 | 0 | 0 | 0 | 0 | 0 | 0 | 0 | 0 | 0
SDGE | Silvergate | 230 | Solar |  |  | 0 | 0 | 0 | 0 | 0 | 0 | 0 | 0 | 0 | 0 | 0 | 0 | 0 | 0 | 0 | 0 | 0 | 0 | 0 | 0 | 0 | 0 | 0 | 0 | 0 | 0 | 0 | 0
SDGE | Silvergate | 69 | Solar |  |  | 0 | 0 | 0 | 0 | 0 | 0 | 0 | 0 | 0 | 0 | 0 | 0 | 0 | 0 | 0 | 0 | 0 | 0 | 0 | 0 | 0 | 0 | 0 | 0 | 0 | 0 | 0 | 0
PG&E KERN | Sisquoc | 115 | Solar |  |  | 0 | 0 | 0 | 0 | 0 | 0 | 0 | 0 | 0 | 0 | 0 | 0 | 0 | 0 | 0 | 0 | 0 | 0 | 0 | 0 | 0 | 0 | 0 | 0 | 0 | 0 | 0 | 0
EOP | Sloan Canyon | 230 | Solar |  |  | 0 | 0 | 0 | 0 | 0 | 0 | 0 | 0 | 0 | 0 | 0 | 0 | 0 | 0 | 0 | 0 | 0 | 0 | 0 | 0 | 0 | 0 | 0 | 0 | 0 | 0 | 0 | 0
EOP | Sloan Canyon | 500 | Solar |  |  | 0 | 0 | 0 | 0 | 0 | 0 | 0 | 0 | 0 | 0 | 0 | 0 | 0 | 0 | 0 | 0 | 0 | 0 | 0 | 0 | 0 | 0 | 0 | 0 | 0 | 0 | 0 | 0
PG&E KERN | Smyrna | 115 | Solar |  |  | 0 | 0 | 0 | 0 | 0 | 0 | 0 | 0 | 0 | 0 | 0 | 0 | 0 | 0 | 0 | 0 | 0 | 0 | 0 | 0 | 0 | 0 | 0 | 0 | 0 | 0 | 0 | 0
PG&E GBA | Sobrante | 115 | Solar |  |  | 0 | 0 | 0 | 0 | 0 | 0 | 0 | 0 | 0 | 0 | 0 | 0 | 0 | 0 | 0 | 0 | 0 | 0 | 0 | 0 | 0 | 0 | 0 | 0 | 0 | 0 | 0 | 0
PG&E GBA | Sobrante | 230 | Solar |  |  | 0 | 0 | 0 | 0 | 0 | 0 | 0 | 0 | 0 | 0 | 0 | 0 | 0 | 0 | 0 | 0 | 0 | 0 | 0 | 0 | 0 | 0 | 0 | 0 | 0 | 0 | 0 | 0
PG&E KERN | Solar | 230 | Solar |  |  | 0 | 0 | 0 | 0 | 0 | 0 | 0 | 0 | 0 | 0 | 0 | 0 | 0 | 0 | 0 | 0 | 0 | 0 | 0 | 0 | 0 | 0 | 0 | 0 | 0 | 0 | 0 | 0
PG&E GBA | Soledad | 115 | Solar |  |  | 0 | 0 | 0 | 0 | 0 | 0 | 0 | 0 | 0 | 0 | 0 | 0 | 0 | 0 | 0 | 0 | 0 | 0 | 0 | 0 | 0 | 0 | 0 | 0 | 0 | 0 | 0 | 0
PG&E GBA | Soledad | 60 | Solar |  |  | 0 | 0 | 0 | 0 | 0 | 0 | 0 | 0 | 0 | 0 | 0 | 0 | 0 | 0 | 0 | 0 | 0 | 0 | 0 | 0 | 0 | 0 | 0 | 0 | 0 | 0 | 0 | 0
SDGE | Spring Valley | 69 | Solar |  |  | 0 | 0 | 0 | 0 | 0 | 0 | 0 | 0 | 0 | 0 | 0 | 0 | 0 | 0 | 0 | 0 | 0 | 0 | 0 | 0 | 0 | 0 | 0 | 0 | 0 | 0 | 0 | 0
SCE Northern | Springville | 230 | Solar |  |  | 1 | 0 | 0 | 0 | 0 | 0 | 0 | 0 | 0 | 0 | 0 | 0 | 0 | 0 | 0 | 0 | 170 | 180 | 350 | 170 | 180 | 350 | 0 | 0 | 0 | 170 | 180 | 350
PG&E GBA | Stagg | 230 | Solar |  |  | 0 | 0 | 0 | 0 | 0 | 0 | 0 | 0 | 0 | 0 | 0 | 0 | 0 | 0 | 0 | 0 | 0 | 0 | 0 | 0 | 0 | 0 | 0 | 0 | 0 | 0 | 0 | 0
PG&E GBA | Standard Oil | 115 | Solar |  |  | 0 | 0 | 0 | 0 | 0 | 0 | 0 | 0 | 0 | 0 | 0 | 0 | 0 | 0 | 0 | 0 | 0 | 0 | 0 | 0 | 0 | 0 | 0 | 0 | 0 | 0 | 0 | 0
PG&E GBA | Stanislaus | 115 | Solar |  |  | 0 | 0 | 0 | 0 | 0 | 0 | 0 | 0 | 0 | 0 | 0 | 0 | 0 | 0 | 0 | 0 | 0 | 0 | 0 | 0 | 0 | 0 | 0 | 0 | 0 | 0 | 0 | 0
PG&E KERN | Stockdale | 115 | Solar |  |  | 0 | 0 | 0 | 0 | 0 | 0 | 0 | 0 | 0 | 0 | 0 | 0 | 0 | 0 | 0 | 0 | 0 | 0 | 0 | 0 | 0 | 0 | 0 | 0 | 0 | 0 | 0 | 0
PG&E KERN | Stockdale | 230 | Solar |  |  | 0 | 0 | 0 | 0 | 0 | 0 | 0 | 0 | 0 | 0 | 0 | 0 | 0 | 0 | 0 | 0 | 0 | 0 | 0 | 0 | 0 | 0 | 0 | 0 | 0 | 0 | 0 | 0
PG&E GBA | Stockton A | 115 | Solar |  |  | 0 | 0 | 0 | 0 | 0 | 0 | 0 | 0 | 0 | 0 | 0 | 0 | 0 | 0 | 0 | 0 | 0 | 0 | 0 | 0 | 0 | 0 | 0 | 0 | 0 | 0 | 0 | 0
PG&E GBA | Stone | 115 | Solar |  |  | 0 | 0 | 0 | 0 | 0 | 0 | 0 | 0 | 0 | 0 | 0 | 0 | 0 | 0 | 0 | 0 | 0 | 0 | 0 | 0 | 0 | 0 | 0 | 0 | 0 | 0 | 0 | 0
PG&E FRESNO | Storey | 230 | Solar |  |  | 0 | 0 | 0 | 0 | 0 | 0 | 0 | 0 | 0 | 0 | 0 | 0 | 0 | 0 | 0 | 0 | 0 | 0 | 0 | 0 | 0 | 0 | 0 | 0 | 0 | 0 | 0 | 0
PG&E NGBA | Summit | 115 | Solar |  |  | 0 | 0 | 0 | 0 | 0 | 0 | 0 | 0 | 0 | 0 | 0 | 0 | 0 | 0 | 0 | 0 | 0 | 0 | 0 | 0 | 0 | 0 | 0 | 0 | 0 | 0 | 0 | 0
SDGE | Suncrest | 230 | Solar |  |  | 0 | 0 | 0 | 0 | 0 | 0 | 0 | 0 | 0 | 0 | 0 | 0 | 0 | 0 | 0 | 0 | 0 | 0 | 0 | 0 | 0 | 0 | 0 | 0 | 0 | 0 | 0 | 0
SDGE | Suncrest | 500 | Solar |  |  | 0 | 0 | 0 | 0 | 0 | 0 | 0 | 0 | 0 | 0 | 0 | 0 | 0 | 0 | 0 | 0 | 0 | 0 | 0 | 0 | 0 | 0 | 0 | 0 | 0 | 0 | 0 | 0
PG&E KERN | Sunrise | 230 | Solar |  |  | 0 | 0 | 0 | 0 | 0 | 0 | 0 | 0 | 0 | 0 | 0 | 0 | 0 | 0 | 0 | 0 | 0 | 0 | 0 | 0 | 0 | 0 | 0 | 0 | 0 | 0 | 0 | 0
PG&E KERN | Sunset | 230 | Solar |  |  | 0 | 0 | 0 | 0 | 0 | 0 | 0 | 0 | 0 | 0 | 0 | 0 | 0 | 0 | 0 | 0 | 0 | 0 | 0 | 0 | 0 | 0 | 0 | 0 | 0 | 0 | 0 | 0
PG&E GBA | Swift | 115 | Solar |  |  | 0 | 0 | 0 | 0 | 0 | 0 | 0 | 0 | 0 | 0 | 0 | 0 | 0 | 0 | 0 | 0 | 0 | 0 | 0 | 0 | 0 | 0 | 0 | 0 | 0 | 0 | 0 | 0
SDGE | Sycamore Canyon | 138 | Solar |  |  | 0 | 0 | 0 | 0 | 0 | 0 | 0 | 0 | 0 | 0 | 0 | 0 | 0 | 0 | 0 | 0 | 0 | 0 | 0 | 0 | 0 | 0 | 0 | 0 | 0 | 0 | 0 | 0
SDGE | Sycamore Canyon | 230 | Solar |  |  | 0 | 0 | 0 | 0 | 0 | 0 | 0 | 0 | 0 | 0 | 0 | 0 | 0 | 0 | 0 | 0 | 0 | 0 | 0 | 0 | 0 | 0 | 0 | 0 | 0 | 0 | 0 | 0
SDGE | Sycamore Canyon | 69 | Solar |  |  | 0 | 0 | 0 | 0 | 0 | 0 | 0 | 0 | 0 | 0 | 0 | 0 | 0 | 0 | 0 | 0 | 0 | 0 | 0 | 0 | 0 | 0 | 0 | 0 | 0 | 0 | 0 | 0
SCE Northern | Sylmar | 230 | Solar |  |  | 0 | 0 | 0 | 0 | 0 | 0 | 0 | 0 | 0 | 0 | 0 | 0 | 0 | 0 | 0 | 0 | 0 | 0 | 0 | 0 | 0 | 0 | 0 | 0 | 0 | 0 | 0 | 0
PG&E NGBA | Table Mountain | 115 | Solar |  |  | 0 | 0 | 0 | 0 | 0 | 0 | 0 | 0 | 0 | 0 | 0 | 0 | 0 | 0 | 0 | 0 | 0 | 0 | 0 | 0 | 0 | 0 | 0 | 0 | 0 | 0 | 0 | 0
PG&E NGBA | Table Mountain | 230 | Solar |  |  | 0 | 0 | 0 | 0 | 0 | 0 | 0 | 0 | 0 | 0 | 0 | 0 | 0 | 0 | 0 | 0 | 0 | 0 | 0 | 0 | 0 | 0 | 0 | 0 | 0 | 0 | 0 | 0
PG&E NGBA | Table Mountain | 500 | Solar |  |  | 0 | 0 | 0 | 0 | 0 | 0 | 0 | 0 | 0 | 0 | 0 | 0 | 0 | 0 | 0 | 0 | 0 | 0 | 0 | 0 | 0 | 0 | 0 | 0 | 0 | 0 | 0 | 0
PG&E NGBA | Table Mountain | 60 | Solar |  |  | 0 | 0 | 0 | 0 | 0 | 0 | 0 | 0 | 0 | 0 | 0 | 0 | 0 | 0 | 0 | 0 | 0 | 0 | 0 | 0 | 0 | 0 | 0 | 0 | 0 | 0 | 0 | 0
PG&E KERN | Taft | 115 | Solar |  |  | 1 | 0 | 0 | 0 | 0 | 3 | 3 | 0 | 0 | 0 | 0 | 3 | 3 | 0 | 0 | 0 | 0 | 0 | 0 | 0 | 0 | 0 | 0 | 3 | 3 | 0 | 3 | 3
SDGE | Talega | 138 | Solar |  |  | 0 | 0 | 0 | 0 | 0 | 0 | 0 | 0 | 0 | 0 | 0 | 0 | 0 | 0 | 0 | 0 | 0 | 0 | 0 | 0 | 0 | 0 | 0 | 0 | 0 | 0 | 0 | 0
SDGE | Talega | 230 | Solar |  |  | 0 | 0 | 0 | 0 | 0 | 0 | 0 | 0 | 0 | 0 | 0 | 0 | 0 | 0 | 0 | 0 | 0 | 0 | 0 | 0 | 0 | 0 | 0 | 0 | 0 | 0 | 0 | 0
PG&E GBA | Tassajara | 230 | Solar |  |  | 0 | 0 | 0 | 0 | 0 | 0 | 0 | 0 | 0 | 0 | 0 | 0 | 0 | 0 | 0 | 0 | 0 | 0 | 0 | 0 | 0 | 0 | 0 | 0 | 0 | 0 | 0 | 0
PG&E KERN | Tejon | 70 | Solar |  |  | 0 | 0 | 0 | 0 | 0 | 0 | 0 | 0 | 0 | 0 | 0 | 0 | 0 | 0 | 0 | 0 | 0 | 0 | 0 | 0 | 0 | 0 | 0 | 0 | 0 | 0 | 0 | 0
SDGE | Telegraph Canyon | 138 | Solar |  |  | 0 | 0 | 0 | 0 | 0 | 0 | 0 | 0 | 0 | 0 | 0 | 0 | 0 | 0 | 0 | 0 | 0 | 0 | 0 | 0 | 0 | 0 | 0 | 0 | 0 | 0 | 0 | 0
PG&E KERN | Temblor | 115 | Solar |  |  | 0 | 0 | 0 | 0 | 0 | 0 | 0 | 0 | 0 | 0 | 0 | 0 | 0 | 0 | 0 | 0 | 0 | 0 | 0 | 0 | 0 | 0 | 0 | 0 | 0 | 0 | 0 | 0
PG&E KERN | Templeton | 230 | Solar |  |  | 0 | 0 | 0 | 0 | 0 | 0 | 0 | 0 | 0 | 0 | 0 | 0 | 0 | 0 | 0 | 0 | 0 | 0 | 0 | 0 | 0 | 0 | 0 | 0 | 0 | 0 | 0 | 0
PG&E KERN | Templeton | 70 | Solar |  |  | 0 | 0 | 0 | 0 | 0 | 0 | 0 | 0 | 0 | 0 | 0 | 0 | 0 | 0 | 0 | 0 | 0 | 0 | 0 | 0 | 0 | 0 | 0 | 0 | 0 | 0 | 0 | 0
PG&E GBA | Tesla | 115 | Solar |  |  | 0 | 0 | 0 | 0 | 0 | 0 | 0 | 0 | 0 | 0 | 0 | 0 | 0 | 0 | 0 | 0 | 0 | 0 | 0 | 0 | 0 | 0 | 0 | 0 | 0 | 0 | 0 | 0
PG&E GBA | Tesla | 230 | Solar |  |  | 0 | 0 | 0 | 0 | 0 | 0 | 0 | 0 | 0 | 0 | 0 | 0 | 0 | 0 | 0 | 0 | 0 | 0 | 0 | 0 | 0 | 0 | 0 | 0 | 0 | 0 | 0 | 0
PG&E GBA | Tesla | 500 | Solar |  |  | 1 | 0 | 0 | 0 | 0 | 0 | 0 | 0 | 0 | 0 | 0 | 0 | 0 | 0 | 0 | 0 | 0 | 400 | 400 | 0 | 400 | 400 | 0 | 0 | 0 | 0 | 400 | 400
PG&E KERN | Tevis | 115 | Solar |  |  | 0 | 0 | 0 | 0 | 0 | 0 | 0 | 0 | 0 | 0 | 0 | 0 | 0 | 0 | 0 | 0 | 0 | 0 | 0 | 0 | 0 | 0 | 0 | 0 | 0 | 0 | 0 | 0
EOP | Thousandaire | 138 | Solar |  |  | 0 | 0 | 0 | 0 | 0 | 0 | 0 | 0 | 0 | 0 | 0 | 0 | 0 | 0 | 0 | 0 | 0 | 0 | 0 | 0 | 0 | 0 | 0 | 0 | 0 | 0 | 0 | 0
PG&E KERN | Topaz | 230 | Solar |  |  | 0 | 0 | 0 | 0 | 0 | 0 | 0 | 0 | 0 | 0 | 0 | 0 | 0 | 0 | 0 | 0 | 0 | 0 | 0 | 0 | 0 | 0 | 0 | 0 | 0 | 0 | 0 | 0
SCE NOL | Tortilla | 115 | Solar |  |  | 0 | 0 | 0 | 0 | 0 | 0 | 0 | 0 | 0 | 0 | 0 | 0 | 0 | 0 | 0 | 0 | 0 | 0 | 0 | 0 | 0 | 0 | 0 | 0 | 0 | 0 | 0 | 0
SDGE | Trabuco | 138 | Solar |  |  | 0 | 0 | 0 | 0 | 0 | 0 | 0 | 0 | 0 | 0 | 0 | 0 | 0 | 0 | 0 | 0 | 0 | 0 | 0 | 0 | 0 | 0 | 0 | 0 | 0 | 0 | 0 | 0
PG&E GBA | Tracy | 115 | Solar |  |  | 0 | 0 | 0 | 0 | 0 | 0 | 0 | 0 | 0 | 0 | 0 | 0 | 0 | 0 | 0 | 0 | 0 | 0 | 0 | 0 | 0 | 0 | 0 | 0 | 0 | 0 | 0 | 0
PG&E FRESNO | Tranquility | 230 | Solar |  |  | 1 | 200 | 0 | 200 | 0 | 600 | 600 | 0 | 0 | 0 | 0 | 600 | 600 | 100 | 0 | 100 | 200 | 400 | 600 | 300 | 400 | 700 | 300 | 600 | 900 | 500 | 1000 | 1500
PG&E GBA | Trimble | 115 | Solar |  |  | 0 | 0 | 0 | 0 | 0 | 0 | 0 | 0 | 0 | 0 | 0 | 0 | 0 | 0 | 0 | 0 | 0 | 0 | 0 | 0 | 0 | 0 | 0 | 0 | 0 | 0 | 0 | 0
EOP | Trout Canyon | 230 | Solar |  |  | 1 | 0 | 0 | 0 | 125 | 650 | 775 | 0 | 0 | 0 | 125 | 650 | 775 | 441 | 95 | 536 | 100 | 500 | 600 | 541 | 595 | 1136 | 566 | 745 | 1311 | 666 | 1245 | 1911
EOP | Trout Canyon | 500 | Solar |  |  | 0 | 0 | 0 | 0 | 0 | 0 | 0 | 0 | 0 | 0 | 0 | 0 | 0 | 0 | 0 | 0 | 0 | 0 | 0 | 0 | 0 | 0 | 0 | 0 | 0 | 0 | 0 | 0
PG&E NGBA | Tulucay | 230 | Solar |  |  | 0 | 0 | 0 | 0 | 0 | 0 | 0 | 0 | 0 | 0 | 0 | 0 | 0 | 0 | 0 | 0 | 0 | 0 | 0 | 0 | 0 | 0 | 0 | 0 | 0 | 0 | 0 | 0
PG&E NGBA | Tulucay | 60 | Solar |  |  | 1 | 0 | 0 | 0 | 0 | 0 | 0 | 0 | 0 | 0 | 0 | 0 | 0 | 24.5 | 0 | 24.5 | 0 | 0 | 0 | 24.5 | 0 | 24.5 | 24.5 | 0 | 24.5 | 24.5 | 0 | 24.5
PG&E KERN | Tupman | 115 | Solar |  |  | 0 | 0 | 0 | 0 | 0 | 0 | 0 | 0 | 0 | 0 | 0 | 0 | 0 | 0 | 0 | 0 | 0 | 0 | 0 | 0 | 0 | 0 | 0 | 0 | 0 | 0 | 0 | 0
PG&E NGBA | Ukiah | 115 | Solar |  |  | 0 | 0 | 0 | 0 | 0 | 0 | 0 | 0 | 0 | 0 | 0 | 0 | 0 | 0 | 0 | 0 | 0 | 0 | 0 | 0 | 0 | 0 | 0 | 0 | 0 | 0 | 0 | 0
PG&E KERN | Union (Estrella) | 70 | Solar |  |  | 0 | 0 | 0 | 0 | 0 | 0 | 0 | 0 | 0 | 0 | 0 | 0 | 0 | 0 | 0 | 0 | 0 | 0 | 0 | 0 | 0 | 0 | 0 | 0 | 0 | 0 | 0 | 0
PG&E NGBA | Vaca Dixon | 115 | Solar |  |  | 0 | 0 | 0 | 0 | 0 | 0 | 0 | 0 | 0 | 0 | 0 | 0 | 0 | 0 | 0 | 0 | 0 | 0 | 0 | 0 | 0 | 0 | 0 | 0 | 0 | 0 | 0 | 0
PG&E NGBA | Vaca Dixon | 230 | Solar |  |  | 0 | 0 | 0 | 0 | 0 | 0 | 0 | 0 | 0 | 0 | 0 | 0 | 0 | 0 | 0 | 0 | 0 | 0 | 0 | 0 | 0 | 0 | 0 | 0 | 0 | 0 | 0 | 0
PG&E NGBA | Vaca Dixon | 500 | Solar |  |  | 0 | 0 | 0 | 0 | 0 | 0 | 0 | 0 | 0 | 0 | 0 | 0 | 0 | 0 | 0 | 0 | 0 | 0 | 0 | 0 | 0 | 0 | 0 | 0 | 0 | 0 | 0 | 0
PG&E NGBA | Vaca Dixon | 60 | Solar |  |  | 0 | 0 | 0 | 0 | 0 | 0 | 0 | 0 | 0 | 0 | 0 | 0 | 0 | 0 | 0 | 0 | 0 | 0 | 0 | 0 | 0 | 0 | 0 | 0 | 0 | 0 | 0 | 0
SCE Eastern | Valley (SCE) | 500 | Solar |  |  | 0 | 0 | 0 | 0 | 0 | 0 | 0 | 0 | 0 | 0 | 0 | 0 | 0 | 0 | 0 | 0 | 0 | 0 | 0 | 0 | 0 | 0 | 0 | 0 | 0 | 0 | 0 | 0
EOP | Valley (VEA) | 138 | Solar |  |  | 0 | 0 | 0 | 0 | 0 | 0 | 0 | 0 | 0 | 0 | 0 | 0 | 0 | 0 | 0 | 0 | 0 | 0 | 0 | 0 | 0 | 0 | 0 | 0 | 0 | 0 | 0 | 0
SDGE | Valley Center | 69 | Solar |  |  | 0 | 0 | 0 | 0 | 0 | 0 | 0 | 0 | 0 | 0 | 0 | 0 | 0 | 0 | 0 | 0 | 0 | 0 | 0 | 0 | 0 | 0 | 0 | 0 | 0 | 0 | 0 | 0
PG&E GBA | Valley Home | 115 | Solar |  |  | 0 | 0 | 0 | 0 | 0 | 0 | 0 | 0 | 0 | 0 | 0 | 0 | 0 | 0 | 0 | 0 | 0 | 0 | 0 | 0 | 0 | 0 | 0 | 0 | 0 | 0 | 0 | 0
PG&E GBA | Valley Springs | 230 | Solar |  |  | 0 | 0 | 0 | 0 | 0 | 0 | 0 | 0 | 0 | 0 | 0 | 0 | 0 | 0 | 0 | 0 | 0 | 0 | 0 | 0 | 0 | 0 | 0 | 0 | 0 | 0 | 0 | 0
PG&E GBA | Valley Springs | 60 | Solar |  |  | 0 | 0 | 0 | 0 | 0 | 0 | 0 | 0 | 0 | 0 | 0 | 0 | 0 | 0 | 0 | 0 | 0 | 0 | 0 | 0 | 0 | 0 | 0 | 0 | 0 | 0 | 0 | 0
EOP | Valley Switch | 138 | Solar |  |  | 0 | 0 | 0 | 0 | 0 | 0 | 0 | 0 | 0 | 0 | 0 | 0 | 0 | 0 | 0 | 0 | 0 | 0 | 0 | 0 | 0 | 0 | 0 | 0 | 0 | 0 | 0 | 0
EOP | Valley Switch | 230 | Solar |  |  | 0 | 0 | 0 | 0 | 0 | 0 | 0 | 0 | 0 | 0 | 0 | 0 | 0 | 0 | 0 | 0 | 0 | 0 | 0 | 0 | 0 | 0 | 0 | 0 | 0 | 0 | 0 | 0
PG&E GBA | Vasco | 230 | Solar |  |  | 0 | 0 | 0 | 0 | 0 | 0 | 0 | 0 | 0 | 0 | 0 | 0 | 0 | 0 | 0 | 0 | 0 | 0 | 0 | 0 | 0 | 0 | 0 | 0 | 0 | 0 | 0 | 0
PG&E GBA | Vasona | 230 | Solar |  |  | 0 | 0 | 0 | 0 | 0 | 0 | 0 | 0 | 0 | 0 | 0 | 0 | 0 | 0 | 0 | 0 | 0 | 0 | 0 | 0 | 0 | 0 | 0 | 0 | 0 | 0 | 0 | 0
SCE Northern | Vestal | 230 | Solar |  |  | 1 | 300 | 0 | 300 | 0 | 50 | 50 | 0 | 0 | 0 | 0 | 50 | 50 | 125 | 225 | 350 | 0 | 0 | 0 | 125 | 225 | 350 | 425 | 275 | 700 | 425 | 275 | 700
SCE Northern | Vestal | 66 | Solar |  |  | 0 | 0 | 0 | 0 | 0 | 0 | 0 | 0 | 0 | 0 | 0 | 0 | 0 | 0 | 0 | 0 | 0 | 0 | 0 | 0 | 0 | 0 | 0 | 0 | 0 | 0 | 0 | 0
SCE NOL | Victor | 115 | Solar |  |  | 1 | 0 | 0 | 0 | 0 | 0 | 0 | 0 | 0 | 0 | 0 | 0 | 0 | 0 | 0 | 0 | 0 | 115 | 115 | 0 | 115 | 115 | 0 | 0 | 0 | 0 | 115 | 115
SCE NOL | Victor | 230 | Solar |  |  | 0 | 0 | 0 | 0 | 0 | 0 | 0 | 0 | 0 | 0 | 0 | 0 | 0 | 0 | 0 | 0 | 0 | 0 | 0 | 0 | 0 | 0 | 0 | 0 | 0 | 0 | 0 | 0
SCE Metro | Viejo | 230 | Solar |  |  | 0 | 0 | 0 | 0 | 0 | 0 | 0 | 0 | 0 | 0 | 0 | 0 | 0 | 0 | 0 | 0 | 0 | 0 | 0 | 0 | 0 | 0 | 0 | 0 | 0 | 0 | 0 | 0
PG&E GBA | Vierra | 115 | Solar |  |  | 0 | 0 | 0 | 0 | 0 | 0 | 0 | 0 | 0 | 0 | 0 | 0 | 0 | 0 | 0 | 0 | 0 | 0 | 0 | 0 | 0 | 0 | 0 | 0 | 0 | 0 | 0 | 0
SCE Metro | Villa Park | 230 | Solar |  |  | 0 | 0 | 0 | 0 | 0 | 0 | 0 | 0 | 0 | 0 | 0 | 0 | 0 | 0 | 0 | 0 | 0 | 0 | 0 | 0 | 0 | 0 | 0 | 0 | 0 | 0 | 0 | 0
SCE Northern | Vincent | 230 | Solar |  |  | 1 | 0 | 0 | 0 | 0 | 0 | 0 | 0 | 0 | 0 | 0 | 0 | 0 | 0 | 0 | 0 | 0 | 780 | 780 | 0 | 780 | 780 | 0 | 0 | 0 | 0 | 780 | 780
SCE Northern | Vincent | 500 | Solar |  |  | 0 | 0 | 0 | 0 | 0 | 0 | 0 | 0 | 0 | 0 | 0 | 0 | 0 | 0 | 0 | 0 | 0 | 0 | 0 | 0 | 0 | 0 | 0 | 0 | 0 | 0 | 0 | 0
PG&E GBA | Vineyard | 230 | Solar |  |  | 0 | 0 | 0 | 0 | 0 | 0 | 0 | 0 | 0 | 0 | 0 | 0 | 0 | 0 | 0 | 0 | 0 | 0 | 0 | 0 | 0 | 0 | 0 | 0 | 0 | 0 | 0 | 0
SDGE | Vineyard | 69 | Solar |  |  | 0 | 0 | 0 | 0 | 0 | 0 | 0 | 0 | 0 | 0 | 0 | 0 | 0 | 0 | 0 | 0 | 0 | 0 | 0 | 0 | 0 | 0 | 0 | 0 | 0 | 0 | 0 | 0
SCE Eastern | Vista (SCE) | 230 | Solar |  |  | 0 | 0 | 0 | 0 | 0 | 0 | 0 | 0 | 0 | 0 | 0 | 0 | 0 | 0 | 0 | 0 | 0 | 0 | 0 | 0 | 0 | 0 | 0 | 0 | 0 | 0 | 0 | 0
EOP | Vista (VEA) | 138 | Solar |  |  | 0 | 0 | 0 | 0 | 0 | 0 | 0 | 0 | 0 | 0 | 0 | 0 | 0 | 0 | 0 | 0 | 0 | 0 | 0 | 0 | 0 | 0 | 0 | 0 | 0 | 0 | 0 | 0
EOP | Vista (VEA) | 230 | Solar |  |  | 1 | 0 | 0 | 0 | 0 | 0 | 0 | 0 | 0 | 0 | 0 | 0 | 0 | 0 | 0 | 0 | 50 | 150 | 200 | 50 | 150 | 200 | 0 | 0 | 0 | 50 | 150 | 200
PG&E FRESNO | Wahtoke | 115 | Solar |  |  | 0 | 0 | 0 | 0 | 0 | 0 | 0 | 0 | 0 | 0 | 0 | 0 | 0 | 0 | 0 | 0 | 0 | 0 | 0 | 0 | 0 | 0 | 0 | 0 | 0 | 0 | 0 | 0
SCE Northern | Wakefield | 66 | Solar |  |  | 0 | 0 | 0 | 0 | 0 | 0 | 0 | 0 | 0 | 0 | 0 | 0 | 0 | 0 | 0 | 0 | 0 | 0 | 0 | 0 | 0 | 0 | 0 | 0 | 0 | 0 | 0 | 0
SCE Metro | Walnut | 230 | Solar |  |  | 0 | 0 | 0 | 0 | 0 | 0 | 0 | 0 | 0 | 0 | 0 | 0 | 0 | 0 | 0 | 0 | 0 | 0 | 0 | 0 | 0 | 0 | 0 | 0 | 0 | 0 | 0 | 0
SCE Northern | Warne | 230 | Solar |  |  | 0 | 0 | 0 | 0 | 0 | 0 | 0 | 0 | 0 | 0 | 0 | 0 | 0 | 0 | 0 | 0 | 0 | 0 | 0 | 0 | 0 | 0 | 0 | 0 | 0 | 0 | 0 | 0
PG&E GBA | Warnerville | 230 | Solar |  |  | 0 | 0 | 0 | 0 | 0 | 0 | 0 | 0 | 0 | 0 | 0 | 0 | 0 | 0 | 0 | 0 | 0 | 0 | 0 | 0 | 0 | 0 | 0 | 0 | 0 | 0 | 0 | 0
PG&E FRESNO | Waukena | 115 | Solar |  |  | 0 | 0 | 0 | 0 | 0 | 0 | 0 | 0 | 0 | 0 | 0 | 0 | 0 | 0 | 0 | 0 | 0 | 0 | 0 | 0 | 0 | 0 | 0 | 0 | 0 | 0 | 0 | 0
PG&E GBA | Weber | 230 | Solar |  |  | 0 | 0 | 0 | 0 | 0 | 0 | 0 | 0 | 0 | 0 | 0 | 0 | 0 | 0 | 0 | 0 | 0 | 0 | 0 | 0 | 0 | 0 | 0 | 0 | 0 | 0 | 0 | 0
PG&E GBA | Weber | 60 | Solar |  |  | 0 | 0 | 0 | 0 | 0 | 0 | 0 | 0 | 0 | 0 | 0 | 0 | 0 | 0 | 0 | 0 | 0 | 0 | 0 | 0 | 0 | 0 | 0 | 0 | 0 | 0 | 0 | 0
PG&E FRESNO | West Fresno | 115 | Solar |  |  | 0 | 0 | 0 | 0 | 0 | 0 | 0 | 0 | 0 | 0 | 0 | 0 | 0 | 0 | 0 | 0 | 0 | 0 | 0 | 0 | 0 | 0 | 0 | 0 | 0 | 0 | 0 | 0
PG&E FRESNO | Westley | 230 | Solar |  |  | 0 | 0 | 0 | 0 | 0 | 0 | 0 | 0 | 0 | 0 | 0 | 0 | 0 | 0 | 0 | 0 | 0 | 0 | 0 | 0 | 0 | 0 | 0 | 0 | 0 | 0 | 0 | 0
PG&E KERN | Westpark | 115 | Solar |  |  | 0 | 0 | 0 | 0 | 0 | 0 | 0 | 0 | 0 | 0 | 0 | 0 | 0 | 0 | 0 | 0 | 0 | 0 | 0 | 0 | 0 | 0 | 0 | 0 | 0 | 0 | 0 | 0
PG&E KERN | Wheeler Ridge | 230 | Solar |  |  | 1 | 0 | 0 | 0 | 200 | 0 | 200 | 0 | 0 | 0 | 200 | 0 | 200 | 100 | 200 | 300 | -50 | 150 | 100 | 50 | 350 | 400 | 300 | 200 | 500 | 250 | 350 | 600
PG&E KERN | Wheeler Ridge | 115 | Solar |  |  | 0 | 0 | 0 | 0 | 0 | 0 | 0 | 0 | 0 | 0 | 0 | 0 | 0 | 0 | 0 | 0 | 0 | 0 | 0 | 0 | 0 | 0 | 0 | 0 | 0 | 0 | 0 | 0
PG&E KERN | Wheeler Ridge | 70 | Solar |  |  | 1 | 100 | 0 | 100 | 0 | 0 | 0 | 0 | 0 | 0 | 0 | 0 | 0 | 0 | 0 | 0 | 0 | 0 | 0 | 0 | 0 | 0 | 100 | 0 | 100 | 100 | 0 | 100
SCE Northern | Whirlwind | 230 | Solar |  |  | 1 | 0 | 0 | 0 | 218 | 188 | 406 | 174 | 0 | 174 | 44 | 188 | 232 | 0 | 0 | 0 | 100 | 400 | 500 | 100 | 400 | 500 | 44 | 188 | 232 | 144 | 588 | 732
SCE Northern | Whirlwind | 500 | Solar |  |  | 0 | 0 | 0 | 0 | 0 | 0 | 0 | 0 | 0 | 0 | 0 | 0 | 0 | 0 | 0 | 0 | 0 | 0 | 0 | 0 | 0 | 0 | 0 | 0 | 0 | 0 | 0 | 0
PG&E GBA | Whisman | 115 | Solar |  |  | 0 | 0 | 0 | 0 | 0 | 0 | 0 | 0 | 0 | 0 | 0 | 0 | 0 | 0 | 0 | 0 | 0 | 0 | 0 | 0 | 0 | 0 | 0 | 0 | 0 | 0 | 0 | 0
SCE Eastern | Wildlife | 230 | Solar |  |  | 0 | 0 | 0 | 0 | 0 | 0 | 0 | 0 | 0 | 0 | 0 | 0 | 0 | 0 | 0 | 0 | 0 | 0 | 0 | 0 | 0 | 0 | 0 | 0 | 0 | 0 | 0 | 0
PG&E FRESNO | Wilson | 115 | Solar |  |  | 0 | 0 | 0 | 0 | 0 | 0 | 0 | 0 | 0 | 0 | 0 | 0 | 0 | 0 | 0 | 0 | 0 | 0 | 0 | 0 | 0 | 0 | 0 | 0 | 0 | 0 | 0 | 0
PG&E FRESNO | Wilson | 230 | Solar |  |  | 0 | 0 | 0 | 0 | 0 | 0 | 0 | 0 | 0 | 0 | 0 | 0 | 0 | 0 | 0 | 0 | 0 | 0 | 0 | 0 | 0 | 0 | 0 | 0 | 0 | 0 | 0 | 0
SCE Northern | Windhub | 230 | Solar |  |  | 1 | 0 | 0 | 0 | 0 | 1020 | 1020 | 0 | 0 | 0 | 0 | 1020 | 1020 | 0 | 0 | 0 | 130 | 200 | 330 | 130 | 200 | 330 | 0 | 1020 | 1020 | 130 | 1220 | 1350
SCE Northern | Windhub | 500 | Solar |  |  | 1 | 0 | 0 | 0 | 153 | 0 | 153 | 0 | 0 | 0 | 153 | 0 | 153 | 625.5 | 0 | 625.5 | 100 | 200 | 300 | 725.5 | 200 | 925.5 | 778.5 | 0 | 778.5 | 878.5 | 200 | 1078.5
PG&E GBA | Windmaster | 230 | Solar |  |  | 0 | 0 | 0 | 0 | 0 | 0 | 0 | 0 | 0 | 0 | 0 | 0 | 0 | 0 | 0 | 0 | 0 | 0 | 0 | 0 | 0 | 0 | 0 | 0 | 0 | 0 | 0 | 0
PG&E NGBA | Windsor | 60 | Solar |  |  | 0 | 0 | 0 | 0 | 0 | 0 | 0 | 0 | 0 | 0 | 0 | 0 | 0 | 0 | 0 | 0 | 0 | 0 | 0 | 0 | 0 | 0 | 0 | 0 | 0 | 0 | 0 | 0
PG&E NGBA | Woodland | 115 | Solar |  |  | 1 | 0 | 0 | 0 | 0 | 12 | 12 | 0 | 0 | 0 | 0 | 12 | 12 | 0 | 0 | 0 | 0 | 0 | 0 | 0 | 0 | 0 | 0 | 12 | 12 | 0 | 12 | 12
PG&E FRESNO | Woodward | 115 | Solar |  |  | 0 | 0 | 0 | 0 | 0 | 0 | 0 | 0 | 0 | 0 | 0 | 0 | 0 | 0 | 0 | 0 | 0 | 0 | 0 | 0 | 0 | 0 | 0 | 0 | 0 | 0 | 0 | 0
PG&E NGBA | Wyandotte | 115 | Solar |  |  | 0 | 0 | 0 | 0 | 0 | 0 | 0 | 0 | 0 | 0 | 0 | 0 | 0 | 0 | 0 | 0 | 0 | 0 | 0 | 0 | 0 | 0 | 0 | 0 | 0 | 0 | 0 | 0
PG&E KERN | 7th Standard | 115 | Battery |  |  | 0 | 0 | 0 | 0 | 0 | 0 | 0 | 0 | 0 | 0 | 0 | 0 | 0 | 0 | 0 | 0 | 0 | 0 | 0 | 0 | 0 | 0 | 0 | 0 | 0 | 0 | 0 | 0
SCE Metro | Alamitos | 230 | Battery |  |  | 1 | 0 | 0 | 0 | 82 | 0 | 82 | 82 | 0 | 82 | 0 | 0 | 0 | 0 | 0 | 0 | 0 | 0 | 0 | 0 | 0 | 0 | 0 | 0 | 0 | 0 | 0 | 0
SCE Eastern | Alberhill | 115 | Battery |  |  | 0 | 0 | 0 | 0 | 0 | 0 | 0 | 0 | 0 | 0 | 0 | 0 | 0 | 0 | 0 | 0 | 0 | 0 | 0 | 0 | 0 | 0 | 0 | 0 | 0 | 0 | 0 | 0
SCE Eastern | Alberhill | 500 | Battery |  |  | 0 | 0 | 0 | 0 | 0 | 0 | 0 | 0 | 0 | 0 | 0 | 0 | 0 | 0 | 0 | 0 | 0 | 0 | 0 | 0 | 0 | 0 | 0 | 0 | 0 | 0 | 0 | 0
PG&E GBA | Alhambra | 115 | Battery |  |  | 0 | 0 | 0 | 0 | 0 | 0 | 0 | 0 | 0 | 0 | 0 | 0 | 0 | 0 | 0 | 0 | 0 | 0 | 0 | 0 | 0 | 0 | 0 | 0 | 0 | 0 | 0 | 0
PG&E FRESNO | Alpaugh | 115 | Battery |  |  | 1 | 0 | 0 | 0 | 10 | 0 | 10 | 0 | 0 | 0 | 10 | 0 | 10 | 0 | 0 | 0 | 0 | 0 | 0 | 0 | 0 | 0 | 10 | 0 | 10 | 10 | 0 | 10
SDGE | Alpine | 69 | Battery |  |  | 1 | 0 | 0 | 0 | 6 | 0 | 6 | 0 | 0 | 0 | 6 | 0 | 6 | 0 | 0 | 0 | 0 | 0 | 0 | 0 | 0 | 0 | 6 | 0 | 6 | 6 | 0 | 6
PG&E GBA | Altamont Midway (Sandhill) | 230 | Battery |  |  | 0 | 0 | 0 | 0 | 0 | 0 | 0 | 0 | 0 | 0 | 0 | 0 | 0 | 0 | 0 | 0 | 0 | 0 | 0 | 0 | 0 | 0 | 0 | 0 | 0 | 0 | 0 | 0
SCE Northern | Antelope | 66 | Battery |  |  | 0 | 0 | 0 | 0 | 0 | 0 | 0 | 0 | 0 | 0 | 0 | 0 | 0 | 0 | 0 | 0 | 0 | 0 | 0 | 0 | 0 | 0 | 0 | 0 | 0 | 0 | 0 | 0
SCE Northern | Antelope | 230 | Battery |  |  | 1 | 80 | 0 | 80 | 28 | 0 | 28 | 28 | 0 | 28 | 0 | 0 | 0 | 0 | 0 | 0 | 0 | 100 | 100 | 0 | 100 | 100 | 80 | 0 | 80 | 80 | 100 | 180
SCE Northern | Antelope | 500 | Battery |  |  | 0 | 0 | 0 | 0 | 0 | 0 | 0 | 0 | 0 | 0 | 0 | 0 | 0 | 0 | 0 | 0 | 0 | 0 | 0 | 0 | 0 | 0 | 0 | 0 | 0 | 0 | 0 | 0
PG&E NGBA | Arcata | 60 | Battery |  |  | 1 | 0 | 0 | 0 | 2.5 | 0 | 2.5 | 0 | 0 | 0 | 2.5 | 0 | 2.5 | 0 | 0 | 0 | 0 | 0 | 0 | 0 | 0 | 0 | 2.5 | 0 | 2.5 | 2.5 | 0 | 2.5
PG&E KERN | Arco | 230 | Battery |  |  | 1 | 25 | 0 | 25 | 0 | 0 | 0 | 0 | 0 | 0 | 0 | 0 | 0 | 0 | 125 | 125 | 0 | 140 | 140 | 0 | 265 | 265 | 25 | 125 | 150 | 25 | 265 | 290
PG&E KERN | Arco | 70 | Battery |  |  | 1 | 38 | 0 | 38 | 2 | 0 | 2 | 0 | 0 | 0 | 2 | 0 | 2 | 0 | 0 | 0 | 0 | 0 | 0 | 0 | 0 | 0 | 40 | 0 | 40 | 40 | 0 | 40
SCE Metro | ArcoGen | 230 | Battery |  |  | 0 | 0 | 0 | 0 | 0 | 0 | 0 | 0 | 0 | 0 | 0 | 0 | 0 | 0 | 0 | 0 | 0 | 0 | 0 | 0 | 0 | 0 | 0 | 0 | 0 | 0 | 0 | 0
SDGE | Artesian | 230 | Battery |  |  | 0 | 0 | 0 | 0 | 0 | 0 | 0 | 0 | 0 | 0 | 0 | 0 | 0 | 0 | 0 | 0 | 0 | 0 | 0 | 0 | 0 | 0 | 0 | 0 | 0 | 0 | 0 | 0
SDGE | Artesian | 69 | Battery |  |  | 0 | 0 | 0 | 0 | 0 | 0 | 0 | 0 | 0 | 0 | 0 | 0 | 0 | 0 | 0 | 0 | 0 | 0 | 0 | 0 | 0 | 0 | 0 | 0 | 0 | 0 | 0 | 0
PG&E FRESNO | Ashlan | 230 | Battery |  |  | 0 | 0 | 0 | 0 | 0 | 0 | 0 | 0 | 0 | 0 | 0 | 0 | 0 | 0 | 0 | 0 | 0 | 0 | 0 | 0 | 0 | 0 | 0 | 0 | 0 | 0 | 0 | 0
PG&E NGBA | Atlantic | 115 | Battery |  |  | 0 | 0 | 0 | 0 | 0 | 0 | 0 | 0 | 0 | 0 | 0 | 0 | 0 | 0 | 0 | 0 | 0 | 0 | 0 | 0 | 0 | 0 | 0 | 0 | 0 | 0 | 0 | 0
PG&E NGBA | Atlantic | 230 | Battery |  |  | 0 | 0 | 0 | 0 | 0 | 0 | 0 | 0 | 0 | 0 | 0 | 0 | 0 | 0 | 0 | 0 | 0 | 0 | 0 | 0 | 0 | 0 | 0 | 0 | 0 | 0 | 0 | 0
PG&E NGBA | Atlantic | 60 | Battery |  |  | 0 | 0 | 0 | 0 | 0 | 0 | 0 | 0 | 0 | 0 | 0 | 0 | 0 | 0 | 0 | 0 | 0 | 0 | 0 | 0 | 0 | 0 | 0 | 0 | 0 | 0 | 0 | 0
PG&E FRESNO | Atwater | 115 | Battery |  |  | 0 | 0 | 0 | 0 | 0 | 0 | 0 | 0 | 0 | 0 | 0 | 0 | 0 | 0 | 0 | 0 | 0 | 0 | 0 | 0 | 0 | 0 | 0 | 0 | 0 | 0 | 0 | 0
PG&E GBA | Avena | 115 | Battery |  |  | 0 | 0 | 0 | 0 | 0 | 0 | 0 | 0 | 0 | 0 | 0 | 0 | 0 | 0 | 0 | 0 | 0 | 0 | 0 | 0 | 0 | 0 | 0 | 0 | 0 | 0 | 0 | 0
SDGE | Avocado | 69 | Battery |  |  | 1 | 0 | 0 | 0 | 29.6 | 0 | 29.6 | 0 | 0 | 0 | 29.6 | 0 | 29.6 | 0 | 0 | 0 | 0 | 0 | 0 | 0 | 0 | 0 | 29.6 | 0 | 29.6 | 29.6 | 0 | 29.6
PG&E NGBA | Bahia | 230 | Battery |  |  | 0 | 0 | 0 | 0 | 0 | 0 | 0 | 0 | 0 | 0 | 0 | 0 | 0 | 0 | 0 | 0 | 0 | 0 | 0 | 0 | 0 | 0 | 0 | 0 | 0 | 0 | 0 | 0
SCE Northern | Bailey | 230 | Battery |  |  | 0 | 0 | 0 | 0 | 0 | 0 | 0 | 0 | 0 | 0 | 0 | 0 | 0 | 0 | 0 | 0 | 0 | 0 | 0 | 0 | 0 | 0 | 0 | 0 | 0 | 0 | 0 | 0
SCE NOL | Baker | 115 | Battery |  |  | 0 | 0 | 0 | 0 | 0 | 0 | 0 | 0 | 0 | 0 | 0 | 0 | 0 | 0 | 0 | 0 | 0 | 0 | 0 | 0 | 0 | 0 | 0 | 0 | 0 | 0 | 0 | 0
PG&E KERN | Bakersfield | 230 | Battery |  |  | 0 | 0 | 0 | 0 | 0 | 0 | 0 | 0 | 0 | 0 | 0 | 0 | 0 | 0 | 0 | 0 | 0 | 0 | 0 | 0 | 0 | 0 | 0 | 0 | 0 | 0 | 0 | 0
PG&E FRESNO | Balch | 230 | Battery |  |  | 0 | 0 | 0 | 0 | 0 | 0 | 0 | 0 | 0 | 0 | 0 | 0 | 0 | 0 | 0 | 0 | 0 | 0 | 0 | 0 | 0 | 0 | 0 | 0 | 0 | 0 | 0 | 0
SCE Eastern | Bannister | 230 | Battery |  |  | 0 | 0 | 0 | 0 | 0 | 0 | 0 | 0 | 0 | 0 | 0 | 0 | 0 | 0 | 0 | 0 | 0 | 0 | 0 | 0 | 0 | 0 | 0 | 0 | 0 | 0 | 0 | 0
SCE Metro | Barre | 230 | Battery |  |  | 1 | 0 | 0 | 0 | 10 | 0 | 10 | 0 | 0 | 0 | 10 | 0 | 10 | 0 | 0 | 0 | 0 | 0 | 0 | 0 | 0 | 0 | 10 | 0 | 10 | 10 | 0 | 10
SDGE | Bay Boulevard | 69 | Battery |  |  | 0 | 0 | 0 | 0 | 0 | 0 | 0 | 0 | 0 | 0 | 0 | 0 | 0 | 0 | 0 | 0 | 0 | 0 | 0 | 0 | 0 | 0 | 0 | 0 | 0 | 0 | 0 | 0
SDGE | Bay Boulevard | 230 | Battery |  |  | 0 | 0 | 0 | 0 | 0 | 0 | 0 | 0 | 0 | 0 | 0 | 0 | 0 | 0 | 0 | 0 | 0 | 0 | 0 | 0 | 0 | 0 | 0 | 0 | 0 | 0 | 0 | 0
EOP | Beatty | 138 | Battery |  |  | 0 | 0 | 0 | 0 | 0 | 0 | 0 | 0 | 0 | 0 | 0 | 0 | 0 | 0 | 0 | 0 | 0 | 0 | 0 | 0 | 0 | 0 | 0 | 0 | 0 | 0 | 0 | 0
EOP | Beatty | 230 | Battery |  |  | 1 | 0 | 0 | 0 | 0 | 0 | 0 | 0 | 0 | 0 | 0 | 0 | 0 | 0 | 0 | 0 | 0 | 170 | 170 | 0 | 170 | 170 | 0 | 0 | 0 | 0 | 170 | 170
PG&E NGBA | Belden | 230 | Battery |  |  | 0 | 0 | 0 | 0 | 0 | 0 | 0 | 0 | 0 | 0 | 0 | 0 | 0 | 0 | 0 | 0 | 0 | 0 | 0 | 0 | 0 | 0 | 0 | 0 | 0 | 0 | 0 | 0
PG&E NGBA | Bell | 115 | Battery |  |  | 0 | 0 | 0 | 0 | 0 | 0 | 0 | 0 | 0 | 0 | 0 | 0 | 0 | 0 | 0 | 0 | 0 | 0 | 0 | 0 | 0 | 0 | 0 | 0 | 0 | 0 | 0 | 0
PG&E NGBA | Bellevue | 115 | Battery |  |  | 0 | 0 | 0 | 0 | 0 | 0 | 0 | 0 | 0 | 0 | 0 | 0 | 0 | 0 | 0 | 0 | 0 | 0 | 0 | 0 | 0 | 0 | 0 | 0 | 0 | 0 | 0 | 0
PG&E GBA | Bellota | 115 | Battery |  |  | 0 | 0 | 0 | 0 | 0 | 0 | 0 | 0 | 0 | 0 | 0 | 0 | 0 | 0 | 0 | 0 | 0 | 0 | 0 | 0 | 0 | 0 | 0 | 0 | 0 | 0 | 0 | 0
PG&E GBA | Bellota | 230 | Battery |  |  | 0 | 0 | 0 | 0 | 0 | 0 | 0 | 0 | 0 | 0 | 0 | 0 | 0 | 0 | 0 | 0 | 0 | 0 | 0 | 0 | 0 | 0 | 0 | 0 | 0 | 0 | 0 | 0
SCE Northern | Big Creek | 230 | Battery |  |  | 0 | 0 | 0 | 0 | 0 | 0 | 0 | 0 | 0 | 0 | 0 | 0 | 0 | 0 | 0 | 0 | 0 | 0 | 0 | 0 | 0 | 0 | 0 | 0 | 0 | 0 | 0 | 0
PG&E FRESNO | Biola | 70 | Battery |  |  | 0 | 0 | 0 | 0 | 0 | 0 | 0 | 0 | 0 | 0 | 0 | 0 | 0 | 0 | 0 | 0 | 0 | 0 | 0 | 0 | 0 | 0 | 0 | 0 | 0 | 0 | 0 | 0
PG&E GBA | Birds Landing | 230 | Battery |  |  | 1 | 0 | 0 | 0 | 0 | 0 | 0 | 0 | 0 | 0 | 0 | 0 | 0 | 0 | 25 | 25 | 0 | 40 | 40 | 0 | 65 | 65 | 0 | 25 | 25 | 0 | 65 | 65
SCE Northern | Bliss | 66 | Battery |  |  | 0 | 0 | 0 | 0 | 0 | 0 | 0 | 0 | 0 | 0 | 0 | 0 | 0 | 0 | 0 | 0 | 0 | 0 | 0 | 0 | 0 | 0 | 0 | 0 | 0 | 0 | 0 | 0
SCE Eastern | Blythe | 161 | Battery |  |  | 1 | 0 | 0 | 0 | 160 | 0 | 160 | 0 | 0 | 0 | 160 | 0 | 160 | 0 | 0 | 0 | 0 | 0 | 0 | 0 | 0 | 0 | 160 | 0 | 160 | 160 | 0 | 160
PG&E NGBA | Bogue | 115 | Battery |  |  | 0 | 0 | 0 | 0 | 0 | 0 | 0 | 0 | 0 | 0 | 0 | 0 | 0 | 0 | 0 | 0 | 0 | 0 | 0 | 0 | 0 | 0 | 0 | 0 | 0 | 0 | 0 | 0
PG&E FRESNO | Borden | 230 | Battery |  |  | 1 | 0 | 0 | 0 | 0 | 0 | 0 | 0 | 0 | 0 | 0 | 0 | 0 | 0 | 20 | 20 | 0 | 135 | 135 | 0 | 155 | 155 | 0 | 20 | 20 | 0 | 155 | 155
PG&E FRESNO | Borden | 70 | Battery |  |  | 0 | 0 | 0 | 0 | 0 | 0 | 0 | 0 | 0 | 0 | 0 | 0 | 0 | 0 | 0 | 0 | 0 | 0 | 0 | 0 | 0 | 0 | 0 | 0 | 0 | 0 | 0 | 0
SDGE | Boulevard East | 138 | Battery |  |  | 0 | 0 | 0 | 0 | 0 | 0 | 0 | 0 | 0 | 0 | 0 | 0 | 0 | 0 | 0 | 0 | 0 | 0 | 0 | 0 | 0 | 0 | 0 | 0 | 0 | 0 | 0 | 0
SDGE | Boulevard East | 69 | Battery |  |  | 1 | 0 | 0 | 0 | 27.15 | 0 | 27.15 | 0 | 0 | 0 | 27.15 | 0 | 27.15 | 0 | 0 | 0 | 0 | 0 | 0 | 0 | 0 | 0 | 27.15 | 0 | 27.15 | 27.15 | 0 | 27.15
PG&E GBA | Brentwood | 230 | Battery |  |  | 1 | 0 | 0 | 0 | 0.8 | 0 | 0.8 | 0 | 0 | 0 | 0.8 | 0 | 0.8 | 0 | 0 | 0 | 0 | 0 | 0 | 0 | 0 | 0 | 0.8 | 0 | 0.8 | 0.8 | 0 | 0.8
PG&E NGBA | Bridgeville | 115 | Battery |  |  | 0 | 0 | 0 | 0 | 0 | 0 | 0 | 0 | 0 | 0 | 0 | 0 | 0 | 0 | 0 | 0 | 0 | 0 | 0 | 0 | 0 | 0 | 0 | 0 | 0 | 0 | 0 | 0
PG&E NGBA | Brighton | 115 | Battery |  |  | 0 | 0 | 0 | 0 | 0 | 0 | 0 | 0 | 0 | 0 | 0 | 0 | 0 | 0 | 0 | 0 | 0 | 0 | 0 | 0 | 0 | 0 | 0 | 0 | 0 | 0 | 0 | 0
PG&E NGBA | Brighton | 230 | Battery |  |  | 0 | 0 | 0 | 0 | 0 | 0 | 0 | 0 | 0 | 0 | 0 | 0 | 0 | 0 | 0 | 0 | 0 | 0 | 0 | 0 | 0 | 0 | 0 | 0 | 0 | 0 | 0 | 0
PG&E NGBA | Brunswick | 115 | Battery |  |  | 0 | 0 | 0 | 0 | 0 | 0 | 0 | 0 | 0 | 0 | 0 | 0 | 0 | 0 | 0 | 0 | 0 | 0 | 0 | 0 | 0 | 0 | 0 | 0 | 0 | 0 | 0 | 0
PG&E NGBA | Bucks Creek | 230 | Battery |  |  | 0 | 0 | 0 | 0 | 0 | 0 | 0 | 0 | 0 | 0 | 0 | 0 | 0 | 0 | 0 | 0 | 0 | 0 | 0 | 0 | 0 | 0 | 0 | 0 | 0 | 0 | 0 | 0
PG&E KERN | Buena Vista | 230 | Battery |  |  | 0 | 0 | 0 | 0 | 0 | 0 | 0 | 0 | 0 | 0 | 0 | 0 | 0 | 0 | 0 | 0 | 0 | 0 | 0 | 0 | 0 | 0 | 0 | 0 | 0 | 0 | 0 | 0
PG&E FRESNO | Bullard | 115 | Battery |  |  | 0 | 0 | 0 | 0 | 0 | 0 | 0 | 0 | 0 | 0 | 0 | 0 | 0 | 0 | 0 | 0 | 0 | 0 | 0 | 0 | 0 | 0 | 0 | 0 | 0 | 0 | 0 | 0
PG&E GBA | Burlingame | 115 | Battery |  |  | 0 | 0 | 0 | 0 | 0 | 0 | 0 | 0 | 0 | 0 | 0 | 0 | 0 | 0 | 0 | 0 | 0 | 0 | 0 | 0 | 0 | 0 | 0 | 0 | 0 | 0 | 0 | 0
PG&E NGBA | Burney Forest | 230 | Battery |  |  | 0 | 0 | 0 | 0 | 0 | 0 | 0 | 0 | 0 | 0 | 0 | 0 | 0 | 0 | 0 | 0 | 0 | 0 | 0 | 0 | 0 | 0 | 0 | 0 | 0 | 0 | 0 | 0
PG&E NGBA | Butte | 115 | Battery |  |  | 0 | 0 | 0 | 0 | 0 | 0 | 0 | 0 | 0 | 0 | 0 | 0 | 0 | 0 | 0 | 0 | 0 | 0 | 0 | 0 | 0 | 0 | 0 | 0 | 0 | 0 | 0 | 0
PG&E KERN | Cabrillo | 115 | Battery |  |  | 0 | 0 | 0 | 0 | 0 | 0 | 0 | 0 | 0 | 0 | 0 | 0 | 0 | 0 | 0 | 0 | 0 | 0 | 0 | 0 | 0 | 0 | 0 | 0 | 0 | 0 | 0 | 0
PG&E FRESNO | Cal Flats | 230 | Battery |  |  | 0 | 0 | 0 | 0 | 0 | 0 | 0 | 0 | 0 | 0 | 0 | 0 | 0 | 0 | 0 | 0 | 0 | 0 | 0 | 0 | 0 | 0 | 0 | 0 | 0 | 0 | 0 | 0
SCE NOL | Calcite | 230 | Battery |  |  | 1 | 0 | 0 | 0 | 0 | 0 | 0 | 0 | 0 | 0 | 0 | 0 | 0 | 0 | 92 | 92 | 0 | 125 | 125 | 0 | 217 | 217 | 0 | 92 | 92 | 0 | 217 | 217
PG&E KERN | Caliente | 230 | Battery |  |  | 0 | 0 | 0 | 0 | 0 | 0 | 0 | 0 | 0 | 0 | 0 | 0 | 0 | 0 | 0 | 0 | 0 | 0 | 0 | 0 | 0 | 0 | 0 | 0 | 0 | 0 | 0 | 0
PG&E FRESNO | California Ave | 115 | Battery |  |  | 0 | 0 | 0 | 0 | 0 | 0 | 0 | 0 | 0 | 0 | 0 | 0 | 0 | 0 | 0 | 0 | 0 | 0 | 0 | 0 | 0 | 0 | 0 | 0 | 0 | 0 | 0 | 0
PG&E KERN | Callender | 115 | Battery |  |  | 0 | 0 | 0 | 0 | 0 | 0 | 0 | 0 | 0 | 0 | 0 | 0 | 0 | 0 | 0 | 0 | 0 | 0 | 0 | 0 | 0 | 0 | 0 | 0 | 0 | 0 | 0 | 0
PG&E NGBA | Calpella | 115 | Battery |  |  | 1 | 0 | 0 | 0 | 4 | 0 | 4 | 0 | 0 | 0 | 4 | 0 | 4 | 0 | 0 | 0 | 0 | 0 | 0 | 0 | 0 | 0 | 4 | 0 | 4 | 4 | 0 | 4
PG&E GBA | Camanche | 230 | Battery |  |  | 0 | 0 | 0 | 0 | 0 | 0 | 0 | 0 | 0 | 0 | 0 | 0 | 0 | 0 | 0 | 0 | 0 | 0 | 0 | 0 | 0 | 0 | 0 | 0 | 0 | 0 | 0 | 0
SDGE | Cameron | 69 | Battery |  |  | 1 | 0 | 0 | 0 | 0.46 | 0 | 0.46 | 0 | 0 | 0 | 0.46 | 0 | 0.46 | 0 | 0 | 0 | 0 | 0 | 0 | 0 | 0 | 0 | 0.46 | 0 | 0.46 | 0.46 | 0 | 0.46
SDGE | Cannon | 69 | Battery |  |  | 0 | 0 | 0 | 0 | 0 | 0 | 0 | 0 | 0 | 0 | 0 | 0 | 0 | 0 | 0 | 0 | 0 | 0 | 0 | 0 | 0 | 0 | 0 | 0 | 0 | 0 | 0 | 0
PG&E FRESNO | Cantua | 115 | Battery |  |  | 0 | 0 | 0 | 0 | 0 | 0 | 0 | 0 | 0 | 0 | 0 | 0 | 0 | 0 | 0 | 0 | 0 | 0 | 0 | 0 | 0 | 0 | 0 | 0 | 0 | 0 | 0 | 0
SDGE | Capistrano | 138 | Battery |  |  | 1 | 0 | 0 | 0 | 0 | 0 | 0 | 0 | 0 | 0 | 0 | 0 | 0 | 0 | 50 | 50 | 0 | 75 | 75 | 0 | 125 | 125 | 0 | 50 | 50 | 0 | 125 | 125
SDGE | Capistrano | 230 | Battery |  |  | 0 | 0 | 0 | 0 | 0 | 0 | 0 | 0 | 0 | 0 | 0 | 0 | 0 | 0 | 0 | 0 | 0 | 0 | 0 | 0 | 0 | 0 | 0 | 0 | 0 | 0 | 0 | 0
PG&E NGBA | Carberry | 230 | Battery |  |  | 0 | 0 | 0 | 0 | 0 | 0 | 0 | 0 | 0 | 0 | 0 | 0 | 0 | 0 | 0 | 0 | 0 | 0 | 0 | 0 | 0 | 0 | 0 | 0 | 0 | 0 | 0 | 0
SCE Eastern | Cardiff | 66 | Battery |  |  | 0 | 0 | 0 | 0 | 0 | 0 | 0 | 0 | 0 | 0 | 0 | 0 | 0 | 0 | 0 | 0 | 0 | 0 | 0 | 0 | 0 | 0 | 0 | 0 | 0 | 0 | 0 | 0
PG&E NGBA | Caribou | 60 | Battery |  |  | 0 | 0 | 0 | 0 | 0 | 0 | 0 | 0 | 0 | 0 | 0 | 0 | 0 | 0 | 0 | 0 | 0 | 0 | 0 | 0 | 0 | 0 | 0 | 0 | 0 | 0 | 0 | 0
PG&E NGBA | Caribou | 115 | Battery |  |  | 0 | 0 | 0 | 0 | 0 | 0 | 0 | 0 | 0 | 0 | 0 | 0 | 0 | 0 | 0 | 0 | 0 | 0 | 0 | 0 | 0 | 0 | 0 | 0 | 0 | 0 | 0 | 0
PG&E NGBA | Caribou | 230 | Battery |  |  | 0 | 0 | 0 | 0 | 0 | 0 | 0 | 0 | 0 | 0 | 0 | 0 | 0 | 0 | 0 | 0 | 0 | 0 | 0 | 0 | 0 | 0 | 0 | 0 | 0 | 0 | 0 | 0
EOP | Carpenter Canyon (fka Gamebird) | 138 | Battery |  |  | 0 | 0 | 0 | 0 | 0 | 0 | 0 | 0 | 0 | 0 | 0 | 0 | 0 | 0 | 0 | 0 | 0 | 0 | 0 | 0 | 0 | 0 | 0 | 0 | 0 | 0 | 0 | 0
EOP | Carpenter Canyon (fka Gamebird) | 230 | Battery |  |  | 1 | 0 | 0 | 0 | 0 | 0 | 0 | 0 | 0 | 0 | 0 | 0 | 0 | 0 | 60 | 60 | 0 | 140 | 140 | 0 | 200 | 200 | 0 | 60 | 60 | 0 | 200 | 200
PG&E NGBA | Carquinez | 115 | Battery |  |  | 0 | 0 | 0 | 0 | 0 | 0 | 0 | 0 | 0 | 0 | 0 | 0 | 0 | 0 | 0 | 0 | 0 | 0 | 0 | 0 | 0 | 0 | 0 | 0 | 0 | 0 | 0 | 0
SDGE | Carrizo Gorge | 138 | Battery |  |  | 1 | 0 | 0 | 0 | 70 | 0 | 70 | 0 | 0 | 0 | 70 | 0 | 70 | 0 | 0 | 0 | 0 | 0 | 0 | 0 | 0 | 0 | 70 | 0 | 70 | 70 | 0 | 70
PG&E KERN | Carrizo Plains | 115 | Battery |  |  | 0 | 0 | 0 | 0 | 0 | 0 | 0 | 0 | 0 | 0 | 0 | 0 | 0 | 0 | 0 | 0 | 0 | 0 | 0 | 0 | 0 | 0 | 0 | 0 | 0 | 0 | 0 | 0
PG&E KERN | Casaloma | 230 | Battery |  |  | 0 | 0 | 0 | 0 | 0 | 0 | 0 | 0 | 0 | 0 | 0 | 0 | 0 | 0 | 0 | 0 | 0 | 0 | 0 | 0 | 0 | 0 | 0 | 0 | 0 | 0 | 0 | 0
PG&E GBA | Castro Valley | 230 | Battery |  |  | 0 | 0 | 0 | 0 | 0 | 0 | 0 | 0 | 0 | 0 | 0 | 0 | 0 | 0 | 0 | 0 | 0 | 0 | 0 | 0 | 0 | 0 | 0 | 0 | 0 | 0 | 0 | 0
PG&E GBA | Cayetano | 230 | Battery |  |  | 1 | 0 | 0 | 0 | 100 | 0 | 100 | 0 | 0 | 0 | 100 | 0 | 100 | 0 | 0 | 0 | 0 | 0 | 0 | 0 | 0 | 0 | 100 | 0 | 100 | 100 | 0 | 100
SCE Metro | Center | 230 | Battery |  |  | 1 | 0 | 0 | 0 | 90 | 0 | 90 | 0 | 0 | 0 | 90 | 0 | 90 | 0 | 0 | 0 | 0 | 0 | 0 | 0 | 0 | 0 | 90 | 0 | 90 | 90 | 0 | 90
PG&E KERN | Charca | 115 | Battery |  |  | 0 | 0 | 0 | 0 | 0 | 0 | 0 | 0 | 0 | 0 | 0 | 0 | 0 | 0 | 0 | 0 | 0 | 0 | 0 | 0 | 0 | 0 | 0 | 0 | 0 | 0 | 0 | 0
EOP | Charleston | 138 | Battery |  |  | 0 | 0 | 0 | 0 | 0 | 0 | 0 | 0 | 0 | 0 | 0 | 0 | 0 | 0 | 0 | 0 | 0 | 0 | 0 | 0 | 0 | 0 | 0 | 0 | 0 | 0 | 0 | 0
SCE Metro | Chevmain | 230 | Battery |  |  | 0 | 0 | 0 | 0 | 0 | 0 | 0 | 0 | 0 | 0 | 0 | 0 | 0 | 0 | 0 | 0 | 0 | 0 | 0 | 0 | 0 | 0 | 0 | 0 | 0 | 0 | 0 | 0
SDGE | Chicarita | 138 | Battery |  |  | 0 | 0 | 0 | 0 | 0 | 0 | 0 | 0 | 0 | 0 | 0 | 0 | 0 | 0 | 0 | 0 | 0 | 0 | 0 | 0 | 0 | 0 | 0 | 0 | 0 | 0 | 0 | 0
SCE Metro | Chino | 230 | Battery |  |  | 0 | 0 | 0 | 0 | 0 | 0 | 0 | 0 | 0 | 0 | 0 | 0 | 0 | 0 | 0 | 0 | 0 | 0 | 0 | 0 | 0 | 0 | 0 | 0 | 0 | 0 | 0 | 0
PG&E FRESNO | Chowchilla | 115 | Battery |  |  | 1 | 0 | 0 | 0 | 0 | 0 | 0 | 0 | 0 | 0 | 0 | 0 | 0 | 0 | 50 | 50 | 0 | 0 | 0 | 0 | 50 | 50 | 0 | 50 | 50 | 0 | 50 | 50
PG&E GBA | Christie | 60 | Battery |  |  | 0 | 0 | 0 | 0 | 0 | 0 | 0 | 0 | 0 | 0 | 0 | 0 | 0 | 0 | 0 | 0 | 0 | 0 | 0 | 0 | 0 | 0 | 0 | 0 | 0 | 0 | 0 | 0
PG&E GBA | Christie | 115 | Battery |  |  | 0 | 0 | 0 | 0 | 0 | 0 | 0 | 0 | 0 | 0 | 0 | 0 | 0 | 0 | 0 | 0 | 0 | 0 | 0 | 0 | 0 | 0 | 0 | 0 | 0 | 0 | 0 | 0
SCE Eastern | Cielo Azul | 500 | Battery |  |  | 1 | 0 | 0 | 0 | 1549.4 | 0 | 1549.4 | 0 | 0 | 0 | 1549.4 | 0 | 1549.4 | 0 | 0 | 0 | 0 | 250 | 250 | 0 | 250 | 250 | 1549.4 | 0 | 1549.4 | 1549.4 | 250 | 1799.4
PG&E GBA | Clay | 60 | Battery |  |  | 0 | 0 | 0 | 0 | 0 | 0 | 0 | 0 | 0 | 0 | 0 | 0 | 0 | 0 | 0 | 0 | 0 | 0 | 0 | 0 | 0 | 0 | 0 | 0 | 0 | 0 | 0 | 0
PG&E GBA | Clayton | 115 | Battery |  |  | 0 | 0 | 0 | 0 | 0 | 0 | 0 | 0 | 0 | 0 | 0 | 0 | 0 | 0 | 0 | 0 | 0 | 0 | 0 | 0 | 0 | 0 | 0 | 0 | 0 | 0 | 0 | 0
PG&E NGBA | Cloverdale | 115 | Battery |  |  | 0 | 0 | 0 | 0 | 0 | 0 | 0 | 0 | 0 | 0 | 0 | 0 | 0 | 0 | 0 | 0 | 0 | 0 | 0 | 0 | 0 | 0 | 0 | 0 | 0 | 0 | 0 | 0
PG&E FRESNO | Clovis | 115 | Battery |  |  | 0 | 0 | 0 | 0 | 0 | 0 | 0 | 0 | 0 | 0 | 0 | 0 | 0 | 0 | 0 | 0 | 0 | 0 | 0 | 0 | 0 | 0 | 0 | 0 | 0 | 0 | 0 | 0
PG&E GBA | Coburn | 230 | Battery |  |  | 0 | 0 | 0 | 0 | 0 | 0 | 0 | 0 | 0 | 0 | 0 | 0 | 0 | 0 | 0 | 0 | 0 | 0 | 0 | 0 | 0 | 0 | 0 | 0 | 0 | 0 | 0 | 0
PG&E GBA | Coburn | 60 | Battery |  |  | 1 | 0 | 6 | 6 | 0 | 0 | 0 | 0 | 0 | 0 | 0 | 0 | 0 | 0 | 0 | 0 | 0 | 0 | 0 | 0 | 0 | 0 | 0 | 6 | 6 | 0 | 6 | 6
PG&E NGBA | Colgate | 230 | Battery |  |  | 0 | 0 | 0 | 0 | 0 | 0 | 0 | 0 | 0 | 0 | 0 | 0 | 0 | 0 | 0 | 0 | 0 | 0 | 0 | 0 | 0 | 0 | 0 | 0 | 0 | 0 | 0 | 0
PG&E GBA | Collierville | 230 | Battery |  |  | 0 | 0 | 0 | 0 | 0 | 0 | 0 | 0 | 0 | 0 | 0 | 0 | 0 | 0 | 0 | 0 | 0 | 0 | 0 | 0 | 0 | 0 | 0 | 0 | 0 | 0 | 0 | 0
PG&E GBA | Collinsville | 230 | Battery |  |  | 0 | 0 | 0 | 0 | 0 | 0 | 0 | 0 | 0 | 0 | 0 | 0 | 0 | 0 | 0 | 0 | 0 | 0 | 0 | 0 | 0 | 0 | 0 | 0 | 0 | 0 | 0 | 0
PG&E GBA | Collinsville | 500 | Battery |  |  | 0 | 0 | 0 | 0 | 0 | 0 | 0 | 0 | 0 | 0 | 0 | 0 | 0 | 0 | 0 | 0 | 0 | 0 | 0 | 0 | 0 | 0 | 0 | 0 | 0 | 0 | 0 | 0
SCE Eastern | Colorado River | 230 | Battery |  |  | 1 | 0 | 0 | 0 | 180 | 0 | 180 | 0 | 0 | 0 | 180 | 0 | 180 | 0 | 0 | 0 | 0 | 150 | 150 | 0 | 150 | 150 | 180 | 0 | 180 | 180 | 150 | 330
SCE Eastern | Colorado River | 500 | Battery |  |  | 0 | 0 | 0 | 0 | 0 | 0 | 0 | 0 | 0 | 0 | 0 | 0 | 0 | 0 | 0 | 0 | 0 | 0 | 0 | 0 | 0 | 0 | 0 | 0 | 0 | 0 | 0 | 0
PG&E KERN | Columbus | 115 | Battery |  |  | 0 | 0 | 0 | 0 | 0 | 0 | 0 | 0 | 0 | 0 | 0 | 0 | 0 | 0 | 0 | 0 | 0 | 0 | 0 | 0 | 0 | 0 | 0 | 0 | 0 | 0 | 0 | 0
PG&E GBA | Contra Costa | 115 | Battery |  |  | 0 | 0 | 0 | 0 | 0 | 0 | 0 | 0 | 0 | 0 | 0 | 0 | 0 | 0 | 0 | 0 | 0 | 0 | 0 | 0 | 0 | 0 | 0 | 0 | 0 | 0 | 0 | 0
PG&E GBA | Contra Costa | 230 | Battery |  |  | 0 | 0 | 0 | 0 | 0 | 0 | 0 | 0 | 0 | 0 | 0 | 0 | 0 | 0 | 0 | 0 | 0 | 0 | 0 | 0 | 0 | 0 | 0 | 0 | 0 | 0 | 0 | 0
PG&E GBA | Contra Costa PP | 230 | Battery |  |  | 0 | 0 | 0 | 0 | 0 | 0 | 0 | 0 | 0 | 0 | 0 | 0 | 0 | 0 | 0 | 0 | 0 | 0 | 0 | 0 | 0 | 0 | 0 | 0 | 0 | 0 | 0 | 0
SCE NOL | Control | 115 | Battery |  |  | 0 | 0 | 0 | 0 | 0 | 0 | 0 | 0 | 0 | 0 | 0 | 0 | 0 | 0 | 0 | 0 | 0 | 0 | 0 | 0 | 0 | 0 | 0 | 0 | 0 | 0 | 0 | 0
SCE NOL | Control | 55 | Battery |  |  | 0 | 0 | 0 | 0 | 0 | 0 | 0 | 0 | 0 | 0 | 0 | 0 | 0 | 0 | 0 | 0 | 0 | 0 | 0 | 0 | 0 | 0 | 0 | 0 | 0 | 0 | 0 | 0
PG&E GBA | Cooley Landing | 115 | Battery |  |  | 0 | 0 | 0 | 0 | 0 | 0 | 0 | 0 | 0 | 0 | 0 | 0 | 0 | 0 | 0 | 0 | 0 | 0 | 0 | 0 | 0 | 0 | 0 | 0 | 0 | 0 | 0 | 0
PG&E GBA | Cooley Landing | 60 | Battery |  |  | 1 | 0 | 0 | 0 | 0 | 0 | 0 | 0 | 0 | 0 | 0 | 0 | 0 | 0 | 0 | 0 | 0 | 15 | 15 | 0 | 15 | 15 | 0 | 0 | 0 | 0 | 15 | 15
SCE NOL | Coolwater | 230 | Battery |  |  | 0 | 0 | 0 | 0 | 0 | 0 | 0 | 0 | 0 | 0 | 0 | 0 | 0 | 0 | 0 | 0 | 0 | 0 | 0 | 0 | 0 | 0 | 0 | 0 | 0 | 0 | 0 | 0
SCE NOL | Coolwater | 115 | Battery |  |  | 1 | 0 | 0 | 0 | 113.5 | 0 | 113.5 | 0 | 0 | 0 | 113.5 | 0 | 113.5 | 0 | 5 | 5 | 0 | 0 | 0 | 0 | 5 | 5 | 113.5 | 5 | 118.5 | 113.5 | 5 | 118.5
PG&E KERN | Copus | 70 | Battery |  |  | 0 | 0 | 0 | 0 | 0 | 0 | 0 | 0 | 0 | 0 | 0 | 0 | 0 | 0 | 0 | 0 | 0 | 0 | 0 | 0 | 0 | 0 | 0 | 0 | 0 | 0 | 0 | 0
PG&E FRESNO | Corcoran | 70 | Battery |  |  | 0 | 0 | 0 | 0 | 0 | 0 | 0 | 0 | 0 | 0 | 0 | 0 | 0 | 0 | 0 | 0 | 0 | 0 | 0 | 0 | 0 | 0 | 0 | 0 | 0 | 0 | 0 | 0
PG&E FRESNO | Corcoran | 115 | Battery |  |  | 0 | 0 | 0 | 0 | 0 | 0 | 0 | 0 | 0 | 0 | 0 | 0 | 0 | 0 | 0 | 0 | 0 | 0 | 0 | 0 | 0 | 0 | 0 | 0 | 0 | 0 | 0 | 0
PG&E NGBA | Corona | 115 | Battery |  |  | 0 | 0 | 0 | 0 | 0 | 0 | 0 | 0 | 0 | 0 | 0 | 0 | 0 | 0 | 0 | 0 | 0 | 0 | 0 | 0 | 0 | 0 | 0 | 0 | 0 | 0 | 0 | 0
PG&E NGBA | Cortina | 230 | Battery |  |  | 0 | 0 | 0 | 0 | 0 | 0 | 0 | 0 | 0 | 0 | 0 | 0 | 0 | 0 | 0 | 0 | 0 | 0 | 0 | 0 | 0 | 0 | 0 | 0 | 0 | 0 | 0 | 0
PG&E NGBA | Cortina | 115 | Battery |  |  | 1 | 0 | 0 | 0 | 0 | 0 | 0 | 0 | 0 | 0 | 0 | 0 | 0 | 0 | 45 | 45 | 0 | 40 | 40 | 0 | 85 | 85 | 0 | 45 | 45 | 0 | 85 | 85
PG&E GBA | Cottle | 230 | Battery |  |  | 0 | 0 | 0 | 0 | 0 | 0 | 0 | 0 | 0 | 0 | 0 | 0 | 0 | 0 | 0 | 0 | 0 | 0 | 0 | 0 | 0 | 0 | 0 | 0 | 0 | 0 | 0 | 0
PG&E NGBA | Cottonwood | 115 | Battery |  |  | 0 | 0 | 0 | 0 | 0 | 0 | 0 | 0 | 0 | 0 | 0 | 0 | 0 | 0 | 0 | 0 | 0 | 0 | 0 | 0 | 0 | 0 | 0 | 0 | 0 | 0 | 0 | 0
PG&E NGBA | Cottonwood | 230 | Battery |  |  | 0 | 0 | 0 | 0 | 0 | 0 | 0 | 0 | 0 | 0 | 0 | 0 | 0 | 0 | 0 | 0 | 0 | 0 | 0 | 0 | 0 | 0 | 0 | 0 | 0 | 0 | 0 | 0
PG&E NGBA | Cottonwood | 60 | Battery |  |  | 0 | 0 | 0 | 0 | 0 | 0 | 0 | 0 | 0 | 0 | 0 | 0 | 0 | 0 | 0 | 0 | 0 | 0 | 0 | 0 | 0 | 0 | 0 | 0 | 0 | 0 | 0 | 0
PG&E NGBA | Cove Road | 230 | Battery |  |  | 0 | 0 | 0 | 0 | 0 | 0 | 0 | 0 | 0 | 0 | 0 | 0 | 0 | 0 | 0 | 0 | 0 | 0 | 0 | 0 | 0 | 0 | 0 | 0 | 0 | 0 | 0 | 0
PG&E GBA | Coyote | 230 | Battery |  |  | 0 | 0 | 0 | 0 | 0 | 0 | 0 | 0 | 0 | 0 | 0 | 0 | 0 | 0 | 0 | 0 | 0 | 0 | 0 | 0 | 0 | 0 | 0 | 0 | 0 | 0 | 0 | 0
PG&E GBA | Crazy Horse Canyon | 115 | Battery |  |  | 0 | 0 | 0 | 0 | 0 | 0 | 0 | 0 | 0 | 0 | 0 | 0 | 0 | 0 | 0 | 0 | 0 | 0 | 0 | 0 | 0 | 0 | 0 | 0 | 0 | 0 | 0 | 0
SDGE | Creelman | 69 | Battery |  |  | 1 | 0 | 0 | 0 | 7.8 | 0 | 7.8 | 0.47 | 0 | 0.47 | 7.33 | 0 | 7.33 | 0 | 0 | 0 | 0 | 0 | 0 | 0 | 0 | 0 | 7.33 | 0 | 7.33 | 7.33 | 0 | 7.33
PG&E FRESNO | Crescent | 70 | Battery |  |  | 1 | 0 | 0 | 0 | 35 | 0 | 35 | 0 | 0 | 0 | 35 | 0 | 35 | 0 | 0 | 0 | 0 | 0 | 0 | 0 | 0 | 0 | 35 | 0 | 35 | 35 | 0 | 35
PG&E FRESNO | Cressey | 115 | Battery |  |  | 0 | 0 | 0 | 0 | 0 | 0 | 0 | 0 | 0 | 0 | 0 | 0 | 0 | 0 | 0 | 0 | 0 | 0 | 0 | 0 | 0 | 0 | 0 | 0 | 0 | 0 | 0 | 0
PG&E NGBA | Cresta | 230 | Battery |  |  | 0 | 0 | 0 | 0 | 0 | 0 | 0 | 0 | 0 | 0 | 0 | 0 | 0 | 0 | 0 | 0 | 0 | 0 | 0 | 0 | 0 | 0 | 0 | 0 | 0 | 0 | 0 | 0
SDGE | Crestwood | 69 | Battery |  |  | 0 | 0 | 0 | 0 | 0 | 0 | 0 | 0 | 0 | 0 | 0 | 0 | 0 | 0 | 0 | 0 | 0 | 0 | 0 | 0 | 0 | 0 | 0 | 0 | 0 | 0 | 0 | 0
PG&E GBA | Crow Creek | 60 | Battery |  |  | 1 | 15 | 0 | 15 | 0 | 0 | 0 | 0 | 0 | 0 | 0 | 0 | 0 | 0 | 0 | 0 | 0 | 0 | 0 | 0 | 0 | 0 | 15 | 0 | 15 | 15 | 0 | 15
PG&E GBA | Crows Landing | 60 | Battery |  |  | 0 | 0 | 0 | 0 | 0 | 0 | 0 | 0 | 0 | 0 | 0 | 0 | 0 | 0 | 0 | 0 | 0 | 0 | 0 | 0 | 0 | 0 | 0 | 0 | 0 | 0 | 0 | 0
PG&E GBA | Curtis | 115 | Battery |  |  | 0 | 0 | 0 | 0 | 0 | 0 | 0 | 0 | 0 | 0 | 0 | 0 | 0 | 0 | 0 | 0 | 0 | 0 | 0 | 0 | 0 | 0 | 0 | 0 | 0 | 0 | 0 | 0
PG&E FRESNO | Dairyland | 115 | Battery |  |  | 0 | 0 | 0 | 0 | 0 | 0 | 0 | 0 | 0 | 0 | 0 | 0 | 0 | 0 | 0 | 0 | 0 | 0 | 0 | 0 | 0 | 0 | 0 | 0 | 0 | 0 | 0 | 0
PG&E NGBA | Davis | 115 | Battery |  |  | 1 | 0 | 0 | 0 | 0 | 0 | 0 | 0 | 0 | 0 | 0 | 0 | 0 | 0 | 0 | 0 | 0 | 35 | 35 | 0 | 35 | 35 | 0 | 0 | 0 | 0 | 35 | 35
SCE Metro | Del Amo | 500 | Battery |  |  | 0 | 0 | 0 | 0 | 0 | 0 | 0 | 0 | 0 | 0 | 0 | 0 | 0 | 0 | 0 | 0 | 0 | 0 | 0 | 0 | 0 | 0 | 0 | 0 | 0 | 0 | 0 | 0
SCE Metro | Del Amo | 230 | Battery |  |  | 0 | 0 | 0 | 0 | 0 | 0 | 0 | 0 | 0 | 0 | 0 | 0 | 0 | 0 | 0 | 0 | 0 | 0 | 0 | 0 | 0 | 0 | 0 | 0 | 0 | 0 | 0 | 0
SCE Eastern | Delaney | 500 | Battery |  |  | 1 | 0 | 0 | 0 | 0 | 0 | 0 | 0 | 0 | 0 | 0 | 0 | 0 | 0 | 0 | 0 | 0 | 100 | 100 | 0 | 100 | 100 | 0 | 0 | 0 | 0 | 100 | 100
PG&E NGBA | Delevan | 230 | Battery |  |  | 1 | 0 | 0 | 0 | 0 | 0 | 0 | 0 | 0 | 0 | 0 | 0 | 0 | 0 | 50 | 50 | 0 | 75 | 75 | 0 | 125 | 125 | 0 | 50 | 50 | 0 | 125 | 125
PG&E GBA | Delta PP | 230 | Battery |  |  | 0 | 0 | 0 | 0 | 0 | 0 | 0 | 0 | 0 | 0 | 0 | 0 | 0 | 0 | 0 | 0 | 0 | 0 | 0 | 0 | 0 | 0 | 0 | 0 | 0 | 0 | 0 | 0
EOP | Desert View | 230 | Battery |  |  | 1 | 0 | 0 | 0 | 0 | 0 | 0 | 0 | 0 | 0 | 0 | 0 | 0 | 0 | 0 | 0 | 0 | 150 | 150 | 0 | 150 | 150 | 0 | 0 | 0 | 0 | 150 | 150
SCE Eastern | Devers | 230 | Battery |  |  | 1 | 400 | 0 | 400 | 220 | 100 | 320 | 0 | 0 | 0 | 220 | 100 | 320 | 0 | 0 | 0 | 0 | 80 | 80 | 0 | 80 | 80 | 620 | 100 | 720 | 620 | 180 | 800
SCE Eastern | Devers | 500 | Battery |  |  | 0 | 0 | 0 | 0 | 0 | 0 | 0 | 0 | 0 | 0 | 0 | 0 | 0 | 0 | 0 | 0 | 0 | 0 | 0 | 0 | 0 | 0 | 0 | 0 | 0 | 0 | 0 | 0
PG&E KERN | Diablo Canyon | 230 | Battery |  |  | 0 | 0 | 0 | 0 | 0 | 0 | 0 | 0 | 0 | 0 | 0 | 0 | 0 | 0 | 0 | 0 | 0 | 0 | 0 | 0 | 0 | 0 | 0 | 0 | 0 | 0 | 0 | 0
PG&E KERN | Diablo Canyon | 500 | Battery |  |  | 0 | 0 | 0 | 0 | 0 | 0 | 0 | 0 | 0 | 0 | 0 | 0 | 0 | 0 | 0 | 0 | 0 | 0 | 0 | 0 | 0 | 0 | 0 | 0 | 0 | 0 | 0 | 0
PG&E KERN | Divide | 115 | Battery |  |  | 0 | 0 | 0 | 0 | 0 | 0 | 0 | 0 | 0 | 0 | 0 | 0 | 0 | 0 | 0 | 0 | 0 | 0 | 0 | 0 | 0 | 0 | 0 | 0 | 0 | 0 | 0 | 0
PG&E GBA | Dixon Landing | 115 | Battery |  |  | 0 | 0 | 0 | 0 | 0 | 0 | 0 | 0 | 0 | 0 | 0 | 0 | 0 | 0 | 0 | 0 | 0 | 0 | 0 | 0 | 0 | 0 | 0 | 0 | 0 | 0 | 0 | 0
PG&E FRESNO | Dos Amigos | 230 | Battery |  |  | 0 | 0 | 0 | 0 | 0 | 0 | 0 | 0 | 0 | 0 | 0 | 0 | 0 | 0 | 0 | 0 | 0 | 0 | 0 | 0 | 0 | 0 | 0 | 0 | 0 | 0 | 0 | 0
PG&E NGBA | Drum | 115 | Battery |  |  | 0 | 0 | 0 | 0 | 0 | 0 | 0 | 0 | 0 | 0 | 0 | 0 | 0 | 0 | 0 | 0 | 0 | 0 | 0 | 0 | 0 | 0 | 0 | 0 | 0 | 0 | 0 | 0
PG&E GBA | Dumbarton | 115 | Battery |  |  | 0 | 0 | 0 | 0 | 0 | 0 | 0 | 0 | 0 | 0 | 0 | 0 | 0 | 0 | 0 | 0 | 0 | 0 | 0 | 0 | 0 | 0 | 0 | 0 | 0 | 0 | 0 | 0
SCE NOL | Dunn Siding | 115 | Battery |  |  | 0 | 0 | 0 | 0 | 0 | 0 | 0 | 0 | 0 | 0 | 0 | 0 | 0 | 0 | 0 | 0 | 0 | 0 | 0 | 0 | 0 | 0 | 0 | 0 | 0 | 0 | 0 | 0
SCE Eastern | Eagle Mountain | 230 | Battery |  |  | 0 | 0 | 0 | 0 | 0 | 0 | 0 | 0 | 0 | 0 | 0 | 0 | 0 | 0 | 0 | 0 | 0 | 0 | 0 | 0 | 0 | 0 | 0 | 0 | 0 | 0 | 0 | 0
PG&E NGBA | Eagle Rock (PGE) | 60 | Battery |  |  | 0 | 0 | 0 | 0 | 0 | 0 | 0 | 0 | 0 | 0 | 0 | 0 | 0 | 0 | 0 | 0 | 0 | 0 | 0 | 0 | 0 | 0 | 0 | 0 | 0 | 0 | 0 | 0
PG&E NGBA | Eagle Rock (PGE) | 115 | Battery |  |  | 0 | 0 | 0 | 0 | 0 | 0 | 0 | 0 | 0 | 0 | 0 | 0 | 0 | 0 | 0 | 0 | 0 | 0 | 0 | 0 | 0 | 0 | 0 | 0 | 0 | 0 | 0 | 0
SCE Metro | Eagle Rock (SCE) | 230 | Battery |  |  | 0 | 0 | 0 | 0 | 0 | 0 | 0 | 0 | 0 | 0 | 0 | 0 | 0 | 0 | 0 | 0 | 0 | 0 | 0 | 0 | 0 | 0 | 0 | 0 | 0 | 0 | 0 | 0
PG&E NGBA | East Marysville | 115 | Battery |  |  | 0 | 0 | 0 | 0 | 0 | 0 | 0 | 0 | 0 | 0 | 0 | 0 | 0 | 0 | 0 | 0 | 0 | 0 | 0 | 0 | 0 | 0 | 0 | 0 | 0 | 0 | 0 | 0
PG&E NGBA | East Nicolaus | 115 | Battery |  |  | 0 | 0 | 0 | 0 | 0 | 0 | 0 | 0 | 0 | 0 | 0 | 0 | 0 | 0 | 0 | 0 | 0 | 0 | 0 | 0 | 0 | 0 | 0 | 0 | 0 | 0 | 0 | 0
PG&E NGBA | East Nicolaus | 60 | Battery |  |  | 0 | 0 | 0 | 0 | 0 | 0 | 0 | 0 | 0 | 0 | 0 | 0 | 0 | 0 | 0 | 0 | 0 | 0 | 0 | 0 | 0 | 0 | 0 | 0 | 0 | 0 | 0 | 0
PG&E GBA | Eastshore | 115 | Battery |  |  | 0 | 0 | 0 | 0 | 0 | 0 | 0 | 0 | 0 | 0 | 0 | 0 | 0 | 0 | 0 | 0 | 0 | 0 | 0 | 0 | 0 | 0 | 0 | 0 | 0 | 0 | 0 | 0
PG&E GBA | Eastshore | 230 | Battery |  |  | 0 | 0 | 0 | 0 | 0 | 0 | 0 | 0 | 0 | 0 | 0 | 0 | 0 | 0 | 0 | 0 | 0 | 0 | 0 | 0 | 0 | 0 | 0 | 0 | 0 | 0 | 0 | 0
SDGE | ECO | 138 | Battery |  |  | 0 | 0 | 0 | 0 | 0 | 0 | 0 | 0 | 0 | 0 | 0 | 0 | 0 | 0 | 0 | 0 | 0 | 0 | 0 | 0 | 0 | 0 | 0 | 0 | 0 | 0 | 0 | 0
SDGE | ECO | 230 | Battery |  |  | 0 | 0 | 0 | 0 | 0 | 0 | 0 | 0 | 0 | 0 | 0 | 0 | 0 | 0 | 0 | 0 | 0 | 0 | 0 | 0 | 0 | 0 | 0 | 0 | 0 | 0 | 0 | 0
SDGE | ECO | 500 | Battery |  |  | 0 | 0 | 0 | 0 | 0 | 0 | 0 | 0 | 0 | 0 | 0 | 0 | 0 | 0 | 0 | 0 | 0 | 0 | 0 | 0 | 0 | 0 | 0 | 0 | 0 | 0 | 0 | 0
PG&E GBA | Edenvale | 115 | Battery |  |  | 0 | 0 | 0 | 0 | 0 | 0 | 0 | 0 | 0 | 0 | 0 | 0 | 0 | 0 | 0 | 0 | 0 | 0 | 0 | 0 | 0 | 0 | 0 | 0 | 0 | 0 | 0 | 0
PG&E GBA | Edes | 115 | Battery |  |  | 0 | 0 | 0 | 0 | 0 | 0 | 0 | 0 | 0 | 0 | 0 | 0 | 0 | 0 | 0 | 0 | 0 | 0 | 0 | 0 | 0 | 0 | 0 | 0 | 0 | 0 | 0 | 0
PG&E GBA | Eight Mile | 230 | Battery |  |  | 0 | 0 | 0 | 0 | 0 | 0 | 0 | 0 | 0 | 0 | 0 | 0 | 0 | 0 | 0 | 0 | 0 | 0 | 0 | 0 | 0 | 0 | 0 | 0 | 0 | 0 | 0 | 0
SDGE | El Cajon | 69 | Battery |  |  | 1 | 0 | 0 | 0 | 50 | 0 | 50 | 0 | 0 | 0 | 50 | 0 | 50 | 0 | 0 | 0 | 0 | 0 | 0 | 0 | 0 | 0 | 50 | 0 | 50 | 50 | 0 | 50
SCE Eastern | El Casco | 230 | Battery |  |  | 1 | 100 | 0 | 100 | 65 | 0 | 65 | 0 | 0 | 0 | 65 | 0 | 65 | 0 | 0 | 0 | 0 | 0 | 0 | 0 | 0 | 0 | 165 | 0 | 165 | 165 | 0 | 165
PG&E GBA | El Cerrito G | 115 | Battery |  |  | 0 | 0 | 0 | 0 | 0 | 0 | 0 | 0 | 0 | 0 | 0 | 0 | 0 | 0 | 0 | 0 | 0 | 0 | 0 | 0 | 0 | 0 | 0 | 0 | 0 | 0 | 0 | 0
PG&E NGBA | El Dorado PH | 115 | Battery |  |  | 0 | 0 | 0 | 0 | 0 | 0 | 0 | 0 | 0 | 0 | 0 | 0 | 0 | 0 | 0 | 0 | 0 | 0 | 0 | 0 | 0 | 0 | 0 | 0 | 0 | 0 | 0 | 0
PG&E FRESNO | El Nido (PGE) | 115 | Battery |  |  | 0 | 0 | 0 | 0 | 0 | 0 | 0 | 0 | 0 | 0 | 0 | 0 | 0 | 0 | 0 | 0 | 0 | 0 | 0 | 0 | 0 | 0 | 0 | 0 | 0 | 0 | 0 | 0
SCE Metro | El Nido (SCE) | 230 | Battery |  |  | 1 | 0 | 0 | 0 | 0 | 0 | 0 | 0 | 0 | 0 | 0 | 0 | 0 | 0 | 0 | 0 | 0 | 100 | 100 | 0 | 100 | 100 | 0 | 0 | 0 | 0 | 100 | 100
PG&E GBA | El Patio | 115 | Battery |  |  | 0 | 0 | 0 | 0 | 0 | 0 | 0 | 0 | 0 | 0 | 0 | 0 | 0 | 0 | 0 | 0 | 0 | 0 | 0 | 0 | 0 | 0 | 0 | 0 | 0 | 0 | 0 | 0
SCE Metro | El Segundo | 230 | Battery |  |  | 0 | 0 | 0 | 0 | 0 | 0 | 0 | 0 | 0 | 0 | 0 | 0 | 0 | 0 | 0 | 0 | 0 | 0 | 0 | 0 | 0 | 0 | 0 | 0 | 0 | 0 | 0 | 0
EOP | Eldorado | 230 | Battery |  |  | 1 | 0 | 0 | 0 | 279 | 0 | 279 | 0 | 0 | 0 | 279 | 0 | 279 | 0 | 0 | 0 | 0 | 250 | 250 | 0 | 250 | 250 | 279 | 0 | 279 | 279 | 250 | 529
EOP | Eldorado | 500 | Battery |  |  | 0 | 0 | 0 | 0 | 0 | 0 | 0 | 0 | 0 | 0 | 0 | 0 | 0 | 0 | 0 | 0 | 0 | 0 | 0 | 0 | 0 | 0 | 0 | 0 | 0 | 0 | 0 | 0
SCE Northern | Elizabeth Lake | 66 | Battery |  |  | 0 | 0 | 0 | 0 | 0 | 0 | 0 | 0 | 0 | 0 | 0 | 0 | 0 | 0 | 0 | 0 | 0 | 0 | 0 | 0 | 0 | 0 | 0 | 0 | 0 | 0 | 0 | 0
PG&E KERN | Elk Hills | 230 | Battery |  |  | 0 | 0 | 0 | 0 | 0 | 0 | 0 | 0 | 0 | 0 | 0 | 0 | 0 | 0 | 0 | 0 | 0 | 0 | 0 | 0 | 0 | 0 | 0 | 0 | 0 | 0 | 0 | 0
SDGE | Elliot | 69 | Battery |  |  | 1 | 0 | 0 | 0 | 9.75 | 0 | 9.75 | 0 | 0 | 0 | 9.75 | 0 | 9.75 | 0 | 0 | 0 | 0 | 0 | 0 | 0 | 0 | 0 | 9.75 | 0 | 9.75 | 9.75 | 0 | 9.75
SCE Metro | Ellis | 230 | Battery |  |  | 0 | 0 | 0 | 0 | 0 | 0 | 0 | 0 | 0 | 0 | 0 | 0 | 0 | 0 | 0 | 0 | 0 | 0 | 0 | 0 | 0 | 0 | 0 | 0 | 0 | 0 | 0 | 0
SDGE | Encina | 138 | Battery |  |  | 0 | 0 | 0 | 0 | 0 | 0 | 0 | 0 | 0 | 0 | 0 | 0 | 0 | 0 | 0 | 0 | 0 | 0 | 0 | 0 | 0 | 0 | 0 | 0 | 0 | 0 | 0 | 0
SDGE | Encina | 230 | Battery |  |  | 0 | 0 | 0 | 0 | 0 | 0 | 0 | 0 | 0 | 0 | 0 | 0 | 0 | 0 | 0 | 0 | 0 | 0 | 0 | 0 | 0 | 0 | 0 | 0 | 0 | 0 | 0 | 0
SDGE | Escondido | 230 | Battery |  |  | 1 | 0 | 50 | 50 | 0 | 0 | 0 | 0 | 0 | 0 | 0 | 0 | 0 | 0 | 0 | 0 | 0 | 200 | 200 | 0 | 200 | 200 | 0 | 50 | 50 | 0 | 250 | 250
SDGE | Escondido | 69 | Battery |  |  | 1 | 0 | 0 | 0 | 13 | 0 | 13 | 13 | 0 | 13 | 0 | 0 | 0 | 0 | 0 | 0 | 0 | 0 | 0 | 0 | 0 | 0 | 0 | 0 | 0 | 0 | 0 | 0
PG&E KERN | Estrella | 230 | Battery |  |  | 0 | 0 | 0 | 0 | 0 | 0 | 0 | 0 | 0 | 0 | 0 | 0 | 0 | 0 | 0 | 0 | 0 | 0 | 0 | 0 | 0 | 0 | 0 | 0 | 0 | 0 | 0 | 0
SCE Eastern | Etiwanda | 230 | Battery |  |  | 1 | 100 | 0 | 100 | 170 | 0 | 170 | 0 | 0 | 0 | 170 | 0 | 170 | 0 | 0 | 0 | 0 | 0 | 0 | 0 | 0 | 0 | 270 | 0 | 270 | 270 | 0 | 270
PG&E GBA | Evergreen | 115 | Battery |  |  | 0 | 0 | 0 | 0 | 0 | 0 | 0 | 0 | 0 | 0 | 0 | 0 | 0 | 0 | 0 | 0 | 0 | 0 | 0 | 0 | 0 | 0 | 0 | 0 | 0 | 0 | 0 | 0
PG&E GBA | Evergreen | 60 | Battery |  |  | 0 | 0 | 0 | 0 | 0 | 0 | 0 | 0 | 0 | 0 | 0 | 0 | 0 | 0 | 0 | 0 | 0 | 0 | 0 | 0 | 0 | 0 | 0 | 0 | 0 | 0 | 0 | 0
PG&E FRESNO | Excelsior | 115 | Battery |  |  | 1 | 0 | 0 | 0 | 0 | 0 | 0 | 0 | 0 | 0 | 0 | 0 | 0 | 0 | 0 | 0 | 0 | 20 | 20 | 0 | 20 | 20 | 0 | 0 | 0 | 0 | 20 | 20
PG&E FRESNO | Exchequer | 115 | Battery |  |  | 0 | 0 | 0 | 0 | 0 | 0 | 0 | 0 | 0 | 0 | 0 | 0 | 0 | 0 | 0 | 0 | 0 | 0 | 0 | 0 | 0 | 0 | 0 | 0 | 0 | 0 | 0 | 0
PG&E KERN | Fairway | 115 | Battery |  |  | 1 | 10 | 0 | 10 | 0 | 0 | 0 | 0 | 0 | 0 | 0 | 0 | 0 | 0 | 0 | 0 | 0 | 0 | 0 | 0 | 0 | 0 | 10 | 0 | 10 | 10 | 0 | 10
PG&E KERN | Famoso | 115 | Battery |  |  | 0 | 0 | 0 | 0 | 0 | 0 | 0 | 0 | 0 | 0 | 0 | 0 | 0 | 0 | 0 | 0 | 0 | 0 | 0 | 0 | 0 | 0 | 0 | 0 | 0 | 0 | 0 | 0
PG&E NGBA | Fern Road | 500 | Battery |  |  | 0 | 0 | 0 | 0 | 0 | 0 | 0 | 0 | 0 | 0 | 0 | 0 | 0 | 0 | 0 | 0 | 0 | 0 | 0 | 0 | 0 | 0 | 0 | 0 | 0 | 0 | 0 | 0
PG&E GBA | Fibreboard (SPI Sonora) | 115 | Battery |  |  | 0 | 0 | 0 | 0 | 0 | 0 | 0 | 0 | 0 | 0 | 0 | 0 | 0 | 0 | 0 | 0 | 0 | 0 | 0 | 0 | 0 | 0 | 0 | 0 | 0 | 0 | 0 | 0
PG&E FRESNO | Figarden | 230 | Battery |  |  | 0 | 0 | 0 | 0 | 0 | 0 | 0 | 0 | 0 | 0 | 0 | 0 | 0 | 0 | 0 | 0 | 0 | 0 | 0 | 0 | 0 | 0 | 0 | 0 | 0 | 0 | 0 | 0
PG&E FRESNO | Fink | 230 | Battery |  |  | 1 | 5 | 0 | 5 | 157 | 0 | 157 | 0 | 0 | 0 | 157 | 0 | 157 | 0 | 0 | 0 | 0 | 0 | 0 | 0 | 0 | 0 | 162 | 0 | 162 | 162 | 0 | 162
PG&E NGBA | Fitch Mountain | 60 | Battery |  |  | 0 | 0 | 0 | 0 | 0 | 0 | 0 | 0 | 0 | 0 | 0 | 0 | 0 | 0 | 0 | 0 | 0 | 0 | 0 | 0 | 0 | 0 | 0 | 0 | 0 | 0 | 0 | 0
PG&E GBA | FMC | 115 | Battery |  |  | 0 | 0 | 0 | 0 | 0 | 0 | 0 | 0 | 0 | 0 | 0 | 0 | 0 | 0 | 0 | 0 | 0 | 0 | 0 | 0 | 0 | 0 | 0 | 0 | 0 | 0 | 0 | 0
PG&E GBA | Fremont | 115 | Battery |  |  | 0 | 0 | 0 | 0 | 0 | 0 | 0 | 0 | 0 | 0 | 0 | 0 | 0 | 0 | 0 | 0 | 0 | 0 | 0 | 0 | 0 | 0 | 0 | 0 | 0 | 0 | 0 | 0
PG&E GBA | French Camp | 60 | Battery |  |  | 0 | 0 | 0 | 0 | 0 | 0 | 0 | 0 | 0 | 0 | 0 | 0 | 0 | 0 | 0 | 0 | 0 | 0 | 0 | 0 | 0 | 0 | 0 | 0 | 0 | 0 | 0 | 0
PG&E GBA | Frogtown | 115 | Battery |  |  | 0 | 0 | 0 | 0 | 0 | 0 | 0 | 0 | 0 | 0 | 0 | 0 | 0 | 0 | 0 | 0 | 0 | 0 | 0 | 0 | 0 | 0 | 0 | 0 | 0 | 0 | 0 | 0
PG&E NGBA | Fulton | 115 | Battery |  |  | 0 | 0 | 0 | 0 | 0 | 0 | 0 | 0 | 0 | 0 | 0 | 0 | 0 | 0 | 0 | 0 | 0 | 0 | 0 | 0 | 0 | 0 | 0 | 0 | 0 | 0 | 0 | 0
PG&E NGBA | Fulton | 230 | Battery |  |  | 1 | 0 | 0 | 0 | 38 | 0 | 38 | 0 | 0 | 0 | 38 | 0 | 38 | 0 | 0 | 0 | 0 | 0 | 0 | 0 | 0 | 0 | 38 | 0 | 38 | 38 | 0 | 38
PG&E NGBA | Fulton | 60 | Battery |  |  | 0 | 0 | 0 | 0 | 0 | 0 | 0 | 0 | 0 | 0 | 0 | 0 | 0 | 0 | 0 | 0 | 0 | 0 | 0 | 0 | 0 | 0 | 0 | 0 | 0 | 0 | 0 | 0
PG&E KERN | Ganso | 115 | Battery |  |  | 0 | 0 | 0 | 0 | 0 | 0 | 0 | 0 | 0 | 0 | 0 | 0 | 0 | 0 | 0 | 0 | 0 | 0 | 0 | 0 | 0 | 0 | 0 | 0 | 0 | 0 | 0 | 0
PG&E FRESNO | Gates | 230 | Battery |  |  | 1 | 0 | 0 | 0 | 753.25 | 0 | 753.25 | 497 | 0 | 497 | 256.25 | 0 | 256.25 | 0 | 60 | 60 | 0 | 200 | 200 | 0 | 260 | 260 | 256.25 | 60 | 316.25 | 256.25 | 260 | 516.25
PG&E FRESNO | Gates | 500 | Battery |  |  | 1 | 0 | 0 | 0 | 190 | 35 | 225 | 0 | 0 | 0 | 190 | 35 | 225 | 0 | 0 | 0 | 0 | 0 | 0 | 0 | 0 | 0 | 190 | 35 | 225 | 190 | 35 | 225
PG&E NGBA | Geysers 12 | 230 | Battery |  |  | 0 | 0 | 0 | 0 | 0 | 0 | 0 | 0 | 0 | 0 | 0 | 0 | 0 | 0 | 0 | 0 | 0 | 0 | 0 | 0 | 0 | 0 | 0 | 0 | 0 | 0 | 0 | 0
PG&E NGBA | Geysers 17 | 230 | Battery |  |  | 0 | 0 | 0 | 0 | 0 | 0 | 0 | 0 | 0 | 0 | 0 | 0 | 0 | 0 | 0 | 0 | 0 | 0 | 0 | 0 | 0 | 0 | 0 | 0 | 0 | 0 | 0 | 0
PG&E NGBA | Geysers 3 | 115 | Battery |  |  | 0 | 0 | 0 | 0 | 0 | 0 | 0 | 0 | 0 | 0 | 0 | 0 | 0 | 0 | 0 | 0 | 0 | 0 | 0 | 0 | 0 | 0 | 0 | 0 | 0 | 0 | 0 | 0
PG&E NGBA | Glenn | 230 | Battery |  |  | 1 | 0 | 0 | 0 | 0 | 0 | 0 | 0 | 0 | 0 | 0 | 0 | 0 | 0 | 0 | 0 | 0 | 60 | 60 | 0 | 60 | 60 | 0 | 0 | 0 | 0 | 60 | 60
PG&E NGBA | Glenn | 60 | Battery |  |  | 0 | 0 | 0 | 0 | 0 | 0 | 0 | 0 | 0 | 0 | 0 | 0 | 0 | 0 | 0 | 0 | 0 | 0 | 0 | 0 | 0 | 0 | 0 | 0 | 0 | 0 | 0 | 0
PG&E NGBA | Gold Hill | 115 | Battery |  |  | 0 | 0 | 0 | 0 | 0 | 0 | 0 | 0 | 0 | 0 | 0 | 0 | 0 | 0 | 0 | 0 | 0 | 0 | 0 | 0 | 0 | 0 | 0 | 0 | 0 | 0 | 0 | 0
PG&E NGBA | Gold Hill | 230 | Battery |  |  | 0 | 0 | 0 | 0 | 0 | 0 | 0 | 0 | 0 | 0 | 0 | 0 | 0 | 0 | 0 | 0 | 0 | 0 | 0 | 0 | 0 | 0 | 0 | 0 | 0 | 0 | 0 | 0
SCE Northern | Goleta | 230 | Battery |  |  | 1 | 0 | 0 | 0 | 70 | 0 | 70 | 0 | 0 | 0 | 70 | 0 | 70 | 0 | 0 | 0 | 0 | 0 | 0 | 0 | 0 | 0 | 70 | 0 | 70 | 70 | 0 | 70
SCE Metro | Goodrich | 230 | Battery |  |  | 0 | 0 | 0 | 0 | 0 | 0 | 0 | 0 | 0 | 0 | 0 | 0 | 0 | 0 | 0 | 0 | 0 | 0 | 0 | 0 | 0 | 0 | 0 | 0 | 0 | 0 | 0 | 0
PG&E KERN | Goose Lake | 115 | Battery |  |  | 0 | 0 | 0 | 0 | 0 | 0 | 0 | 0 | 0 | 0 | 0 | 0 | 0 | 0 | 0 | 0 | 0 | 0 | 0 | 0 | 0 | 0 | 0 | 0 | 0 | 0 | 0 | 0
SCE Metro | Gould | 230 | Battery |  |  | 0 | 0 | 0 | 0 | 0 | 0 | 0 | 0 | 0 | 0 | 0 | 0 | 0 | 0 | 0 | 0 | 0 | 0 | 0 | 0 | 0 | 0 | 0 | 0 | 0 | 0 | 0 | 0
PG&E NGBA | Grand Island | 115 | Battery |  |  | 0 | 0 | 0 | 0 | 0 | 0 | 0 | 0 | 0 | 0 | 0 | 0 | 0 | 0 | 0 | 0 | 0 | 0 | 0 | 0 | 0 | 0 | 0 | 0 | 0 | 0 | 0 | 0
SDGE | Granite | 69 | Battery |  |  | 1 | 0 | 0 | 0 | 4.5 | 0 | 4.5 | 0 | 0 | 0 | 4.5 | 0 | 4.5 | 0 | 0 | 0 | 0 | 0 | 0 | 0 | 0 | 0 | 4.5 | 0 | 4.5 | 4.5 | 0 | 4.5
PG&E GBA | Grant | 115 | Battery |  |  | 0 | 0 | 0 | 0 | 0 | 0 | 0 | 0 | 0 | 0 | 0 | 0 | 0 | 0 | 0 | 0 | 0 | 0 | 0 | 0 | 0 | 0 | 0 | 0 | 0 | 0 | 0 | 0
PG&E GBA | Green Valley | 115 | Battery |  |  | 0 | 0 | 0 | 0 | 0 | 0 | 0 | 0 | 0 | 0 | 0 | 0 | 0 | 0 | 0 | 0 | 0 | 0 | 0 | 0 | 0 | 0 | 0 | 0 | 0 | 0 | 0 | 0
PG&E NGBA | Greenleaf 1 | 115 | Battery |  |  | 0 | 0 | 0 | 0 | 0 | 0 | 0 | 0 | 0 | 0 | 0 | 0 | 0 | 0 | 0 | 0 | 0 | 0 | 0 | 0 | 0 | 0 | 0 | 0 | 0 | 0 | 0 | 0
PG&E FRESNO | Gregg | 230 | Battery |  |  | 0 | 0 | 0 | 0 | 0 | 0 | 0 | 0 | 0 | 0 | 0 | 0 | 0 | 0 | 0 | 0 | 0 | 0 | 0 | 0 | 0 | 0 | 0 | 0 | 0 | 0 | 0 | 0
PG&E FRESNO | Grimmway-Malaga | 115 | Battery |  |  | 0 | 0 | 0 | 0 | 0 | 0 | 0 | 0 | 0 | 0 | 0 | 0 | 0 | 0 | 0 | 0 | 0 | 0 | 0 | 0 | 0 | 0 | 0 | 0 | 0 | 0 | 0 | 0
PG&E NGBA | Grizzly | 230 | Battery |  |  | 0 | 0 | 0 | 0 | 0 | 0 | 0 | 0 | 0 | 0 | 0 | 0 | 0 | 0 | 0 | 0 | 0 | 0 | 0 | 0 | 0 | 0 | 0 | 0 | 0 | 0 | 0 | 0
PG&E FRESNO | Guernsey | 70 | Battery |  |  | 0 | 0 | 0 | 0 | 0 | 0 | 0 | 0 | 0 | 0 | 0 | 0 | 0 | 0 | 0 | 0 | 0 | 0 | 0 | 0 | 0 | 0 | 0 | 0 | 0 | 0 | 0 | 0
PG&E FRESNO | GWF Hanford | 115 | Battery |  |  | 1 | 0 | 0 | 0 | 131.4 | 0 | 131.4 | 99.4 | 0 | 99.4 | 32 | 0 | 32 | 0 | 0 | 0 | 0 | 0 | 0 | 0 | 0 | 0 | 32 | 0 | 32 | 32 | 0 | 32
PG&E FRESNO | Haas | 230 | Battery |  |  | 0 | 0 | 0 | 0 | 0 | 0 | 0 | 0 | 0 | 0 | 0 | 0 | 0 | 0 | 0 | 0 | 0 | 0 | 0 | 0 | 0 | 0 | 0 | 0 | 0 | 0 | 0 | 0
PG&E FRESNO | Hammonds | 115 | Battery |  |  | 0 | 0 | 0 | 0 | 0 | 0 | 0 | 0 | 0 | 0 | 0 | 0 | 0 | 0 | 0 | 0 | 0 | 0 | 0 | 0 | 0 | 0 | 0 | 0 | 0 | 0 | 0 | 0
SCE Metro | HarborGen | 230 | Battery |  |  | 0 | 0 | 0 | 0 | 0 | 0 | 0 | 0 | 0 | 0 | 0 | 0 | 0 | 0 | 0 | 0 | 0 | 0 | 0 | 0 | 0 | 0 | 0 | 0 | 0 | 0 | 0 | 0
PG&E NGBA | Harris | 60 | Battery |  |  | 0 | 0 | 0 | 0 | 0 | 0 | 0 | 0 | 0 | 0 | 0 | 0 | 0 | 0 | 0 | 0 | 0 | 0 | 0 | 0 | 0 | 0 | 0 | 0 | 0 | 0 | 0 | 0
EOP | Harry Allen | 500 | Battery |  |  | 0 | 0 | 0 | 0 | 0 | 0 | 0 | 0 | 0 | 0 | 0 | 0 | 0 | 0 | 0 | 0 | 0 | 0 | 0 | 0 | 0 | 0 | 0 | 0 | 0 | 0 | 0 | 0
PG&E NGBA | Hartley | 60 | Battery |  |  | 0 | 0 | 0 | 0 | 0 | 0 | 0 | 0 | 0 | 0 | 0 | 0 | 0 | 0 | 0 | 0 | 0 | 0 | 0 | 0 | 0 | 0 | 0 | 0 | 0 | 0 | 0 | 0
SCE NOL | Harvard | 115 | Battery |  |  | 0 | 0 | 0 | 0 | 0 | 0 | 0 | 0 | 0 | 0 | 0 | 0 | 0 | 0 | 0 | 0 | 0 | 0 | 0 | 0 | 0 | 0 | 0 | 0 | 0 | 0 | 0 | 0
SDGE | Hassayampa | 500 | Battery |  |  | 1 | 0 | 0 | 0 | 95 | 0 | 95 | 0 | 0 | 0 | 95 | 0 | 95 | 0 | 0 | 0 | 0 | 90 | 90 | 0 | 90 | 90 | 95 | 0 | 95 | 95 | 90 | 185
PG&E FRESNO | Helm | 230 | Battery |  |  | 1 | 0 | 0 | 0 | 0 | 0 | 0 | 0 | 0 | 0 | 0 | 0 | 0 | 0 | 0 | 0 | 0 | 80 | 80 | 0 | 80 | 80 | 0 | 0 | 0 | 0 | 80 | 80
PG&E FRESNO | Helm | 70 | Battery |  |  | 0 | 0 | 0 | 0 | 0 | 0 | 0 | 0 | 0 | 0 | 0 | 0 | 0 | 0 | 0 | 0 | 0 | 0 | 0 | 0 | 0 | 0 | 0 | 0 | 0 | 0 | 0 | 0
PG&E FRESNO | Henrietta | 115 | Battery |  |  | 0 | 0 | 0 | 0 | 0 | 0 | 0 | 0 | 0 | 0 | 0 | 0 | 0 | 0 | 0 | 0 | 0 | 0 | 0 | 0 | 0 | 0 | 0 | 0 | 0 | 0 | 0 | 0
PG&E FRESNO | Henrietta | 230 | Battery |  |  | 1 | 0 | 0 | 0 | 0 | 0 | 0 | 0 | 0 | 0 | 0 | 0 | 0 | 0 | 0 | 0 | 0 | 80 | 80 | 0 | 80 | 80 | 0 | 0 | 0 | 0 | 80 | 80
PG&E FRESNO | Henrietta | 70 | Battery |  |  | 1 | 0 | 0 | 0 | 173.2 | 0 | 173.2 | 99.4 | 0 | 99.4 | 73.8 | 0 | 73.8 | 0 | 0 | 0 | 0 | 0 | 0 | 0 | 0 | 0 | 73.8 | 0 | 73.8 | 73.8 | 0 | 73.8
PG&E FRESNO | Herndon | 115 | Battery |  |  | 0 | 0 | 0 | 0 | 0 | 0 | 0 | 0 | 0 | 0 | 0 | 0 | 0 | 0 | 0 | 0 | 0 | 0 | 0 | 0 | 0 | 0 | 0 | 0 | 0 | 0 | 0 | 0
PG&E FRESNO | Herndon | 230 | Battery |  |  | 0 | 0 | 0 | 0 | 0 | 0 | 0 | 0 | 0 | 0 | 0 | 0 | 0 | 0 | 0 | 0 | 0 | 0 | 0 | 0 | 0 | 0 | 0 | 0 | 0 | 0 | 0 | 0
PG&E GBA | Hicks | 230 | Battery |  |  | 0 | 0 | 0 | 0 | 0 | 0 | 0 | 0 | 0 | 0 | 0 | 0 | 0 | 0 | 0 | 0 | 0 | 0 | 0 | 0 | 0 | 0 | 0 | 0 | 0 | 0 | 0 | 0
PG&E NGBA | Higgins | 115 | Battery |  |  | 0 | 0 | 0 | 0 | 0 | 0 | 0 | 0 | 0 | 0 | 0 | 0 | 0 | 0 | 0 | 0 | 0 | 0 | 0 | 0 | 0 | 0 | 0 | 0 | 0 | 0 | 0 | 0
PG&E NGBA | Hilltop | 345 | Battery |  |  | 0 | 0 | 0 | 0 | 0 | 0 | 0 | 0 | 0 | 0 | 0 | 0 | 0 | 0 | 0 | 0 | 0 | 0 | 0 | 0 | 0 | 0 | 0 | 0 | 0 | 0 | 0 | 0
SCE Metro | Hinson | 230 | Battery |  |  | 1 | 0 | 0 | 0 | 525 | 0 | 525 | 0 | 0 | 0 | 525 | 0 | 525 | 0 | 0 | 0 | 0 | 0 | 0 | 0 | 0 | 0 | 525 | 0 | 525 | 525 | 0 | 525
PG&E GBA | Hollister | 115 | Battery |  |  | 1 | 0 | 0 | 0 | 0 | 0 | 0 | 0 | 0 | 0 | 0 | 0 | 0 | 0 | 10 | 10 | 0 | 0 | 0 | 0 | 10 | 10 | 0 | 10 | 10 | 0 | 10 | 10
PG&E NGBA | Homestake | 115 | Battery |  |  | 0 | 0 | 0 | 0 | 0 | 0 | 0 | 0 | 0 | 0 | 0 | 0 | 0 | 0 | 0 | 0 | 0 | 0 | 0 | 0 | 0 | 0 | 0 | 0 | 0 | 0 | 0 | 0
PG&E NGBA | Honcut | 115 | Battery |  |  | 0 | 0 | 0 | 0 | 0 | 0 | 0 | 0 | 0 | 0 | 0 | 0 | 0 | 0 | 0 | 0 | 0 | 0 | 0 | 0 | 0 | 0 | 0 | 0 | 0 | 0 | 0 | 0
SDGE | Hoodoo Wash | 500 | Battery |  |  | 1 | 0 | 0 | 0 | 547.5 | 0 | 547.5 | 100 | 0 | 100 | 447.5 | 0 | 447.5 | 0 | 0 | 0 | 0 | 50 | 50 | 0 | 50 | 50 | 447.5 | 0 | 447.5 | 447.5 | 50 | 497.5
PG&E NGBA | Hopland | 115 | Battery |  |  | 0 | 0 | 0 | 0 | 0 | 0 | 0 | 0 | 0 | 0 | 0 | 0 | 0 | 0 | 0 | 0 | 0 | 0 | 0 | 0 | 0 | 0 | 0 | 0 | 0 | 0 | 0 | 0
PG&E NGBA | Hopland | 60 | Battery |  |  | 0 | 0 | 0 | 0 | 0 | 0 | 0 | 0 | 0 | 0 | 0 | 0 | 0 | 0 | 0 | 0 | 0 | 0 | 0 | 0 | 0 | 0 | 0 | 0 | 0 | 0 | 0 | 0
PG&E NGBA | Humboldt | 115 | Battery |  |  | 0 | 0 | 0 | 0 | 0 | 0 | 0 | 0 | 0 | 0 | 0 | 0 | 0 | 0 | 0 | 0 | 0 | 0 | 0 | 0 | 0 | 0 | 0 | 0 | 0 | 0 | 0 | 0
PG&E NGBA | Humboldt | 60 | Battery |  |  | 1 | 0 | 0 | 0 | 17.25 | 0 | 17.25 | 0 | 0 | 0 | 17.25 | 0 | 17.25 | 0 | 0 | 0 | 0 | 0 | 0 | 0 | 0 | 0 | 17.25 | 0 | 17.25 | 17.25 | 0 | 17.25
PG&E NGBA | Humboldt | 500 | Battery |  |  | 0 | 0 | 0 | 0 | 0 | 0 | 0 | 0 | 0 | 0 | 0 | 0 | 0 | 0 | 0 | 0 | 0 | 0 | 0 | 0 | 0 | 0 | 0 | 0 | 0 | 0 | 0 | 0
SCE Metro | Huntington Beach | 230 | Battery |  |  | 0 | 0 | 0 | 0 | 0 | 0 | 0 | 0 | 0 | 0 | 0 | 0 | 0 | 0 | 0 | 0 | 0 | 0 | 0 | 0 | 0 | 0 | 0 | 0 | 0 | 0 | 0 | 0
PG&E NGBA | Ignacio | 115 | Battery |  |  | 0 | 0 | 0 | 0 | 0 | 0 | 0 | 0 | 0 | 0 | 0 | 0 | 0 | 0 | 0 | 0 | 0 | 0 | 0 | 0 | 0 | 0 | 0 | 0 | 0 | 0 | 0 | 0
PG&E NGBA | Ignacio | 230 | Battery |  |  | 0 | 0 | 0 | 0 | 0 | 0 | 0 | 0 | 0 | 0 | 0 | 0 | 0 | 0 | 0 | 0 | 0 | 0 | 0 | 0 | 0 | 0 | 0 | 0 | 0 | 0 | 0 | 0
PG&E NGBA | Ignacio | 60 | Battery |  |  | 0 | 0 | 0 | 0 | 0 | 0 | 0 | 0 | 0 | 0 | 0 | 0 | 0 | 0 | 0 | 0 | 0 | 0 | 0 | 0 | 0 | 0 | 0 | 0 | 0 | 0 | 0 | 0
SDGE | Imperial Beach | 69 | Battery |  |  | 1 | 0 | 0 | 0 | 3 | 0 | 3 | 0 | 0 | 0 | 3 | 0 | 3 | 0 | 0 | 0 | 0 | 0 | 0 | 0 | 0 | 0 | 3 | 0 | 3 | 3 | 0 | 3
SDGE | Imperial Valley | 230 | Battery |  |  | 1 | 0 | 0 | 0 | 578 | 0 | 578 | 50 | 0 | 50 | 528 | 0 | 528 | 0 | 0 | 0 | 0 | 150 | 150 | 0 | 150 | 150 | 528 | 0 | 528 | 528 | 150 | 678
SDGE | Imperial Valley | 500 | Battery |  |  | 0 | 0 | 0 | 0 | 0 | 0 | 0 | 0 | 0 | 0 | 0 | 0 | 0 | 0 | 0 | 0 | 0 | 0 | 0 | 0 | 0 | 0 | 0 | 0 | 0 | 0 | 0 | 0
EOP | Innovation | 138 | Battery |  |  | 0 | 0 | 0 | 0 | 0 | 0 | 0 | 0 | 0 | 0 | 0 | 0 | 0 | 0 | 0 | 0 | 0 | 0 | 0 | 0 | 0 | 0 | 0 | 0 | 0 | 0 | 0 | 0
EOP | Innovation | 230 | Battery |  |  | 1 | 0 | 0 | 0 | 0 | 0 | 0 | 0 | 0 | 0 | 0 | 0 | 0 | 0 | 50 | 50 | 0 | 100 | 100 | 0 | 150 | 150 | 0 | 50 | 50 | 0 | 150 | 150
SCE NOL | Inyokern | 115 | Battery |  |  | 1 | 0 | 0 | 0 | 25 | 0 | 25 | 25 | 0 | 25 | 0 | 0 | 0 | 0 | 0 | 0 | 0 | 0 | 0 | 0 | 0 | 0 | 0 | 0 | 0 | 0 | 0 | 0
EOP | IS Tap | 138 | Battery |  |  | 0 | 0 | 0 | 0 | 0 | 0 | 0 | 0 | 0 | 0 | 0 | 0 | 0 | 0 | 0 | 0 | 0 | 0 | 0 | 0 | 0 | 0 | 0 | 0 | 0 | 0 | 0 | 0
EOP | Ivanpah | 115 | Battery |  |  | 0 | 0 | 0 | 0 | 0 | 0 | 0 | 0 | 0 | 0 | 0 | 0 | 0 | 0 | 0 | 0 | 0 | 0 | 0 | 0 | 0 | 0 | 0 | 0 | 0 | 0 | 0 | 0
EOP | Ivanpah | 230 | Battery |  |  | 0 | 0 | 0 | 0 | 0 | 0 | 0 | 0 | 0 | 0 | 0 | 0 | 0 | 0 | 0 | 0 | 0 | 0 | 0 | 0 | 0 | 0 | 0 | 0 | 0 | 0 | 0 | 0
EOP | Jackass (DOE) | 138 | Battery |  |  | 0 | 0 | 0 | 0 | 0 | 0 | 0 | 0 | 0 | 0 | 0 | 0 | 0 | 0 | 0 | 0 | 0 | 0 | 0 | 0 | 0 | 0 | 0 | 0 | 0 | 0 | 0 | 0
PG&E NGBA | James B Black | 230 | Battery |  |  | 0 | 0 | 0 | 0 | 0 | 0 | 0 | 0 | 0 | 0 | 0 | 0 | 0 | 0 | 0 | 0 | 0 | 0 | 0 | 0 | 0 | 0 | 0 | 0 | 0 | 0 | 0 | 0
PG&E GBA | Jefferson | 230 | Battery |  |  | 0 | 0 | 0 | 0 | 0 | 0 | 0 | 0 | 0 | 0 | 0 | 0 | 0 | 0 | 0 | 0 | 0 | 0 | 0 | 0 | 0 | 0 | 0 | 0 | 0 | 0 | 0 | 0
PG&E NGBA | Jessup | 115 | Battery |  |  | 0 | 0 | 0 | 0 | 0 | 0 | 0 | 0 | 0 | 0 | 0 | 0 | 0 | 0 | 0 | 0 | 0 | 0 | 0 | 0 | 0 | 0 | 0 | 0 | 0 | 0 | 0 | 0
SCE Metro | Johanna | 230 | Battery |  |  | 1 | 1.4 | 0 | 1.4 | 0 | 0 | 0 | 0 | 0 | 0 | 0 | 0 | 0 | 0 | 0 | 0 | 0 | 0 | 0 | 0 | 0 | 0 | 1.4 | 0 | 1.4 | 1.4 | 0 | 1.4
SCE Eastern | Julian Hinds | 230 | Battery |  |  | 0 | 0 | 0 | 0 | 0 | 0 | 0 | 0 | 0 | 0 | 0 | 0 | 0 | 0 | 0 | 0 | 0 | 0 | 0 | 0 | 0 | 0 | 0 | 0 | 0 | 0 | 0 | 0
PG&E GBA | Kasson | 115 | Battery |  |  | 0 | 0 | 0 | 0 | 0 | 0 | 0 | 0 | 0 | 0 | 0 | 0 | 0 | 0 | 0 | 0 | 0 | 0 | 0 | 0 | 0 | 0 | 0 | 0 | 0 | 0 | 0 | 0
PG&E GBA | Kasson | 60 | Battery |  |  | 0 | 0 | 0 | 0 | 0 | 0 | 0 | 0 | 0 | 0 | 0 | 0 | 0 | 0 | 0 | 0 | 0 | 0 | 0 | 0 | 0 | 0 | 0 | 0 | 0 | 0 | 0 | 0
PG&E FRESNO | Kearney | 230 | Battery |  |  | 1 | 0 | 0 | 0 | 0 | 0 | 0 | 0 | 0 | 0 | 0 | 0 | 0 | 0 | 0 | 0 | 0 | 20 | 20 | 0 | 20 | 20 | 0 | 0 | 0 | 0 | 20 | 20
PG&E FRESNO | Kearney | 70 | Battery |  |  | 0 | 0 | 0 | 0 | 0 | 0 | 0 | 0 | 0 | 0 | 0 | 0 | 0 | 0 | 0 | 0 | 0 | 0 | 0 | 0 | 0 | 0 | 0 | 0 | 0 | 0 | 0 | 0
PG&E GBA | Kelso | 230 | Battery |  |  | 1 | 0 | 0 | 0 | 90.7 | 0 | 90.7 | 0 | 0 | 0 | 90.7 | 0 | 90.7 | 0 | 0 | 0 | 0 | 0 | 0 | 0 | 0 | 0 | 90.7 | 0 | 90.7 | 90.7 | 0 | 90.7
PG&E FRESNO | Kerchoff 1 | 115 | Battery |  |  | 0 | 0 | 0 | 0 | 0 | 0 | 0 | 0 | 0 | 0 | 0 | 0 | 0 | 0 | 0 | 0 | 0 | 0 | 0 | 0 | 0 | 0 | 0 | 0 | 0 | 0 | 0 | 0
PG&E KERN | Kern Oil | 115 | Battery |  |  | 0 | 0 | 0 | 0 | 0 | 0 | 0 | 0 | 0 | 0 | 0 | 0 | 0 | 0 | 0 | 0 | 0 | 0 | 0 | 0 | 0 | 0 | 0 | 0 | 0 | 0 | 0 | 0
PG&E KERN | Kern PP | 115 | Battery |  |  | 0 | 0 | 0 | 0 | 0 | 0 | 0 | 0 | 0 | 0 | 0 | 0 | 0 | 0 | 0 | 0 | 0 | 0 | 0 | 0 | 0 | 0 | 0 | 0 | 0 | 0 | 0 | 0
PG&E KERN | Kern PP | 230 | Battery |  |  | 0 | 0 | 0 | 0 | 0 | 0 | 0 | 0 | 0 | 0 | 0 | 0 | 0 | 0 | 0 | 0 | 0 | 0 | 0 | 0 | 0 | 0 | 0 | 0 | 0 | 0 | 0 | 0
PG&E KERN | Kern PP | 70 | Battery |  |  | 0 | 0 | 0 | 0 | 0 | 0 | 0 | 0 | 0 | 0 | 0 | 0 | 0 | 0 | 0 | 0 | 0 | 0 | 0 | 0 | 0 | 0 | 0 | 0 | 0 | 0 | 0 | 0
PG&E KERN | Kernridge | 115 | Battery |  |  | 0 | 0 | 0 | 0 | 0 | 0 | 0 | 0 | 0 | 0 | 0 | 0 | 0 | 0 | 0 | 0 | 0 | 0 | 0 | 0 | 0 | 0 | 0 | 0 | 0 | 0 | 0 | 0
PG&E FRESNO | Kingsburg | 115 | Battery |  |  | 0 | 0 | 0 | 0 | 0 | 0 | 0 | 0 | 0 | 0 | 0 | 0 | 0 | 0 | 0 | 0 | 0 | 0 | 0 | 0 | 0 | 0 | 0 | 0 | 0 | 0 | 0 | 0
PG&E GBA | Kirker | 115 | Battery |  |  | 0 | 0 | 0 | 0 | 0 | 0 | 0 | 0 | 0 | 0 | 0 | 0 | 0 | 0 | 0 | 0 | 0 | 0 | 0 | 0 | 0 | 0 | 0 | 0 | 0 | 0 | 0 | 0
PG&E NGBA | Knights Landing | 115 | Battery |  |  | 0 | 0 | 0 | 0 | 0 | 0 | 0 | 0 | 0 | 0 | 0 | 0 | 0 | 0 | 0 | 0 | 0 | 0 | 0 | 0 | 0 | 0 | 0 | 0 | 0 | 0 | 0 | 0
PG&E NGBA | Konocti | 60 | Battery |  |  | 0 | 0 | 0 | 0 | 0 | 0 | 0 | 0 | 0 | 0 | 0 | 0 | 0 | 0 | 0 | 0 | 0 | 0 | 0 | 0 | 0 | 0 | 0 | 0 | 0 | 0 | 0 | 0
SCE NOL | Kramer | 115 | Battery |  |  | 1 | 0 | 0 | 0 | 0 | 6 | 6 | 0 | 0 | 0 | 0 | 6 | 6 | 0 | 0 | 0 | 0 | 0 | 0 | 0 | 0 | 0 | 0 | 6 | 6 | 0 | 6 | 6
SCE NOL | Kramer | 230 | Battery |  |  | 1 | 37.5 | 0 | 37.5 | 268.7 | 0 | 268.7 | 20 | 0 | 20 | 248.7 | 0 | 248.7 | 0 | 0 | 0 | 0 | 0 | 0 | 0 | 0 | 0 | 286.2 | 0 | 286.2 | 286.2 | 0 | 286.2
SCE Metro | La Cienega | 230 | Battery |  |  | 0 | 0 | 0 | 0 | 0 | 0 | 0 | 0 | 0 | 0 | 0 | 0 | 0 | 0 | 0 | 0 | 0 | 0 | 0 | 0 | 0 | 0 | 0 | 0 | 0 | 0 | 0 | 0
SCE Metro | La Fresa | 230 | Battery |  |  | 0 | 0 | 0 | 0 | 0 | 0 | 0 | 0 | 0 | 0 | 0 | 0 | 0 | 0 | 0 | 0 | 0 | 0 | 0 | 0 | 0 | 0 | 0 | 0 | 0 | 0 | 0 | 0
SCE Metro | Laguna Bell | 230 | Battery |  |  | 1 | 0 | 0 | 0 | 350 | 0 | 350 | 0 | 0 | 0 | 350 | 0 | 350 | 0 | 0 | 0 | 0 | 150 | 150 | 0 | 150 | 150 | 350 | 0 | 350 | 350 | 150 | 500
PG&E KERN | Lakeview | 70 | Battery |  |  | 1 | 0 | 0 | 0 | 65.5 | 0 | 65.5 | 0 | 0 | 0 | 65.5 | 0 | 65.5 | 0 | 0 | 0 | 0 | 0 | 0 | 0 | 0 | 0 | 65.5 | 0 | 65.5 | 65.5 | 0 | 65.5
PG&E NGBA | Lakeville | 230 | Battery |  |  | 0 | 0 | 0 | 0 | 0 | 0 | 0 | 0 | 0 | 0 | 0 | 0 | 0 | 0 | 0 | 0 | 0 | 0 | 0 | 0 | 0 | 0 | 0 | 0 | 0 | 0 | 0 | 0
PG&E NGBA | Lakeville | 60 | Battery |  |  | 0 | 0 | 0 | 0 | 0 | 0 | 0 | 0 | 0 | 0 | 0 | 0 | 0 | 0 | 0 | 0 | 0 | 0 | 0 | 0 | 0 | 0 | 0 | 0 | 0 | 0 | 0 | 0
PG&E NGBA | Lakeville | 115 | Battery |  |  | 1 | 0 | 0 | 0 | 50 | 0 | 50 | 0 | 0 | 0 | 50 | 0 | 50 | 0 | 0 | 0 | 0 | 0 | 0 | 0 | 0 | 0 | 50 | 0 | 50 | 50 | 0 | 50
PG&E GBA | Lakewood | 115 | Battery |  |  | 0 | 0 | 0 | 0 | 0 | 0 | 0 | 0 | 0 | 0 | 0 | 0 | 0 | 0 | 0 | 0 | 0 | 0 | 0 | 0 | 0 | 0 | 0 | 0 | 0 | 0 | 0 | 0
PG&E NGBA | Lambie | 230 | Battery |  |  | 0 | 0 | 0 | 0 | 0 | 0 | 0 | 0 | 0 | 0 | 0 | 0 | 0 | 0 | 0 | 0 | 0 | 0 | 0 | 0 | 0 | 0 | 0 | 0 | 0 | 0 | 0 | 0
PG&E GBA | Lammers | 115 | Battery |  |  | 0 | 0 | 0 | 0 | 0 | 0 | 0 | 0 | 0 | 0 | 0 | 0 | 0 | 0 | 0 | 0 | 0 | 0 | 0 | 0 | 0 | 0 | 0 | 0 | 0 | 0 | 0 | 0
PG&E KERN | Lamont | 115 | Battery |  |  | 1 | 0 | 0 | 0 | 0 | 0 | 0 | 0 | 0 | 0 | 0 | 0 | 0 | 0 | 0 | 0 | 0 | 55 | 55 | 0 | 55 | 55 | 0 | 0 | 0 | 0 | 55 | 55
PG&E FRESNO | Las Aguilas | 230 | Battery |  |  | 0 | 0 | 0 | 0 | 0 | 0 | 0 | 0 | 0 | 0 | 0 | 0 | 0 | 0 | 0 | 0 | 0 | 0 | 0 | 0 | 0 | 0 | 0 | 0 | 0 | 0 | 0 | 0
EOP | Lathrop | 138 | Battery |  |  | 0 | 0 | 0 | 0 | 0 | 0 | 0 | 0 | 0 | 0 | 0 | 0 | 0 | 0 | 0 | 0 | 0 | 0 | 0 | 0 | 0 | 0 | 0 | 0 | 0 | 0 | 0 | 0
EOP | Lathrop | 230 | Battery |  |  | 1 | 0 | 0 | 0 | 0 | 0 | 0 | 0 | 0 | 0 | 0 | 0 | 0 | 0 | 0 | 0 | 0 | 100 | 100 | 0 | 100 | 100 | 0 | 0 | 0 | 0 | 100 | 100
PG&E FRESNO | Le Grand | 115 | Battery |  |  | 1 | 0 | 0 | 0 | 0 | 0 | 0 | 0 | 0 | 0 | 0 | 0 | 0 | 0 | 0 | 0 | 0 | 30 | 30 | 0 | 30 | 30 | 0 | 0 | 0 | 0 | 30 | 30
PG&E FRESNO | Lemoore | 70 | Battery |  |  | 1 | 0 | 0 | 0 | 0 | 0 | 0 | 0 | 0 | 0 | 0 | 0 | 0 | 0 | 5 | 5 | 0 | 0 | 0 | 0 | 5 | 5 | 0 | 5 | 5 | 0 | 5 | 5
PG&E KERN | Lerdo | 115 | Battery |  |  | 0 | 0 | 0 | 0 | 0 | 0 | 0 | 0 | 0 | 0 | 0 | 0 | 0 | 0 | 0 | 0 | 0 | 0 | 0 | 0 | 0 | 0 | 0 | 0 | 0 | 0 | 0 | 0
SCE Metro | Lewis | 230 | Battery |  |  | 0 | 0 | 0 | 0 | 0 | 0 | 0 | 0 | 0 | 0 | 0 | 0 | 0 | 0 | 0 | 0 | 0 | 0 | 0 | 0 | 0 | 0 | 0 | 0 | 0 | 0 | 0 | 0
SCE Metro | Lighthipe | 230 | Battery |  |  | 1 | 0 | 0 | 0 | 0 | 0 | 0 | 0 | 0 | 0 | 0 | 0 | 0 | 0 | 0 | 0 | 0 | 250 | 250 | 0 | 250 | 250 | 0 | 0 | 0 | 0 | 250 | 250
SDGE | Lilac | 69 | Battery |  |  | 0 | 0 | 0 | 0 | 0 | 0 | 0 | 0 | 0 | 0 | 0 | 0 | 0 | 0 | 0 | 0 | 0 | 0 | 0 | 0 | 0 | 0 | 0 | 0 | 0 | 0 | 0 | 0
PG&E NGBA | Lincoln | 115 | Battery |  |  | 0 | 0 | 0 | 0 | 0 | 0 | 0 | 0 | 0 | 0 | 0 | 0 | 0 | 0 | 0 | 0 | 0 | 0 | 0 | 0 | 0 | 0 | 0 | 0 | 0 | 0 | 0 | 0
PG&E KERN | Live Oak | 115 | Battery |  |  | 0 | 0 | 0 | 0 | 0 | 0 | 0 | 0 | 0 | 0 | 0 | 0 | 0 | 0 | 0 | 0 | 0 | 0 | 0 | 0 | 0 | 0 | 0 | 0 | 0 | 0 | 0 | 0
PG&E GBA | Llagas | 115 | Battery |  |  | 1 | 0 | 0 | 0 | 0 | 0 | 0 | 0 | 0 | 0 | 0 | 0 | 0 | 0 | 0 | 0 | 0 | 27.2 | 27.2 | 0 | 27.2 | 27.2 | 0 | 0 | 0 | 0 | 27.2 | 27.2
PG&E GBA | Lockeford | 115 | Battery |  |  | 0 | 0 | 0 | 0 | 0 | 0 | 0 | 0 | 0 | 0 | 0 | 0 | 0 | 0 | 0 | 0 | 0 | 0 | 0 | 0 | 0 | 0 | 0 | 0 | 0 | 0 | 0 | 0
PG&E GBA | Lockeford | 230 | Battery |  |  | 0 | 0 | 0 | 0 | 0 | 0 | 0 | 0 | 0 | 0 | 0 | 0 | 0 | 0 | 0 | 0 | 0 | 0 | 0 | 0 | 0 | 0 | 0 | 0 | 0 | 0 | 0 | 0
PG&E GBA | Lockeford | 60 | Battery |  |  | 0 | 0 | 0 | 0 | 0 | 0 | 0 | 0 | 0 | 0 | 0 | 0 | 0 | 0 | 0 | 0 | 0 | 0 | 0 | 0 | 0 | 0 | 0 | 0 | 0 | 0 | 0 | 0
PG&E GBA | Lodi | 230 | Battery |  |  | 0 | 0 | 0 | 0 | 0 | 0 | 0 | 0 | 0 | 0 | 0 | 0 | 0 | 0 | 0 | 0 | 0 | 0 | 0 | 0 | 0 | 0 | 0 | 0 | 0 | 0 | 0 | 0
PG&E NGBA | Logan Creek | 230 | Battery |  |  | 0 | 0 | 0 | 0 | 0 | 0 | 0 | 0 | 0 | 0 | 0 | 0 | 0 | 0 | 0 | 0 | 0 | 0 | 0 | 0 | 0 | 0 | 0 | 0 | 0 | 0 | 0 | 0
PG&E GBA | Lone Tree | 230 | Battery |  |  | 0 | 0 | 0 | 0 | 0 | 0 | 0 | 0 | 0 | 0 | 0 | 0 | 0 | 0 | 0 | 0 | 0 | 0 | 0 | 0 | 0 | 0 | 0 | 0 | 0 | 0 | 0 | 0
PG&E FRESNO | Los Banos | 230 | Battery |  |  | 1 | 80 | 0 | 80 | 0.9 | 0 | 0.9 | 0 | 0 | 0 | 0.9 | 0 | 0.9 | 0 | 160 | 160 | 0 | 0 | 0 | 0 | 160 | 160 | 80.9 | 160 | 240.9 | 80.9 | 160 | 240.9
PG&E FRESNO | Los Banos | 500 | Battery |  |  | 1 | 0 | 0 | 0 | 0 | 0 | 0 | 0 | 0 | 0 | 0 | 0 | 0 | 0 | 0 | 0 | 0 | 200 | 200 | 0 | 200 | 200 | 0 | 0 | 0 | 0 | 200 | 200
SDGE | Los Coches | 138 | Battery |  |  | 0 | 0 | 0 | 0 | 0 | 0 | 0 | 0 | 0 | 0 | 0 | 0 | 0 | 0 | 0 | 0 | 0 | 0 | 0 | 0 | 0 | 0 | 0 | 0 | 0 | 0 | 0 | 0
SDGE | Los Coches | 69 | Battery |  |  | 1 | 0 | 0 | 0 | 1.5 | 0 | 1.5 | 0 | 0 | 0 | 1.5 | 0 | 1.5 | 0 | 0 | 0 | 0 | 0 | 0 | 0 | 0 | 0 | 1.5 | 0 | 1.5 | 1.5 | 0 | 1.5
PG&E GBA | Los Esteros | 115 | Battery |  |  | 1 | 0 | 0 | 0 | 3.3 | 0 | 3.3 | 0 | 0 | 0 | 3.3 | 0 | 3.3 | 0 | 0 | 0 | 0 | 0 | 0 | 0 | 0 | 0 | 3.3 | 0 | 3.3 | 3.3 | 0 | 3.3
PG&E GBA | Los Esteros | 230 | Battery |  |  | 1 | 0 | 0 | 0 | 0 | 0 | 0 | 0 | 0 | 0 | 0 | 0 | 0 | 0 | 100 | 100 | 0 | 0 | 0 | 0 | 100 | 100 | 0 | 100 | 100 | 0 | 100 | 100
PG&E GBA | Los Positas | 230 | Battery |  |  | 0 | 0 | 0 | 0 | 0 | 0 | 0 | 0 | 0 | 0 | 0 | 0 | 0 | 0 | 0 | 0 | 0 | 0 | 0 | 0 | 0 | 0 | 0 | 0 | 0 | 0 | 0 | 0
PG&E GBA | Los Positas | 60 | Battery |  |  | 0 | 0 | 0 | 0 | 0 | 0 | 0 | 0 | 0 | 0 | 0 | 0 | 0 | 0 | 0 | 0 | 0 | 0 | 0 | 0 | 0 | 0 | 0 | 0 | 0 | 0 | 0 | 0
SDGE | Loveland | 69 | Battery |  |  | 0 | 0 | 0 | 0 | 0 | 0 | 0 | 0 | 0 | 0 | 0 | 0 | 0 | 0 | 0 | 0 | 0 | 0 | 0 | 0 | 0 | 0 | 0 | 0 | 0 | 0 | 0 | 0
SCE NOL | Lugo | 230 | Battery |  |  | 0 | 0 | 0 | 0 | 0 | 0 | 0 | 0 | 0 | 0 | 0 | 0 | 0 | 0 | 0 | 0 | 0 | 0 | 0 | 0 | 0 | 0 | 0 | 0 | 0 | 0 | 0 | 0
SCE Metro | Lugo | 500 | Battery |  |  | 0 | 0 | 0 | 0 | 0 | 0 | 0 | 0 | 0 | 0 | 0 | 0 | 0 | 0 | 0 | 0 | 0 | 0 | 0 | 0 | 0 | 0 | 0 | 0 | 0 | 0 | 0 | 0
PG&E FRESNO | Madera | 70 | Battery |  |  | 0 | 0 | 0 | 0 | 0 | 0 | 0 | 0 | 0 | 0 | 0 | 0 | 0 | 0 | 0 | 0 | 0 | 0 | 0 | 0 | 0 | 0 | 0 | 0 | 0 | 0 | 0 | 0
PG&E NGBA | Madison | 115 | Battery |  |  | 1 | 0 | 0 | 0 | 10.2 | 0 | 10.2 | 0 | 0 | 0 | 10.2 | 0 | 10.2 | 0 | 0 | 0 | 0 | 0 | 0 | 0 | 0 | 0 | 10.2 | 0 | 10.2 | 10.2 | 0 | 10.2
PG&E KERN | Magunden | 115 | Battery |  |  | 0 | 0 | 0 | 0 | 0 | 0 | 0 | 0 | 0 | 0 | 0 | 0 | 0 | 0 | 0 | 0 | 0 | 0 | 0 | 0 | 0 | 0 | 0 | 0 | 0 | 0 | 0 | 0
SCE Northern | Magunden | 230 | Battery |  |  | 0 | 0 | 0 | 0 | 0 | 0 | 0 | 0 | 0 | 0 | 0 | 0 | 0 | 0 | 0 | 0 | 0 | 0 | 0 | 0 | 0 | 0 | 0 | 0 | 0 | 0 | 0 | 0
PG&E FRESNO | Malaga | 115 | Battery |  |  | 1 | 0 | 0 | 0 | 97 | 0 | 97 | 97 | 0 | 97 | 0 | 0 | 0 | 0 | 0 | 0 | 0 | 0 | 0 | 0 | 0 | 0 | 0 | 0 | 0 | 0 | 0 | 0
PG&E NGBA | Malin | 500 | Battery |  |  | 0 | 0 | 0 | 0 | 0 | 0 | 0 | 0 | 0 | 0 | 0 | 0 | 0 | 0 | 0 | 0 | 0 | 0 | 0 | 0 | 0 | 0 | 0 | 0 | 0 | 0 | 0 | 0
SCE Northern | Mandalay | 230 | Battery |  |  | 0 | 0 | 0 | 0 | 0 | 0 | 0 | 0 | 0 | 0 | 0 | 0 | 0 | 0 | 0 | 0 | 0 | 0 | 0 | 0 | 0 | 0 | 0 | 0 | 0 | 0 | 0 | 0
PG&E FRESNO | Manning | 230 | Battery |  |  | 1 | 0 | 0 | 0 | 0 | 0 | 0 | 0 | 0 | 0 | 0 | 0 | 0 | 0 | 0 | 0 | 0 | 100 | 100 | 0 | 100 | 100 | 0 | 0 | 0 | 0 | 100 | 100
PG&E FRESNO | Manning | 500 | Battery |  |  | 1 | 0 | 0 | 0 | 0 | 0 | 0 | 0 | 0 | 0 | 0 | 0 | 0 | 0 | 260 | 260 | 0 | 285 | 285 | 0 | 545 | 545 | 0 | 260 | 260 | 0 | 545 | 545
PG&E GBA | Manteca | 115 | Battery |  |  | 0 | 0 | 0 | 0 | 0 | 0 | 0 | 0 | 0 | 0 | 0 | 0 | 0 | 0 | 0 | 0 | 0 | 0 | 0 | 0 | 0 | 0 | 0 | 0 | 0 | 0 | 0 | 0
SDGE | Margarita | 138 | Battery |  |  | 0 | 0 | 0 | 0 | 0 | 0 | 0 | 0 | 0 | 0 | 0 | 0 | 0 | 0 | 0 | 0 | 0 | 0 | 0 | 0 | 0 | 0 | 0 | 0 | 0 | 0 | 0 | 0
PG&E GBA | Martin | 230 | Battery |  |  | 0 | 0 | 0 | 0 | 0 | 0 | 0 | 0 | 0 | 0 | 0 | 0 | 0 | 0 | 0 | 0 | 0 | 0 | 0 | 0 | 0 | 0 | 0 | 0 | 0 | 0 | 0 | 0
PG&E GBA | Martin | 115 | Battery |  |  | 1 | 0 | 0 | 0 | 188 | 0 | 188 | 0 | 0 | 0 | 188 | 0 | 188 | 0 | 0 | 0 | 0 | 150 | 150 | 0 | 150 | 150 | 188 | 0 | 188 | 188 | 150 | 338
PG&E GBA | Martinez | 115 | Battery |  |  | 0 | 0 | 0 | 0 | 0 | 0 | 0 | 0 | 0 | 0 | 0 | 0 | 0 | 0 | 0 | 0 | 0 | 0 | 0 | 0 | 0 | 0 | 0 | 0 | 0 | 0 | 0 | 0
PG&E FRESNO | Mc Mullin | 230 | Battery |  |  | 1 | 0 | 0 | 0 | 0 | 0 | 0 | 0 | 0 | 0 | 0 | 0 | 0 | 0 | 0 | 0 | 0 | 60 | 60 | 0 | 60 | 60 | 0 | 0 | 0 | 0 | 60 | 60
PG&E FRESNO | McCall | 115 | Battery |  |  | 0 | 0 | 0 | 0 | 0 | 0 | 0 | 0 | 0 | 0 | 0 | 0 | 0 | 0 | 0 | 0 | 0 | 0 | 0 | 0 | 0 | 0 | 0 | 0 | 0 | 0 | 0 | 0
PG&E FRESNO | McCall | 230 | Battery |  |  | 0 | 0 | 0 | 0 | 0 | 0 | 0 | 0 | 0 | 0 | 0 | 0 | 0 | 0 | 0 | 0 | 0 | 0 | 0 | 0 | 0 | 0 | 0 | 0 | 0 | 0 | 0 | 0
PG&E GBA | Meadow Lane | 115 | Battery |  |  | 0 | 0 | 0 | 0 | 0 | 0 | 0 | 0 | 0 | 0 | 0 | 0 | 0 | 0 | 0 | 0 | 0 | 0 | 0 | 0 | 0 | 0 | 0 | 0 | 0 | 0 | 0 | 0
PG&E GBA | Melones | 115 | Battery |  |  | 0 | 0 | 0 | 0 | 0 | 0 | 0 | 0 | 0 | 0 | 0 | 0 | 0 | 0 | 0 | 0 | 0 | 0 | 0 | 0 | 0 | 0 | 0 | 0 | 0 | 0 | 0 | 0
PG&E GBA | Melones | 230 | Battery |  |  | 0 | 0 | 0 | 0 | 0 | 0 | 0 | 0 | 0 | 0 | 0 | 0 | 0 | 0 | 0 | 0 | 0 | 0 | 0 | 0 | 0 | 0 | 0 | 0 | 0 | 0 | 0 | 0
SDGE | Melrose | 69 | Battery |  |  | 1 | 0 | 0 | 0 | 20 | 0 | 20 | 0 | 0 | 0 | 20 | 0 | 20 | 0 | 0 | 0 | 0 | 0 | 0 | 0 | 0 | 0 | 20 | 0 | 20 | 20 | 0 | 20
PG&E NGBA | Mendocino | 115 | Battery |  |  | 0 | 0 | 0 | 0 | 0 | 0 | 0 | 0 | 0 | 0 | 0 | 0 | 0 | 0 | 0 | 0 | 0 | 0 | 0 | 0 | 0 | 0 | 0 | 0 | 0 | 0 | 0 | 0
PG&E NGBA | Mendocino | 60 | Battery |  |  | 0 | 0 | 0 | 0 | 0 | 0 | 0 | 0 | 0 | 0 | 0 | 0 | 0 | 0 | 0 | 0 | 0 | 0 | 0 | 0 | 0 | 0 | 0 | 0 | 0 | 0 | 0 | 0
PG&E FRESNO | Mendota | 115 | Battery |  |  | 0 | 0 | 0 | 0 | 0 | 0 | 0 | 0 | 0 | 0 | 0 | 0 | 0 | 0 | 0 | 0 | 0 | 0 | 0 | 0 | 0 | 0 | 0 | 0 | 0 | 0 | 0 | 0
PG&E GBA | Menlo | 60 | Battery |  |  | 0 | 0 | 0 | 0 | 0 | 0 | 0 | 0 | 0 | 0 | 0 | 0 | 0 | 0 | 0 | 0 | 0 | 0 | 0 | 0 | 0 | 0 | 0 | 0 | 0 | 0 | 0 | 0
PG&E FRESNO | Merced | 115 | Battery |  |  | 0 | 0 | 0 | 0 | 0 | 0 | 0 | 0 | 0 | 0 | 0 | 0 | 0 | 0 | 0 | 0 | 0 | 0 | 0 | 0 | 0 | 0 | 0 | 0 | 0 | 0 | 0 | 0
EOP | Mercury | 138 | Battery |  |  | 0 | 0 | 0 | 0 | 0 | 0 | 0 | 0 | 0 | 0 | 0 | 0 | 0 | 0 | 0 | 0 | 0 | 0 | 0 | 0 | 0 | 0 | 0 | 0 | 0 | 0 | 0 | 0
PG&E FRESNO | Mercy Springs | 70 | Battery |  |  | 1 | 0 | 0 | 0 | 78 | 0 | 78 | 0 | 0 | 0 | 78 | 0 | 78 | 0 | 0 | 0 | 0 | 0 | 0 | 0 | 0 | 0 | 78 | 0 | 78 | 78 | 0 | 78
PG&E NGBA | Meridian | 60 | Battery |  |  | 0 | 0 | 0 | 0 | 0 | 0 | 0 | 0 | 0 | 0 | 0 | 0 | 0 | 0 | 0 | 0 | 0 | 0 | 0 | 0 | 0 | 0 | 0 | 0 | 0 | 0 | 0 | 0
PG&E KERN | Mesa (PGE) | 115 | Battery |  |  | 0 | 0 | 0 | 0 | 0 | 0 | 0 | 0 | 0 | 0 | 0 | 0 | 0 | 0 | 0 | 0 | 0 | 0 | 0 | 0 | 0 | 0 | 0 | 0 | 0 | 0 | 0 | 0
PG&E KERN | Mesa (PGE) | 230 | Battery |  |  | 0 | 0 | 0 | 0 | 0 | 0 | 0 | 0 | 0 | 0 | 0 | 0 | 0 | 0 | 0 | 0 | 0 | 0 | 0 | 0 | 0 | 0 | 0 | 0 | 0 | 0 | 0 | 0
SCE Metro | Mesa (SCE) | 230 | Battery |  |  | 1 | 99.7 | 0 | 99.7 | 6.5 | 0 | 6.5 | 0 | 0 | 0 | 6.5 | 0 | 6.5 | 0 | 0 | 0 | 0 | 0 | 0 | 0 | 0 | 0 | 106.2 | 0 | 106.2 | 106.2 | 0 | 106.2
SCE Metro | Mesa (SCE) | 500 | Battery |  |  | 0 | 0 | 0 | 0 | 0 | 0 | 0 | 0 | 0 | 0 | 0 | 0 | 0 | 0 | 0 | 0 | 0 | 0 | 0 | 0 | 0 | 0 | 0 | 0 | 0 | 0 | 0 | 0
SDGE | Mesa Heights | 69 | Battery |  |  | 1 | 0 | 0 | 0 | 10.5 | 0 | 10.5 | 0 | 0 | 0 | 10.5 | 0 | 10.5 | 0 | 0 | 0 | 0 | 0 | 0 | 0 | 0 | 0 | 10.5 | 0 | 10.5 | 10.5 | 0 | 10.5
PG&E GBA | Metcalf | 115 | Battery |  |  | 1 | 75 | 0 | 75 | 0 | 0 | 0 | 0 | 0 | 0 | 0 | 0 | 0 | 0 | 0 | 0 | 0 | 0 | 0 | 0 | 0 | 0 | 75 | 0 | 75 | 75 | 0 | 75
PG&E GBA | Metcalf | 230 | Battery |  |  | 1 | 0 | 0 | 0 | 0 | 0 | 0 | 0 | 0 | 0 | 0 | 0 | 0 | 0 | 101.075 | 101.075 | 0 | 150 | 150 | 0 | 251.075 | 251.075 | 0 | 101.075 | 101.075 | 0 | 251.075 | 251.075
PG&E GBA | Metcalf | 500 | Battery |  |  | 0 | 0 | 0 | 0 | 0 | 0 | 0 | 0 | 0 | 0 | 0 | 0 | 0 | 0 | 0 | 0 | 0 | 0 | 0 | 0 | 0 | 0 | 0 | 0 | 0 | 0 | 0 | 0
PG&E KERN | Midway | 115 | Battery |  |  | 1 | 0 | 0 | 0 | 0 | 0 | 0 | 0 | 0 | 0 | 0 | 0 | 0 | 0 | 60 | 60 | 0 | 0 | 0 | 0 | 60 | 60 | 0 | 60 | 60 | 0 | 60 | 60
PG&E KERN | Midway | 230 | Battery |  |  | 0 | 0 | 0 | 0 | 0 | 0 | 0 | 0 | 0 | 0 | 0 | 0 | 0 | 0 | 0 | 0 | 0 | 0 | 0 | 0 | 0 | 0 | 0 | 0 | 0 | 0 | 0 | 0
PG&E KERN | Midway | 500 | Battery |  |  | 1 | 0 | 0 | 0 | 0 | 0 | 0 | 0 | 0 | 0 | 0 | 0 | 0 | 0 | 175 | 175 | 0 | 250 | 250 | 0 | 425 | 425 | 0 | 175 | 175 | 0 | 425 | 425
SDGE | Miguel | 230 | Battery |  |  | 0 | 0 | 0 | 0 | 0 | 0 | 0 | 0 | 0 | 0 | 0 | 0 | 0 | 0 | 0 | 0 | 0 | 0 | 0 | 0 | 0 | 0 | 0 | 0 | 0 | 0 | 0 | 0
SDGE | Miguel | 500 | Battery |  |  | 0 | 0 | 0 | 0 | 0 | 0 | 0 | 0 | 0 | 0 | 0 | 0 | 0 | 0 | 0 | 0 | 0 | 0 | 0 | 0 | 0 | 0 | 0 | 0 | 0 | 0 | 0 | 0
SDGE | Miguel | 69 | Battery |  |  | 1 | 0 | 0 | 0 | 9.75 | 0 | 9.75 | 0 | 0 | 0 | 9.75 | 0 | 9.75 | 0 | 0 | 0 | 0 | 0 | 0 | 0 | 0 | 0 | 9.75 | 0 | 9.75 | 9.75 | 0 | 9.75
PG&E GBA | Millbrae | 115 | Battery |  |  | 0 | 0 | 0 | 0 | 0 | 0 | 0 | 0 | 0 | 0 | 0 | 0 | 0 | 0 | 0 | 0 | 0 | 0 | 0 | 0 | 0 | 0 | 0 | 0 | 0 | 0 | 0 | 0
PG&E GBA | Miller | 115 | Battery |  |  | 0 | 0 | 0 | 0 | 0 | 0 | 0 | 0 | 0 | 0 | 0 | 0 | 0 | 0 | 0 | 0 | 0 | 0 | 0 | 0 | 0 | 0 | 0 | 0 | 0 | 0 | 0 | 0
SCE Metro | Mira Loma | 230 | Battery |  |  | 1 | 0 | 0 | 0 | 42 | 0 | 42 | 0 | 0 | 0 | 42 | 0 | 42 | 0 | 0 | 0 | 0 | 100 | 100 | 0 | 100 | 100 | 42 | 0 | 42 | 42 | 100 | 142
SCE Metro | Mira Loma | 500 | Battery |  |  | 0 | 0 | 0 | 0 | 0 | 0 | 0 | 0 | 0 | 0 | 0 | 0 | 0 | 0 | 0 | 0 | 0 | 0 | 0 | 0 | 0 | 0 | 0 | 0 | 0 | 0 | 0 | 0
SCE Eastern | Mirage | 115 | Battery |  |  | 0 | 0 | 0 | 0 | 0 | 0 | 0 | 0 | 0 | 0 | 0 | 0 | 0 | 0 | 0 | 0 | 0 | 0 | 0 | 0 | 0 | 0 | 0 | 0 | 0 | 0 | 0 | 0
SCE Eastern | Mirage | 230 | Battery |  |  | 1 | 100 | 0 | 100 | 50 | 0 | 50 | 0 | 0 | 0 | 50 | 0 | 50 | 0 | 0 | 0 | 0 | 0 | 0 | 0 | 0 | 0 | 150 | 0 | 150 | 150 | 0 | 150
SDGE | Mission | 138 | Battery |  |  | 0 | 0 | 0 | 0 | 0 | 0 | 0 | 0 | 0 | 0 | 0 | 0 | 0 | 0 | 0 | 0 | 0 | 0 | 0 | 0 | 0 | 0 | 0 | 0 | 0 | 0 | 0 | 0
SDGE | Mission | 230 | Battery |  |  | 0 | 0 | 0 | 0 | 0 | 0 | 0 | 0 | 0 | 0 | 0 | 0 | 0 | 0 | 0 | 0 | 0 | 0 | 0 | 0 | 0 | 0 | 0 | 0 | 0 | 0 | 0 | 0
SDGE | Mission | 69 | Battery |  |  | 0 | 0 | 0 | 0 | 0 | 0 | 0 | 0 | 0 | 0 | 0 | 0 | 0 | 0 | 0 | 0 | 0 | 0 | 0 | 0 | 0 | 0 | 0 | 0 | 0 | 0 | 0 | 0
PG&E GBA | Mi-Wuk | 115 | Battery |  |  | 0 | 0 | 0 | 0 | 0 | 0 | 0 | 0 | 0 | 0 | 0 | 0 | 0 | 0 | 0 | 0 | 0 | 0 | 0 | 0 | 0 | 0 | 0 | 0 | 0 | 0 | 0 | 0
EOP | Mohave | 500 | Battery |  |  | 1 | 0 | 0 | 0 | 0 | 0 | 0 | 0 | 0 | 0 | 0 | 0 | 0 | 0 | 150 | 150 | 0 | 125 | 125 | 0 | 275 | 275 | 0 | 150 | 150 | 0 | 275 | 275
PG&E NGBA | Monroe | 115 | Battery |  |  | 0 | 0 | 0 | 0 | 0 | 0 | 0 | 0 | 0 | 0 | 0 | 0 | 0 | 0 | 0 | 0 | 0 | 0 | 0 | 0 | 0 | 0 | 0 | 0 | 0 | 0 | 0 | 0
SDGE | Monserate | 69 | Battery |  |  | 0 | 0 | 0 | 0 | 0 | 0 | 0 | 0 | 0 | 0 | 0 | 0 | 0 | 0 | 0 | 0 | 0 | 0 | 0 | 0 | 0 | 0 | 0 | 0 | 0 | 0 | 0 | 0
PG&E GBA | Monta Vista | 115 | Battery |  |  | 0 | 0 | 0 | 0 | 0 | 0 | 0 | 0 | 0 | 0 | 0 | 0 | 0 | 0 | 0 | 0 | 0 | 0 | 0 | 0 | 0 | 0 | 0 | 0 | 0 | 0 | 0 | 0
PG&E GBA | Monta Vista | 230 | Battery |  |  | 0 | 0 | 0 | 0 | 0 | 0 | 0 | 0 | 0 | 0 | 0 | 0 | 0 | 0 | 0 | 0 | 0 | 0 | 0 | 0 | 0 | 0 | 0 | 0 | 0 | 0 | 0 | 0
PG&E GBA | Monta Vista | 60 | Battery |  |  | 0 | 0 | 0 | 0 | 0 | 0 | 0 | 0 | 0 | 0 | 0 | 0 | 0 | 0 | 0 | 0 | 0 | 0 | 0 | 0 | 0 | 0 | 0 | 0 | 0 | 0 | 0 | 0
PG&E NGBA | Monticello | 115 | Battery |  |  | 0 | 0 | 0 | 0 | 0 | 0 | 0 | 0 | 0 | 0 | 0 | 0 | 0 | 0 | 0 | 0 | 0 | 0 | 0 | 0 | 0 | 0 | 0 | 0 | 0 | 0 | 0 | 0
SCE Northern | Moorpark | 230 | Battery |  |  | 1 | 0 | 0 | 0 | 350 | 0 | 350 | 0 | 0 | 0 | 350 | 0 | 350 | 0 | 0 | 0 | 0 | 150 | 150 | 0 | 150 | 150 | 350 | 0 | 350 | 350 | 150 | 500
SCE Northern | Moorpark | 66 | Battery |  |  | 0 | 0 | 0 | 0 | 0 | 0 | 0 | 0 | 0 | 0 | 0 | 0 | 0 | 0 | 0 | 0 | 0 | 0 | 0 | 0 | 0 | 0 | 0 | 0 | 0 | 0 | 0 | 0
PG&E GBA | Moraga | 115 | Battery |  |  | 0 | 0 | 0 | 0 | 0 | 0 | 0 | 0 | 0 | 0 | 0 | 0 | 0 | 0 | 0 | 0 | 0 | 0 | 0 | 0 | 0 | 0 | 0 | 0 | 0 | 0 | 0 | 0
PG&E GBA | Moraga | 230 | Battery |  |  | 0 | 0 | 0 | 0 | 0 | 0 | 0 | 0 | 0 | 0 | 0 | 0 | 0 | 0 | 0 | 0 | 0 | 0 | 0 | 0 | 0 | 0 | 0 | 0 | 0 | 0 | 0 | 0
PG&E GBA | Morgan Hill | 115 | Battery |  |  | 0 | 0 | 0 | 0 | 0 | 0 | 0 | 0 | 0 | 0 | 0 | 0 | 0 | 0 | 0 | 0 | 0 | 0 | 0 | 0 | 0 | 0 | 0 | 0 | 0 | 0 | 0 | 0
PG&E KERN | Morro Bay | 115 | Battery |  |  | 0 | 0 | 0 | 0 | 0 | 0 | 0 | 0 | 0 | 0 | 0 | 0 | 0 | 0 | 0 | 0 | 0 | 0 | 0 | 0 | 0 | 0 | 0 | 0 | 0 | 0 | 0 | 0
PG&E KERN | Morro Bay | 230 | Battery |  |  | 0 | 0 | 0 | 0 | 0 | 0 | 0 | 0 | 0 | 0 | 0 | 0 | 0 | 0 | 0 | 0 | 0 | 0 | 0 | 0 | 0 | 0 | 0 | 0 | 0 | 0 | 0 | 0
PG&E KERN | Morro Bay | 500 | Battery |  |  | 0 | 0 | 0 | 0 | 0 | 0 | 0 | 0 | 0 | 0 | 0 | 0 | 0 | 0 | 0 | 0 | 0 | 0 | 0 | 0 | 0 | 0 | 0 | 0 | 0 | 0 | 0 | 0
PG&E GBA | Moss Landing | 115 | Battery |  |  | 0 | 0 | 0 | 0 | 0 | 0 | 0 | 0 | 0 | 0 | 0 | 0 | 0 | 0 | 0 | 0 | 0 | 0 | 0 | 0 | 0 | 0 | 0 | 0 | 0 | 0 | 0 | 0
PG&E GBA | Moss Landing | 230 | Battery |  |  | 0 | 0 | 0 | 0 | 0 | 0 | 0 | 0 | 0 | 0 | 0 | 0 | 0 | 0 | 0 | 0 | 0 | 0 | 0 | 0 | 0 | 0 | 0 | 0 | 0 | 0 | 0 | 0
PG&E GBA | Moss Landing | 500 | Battery |  |  | 1 | 0 | 0 | 0 | 0 | 0 | 0 | 0 | 0 | 0 | 0 | 0 | 0 | 0 | 0 | 0 | 0 | 400 | 400 | 0 | 400 | 400 | 0 | 0 | 0 | 0 | 400 | 400
EOP | Mountain Pass | 115 | Battery |  |  | 0 | 0 | 0 | 0 | 0 | 0 | 0 | 0 | 0 | 0 | 0 | 0 | 0 | 0 | 0 | 0 | 0 | 0 | 0 | 0 | 0 | 0 | 0 | 0 | 0 | 0 | 0 | 0
PG&E GBA | Mountain View | 115 | Battery |  |  | 0 | 0 | 0 | 0 | 0 | 0 | 0 | 0 | 0 | 0 | 0 | 0 | 0 | 0 | 0 | 0 | 0 | 0 | 0 | 0 | 0 | 0 | 0 | 0 | 0 | 0 | 0 | 0
PG&E GBA | Mt Eden | 115 | Battery |  |  | 0 | 0 | 0 | 0 | 0 | 0 | 0 | 0 | 0 | 0 | 0 | 0 | 0 | 0 | 0 | 0 | 0 | 0 | 0 | 0 | 0 | 0 | 0 | 0 | 0 | 0 | 0 | 0
PG&E KERN | Mt Poso | 115 | Battery |  |  | 0 | 0 | 0 | 0 | 0 | 0 | 0 | 0 | 0 | 0 | 0 | 0 | 0 | 0 | 0 | 0 | 0 | 0 | 0 | 0 | 0 | 0 | 0 | 0 | 0 | 0 | 0 | 0
SDGE | Murray | 69 | Battery |  |  | 1 | 0 | 0 | 0 | 9 | 0 | 9 | 0 | 0 | 0 | 9 | 0 | 9 | 0 | 0 | 0 | 0 | 0 | 0 | 0 | 0 | 0 | 9 | 0 | 9 | 9 | 0 | 9
PG&E FRESNO | Mustang | 230 | Battery |  |  | 1 | 0 | 0 | 0 | 0 | 0 | 0 | 0 | 0 | 0 | 0 | 0 | 0 | 0 | 60 | 60 | 0 | 90 | 90 | 0 | 150 | 150 | 0 | 60 | 60 | 0 | 150 | 150
SCE Northern | Neenach | 66 | Battery |  |  | 0 | 0 | 0 | 0 | 0 | 0 | 0 | 0 | 0 | 0 | 0 | 0 | 0 | 0 | 0 | 0 | 0 | 0 | 0 | 0 | 0 | 0 | 0 | 0 | 0 | 0 | 0 | 0
PG&E KERN | New Sub - Gates - Midway (Proposed) | 230 | Battery |  |  | 1 | 0 | 0 | 0 | 238.5 | 0 | 238.5 | 0 | 0 | 0 | 238.5 | 0 | 238.5 | 0 | 0 | 0 | 0 | 200 | 200 | 0 | 200 | 200 | 238.5 | 0 | 238.5 | 238.5 | 200 | 438.5
PG&E KERN | New Sub - Gates - Templeton (Proposed) | 230 | Battery |  |  | 1 | 0 | 0 | 0 | 0 | 0 | 0 | 0 | 0 | 0 | 0 | 0 | 0 | 0 | 0 | 0 | 0 | 85 | 85 | 0 | 85 | 85 | 0 | 0 | 0 | 0 | 85 | 85
SCE NOL | New Sub - Kramer - Lugo (Proposed) | 230 | Battery |  |  | 0 | 0 | 0 | 0 | 0 | 0 | 0 | 0 | 0 | 0 | 0 | 0 | 0 | 0 | 0 | 0 | 0 | 0 | 0 | 0 | 0 | 0 | 0 | 0 | 0 | 0 | 0 | 0
PG&E FRESNO | New Sub - Los Banos - Midway (Proposed) | 500 | Battery |  |  | 1 | 0 | 0 | 0 | 0 | 0 | 0 | 0 | 0 | 0 | 0 | 0 | 0 | 0 | 0 | 0 | 0 | 300 | 300 | 0 | 300 | 300 | 0 | 0 | 0 | 0 | 300 | 300
SCE NOL | New Sub - Lugo - Pisgah (Proposed) | 230 | Battery |  |  | 0 | 0 | 0 | 0 | 0 | 0 | 0 | 0 | 0 | 0 | 0 | 0 | 0 | 0 | 0 | 0 | 0 | 0 | 0 | 0 | 0 | 0 | 0 | 0 | 0 | 0 | 0 | 0
PG&E KERN | New Sub - Midway - Wheeler Ridge (Proposed) | 230 | Battery |  |  | 1 | 0 | 0 | 0 | 92 | 0 | 92 | 0 | 0 | 0 | 92 | 0 | 92 | 0 | 0 | 0 | 0 | 0 | 0 | 0 | 0 | 0 | 92 | 0 | 92 | 92 | 0 | 92
PG&E NGBA | New Sub - Near existing Leavitt (PSREC) | 345 | Battery |  |  | 0 | 0 | 0 | 0 | 0 | 0 | 0 | 0 | 0 | 0 | 0 | 0 | 0 | 0 | 0 | 0 | 0 | 0 | 0 | 0 | 0 | 0 | 0 | 0 | 0 | 0 | 0 | 0
PG&E NGBA | New Sub - Near existing Madeline (NVE) | 345 | Battery |  |  | 0 | 0 | 0 | 0 | 0 | 0 | 0 | 0 | 0 | 0 | 0 | 0 | 0 | 0 | 0 | 0 | 0 | 0 | 0 | 0 | 0 | 0 | 0 | 0 | 0 | 0 | 0 | 0
SDGE | New Sub - North Gila - IV (Proposed) | 500 | Battery |  |  | 1 | 0 | 0 | 0 | 0 | 0 | 0 | 0 | 0 | 0 | 0 | 0 | 0 | 0 | 0 | 0 | 0 | 165 | 165 | 0 | 165 | 165 | 0 | 0 | 0 | 0 | 165 | 165
PG&E NGBA | New Sub - Pit 1 - Cottonwood (Proposed) | 230 | Battery |  |  | 0 | 0 | 0 | 0 | 0 | 0 | 0 | 0 | 0 | 0 | 0 | 0 | 0 | 0 | 0 | 0 | 0 | 0 | 0 | 0 | 0 | 0 | 0 | 0 | 0 | 0 | 0 | 0
PG&E GBA | New Sub - Rancho Seco - Bellota (Proposed) | 230 | Battery |  |  | 1 | 0 | 0 | 0 | 0 | 0 | 0 | 0 | 0 | 0 | 0 | 0 | 0 | 0 | 0 | 0 | 0 | 40 | 40 | 0 | 40 | 40 | 0 | 0 | 0 | 0 | 40 | 40
SDGE | New Sub - Suncrest - Ocotillo (Proposed) | 500 | Battery |  |  | 0 | 0 | 0 | 0 | 0 | 0 | 0 | 0 | 0 | 0 | 0 | 0 | 0 | 0 | 0 | 0 | 0 | 0 | 0 | 0 | 0 | 0 | 0 | 0 | 0 | 0 | 0 | 0
PG&E FRESNO | New Sub - Westley - Quinto (Proposed) | 230 | Battery |  |  | 0 | 0 | 0 | 0 | 0 | 0 | 0 | 0 | 0 | 0 | 0 | 0 | 0 | 0 | 0 | 0 | 0 | 0 | 0 | 0 | 0 | 0 | 0 | 0 | 0 | 0 | 0 | 0
PG&E GBA | Newark | 115 | Battery |  |  | 0 | 0 | 0 | 0 | 0 | 0 | 0 | 0 | 0 | 0 | 0 | 0 | 0 | 0 | 0 | 0 | 0 | 0 | 0 | 0 | 0 | 0 | 0 | 0 | 0 | 0 | 0 | 0
PG&E GBA | Newark | 230 | Battery |  |  | 0 | 0 | 0 | 0 | 0 | 0 | 0 | 0 | 0 | 0 | 0 | 0 | 0 | 0 | 0 | 0 | 0 | 0 | 0 | 0 | 0 | 0 | 0 | 0 | 0 | 0 | 0 | 0
PG&E GBA | Newark | 60 | Battery |  |  | 0 | 0 | 0 | 0 | 0 | 0 | 0 | 0 | 0 | 0 | 0 | 0 | 0 | 0 | 0 | 0 | 0 | 0 | 0 | 0 | 0 | 0 | 0 | 0 | 0 | 0 | 0 | 0
PG&E FRESNO | Newhall | 115 | Battery |  |  | 0 | 0 | 0 | 0 | 0 | 0 | 0 | 0 | 0 | 0 | 0 | 0 | 0 | 0 | 0 | 0 | 0 | 0 | 0 | 0 | 0 | 0 | 0 | 0 | 0 | 0 | 0 | 0
PG&E KERN | Norco | 115 | Battery |  |  | 0 | 0 | 0 | 0 | 0 | 0 | 0 | 0 | 0 | 0 | 0 | 0 | 0 | 0 | 0 | 0 | 0 | 0 | 0 | 0 | 0 | 0 | 0 | 0 | 0 | 0 | 0 | 0
PG&E GBA | Nortech | 115 | Battery |  |  | 0 | 0 | 0 | 0 | 0 | 0 | 0 | 0 | 0 | 0 | 0 | 0 | 0 | 0 | 0 | 0 | 0 | 0 | 0 | 0 | 0 | 0 | 0 | 0 | 0 | 0 | 0 | 0
SDGE | North City Metering | 138 | Battery |  |  | 0 | 0 | 0 | 0 | 0 | 0 | 0 | 0 | 0 | 0 | 0 | 0 | 0 | 0 | 0 | 0 | 0 | 0 | 0 | 0 | 0 | 0 | 0 | 0 | 0 | 0 | 0 | 0
PG&E GBA | North Dublin | 230 | Battery |  |  | 0 | 0 | 0 | 0 | 0 | 0 | 0 | 0 | 0 | 0 | 0 | 0 | 0 | 0 | 0 | 0 | 0 | 0 | 0 | 0 | 0 | 0 | 0 | 0 | 0 | 0 | 0 | 0
SDGE | North Gila | 500 | Battery |  |  | 0 | 0 | 0 | 0 | 0 | 0 | 0 | 0 | 0 | 0 | 0 | 0 | 0 | 0 | 0 | 0 | 0 | 0 | 0 | 0 | 0 | 0 | 0 | 0 | 0 | 0 | 0 | 0
SCE Metro | North of SONGS | 230 | Battery |  |  | 0 | 0 | 0 | 0 | 0 | 0 | 0 | 0 | 0 | 0 | 0 | 0 | 0 | 0 | 0 | 0 | 0 | 0 | 0 | 0 | 0 | 0 | 0 | 0 | 0 | 0 | 0 | 0
SCE Metro | North of SONGS | 500 | Battery |  |  | 0 | 0 | 0 | 0 | 0 | 0 | 0 | 0 | 0 | 0 | 0 | 0 | 0 | 0 | 0 | 0 | 0 | 0 | 0 | 0 | 0 | 0 | 0 | 0 | 0 | 0 | 0 | 0
PG&E NGBA | Notre Dame | 115 | Battery |  |  | 0 | 0 | 0 | 0 | 0 | 0 | 0 | 0 | 0 | 0 | 0 | 0 | 0 | 0 | 0 | 0 | 0 | 0 | 0 | 0 | 0 | 0 | 0 | 0 | 0 | 0 | 0 | 0
PG&E GBA | Oakland C | 115 | Battery |  |  | 0 | 0 | 0 | 0 | 0 | 0 | 0 | 0 | 0 | 0 | 0 | 0 | 0 | 0 | 0 | 0 | 0 | 0 | 0 | 0 | 0 | 0 | 0 | 0 | 0 | 0 | 0 | 0
PG&E GBA | Oakland J | 115 | Battery |  |  | 0 | 0 | 0 | 0 | 0 | 0 | 0 | 0 | 0 | 0 | 0 | 0 | 0 | 0 | 0 | 0 | 0 | 0 | 0 | 0 | 0 | 0 | 0 | 0 | 0 | 0 | 0 | 0
PG&E GBA | Oakland L | 115 | Battery |  |  | 0 | 0 | 0 | 0 | 0 | 0 | 0 | 0 | 0 | 0 | 0 | 0 | 0 | 0 | 0 | 0 | 0 | 0 | 0 | 0 | 0 | 0 | 0 | 0 | 0 | 0 | 0 | 0
PG&E GBA | Oakland X | 115 | Battery |  |  | 0 | 0 | 0 | 0 | 0 | 0 | 0 | 0 | 0 | 0 | 0 | 0 | 0 | 0 | 0 | 0 | 0 | 0 | 0 | 0 | 0 | 0 | 0 | 0 | 0 | 0 | 0 | 0
SDGE | Ocean Ranch | 69 | Battery |  |  | 0 | 0 | 0 | 0 | 0 | 0 | 0 | 0 | 0 | 0 | 0 | 0 | 0 | 0 | 0 | 0 | 0 | 0 | 0 | 0 | 0 | 0 | 0 | 0 | 0 | 0 | 0 | 0
PG&E KERN | Oceano | 115 | Battery |  |  | 0 | 0 | 0 | 0 | 0 | 0 | 0 | 0 | 0 | 0 | 0 | 0 | 0 | 0 | 0 | 0 | 0 | 0 | 0 | 0 | 0 | 0 | 0 | 0 | 0 | 0 | 0 | 0
SDGE | Ocotillo Express | 500 | Battery |  |  | 0 | 0 | 0 | 0 | 0 | 0 | 0 | 0 | 0 | 0 | 0 | 0 | 0 | 0 | 0 | 0 | 0 | 0 | 0 | 0 | 0 | 0 | 0 | 0 | 0 | 0 | 0 | 0
PG&E KERN | Old River | 70 | Battery |  |  | 0 | 0 | 0 | 0 | 0 | 0 | 0 | 0 | 0 | 0 | 0 | 0 | 0 | 0 | 0 | 0 | 0 | 0 | 0 | 0 | 0 | 0 | 0 | 0 | 0 | 0 | 0 | 0
SDGE | Old Town | 230 | Battery |  |  | 0 | 0 | 0 | 0 | 0 | 0 | 0 | 0 | 0 | 0 | 0 | 0 | 0 | 0 | 0 | 0 | 0 | 0 | 0 | 0 | 0 | 0 | 0 | 0 | 0 | 0 | 0 | 0
SCE Metro | Olinda | 230 | Battery |  |  | 0 | 0 | 0 | 0 | 0 | 0 | 0 | 0 | 0 | 0 | 0 | 0 | 0 | 0 | 0 | 0 | 0 | 0 | 0 | 0 | 0 | 0 | 0 | 0 | 0 | 0 | 0 | 0
PG&E FRESNO | Olive | 115 | Battery |  |  | 1 | 0 | 0 | 0 | 20 | 0 | 20 | 0 | 0 | 0 | 20 | 0 | 20 | 0 | 0 | 0 | 0 | 0 | 0 | 0 | 0 | 0 | 20 | 0 | 20 | 20 | 0 | 20
PG&E NGBA | Olivehurst | 115 | Battery |  |  | 0 | 0 | 0 | 0 | 0 | 0 | 0 | 0 | 0 | 0 | 0 | 0 | 0 | 0 | 0 | 0 | 0 | 0 | 0 | 0 | 0 | 0 | 0 | 0 | 0 | 0 | 0 | 0
PG&E NGBA | Oregon Trail | 60 | Battery |  |  | 0 | 0 | 0 | 0 | 0 | 0 | 0 | 0 | 0 | 0 | 0 | 0 | 0 | 0 | 0 | 0 | 0 | 0 | 0 | 0 | 0 | 0 | 0 | 0 | 0 | 0 | 0 | 0
SCE Northern | Ormond Beach | 230 | Battery |  |  | 0 | 0 | 0 | 0 | 0 | 0 | 0 | 0 | 0 | 0 | 0 | 0 | 0 | 0 | 0 | 0 | 0 | 0 | 0 | 0 | 0 | 0 | 0 | 0 | 0 | 0 | 0 | 0
PG&E FRESNO | Oro Loma | 115 | Battery |  |  | 0 | 0 | 0 | 0 | 0 | 0 | 0 | 0 | 0 | 0 | 0 | 0 | 0 | 0 | 0 | 0 | 0 | 0 | 0 | 0 | 0 | 0 | 0 | 0 | 0 | 0 | 0 | 0
PG&E FRESNO | Oro Loma | 70 | Battery |  |  | 0 | 0 | 0 | 0 | 0 | 0 | 0 | 0 | 0 | 0 | 0 | 0 | 0 | 0 | 0 | 0 | 0 | 0 | 0 | 0 | 0 | 0 | 0 | 0 | 0 | 0 | 0 | 0
PG&E FRESNO | Orosi | 70 | Battery |  |  | 0 | 0 | 0 | 0 | 0 | 0 | 0 | 0 | 0 | 0 | 0 | 0 | 0 | 0 | 0 | 0 | 0 | 0 | 0 | 0 | 0 | 0 | 0 | 0 | 0 | 0 | 0 | 0
SDGE | Otay | 69 | Battery |  |  | 1 | 6 | 0 | 6 | 49.7 | 0 | 49.7 | 0 | 0 | 0 | 49.7 | 0 | 49.7 | 0 | 0 | 0 | 0 | 0 | 0 | 0 | 0 | 0 | 55.7 | 0 | 55.7 | 55.7 | 0 | 55.7
SDGE | Otay Mesa | 230 | Battery |  |  | 1 | 0 | 0 | 0 | 65 | 0 | 65 | 65 | 0 | 65 | 0 | 0 | 0 | 0 | 0 | 0 | 0 | 0 | 0 | 0 | 0 | 0 | 0 | 0 | 0 | 0 | 0 | 0
PG&E FRESNO | Padre Flats SW STA | 230 | Battery |  |  | 0 | 0 | 0 | 0 | 0 | 0 | 0 | 0 | 0 | 0 | 0 | 0 | 0 | 0 | 0 | 0 | 0 | 0 | 0 | 0 | 0 | 0 | 0 | 0 | 0 | 0 | 0 | 0
EOP | Pahrump | 138 | Battery |  |  | 0 | 0 | 0 | 0 | 0 | 0 | 0 | 0 | 0 | 0 | 0 | 0 | 0 | 0 | 0 | 0 | 0 | 0 | 0 | 0 | 0 | 0 | 0 | 0 | 0 | 0 | 0 | 0
EOP | Pahrump | 230 | Battery |  |  | 0 | 0 | 0 | 0 | 0 | 0 | 0 | 0 | 0 | 0 | 0 | 0 | 0 | 0 | 0 | 0 | 0 | 0 | 0 | 0 | 0 | 0 | 0 | 0 | 0 | 0 | 0 | 0
SDGE | Pala | 69 | Battery |  |  | 1 | 0 | 0 | 0 | 10 | 0 | 10 | 0 | 0 | 0 | 10 | 0 | 10 | 0 | 0 | 0 | 0 | 0 | 0 | 0 | 0 | 0 | 10 | 0 | 10 | 10 | 0 | 10
PG&E NGBA | Palermo | 115 | Battery |  |  | 0 | 0 | 0 | 0 | 0 | 0 | 0 | 0 | 0 | 0 | 0 | 0 | 0 | 0 | 0 | 0 | 0 | 0 | 0 | 0 | 0 | 0 | 0 | 0 | 0 | 0 | 0 | 0
PG&E NGBA | Palermo | 230 | Battery |  |  | 0 | 0 | 0 | 0 | 0 | 0 | 0 | 0 | 0 | 0 | 0 | 0 | 0 | 0 | 0 | 0 | 0 | 0 | 0 | 0 | 0 | 0 | 0 | 0 | 0 | 0 | 0 | 0
SCE Eastern | Palo Verde | 500 | Battery |  |  | 0 | 0 | 0 | 0 | 0 | 0 | 0 | 0 | 0 | 0 | 0 | 0 | 0 | 0 | 0 | 0 | 0 | 0 | 0 | 0 | 0 | 0 | 0 | 0 | 0 | 0 | 0 | 0
SDGE | Palomar Energy | 230 | Battery |  |  | 0 | 0 | 0 | 0 | 0 | 0 | 0 | 0 | 0 | 0 | 0 | 0 | 0 | 0 | 0 | 0 | 0 | 0 | 0 | 0 | 0 | 0 | 0 | 0 | 0 | 0 | 0 | 0
PG&E KERN | Panama | 70 | Battery |  |  | 0 | 0 | 0 | 0 | 0 | 0 | 0 | 0 | 0 | 0 | 0 | 0 | 0 | 0 | 0 | 0 | 0 | 0 | 0 | 0 | 0 | 0 | 0 | 0 | 0 | 0 | 0 | 0
PG&E FRESNO | Panoche | 115 | Battery |  |  | 0 | 0 | 0 | 0 | 0 | 0 | 0 | 0 | 0 | 0 | 0 | 0 | 0 | 0 | 0 | 0 | 0 | 0 | 0 | 0 | 0 | 0 | 0 | 0 | 0 | 0 | 0 | 0
PG&E FRESNO | Panoche | 230 | Battery |  |  | 1 | 0 | 0 | 0 | 0 | 0 | 0 | 0 | 0 | 0 | 0 | 0 | 0 | 0 | 0 | 0 | 0 | 160 | 160 | 0 | 160 | 160 | 0 | 0 | 0 | 0 | 160 | 160
SCE Northern | Pardee | 230 | Battery |  |  | 1 | 80 | 0 | 80 | 15 | 0 | 15 | 0 | 0 | 0 | 15 | 0 | 15 | 0 | 0 | 0 | 0 | 0 | 0 | 0 | 0 | 0 | 95 | 0 | 95 | 95 | 0 | 95
PG&E NGBA | Parkway | 230 | Battery |  |  | 0 | 0 | 0 | 0 | 0 | 0 | 0 | 0 | 0 | 0 | 0 | 0 | 0 | 0 | 0 | 0 | 0 | 0 | 0 | 0 | 0 | 0 | 0 | 0 | 0 | 0 | 0 | 0
SCE Northern | Pastoria | 230 | Battery |  |  | 1 | 0 | 0 | 0 | 80 | 0 | 80 | 0 | 0 | 0 | 80 | 0 | 80 | 0 | 0 | 0 | 0 | 0 | 0 | 0 | 0 | 0 | 80 | 0 | 80 | 80 | 0 | 80
SCE Metro | Pauda | 230 | Battery |  |  | 1 | 0 | 0 | 0 | 120 | 0 | 120 | 0 | 0 | 0 | 120 | 0 | 120 | 0 | 0 | 0 | 0 | 0 | 0 | 0 | 0 | 0 | 120 | 0 | 120 | 120 | 0 | 120
PG&E GBA | Paul Sweet | 115 | Battery |  |  | 0 | 0 | 0 | 0 | 0 | 0 | 0 | 0 | 0 | 0 | 0 | 0 | 0 | 0 | 0 | 0 | 0 | 0 | 0 | 0 | 0 | 0 | 0 | 0 | 0 | 0 | 0 | 0
PG&E NGBA | Peabody | 230 | Battery |  |  | 0 | 0 | 0 | 0 | 0 | 0 | 0 | 0 | 0 | 0 | 0 | 0 | 0 | 0 | 0 | 0 | 0 | 0 | 0 | 0 | 0 | 0 | 0 | 0 | 0 | 0 | 0 | 0
PG&E NGBA | Pease | 115 | Battery |  |  | 0 | 0 | 0 | 0 | 0 | 0 | 0 | 0 | 0 | 0 | 0 | 0 | 0 | 0 | 0 | 0 | 0 | 0 | 0 | 0 | 0 | 0 | 0 | 0 | 0 | 0 | 0 | 0
PG&E NGBA | Pease | 60 | Battery |  |  | 0 | 0 | 0 | 0 | 0 | 0 | 0 | 0 | 0 | 0 | 0 | 0 | 0 | 0 | 0 | 0 | 0 | 0 | 0 | 0 | 0 | 0 | 0 | 0 | 0 | 0 | 0 | 0
SDGE | Penasquitos | 138 | Battery |  |  | 0 | 0 | 0 | 0 | 0 | 0 | 0 | 0 | 0 | 0 | 0 | 0 | 0 | 0 | 0 | 0 | 0 | 0 | 0 | 0 | 0 | 0 | 0 | 0 | 0 | 0 | 0 | 0
SDGE | Penasquitos | 230 | Battery |  |  | 0 | 0 | 0 | 0 | 0 | 0 | 0 | 0 | 0 | 0 | 0 | 0 | 0 | 0 | 0 | 0 | 0 | 0 | 0 | 0 | 0 | 0 | 0 | 0 | 0 | 0 | 0 | 0
SDGE | Penasquitos | 69 | Battery |  |  | 0 | 0 | 0 | 0 | 0 | 0 | 0 | 0 | 0 | 0 | 0 | 0 | 0 | 0 | 0 | 0 | 0 | 0 | 0 | 0 | 0 | 0 | 0 | 0 | 0 | 0 | 0 | 0
SDGE | Pendleton | 69 | Battery |  |  | 1 | 0 | 0 | 0 | 0 | 50 | 50 | 0 | 0 | 0 | 0 | 50 | 50 | 0 | 0 | 0 | 0 | 0 | 0 | 0 | 0 | 0 | 0 | 50 | 50 | 0 | 50 | 50
PG&E NGBA | Penngrove | 115 | Battery |  |  | 0 | 0 | 0 | 0 | 0 | 0 | 0 | 0 | 0 | 0 | 0 | 0 | 0 | 0 | 0 | 0 | 0 | 0 | 0 | 0 | 0 | 0 | 0 | 0 | 0 | 0 | 0 | 0
PG&E GBA | Peoria | 115 | Battery |  |  | 1 | 10 | 0 | 10 | 0 | 0 | 0 | 0 | 0 | 0 | 0 | 0 | 0 | 0 | 0 | 0 | 0 | 0 | 0 | 0 | 0 | 0 | 10 | 0 | 10 | 10 | 0 | 10
PG&E GBA | Piercy | 115 | Battery |  |  | 0 | 0 | 0 | 0 | 0 | 0 | 0 | 0 | 0 | 0 | 0 | 0 | 0 | 0 | 0 | 0 | 0 | 0 | 0 | 0 | 0 | 0 | 0 | 0 | 0 | 0 | 0 | 0
PG&E FRESNO | Pine Flat | 230 | Battery |  |  | 0 | 0 | 0 | 0 | 0 | 0 | 0 | 0 | 0 | 0 | 0 | 0 | 0 | 0 | 0 | 0 | 0 | 0 | 0 | 0 | 0 | 0 | 0 | 0 | 0 | 0 | 0 | 0
SCE NOL | Pisgah | 230 | Battery |  |  | 1 | 0 | 0 | 0 | 0 | 0 | 0 | 0 | 0 | 0 | 0 | 0 | 0 | 0 | 0 | 0 | 0 | 205 | 205 | 0 | 205 | 205 | 0 | 0 | 0 | 0 | 205 | 205
PG&E NGBA | Pit 1 | 230 | Battery |  |  | 0 | 0 | 0 | 0 | 0 | 0 | 0 | 0 | 0 | 0 | 0 | 0 | 0 | 0 | 0 | 0 | 0 | 0 | 0 | 0 | 0 | 0 | 0 | 0 | 0 | 0 | 0 | 0
PG&E NGBA | Pit 1 | 60 | Battery |  |  | 0 | 0 | 0 | 0 | 0 | 0 | 0 | 0 | 0 | 0 | 0 | 0 | 0 | 0 | 0 | 0 | 0 | 0 | 0 | 0 | 0 | 0 | 0 | 0 | 0 | 0 | 0 | 0
PG&E NGBA | Pit 3 | 230 | Battery |  |  | 0 | 0 | 0 | 0 | 0 | 0 | 0 | 0 | 0 | 0 | 0 | 0 | 0 | 0 | 0 | 0 | 0 | 0 | 0 | 0 | 0 | 0 | 0 | 0 | 0 | 0 | 0 | 0
PG&E NGBA | Pit 4 | 230 | Battery |  |  | 0 | 0 | 0 | 0 | 0 | 0 | 0 | 0 | 0 | 0 | 0 | 0 | 0 | 0 | 0 | 0 | 0 | 0 | 0 | 0 | 0 | 0 | 0 | 0 | 0 | 0 | 0 | 0
PG&E GBA | Pittsburg | 115 | Battery |  |  | 1 | 0 | 0 | 0 | 0 | 0 | 0 | 0 | 0 | 0 | 0 | 0 | 0 | 0 | 0 | 0 | 0 | 75 | 75 | 0 | 75 | 75 | 0 | 0 | 0 | 0 | 75 | 75
PG&E GBA | Pittsburg | 230 | Battery |  |  | 1 | 0 | 0 | 0 | 0 | 0 | 0 | 0 | 0 | 0 | 0 | 0 | 0 | 0 | 0 | 0 | 0 | 175 | 175 | 0 | 175 | 175 | 0 | 0 | 0 | 0 | 175 | 175
PG&E NGBA | Pleasant Grove | 115 | Battery |  |  | 0 | 0 | 0 | 0 | 0 | 0 | 0 | 0 | 0 | 0 | 0 | 0 | 0 | 0 | 0 | 0 | 0 | 0 | 0 | 0 | 0 | 0 | 0 | 0 | 0 | 0 | 0 | 0
PG&E NGBA | POE | 230 | Battery |  |  | 0 | 0 | 0 | 0 | 0 | 0 | 0 | 0 | 0 | 0 | 0 | 0 | 0 | 0 | 0 | 0 | 0 | 0 | 0 | 0 | 0 | 0 | 0 | 0 | 0 | 0 | 0 | 0
SDGE | Point Loma | 69 | Battery |  |  | 0 | 0 | 0 | 0 | 0 | 0 | 0 | 0 | 0 | 0 | 0 | 0 | 0 | 0 | 0 | 0 | 0 | 0 | 0 | 0 | 0 | 0 | 0 | 0 | 0 | 0 | 0 | 0
SDGE | Pomerado | 69 | Battery |  |  | 1 | 0 | 0 | 0 | 100 | 0 | 100 | 0 | 0 | 0 | 100 | 0 | 100 | 0 | 0 | 0 | 0 | 0 | 0 | 0 | 0 | 0 | 100 | 0 | 100 | 100 | 0 | 100
PG&E KERN | Poso Mountain | 115 | Battery |  |  | 0 | 0 | 0 | 0 | 0 | 0 | 0 | 0 | 0 | 0 | 0 | 0 | 0 | 0 | 0 | 0 | 0 | 0 | 0 | 0 | 0 | 0 | 0 | 0 | 0 | 0 | 0 | 0
EOP | Primm | 230 | Battery |  |  | 1 | 0 | 0 | 0 | 200 | 0 | 200 | 0 | 0 | 0 | 200 | 0 | 200 | 0 | 0 | 0 | 0 | 0 | 0 | 0 | 0 | 0 | 200 | 0 | 200 | 200 | 0 | 200
PG&E NGBA | Putah Creek | 115 | Battery |  |  | 1 | 0 | 0 | 0 | 3 | 0 | 3 | 3 | 0 | 3 | 0 | 0 | 0 | 0 | 0 | 0 | 0 | 0 | 0 | 0 | 0 | 0 | 0 | 0 | 0 | 0 | 0 | 0
SDGE | Q1806 | 138 | Battery |  |  | 0 | 0 | 0 | 0 | 0 | 0 | 0 | 0 | 0 | 0 | 0 | 0 | 0 | 0 | 0 | 0 | 0 | 0 | 0 | 0 | 0 | 0 | 0 | 0 | 0 | 0 | 0 | 0
PG&E FRESNO | Quinto | 230 | Battery |  |  | 1 | 0 | 0 | 0 | 0 | 0 | 0 | 0 | 0 | 0 | 0 | 0 | 0 | 0 | 50 | 50 | 0 | 50 | 50 | 0 | 100 | 100 | 0 | 50 | 50 | 0 | 100 | 100
PG&E GBA | Race Track | 115 | Battery |  |  | 0 | 0 | 0 | 0 | 0 | 0 | 0 | 0 | 0 | 0 | 0 | 0 | 0 | 0 | 0 | 0 | 0 | 0 | 0 | 0 | 0 | 0 | 0 | 0 | 0 | 0 | 0 | 0
SDGE | Rancho Mission Viejo | 138 | Battery |  |  | 0 | 0 | 0 | 0 | 0 | 0 | 0 | 0 | 0 | 0 | 0 | 0 | 0 | 0 | 0 | 0 | 0 | 0 | 0 | 0 | 0 | 0 | 0 | 0 | 0 | 0 | 0 | 0
PG&E GBA | Rancho Seco | 230 | Battery |  |  | 0 | 0 | 0 | 0 | 0 | 0 | 0 | 0 | 0 | 0 | 0 | 0 | 0 | 0 | 0 | 0 | 0 | 0 | 0 | 0 | 0 | 0 | 0 | 0 | 0 | 0 | 0 | 0
SCE Metro | Rancho Vista | 230 | Battery |  |  | 0 | 0 | 0 | 0 | 0 | 0 | 0 | 0 | 0 | 0 | 0 | 0 | 0 | 0 | 0 | 0 | 0 | 0 | 0 | 0 | 0 | 0 | 0 | 0 | 0 | 0 | 0 | 0
SCE Metro | Rancho Vista | 500 | Battery |  |  | 0 | 0 | 0 | 0 | 0 | 0 | 0 | 0 | 0 | 0 | 0 | 0 | 0 | 0 | 0 | 0 | 0 | 0 | 0 | 0 | 0 | 0 | 0 | 0 | 0 | 0 | 0 | 0
SCE NOL | Ransburg | 115 | Battery |  |  | 0 | 0 | 0 | 0 | 0 | 0 | 0 | 0 | 0 | 0 | 0 | 0 | 0 | 0 | 0 | 0 | 0 | 0 | 0 | 0 | 0 | 0 | 0 | 0 | 0 | 0 | 0 | 0
PG&E GBA | Ravenswood | 115 | Battery |  |  | 0 | 0 | 0 | 0 | 0 | 0 | 0 | 0 | 0 | 0 | 0 | 0 | 0 | 0 | 0 | 0 | 0 | 0 | 0 | 0 | 0 | 0 | 0 | 0 | 0 | 0 | 0 | 0
PG&E GBA | Ravenswood | 230 | Battery |  |  | 0 | 0 | 0 | 0 | 0 | 0 | 0 | 0 | 0 | 0 | 0 | 0 | 0 | 0 | 0 | 0 | 0 | 0 | 0 | 0 | 0 | 0 | 0 | 0 | 0 | 0 | 0 | 0
SCE Northern | Rector | 230 | Battery |  |  | 1 | 0 | 0 | 0 | 0 | 0 | 0 | 0 | 0 | 0 | 0 | 0 | 0 | 0 | 0 | 0 | 0 | 50 | 50 | 0 | 50 | 50 | 0 | 0 | 0 | 0 | 50 | 50
SCE Eastern | Red Bluff | 230 | Battery |  |  | 1 | 0 | 0 | 0 | 446 | 0 | 446 | 0 | 0 | 0 | 446 | 0 | 446 | 0 | 0 | 0 | 0 | 0 | 0 | 0 | 0 | 0 | 446 | 0 | 446 | 446 | 0 | 446
SCE Eastern | Red Bluff | 500 | Battery |  |  | 1 | 0 | 0 | 0 | 225 | 0 | 225 | 125 | 0 | 125 | 100 | 0 | 100 | 0 | 0 | 0 | 0 | 100 | 100 | 0 | 100 | 100 | 100 | 0 | 100 | 100 | 100 | 200
PG&E NGBA | Redbud | 115 | Battery |  |  | 0 | 0 | 0 | 0 | 0 | 0 | 0 | 0 | 0 | 0 | 0 | 0 | 0 | 0 | 0 | 0 | 0 | 0 | 0 | 0 | 0 | 0 | 0 | 0 | 0 | 0 | 0 | 0
SCE Metro | Redondo | 230 | Battery |  |  | 0 | 0 | 0 | 0 | 0 | 0 | 0 | 0 | 0 | 0 | 0 | 0 | 0 | 0 | 0 | 0 | 0 | 0 | 0 | 0 | 0 | 0 | 0 | 0 | 0 | 0 | 0 | 0
PG&E FRESNO | Reedley | 115 | Battery |  |  | 0 | 0 | 0 | 0 | 0 | 0 | 0 | 0 | 0 | 0 | 0 | 0 | 0 | 0 | 0 | 0 | 0 | 0 | 0 | 0 | 0 | 0 | 0 | 0 | 0 | 0 | 0 | 0
PG&E KERN | Renfro | 115 | Battery |  |  | 0 | 0 | 0 | 0 | 0 | 0 | 0 | 0 | 0 | 0 | 0 | 0 | 0 | 0 | 0 | 0 | 0 | 0 | 0 | 0 | 0 | 0 | 0 | 0 | 0 | 0 | 0 | 0
PG&E GBA | Richmond R | 115 | Battery |  |  | 0 | 0 | 0 | 0 | 0 | 0 | 0 | 0 | 0 | 0 | 0 | 0 | 0 | 0 | 0 | 0 | 0 | 0 | 0 | 0 | 0 | 0 | 0 | 0 | 0 | 0 | 0 | 0
PG&E NGBA | Rincon | 115 | Battery |  |  | 0 | 0 | 0 | 0 | 0 | 0 | 0 | 0 | 0 | 0 | 0 | 0 | 0 | 0 | 0 | 0 | 0 | 0 | 0 | 0 | 0 | 0 | 0 | 0 | 0 | 0 | 0 | 0
PG&E KERN | Rio Bravo | 115 | Battery |  |  | 0 | 0 | 0 | 0 | 0 | 0 | 0 | 0 | 0 | 0 | 0 | 0 | 0 | 0 | 0 | 0 | 0 | 0 | 0 | 0 | 0 | 0 | 0 | 0 | 0 | 0 | 0 | 0
SCE Metro | Rio Hondo | 230 | Battery |  |  | 1 | 0 | 0 | 0 | 265 | 10 | 275 | 0 | 0 | 0 | 265 | 10 | 275 | 0 | 0 | 0 | 0 | 0 | 0 | 0 | 0 | 0 | 265 | 10 | 275 | 265 | 10 | 275
PG&E NGBA | Rio Oso | 115 | Battery |  |  | 0 | 0 | 0 | 0 | 0 | 0 | 0 | 0 | 0 | 0 | 0 | 0 | 0 | 0 | 0 | 0 | 0 | 0 | 0 | 0 | 0 | 0 | 0 | 0 | 0 | 0 | 0 | 0
PG&E NGBA | Rio Oso | 230 | Battery |  |  | 0 | 0 | 0 | 0 | 0 | 0 | 0 | 0 | 0 | 0 | 0 | 0 | 0 | 0 | 0 | 0 | 0 | 0 | 0 | 0 | 0 | 0 | 0 | 0 | 0 | 0 | 0 | 0
PG&E GBA | Ripon | 115 | Battery |  |  | 1 | 0 | 0 | 0 | 99 | 0 | 99 | 0 | 0 | 0 | 99 | 0 | 99 | 0 | 0 | 0 | 0 | 0 | 0 | 0 | 0 | 0 | 99 | 0 | 99 | 99 | 0 | 99
PG&E GBA | Riverbank | 115 | Battery |  |  | 0 | 0 | 0 | 0 | 0 | 0 | 0 | 0 | 0 | 0 | 0 | 0 | 0 | 0 | 0 | 0 | 0 | 0 | 0 | 0 | 0 | 0 | 0 | 0 | 0 | 0 | 0 | 0
SCE NOL | Roadway | 115 | Battery |  |  | 1 | 0 | 0 | 0 | 100 | 0 | 100 | 0 | 0 | 0 | 100 | 0 | 100 | 0 | 10 | 10 | 0 | 0 | 0 | 0 | 10 | 10 | 100 | 10 | 110 | 100 | 10 | 110
PG&E NGBA | Rock Creek 1 | 230 | Battery |  |  | 0 | 0 | 0 | 0 | 0 | 0 | 0 | 0 | 0 | 0 | 0 | 0 | 0 | 0 | 0 | 0 | 0 | 0 | 0 | 0 | 0 | 0 | 0 | 0 | 0 | 0 | 0 | 0
SCE Northern | Rosamond | 66 | Battery |  |  | 0 | 0 | 0 | 0 | 0 | 0 | 0 | 0 | 0 | 0 | 0 | 0 | 0 | 0 | 0 | 0 | 0 | 0 | 0 | 0 | 0 | 0 | 0 | 0 | 0 | 0 | 0 | 0
PG&E GBA | Rossmoor | 230 | Battery |  |  | 0 | 0 | 0 | 0 | 0 | 0 | 0 | 0 | 0 | 0 | 0 | 0 | 0 | 0 | 0 | 0 | 0 | 0 | 0 | 0 | 0 | 0 | 0 | 0 | 0 | 0 | 0 | 0
PG&E NGBA | Round Mountain | 230 | Battery |  |  | 0 | 0 | 0 | 0 | 0 | 0 | 0 | 0 | 0 | 0 | 0 | 0 | 0 | 0 | 0 | 0 | 0 | 0 | 0 | 0 | 0 | 0 | 0 | 0 | 0 | 0 | 0 | 0
PG&E NGBA | Round Mountain | 500 | Battery |  |  | 0 | 0 | 0 | 0 | 0 | 0 | 0 | 0 | 0 | 0 | 0 | 0 | 0 | 0 | 0 | 0 | 0 | 0 | 0 | 0 | 0 | 0 | 0 | 0 | 0 | 0 | 0 | 0
PG&E GBA | Salado | 115 | Battery |  |  | 0 | 0 | 0 | 0 | 0 | 0 | 0 | 0 | 0 | 0 | 0 | 0 | 0 | 0 | 0 | 0 | 0 | 0 | 0 | 0 | 0 | 0 | 0 | 0 | 0 | 0 | 0 | 0
PG&E GBA | Salado | 60 | Battery |  |  | 0 | 0 | 0 | 0 | 0 | 0 | 0 | 0 | 0 | 0 | 0 | 0 | 0 | 0 | 0 | 0 | 0 | 0 | 0 | 0 | 0 | 0 | 0 | 0 | 0 | 0 | 0 | 0
PG&E GBA | Salinas | 115 | Battery |  |  | 1 | 0 | 16 | 16 | 0 | 0 | 0 | 0 | 0 | 0 | 0 | 0 | 0 | 0 | 0 | 0 | 0 | 0 | 0 | 0 | 0 | 0 | 0 | 16 | 16 | 0 | 16 | 16
SDGE | Salt Creek | 69 | Battery |  |  | 0 | 0 | 0 | 0 | 0 | 0 | 0 | 0 | 0 | 0 | 0 | 0 | 0 | 0 | 0 | 0 | 0 | 0 | 0 | 0 | 0 | 0 | 0 | 0 | 0 | 0 | 0 | 0
SCE Eastern | San Bernardino | 230 | Battery |  |  | 0 | 0 | 0 | 0 | 0 | 0 | 0 | 0 | 0 | 0 | 0 | 0 | 0 | 0 | 0 | 0 | 0 | 0 | 0 | 0 | 0 | 0 | 0 | 0 | 0 | 0 | 0 | 0
PG&E GBA | SAN FRAN A (POTRERO PP) | 115 | Battery |  |  | 0 | 0 | 0 | 0 | 0 | 0 | 0 | 0 | 0 | 0 | 0 | 0 | 0 | 0 | 0 | 0 | 0 | 0 | 0 | 0 | 0 | 0 | 0 | 0 | 0 | 0 | 0 | 0
PG&E GBA | SAN FRAN A (POTRERO PP) | 230 | Battery |  |  | 0 | 0 | 0 | 0 | 0 | 0 | 0 | 0 | 0 | 0 | 0 | 0 | 0 | 0 | 0 | 0 | 0 | 0 | 0 | 0 | 0 | 0 | 0 | 0 | 0 | 0 | 0 | 0
PG&E GBA | San Jose A | 115 | Battery |  |  | 0 | 0 | 0 | 0 | 0 | 0 | 0 | 0 | 0 | 0 | 0 | 0 | 0 | 0 | 0 | 0 | 0 | 0 | 0 | 0 | 0 | 0 | 0 | 0 | 0 | 0 | 0 | 0
PG&E GBA | San Jose B | 115 | Battery |  |  | 0 | 0 | 0 | 0 | 0 | 0 | 0 | 0 | 0 | 0 | 0 | 0 | 0 | 0 | 0 | 0 | 0 | 0 | 0 | 0 | 0 | 0 | 0 | 0 | 0 | 0 | 0 | 0
PG&E GBA | San Leandro U | 115 | Battery |  |  | 0 | 0 | 0 | 0 | 0 | 0 | 0 | 0 | 0 | 0 | 0 | 0 | 0 | 0 | 0 | 0 | 0 | 0 | 0 | 0 | 0 | 0 | 0 | 0 | 0 | 0 | 0 | 0
PG&E KERN | San Luis Obispo | 115 | Battery |  |  | 0 | 0 | 0 | 0 | 0 | 0 | 0 | 0 | 0 | 0 | 0 | 0 | 0 | 0 | 0 | 0 | 0 | 0 | 0 | 0 | 0 | 0 | 0 | 0 | 0 | 0 | 0 | 0
PG&E KERN | San Luis Obispo | 70 | Battery |  |  | 0 | 0 | 0 | 0 | 0 | 0 | 0 | 0 | 0 | 0 | 0 | 0 | 0 | 0 | 0 | 0 | 0 | 0 | 0 | 0 | 0 | 0 | 0 | 0 | 0 | 0 | 0 | 0
SDGE | San Luis Rey | 230 | Battery |  |  | 0 | 0 | 0 | 0 | 0 | 0 | 0 | 0 | 0 | 0 | 0 | 0 | 0 | 0 | 0 | 0 | 0 | 0 | 0 | 0 | 0 | 0 | 0 | 0 | 0 | 0 | 0 | 0
SDGE | San Luis Rey | 69 | Battery |  |  | 0 | 0 | 0 | 0 | 0 | 0 | 0 | 0 | 0 | 0 | 0 | 0 | 0 | 0 | 0 | 0 | 0 | 0 | 0 | 0 | 0 | 0 | 0 | 0 | 0 | 0 | 0 | 0
SDGE | San Marcos | 69 | Battery |  |  | 0 | 0 | 0 | 0 | 0 | 0 | 0 | 0 | 0 | 0 | 0 | 0 | 0 | 0 | 0 | 0 | 0 | 0 | 0 | 0 | 0 | 0 | 0 | 0 | 0 | 0 | 0 | 0
SCE Metro | San Onofre | 230 | Battery |  |  | 0 | 0 | 0 | 0 | 0 | 0 | 0 | 0 | 0 | 0 | 0 | 0 | 0 | 0 | 0 | 0 | 0 | 0 | 0 | 0 | 0 | 0 | 0 | 0 | 0 | 0 | 0 | 0
PG&E GBA | San Pablo | 115 | Battery |  |  | 0 | 0 | 0 | 0 | 0 | 0 | 0 | 0 | 0 | 0 | 0 | 0 | 0 | 0 | 0 | 0 | 0 | 0 | 0 | 0 | 0 | 0 | 0 | 0 | 0 | 0 | 0 | 0
PG&E GBA | San Ramon | 230 | Battery |  |  | 0 | 0 | 0 | 0 | 0 | 0 | 0 | 0 | 0 | 0 | 0 | 0 | 0 | 0 | 0 | 0 | 0 | 0 | 0 | 0 | 0 | 0 | 0 | 0 | 0 | 0 | 0 | 0
SDGE | San Ysidro | 69 | Battery |  |  | 0 | 0 | 0 | 0 | 0 | 0 | 0 | 0 | 0 | 0 | 0 | 0 | 0 | 0 | 0 | 0 | 0 | 0 | 0 | 0 | 0 | 0 | 0 | 0 | 0 | 0 | 0 | 0
SCE NOL | Sandlot | 230 | Battery |  |  | 0 | 0 | 0 | 0 | 0 | 0 | 0 | 0 | 0 | 0 | 0 | 0 | 0 | 0 | 0 | 0 | 0 | 0 | 0 | 0 | 0 | 0 | 0 | 0 | 0 | 0 | 0 | 0
EOP | Sandy | 138 | Battery |  |  | 0 | 0 | 0 | 0 | 0 | 0 | 0 | 0 | 0 | 0 | 0 | 0 | 0 | 0 | 0 | 0 | 0 | 0 | 0 | 0 | 0 | 0 | 0 | 0 | 0 | 0 | 0 | 0
PG&E FRESNO | Sanger | 115 | Battery |  |  | 1 | 0 | 0 | 0 | 0 | 0 | 0 | 0 | 0 | 0 | 0 | 0 | 0 | 0 | 0 | 0 | 0 | 30 | 30 | 0 | 30 | 30 | 0 | 0 | 0 | 0 | 30 | 30
SCE Northern | Santa Clara | 230 | Battery |  |  | 1 | 15 | 0 | 15 | 0 | 0 | 0 | 0 | 0 | 0 | 0 | 0 | 0 | 0 | 0 | 0 | 0 | 0 | 0 | 0 | 0 | 0 | 15 | 0 | 15 | 15 | 0 | 15
PG&E NGBA | Santa Rosa A | 115 | Battery |  |  | 0 | 0 | 0 | 0 | 0 | 0 | 0 | 0 | 0 | 0 | 0 | 0 | 0 | 0 | 0 | 0 | 0 | 0 | 0 | 0 | 0 | 0 | 0 | 0 | 0 | 0 | 0 | 0
PG&E GBA | Santa Teresa | 115 | Battery |  |  | 0 | 0 | 0 | 0 | 0 | 0 | 0 | 0 | 0 | 0 | 0 | 0 | 0 | 0 | 0 | 0 | 0 | 0 | 0 | 0 | 0 | 0 | 0 | 0 | 0 | 0 | 0 | 0
SDGE | Santee | 138 | Battery |  |  | 1 | 0 | 0 | 0 | 10 | 0 | 10 | 0 | 0 | 0 | 10 | 0 | 10 | 0 | 0 | 0 | 0 | 0 | 0 | 0 | 0 | 0 | 10 | 0 | 10 | 10 | 0 | 10
SCE Metro | Santiago | 230 | Battery |  |  | 0 | 0 | 0 | 0 | 0 | 0 | 0 | 0 | 0 | 0 | 0 | 0 | 0 | 0 | 0 | 0 | 0 | 0 | 0 | 0 | 0 | 0 | 0 | 0 | 0 | 0 | 0 | 0
PG&E GBA | Saratoga | 230 | Battery |  |  | 0 | 0 | 0 | 0 | 0 | 0 | 0 | 0 | 0 | 0 | 0 | 0 | 0 | 0 | 0 | 0 | 0 | 0 | 0 | 0 | 0 | 0 | 0 | 0 | 0 | 0 | 0 | 0
SCE Northern | Saugus | 230 | Battery |  |  | 0 | 0 | 0 | 0 | 0 | 0 | 0 | 0 | 0 | 0 | 0 | 0 | 0 | 0 | 0 | 0 | 0 | 0 | 0 | 0 | 0 | 0 | 0 | 0 | 0 | 0 | 0 | 0
PG&E FRESNO | Schindler | 115 | Battery |  |  | 1 | 0 | 0 | 0 | 0 | 0 | 0 | 0 | 0 | 0 | 0 | 0 | 0 | 0 | 0 | 0 | 0 | 40 | 40 | 0 | 40 | 40 | 0 | 0 | 0 | 0 | 40 | 40
PG&E FRESNO | Schindler | 70 | Battery |  |  | 0 | 0 | 0 | 0 | 0 | 0 | 0 | 0 | 0 | 0 | 0 | 0 | 0 | 0 | 0 | 0 | 0 | 0 | 0 | 0 | 0 | 0 | 0 | 0 | 0 | 0 | 0 | 0
PG&E GBA | Schulte | 115 | Battery |  |  | 0 | 0 | 0 | 0 | 0 | 0 | 0 | 0 | 0 | 0 | 0 | 0 | 0 | 0 | 0 | 0 | 0 | 0 | 0 | 0 | 0 | 0 | 0 | 0 | 0 | 0 | 0 | 0
SDGE | Scripps | 69 | Battery |  |  | 0 | 0 | 0 | 0 | 0 | 0 | 0 | 0 | 0 | 0 | 0 | 0 | 0 | 0 | 0 | 0 | 0 | 0 | 0 | 0 | 0 | 0 | 0 | 0 | 0 | 0 | 0 | 0
PG&E KERN | Semitropic | 115 | Battery |  |  | 0 | 0 | 0 | 0 | 0 | 0 | 0 | 0 | 0 | 0 | 0 | 0 | 0 | 0 | 0 | 0 | 0 | 0 | 0 | 0 | 0 | 0 | 0 | 0 | 0 | 0 | 0 | 0
SCE Metro | Serrano | 230 | Battery |  |  | 0 | 0 | 0 | 0 | 0 | 0 | 0 | 0 | 0 | 0 | 0 | 0 | 0 | 0 | 0 | 0 | 0 | 0 | 0 | 0 | 0 | 0 | 0 | 0 | 0 | 0 | 0 | 0
SCE Metro | Serrano | 500 | Battery |  |  | 0 | 0 | 0 | 0 | 0 | 0 | 0 | 0 | 0 | 0 | 0 | 0 | 0 | 0 | 0 | 0 | 0 | 0 | 0 | 0 | 0 | 0 | 0 | 0 | 0 | 0 | 0 | 0
SDGE | Shadowridge | 138 | Battery |  |  | 0 | 0 | 0 | 0 | 0 | 0 | 0 | 0 | 0 | 0 | 0 | 0 | 0 | 0 | 0 | 0 | 0 | 0 | 0 | 0 | 0 | 0 | 0 | 0 | 0 | 0 | 0 | 0
PG&E KERN | Shafter | 115 | Battery |  |  | 0 | 0 | 0 | 0 | 0 | 0 | 0 | 0 | 0 | 0 | 0 | 0 | 0 | 0 | 0 | 0 | 0 | 0 | 0 | 0 | 0 | 0 | 0 | 0 | 0 | 0 | 0 | 0
PG&E NGBA | Silverado | 115 | Battery |  |  | 0 | 0 | 0 | 0 | 0 | 0 | 0 | 0 | 0 | 0 | 0 | 0 | 0 | 0 | 0 | 0 | 0 | 0 | 0 | 0 | 0 | 0 | 0 | 0 | 0 | 0 | 0 | 0
SDGE | Silvergate | 230 | Battery |  |  | 1 | 100 | 0 | 100 | 0 | 0 | 0 | 0 | 0 | 0 | 0 | 0 | 0 | 0 | 0 | 0 | 0 | 0 | 0 | 0 | 0 | 0 | 100 | 0 | 100 | 100 | 0 | 100
SDGE | Silvergate | 69 | Battery |  |  | 0 | 0 | 0 | 0 | 0 | 0 | 0 | 0 | 0 | 0 | 0 | 0 | 0 | 0 | 0 | 0 | 0 | 0 | 0 | 0 | 0 | 0 | 0 | 0 | 0 | 0 | 0 | 0
PG&E KERN | Sisquoc | 115 | Battery |  |  | 0 | 0 | 0 | 0 | 0 | 0 | 0 | 0 | 0 | 0 | 0 | 0 | 0 | 0 | 0 | 0 | 0 | 0 | 0 | 0 | 0 | 0 | 0 | 0 | 0 | 0 | 0 | 0
EOP | Sloan Canyon | 230 | Battery |  |  | 0 | 0 | 0 | 0 | 0 | 0 | 0 | 0 | 0 | 0 | 0 | 0 | 0 | 0 | 0 | 0 | 0 | 0 | 0 | 0 | 0 | 0 | 0 | 0 | 0 | 0 | 0 | 0
EOP | Sloan Canyon | 500 | Battery |  |  | 0 | 0 | 0 | 0 | 0 | 0 | 0 | 0 | 0 | 0 | 0 | 0 | 0 | 0 | 0 | 0 | 0 | 0 | 0 | 0 | 0 | 0 | 0 | 0 | 0 | 0 | 0 | 0
PG&E KERN | Smyrna | 115 | Battery |  |  | 0 | 0 | 0 | 0 | 0 | 0 | 0 | 0 | 0 | 0 | 0 | 0 | 0 | 0 | 0 | 0 | 0 | 0 | 0 | 0 | 0 | 0 | 0 | 0 | 0 | 0 | 0 | 0
PG&E GBA | Sobrante | 115 | Battery |  |  | 0 | 0 | 0 | 0 | 0 | 0 | 0 | 0 | 0 | 0 | 0 | 0 | 0 | 0 | 0 | 0 | 0 | 0 | 0 | 0 | 0 | 0 | 0 | 0 | 0 | 0 | 0 | 0
PG&E GBA | Sobrante | 230 | Battery |  |  | 0 | 0 | 0 | 0 | 0 | 0 | 0 | 0 | 0 | 0 | 0 | 0 | 0 | 0 | 0 | 0 | 0 | 0 | 0 | 0 | 0 | 0 | 0 | 0 | 0 | 0 | 0 | 0
PG&E KERN | Solar | 230 | Battery |  |  | 0 | 0 | 0 | 0 | 0 | 0 | 0 | 0 | 0 | 0 | 0 | 0 | 0 | 0 | 0 | 0 | 0 | 0 | 0 | 0 | 0 | 0 | 0 | 0 | 0 | 0 | 0 | 0
PG&E GBA | Soledad | 115 | Battery |  |  | 0 | 0 | 0 | 0 | 0 | 0 | 0 | 0 | 0 | 0 | 0 | 0 | 0 | 0 | 0 | 0 | 0 | 0 | 0 | 0 | 0 | 0 | 0 | 0 | 0 | 0 | 0 | 0
PG&E GBA | Soledad | 60 | Battery |  |  | 1 | 0 | 10 | 10 | 0 | 0 | 0 | 0 | 0 | 0 | 0 | 0 | 0 | 0 | 0 | 0 | 0 | 0 | 0 | 0 | 0 | 0 | 0 | 10 | 10 | 0 | 10 | 10
SDGE | Spring Valley | 69 | Battery |  |  | 0 | 0 | 0 | 0 | 0 | 0 | 0 | 0 | 0 | 0 | 0 | 0 | 0 | 0 | 0 | 0 | 0 | 0 | 0 | 0 | 0 | 0 | 0 | 0 | 0 | 0 | 0 | 0
SCE Northern | Springville | 230 | Battery |  |  | 1 | 0 | 0 | 0 | 225 | 0 | 225 | 0 | 0 | 0 | 225 | 0 | 225 | 0 | 0 | 0 | 0 | 50 | 50 | 0 | 50 | 50 | 225 | 0 | 225 | 225 | 50 | 275
PG&E GBA | Stagg | 230 | Battery |  |  | 0 | 0 | 0 | 0 | 0 | 0 | 0 | 0 | 0 | 0 | 0 | 0 | 0 | 0 | 0 | 0 | 0 | 0 | 0 | 0 | 0 | 0 | 0 | 0 | 0 | 0 | 0 | 0
PG&E GBA | Standard Oil | 115 | Battery |  |  | 0 | 0 | 0 | 0 | 0 | 0 | 0 | 0 | 0 | 0 | 0 | 0 | 0 | 0 | 0 | 0 | 0 | 0 | 0 | 0 | 0 | 0 | 0 | 0 | 0 | 0 | 0 | 0
PG&E GBA | Stanislaus | 115 | Battery |  |  | 0 | 0 | 0 | 0 | 0 | 0 | 0 | 0 | 0 | 0 | 0 | 0 | 0 | 0 | 0 | 0 | 0 | 0 | 0 | 0 | 0 | 0 | 0 | 0 | 0 | 0 | 0 | 0
PG&E KERN | Stockdale | 115 | Battery |  |  | 0 | 0 | 0 | 0 | 0 | 0 | 0 | 0 | 0 | 0 | 0 | 0 | 0 | 0 | 0 | 0 | 0 | 0 | 0 | 0 | 0 | 0 | 0 | 0 | 0 | 0 | 0 | 0
PG&E KERN | Stockdale | 230 | Battery |  |  | 0 | 0 | 0 | 0 | 0 | 0 | 0 | 0 | 0 | 0 | 0 | 0 | 0 | 0 | 0 | 0 | 0 | 0 | 0 | 0 | 0 | 0 | 0 | 0 | 0 | 0 | 0 | 0
PG&E GBA | Stockton A | 115 | Battery |  |  | 0 | 0 | 0 | 0 | 0 | 0 | 0 | 0 | 0 | 0 | 0 | 0 | 0 | 0 | 0 | 0 | 0 | 0 | 0 | 0 | 0 | 0 | 0 | 0 | 0 | 0 | 0 | 0
PG&E GBA | Stone | 115 | Battery |  |  | 0 | 0 | 0 | 0 | 0 | 0 | 0 | 0 | 0 | 0 | 0 | 0 | 0 | 0 | 0 | 0 | 0 | 0 | 0 | 0 | 0 | 0 | 0 | 0 | 0 | 0 | 0 | 0
PG&E FRESNO | Storey | 230 | Battery |  |  | 0 | 0 | 0 | 0 | 0 | 0 | 0 | 0 | 0 | 0 | 0 | 0 | 0 | 0 | 0 | 0 | 0 | 0 | 0 | 0 | 0 | 0 | 0 | 0 | 0 | 0 | 0 | 0
PG&E NGBA | Summit | 115 | Battery |  |  | 0 | 0 | 0 | 0 | 0 | 0 | 0 | 0 | 0 | 0 | 0 | 0 | 0 | 0 | 0 | 0 | 0 | 0 | 0 | 0 | 0 | 0 | 0 | 0 | 0 | 0 | 0 | 0
SDGE | Suncrest | 230 | Battery |  |  | 0 | 0 | 0 | 0 | 0 | 0 | 0 | 0 | 0 | 0 | 0 | 0 | 0 | 0 | 0 | 0 | 0 | 0 | 0 | 0 | 0 | 0 | 0 | 0 | 0 | 0 | 0 | 0
SDGE | Suncrest | 500 | Battery |  |  | 0 | 0 | 0 | 0 | 0 | 0 | 0 | 0 | 0 | 0 | 0 | 0 | 0 | 0 | 0 | 0 | 0 | 0 | 0 | 0 | 0 | 0 | 0 | 0 | 0 | 0 | 0 | 0
PG&E KERN | Sunrise | 230 | Battery |  |  | 0 | 0 | 0 | 0 | 0 | 0 | 0 | 0 | 0 | 0 | 0 | 0 | 0 | 0 | 0 | 0 | 0 | 0 | 0 | 0 | 0 | 0 | 0 | 0 | 0 | 0 | 0 | 0
PG&E KERN | Sunset | 230 | Battery |  |  | 0 | 0 | 0 | 0 | 0 | 0 | 0 | 0 | 0 | 0 | 0 | 0 | 0 | 0 | 0 | 0 | 0 | 0 | 0 | 0 | 0 | 0 | 0 | 0 | 0 | 0 | 0 | 0
PG&E GBA | Swift | 115 | Battery |  |  | 0 | 0 | 0 | 0 | 0 | 0 | 0 | 0 | 0 | 0 | 0 | 0 | 0 | 0 | 0 | 0 | 0 | 0 | 0 | 0 | 0 | 0 | 0 | 0 | 0 | 0 | 0 | 0
SDGE | Sycamore Canyon | 138 | Battery |  |  | 1 | 300 | 0 | 300 | 0 | 0 | 0 | 0 | 0 | 0 | 0 | 0 | 0 | 0 | 0 | 0 | 0 | 0 | 0 | 0 | 0 | 0 | 300 | 0 | 300 | 300 | 0 | 300
SDGE | Sycamore Canyon | 230 | Battery |  |  | 0 | 0 | 0 | 0 | 0 | 0 | 0 | 0 | 0 | 0 | 0 | 0 | 0 | 0 | 0 | 0 | 0 | 0 | 0 | 0 | 0 | 0 | 0 | 0 | 0 | 0 | 0 | 0
SDGE | Sycamore Canyon | 69 | Battery |  |  | 0 | 0 | 0 | 0 | 0 | 0 | 0 | 0 | 0 | 0 | 0 | 0 | 0 | 0 | 0 | 0 | 0 | 0 | 0 | 0 | 0 | 0 | 0 | 0 | 0 | 0 | 0 | 0
SCE Northern | Sylmar | 230 | Battery |  |  | 0 | 0 | 0 | 0 | 0 | 0 | 0 | 0 | 0 | 0 | 0 | 0 | 0 | 0 | 0 | 0 | 0 | 0 | 0 | 0 | 0 | 0 | 0 | 0 | 0 | 0 | 0 | 0
PG&E NGBA | Table Mountain | 115 | Battery |  |  | 0 | 0 | 0 | 0 | 0 | 0 | 0 | 0 | 0 | 0 | 0 | 0 | 0 | 0 | 0 | 0 | 0 | 0 | 0 | 0 | 0 | 0 | 0 | 0 | 0 | 0 | 0 | 0
PG&E NGBA | Table Mountain | 230 | Battery |  |  | 0 | 0 | 0 | 0 | 0 | 0 | 0 | 0 | 0 | 0 | 0 | 0 | 0 | 0 | 0 | 0 | 0 | 0 | 0 | 0 | 0 | 0 | 0 | 0 | 0 | 0 | 0 | 0
PG&E NGBA | Table Mountain | 500 | Battery |  |  | 0 | 0 | 0 | 0 | 0 | 0 | 0 | 0 | 0 | 0 | 0 | 0 | 0 | 0 | 0 | 0 | 0 | 0 | 0 | 0 | 0 | 0 | 0 | 0 | 0 | 0 | 0 | 0
PG&E NGBA | Table Mountain | 60 | Battery |  |  | 0 | 0 | 0 | 0 | 0 | 0 | 0 | 0 | 0 | 0 | 0 | 0 | 0 | 0 | 0 | 0 | 0 | 0 | 0 | 0 | 0 | 0 | 0 | 0 | 0 | 0 | 0 | 0
PG&E KERN | Taft | 115 | Battery |  |  | 1 | 0 | 0 | 0 | 3 | 0 | 3 | 0 | 0 | 0 | 3 | 0 | 3 | 0 | 0 | 0 | 0 | 0 | 0 | 0 | 0 | 0 | 3 | 0 | 3 | 3 | 0 | 3
SDGE | Talega | 138 | Battery |  |  | 1 | 0 | 0 | 0 | 0 | 0 | 0 | 0 | 0 | 0 | 0 | 0 | 0 | 0 | 0 | 0 | 0 | 80 | 80 | 0 | 80 | 80 | 0 | 0 | 0 | 0 | 80 | 80
SDGE | Talega | 230 | Battery |  |  | 0 | 0 | 0 | 0 | 0 | 0 | 0 | 0 | 0 | 0 | 0 | 0 | 0 | 0 | 0 | 0 | 0 | 0 | 0 | 0 | 0 | 0 | 0 | 0 | 0 | 0 | 0 | 0
PG&E GBA | Tassajara | 230 | Battery |  |  | 0 | 0 | 0 | 0 | 0 | 0 | 0 | 0 | 0 | 0 | 0 | 0 | 0 | 0 | 0 | 0 | 0 | 0 | 0 | 0 | 0 | 0 | 0 | 0 | 0 | 0 | 0 | 0
PG&E KERN | Tejon | 70 | Battery |  |  | 0 | 0 | 0 | 0 | 0 | 0 | 0 | 0 | 0 | 0 | 0 | 0 | 0 | 0 | 0 | 0 | 0 | 0 | 0 | 0 | 0 | 0 | 0 | 0 | 0 | 0 | 0 | 0
SDGE | Telegraph Canyon | 138 | Battery |  |  | 0 | 0 | 0 | 0 | 0 | 0 | 0 | 0 | 0 | 0 | 0 | 0 | 0 | 0 | 0 | 0 | 0 | 0 | 0 | 0 | 0 | 0 | 0 | 0 | 0 | 0 | 0 | 0
PG&E KERN | Temblor | 115 | Battery |  |  | 0 | 0 | 0 | 0 | 0 | 0 | 0 | 0 | 0 | 0 | 0 | 0 | 0 | 0 | 0 | 0 | 0 | 0 | 0 | 0 | 0 | 0 | 0 | 0 | 0 | 0 | 0 | 0
PG&E KERN | Templeton | 230 | Battery |  |  | 0 | 0 | 0 | 0 | 0 | 0 | 0 | 0 | 0 | 0 | 0 | 0 | 0 | 0 | 0 | 0 | 0 | 0 | 0 | 0 | 0 | 0 | 0 | 0 | 0 | 0 | 0 | 0
PG&E KERN | Templeton | 70 | Battery |  |  | 0 | 0 | 0 | 0 | 0 | 0 | 0 | 0 | 0 | 0 | 0 | 0 | 0 | 0 | 0 | 0 | 0 | 0 | 0 | 0 | 0 | 0 | 0 | 0 | 0 | 0 | 0 | 0
PG&E GBA | Tesla | 115 | Battery |  |  | 0 | 0 | 0 | 0 | 0 | 0 | 0 | 0 | 0 | 0 | 0 | 0 | 0 | 0 | 0 | 0 | 0 | 0 | 0 | 0 | 0 | 0 | 0 | 0 | 0 | 0 | 0 | 0
PG&E GBA | Tesla | 230 | Battery |  |  | 1 | 400 | 0 | 400 | 125 | 0 | 125 | 0 | 0 | 0 | 125 | 0 | 125 | 0 | 0 | 0 | 0 | 0 | 0 | 0 | 0 | 0 | 525 | 0 | 525 | 525 | 0 | 525
PG&E GBA | Tesla | 500 | Battery |  |  | 1 | 0 | 0 | 0 | 0 | 0 | 0 | 0 | 0 | 0 | 0 | 0 | 0 | 0 | 0 | 0 | 0 | 200 | 200 | 0 | 200 | 200 | 0 | 0 | 0 | 0 | 200 | 200
PG&E KERN | Tevis | 115 | Battery |  |  | 0 | 0 | 0 | 0 | 0 | 0 | 0 | 0 | 0 | 0 | 0 | 0 | 0 | 0 | 0 | 0 | 0 | 0 | 0 | 0 | 0 | 0 | 0 | 0 | 0 | 0 | 0 | 0
EOP | Thousandaire | 138 | Battery |  |  | 0 | 0 | 0 | 0 | 0 | 0 | 0 | 0 | 0 | 0 | 0 | 0 | 0 | 0 | 0 | 0 | 0 | 0 | 0 | 0 | 0 | 0 | 0 | 0 | 0 | 0 | 0 | 0
PG&E KERN | Topaz | 230 | Battery |  |  | 0 | 0 | 0 | 0 | 0 | 0 | 0 | 0 | 0 | 0 | 0 | 0 | 0 | 0 | 0 | 0 | 0 | 0 | 0 | 0 | 0 | 0 | 0 | 0 | 0 | 0 | 0 | 0
SCE NOL | Tortilla | 115 | Battery |  |  | 0 | 0 | 0 | 0 | 0 | 0 | 0 | 0 | 0 | 0 | 0 | 0 | 0 | 0 | 0 | 0 | 0 | 0 | 0 | 0 | 0 | 0 | 0 | 0 | 0 | 0 | 0 | 0
SDGE | Trabuco | 138 | Battery |  |  | 0 | 0 | 0 | 0 | 0 | 0 | 0 | 0 | 0 | 0 | 0 | 0 | 0 | 0 | 0 | 0 | 0 | 0 | 0 | 0 | 0 | 0 | 0 | 0 | 0 | 0 | 0 | 0
PG&E GBA | Tracy | 115 | Battery |  |  | 0 | 0 | 0 | 0 | 0 | 0 | 0 | 0 | 0 | 0 | 0 | 0 | 0 | 0 | 0 | 0 | 0 | 0 | 0 | 0 | 0 | 0 | 0 | 0 | 0 | 0 | 0 | 0
PG&E FRESNO | Tranquility | 230 | Battery |  |  | 1 | 40 | 0 | 40 | 662 | 0 | 662 | 0 | 0 | 0 | 662 | 0 | 662 | 0 | 0 | 0 | 0 | 160 | 160 | 0 | 160 | 160 | 702 | 0 | 702 | 702 | 160 | 862
PG&E GBA | Trimble | 115 | Battery |  |  | 0 | 0 | 0 | 0 | 0 | 0 | 0 | 0 | 0 | 0 | 0 | 0 | 0 | 0 | 0 | 0 | 0 | 0 | 0 | 0 | 0 | 0 | 0 | 0 | 0 | 0 | 0 | 0
EOP | Trout Canyon | 230 | Battery |  |  | 1 | 0 | 0 | 0 | 731 | 0 | 731 | 15 | 0 | 15 | 716 | 0 | 716 | 0 | 60 | 60 | 0 | 200 | 200 | 0 | 260 | 260 | 716 | 60 | 776 | 716 | 260 | 976
EOP | Trout Canyon | 500 | Battery |  |  | 0 | 0 | 0 | 0 | 0 | 0 | 0 | 0 | 0 | 0 | 0 | 0 | 0 | 0 | 0 | 0 | 0 | 0 | 0 | 0 | 0 | 0 | 0 | 0 | 0 | 0 | 0 | 0
PG&E NGBA | Tulucay | 230 | Battery |  |  | 0 | 0 | 0 | 0 | 0 | 0 | 0 | 0 | 0 | 0 | 0 | 0 | 0 | 0 | 0 | 0 | 0 | 0 | 0 | 0 | 0 | 0 | 0 | 0 | 0 | 0 | 0 | 0
PG&E NGBA | Tulucay | 60 | Battery |  |  | 0 | 0 | 0 | 0 | 0 | 0 | 0 | 0 | 0 | 0 | 0 | 0 | 0 | 0 | 0 | 0 | 0 | 0 | 0 | 0 | 0 | 0 | 0 | 0 | 0 | 0 | 0 | 0
PG&E KERN | Tupman | 115 | Battery |  |  | 0 | 0 | 0 | 0 | 0 | 0 | 0 | 0 | 0 | 0 | 0 | 0 | 0 | 0 | 0 | 0 | 0 | 0 | 0 | 0 | 0 | 0 | 0 | 0 | 0 | 0 | 0 | 0
PG&E NGBA | Ukiah | 115 | Battery |  |  | 0 | 0 | 0 | 0 | 0 | 0 | 0 | 0 | 0 | 0 | 0 | 0 | 0 | 0 | 0 | 0 | 0 | 0 | 0 | 0 | 0 | 0 | 0 | 0 | 0 | 0 | 0 | 0
PG&E KERN | Union (Estrella) | 70 | Battery |  |  | 0 | 0 | 0 | 0 | 0 | 0 | 0 | 0 | 0 | 0 | 0 | 0 | 0 | 0 | 0 | 0 | 0 | 0 | 0 | 0 | 0 | 0 | 0 | 0 | 0 | 0 | 0 | 0
PG&E NGBA | Vaca Dixon | 115 | Battery |  |  | 0 | 0 | 0 | 0 | 0 | 0 | 0 | 0 | 0 | 0 | 0 | 0 | 0 | 0 | 0 | 0 | 0 | 0 | 0 | 0 | 0 | 0 | 0 | 0 | 0 | 0 | 0 | 0
PG&E NGBA | Vaca Dixon | 230 | Battery |  |  | 1 | 300 | 0 | 300 | 0 | 0 | 0 | 0 | 0 | 0 | 0 | 0 | 0 | 0 | 0 | 0 | 0 | 0 | 0 | 0 | 0 | 0 | 300 | 0 | 300 | 300 | 0 | 300
PG&E NGBA | Vaca Dixon | 500 | Battery |  |  | 0 | 0 | 0 | 0 | 0 | 0 | 0 | 0 | 0 | 0 | 0 | 0 | 0 | 0 | 0 | 0 | 0 | 0 | 0 | 0 | 0 | 0 | 0 | 0 | 0 | 0 | 0 | 0
PG&E NGBA | Vaca Dixon | 60 | Battery |  |  | 0 | 0 | 0 | 0 | 0 | 0 | 0 | 0 | 0 | 0 | 0 | 0 | 0 | 0 | 0 | 0 | 0 | 0 | 0 | 0 | 0 | 0 | 0 | 0 | 0 | 0 | 0 | 0
SCE Eastern | Valley (SCE) | 500 | Battery |  |  | 1 | 0 | 0 | 0 | 720 | 0 | 720 | 0 | 0 | 0 | 720 | 0 | 720 | 0 | 0 | 0 | 0 | 0 | 0 | 0 | 0 | 0 | 720 | 0 | 720 | 720 | 0 | 720
EOP | Valley (VEA) | 138 | Battery |  |  | 1 | 0 | 0 | 0 | 0 | 0 | 0 | 0 | 0 | 0 | 0 | 0 | 0 | 0 | 0 | 0 | 0 | 40 | 40 | 0 | 40 | 40 | 0 | 0 | 0 | 0 | 40 | 40
SDGE | Valley Center | 69 | Battery |  |  | 0 | 0 | 0 | 0 | 0 | 0 | 0 | 0 | 0 | 0 | 0 | 0 | 0 | 0 | 0 | 0 | 0 | 0 | 0 | 0 | 0 | 0 | 0 | 0 | 0 | 0 | 0 | 0
PG&E GBA | Valley Home | 115 | Battery |  |  | 0 | 0 | 0 | 0 | 0 | 0 | 0 | 0 | 0 | 0 | 0 | 0 | 0 | 0 | 0 | 0 | 0 | 0 | 0 | 0 | 0 | 0 | 0 | 0 | 0 | 0 | 0 | 0
PG&E GBA | Valley Springs | 230 | Battery |  |  | 0 | 0 | 0 | 0 | 0 | 0 | 0 | 0 | 0 | 0 | 0 | 0 | 0 | 0 | 0 | 0 | 0 | 0 | 0 | 0 | 0 | 0 | 0 | 0 | 0 | 0 | 0 | 0
PG&E GBA | Valley Springs | 60 | Battery |  |  | 0 | 0 | 0 | 0 | 0 | 0 | 0 | 0 | 0 | 0 | 0 | 0 | 0 | 0 | 0 | 0 | 0 | 0 | 0 | 0 | 0 | 0 | 0 | 0 | 0 | 0 | 0 | 0
EOP | Valley Switch | 138 | Battery |  |  | 0 | 0 | 0 | 0 | 0 | 0 | 0 | 0 | 0 | 0 | 0 | 0 | 0 | 0 | 0 | 0 | 0 | 0 | 0 | 0 | 0 | 0 | 0 | 0 | 0 | 0 | 0 | 0
EOP | Valley Switch | 230 | Battery |  |  | 0 | 0 | 0 | 0 | 0 | 0 | 0 | 0 | 0 | 0 | 0 | 0 | 0 | 0 | 0 | 0 | 0 | 0 | 0 | 0 | 0 | 0 | 0 | 0 | 0 | 0 | 0 | 0
PG&E GBA | Vasco | 230 | Battery |  |  | 0 | 0 | 0 | 0 | 0 | 0 | 0 | 0 | 0 | 0 | 0 | 0 | 0 | 0 | 0 | 0 | 0 | 0 | 0 | 0 | 0 | 0 | 0 | 0 | 0 | 0 | 0 | 0
PG&E GBA | Vasona | 230 | Battery |  |  | 0 | 0 | 0 | 0 | 0 | 0 | 0 | 0 | 0 | 0 | 0 | 0 | 0 | 0 | 0 | 0 | 0 | 0 | 0 | 0 | 0 | 0 | 0 | 0 | 0 | 0 | 0 | 0
SCE Northern | Vestal | 230 | Battery |  |  | 1 | 180 | 0 | 180 | 110 | 0 | 110 | 0 | 0 | 0 | 110 | 0 | 110 | 0 | 55 | 55 | 0 | 0 | 0 | 0 | 55 | 55 | 290 | 55 | 345 | 290 | 55 | 345
SCE Northern | Vestal | 66 | Battery |  |  | 1 | 0 | 0 | 0 | 80 | 0 | 80 | 0 | 0 | 0 | 80 | 0 | 80 | 0 | 0 | 0 | 0 | 0 | 0 | 0 | 0 | 0 | 80 | 0 | 80 | 80 | 0 | 80
SCE NOL | Victor | 115 | Battery |  |  | 1 | 0 | 0 | 0 | 0 | 0 | 0 | 0 | 0 | 0 | 0 | 0 | 0 | 0 | 0 | 0 | 0 | 20 | 20 | 0 | 20 | 20 | 0 | 0 | 0 | 0 | 20 | 20
SCE NOL | Victor | 230 | Battery |  |  | 0 | 0 | 0 | 0 | 0 | 0 | 0 | 0 | 0 | 0 | 0 | 0 | 0 | 0 | 0 | 0 | 0 | 0 | 0 | 0 | 0 | 0 | 0 | 0 | 0 | 0 | 0 | 0
SCE Metro | Viejo | 230 | Battery |  |  | 0 | 0 | 0 | 0 | 0 | 0 | 0 | 0 | 0 | 0 | 0 | 0 | 0 | 0 | 0 | 0 | 0 | 0 | 0 | 0 | 0 | 0 | 0 | 0 | 0 | 0 | 0 | 0
PG&E GBA | Vierra | 115 | Battery |  |  | 1 | 0 | 0 | 0 | 92 | 0 | 92 | 0 | 0 | 0 | 92 | 0 | 92 | 0 | 0 | 0 | 0 | 0 | 0 | 0 | 0 | 0 | 92 | 0 | 92 | 92 | 0 | 92
SCE Metro | Villa Park | 230 | Battery |  |  | 0 | 0 | 0 | 0 | 0 | 0 | 0 | 0 | 0 | 0 | 0 | 0 | 0 | 0 | 0 | 0 | 0 | 0 | 0 | 0 | 0 | 0 | 0 | 0 | 0 | 0 | 0 | 0
SCE Northern | Vincent | 230 | Battery |  |  | 1 | 0 | 0 | 0 | 399 | 0 | 399 | 0 | 0 | 0 | 399 | 0 | 399 | 0 | 0 | 0 | 0 | 375 | 375 | 0 | 375 | 375 | 399 | 0 | 399 | 399 | 375 | 774
SCE Northern | Vincent | 500 | Battery |  |  | 0 | 0 | 0 | 0 | 0 | 0 | 0 | 0 | 0 | 0 | 0 | 0 | 0 | 0 | 0 | 0 | 0 | 0 | 0 | 0 | 0 | 0 | 0 | 0 | 0 | 0 | 0 | 0
PG&E GBA | Vineyard | 230 | Battery |  |  | 0 | 0 | 0 | 0 | 0 | 0 | 0 | 0 | 0 | 0 | 0 | 0 | 0 | 0 | 0 | 0 | 0 | 0 | 0 | 0 | 0 | 0 | 0 | 0 | 0 | 0 | 0 | 0
SDGE | Vineyard | 69 | Battery |  |  | 0 | 0 | 0 | 0 | 0 | 0 | 0 | 0 | 0 | 0 | 0 | 0 | 0 | 0 | 0 | 0 | 0 | 0 | 0 | 0 | 0 | 0 | 0 | 0 | 0 | 0 | 0 | 0
SCE Eastern | Vista (SCE) | 230 | Battery |  |  | 1 | 0 | 0 | 0 | 200 | 0 | 200 | 0 | 0 | 0 | 200 | 0 | 200 | 0 | 0 | 0 | 0 | 0 | 0 | 0 | 0 | 0 | 200 | 0 | 200 | 200 | 0 | 200
EOP | Vista (VEA) | 138 | Battery |  |  | 0 | 0 | 0 | 0 | 0 | 0 | 0 | 0 | 0 | 0 | 0 | 0 | 0 | 0 | 0 | 0 | 0 | 0 | 0 | 0 | 0 | 0 | 0 | 0 | 0 | 0 | 0 | 0
EOP | Vista (VEA) | 230 | Battery |  |  | 1 | 0 | 0 | 0 | 0 | 0 | 0 | 0 | 0 | 0 | 0 | 0 | 0 | 0 | 0 | 0 | 0 | 40 | 40 | 0 | 40 | 40 | 0 | 0 | 0 | 0 | 40 | 40
PG&E FRESNO | Wahtoke | 115 | Battery |  |  | 0 | 0 | 0 | 0 | 0 | 0 | 0 | 0 | 0 | 0 | 0 | 0 | 0 | 0 | 0 | 0 | 0 | 0 | 0 | 0 | 0 | 0 | 0 | 0 | 0 | 0 | 0 | 0
SCE Northern | Wakefield | 66 | Battery |  |  | 1 | 15 | 0 | 15 | 15 | 0 | 15 | 0 | 0 | 0 | 15 | 0 | 15 | 0 | 0 | 0 | 0 | 0 | 0 | 0 | 0 | 0 | 30 | 0 | 30 | 30 | 0 | 30
SCE Metro | Walnut | 230 | Battery |  |  | 1 | 0 | 0 | 0 | 400 | 0 | 400 | 0 | 0 | 0 | 400 | 0 | 400 | 0 | 0 | 0 | 0 | 0 | 0 | 0 | 0 | 0 | 400 | 0 | 400 | 400 | 0 | 400
SCE Northern | Warne | 230 | Battery |  |  | 0 | 0 | 0 | 0 | 0 | 0 | 0 | 0 | 0 | 0 | 0 | 0 | 0 | 0 | 0 | 0 | 0 | 0 | 0 | 0 | 0 | 0 | 0 | 0 | 0 | 0 | 0 | 0
PG&E GBA | Warnerville | 230 | Battery |  |  | 0 | 0 | 0 | 0 | 0 | 0 | 0 | 0 | 0 | 0 | 0 | 0 | 0 | 0 | 0 | 0 | 0 | 0 | 0 | 0 | 0 | 0 | 0 | 0 | 0 | 0 | 0 | 0
PG&E FRESNO | Waukena | 115 | Battery |  |  | 0 | 0 | 0 | 0 | 0 | 0 | 0 | 0 | 0 | 0 | 0 | 0 | 0 | 0 | 0 | 0 | 0 | 0 | 0 | 0 | 0 | 0 | 0 | 0 | 0 | 0 | 0 | 0
PG&E GBA | Weber | 230 | Battery |  |  | 0 | 0 | 0 | 0 | 0 | 0 | 0 | 0 | 0 | 0 | 0 | 0 | 0 | 0 | 0 | 0 | 0 | 0 | 0 | 0 | 0 | 0 | 0 | 0 | 0 | 0 | 0 | 0
PG&E GBA | Weber | 60 | Battery |  |  | 1 | 0 | 0 | 0 | 20 | 0 | 20 | 0 | 0 | 0 | 20 | 0 | 20 | 0 | 0 | 0 | 0 | 0 | 0 | 0 | 0 | 0 | 20 | 0 | 20 | 20 | 0 | 20
PG&E FRESNO | West Fresno | 115 | Battery |  |  | 0 | 0 | 0 | 0 | 0 | 0 | 0 | 0 | 0 | 0 | 0 | 0 | 0 | 0 | 0 | 0 | 0 | 0 | 0 | 0 | 0 | 0 | 0 | 0 | 0 | 0 | 0 | 0
PG&E FRESNO | Westley | 230 | Battery |  |  | 0 | 0 | 0 | 0 | 0 | 0 | 0 | 0 | 0 | 0 | 0 | 0 | 0 | 0 | 0 | 0 | 0 | 0 | 0 | 0 | 0 | 0 | 0 | 0 | 0 | 0 | 0 | 0
PG&E KERN | Westpark | 115 | Battery |  |  | 0 | 0 | 0 | 0 | 0 | 0 | 0 | 0 | 0 | 0 | 0 | 0 | 0 | 0 | 0 | 0 | 0 | 0 | 0 | 0 | 0 | 0 | 0 | 0 | 0 | 0 | 0 | 0
PG&E KERN | Wheeler Ridge | 230 | Battery |  |  | 1 | 0 | 0 | 0 | 0 | 0 | 0 | 0 | 0 | 0 | 0 | 0 | 0 | 0 | 50 | 50 | 0 | 70 | 70 | 0 | 120 | 120 | 0 | 50 | 50 | 0 | 120 | 120
PG&E KERN | Wheeler Ridge | 115 | Battery |  |  | 0 | 0 | 0 | 0 | 0 | 0 | 0 | 0 | 0 | 0 | 0 | 0 | 0 | 0 | 0 | 0 | 0 | 0 | 0 | 0 | 0 | 0 | 0 | 0 | 0 | 0 | 0 | 0
PG&E KERN | Wheeler Ridge | 70 | Battery |  |  | 1 | 0 | 0 | 0 | 92 | 0 | 92 | 0 | 0 | 0 | 92 | 0 | 92 | 0 | 0 | 0 | 0 | 0 | 0 | 0 | 0 | 0 | 92 | 0 | 92 | 92 | 0 | 92
SCE Northern | Whirlwind | 230 | Battery |  |  | 1 | 0 | 69 | 69 | 837 | 454 | 1291 | 0 | 0 | 0 | 837 | 454 | 1291 | 0 | 0 | 0 | 0 | 200 | 200 | 0 | 200 | 200 | 837 | 523 | 1360 | 837 | 723 | 1560
SCE Northern | Whirlwind | 500 | Battery |  |  | 0 | 0 | 0 | 0 | 0 | 0 | 0 | 0 | 0 | 0 | 0 | 0 | 0 | 0 | 0 | 0 | 0 | 0 | 0 | 0 | 0 | 0 | 0 | 0 | 0 | 0 | 0 | 0
PG&E GBA | Whisman | 115 | Battery |  |  | 0 | 0 | 0 | 0 | 0 | 0 | 0 | 0 | 0 | 0 | 0 | 0 | 0 | 0 | 0 | 0 | 0 | 0 | 0 | 0 | 0 | 0 | 0 | 0 | 0 | 0 | 0 | 0
SCE Eastern | Wildlife | 230 | Battery |  |  | 0 | 0 | 0 | 0 | 0 | 0 | 0 | 0 | 0 | 0 | 0 | 0 | 0 | 0 | 0 | 0 | 0 | 0 | 0 | 0 | 0 | 0 | 0 | 0 | 0 | 0 | 0 | 0
PG&E FRESNO | Wilson | 115 | Battery |  |  | 1 | 0 | 0 | 0 | 0 | 0 | 0 | 0 | 0 | 0 | 0 | 0 | 0 | 0 | 0 | 0 | 0 | 25 | 25 | 0 | 25 | 25 | 0 | 0 | 0 | 0 | 25 | 25
PG&E FRESNO | Wilson | 230 | Battery |  |  | 0 | 0 | 0 | 0 | 0 | 0 | 0 | 0 | 0 | 0 | 0 | 0 | 0 | 0 | 0 | 0 | 0 | 0 | 0 | 0 | 0 | 0 | 0 | 0 | 0 | 0 | 0 | 0
SCE Northern | Windhub | 230 | Battery |  |  | 1 | 0 | 0 | 0 | 1000 | 0 | 1000 | 0 | 0 | 0 | 1000 | 0 | 1000 | 0 | 0 | 0 | 0 | 70 | 70 | 0 | 70 | 70 | 1000 | 0 | 1000 | 1000 | 70 | 1070
SCE Northern | Windhub | 500 | Battery |  |  | 1 | 0 | 0 | 0 | 15 | 0 | 15 | 0 | 0 | 0 | 15 | 0 | 15 | 0 | 0 | 0 | 0 | 80 | 80 | 0 | 80 | 80 | 15 | 0 | 15 | 15 | 80 | 95
PG&E GBA | Windmaster | 230 | Battery |  |  | 0 | 0 | 0 | 0 | 0 | 0 | 0 | 0 | 0 | 0 | 0 | 0 | 0 | 0 | 0 | 0 | 0 | 0 | 0 | 0 | 0 | 0 | 0 | 0 | 0 | 0 | 0 | 0
PG&E NGBA | Windsor | 60 | Battery |  |  | 0 | 0 | 0 | 0 | 0 | 0 | 0 | 0 | 0 | 0 | 0 | 0 | 0 | 0 | 0 | 0 | 0 | 0 | 0 | 0 | 0 | 0 | 0 | 0 | 0 | 0 | 0 | 0
PG&E NGBA | Woodland | 115 | Battery |  |  | 0 | 0 | 0 | 0 | 0 | 0 | 0 | 0 | 0 | 0 | 0 | 0 | 0 | 0 | 0 | 0 | 0 | 0 | 0 | 0 | 0 | 0 | 0 | 0 | 0 | 0 | 0 | 0
PG&E FRESNO | Woodward | 115 | Battery |  |  | 0 | 0 | 0 | 0 | 0 | 0 | 0 | 0 | 0 | 0 | 0 | 0 | 0 | 0 | 0 | 0 | 0 | 0 | 0 | 0 | 0 | 0 | 0 | 0 | 0 | 0 | 0 | 0
PG&E NGBA | Wyandotte | 115 | Battery |  |  | 0 | 0 | 0 | 0 | 0 | 0 | 0 | 0 | 0 | 0 | 0 | 0 | 0 | 0 | 0 | 0 | 0 | 0 | 0 | 0 | 0 | 0 | 0 | 0 | 0 | 0 | 0 | 0
PG&E KERN | 7th Standard | 115 | LDES |  |  | 0 | 0 | 0 | 0 | 0 | 0 | 0 | 0 | 0 | 0 | 0 | 0 | 0 | 0 | 0 | 0 | 0 | 0 | 0 | 0 | 0 | 0 | 0 | 0 | 0 | 0 | 0 | 0
SCE Metro | Alamitos | 230 | LDES |  |  | 0 | 0 | 0 | 0 | 0 | 0 | 0 | 0 | 0 | 0 | 0 | 0 | 0 | 0 | 0 | 0 | 0 | 0 | 0 | 0 | 0 | 0 | 0 | 0 | 0 | 0 | 0 | 0
SCE Eastern | Alberhill | 115 | LDES |  |  | 0 | 0 | 0 | 0 | 0 | 0 | 0 | 0 | 0 | 0 | 0 | 0 | 0 | 0 | 0 | 0 | 0 | 0 | 0 | 0 | 0 | 0 | 0 | 0 | 0 | 0 | 0 | 0
SCE Eastern | Alberhill | 500 | LDES |  |  | 0 | 0 | 0 | 0 | 0 | 0 | 0 | 0 | 0 | 0 | 0 | 0 | 0 | 0 | 0 | 0 | 0 | 0 | 0 | 0 | 0 | 0 | 0 | 0 | 0 | 0 | 0 | 0
PG&E GBA | Alhambra | 115 | LDES |  |  | 0 | 0 | 0 | 0 | 0 | 0 | 0 | 0 | 0 | 0 | 0 | 0 | 0 | 0 | 0 | 0 | 0 | 0 | 0 | 0 | 0 | 0 | 0 | 0 | 0 | 0 | 0 | 0
PG&E FRESNO | Alpaugh | 115 | LDES |  |  | 0 | 0 | 0 | 0 | 0 | 0 | 0 | 0 | 0 | 0 | 0 | 0 | 0 | 0 | 0 | 0 | 0 | 0 | 0 | 0 | 0 | 0 | 0 | 0 | 0 | 0 | 0 | 0
SDGE | Alpine | 69 | LDES |  |  | 0 | 0 | 0 | 0 | 0 | 0 | 0 | 0 | 0 | 0 | 0 | 0 | 0 | 0 | 0 | 0 | 0 | 0 | 0 | 0 | 0 | 0 | 0 | 0 | 0 | 0 | 0 | 0
PG&E GBA | Altamont Midway (Sandhill) | 230 | LDES |  |  | 0 | 0 | 0 | 0 | 0 | 0 | 0 | 0 | 0 | 0 | 0 | 0 | 0 | 0 | 0 | 0 | 0 | 0 | 0 | 0 | 0 | 0 | 0 | 0 | 0 | 0 | 0 | 0
SCE Northern | Antelope | 66 | LDES |  |  | 0 | 0 | 0 | 0 | 0 | 0 | 0 | 0 | 0 | 0 | 0 | 0 | 0 | 0 | 0 | 0 | 0 | 0 | 0 | 0 | 0 | 0 | 0 | 0 | 0 | 0 | 0 | 0
SCE Northern | Antelope | 230 | LDES |  |  | 0 | 0 | 0 | 0 | 0 | 0 | 0 | 0 | 0 | 0 | 0 | 0 | 0 | 0 | 0 | 0 | 0 | 0 | 0 | 0 | 0 | 0 | 0 | 0 | 0 | 0 | 0 | 0
SCE Northern | Antelope | 500 | LDES |  |  | 0 | 0 | 0 | 0 | 0 | 0 | 0 | 0 | 0 | 0 | 0 | 0 | 0 | 0 | 0 | 0 | 0 | 0 | 0 | 0 | 0 | 0 | 0 | 0 | 0 | 0 | 0 | 0
PG&E NGBA | Arcata | 60 | LDES |  |  | 0 | 0 | 0 | 0 | 0 | 0 | 0 | 0 | 0 | 0 | 0 | 0 | 0 | 0 | 0 | 0 | 0 | 0 | 0 | 0 | 0 | 0 | 0 | 0 | 0 | 0 | 0 | 0
PG&E KERN | Arco | 230 | LDES |  |  | 0 | 0 | 0 | 0 | 0 | 0 | 0 | 0 | 0 | 0 | 0 | 0 | 0 | 0 | 0 | 0 | 0 | 0 | 0 | 0 | 0 | 0 | 0 | 0 | 0 | 0 | 0 | 0
PG&E KERN | Arco | 70 | LDES |  |  | 0 | 0 | 0 | 0 | 0 | 0 | 0 | 0 | 0 | 0 | 0 | 0 | 0 | 0 | 0 | 0 | 0 | 0 | 0 | 0 | 0 | 0 | 0 | 0 | 0 | 0 | 0 | 0
SCE Metro | ArcoGen | 230 | LDES |  |  | 0 | 0 | 0 | 0 | 0 | 0 | 0 | 0 | 0 | 0 | 0 | 0 | 0 | 0 | 0 | 0 | 0 | 0 | 0 | 0 | 0 | 0 | 0 | 0 | 0 | 0 | 0 | 0
SDGE | Artesian | 230 | LDES |  |  | 0 | 0 | 0 | 0 | 0 | 0 | 0 | 0 | 0 | 0 | 0 | 0 | 0 | 0 | 0 | 0 | 0 | 0 | 0 | 0 | 0 | 0 | 0 | 0 | 0 | 0 | 0 | 0
SDGE | Artesian | 69 | LDES |  |  | 0 | 0 | 0 | 0 | 0 | 0 | 0 | 0 | 0 | 0 | 0 | 0 | 0 | 0 | 0 | 0 | 0 | 0 | 0 | 0 | 0 | 0 | 0 | 0 | 0 | 0 | 0 | 0
PG&E FRESNO | Ashlan | 230 | LDES |  |  | 0 | 0 | 0 | 0 | 0 | 0 | 0 | 0 | 0 | 0 | 0 | 0 | 0 | 0 | 0 | 0 | 0 | 0 | 0 | 0 | 0 | 0 | 0 | 0 | 0 | 0 | 0 | 0
PG&E NGBA | Atlantic | 115 | LDES |  |  | 0 | 0 | 0 | 0 | 0 | 0 | 0 | 0 | 0 | 0 | 0 | 0 | 0 | 0 | 0 | 0 | 0 | 0 | 0 | 0 | 0 | 0 | 0 | 0 | 0 | 0 | 0 | 0
PG&E NGBA | Atlantic | 230 | LDES |  |  | 0 | 0 | 0 | 0 | 0 | 0 | 0 | 0 | 0 | 0 | 0 | 0 | 0 | 0 | 0 | 0 | 0 | 0 | 0 | 0 | 0 | 0 | 0 | 0 | 0 | 0 | 0 | 0
PG&E NGBA | Atlantic | 60 | LDES |  |  | 0 | 0 | 0 | 0 | 0 | 0 | 0 | 0 | 0 | 0 | 0 | 0 | 0 | 0 | 0 | 0 | 0 | 0 | 0 | 0 | 0 | 0 | 0 | 0 | 0 | 0 | 0 | 0
PG&E FRESNO | Atwater | 115 | LDES |  |  | 0 | 0 | 0 | 0 | 0 | 0 | 0 | 0 | 0 | 0 | 0 | 0 | 0 | 0 | 0 | 0 | 0 | 0 | 0 | 0 | 0 | 0 | 0 | 0 | 0 | 0 | 0 | 0
PG&E GBA | Avena | 115 | LDES |  |  | 0 | 0 | 0 | 0 | 0 | 0 | 0 | 0 | 0 | 0 | 0 | 0 | 0 | 0 | 0 | 0 | 0 | 0 | 0 | 0 | 0 | 0 | 0 | 0 | 0 | 0 | 0 | 0
SDGE | Avocado | 69 | LDES |  |  | 0 | 0 | 0 | 0 | 0 | 0 | 0 | 0 | 0 | 0 | 0 | 0 | 0 | 0 | 0 | 0 | 0 | 0 | 0 | 0 | 0 | 0 | 0 | 0 | 0 | 0 | 0 | 0
PG&E NGBA | Bahia | 230 | LDES |  |  | 0 | 0 | 0 | 0 | 0 | 0 | 0 | 0 | 0 | 0 | 0 | 0 | 0 | 0 | 0 | 0 | 0 | 0 | 0 | 0 | 0 | 0 | 0 | 0 | 0 | 0 | 0 | 0
SCE Northern | Bailey | 230 | LDES |  |  | 0 | 0 | 0 | 0 | 0 | 0 | 0 | 0 | 0 | 0 | 0 | 0 | 0 | 0 | 0 | 0 | 0 | 0 | 0 | 0 | 0 | 0 | 0 | 0 | 0 | 0 | 0 | 0
SCE NOL | Baker | 115 | LDES |  |  | 0 | 0 | 0 | 0 | 0 | 0 | 0 | 0 | 0 | 0 | 0 | 0 | 0 | 0 | 0 | 0 | 0 | 0 | 0 | 0 | 0 | 0 | 0 | 0 | 0 | 0 | 0 | 0
PG&E KERN | Bakersfield | 230 | LDES |  |  | 0 | 0 | 0 | 0 | 0 | 0 | 0 | 0 | 0 | 0 | 0 | 0 | 0 | 0 | 0 | 0 | 0 | 0 | 0 | 0 | 0 | 0 | 0 | 0 | 0 | 0 | 0 | 0
PG&E FRESNO | Balch | 230 | LDES |  |  | 0 | 0 | 0 | 0 | 0 | 0 | 0 | 0 | 0 | 0 | 0 | 0 | 0 | 0 | 0 | 0 | 0 | 0 | 0 | 0 | 0 | 0 | 0 | 0 | 0 | 0 | 0 | 0
SCE Eastern | Bannister | 230 | LDES |  |  | 0 | 0 | 0 | 0 | 0 | 0 | 0 | 0 | 0 | 0 | 0 | 0 | 0 | 0 | 0 | 0 | 0 | 0 | 0 | 0 | 0 | 0 | 0 | 0 | 0 | 0 | 0 | 0
SCE Metro | Barre | 230 | LDES |  |  | 0 | 0 | 0 | 0 | 0 | 0 | 0 | 0 | 0 | 0 | 0 | 0 | 0 | 0 | 0 | 0 | 0 | 0 | 0 | 0 | 0 | 0 | 0 | 0 | 0 | 0 | 0 | 0
SDGE | Bay Boulevard | 69 | LDES |  |  | 0 | 0 | 0 | 0 | 0 | 0 | 0 | 0 | 0 | 0 | 0 | 0 | 0 | 0 | 0 | 0 | 0 | 0 | 0 | 0 | 0 | 0 | 0 | 0 | 0 | 0 | 0 | 0
SDGE | Bay Boulevard | 230 | LDES |  |  | 0 | 0 | 0 | 0 | 0 | 0 | 0 | 0 | 0 | 0 | 0 | 0 | 0 | 0 | 0 | 0 | 0 | 0 | 0 | 0 | 0 | 0 | 0 | 0 | 0 | 0 | 0 | 0
EOP | Beatty | 138 | LDES |  |  | 0 | 0 | 0 | 0 | 0 | 0 | 0 | 0 | 0 | 0 | 0 | 0 | 0 | 0 | 0 | 0 | 0 | 0 | 0 | 0 | 0 | 0 | 0 | 0 | 0 | 0 | 0 | 0
EOP | Beatty | 230 | LDES |  |  | 0 | 0 | 0 | 0 | 0 | 0 | 0 | 0 | 0 | 0 | 0 | 0 | 0 | 0 | 0 | 0 | 0 | 0 | 0 | 0 | 0 | 0 | 0 | 0 | 0 | 0 | 0 | 0
PG&E NGBA | Belden | 230 | LDES |  |  | 0 | 0 | 0 | 0 | 0 | 0 | 0 | 0 | 0 | 0 | 0 | 0 | 0 | 0 | 0 | 0 | 0 | 0 | 0 | 0 | 0 | 0 | 0 | 0 | 0 | 0 | 0 | 0
PG&E NGBA | Bell | 115 | LDES |  |  | 0 | 0 | 0 | 0 | 0 | 0 | 0 | 0 | 0 | 0 | 0 | 0 | 0 | 0 | 0 | 0 | 0 | 0 | 0 | 0 | 0 | 0 | 0 | 0 | 0 | 0 | 0 | 0
PG&E NGBA | Bellevue | 115 | LDES |  |  | 0 | 0 | 0 | 0 | 0 | 0 | 0 | 0 | 0 | 0 | 0 | 0 | 0 | 0 | 0 | 0 | 0 | 0 | 0 | 0 | 0 | 0 | 0 | 0 | 0 | 0 | 0 | 0
PG&E GBA | Bellota | 115 | LDES |  |  | 0 | 0 | 0 | 0 | 0 | 0 | 0 | 0 | 0 | 0 | 0 | 0 | 0 | 0 | 0 | 0 | 0 | 0 | 0 | 0 | 0 | 0 | 0 | 0 | 0 | 0 | 0 | 0
PG&E GBA | Bellota | 230 | LDES |  | Mapped as PSH | 1 | 0 | 0 | 0 | 0 | 0 | 0 | 0 | 0 | 0 | 0 | 0 | 0 | 310 | 0 | 310 | 0 | 0 | 0 | 310 | 0 | 310 | 310 | 0 | 310 | 310 | 0 | 310
SCE Northern | Big Creek | 230 | LDES |  |  | 0 | 0 | 0 | 0 | 0 | 0 | 0 | 0 | 0 | 0 | 0 | 0 | 0 | 0 | 0 | 0 | 0 | 0 | 0 | 0 | 0 | 0 | 0 | 0 | 0 | 0 | 0 | 0
PG&E FRESNO | Biola | 70 | LDES |  |  | 0 | 0 | 0 | 0 | 0 | 0 | 0 | 0 | 0 | 0 | 0 | 0 | 0 | 0 | 0 | 0 | 0 | 0 | 0 | 0 | 0 | 0 | 0 | 0 | 0 | 0 | 0 | 0
PG&E GBA | Birds Landing | 230 | LDES |  |  | 0 | 0 | 0 | 0 | 0 | 0 | 0 | 0 | 0 | 0 | 0 | 0 | 0 | 0 | 0 | 0 | 0 | 0 | 0 | 0 | 0 | 0 | 0 | 0 | 0 | 0 | 0 | 0
SCE Northern | Bliss | 66 | LDES |  |  | 0 | 0 | 0 | 0 | 0 | 0 | 0 | 0 | 0 | 0 | 0 | 0 | 0 | 0 | 0 | 0 | 0 | 0 | 0 | 0 | 0 | 0 | 0 | 0 | 0 | 0 | 0 | 0
SCE Eastern | Blythe | 161 | LDES |  |  | 0 | 0 | 0 | 0 | 0 | 0 | 0 | 0 | 0 | 0 | 0 | 0 | 0 | 0 | 0 | 0 | 0 | 0 | 0 | 0 | 0 | 0 | 0 | 0 | 0 | 0 | 0 | 0
PG&E NGBA | Bogue | 115 | LDES |  |  | 0 | 0 | 0 | 0 | 0 | 0 | 0 | 0 | 0 | 0 | 0 | 0 | 0 | 0 | 0 | 0 | 0 | 0 | 0 | 0 | 0 | 0 | 0 | 0 | 0 | 0 | 0 | 0
PG&E FRESNO | Borden | 230 | LDES |  |  | 0 | 0 | 0 | 0 | 0 | 0 | 0 | 0 | 0 | 0 | 0 | 0 | 0 | 0 | 0 | 0 | 0 | 0 | 0 | 0 | 0 | 0 | 0 | 0 | 0 | 0 | 0 | 0
PG&E FRESNO | Borden | 70 | LDES |  |  | 0 | 0 | 0 | 0 | 0 | 0 | 0 | 0 | 0 | 0 | 0 | 0 | 0 | 0 | 0 | 0 | 0 | 0 | 0 | 0 | 0 | 0 | 0 | 0 | 0 | 0 | 0 | 0
SDGE | Boulevard East | 138 | LDES |  |  | 0 | 0 | 0 | 0 | 0 | 0 | 0 | 0 | 0 | 0 | 0 | 0 | 0 | 0 | 0 | 0 | 0 | 0 | 0 | 0 | 0 | 0 | 0 | 0 | 0 | 0 | 0 | 0
SDGE | Boulevard East | 69 | LDES |  |  | 0 | 0 | 0 | 0 | 0 | 0 | 0 | 0 | 0 | 0 | 0 | 0 | 0 | 0 | 0 | 0 | 0 | 0 | 0 | 0 | 0 | 0 | 0 | 0 | 0 | 0 | 0 | 0
PG&E GBA | Brentwood | 230 | LDES |  |  | 0 | 0 | 0 | 0 | 0 | 0 | 0 | 0 | 0 | 0 | 0 | 0 | 0 | 0 | 0 | 0 | 0 | 0 | 0 | 0 | 0 | 0 | 0 | 0 | 0 | 0 | 0 | 0
PG&E NGBA | Bridgeville | 115 | LDES |  |  | 0 | 0 | 0 | 0 | 0 | 0 | 0 | 0 | 0 | 0 | 0 | 0 | 0 | 0 | 0 | 0 | 0 | 0 | 0 | 0 | 0 | 0 | 0 | 0 | 0 | 0 | 0 | 0
PG&E NGBA | Brighton | 115 | LDES |  |  | 0 | 0 | 0 | 0 | 0 | 0 | 0 | 0 | 0 | 0 | 0 | 0 | 0 | 0 | 0 | 0 | 0 | 0 | 0 | 0 | 0 | 0 | 0 | 0 | 0 | 0 | 0 | 0
PG&E NGBA | Brighton | 230 | LDES |  |  | 0 | 0 | 0 | 0 | 0 | 0 | 0 | 0 | 0 | 0 | 0 | 0 | 0 | 0 | 0 | 0 | 0 | 0 | 0 | 0 | 0 | 0 | 0 | 0 | 0 | 0 | 0 | 0
PG&E NGBA | Brunswick | 115 | LDES |  |  | 0 | 0 | 0 | 0 | 0 | 0 | 0 | 0 | 0 | 0 | 0 | 0 | 0 | 0 | 0 | 0 | 0 | 0 | 0 | 0 | 0 | 0 | 0 | 0 | 0 | 0 | 0 | 0
PG&E NGBA | Bucks Creek | 230 | LDES |  |  | 0 | 0 | 0 | 0 | 0 | 0 | 0 | 0 | 0 | 0 | 0 | 0 | 0 | 0 | 0 | 0 | 0 | 0 | 0 | 0 | 0 | 0 | 0 | 0 | 0 | 0 | 0 | 0
PG&E KERN | Buena Vista | 230 | LDES |  |  | 0 | 0 | 0 | 0 | 0 | 0 | 0 | 0 | 0 | 0 | 0 | 0 | 0 | 0 | 0 | 0 | 0 | 0 | 0 | 0 | 0 | 0 | 0 | 0 | 0 | 0 | 0 | 0
PG&E FRESNO | Bullard | 115 | LDES |  |  | 0 | 0 | 0 | 0 | 0 | 0 | 0 | 0 | 0 | 0 | 0 | 0 | 0 | 0 | 0 | 0 | 0 | 0 | 0 | 0 | 0 | 0 | 0 | 0 | 0 | 0 | 0 | 0
PG&E GBA | Burlingame | 115 | LDES |  |  | 0 | 0 | 0 | 0 | 0 | 0 | 0 | 0 | 0 | 0 | 0 | 0 | 0 | 0 | 0 | 0 | 0 | 0 | 0 | 0 | 0 | 0 | 0 | 0 | 0 | 0 | 0 | 0
PG&E NGBA | Burney Forest | 230 | LDES |  |  | 0 | 0 | 0 | 0 | 0 | 0 | 0 | 0 | 0 | 0 | 0 | 0 | 0 | 0 | 0 | 0 | 0 | 0 | 0 | 0 | 0 | 0 | 0 | 0 | 0 | 0 | 0 | 0
PG&E NGBA | Butte | 115 | LDES |  |  | 0 | 0 | 0 | 0 | 0 | 0 | 0 | 0 | 0 | 0 | 0 | 0 | 0 | 0 | 0 | 0 | 0 | 0 | 0 | 0 | 0 | 0 | 0 | 0 | 0 | 0 | 0 | 0
PG&E KERN | Cabrillo | 115 | LDES |  |  | 0 | 0 | 0 | 0 | 0 | 0 | 0 | 0 | 0 | 0 | 0 | 0 | 0 | 0 | 0 | 0 | 0 | 0 | 0 | 0 | 0 | 0 | 0 | 0 | 0 | 0 | 0 | 0
PG&E FRESNO | Cal Flats | 230 | LDES |  |  | 0 | 0 | 0 | 0 | 0 | 0 | 0 | 0 | 0 | 0 | 0 | 0 | 0 | 0 | 0 | 0 | 0 | 0 | 0 | 0 | 0 | 0 | 0 | 0 | 0 | 0 | 0 | 0
SCE NOL | Calcite | 230 | LDES |  |  | 0 | 0 | 0 | 0 | 0 | 0 | 0 | 0 | 0 | 0 | 0 | 0 | 0 | 0 | 0 | 0 | 0 | 0 | 0 | 0 | 0 | 0 | 0 | 0 | 0 | 0 | 0 | 0
PG&E KERN | Caliente | 230 | LDES |  |  | 0 | 0 | 0 | 0 | 0 | 0 | 0 | 0 | 0 | 0 | 0 | 0 | 0 | 0 | 0 | 0 | 0 | 0 | 0 | 0 | 0 | 0 | 0 | 0 | 0 | 0 | 0 | 0
PG&E FRESNO | California Ave | 115 | LDES |  |  | 0 | 0 | 0 | 0 | 0 | 0 | 0 | 0 | 0 | 0 | 0 | 0 | 0 | 0 | 0 | 0 | 0 | 0 | 0 | 0 | 0 | 0 | 0 | 0 | 0 | 0 | 0 | 0
PG&E KERN | Callender | 115 | LDES |  |  | 0 | 0 | 0 | 0 | 0 | 0 | 0 | 0 | 0 | 0 | 0 | 0 | 0 | 0 | 0 | 0 | 0 | 0 | 0 | 0 | 0 | 0 | 0 | 0 | 0 | 0 | 0 | 0
PG&E NGBA | Calpella | 115 | LDES |  |  | 0 | 0 | 0 | 0 | 0 | 0 | 0 | 0 | 0 | 0 | 0 | 0 | 0 | 0 | 0 | 0 | 0 | 0 | 0 | 0 | 0 | 0 | 0 | 0 | 0 | 0 | 0 | 0
PG&E GBA | Camanche | 230 | LDES |  |  | 0 | 0 | 0 | 0 | 0 | 0 | 0 | 0 | 0 | 0 | 0 | 0 | 0 | 0 | 0 | 0 | 0 | 0 | 0 | 0 | 0 | 0 | 0 | 0 | 0 | 0 | 0 | 0
SDGE | Cameron | 69 | LDES |  |  | 0 | 0 | 0 | 0 | 0 | 0 | 0 | 0 | 0 | 0 | 0 | 0 | 0 | 0 | 0 | 0 | 0 | 0 | 0 | 0 | 0 | 0 | 0 | 0 | 0 | 0 | 0 | 0
SDGE | Cannon | 69 | LDES |  |  | 0 | 0 | 0 | 0 | 0 | 0 | 0 | 0 | 0 | 0 | 0 | 0 | 0 | 0 | 0 | 0 | 0 | 0 | 0 | 0 | 0 | 0 | 0 | 0 | 0 | 0 | 0 | 0
PG&E FRESNO | Cantua | 115 | LDES |  |  | 0 | 0 | 0 | 0 | 0 | 0 | 0 | 0 | 0 | 0 | 0 | 0 | 0 | 0 | 0 | 0 | 0 | 0 | 0 | 0 | 0 | 0 | 0 | 0 | 0 | 0 | 0 | 0
SDGE | Capistrano | 138 | LDES |  |  | 0 | 0 | 0 | 0 | 0 | 0 | 0 | 0 | 0 | 0 | 0 | 0 | 0 | 0 | 0 | 0 | 0 | 0 | 0 | 0 | 0 | 0 | 0 | 0 | 0 | 0 | 0 | 0
SDGE | Capistrano | 230 | LDES |  |  | 0 | 0 | 0 | 0 | 0 | 0 | 0 | 0 | 0 | 0 | 0 | 0 | 0 | 0 | 0 | 0 | 0 | 0 | 0 | 0 | 0 | 0 | 0 | 0 | 0 | 0 | 0 | 0
PG&E NGBA | Carberry | 230 | LDES |  |  | 0 | 0 | 0 | 0 | 0 | 0 | 0 | 0 | 0 | 0 | 0 | 0 | 0 | 0 | 0 | 0 | 0 | 0 | 0 | 0 | 0 | 0 | 0 | 0 | 0 | 0 | 0 | 0
SCE Eastern | Cardiff | 66 | LDES |  |  | 0 | 0 | 0 | 0 | 0 | 0 | 0 | 0 | 0 | 0 | 0 | 0 | 0 | 0 | 0 | 0 | 0 | 0 | 0 | 0 | 0 | 0 | 0 | 0 | 0 | 0 | 0 | 0
PG&E NGBA | Caribou | 60 | LDES |  |  | 0 | 0 | 0 | 0 | 0 | 0 | 0 | 0 | 0 | 0 | 0 | 0 | 0 | 0 | 0 | 0 | 0 | 0 | 0 | 0 | 0 | 0 | 0 | 0 | 0 | 0 | 0 | 0
PG&E NGBA | Caribou | 115 | LDES |  |  | 0 | 0 | 0 | 0 | 0 | 0 | 0 | 0 | 0 | 0 | 0 | 0 | 0 | 0 | 0 | 0 | 0 | 0 | 0 | 0 | 0 | 0 | 0 | 0 | 0 | 0 | 0 | 0
PG&E NGBA | Caribou | 230 | LDES |  |  | 0 | 0 | 0 | 0 | 0 | 0 | 0 | 0 | 0 | 0 | 0 | 0 | 0 | 0 | 0 | 0 | 0 | 0 | 0 | 0 | 0 | 0 | 0 | 0 | 0 | 0 | 0 | 0
EOP | Carpenter Canyon (fka Gamebird) | 138 | LDES |  |  | 0 | 0 | 0 | 0 | 0 | 0 | 0 | 0 | 0 | 0 | 0 | 0 | 0 | 0 | 0 | 0 | 0 | 0 | 0 | 0 | 0 | 0 | 0 | 0 | 0 | 0 | 0 | 0
EOP | Carpenter Canyon (fka Gamebird) | 230 | LDES |  |  | 0 | 0 | 0 | 0 | 0 | 0 | 0 | 0 | 0 | 0 | 0 | 0 | 0 | 0 | 0 | 0 | 0 | 0 | 0 | 0 | 0 | 0 | 0 | 0 | 0 | 0 | 0 | 0
PG&E NGBA | Carquinez | 115 | LDES |  |  | 0 | 0 | 0 | 0 | 0 | 0 | 0 | 0 | 0 | 0 | 0 | 0 | 0 | 0 | 0 | 0 | 0 | 0 | 0 | 0 | 0 | 0 | 0 | 0 | 0 | 0 | 0 | 0
SDGE | Carrizo Gorge | 138 | LDES |  |  | 0 | 0 | 0 | 0 | 0 | 0 | 0 | 0 | 0 | 0 | 0 | 0 | 0 | 0 | 0 | 0 | 0 | 0 | 0 | 0 | 0 | 0 | 0 | 0 | 0 | 0 | 0 | 0
PG&E KERN | Carrizo Plains | 115 | LDES |  |  | 0 | 0 | 0 | 0 | 0 | 0 | 0 | 0 | 0 | 0 | 0 | 0 | 0 | 0 | 0 | 0 | 0 | 0 | 0 | 0 | 0 | 0 | 0 | 0 | 0 | 0 | 0 | 0
PG&E KERN | Casaloma | 230 | LDES |  |  | 0 | 0 | 0 | 0 | 0 | 0 | 0 | 0 | 0 | 0 | 0 | 0 | 0 | 0 | 0 | 0 | 0 | 0 | 0 | 0 | 0 | 0 | 0 | 0 | 0 | 0 | 0 | 0
PG&E GBA | Castro Valley | 230 | LDES |  |  | 0 | 0 | 0 | 0 | 0 | 0 | 0 | 0 | 0 | 0 | 0 | 0 | 0 | 0 | 0 | 0 | 0 | 0 | 0 | 0 | 0 | 0 | 0 | 0 | 0 | 0 | 0 | 0
PG&E GBA | Cayetano | 230 | LDES |  |  | 0 | 0 | 0 | 0 | 0 | 0 | 0 | 0 | 0 | 0 | 0 | 0 | 0 | 0 | 0 | 0 | 0 | 0 | 0 | 0 | 0 | 0 | 0 | 0 | 0 | 0 | 0 | 0
SCE Metro | Center | 230 | LDES |  |  | 0 | 0 | 0 | 0 | 0 | 0 | 0 | 0 | 0 | 0 | 0 | 0 | 0 | 0 | 0 | 0 | 0 | 0 | 0 | 0 | 0 | 0 | 0 | 0 | 0 | 0 | 0 | 0
PG&E KERN | Charca | 115 | LDES |  |  | 0 | 0 | 0 | 0 | 0 | 0 | 0 | 0 | 0 | 0 | 0 | 0 | 0 | 0 | 0 | 0 | 0 | 0 | 0 | 0 | 0 | 0 | 0 | 0 | 0 | 0 | 0 | 0
EOP | Charleston | 138 | LDES |  |  | 0 | 0 | 0 | 0 | 0 | 0 | 0 | 0 | 0 | 0 | 0 | 0 | 0 | 0 | 0 | 0 | 0 | 0 | 0 | 0 | 0 | 0 | 0 | 0 | 0 | 0 | 0 | 0
SCE Metro | Chevmain | 230 | LDES |  |  | 0 | 0 | 0 | 0 | 0 | 0 | 0 | 0 | 0 | 0 | 0 | 0 | 0 | 0 | 0 | 0 | 0 | 0 | 0 | 0 | 0 | 0 | 0 | 0 | 0 | 0 | 0 | 0
SDGE | Chicarita | 138 | LDES |  |  | 0 | 0 | 0 | 0 | 0 | 0 | 0 | 0 | 0 | 0 | 0 | 0 | 0 | 0 | 0 | 0 | 0 | 0 | 0 | 0 | 0 | 0 | 0 | 0 | 0 | 0 | 0 | 0
SCE Metro | Chino | 230 | LDES |  |  | 0 | 0 | 0 | 0 | 0 | 0 | 0 | 0 | 0 | 0 | 0 | 0 | 0 | 0 | 0 | 0 | 0 | 0 | 0 | 0 | 0 | 0 | 0 | 0 | 0 | 0 | 0 | 0
PG&E FRESNO | Chowchilla | 115 | LDES |  |  | 0 | 0 | 0 | 0 | 0 | 0 | 0 | 0 | 0 | 0 | 0 | 0 | 0 | 0 | 0 | 0 | 0 | 0 | 0 | 0 | 0 | 0 | 0 | 0 | 0 | 0 | 0 | 0
PG&E GBA | Christie | 60 | LDES |  |  | 0 | 0 | 0 | 0 | 0 | 0 | 0 | 0 | 0 | 0 | 0 | 0 | 0 | 0 | 0 | 0 | 0 | 0 | 0 | 0 | 0 | 0 | 0 | 0 | 0 | 0 | 0 | 0
PG&E GBA | Christie | 115 | LDES |  |  | 0 | 0 | 0 | 0 | 0 | 0 | 0 | 0 | 0 | 0 | 0 | 0 | 0 | 0 | 0 | 0 | 0 | 0 | 0 | 0 | 0 | 0 | 0 | 0 | 0 | 0 | 0 | 0
SCE Eastern | Cielo Azul | 500 | LDES |  |  | 0 | 0 | 0 | 0 | 0 | 0 | 0 | 0 | 0 | 0 | 0 | 0 | 0 | 0 | 0 | 0 | 0 | 0 | 0 | 0 | 0 | 0 | 0 | 0 | 0 | 0 | 0 | 0
PG&E GBA | Clay | 60 | LDES |  |  | 0 | 0 | 0 | 0 | 0 | 0 | 0 | 0 | 0 | 0 | 0 | 0 | 0 | 0 | 0 | 0 | 0 | 0 | 0 | 0 | 0 | 0 | 0 | 0 | 0 | 0 | 0 | 0
PG&E GBA | Clayton | 115 | LDES |  |  | 0 | 0 | 0 | 0 | 0 | 0 | 0 | 0 | 0 | 0 | 0 | 0 | 0 | 0 | 0 | 0 | 0 | 0 | 0 | 0 | 0 | 0 | 0 | 0 | 0 | 0 | 0 | 0
PG&E NGBA | Cloverdale | 115 | LDES |  |  | 0 | 0 | 0 | 0 | 0 | 0 | 0 | 0 | 0 | 0 | 0 | 0 | 0 | 0 | 0 | 0 | 0 | 0 | 0 | 0 | 0 | 0 | 0 | 0 | 0 | 0 | 0 | 0
PG&E FRESNO | Clovis | 115 | LDES |  |  | 0 | 0 | 0 | 0 | 0 | 0 | 0 | 0 | 0 | 0 | 0 | 0 | 0 | 0 | 0 | 0 | 0 | 0 | 0 | 0 | 0 | 0 | 0 | 0 | 0 | 0 | 0 | 0
PG&E GBA | Coburn | 230 | LDES |  |  | 0 | 0 | 0 | 0 | 0 | 0 | 0 | 0 | 0 | 0 | 0 | 0 | 0 | 0 | 0 | 0 | 0 | 0 | 0 | 0 | 0 | 0 | 0 | 0 | 0 | 0 | 0 | 0
PG&E GBA | Coburn | 60 | LDES |  |  | 0 | 0 | 0 | 0 | 0 | 0 | 0 | 0 | 0 | 0 | 0 | 0 | 0 | 0 | 0 | 0 | 0 | 0 | 0 | 0 | 0 | 0 | 0 | 0 | 0 | 0 | 0 | 0
PG&E NGBA | Colgate | 230 | LDES |  |  | 0 | 0 | 0 | 0 | 0 | 0 | 0 | 0 | 0 | 0 | 0 | 0 | 0 | 0 | 0 | 0 | 0 | 0 | 0 | 0 | 0 | 0 | 0 | 0 | 0 | 0 | 0 | 0
PG&E GBA | Collierville | 230 | LDES |  |  | 0 | 0 | 0 | 0 | 0 | 0 | 0 | 0 | 0 | 0 | 0 | 0 | 0 | 0 | 0 | 0 | 0 | 0 | 0 | 0 | 0 | 0 | 0 | 0 | 0 | 0 | 0 | 0
PG&E GBA | Collinsville | 230 | LDES |  |  | 0 | 0 | 0 | 0 | 0 | 0 | 0 | 0 | 0 | 0 | 0 | 0 | 0 | 0 | 0 | 0 | 0 | 0 | 0 | 0 | 0 | 0 | 0 | 0 | 0 | 0 | 0 | 0
PG&E GBA | Collinsville | 500 | LDES |  |  | 0 | 0 | 0 | 0 | 0 | 0 | 0 | 0 | 0 | 0 | 0 | 0 | 0 | 0 | 0 | 0 | 0 | 0 | 0 | 0 | 0 | 0 | 0 | 0 | 0 | 0 | 0 | 0
SCE Eastern | Colorado River | 230 | LDES |  |  | 0 | 0 | 0 | 0 | 0 | 0 | 0 | 0 | 0 | 0 | 0 | 0 | 0 | 0 | 0 | 0 | 0 | 0 | 0 | 0 | 0 | 0 | 0 | 0 | 0 | 0 | 0 | 0
SCE Eastern | Colorado River | 500 | LDES |  |  | 0 | 0 | 0 | 0 | 0 | 0 | 0 | 0 | 0 | 0 | 0 | 0 | 0 | 0 | 0 | 0 | 0 | 0 | 0 | 0 | 0 | 0 | 0 | 0 | 0 | 0 | 0 | 0
PG&E KERN | Columbus | 115 | LDES |  |  | 0 | 0 | 0 | 0 | 0 | 0 | 0 | 0 | 0 | 0 | 0 | 0 | 0 | 0 | 0 | 0 | 0 | 0 | 0 | 0 | 0 | 0 | 0 | 0 | 0 | 0 | 0 | 0
PG&E GBA | Contra Costa | 115 | LDES |  |  | 0 | 0 | 0 | 0 | 0 | 0 | 0 | 0 | 0 | 0 | 0 | 0 | 0 | 0 | 0 | 0 | 0 | 0 | 0 | 0 | 0 | 0 | 0 | 0 | 0 | 0 | 0 | 0
PG&E GBA | Contra Costa | 230 | LDES |  |  | 0 | 0 | 0 | 0 | 0 | 0 | 0 | 0 | 0 | 0 | 0 | 0 | 0 | 0 | 0 | 0 | 0 | 0 | 0 | 0 | 0 | 0 | 0 | 0 | 0 | 0 | 0 | 0
PG&E GBA | Contra Costa PP | 230 | LDES |  |  | 0 | 0 | 0 | 0 | 0 | 0 | 0 | 0 | 0 | 0 | 0 | 0 | 0 | 0 | 0 | 0 | 0 | 0 | 0 | 0 | 0 | 0 | 0 | 0 | 0 | 0 | 0 | 0
SCE NOL | Control | 115 | LDES |  |  | 0 | 0 | 0 | 0 | 0 | 0 | 0 | 0 | 0 | 0 | 0 | 0 | 0 | 0 | 0 | 0 | 0 | 0 | 0 | 0 | 0 | 0 | 0 | 0 | 0 | 0 | 0 | 0
SCE NOL | Control | 55 | LDES |  |  | 0 | 0 | 0 | 0 | 0 | 0 | 0 | 0 | 0 | 0 | 0 | 0 | 0 | 0 | 0 | 0 | 0 | 0 | 0 | 0 | 0 | 0 | 0 | 0 | 0 | 0 | 0 | 0
PG&E GBA | Cooley Landing | 115 | LDES |  |  | 0 | 0 | 0 | 0 | 0 | 0 | 0 | 0 | 0 | 0 | 0 | 0 | 0 | 0 | 0 | 0 | 0 | 0 | 0 | 0 | 0 | 0 | 0 | 0 | 0 | 0 | 0 | 0
PG&E GBA | Cooley Landing | 60 | LDES |  |  | 0 | 0 | 0 | 0 | 0 | 0 | 0 | 0 | 0 | 0 | 0 | 0 | 0 | 0 | 0 | 0 | 0 | 0 | 0 | 0 | 0 | 0 | 0 | 0 | 0 | 0 | 0 | 0
SCE NOL | Coolwater | 230 | LDES |  |  | 0 | 0 | 0 | 0 | 0 | 0 | 0 | 0 | 0 | 0 | 0 | 0 | 0 | 0 | 0 | 0 | 0 | 0 | 0 | 0 | 0 | 0 | 0 | 0 | 0 | 0 | 0 | 0
SCE NOL | Coolwater | 115 | LDES |  |  | 0 | 0 | 0 | 0 | 0 | 0 | 0 | 0 | 0 | 0 | 0 | 0 | 0 | 0 | 0 | 0 | 0 | 0 | 0 | 0 | 0 | 0 | 0 | 0 | 0 | 0 | 0 | 0
PG&E KERN | Copus | 70 | LDES |  |  | 0 | 0 | 0 | 0 | 0 | 0 | 0 | 0 | 0 | 0 | 0 | 0 | 0 | 0 | 0 | 0 | 0 | 0 | 0 | 0 | 0 | 0 | 0 | 0 | 0 | 0 | 0 | 0
PG&E FRESNO | Corcoran | 70 | LDES |  |  | 0 | 0 | 0 | 0 | 0 | 0 | 0 | 0 | 0 | 0 | 0 | 0 | 0 | 0 | 0 | 0 | 0 | 0 | 0 | 0 | 0 | 0 | 0 | 0 | 0 | 0 | 0 | 0
PG&E FRESNO | Corcoran | 115 | LDES |  |  | 0 | 0 | 0 | 0 | 0 | 0 | 0 | 0 | 0 | 0 | 0 | 0 | 0 | 0 | 0 | 0 | 0 | 0 | 0 | 0 | 0 | 0 | 0 | 0 | 0 | 0 | 0 | 0
PG&E NGBA | Corona | 115 | LDES |  |  | 0 | 0 | 0 | 0 | 0 | 0 | 0 | 0 | 0 | 0 | 0 | 0 | 0 | 0 | 0 | 0 | 0 | 0 | 0 | 0 | 0 | 0 | 0 | 0 | 0 | 0 | 0 | 0
PG&E NGBA | Cortina | 230 | LDES |  |  | 0 | 0 | 0 | 0 | 0 | 0 | 0 | 0 | 0 | 0 | 0 | 0 | 0 | 0 | 0 | 0 | 0 | 0 | 0 | 0 | 0 | 0 | 0 | 0 | 0 | 0 | 0 | 0
PG&E NGBA | Cortina | 115 | LDES |  |  | 0 | 0 | 0 | 0 | 0 | 0 | 0 | 0 | 0 | 0 | 0 | 0 | 0 | 0 | 0 | 0 | 0 | 0 | 0 | 0 | 0 | 0 | 0 | 0 | 0 | 0 | 0 | 0
PG&E GBA | Cottle | 230 | LDES |  |  | 0 | 0 | 0 | 0 | 0 | 0 | 0 | 0 | 0 | 0 | 0 | 0 | 0 | 0 | 0 | 0 | 0 | 0 | 0 | 0 | 0 | 0 | 0 | 0 | 0 | 0 | 0 | 0
PG&E NGBA | Cottonwood | 115 | LDES |  |  | 0 | 0 | 0 | 0 | 0 | 0 | 0 | 0 | 0 | 0 | 0 | 0 | 0 | 0 | 0 | 0 | 0 | 0 | 0 | 0 | 0 | 0 | 0 | 0 | 0 | 0 | 0 | 0
PG&E NGBA | Cottonwood | 230 | LDES |  |  | 0 | 0 | 0 | 0 | 0 | 0 | 0 | 0 | 0 | 0 | 0 | 0 | 0 | 0 | 0 | 0 | 0 | 0 | 0 | 0 | 0 | 0 | 0 | 0 | 0 | 0 | 0 | 0
PG&E NGBA | Cottonwood | 60 | LDES |  |  | 0 | 0 | 0 | 0 | 0 | 0 | 0 | 0 | 0 | 0 | 0 | 0 | 0 | 0 | 0 | 0 | 0 | 0 | 0 | 0 | 0 | 0 | 0 | 0 | 0 | 0 | 0 | 0
PG&E NGBA | Cove Road | 230 | LDES |  |  | 0 | 0 | 0 | 0 | 0 | 0 | 0 | 0 | 0 | 0 | 0 | 0 | 0 | 0 | 0 | 0 | 0 | 0 | 0 | 0 | 0 | 0 | 0 | 0 | 0 | 0 | 0 | 0
PG&E GBA | Coyote | 230 | LDES |  |  | 0 | 0 | 0 | 0 | 0 | 0 | 0 | 0 | 0 | 0 | 0 | 0 | 0 | 0 | 0 | 0 | 0 | 0 | 0 | 0 | 0 | 0 | 0 | 0 | 0 | 0 | 0 | 0
PG&E GBA | Crazy Horse Canyon | 115 | LDES |  |  | 0 | 0 | 0 | 0 | 0 | 0 | 0 | 0 | 0 | 0 | 0 | 0 | 0 | 0 | 0 | 0 | 0 | 0 | 0 | 0 | 0 | 0 | 0 | 0 | 0 | 0 | 0 | 0
SDGE | Creelman | 69 | LDES |  |  | 0 | 0 | 0 | 0 | 0 | 0 | 0 | 0 | 0 | 0 | 0 | 0 | 0 | 0 | 0 | 0 | 0 | 0 | 0 | 0 | 0 | 0 | 0 | 0 | 0 | 0 | 0 | 0
PG&E FRESNO | Crescent | 70 | LDES |  |  | 0 | 0 | 0 | 0 | 0 | 0 | 0 | 0 | 0 | 0 | 0 | 0 | 0 | 0 | 0 | 0 | 0 | 0 | 0 | 0 | 0 | 0 | 0 | 0 | 0 | 0 | 0 | 0
PG&E FRESNO | Cressey | 115 | LDES |  |  | 0 | 0 | 0 | 0 | 0 | 0 | 0 | 0 | 0 | 0 | 0 | 0 | 0 | 0 | 0 | 0 | 0 | 0 | 0 | 0 | 0 | 0 | 0 | 0 | 0 | 0 | 0 | 0
PG&E NGBA | Cresta | 230 | LDES |  |  | 0 | 0 | 0 | 0 | 0 | 0 | 0 | 0 | 0 | 0 | 0 | 0 | 0 | 0 | 0 | 0 | 0 | 0 | 0 | 0 | 0 | 0 | 0 | 0 | 0 | 0 | 0 | 0
SDGE | Crestwood | 69 | LDES |  |  | 0 | 0 | 0 | 0 | 0 | 0 | 0 | 0 | 0 | 0 | 0 | 0 | 0 | 0 | 0 | 0 | 0 | 0 | 0 | 0 | 0 | 0 | 0 | 0 | 0 | 0 | 0 | 0
PG&E GBA | Crow Creek | 60 | LDES |  |  | 0 | 0 | 0 | 0 | 0 | 0 | 0 | 0 | 0 | 0 | 0 | 0 | 0 | 0 | 0 | 0 | 0 | 0 | 0 | 0 | 0 | 0 | 0 | 0 | 0 | 0 | 0 | 0
PG&E GBA | Crows Landing | 60 | LDES |  |  | 0 | 0 | 0 | 0 | 0 | 0 | 0 | 0 | 0 | 0 | 0 | 0 | 0 | 0 | 0 | 0 | 0 | 0 | 0 | 0 | 0 | 0 | 0 | 0 | 0 | 0 | 0 | 0
PG&E GBA | Curtis | 115 | LDES |  |  | 0 | 0 | 0 | 0 | 0 | 0 | 0 | 0 | 0 | 0 | 0 | 0 | 0 | 0 | 0 | 0 | 0 | 0 | 0 | 0 | 0 | 0 | 0 | 0 | 0 | 0 | 0 | 0
PG&E FRESNO | Dairyland | 115 | LDES |  |  | 0 | 0 | 0 | 0 | 0 | 0 | 0 | 0 | 0 | 0 | 0 | 0 | 0 | 0 | 0 | 0 | 0 | 0 | 0 | 0 | 0 | 0 | 0 | 0 | 0 | 0 | 0 | 0
PG&E NGBA | Davis | 115 | LDES |  |  | 0 | 0 | 0 | 0 | 0 | 0 | 0 | 0 | 0 | 0 | 0 | 0 | 0 | 0 | 0 | 0 | 0 | 0 | 0 | 0 | 0 | 0 | 0 | 0 | 0 | 0 | 0 | 0
SCE Metro | Del Amo | 500 | LDES |  |  | 0 | 0 | 0 | 0 | 0 | 0 | 0 | 0 | 0 | 0 | 0 | 0 | 0 | 0 | 0 | 0 | 0 | 0 | 0 | 0 | 0 | 0 | 0 | 0 | 0 | 0 | 0 | 0
SCE Metro | Del Amo | 230 | LDES |  |  | 0 | 0 | 0 | 0 | 0 | 0 | 0 | 0 | 0 | 0 | 0 | 0 | 0 | 0 | 0 | 0 | 0 | 0 | 0 | 0 | 0 | 0 | 0 | 0 | 0 | 0 | 0 | 0
SCE Eastern | Delaney | 500 | LDES |  |  | 0 | 0 | 0 | 0 | 0 | 0 | 0 | 0 | 0 | 0 | 0 | 0 | 0 | 0 | 0 | 0 | 0 | 0 | 0 | 0 | 0 | 0 | 0 | 0 | 0 | 0 | 0 | 0
PG&E NGBA | Delevan | 230 | LDES |  |  | 0 | 0 | 0 | 0 | 0 | 0 | 0 | 0 | 0 | 0 | 0 | 0 | 0 | 0 | 0 | 0 | 0 | 0 | 0 | 0 | 0 | 0 | 0 | 0 | 0 | 0 | 0 | 0
PG&E GBA | Delta PP | 230 | LDES |  |  | 0 | 0 | 0 | 0 | 0 | 0 | 0 | 0 | 0 | 0 | 0 | 0 | 0 | 0 | 0 | 0 | 0 | 0 | 0 | 0 | 0 | 0 | 0 | 0 | 0 | 0 | 0 | 0
EOP | Desert View | 230 | LDES |  |  | 0 | 0 | 0 | 0 | 0 | 0 | 0 | 0 | 0 | 0 | 0 | 0 | 0 | 0 | 0 | 0 | 0 | 0 | 0 | 0 | 0 | 0 | 0 | 0 | 0 | 0 | 0 | 0
SCE Eastern | Devers | 230 | LDES |  |  | 0 | 0 | 0 | 0 | 0 | 0 | 0 | 0 | 0 | 0 | 0 | 0 | 0 | 0 | 0 | 0 | 0 | 0 | 0 | 0 | 0 | 0 | 0 | 0 | 0 | 0 | 0 | 0
SCE Eastern | Devers | 500 | LDES |  |  | 0 | 0 | 0 | 0 | 0 | 0 | 0 | 0 | 0 | 0 | 0 | 0 | 0 | 0 | 0 | 0 | 0 | 0 | 0 | 0 | 0 | 0 | 0 | 0 | 0 | 0 | 0 | 0
PG&E KERN | Diablo Canyon | 230 | LDES |  |  | 0 | 0 | 0 | 0 | 0 | 0 | 0 | 0 | 0 | 0 | 0 | 0 | 0 | 0 | 0 | 0 | 0 | 0 | 0 | 0 | 0 | 0 | 0 | 0 | 0 | 0 | 0 | 0
PG&E KERN | Diablo Canyon | 500 | LDES |  |  | 0 | 0 | 0 | 0 | 0 | 0 | 0 | 0 | 0 | 0 | 0 | 0 | 0 | 0 | 0 | 0 | 0 | 0 | 0 | 0 | 0 | 0 | 0 | 0 | 0 | 0 | 0 | 0
PG&E KERN | Divide | 115 | LDES |  |  | 0 | 0 | 0 | 0 | 0 | 0 | 0 | 0 | 0 | 0 | 0 | 0 | 0 | 0 | 0 | 0 | 0 | 0 | 0 | 0 | 0 | 0 | 0 | 0 | 0 | 0 | 0 | 0
PG&E GBA | Dixon Landing | 115 | LDES |  |  | 0 | 0 | 0 | 0 | 0 | 0 | 0 | 0 | 0 | 0 | 0 | 0 | 0 | 0 | 0 | 0 | 0 | 0 | 0 | 0 | 0 | 0 | 0 | 0 | 0 | 0 | 0 | 0
PG&E FRESNO | Dos Amigos | 230 | LDES |  |  | 0 | 0 | 0 | 0 | 0 | 0 | 0 | 0 | 0 | 0 | 0 | 0 | 0 | 0 | 0 | 0 | 0 | 0 | 0 | 0 | 0 | 0 | 0 | 0 | 0 | 0 | 0 | 0
PG&E NGBA | Drum | 115 | LDES |  |  | 0 | 0 | 0 | 0 | 0 | 0 | 0 | 0 | 0 | 0 | 0 | 0 | 0 | 0 | 0 | 0 | 0 | 0 | 0 | 0 | 0 | 0 | 0 | 0 | 0 | 0 | 0 | 0
PG&E GBA | Dumbarton | 115 | LDES |  |  | 0 | 0 | 0 | 0 | 0 | 0 | 0 | 0 | 0 | 0 | 0 | 0 | 0 | 0 | 0 | 0 | 0 | 0 | 0 | 0 | 0 | 0 | 0 | 0 | 0 | 0 | 0 | 0
SCE NOL | Dunn Siding | 115 | LDES |  |  | 0 | 0 | 0 | 0 | 0 | 0 | 0 | 0 | 0 | 0 | 0 | 0 | 0 | 0 | 0 | 0 | 0 | 0 | 0 | 0 | 0 | 0 | 0 | 0 | 0 | 0 | 0 | 0
SCE Eastern | Eagle Mountain | 230 | LDES |  |  | 0 | 0 | 0 | 0 | 0 | 0 | 0 | 0 | 0 | 0 | 0 | 0 | 0 | 0 | 0 | 0 | 0 | 0 | 0 | 0 | 0 | 0 | 0 | 0 | 0 | 0 | 0 | 0
PG&E NGBA | Eagle Rock (PGE) | 60 | LDES |  |  | 0 | 0 | 0 | 0 | 0 | 0 | 0 | 0 | 0 | 0 | 0 | 0 | 0 | 0 | 0 | 0 | 0 | 0 | 0 | 0 | 0 | 0 | 0 | 0 | 0 | 0 | 0 | 0
PG&E NGBA | Eagle Rock (PGE) | 115 | LDES |  |  | 0 | 0 | 0 | 0 | 0 | 0 | 0 | 0 | 0 | 0 | 0 | 0 | 0 | 0 | 0 | 0 | 0 | 0 | 0 | 0 | 0 | 0 | 0 | 0 | 0 | 0 | 0 | 0
SCE Metro | Eagle Rock (SCE) | 230 | LDES |  |  | 0 | 0 | 0 | 0 | 0 | 0 | 0 | 0 | 0 | 0 | 0 | 0 | 0 | 0 | 0 | 0 | 0 | 0 | 0 | 0 | 0 | 0 | 0 | 0 | 0 | 0 | 0 | 0
PG&E NGBA | East Marysville | 115 | LDES |  |  | 0 | 0 | 0 | 0 | 0 | 0 | 0 | 0 | 0 | 0 | 0 | 0 | 0 | 0 | 0 | 0 | 0 | 0 | 0 | 0 | 0 | 0 | 0 | 0 | 0 | 0 | 0 | 0
PG&E NGBA | East Nicolaus | 115 | LDES |  |  | 0 | 0 | 0 | 0 | 0 | 0 | 0 | 0 | 0 | 0 | 0 | 0 | 0 | 0 | 0 | 0 | 0 | 0 | 0 | 0 | 0 | 0 | 0 | 0 | 0 | 0 | 0 | 0
PG&E NGBA | East Nicolaus | 60 | LDES |  |  | 0 | 0 | 0 | 0 | 0 | 0 | 0 | 0 | 0 | 0 | 0 | 0 | 0 | 0 | 0 | 0 | 0 | 0 | 0 | 0 | 0 | 0 | 0 | 0 | 0 | 0 | 0 | 0
PG&E GBA | Eastshore | 115 | LDES |  |  | 0 | 0 | 0 | 0 | 0 | 0 | 0 | 0 | 0 | 0 | 0 | 0 | 0 | 0 | 0 | 0 | 0 | 0 | 0 | 0 | 0 | 0 | 0 | 0 | 0 | 0 | 0 | 0
PG&E GBA | Eastshore | 230 | LDES |  |  | 0 | 0 | 0 | 0 | 0 | 0 | 0 | 0 | 0 | 0 | 0 | 0 | 0 | 0 | 0 | 0 | 0 | 0 | 0 | 0 | 0 | 0 | 0 | 0 | 0 | 0 | 0 | 0
SDGE | ECO | 138 | LDES |  |  | 0 | 0 | 0 | 0 | 0 | 0 | 0 | 0 | 0 | 0 | 0 | 0 | 0 | 0 | 0 | 0 | 0 | 0 | 0 | 0 | 0 | 0 | 0 | 0 | 0 | 0 | 0 | 0
SDGE | ECO | 230 | LDES |  |  | 0 | 0 | 0 | 0 | 0 | 0 | 0 | 0 | 0 | 0 | 0 | 0 | 0 | 0 | 0 | 0 | 0 | 0 | 0 | 0 | 0 | 0 | 0 | 0 | 0 | 0 | 0 | 0
SDGE | ECO | 500 | LDES |  |  | 0 | 0 | 0 | 0 | 0 | 0 | 0 | 0 | 0 | 0 | 0 | 0 | 0 | 0 | 0 | 0 | 0 | 0 | 0 | 0 | 0 | 0 | 0 | 0 | 0 | 0 | 0 | 0
PG&E GBA | Edenvale | 115 | LDES |  |  | 0 | 0 | 0 | 0 | 0 | 0 | 0 | 0 | 0 | 0 | 0 | 0 | 0 | 0 | 0 | 0 | 0 | 0 | 0 | 0 | 0 | 0 | 0 | 0 | 0 | 0 | 0 | 0
PG&E GBA | Edes | 115 | LDES |  |  | 0 | 0 | 0 | 0 | 0 | 0 | 0 | 0 | 0 | 0 | 0 | 0 | 0 | 0 | 0 | 0 | 0 | 0 | 0 | 0 | 0 | 0 | 0 | 0 | 0 | 0 | 0 | 0
PG&E GBA | Eight Mile | 230 | LDES |  |  | 0 | 0 | 0 | 0 | 0 | 0 | 0 | 0 | 0 | 0 | 0 | 0 | 0 | 0 | 0 | 0 | 0 | 0 | 0 | 0 | 0 | 0 | 0 | 0 | 0 | 0 | 0 | 0
SDGE | El Cajon | 69 | LDES |  |  | 0 | 0 | 0 | 0 | 0 | 0 | 0 | 0 | 0 | 0 | 0 | 0 | 0 | 0 | 0 | 0 | 0 | 0 | 0 | 0 | 0 | 0 | 0 | 0 | 0 | 0 | 0 | 0
SCE Eastern | El Casco | 230 | LDES |  |  | 0 | 0 | 0 | 0 | 0 | 0 | 0 | 0 | 0 | 0 | 0 | 0 | 0 | 0 | 0 | 0 | 0 | 0 | 0 | 0 | 0 | 0 | 0 | 0 | 0 | 0 | 0 | 0
PG&E GBA | El Cerrito G | 115 | LDES |  |  | 0 | 0 | 0 | 0 | 0 | 0 | 0 | 0 | 0 | 0 | 0 | 0 | 0 | 0 | 0 | 0 | 0 | 0 | 0 | 0 | 0 | 0 | 0 | 0 | 0 | 0 | 0 | 0
PG&E NGBA | El Dorado PH | 115 | LDES |  |  | 0 | 0 | 0 | 0 | 0 | 0 | 0 | 0 | 0 | 0 | 0 | 0 | 0 | 0 | 0 | 0 | 0 | 0 | 0 | 0 | 0 | 0 | 0 | 0 | 0 | 0 | 0 | 0
PG&E FRESNO | El Nido (PGE) | 115 | LDES |  |  | 0 | 0 | 0 | 0 | 0 | 0 | 0 | 0 | 0 | 0 | 0 | 0 | 0 | 0 | 0 | 0 | 0 | 0 | 0 | 0 | 0 | 0 | 0 | 0 | 0 | 0 | 0 | 0
SCE Metro | El Nido (SCE) | 230 | LDES |  |  | 0 | 0 | 0 | 0 | 0 | 0 | 0 | 0 | 0 | 0 | 0 | 0 | 0 | 0 | 0 | 0 | 0 | 0 | 0 | 0 | 0 | 0 | 0 | 0 | 0 | 0 | 0 | 0
PG&E GBA | El Patio | 115 | LDES |  |  | 0 | 0 | 0 | 0 | 0 | 0 | 0 | 0 | 0 | 0 | 0 | 0 | 0 | 0 | 0 | 0 | 0 | 0 | 0 | 0 | 0 | 0 | 0 | 0 | 0 | 0 | 0 | 0
SCE Metro | El Segundo | 230 | LDES |  |  | 0 | 0 | 0 | 0 | 0 | 0 | 0 | 0 | 0 | 0 | 0 | 0 | 0 | 0 | 0 | 0 | 0 | 0 | 0 | 0 | 0 | 0 | 0 | 0 | 0 | 0 | 0 | 0
EOP | Eldorado | 230 | LDES |  |  | 0 | 0 | 0 | 0 | 0 | 0 | 0 | 0 | 0 | 0 | 0 | 0 | 0 | 0 | 0 | 0 | 0 | 0 | 0 | 0 | 0 | 0 | 0 | 0 | 0 | 0 | 0 | 0
EOP | Eldorado | 500 | LDES |  |  | 0 | 0 | 0 | 0 | 0 | 0 | 0 | 0 | 0 | 0 | 0 | 0 | 0 | 0 | 0 | 0 | 0 | 0 | 0 | 0 | 0 | 0 | 0 | 0 | 0 | 0 | 0 | 0
SCE Northern | Elizabeth Lake | 66 | LDES |  |  | 0 | 0 | 0 | 0 | 0 | 0 | 0 | 0 | 0 | 0 | 0 | 0 | 0 | 0 | 0 | 0 | 0 | 0 | 0 | 0 | 0 | 0 | 0 | 0 | 0 | 0 | 0 | 0
PG&E KERN | Elk Hills | 230 | LDES |  |  | 0 | 0 | 0 | 0 | 0 | 0 | 0 | 0 | 0 | 0 | 0 | 0 | 0 | 0 | 0 | 0 | 0 | 0 | 0 | 0 | 0 | 0 | 0 | 0 | 0 | 0 | 0 | 0
SDGE | Elliot | 69 | LDES |  |  | 0 | 0 | 0 | 0 | 0 | 0 | 0 | 0 | 0 | 0 | 0 | 0 | 0 | 0 | 0 | 0 | 0 | 0 | 0 | 0 | 0 | 0 | 0 | 0 | 0 | 0 | 0 | 0
SCE Metro | Ellis | 230 | LDES |  |  | 0 | 0 | 0 | 0 | 0 | 0 | 0 | 0 | 0 | 0 | 0 | 0 | 0 | 0 | 0 | 0 | 0 | 0 | 0 | 0 | 0 | 0 | 0 | 0 | 0 | 0 | 0 | 0
SDGE | Encina | 138 | LDES |  |  | 0 | 0 | 0 | 0 | 0 | 0 | 0 | 0 | 0 | 0 | 0 | 0 | 0 | 0 | 0 | 0 | 0 | 0 | 0 | 0 | 0 | 0 | 0 | 0 | 0 | 0 | 0 | 0
SDGE | Encina | 230 | LDES |  |  | 0 | 0 | 0 | 0 | 0 | 0 | 0 | 0 | 0 | 0 | 0 | 0 | 0 | 0 | 0 | 0 | 0 | 0 | 0 | 0 | 0 | 0 | 0 | 0 | 0 | 0 | 0 | 0
SDGE | Escondido | 230 | LDES |  |  | 0 | 0 | 0 | 0 | 0 | 0 | 0 | 0 | 0 | 0 | 0 | 0 | 0 | 0 | 0 | 0 | 0 | 0 | 0 | 0 | 0 | 0 | 0 | 0 | 0 | 0 | 0 | 0
SDGE | Escondido | 69 | LDES |  |  | 0 | 0 | 0 | 0 | 0 | 0 | 0 | 0 | 0 | 0 | 0 | 0 | 0 | 0 | 0 | 0 | 0 | 0 | 0 | 0 | 0 | 0 | 0 | 0 | 0 | 0 | 0 | 0
PG&E KERN | Estrella | 230 | LDES |  |  | 0 | 0 | 0 | 0 | 0 | 0 | 0 | 0 | 0 | 0 | 0 | 0 | 0 | 0 | 0 | 0 | 0 | 0 | 0 | 0 | 0 | 0 | 0 | 0 | 0 | 0 | 0 | 0
SCE Eastern | Etiwanda | 230 | LDES |  |  | 0 | 0 | 0 | 0 | 0 | 0 | 0 | 0 | 0 | 0 | 0 | 0 | 0 | 0 | 0 | 0 | 0 | 0 | 0 | 0 | 0 | 0 | 0 | 0 | 0 | 0 | 0 | 0
PG&E GBA | Evergreen | 115 | LDES |  |  | 0 | 0 | 0 | 0 | 0 | 0 | 0 | 0 | 0 | 0 | 0 | 0 | 0 | 0 | 0 | 0 | 0 | 0 | 0 | 0 | 0 | 0 | 0 | 0 | 0 | 0 | 0 | 0
PG&E GBA | Evergreen | 60 | LDES |  |  | 0 | 0 | 0 | 0 | 0 | 0 | 0 | 0 | 0 | 0 | 0 | 0 | 0 | 0 | 0 | 0 | 0 | 0 | 0 | 0 | 0 | 0 | 0 | 0 | 0 | 0 | 0 | 0
PG&E FRESNO | Excelsior | 115 | LDES |  |  | 0 | 0 | 0 | 0 | 0 | 0 | 0 | 0 | 0 | 0 | 0 | 0 | 0 | 0 | 0 | 0 | 0 | 0 | 0 | 0 | 0 | 0 | 0 | 0 | 0 | 0 | 0 | 0
PG&E FRESNO | Exchequer | 115 | LDES |  |  | 0 | 0 | 0 | 0 | 0 | 0 | 0 | 0 | 0 | 0 | 0 | 0 | 0 | 0 | 0 | 0 | 0 | 0 | 0 | 0 | 0 | 0 | 0 | 0 | 0 | 0 | 0 | 0
PG&E KERN | Fairway | 115 | LDES |  |  | 0 | 0 | 0 | 0 | 0 | 0 | 0 | 0 | 0 | 0 | 0 | 0 | 0 | 0 | 0 | 0 | 0 | 0 | 0 | 0 | 0 | 0 | 0 | 0 | 0 | 0 | 0 | 0
PG&E KERN | Famoso | 115 | LDES |  |  | 0 | 0 | 0 | 0 | 0 | 0 | 0 | 0 | 0 | 0 | 0 | 0 | 0 | 0 | 0 | 0 | 0 | 0 | 0 | 0 | 0 | 0 | 0 | 0 | 0 | 0 | 0 | 0
PG&E NGBA | Fern Road | 500 | LDES |  |  | 0 | 0 | 0 | 0 | 0 | 0 | 0 | 0 | 0 | 0 | 0 | 0 | 0 | 0 | 0 | 0 | 0 | 0 | 0 | 0 | 0 | 0 | 0 | 0 | 0 | 0 | 0 | 0
PG&E GBA | Fibreboard (SPI Sonora) | 115 | LDES |  |  | 0 | 0 | 0 | 0 | 0 | 0 | 0 | 0 | 0 | 0 | 0 | 0 | 0 | 0 | 0 | 0 | 0 | 0 | 0 | 0 | 0 | 0 | 0 | 0 | 0 | 0 | 0 | 0
PG&E FRESNO | Figarden | 230 | LDES |  |  | 0 | 0 | 0 | 0 | 0 | 0 | 0 | 0 | 0 | 0 | 0 | 0 | 0 | 0 | 0 | 0 | 0 | 0 | 0 | 0 | 0 | 0 | 0 | 0 | 0 | 0 | 0 | 0
PG&E FRESNO | Fink | 230 | LDES |  |  | 0 | 0 | 0 | 0 | 0 | 0 | 0 | 0 | 0 | 0 | 0 | 0 | 0 | 0 | 0 | 0 | 0 | 0 | 0 | 0 | 0 | 0 | 0 | 0 | 0 | 0 | 0 | 0
PG&E NGBA | Fitch Mountain | 60 | LDES |  |  | 0 | 0 | 0 | 0 | 0 | 0 | 0 | 0 | 0 | 0 | 0 | 0 | 0 | 0 | 0 | 0 | 0 | 0 | 0 | 0 | 0 | 0 | 0 | 0 | 0 | 0 | 0 | 0
PG&E GBA | FMC | 115 | LDES |  |  | 0 | 0 | 0 | 0 | 0 | 0 | 0 | 0 | 0 | 0 | 0 | 0 | 0 | 0 | 0 | 0 | 0 | 0 | 0 | 0 | 0 | 0 | 0 | 0 | 0 | 0 | 0 | 0
PG&E GBA | Fremont | 115 | LDES |  |  | 0 | 0 | 0 | 0 | 0 | 0 | 0 | 0 | 0 | 0 | 0 | 0 | 0 | 0 | 0 | 0 | 0 | 0 | 0 | 0 | 0 | 0 | 0 | 0 | 0 | 0 | 0 | 0
PG&E GBA | French Camp | 60 | LDES |  |  | 0 | 0 | 0 | 0 | 0 | 0 | 0 | 0 | 0 | 0 | 0 | 0 | 0 | 0 | 0 | 0 | 0 | 0 | 0 | 0 | 0 | 0 | 0 | 0 | 0 | 0 | 0 | 0
PG&E GBA | Frogtown | 115 | LDES |  |  | 0 | 0 | 0 | 0 | 0 | 0 | 0 | 0 | 0 | 0 | 0 | 0 | 0 | 0 | 0 | 0 | 0 | 0 | 0 | 0 | 0 | 0 | 0 | 0 | 0 | 0 | 0 | 0
PG&E NGBA | Fulton | 115 | LDES |  |  | 0 | 0 | 0 | 0 | 0 | 0 | 0 | 0 | 0 | 0 | 0 | 0 | 0 | 0 | 0 | 0 | 0 | 0 | 0 | 0 | 0 | 0 | 0 | 0 | 0 | 0 | 0 | 0
PG&E NGBA | Fulton | 230 | LDES |  |  | 0 | 0 | 0 | 0 | 0 | 0 | 0 | 0 | 0 | 0 | 0 | 0 | 0 | 0 | 0 | 0 | 0 | 0 | 0 | 0 | 0 | 0 | 0 | 0 | 0 | 0 | 0 | 0
PG&E NGBA | Fulton | 60 | LDES |  |  | 0 | 0 | 0 | 0 | 0 | 0 | 0 | 0 | 0 | 0 | 0 | 0 | 0 | 0 | 0 | 0 | 0 | 0 | 0 | 0 | 0 | 0 | 0 | 0 | 0 | 0 | 0 | 0
PG&E KERN | Ganso | 115 | LDES |  |  | 0 | 0 | 0 | 0 | 0 | 0 | 0 | 0 | 0 | 0 | 0 | 0 | 0 | 0 | 0 | 0 | 0 | 0 | 0 | 0 | 0 | 0 | 0 | 0 | 0 | 0 | 0 | 0
PG&E FRESNO | Gates | 230 | LDES |  |  | 0 | 0 | 0 | 0 | 0 | 0 | 0 | 0 | 0 | 0 | 0 | 0 | 0 | 0 | 0 | 0 | 0 | 0 | 0 | 0 | 0 | 0 | 0 | 0 | 0 | 0 | 0 | 0
PG&E FRESNO | Gates | 500 | LDES |  |  | 0 | 0 | 0 | 0 | 0 | 0 | 0 | 0 | 0 | 0 | 0 | 0 | 0 | 0 | 0 | 0 | 0 | 0 | 0 | 0 | 0 | 0 | 0 | 0 | 0 | 0 | 0 | 0
PG&E NGBA | Geysers 12 | 230 | LDES |  |  | 0 | 0 | 0 | 0 | 0 | 0 | 0 | 0 | 0 | 0 | 0 | 0 | 0 | 0 | 0 | 0 | 0 | 0 | 0 | 0 | 0 | 0 | 0 | 0 | 0 | 0 | 0 | 0
PG&E NGBA | Geysers 17 | 230 | LDES |  |  | 0 | 0 | 0 | 0 | 0 | 0 | 0 | 0 | 0 | 0 | 0 | 0 | 0 | 0 | 0 | 0 | 0 | 0 | 0 | 0 | 0 | 0 | 0 | 0 | 0 | 0 | 0 | 0
PG&E NGBA | Geysers 3 | 115 | LDES |  |  | 0 | 0 | 0 | 0 | 0 | 0 | 0 | 0 | 0 | 0 | 0 | 0 | 0 | 0 | 0 | 0 | 0 | 0 | 0 | 0 | 0 | 0 | 0 | 0 | 0 | 0 | 0 | 0
PG&E NGBA | Glenn | 230 | LDES |  |  | 0 | 0 | 0 | 0 | 0 | 0 | 0 | 0 | 0 | 0 | 0 | 0 | 0 | 0 | 0 | 0 | 0 | 0 | 0 | 0 | 0 | 0 | 0 | 0 | 0 | 0 | 0 | 0
PG&E NGBA | Glenn | 60 | LDES |  |  | 0 | 0 | 0 | 0 | 0 | 0 | 0 | 0 | 0 | 0 | 0 | 0 | 0 | 0 | 0 | 0 | 0 | 0 | 0 | 0 | 0 | 0 | 0 | 0 | 0 | 0 | 0 | 0
PG&E NGBA | Gold Hill | 115 | LDES |  |  | 0 | 0 | 0 | 0 | 0 | 0 | 0 | 0 | 0 | 0 | 0 | 0 | 0 | 0 | 0 | 0 | 0 | 0 | 0 | 0 | 0 | 0 | 0 | 0 | 0 | 0 | 0 | 0
PG&E NGBA | Gold Hill | 230 | LDES |  |  | 0 | 0 | 0 | 0 | 0 | 0 | 0 | 0 | 0 | 0 | 0 | 0 | 0 | 0 | 0 | 0 | 0 | 0 | 0 | 0 | 0 | 0 | 0 | 0 | 0 | 0 | 0 | 0
SCE Northern | Goleta | 230 | LDES |  |  | 0 | 0 | 0 | 0 | 0 | 0 | 0 | 0 | 0 | 0 | 0 | 0 | 0 | 0 | 0 | 0 | 0 | 0 | 0 | 0 | 0 | 0 | 0 | 0 | 0 | 0 | 0 | 0
SCE Metro | Goodrich | 230 | LDES |  |  | 0 | 0 | 0 | 0 | 0 | 0 | 0 | 0 | 0 | 0 | 0 | 0 | 0 | 0 | 0 | 0 | 0 | 0 | 0 | 0 | 0 | 0 | 0 | 0 | 0 | 0 | 0 | 0
PG&E KERN | Goose Lake | 115 | LDES |  |  | 0 | 0 | 0 | 0 | 0 | 0 | 0 | 0 | 0 | 0 | 0 | 0 | 0 | 0 | 0 | 0 | 0 | 0 | 0 | 0 | 0 | 0 | 0 | 0 | 0 | 0 | 0 | 0
SCE Metro | Gould | 230 | LDES |  |  | 0 | 0 | 0 | 0 | 0 | 0 | 0 | 0 | 0 | 0 | 0 | 0 | 0 | 0 | 0 | 0 | 0 | 0 | 0 | 0 | 0 | 0 | 0 | 0 | 0 | 0 | 0 | 0
PG&E NGBA | Grand Island | 115 | LDES |  |  | 0 | 0 | 0 | 0 | 0 | 0 | 0 | 0 | 0 | 0 | 0 | 0 | 0 | 0 | 0 | 0 | 0 | 0 | 0 | 0 | 0 | 0 | 0 | 0 | 0 | 0 | 0 | 0
SDGE | Granite | 69 | LDES |  |  | 0 | 0 | 0 | 0 | 0 | 0 | 0 | 0 | 0 | 0 | 0 | 0 | 0 | 0 | 0 | 0 | 0 | 0 | 0 | 0 | 0 | 0 | 0 | 0 | 0 | 0 | 0 | 0
PG&E GBA | Grant | 115 | LDES |  |  | 0 | 0 | 0 | 0 | 0 | 0 | 0 | 0 | 0 | 0 | 0 | 0 | 0 | 0 | 0 | 0 | 0 | 0 | 0 | 0 | 0 | 0 | 0 | 0 | 0 | 0 | 0 | 0
PG&E GBA | Green Valley | 115 | LDES |  |  | 0 | 0 | 0 | 0 | 0 | 0 | 0 | 0 | 0 | 0 | 0 | 0 | 0 | 0 | 0 | 0 | 0 | 0 | 0 | 0 | 0 | 0 | 0 | 0 | 0 | 0 | 0 | 0
PG&E NGBA | Greenleaf 1 | 115 | LDES |  |  | 0 | 0 | 0 | 0 | 0 | 0 | 0 | 0 | 0 | 0 | 0 | 0 | 0 | 0 | 0 | 0 | 0 | 0 | 0 | 0 | 0 | 0 | 0 | 0 | 0 | 0 | 0 | 0
PG&E FRESNO | Gregg | 230 | LDES |  | Mapped as PSH | 1 | 0 | 0 | 0 | 0 | 0 | 0 | 0 | 0 | 0 | 0 | 0 | 0 | 140 | 0 | 140 | 0 | 0 | 0 | 140 | 0 | 140 | 140 | 0 | 140 | 140 | 0 | 140
PG&E FRESNO | Grimmway-Malaga | 115 | LDES |  |  | 0 | 0 | 0 | 0 | 0 | 0 | 0 | 0 | 0 | 0 | 0 | 0 | 0 | 0 | 0 | 0 | 0 | 0 | 0 | 0 | 0 | 0 | 0 | 0 | 0 | 0 | 0 | 0
PG&E NGBA | Grizzly | 230 | LDES |  |  | 0 | 0 | 0 | 0 | 0 | 0 | 0 | 0 | 0 | 0 | 0 | 0 | 0 | 0 | 0 | 0 | 0 | 0 | 0 | 0 | 0 | 0 | 0 | 0 | 0 | 0 | 0 | 0
PG&E FRESNO | Guernsey | 70 | LDES |  |  | 0 | 0 | 0 | 0 | 0 | 0 | 0 | 0 | 0 | 0 | 0 | 0 | 0 | 0 | 0 | 0 | 0 | 0 | 0 | 0 | 0 | 0 | 0 | 0 | 0 | 0 | 0 | 0
PG&E FRESNO | GWF Hanford | 115 | LDES |  |  | 0 | 0 | 0 | 0 | 0 | 0 | 0 | 0 | 0 | 0 | 0 | 0 | 0 | 0 | 0 | 0 | 0 | 0 | 0 | 0 | 0 | 0 | 0 | 0 | 0 | 0 | 0 | 0
PG&E FRESNO | Haas | 230 | LDES |  |  | 0 | 0 | 0 | 0 | 0 | 0 | 0 | 0 | 0 | 0 | 0 | 0 | 0 | 0 | 0 | 0 | 0 | 0 | 0 | 0 | 0 | 0 | 0 | 0 | 0 | 0 | 0 | 0
PG&E FRESNO | Hammonds | 115 | LDES |  |  | 0 | 0 | 0 | 0 | 0 | 0 | 0 | 0 | 0 | 0 | 0 | 0 | 0 | 0 | 0 | 0 | 0 | 0 | 0 | 0 | 0 | 0 | 0 | 0 | 0 | 0 | 0 | 0
SCE Metro | HarborGen | 230 | LDES |  |  | 0 | 0 | 0 | 0 | 0 | 0 | 0 | 0 | 0 | 0 | 0 | 0 | 0 | 0 | 0 | 0 | 0 | 0 | 0 | 0 | 0 | 0 | 0 | 0 | 0 | 0 | 0 | 0
PG&E NGBA | Harris | 60 | LDES |  |  | 0 | 0 | 0 | 0 | 0 | 0 | 0 | 0 | 0 | 0 | 0 | 0 | 0 | 0 | 0 | 0 | 0 | 0 | 0 | 0 | 0 | 0 | 0 | 0 | 0 | 0 | 0 | 0
EOP | Harry Allen | 500 | LDES |  |  | 0 | 0 | 0 | 0 | 0 | 0 | 0 | 0 | 0 | 0 | 0 | 0 | 0 | 0 | 0 | 0 | 0 | 0 | 0 | 0 | 0 | 0 | 0 | 0 | 0 | 0 | 0 | 0
PG&E NGBA | Hartley | 60 | LDES |  |  | 0 | 0 | 0 | 0 | 0 | 0 | 0 | 0 | 0 | 0 | 0 | 0 | 0 | 0 | 0 | 0 | 0 | 0 | 0 | 0 | 0 | 0 | 0 | 0 | 0 | 0 | 0 | 0
SCE NOL | Harvard | 115 | LDES |  |  | 0 | 0 | 0 | 0 | 0 | 0 | 0 | 0 | 0 | 0 | 0 | 0 | 0 | 0 | 0 | 0 | 0 | 0 | 0 | 0 | 0 | 0 | 0 | 0 | 0 | 0 | 0 | 0
SDGE | Hassayampa | 500 | LDES |  |  | 0 | 0 | 0 | 0 | 0 | 0 | 0 | 0 | 0 | 0 | 0 | 0 | 0 | 0 | 0 | 0 | 0 | 0 | 0 | 0 | 0 | 0 | 0 | 0 | 0 | 0 | 0 | 0
PG&E FRESNO | Helm | 230 | LDES |  |  | 0 | 0 | 0 | 0 | 0 | 0 | 0 | 0 | 0 | 0 | 0 | 0 | 0 | 0 | 0 | 0 | 0 | 0 | 0 | 0 | 0 | 0 | 0 | 0 | 0 | 0 | 0 | 0
PG&E FRESNO | Helm | 70 | LDES |  |  | 0 | 0 | 0 | 0 | 0 | 0 | 0 | 0 | 0 | 0 | 0 | 0 | 0 | 0 | 0 | 0 | 0 | 0 | 0 | 0 | 0 | 0 | 0 | 0 | 0 | 0 | 0 | 0
PG&E FRESNO | Henrietta | 115 | LDES |  |  | 0 | 0 | 0 | 0 | 0 | 0 | 0 | 0 | 0 | 0 | 0 | 0 | 0 | 0 | 0 | 0 | 0 | 0 | 0 | 0 | 0 | 0 | 0 | 0 | 0 | 0 | 0 | 0
PG&E FRESNO | Henrietta | 230 | LDES |  |  | 0 | 0 | 0 | 0 | 0 | 0 | 0 | 0 | 0 | 0 | 0 | 0 | 0 | 0 | 0 | 0 | 0 | 0 | 0 | 0 | 0 | 0 | 0 | 0 | 0 | 0 | 0 | 0
PG&E FRESNO | Henrietta | 70 | LDES |  |  | 0 | 0 | 0 | 0 | 0 | 0 | 0 | 0 | 0 | 0 | 0 | 0 | 0 | 0 | 0 | 0 | 0 | 0 | 0 | 0 | 0 | 0 | 0 | 0 | 0 | 0 | 0 | 0
PG&E FRESNO | Herndon | 115 | LDES |  |  | 0 | 0 | 0 | 0 | 0 | 0 | 0 | 0 | 0 | 0 | 0 | 0 | 0 | 0 | 0 | 0 | 0 | 0 | 0 | 0 | 0 | 0 | 0 | 0 | 0 | 0 | 0 | 0
PG&E FRESNO | Herndon | 230 | LDES |  |  | 0 | 0 | 0 | 0 | 0 | 0 | 0 | 0 | 0 | 0 | 0 | 0 | 0 | 0 | 0 | 0 | 0 | 0 | 0 | 0 | 0 | 0 | 0 | 0 | 0 | 0 | 0 | 0
PG&E GBA | Hicks | 230 | LDES |  |  | 0 | 0 | 0 | 0 | 0 | 0 | 0 | 0 | 0 | 0 | 0 | 0 | 0 | 0 | 0 | 0 | 0 | 0 | 0 | 0 | 0 | 0 | 0 | 0 | 0 | 0 | 0 | 0
PG&E NGBA | Higgins | 115 | LDES |  |  | 0 | 0 | 0 | 0 | 0 | 0 | 0 | 0 | 0 | 0 | 0 | 0 | 0 | 0 | 0 | 0 | 0 | 0 | 0 | 0 | 0 | 0 | 0 | 0 | 0 | 0 | 0 | 0
PG&E NGBA | Hilltop | 345 | LDES |  |  | 0 | 0 | 0 | 0 | 0 | 0 | 0 | 0 | 0 | 0 | 0 | 0 | 0 | 0 | 0 | 0 | 0 | 0 | 0 | 0 | 0 | 0 | 0 | 0 | 0 | 0 | 0 | 0
SCE Metro | Hinson | 230 | LDES |  |  | 0 | 0 | 0 | 0 | 0 | 0 | 0 | 0 | 0 | 0 | 0 | 0 | 0 | 0 | 0 | 0 | 0 | 0 | 0 | 0 | 0 | 0 | 0 | 0 | 0 | 0 | 0 | 0
PG&E GBA | Hollister | 115 | LDES |  |  | 0 | 0 | 0 | 0 | 0 | 0 | 0 | 0 | 0 | 0 | 0 | 0 | 0 | 0 | 0 | 0 | 0 | 0 | 0 | 0 | 0 | 0 | 0 | 0 | 0 | 0 | 0 | 0
PG&E NGBA | Homestake | 115 | LDES |  |  | 0 | 0 | 0 | 0 | 0 | 0 | 0 | 0 | 0 | 0 | 0 | 0 | 0 | 0 | 0 | 0 | 0 | 0 | 0 | 0 | 0 | 0 | 0 | 0 | 0 | 0 | 0 | 0
PG&E NGBA | Honcut | 115 | LDES |  |  | 0 | 0 | 0 | 0 | 0 | 0 | 0 | 0 | 0 | 0 | 0 | 0 | 0 | 0 | 0 | 0 | 0 | 0 | 0 | 0 | 0 | 0 | 0 | 0 | 0 | 0 | 0 | 0
SDGE | Hoodoo Wash | 500 | LDES |  |  | 0 | 0 | 0 | 0 | 0 | 0 | 0 | 0 | 0 | 0 | 0 | 0 | 0 | 0 | 0 | 0 | 0 | 0 | 0 | 0 | 0 | 0 | 0 | 0 | 0 | 0 | 0 | 0
PG&E NGBA | Hopland | 115 | LDES |  |  | 0 | 0 | 0 | 0 | 0 | 0 | 0 | 0 | 0 | 0 | 0 | 0 | 0 | 0 | 0 | 0 | 0 | 0 | 0 | 0 | 0 | 0 | 0 | 0 | 0 | 0 | 0 | 0
PG&E NGBA | Hopland | 60 | LDES |  |  | 0 | 0 | 0 | 0 | 0 | 0 | 0 | 0 | 0 | 0 | 0 | 0 | 0 | 0 | 0 | 0 | 0 | 0 | 0 | 0 | 0 | 0 | 0 | 0 | 0 | 0 | 0 | 0
PG&E NGBA | Humboldt | 115 | LDES |  |  | 0 | 0 | 0 | 0 | 0 | 0 | 0 | 0 | 0 | 0 | 0 | 0 | 0 | 0 | 0 | 0 | 0 | 0 | 0 | 0 | 0 | 0 | 0 | 0 | 0 | 0 | 0 | 0
PG&E NGBA | Humboldt | 60 | LDES |  |  | 0 | 0 | 0 | 0 | 0 | 0 | 0 | 0 | 0 | 0 | 0 | 0 | 0 | 0 | 0 | 0 | 0 | 0 | 0 | 0 | 0 | 0 | 0 | 0 | 0 | 0 | 0 | 0
PG&E NGBA | Humboldt | 500 | LDES |  |  | 0 | 0 | 0 | 0 | 0 | 0 | 0 | 0 | 0 | 0 | 0 | 0 | 0 | 0 | 0 | 0 | 0 | 0 | 0 | 0 | 0 | 0 | 0 | 0 | 0 | 0 | 0 | 0
SCE Metro | Huntington Beach | 230 | LDES |  |  | 0 | 0 | 0 | 0 | 0 | 0 | 0 | 0 | 0 | 0 | 0 | 0 | 0 | 0 | 0 | 0 | 0 | 0 | 0 | 0 | 0 | 0 | 0 | 0 | 0 | 0 | 0 | 0
PG&E NGBA | Ignacio | 115 | LDES |  |  | 0 | 0 | 0 | 0 | 0 | 0 | 0 | 0 | 0 | 0 | 0 | 0 | 0 | 0 | 0 | 0 | 0 | 0 | 0 | 0 | 0 | 0 | 0 | 0 | 0 | 0 | 0 | 0
PG&E NGBA | Ignacio | 230 | LDES |  |  | 0 | 0 | 0 | 0 | 0 | 0 | 0 | 0 | 0 | 0 | 0 | 0 | 0 | 0 | 0 | 0 | 0 | 0 | 0 | 0 | 0 | 0 | 0 | 0 | 0 | 0 | 0 | 0
PG&E NGBA | Ignacio | 60 | LDES |  |  | 0 | 0 | 0 | 0 | 0 | 0 | 0 | 0 | 0 | 0 | 0 | 0 | 0 | 0 | 0 | 0 | 0 | 0 | 0 | 0 | 0 | 0 | 0 | 0 | 0 | 0 | 0 | 0
SDGE | Imperial Beach | 69 | LDES |  |  | 0 | 0 | 0 | 0 | 0 | 0 | 0 | 0 | 0 | 0 | 0 | 0 | 0 | 0 | 0 | 0 | 0 | 0 | 0 | 0 | 0 | 0 | 0 | 0 | 0 | 0 | 0 | 0
SDGE | Imperial Valley | 230 | LDES |  |  | 0 | 0 | 0 | 0 | 0 | 0 | 0 | 0 | 0 | 0 | 0 | 0 | 0 | 0 | 0 | 0 | 0 | 0 | 0 | 0 | 0 | 0 | 0 | 0 | 0 | 0 | 0 | 0
SDGE | Imperial Valley | 500 | LDES |  |  | 0 | 0 | 0 | 0 | 0 | 0 | 0 | 0 | 0 | 0 | 0 | 0 | 0 | 0 | 0 | 0 | 0 | 0 | 0 | 0 | 0 | 0 | 0 | 0 | 0 | 0 | 0 | 0
EOP | Innovation | 138 | LDES |  |  | 0 | 0 | 0 | 0 | 0 | 0 | 0 | 0 | 0 | 0 | 0 | 0 | 0 | 0 | 0 | 0 | 0 | 0 | 0 | 0 | 0 | 0 | 0 | 0 | 0 | 0 | 0 | 0
EOP | Innovation | 230 | LDES |  |  | 0 | 0 | 0 | 0 | 0 | 0 | 0 | 0 | 0 | 0 | 0 | 0 | 0 | 0 | 0 | 0 | 0 | 0 | 0 | 0 | 0 | 0 | 0 | 0 | 0 | 0 | 0 | 0
SCE NOL | Inyokern | 115 | LDES |  |  | 0 | 0 | 0 | 0 | 0 | 0 | 0 | 0 | 0 | 0 | 0 | 0 | 0 | 0 | 0 | 0 | 0 | 0 | 0 | 0 | 0 | 0 | 0 | 0 | 0 | 0 | 0 | 0
EOP | IS Tap | 138 | LDES |  |  | 0 | 0 | 0 | 0 | 0 | 0 | 0 | 0 | 0 | 0 | 0 | 0 | 0 | 0 | 0 | 0 | 0 | 0 | 0 | 0 | 0 | 0 | 0 | 0 | 0 | 0 | 0 | 0
EOP | Ivanpah | 115 | LDES |  |  | 0 | 0 | 0 | 0 | 0 | 0 | 0 | 0 | 0 | 0 | 0 | 0 | 0 | 0 | 0 | 0 | 0 | 0 | 0 | 0 | 0 | 0 | 0 | 0 | 0 | 0 | 0 | 0
EOP | Ivanpah | 230 | LDES |  |  | 0 | 0 | 0 | 0 | 0 | 0 | 0 | 0 | 0 | 0 | 0 | 0 | 0 | 0 | 0 | 0 | 0 | 0 | 0 | 0 | 0 | 0 | 0 | 0 | 0 | 0 | 0 | 0
EOP | Jackass (DOE) | 138 | LDES |  |  | 0 | 0 | 0 | 0 | 0 | 0 | 0 | 0 | 0 | 0 | 0 | 0 | 0 | 0 | 0 | 0 | 0 | 0 | 0 | 0 | 0 | 0 | 0 | 0 | 0 | 0 | 0 | 0
PG&E NGBA | James B Black | 230 | LDES |  |  | 0 | 0 | 0 | 0 | 0 | 0 | 0 | 0 | 0 | 0 | 0 | 0 | 0 | 0 | 0 | 0 | 0 | 0 | 0 | 0 | 0 | 0 | 0 | 0 | 0 | 0 | 0 | 0
PG&E GBA | Jefferson | 230 | LDES |  |  | 0 | 0 | 0 | 0 | 0 | 0 | 0 | 0 | 0 | 0 | 0 | 0 | 0 | 0 | 0 | 0 | 0 | 0 | 0 | 0 | 0 | 0 | 0 | 0 | 0 | 0 | 0 | 0
PG&E NGBA | Jessup | 115 | LDES |  |  | 0 | 0 | 0 | 0 | 0 | 0 | 0 | 0 | 0 | 0 | 0 | 0 | 0 | 0 | 0 | 0 | 0 | 0 | 0 | 0 | 0 | 0 | 0 | 0 | 0 | 0 | 0 | 0
SCE Metro | Johanna | 230 | LDES |  |  | 0 | 0 | 0 | 0 | 0 | 0 | 0 | 0 | 0 | 0 | 0 | 0 | 0 | 0 | 0 | 0 | 0 | 0 | 0 | 0 | 0 | 0 | 0 | 0 | 0 | 0 | 0 | 0
SCE Eastern | Julian Hinds | 230 | LDES |  |  | 0 | 0 | 0 | 0 | 0 | 0 | 0 | 0 | 0 | 0 | 0 | 0 | 0 | 0 | 0 | 0 | 0 | 0 | 0 | 0 | 0 | 0 | 0 | 0 | 0 | 0 | 0 | 0
PG&E GBA | Kasson | 115 | LDES |  |  | 0 | 0 | 0 | 0 | 0 | 0 | 0 | 0 | 0 | 0 | 0 | 0 | 0 | 0 | 0 | 0 | 0 | 0 | 0 | 0 | 0 | 0 | 0 | 0 | 0 | 0 | 0 | 0
PG&E GBA | Kasson | 60 | LDES |  |  | 0 | 0 | 0 | 0 | 0 | 0 | 0 | 0 | 0 | 0 | 0 | 0 | 0 | 0 | 0 | 0 | 0 | 0 | 0 | 0 | 0 | 0 | 0 | 0 | 0 | 0 | 0 | 0
PG&E FRESNO | Kearney | 230 | LDES |  |  | 0 | 0 | 0 | 0 | 0 | 0 | 0 | 0 | 0 | 0 | 0 | 0 | 0 | 0 | 0 | 0 | 0 | 0 | 0 | 0 | 0 | 0 | 0 | 0 | 0 | 0 | 0 | 0
PG&E FRESNO | Kearney | 70 | LDES |  |  | 0 | 0 | 0 | 0 | 0 | 0 | 0 | 0 | 0 | 0 | 0 | 0 | 0 | 0 | 0 | 0 | 0 | 0 | 0 | 0 | 0 | 0 | 0 | 0 | 0 | 0 | 0 | 0
PG&E GBA | Kelso | 230 | LDES |  |  | 0 | 0 | 0 | 0 | 0 | 0 | 0 | 0 | 0 | 0 | 0 | 0 | 0 | 0 | 0 | 0 | 0 | 0 | 0 | 0 | 0 | 0 | 0 | 0 | 0 | 0 | 0 | 0
PG&E FRESNO | Kerchoff 1 | 115 | LDES |  |  | 0 | 0 | 0 | 0 | 0 | 0 | 0 | 0 | 0 | 0 | 0 | 0 | 0 | 0 | 0 | 0 | 0 | 0 | 0 | 0 | 0 | 0 | 0 | 0 | 0 | 0 | 0 | 0
PG&E KERN | Kern Oil | 115 | LDES |  |  | 0 | 0 | 0 | 0 | 0 | 0 | 0 | 0 | 0 | 0 | 0 | 0 | 0 | 0 | 0 | 0 | 0 | 0 | 0 | 0 | 0 | 0 | 0 | 0 | 0 | 0 | 0 | 0
PG&E KERN | Kern PP | 115 | LDES |  |  | 0 | 0 | 0 | 0 | 0 | 0 | 0 | 0 | 0 | 0 | 0 | 0 | 0 | 0 | 0 | 0 | 0 | 0 | 0 | 0 | 0 | 0 | 0 | 0 | 0 | 0 | 0 | 0
PG&E KERN | Kern PP | 230 | LDES |  |  | 0 | 0 | 0 | 0 | 0 | 0 | 0 | 0 | 0 | 0 | 0 | 0 | 0 | 0 | 0 | 0 | 0 | 0 | 0 | 0 | 0 | 0 | 0 | 0 | 0 | 0 | 0 | 0
PG&E KERN | Kern PP | 70 | LDES |  |  | 0 | 0 | 0 | 0 | 0 | 0 | 0 | 0 | 0 | 0 | 0 | 0 | 0 | 0 | 0 | 0 | 0 | 0 | 0 | 0 | 0 | 0 | 0 | 0 | 0 | 0 | 0 | 0
PG&E KERN | Kernridge | 115 | LDES |  |  | 0 | 0 | 0 | 0 | 0 | 0 | 0 | 0 | 0 | 0 | 0 | 0 | 0 | 0 | 0 | 0 | 0 | 0 | 0 | 0 | 0 | 0 | 0 | 0 | 0 | 0 | 0 | 0
PG&E FRESNO | Kingsburg | 115 | LDES |  |  | 0 | 0 | 0 | 0 | 0 | 0 | 0 | 0 | 0 | 0 | 0 | 0 | 0 | 0 | 0 | 0 | 0 | 0 | 0 | 0 | 0 | 0 | 0 | 0 | 0 | 0 | 0 | 0
PG&E GBA | Kirker | 115 | LDES |  |  | 0 | 0 | 0 | 0 | 0 | 0 | 0 | 0 | 0 | 0 | 0 | 0 | 0 | 0 | 0 | 0 | 0 | 0 | 0 | 0 | 0 | 0 | 0 | 0 | 0 | 0 | 0 | 0
PG&E NGBA | Knights Landing | 115 | LDES |  |  | 0 | 0 | 0 | 0 | 0 | 0 | 0 | 0 | 0 | 0 | 0 | 0 | 0 | 0 | 0 | 0 | 0 | 0 | 0 | 0 | 0 | 0 | 0 | 0 | 0 | 0 | 0 | 0
PG&E NGBA | Konocti | 60 | LDES |  |  | 0 | 0 | 0 | 0 | 0 | 0 | 0 | 0 | 0 | 0 | 0 | 0 | 0 | 0 | 0 | 0 | 0 | 0 | 0 | 0 | 0 | 0 | 0 | 0 | 0 | 0 | 0 | 0
SCE NOL | Kramer | 115 | LDES |  |  | 0 | 0 | 0 | 0 | 0 | 0 | 0 | 0 | 0 | 0 | 0 | 0 | 0 | 0 | 0 | 0 | 0 | 0 | 0 | 0 | 0 | 0 | 0 | 0 | 0 | 0 | 0 | 0
SCE NOL | Kramer | 230 | LDES |  |  | 0 | 0 | 0 | 0 | 0 | 0 | 0 | 0 | 0 | 0 | 0 | 0 | 0 | 0 | 0 | 0 | 0 | 0 | 0 | 0 | 0 | 0 | 0 | 0 | 0 | 0 | 0 | 0
SCE Metro | La Cienega | 230 | LDES |  |  | 0 | 0 | 0 | 0 | 0 | 0 | 0 | 0 | 0 | 0 | 0 | 0 | 0 | 0 | 0 | 0 | 0 | 0 | 0 | 0 | 0 | 0 | 0 | 0 | 0 | 0 | 0 | 0
SCE Metro | La Fresa | 230 | LDES |  |  | 0 | 0 | 0 | 0 | 0 | 0 | 0 | 0 | 0 | 0 | 0 | 0 | 0 | 0 | 0 | 0 | 0 | 0 | 0 | 0 | 0 | 0 | 0 | 0 | 0 | 0 | 0 | 0
SCE Metro | Laguna Bell | 230 | LDES |  |  | 0 | 0 | 0 | 0 | 0 | 0 | 0 | 0 | 0 | 0 | 0 | 0 | 0 | 0 | 0 | 0 | 0 | 0 | 0 | 0 | 0 | 0 | 0 | 0 | 0 | 0 | 0 | 0
PG&E KERN | Lakeview | 70 | LDES |  |  | 0 | 0 | 0 | 0 | 0 | 0 | 0 | 0 | 0 | 0 | 0 | 0 | 0 | 0 | 0 | 0 | 0 | 0 | 0 | 0 | 0 | 0 | 0 | 0 | 0 | 0 | 0 | 0
PG&E NGBA | Lakeville | 230 | LDES |  |  | 0 | 0 | 0 | 0 | 0 | 0 | 0 | 0 | 0 | 0 | 0 | 0 | 0 | 0 | 0 | 0 | 0 | 0 | 0 | 0 | 0 | 0 | 0 | 0 | 0 | 0 | 0 | 0
PG&E NGBA | Lakeville | 60 | LDES |  |  | 0 | 0 | 0 | 0 | 0 | 0 | 0 | 0 | 0 | 0 | 0 | 0 | 0 | 0 | 0 | 0 | 0 | 0 | 0 | 0 | 0 | 0 | 0 | 0 | 0 | 0 | 0 | 0
PG&E NGBA | Lakeville | 115 | LDES |  |  | 0 | 0 | 0 | 0 | 0 | 0 | 0 | 0 | 0 | 0 | 0 | 0 | 0 | 0 | 0 | 0 | 0 | 0 | 0 | 0 | 0 | 0 | 0 | 0 | 0 | 0 | 0 | 0
PG&E GBA | Lakewood | 115 | LDES |  |  | 0 | 0 | 0 | 0 | 0 | 0 | 0 | 0 | 0 | 0 | 0 | 0 | 0 | 0 | 0 | 0 | 0 | 0 | 0 | 0 | 0 | 0 | 0 | 0 | 0 | 0 | 0 | 0
PG&E NGBA | Lambie | 230 | LDES |  |  | 0 | 0 | 0 | 0 | 0 | 0 | 0 | 0 | 0 | 0 | 0 | 0 | 0 | 0 | 0 | 0 | 0 | 0 | 0 | 0 | 0 | 0 | 0 | 0 | 0 | 0 | 0 | 0
PG&E GBA | Lammers | 115 | LDES |  |  | 0 | 0 | 0 | 0 | 0 | 0 | 0 | 0 | 0 | 0 | 0 | 0 | 0 | 0 | 0 | 0 | 0 | 0 | 0 | 0 | 0 | 0 | 0 | 0 | 0 | 0 | 0 | 0
PG&E KERN | Lamont | 115 | LDES |  |  | 0 | 0 | 0 | 0 | 0 | 0 | 0 | 0 | 0 | 0 | 0 | 0 | 0 | 0 | 0 | 0 | 0 | 0 | 0 | 0 | 0 | 0 | 0 | 0 | 0 | 0 | 0 | 0
PG&E FRESNO | Las Aguilas | 230 | LDES |  |  | 0 | 0 | 0 | 0 | 0 | 0 | 0 | 0 | 0 | 0 | 0 | 0 | 0 | 0 | 0 | 0 | 0 | 0 | 0 | 0 | 0 | 0 | 0 | 0 | 0 | 0 | 0 | 0
EOP | Lathrop | 138 | LDES |  |  | 0 | 0 | 0 | 0 | 0 | 0 | 0 | 0 | 0 | 0 | 0 | 0 | 0 | 0 | 0 | 0 | 0 | 0 | 0 | 0 | 0 | 0 | 0 | 0 | 0 | 0 | 0 | 0
EOP | Lathrop | 230 | LDES |  |  | 0 | 0 | 0 | 0 | 0 | 0 | 0 | 0 | 0 | 0 | 0 | 0 | 0 | 0 | 0 | 0 | 0 | 0 | 0 | 0 | 0 | 0 | 0 | 0 | 0 | 0 | 0 | 0
PG&E FRESNO | Le Grand | 115 | LDES |  |  | 0 | 0 | 0 | 0 | 0 | 0 | 0 | 0 | 0 | 0 | 0 | 0 | 0 | 0 | 0 | 0 | 0 | 0 | 0 | 0 | 0 | 0 | 0 | 0 | 0 | 0 | 0 | 0
PG&E FRESNO | Lemoore | 70 | LDES |  |  | 0 | 0 | 0 | 0 | 0 | 0 | 0 | 0 | 0 | 0 | 0 | 0 | 0 | 0 | 0 | 0 | 0 | 0 | 0 | 0 | 0 | 0 | 0 | 0 | 0 | 0 | 0 | 0
PG&E KERN | Lerdo | 115 | LDES |  |  | 0 | 0 | 0 | 0 | 0 | 0 | 0 | 0 | 0 | 0 | 0 | 0 | 0 | 0 | 0 | 0 | 0 | 0 | 0 | 0 | 0 | 0 | 0 | 0 | 0 | 0 | 0 | 0
SCE Metro | Lewis | 230 | LDES |  |  | 0 | 0 | 0 | 0 | 0 | 0 | 0 | 0 | 0 | 0 | 0 | 0 | 0 | 0 | 0 | 0 | 0 | 0 | 0 | 0 | 0 | 0 | 0 | 0 | 0 | 0 | 0 | 0
SCE Metro | Lighthipe | 230 | LDES |  |  | 0 | 0 | 0 | 0 | 0 | 0 | 0 | 0 | 0 | 0 | 0 | 0 | 0 | 0 | 0 | 0 | 0 | 0 | 0 | 0 | 0 | 0 | 0 | 0 | 0 | 0 | 0 | 0
SDGE | Lilac | 69 | LDES |  |  | 0 | 0 | 0 | 0 | 0 | 0 | 0 | 0 | 0 | 0 | 0 | 0 | 0 | 0 | 0 | 0 | 0 | 0 | 0 | 0 | 0 | 0 | 0 | 0 | 0 | 0 | 0 | 0
PG&E NGBA | Lincoln | 115 | LDES |  |  | 0 | 0 | 0 | 0 | 0 | 0 | 0 | 0 | 0 | 0 | 0 | 0 | 0 | 0 | 0 | 0 | 0 | 0 | 0 | 0 | 0 | 0 | 0 | 0 | 0 | 0 | 0 | 0
PG&E KERN | Live Oak | 115 | LDES |  |  | 0 | 0 | 0 | 0 | 0 | 0 | 0 | 0 | 0 | 0 | 0 | 0 | 0 | 0 | 0 | 0 | 0 | 0 | 0 | 0 | 0 | 0 | 0 | 0 | 0 | 0 | 0 | 0
PG&E GBA | Llagas | 115 | LDES |  |  | 0 | 0 | 0 | 0 | 0 | 0 | 0 | 0 | 0 | 0 | 0 | 0 | 0 | 0 | 0 | 0 | 0 | 0 | 0 | 0 | 0 | 0 | 0 | 0 | 0 | 0 | 0 | 0
PG&E GBA | Lockeford | 115 | LDES |  |  | 0 | 0 | 0 | 0 | 0 | 0 | 0 | 0 | 0 | 0 | 0 | 0 | 0 | 0 | 0 | 0 | 0 | 0 | 0 | 0 | 0 | 0 | 0 | 0 | 0 | 0 | 0 | 0
PG&E GBA | Lockeford | 230 | LDES |  |  | 0 | 0 | 0 | 0 | 0 | 0 | 0 | 0 | 0 | 0 | 0 | 0 | 0 | 0 | 0 | 0 | 0 | 0 | 0 | 0 | 0 | 0 | 0 | 0 | 0 | 0 | 0 | 0
PG&E GBA | Lockeford | 60 | LDES |  |  | 0 | 0 | 0 | 0 | 0 | 0 | 0 | 0 | 0 | 0 | 0 | 0 | 0 | 0 | 0 | 0 | 0 | 0 | 0 | 0 | 0 | 0 | 0 | 0 | 0 | 0 | 0 | 0
PG&E GBA | Lodi | 230 | LDES |  |  | 0 | 0 | 0 | 0 | 0 | 0 | 0 | 0 | 0 | 0 | 0 | 0 | 0 | 0 | 0 | 0 | 0 | 0 | 0 | 0 | 0 | 0 | 0 | 0 | 0 | 0 | 0 | 0
PG&E NGBA | Logan Creek | 230 | LDES |  |  | 0 | 0 | 0 | 0 | 0 | 0 | 0 | 0 | 0 | 0 | 0 | 0 | 0 | 0 | 0 | 0 | 0 | 0 | 0 | 0 | 0 | 0 | 0 | 0 | 0 | 0 | 0 | 0
PG&E GBA | Lone Tree | 230 | LDES |  |  | 0 | 0 | 0 | 0 | 0 | 0 | 0 | 0 | 0 | 0 | 0 | 0 | 0 | 0 | 0 | 0 | 0 | 0 | 0 | 0 | 0 | 0 | 0 | 0 | 0 | 0 | 0 | 0
PG&E FRESNO | Los Banos | 230 | LDES |  |  | 0 | 0 | 0 | 0 | 0 | 0 | 0 | 0 | 0 | 0 | 0 | 0 | 0 | 0 | 0 | 0 | 0 | 0 | 0 | 0 | 0 | 0 | 0 | 0 | 0 | 0 | 0 | 0
PG&E FRESNO | Los Banos | 500 | LDES |  |  | 0 | 0 | 0 | 0 | 0 | 0 | 0 | 0 | 0 | 0 | 0 | 0 | 0 | 0 | 0 | 0 | 0 | 0 | 0 | 0 | 0 | 0 | 0 | 0 | 0 | 0 | 0 | 0
SDGE | Los Coches | 138 | LDES |  |  | 0 | 0 | 0 | 0 | 0 | 0 | 0 | 0 | 0 | 0 | 0 | 0 | 0 | 0 | 0 | 0 | 0 | 0 | 0 | 0 | 0 | 0 | 0 | 0 | 0 | 0 | 0 | 0
SDGE | Los Coches | 69 | LDES |  |  | 0 | 0 | 0 | 0 | 0 | 0 | 0 | 0 | 0 | 0 | 0 | 0 | 0 | 0 | 0 | 0 | 0 | 0 | 0 | 0 | 0 | 0 | 0 | 0 | 0 | 0 | 0 | 0
PG&E GBA | Los Esteros | 115 | LDES |  |  | 0 | 0 | 0 | 0 | 0 | 0 | 0 | 0 | 0 | 0 | 0 | 0 | 0 | 0 | 0 | 0 | 0 | 0 | 0 | 0 | 0 | 0 | 0 | 0 | 0 | 0 | 0 | 0
PG&E GBA | Los Esteros | 230 | LDES |  |  | 0 | 0 | 0 | 0 | 0 | 0 | 0 | 0 | 0 | 0 | 0 | 0 | 0 | 0 | 0 | 0 | 0 | 0 | 0 | 0 | 0 | 0 | 0 | 0 | 0 | 0 | 0 | 0
PG&E GBA | Los Positas | 230 | LDES |  |  | 0 | 0 | 0 | 0 | 0 | 0 | 0 | 0 | 0 | 0 | 0 | 0 | 0 | 0 | 0 | 0 | 0 | 0 | 0 | 0 | 0 | 0 | 0 | 0 | 0 | 0 | 0 | 0
PG&E GBA | Los Positas | 60 | LDES |  |  | 0 | 0 | 0 | 0 | 0 | 0 | 0 | 0 | 0 | 0 | 0 | 0 | 0 | 0 | 0 | 0 | 0 | 0 | 0 | 0 | 0 | 0 | 0 | 0 | 0 | 0 | 0 | 0
SDGE | Loveland | 69 | LDES |  |  | 0 | 0 | 0 | 0 | 0 | 0 | 0 | 0 | 0 | 0 | 0 | 0 | 0 | 0 | 0 | 0 | 0 | 0 | 0 | 0 | 0 | 0 | 0 | 0 | 0 | 0 | 0 | 0
SCE NOL | Lugo | 230 | LDES |  |  | 0 | 0 | 0 | 0 | 0 | 0 | 0 | 0 | 0 | 0 | 0 | 0 | 0 | 0 | 0 | 0 | 0 | 0 | 0 | 0 | 0 | 0 | 0 | 0 | 0 | 0 | 0 | 0
SCE Metro | Lugo | 500 | LDES |  |  | 0 | 0 | 0 | 0 | 0 | 0 | 0 | 0 | 0 | 0 | 0 | 0 | 0 | 0 | 0 | 0 | 0 | 0 | 0 | 0 | 0 | 0 | 0 | 0 | 0 | 0 | 0 | 0
PG&E FRESNO | Madera | 70 | LDES |  |  | 0 | 0 | 0 | 0 | 0 | 0 | 0 | 0 | 0 | 0 | 0 | 0 | 0 | 0 | 0 | 0 | 0 | 0 | 0 | 0 | 0 | 0 | 0 | 0 | 0 | 0 | 0 | 0
PG&E NGBA | Madison | 115 | LDES |  |  | 0 | 0 | 0 | 0 | 0 | 0 | 0 | 0 | 0 | 0 | 0 | 0 | 0 | 0 | 0 | 0 | 0 | 0 | 0 | 0 | 0 | 0 | 0 | 0 | 0 | 0 | 0 | 0
PG&E KERN | Magunden | 115 | LDES |  |  | 0 | 0 | 0 | 0 | 0 | 0 | 0 | 0 | 0 | 0 | 0 | 0 | 0 | 0 | 0 | 0 | 0 | 0 | 0 | 0 | 0 | 0 | 0 | 0 | 0 | 0 | 0 | 0
SCE Northern | Magunden | 230 | LDES |  |  | 0 | 0 | 0 | 0 | 0 | 0 | 0 | 0 | 0 | 0 | 0 | 0 | 0 | 0 | 0 | 0 | 0 | 0 | 0 | 0 | 0 | 0 | 0 | 0 | 0 | 0 | 0 | 0
PG&E FRESNO | Malaga | 115 | LDES |  |  | 0 | 0 | 0 | 0 | 0 | 0 | 0 | 0 | 0 | 0 | 0 | 0 | 0 | 0 | 0 | 0 | 0 | 0 | 0 | 0 | 0 | 0 | 0 | 0 | 0 | 0 | 0 | 0
PG&E NGBA | Malin | 500 | LDES |  |  | 0 | 0 | 0 | 0 | 0 | 0 | 0 | 0 | 0 | 0 | 0 | 0 | 0 | 0 | 0 | 0 | 0 | 0 | 0 | 0 | 0 | 0 | 0 | 0 | 0 | 0 | 0 | 0
SCE Northern | Mandalay | 230 | LDES |  |  | 0 | 0 | 0 | 0 | 0 | 0 | 0 | 0 | 0 | 0 | 0 | 0 | 0 | 0 | 0 | 0 | 0 | 0 | 0 | 0 | 0 | 0 | 0 | 0 | 0 | 0 | 0 | 0
PG&E FRESNO | Manning | 230 | LDES |  |  | 0 | 0 | 0 | 0 | 0 | 0 | 0 | 0 | 0 | 0 | 0 | 0 | 0 | 0 | 0 | 0 | 0 | 0 | 0 | 0 | 0 | 0 | 0 | 0 | 0 | 0 | 0 | 0
PG&E FRESNO | Manning | 500 | LDES |  |  | 0 | 0 | 0 | 0 | 0 | 0 | 0 | 0 | 0 | 0 | 0 | 0 | 0 | 0 | 0 | 0 | 0 | 0 | 0 | 0 | 0 | 0 | 0 | 0 | 0 | 0 | 0 | 0
PG&E GBA | Manteca | 115 | LDES |  |  | 0 | 0 | 0 | 0 | 0 | 0 | 0 | 0 | 0 | 0 | 0 | 0 | 0 | 0 | 0 | 0 | 0 | 0 | 0 | 0 | 0 | 0 | 0 | 0 | 0 | 0 | 0 | 0
SDGE | Margarita | 138 | LDES |  |  | 0 | 0 | 0 | 0 | 0 | 0 | 0 | 0 | 0 | 0 | 0 | 0 | 0 | 0 | 0 | 0 | 0 | 0 | 0 | 0 | 0 | 0 | 0 | 0 | 0 | 0 | 0 | 0
PG&E GBA | Martin | 230 | LDES |  |  | 0 | 0 | 0 | 0 | 0 | 0 | 0 | 0 | 0 | 0 | 0 | 0 | 0 | 0 | 0 | 0 | 0 | 0 | 0 | 0 | 0 | 0 | 0 | 0 | 0 | 0 | 0 | 0
PG&E GBA | Martin | 115 | LDES |  |  | 0 | 0 | 0 | 0 | 0 | 0 | 0 | 0 | 0 | 0 | 0 | 0 | 0 | 0 | 0 | 0 | 0 | 0 | 0 | 0 | 0 | 0 | 0 | 0 | 0 | 0 | 0 | 0
PG&E GBA | Martinez | 115 | LDES |  |  | 0 | 0 | 0 | 0 | 0 | 0 | 0 | 0 | 0 | 0 | 0 | 0 | 0 | 0 | 0 | 0 | 0 | 0 | 0 | 0 | 0 | 0 | 0 | 0 | 0 | 0 | 0 | 0
PG&E FRESNO | Mc Mullin | 230 | LDES |  |  | 0 | 0 | 0 | 0 | 0 | 0 | 0 | 0 | 0 | 0 | 0 | 0 | 0 | 0 | 0 | 0 | 0 | 0 | 0 | 0 | 0 | 0 | 0 | 0 | 0 | 0 | 0 | 0
PG&E FRESNO | McCall | 115 | LDES |  |  | 0 | 0 | 0 | 0 | 0 | 0 | 0 | 0 | 0 | 0 | 0 | 0 | 0 | 0 | 0 | 0 | 0 | 0 | 0 | 0 | 0 | 0 | 0 | 0 | 0 | 0 | 0 | 0
PG&E FRESNO | McCall | 230 | LDES |  |  | 0 | 0 | 0 | 0 | 0 | 0 | 0 | 0 | 0 | 0 | 0 | 0 | 0 | 0 | 0 | 0 | 0 | 0 | 0 | 0 | 0 | 0 | 0 | 0 | 0 | 0 | 0 | 0
PG&E GBA | Meadow Lane | 115 | LDES |  |  | 0 | 0 | 0 | 0 | 0 | 0 | 0 | 0 | 0 | 0 | 0 | 0 | 0 | 0 | 0 | 0 | 0 | 0 | 0 | 0 | 0 | 0 | 0 | 0 | 0 | 0 | 0 | 0
PG&E GBA | Melones | 115 | LDES |  |  | 0 | 0 | 0 | 0 | 0 | 0 | 0 | 0 | 0 | 0 | 0 | 0 | 0 | 0 | 0 | 0 | 0 | 0 | 0 | 0 | 0 | 0 | 0 | 0 | 0 | 0 | 0 | 0
PG&E GBA | Melones | 230 | LDES |  |  | 0 | 0 | 0 | 0 | 0 | 0 | 0 | 0 | 0 | 0 | 0 | 0 | 0 | 0 | 0 | 0 | 0 | 0 | 0 | 0 | 0 | 0 | 0 | 0 | 0 | 0 | 0 | 0
SDGE | Melrose | 69 | LDES |  |  | 0 | 0 | 0 | 0 | 0 | 0 | 0 | 0 | 0 | 0 | 0 | 0 | 0 | 0 | 0 | 0 | 0 | 0 | 0 | 0 | 0 | 0 | 0 | 0 | 0 | 0 | 0 | 0
PG&E NGBA | Mendocino | 115 | LDES |  |  | 0 | 0 | 0 | 0 | 0 | 0 | 0 | 0 | 0 | 0 | 0 | 0 | 0 | 0 | 0 | 0 | 0 | 0 | 0 | 0 | 0 | 0 | 0 | 0 | 0 | 0 | 0 | 0
PG&E NGBA | Mendocino | 60 | LDES |  | Mapped as Flow-Battery | 1 | 0 | 0 | 0 | 5 | 0 | 5 | 0 | 0 | 0 | 5 | 0 | 5 | 0 | 0 | 0 | 0 | 0 | 0 | 0 | 0 | 0 | 5 | 0 | 5 | 5 | 0 | 5
PG&E FRESNO | Mendota | 115 | LDES |  |  | 0 | 0 | 0 | 0 | 0 | 0 | 0 | 0 | 0 | 0 | 0 | 0 | 0 | 0 | 0 | 0 | 0 | 0 | 0 | 0 | 0 | 0 | 0 | 0 | 0 | 0 | 0 | 0
PG&E GBA | Menlo | 60 | LDES |  |  | 0 | 0 | 0 | 0 | 0 | 0 | 0 | 0 | 0 | 0 | 0 | 0 | 0 | 0 | 0 | 0 | 0 | 0 | 0 | 0 | 0 | 0 | 0 | 0 | 0 | 0 | 0 | 0
PG&E FRESNO | Merced | 115 | LDES |  |  | 0 | 0 | 0 | 0 | 0 | 0 | 0 | 0 | 0 | 0 | 0 | 0 | 0 | 0 | 0 | 0 | 0 | 0 | 0 | 0 | 0 | 0 | 0 | 0 | 0 | 0 | 0 | 0
EOP | Mercury | 138 | LDES |  |  | 0 | 0 | 0 | 0 | 0 | 0 | 0 | 0 | 0 | 0 | 0 | 0 | 0 | 0 | 0 | 0 | 0 | 0 | 0 | 0 | 0 | 0 | 0 | 0 | 0 | 0 | 0 | 0
PG&E FRESNO | Mercy Springs | 70 | LDES |  |  | 0 | 0 | 0 | 0 | 0 | 0 | 0 | 0 | 0 | 0 | 0 | 0 | 0 | 0 | 0 | 0 | 0 | 0 | 0 | 0 | 0 | 0 | 0 | 0 | 0 | 0 | 0 | 0
PG&E NGBA | Meridian | 60 | LDES |  |  | 0 | 0 | 0 | 0 | 0 | 0 | 0 | 0 | 0 | 0 | 0 | 0 | 0 | 0 | 0 | 0 | 0 | 0 | 0 | 0 | 0 | 0 | 0 | 0 | 0 | 0 | 0 | 0
PG&E KERN | Mesa (PGE) | 115 | LDES |  |  | 0 | 0 | 0 | 0 | 0 | 0 | 0 | 0 | 0 | 0 | 0 | 0 | 0 | 0 | 0 | 0 | 0 | 0 | 0 | 0 | 0 | 0 | 0 | 0 | 0 | 0 | 0 | 0
PG&E KERN | Mesa (PGE) | 230 | LDES |  |  | 0 | 0 | 0 | 0 | 0 | 0 | 0 | 0 | 0 | 0 | 0 | 0 | 0 | 0 | 0 | 0 | 0 | 0 | 0 | 0 | 0 | 0 | 0 | 0 | 0 | 0 | 0 | 0
SCE Metro | Mesa (SCE) | 230 | LDES |  |  | 0 | 0 | 0 | 0 | 0 | 0 | 0 | 0 | 0 | 0 | 0 | 0 | 0 | 0 | 0 | 0 | 0 | 0 | 0 | 0 | 0 | 0 | 0 | 0 | 0 | 0 | 0 | 0
SCE Metro | Mesa (SCE) | 500 | LDES |  |  | 0 | 0 | 0 | 0 | 0 | 0 | 0 | 0 | 0 | 0 | 0 | 0 | 0 | 0 | 0 | 0 | 0 | 0 | 0 | 0 | 0 | 0 | 0 | 0 | 0 | 0 | 0 | 0
SDGE | Mesa Heights | 69 | LDES |  |  | 0 | 0 | 0 | 0 | 0 | 0 | 0 | 0 | 0 | 0 | 0 | 0 | 0 | 0 | 0 | 0 | 0 | 0 | 0 | 0 | 0 | 0 | 0 | 0 | 0 | 0 | 0 | 0
PG&E GBA | Metcalf | 115 | LDES |  |  | 0 | 0 | 0 | 0 | 0 | 0 | 0 | 0 | 0 | 0 | 0 | 0 | 0 | 0 | 0 | 0 | 0 | 0 | 0 | 0 | 0 | 0 | 0 | 0 | 0 | 0 | 0 | 0
PG&E GBA | Metcalf | 230 | LDES |  |  | 0 | 0 | 0 | 0 | 0 | 0 | 0 | 0 | 0 | 0 | 0 | 0 | 0 | 0 | 0 | 0 | 0 | 0 | 0 | 0 | 0 | 0 | 0 | 0 | 0 | 0 | 0 | 0
PG&E GBA | Metcalf | 500 | LDES |  |  | 0 | 0 | 0 | 0 | 0 | 0 | 0 | 0 | 0 | 0 | 0 | 0 | 0 | 0 | 0 | 0 | 0 | 0 | 0 | 0 | 0 | 0 | 0 | 0 | 0 | 0 | 0 | 0
PG&E KERN | Midway | 115 | LDES |  |  | 0 | 0 | 0 | 0 | 0 | 0 | 0 | 0 | 0 | 0 | 0 | 0 | 0 | 0 | 0 | 0 | 0 | 0 | 0 | 0 | 0 | 0 | 0 | 0 | 0 | 0 | 0 | 0
PG&E KERN | Midway | 230 | LDES |  |  | 0 | 0 | 0 | 0 | 0 | 0 | 0 | 0 | 0 | 0 | 0 | 0 | 0 | 0 | 0 | 0 | 0 | 0 | 0 | 0 | 0 | 0 | 0 | 0 | 0 | 0 | 0 | 0
PG&E KERN | Midway | 500 | LDES |  |  | 0 | 0 | 0 | 0 | 0 | 0 | 0 | 0 | 0 | 0 | 0 | 0 | 0 | 0 | 0 | 0 | 0 | 0 | 0 | 0 | 0 | 0 | 0 | 0 | 0 | 0 | 0 | 0
SDGE | Miguel | 230 | LDES |  |  | 0 | 0 | 0 | 0 | 0 | 0 | 0 | 0 | 0 | 0 | 0 | 0 | 0 | 0 | 0 | 0 | 0 | 0 | 0 | 0 | 0 | 0 | 0 | 0 | 0 | 0 | 0 | 0
SDGE | Miguel | 500 | LDES |  |  | 0 | 0 | 0 | 0 | 0 | 0 | 0 | 0 | 0 | 0 | 0 | 0 | 0 | 0 | 0 | 0 | 0 | 0 | 0 | 0 | 0 | 0 | 0 | 0 | 0 | 0 | 0 | 0
SDGE | Miguel | 69 | LDES |  |  | 0 | 0 | 0 | 0 | 0 | 0 | 0 | 0 | 0 | 0 | 0 | 0 | 0 | 0 | 0 | 0 | 0 | 0 | 0 | 0 | 0 | 0 | 0 | 0 | 0 | 0 | 0 | 0
PG&E GBA | Millbrae | 115 | LDES |  |  | 0 | 0 | 0 | 0 | 0 | 0 | 0 | 0 | 0 | 0 | 0 | 0 | 0 | 0 | 0 | 0 | 0 | 0 | 0 | 0 | 0 | 0 | 0 | 0 | 0 | 0 | 0 | 0
PG&E GBA | Miller | 115 | LDES |  |  | 0 | 0 | 0 | 0 | 0 | 0 | 0 | 0 | 0 | 0 | 0 | 0 | 0 | 0 | 0 | 0 | 0 | 0 | 0 | 0 | 0 | 0 | 0 | 0 | 0 | 0 | 0 | 0
SCE Metro | Mira Loma | 230 | LDES |  |  | 0 | 0 | 0 | 0 | 0 | 0 | 0 | 0 | 0 | 0 | 0 | 0 | 0 | 0 | 0 | 0 | 0 | 0 | 0 | 0 | 0 | 0 | 0 | 0 | 0 | 0 | 0 | 0
SCE Metro | Mira Loma | 500 | LDES |  |  | 0 | 0 | 0 | 0 | 0 | 0 | 0 | 0 | 0 | 0 | 0 | 0 | 0 | 0 | 0 | 0 | 0 | 0 | 0 | 0 | 0 | 0 | 0 | 0 | 0 | 0 | 0 | 0
SCE Eastern | Mirage | 115 | LDES |  |  | 0 | 0 | 0 | 0 | 0 | 0 | 0 | 0 | 0 | 0 | 0 | 0 | 0 | 0 | 0 | 0 | 0 | 0 | 0 | 0 | 0 | 0 | 0 | 0 | 0 | 0 | 0 | 0
SCE Eastern | Mirage | 230 | LDES |  |  | 0 | 0 | 0 | 0 | 0 | 0 | 0 | 0 | 0 | 0 | 0 | 0 | 0 | 0 | 0 | 0 | 0 | 0 | 0 | 0 | 0 | 0 | 0 | 0 | 0 | 0 | 0 | 0
SDGE | Mission | 138 | LDES |  |  | 0 | 0 | 0 | 0 | 0 | 0 | 0 | 0 | 0 | 0 | 0 | 0 | 0 | 0 | 0 | 0 | 0 | 0 | 0 | 0 | 0 | 0 | 0 | 0 | 0 | 0 | 0 | 0
SDGE | Mission | 230 | LDES |  |  | 0 | 0 | 0 | 0 | 0 | 0 | 0 | 0 | 0 | 0 | 0 | 0 | 0 | 0 | 0 | 0 | 0 | 0 | 0 | 0 | 0 | 0 | 0 | 0 | 0 | 0 | 0 | 0
SDGE | Mission | 69 | LDES |  |  | 0 | 0 | 0 | 0 | 0 | 0 | 0 | 0 | 0 | 0 | 0 | 0 | 0 | 0 | 0 | 0 | 0 | 0 | 0 | 0 | 0 | 0 | 0 | 0 | 0 | 0 | 0 | 0
PG&E GBA | Mi-Wuk | 115 | LDES |  |  | 0 | 0 | 0 | 0 | 0 | 0 | 0 | 0 | 0 | 0 | 0 | 0 | 0 | 0 | 0 | 0 | 0 | 0 | 0 | 0 | 0 | 0 | 0 | 0 | 0 | 0 | 0 | 0
EOP | Mohave | 500 | LDES |  |  | 0 | 0 | 0 | 0 | 0 | 0 | 0 | 0 | 0 | 0 | 0 | 0 | 0 | 0 | 0 | 0 | 0 | 0 | 0 | 0 | 0 | 0 | 0 | 0 | 0 | 0 | 0 | 0
PG&E NGBA | Monroe | 115 | LDES |  |  | 0 | 0 | 0 | 0 | 0 | 0 | 0 | 0 | 0 | 0 | 0 | 0 | 0 | 0 | 0 | 0 | 0 | 0 | 0 | 0 | 0 | 0 | 0 | 0 | 0 | 0 | 0 | 0
SDGE | Monserate | 69 | LDES |  |  | 0 | 0 | 0 | 0 | 0 | 0 | 0 | 0 | 0 | 0 | 0 | 0 | 0 | 0 | 0 | 0 | 0 | 0 | 0 | 0 | 0 | 0 | 0 | 0 | 0 | 0 | 0 | 0
PG&E GBA | Monta Vista | 115 | LDES |  |  | 0 | 0 | 0 | 0 | 0 | 0 | 0 | 0 | 0 | 0 | 0 | 0 | 0 | 0 | 0 | 0 | 0 | 0 | 0 | 0 | 0 | 0 | 0 | 0 | 0 | 0 | 0 | 0
PG&E GBA | Monta Vista | 230 | LDES |  |  | 0 | 0 | 0 | 0 | 0 | 0 | 0 | 0 | 0 | 0 | 0 | 0 | 0 | 0 | 0 | 0 | 0 | 0 | 0 | 0 | 0 | 0 | 0 | 0 | 0 | 0 | 0 | 0
PG&E GBA | Monta Vista | 60 | LDES |  |  | 0 | 0 | 0 | 0 | 0 | 0 | 0 | 0 | 0 | 0 | 0 | 0 | 0 | 0 | 0 | 0 | 0 | 0 | 0 | 0 | 0 | 0 | 0 | 0 | 0 | 0 | 0 | 0
PG&E NGBA | Monticello | 115 | LDES |  |  | 0 | 0 | 0 | 0 | 0 | 0 | 0 | 0 | 0 | 0 | 0 | 0 | 0 | 0 | 0 | 0 | 0 | 0 | 0 | 0 | 0 | 0 | 0 | 0 | 0 | 0 | 0 | 0
SCE Northern | Moorpark | 230 | LDES |  |  | 0 | 0 | 0 | 0 | 0 | 0 | 0 | 0 | 0 | 0 | 0 | 0 | 0 | 0 | 0 | 0 | 0 | 0 | 0 | 0 | 0 | 0 | 0 | 0 | 0 | 0 | 0 | 0
SCE Northern | Moorpark | 66 | LDES |  |  | 0 | 0 | 0 | 0 | 0 | 0 | 0 | 0 | 0 | 0 | 0 | 0 | 0 | 0 | 0 | 0 | 0 | 0 | 0 | 0 | 0 | 0 | 0 | 0 | 0 | 0 | 0 | 0
PG&E GBA | Moraga | 115 | LDES |  |  | 0 | 0 | 0 | 0 | 0 | 0 | 0 | 0 | 0 | 0 | 0 | 0 | 0 | 0 | 0 | 0 | 0 | 0 | 0 | 0 | 0 | 0 | 0 | 0 | 0 | 0 | 0 | 0
PG&E GBA | Moraga | 230 | LDES |  |  | 0 | 0 | 0 | 0 | 0 | 0 | 0 | 0 | 0 | 0 | 0 | 0 | 0 | 0 | 0 | 0 | 0 | 0 | 0 | 0 | 0 | 0 | 0 | 0 | 0 | 0 | 0 | 0
PG&E GBA | Morgan Hill | 115 | LDES |  |  | 0 | 0 | 0 | 0 | 0 | 0 | 0 | 0 | 0 | 0 | 0 | 0 | 0 | 0 | 0 | 0 | 0 | 0 | 0 | 0 | 0 | 0 | 0 | 0 | 0 | 0 | 0 | 0
PG&E KERN | Morro Bay | 115 | LDES |  |  | 0 | 0 | 0 | 0 | 0 | 0 | 0 | 0 | 0 | 0 | 0 | 0 | 0 | 0 | 0 | 0 | 0 | 0 | 0 | 0 | 0 | 0 | 0 | 0 | 0 | 0 | 0 | 0
PG&E KERN | Morro Bay | 230 | LDES |  |  | 0 | 0 | 0 | 0 | 0 | 0 | 0 | 0 | 0 | 0 | 0 | 0 | 0 | 0 | 0 | 0 | 0 | 0 | 0 | 0 | 0 | 0 | 0 | 0 | 0 | 0 | 0 | 0
PG&E KERN | Morro Bay | 500 | LDES |  |  | 0 | 0 | 0 | 0 | 0 | 0 | 0 | 0 | 0 | 0 | 0 | 0 | 0 | 0 | 0 | 0 | 0 | 0 | 0 | 0 | 0 | 0 | 0 | 0 | 0 | 0 | 0 | 0
PG&E GBA | Moss Landing | 115 | LDES |  |  | 0 | 0 | 0 | 0 | 0 | 0 | 0 | 0 | 0 | 0 | 0 | 0 | 0 | 0 | 0 | 0 | 0 | 0 | 0 | 0 | 0 | 0 | 0 | 0 | 0 | 0 | 0 | 0
PG&E GBA | Moss Landing | 230 | LDES |  |  | 0 | 0 | 0 | 0 | 0 | 0 | 0 | 0 | 0 | 0 | 0 | 0 | 0 | 0 | 0 | 0 | 0 | 0 | 0 | 0 | 0 | 0 | 0 | 0 | 0 | 0 | 0 | 0
PG&E GBA | Moss Landing | 500 | LDES |  |  | 0 | 0 | 0 | 0 | 0 | 0 | 0 | 0 | 0 | 0 | 0 | 0 | 0 | 0 | 0 | 0 | 0 | 0 | 0 | 0 | 0 | 0 | 0 | 0 | 0 | 0 | 0 | 0
EOP | Mountain Pass | 115 | LDES |  |  | 0 | 0 | 0 | 0 | 0 | 0 | 0 | 0 | 0 | 0 | 0 | 0 | 0 | 0 | 0 | 0 | 0 | 0 | 0 | 0 | 0 | 0 | 0 | 0 | 0 | 0 | 0 | 0
PG&E GBA | Mountain View | 115 | LDES |  |  | 0 | 0 | 0 | 0 | 0 | 0 | 0 | 0 | 0 | 0 | 0 | 0 | 0 | 0 | 0 | 0 | 0 | 0 | 0 | 0 | 0 | 0 | 0 | 0 | 0 | 0 | 0 | 0
PG&E GBA | Mt Eden | 115 | LDES |  |  | 0 | 0 | 0 | 0 | 0 | 0 | 0 | 0 | 0 | 0 | 0 | 0 | 0 | 0 | 0 | 0 | 0 | 0 | 0 | 0 | 0 | 0 | 0 | 0 | 0 | 0 | 0 | 0
PG&E KERN | Mt Poso | 115 | LDES |  |  | 0 | 0 | 0 | 0 | 0 | 0 | 0 | 0 | 0 | 0 | 0 | 0 | 0 | 0 | 0 | 0 | 0 | 0 | 0 | 0 | 0 | 0 | 0 | 0 | 0 | 0 | 0 | 0
SDGE | Murray | 69 | LDES |  |  | 0 | 0 | 0 | 0 | 0 | 0 | 0 | 0 | 0 | 0 | 0 | 0 | 0 | 0 | 0 | 0 | 0 | 0 | 0 | 0 | 0 | 0 | 0 | 0 | 0 | 0 | 0 | 0
PG&E FRESNO | Mustang | 230 | LDES |  |  | 0 | 0 | 0 | 0 | 0 | 0 | 0 | 0 | 0 | 0 | 0 | 0 | 0 | 0 | 0 | 0 | 0 | 0 | 0 | 0 | 0 | 0 | 0 | 0 | 0 | 0 | 0 | 0
SCE Northern | Neenach | 66 | LDES |  |  | 0 | 0 | 0 | 0 | 0 | 0 | 0 | 0 | 0 | 0 | 0 | 0 | 0 | 0 | 0 | 0 | 0 | 0 | 0 | 0 | 0 | 0 | 0 | 0 | 0 | 0 | 0 | 0
PG&E KERN | New Sub - Gates - Midway (Proposed) | 230 | LDES |  |  | 0 | 0 | 0 | 0 | 0 | 0 | 0 | 0 | 0 | 0 | 0 | 0 | 0 | 0 | 0 | 0 | 0 | 0 | 0 | 0 | 0 | 0 | 0 | 0 | 0 | 0 | 0 | 0
PG&E KERN | New Sub - Gates - Templeton (Proposed) | 230 | LDES |  |  | 0 | 0 | 0 | 0 | 0 | 0 | 0 | 0 | 0 | 0 | 0 | 0 | 0 | 0 | 0 | 0 | 0 | 0 | 0 | 0 | 0 | 0 | 0 | 0 | 0 | 0 | 0 | 0
SCE NOL | New Sub - Kramer - Lugo (Proposed) | 230 | LDES |  |  | 0 | 0 | 0 | 0 | 0 | 0 | 0 | 0 | 0 | 0 | 0 | 0 | 0 | 0 | 0 | 0 | 0 | 0 | 0 | 0 | 0 | 0 | 0 | 0 | 0 | 0 | 0 | 0
PG&E FRESNO | New Sub - Los Banos - Midway (Proposed) | 500 | LDES |  |  | 0 | 0 | 0 | 0 | 0 | 0 | 0 | 0 | 0 | 0 | 0 | 0 | 0 | 0 | 0 | 0 | 0 | 0 | 0 | 0 | 0 | 0 | 0 | 0 | 0 | 0 | 0 | 0
SCE NOL | New Sub - Lugo - Pisgah (Proposed) | 230 | LDES |  |  | 0 | 0 | 0 | 0 | 0 | 0 | 0 | 0 | 0 | 0 | 0 | 0 | 0 | 0 | 0 | 0 | 0 | 0 | 0 | 0 | 0 | 0 | 0 | 0 | 0 | 0 | 0 | 0
PG&E KERN | New Sub - Midway - Wheeler Ridge (Proposed) | 230 | LDES |  |  | 0 | 0 | 0 | 0 | 0 | 0 | 0 | 0 | 0 | 0 | 0 | 0 | 0 | 0 | 0 | 0 | 0 | 0 | 0 | 0 | 0 | 0 | 0 | 0 | 0 | 0 | 0 | 0
PG&E NGBA | New Sub - Near existing Leavitt (PSREC) | 345 | LDES |  |  | 0 | 0 | 0 | 0 | 0 | 0 | 0 | 0 | 0 | 0 | 0 | 0 | 0 | 0 | 0 | 0 | 0 | 0 | 0 | 0 | 0 | 0 | 0 | 0 | 0 | 0 | 0 | 0
PG&E NGBA | New Sub - Near existing Madeline (NVE) | 345 | LDES |  |  | 0 | 0 | 0 | 0 | 0 | 0 | 0 | 0 | 0 | 0 | 0 | 0 | 0 | 0 | 0 | 0 | 0 | 0 | 0 | 0 | 0 | 0 | 0 | 0 | 0 | 0 | 0 | 0
SDGE | New Sub - North Gila - IV (Proposed) | 500 | LDES |  |  | 0 | 0 | 0 | 0 | 0 | 0 | 0 | 0 | 0 | 0 | 0 | 0 | 0 | 0 | 0 | 0 | 0 | 0 | 0 | 0 | 0 | 0 | 0 | 0 | 0 | 0 | 0 | 0
PG&E NGBA | New Sub - Pit 1 - Cottonwood (Proposed) | 230 | LDES |  |  | 0 | 0 | 0 | 0 | 0 | 0 | 0 | 0 | 0 | 0 | 0 | 0 | 0 | 0 | 0 | 0 | 0 | 0 | 0 | 0 | 0 | 0 | 0 | 0 | 0 | 0 | 0 | 0
PG&E GBA | New Sub - Rancho Seco - Bellota (Proposed) | 230 | LDES |  |  | 0 | 0 | 0 | 0 | 0 | 0 | 0 | 0 | 0 | 0 | 0 | 0 | 0 | 0 | 0 | 0 | 0 | 0 | 0 | 0 | 0 | 0 | 0 | 0 | 0 | 0 | 0 | 0
SDGE | New Sub - Suncrest - Ocotillo (Proposed) | 500 | LDES |  |  | 0 | 0 | 0 | 0 | 0 | 0 | 0 | 0 | 0 | 0 | 0 | 0 | 0 | 0 | 0 | 0 | 0 | 0 | 0 | 0 | 0 | 0 | 0 | 0 | 0 | 0 | 0 | 0
PG&E FRESNO | New Sub - Westley - Quinto (Proposed) | 230 | LDES |  |  | 0 | 0 | 0 | 0 | 0 | 0 | 0 | 0 | 0 | 0 | 0 | 0 | 0 | 0 | 0 | 0 | 0 | 0 | 0 | 0 | 0 | 0 | 0 | 0 | 0 | 0 | 0 | 0
PG&E GBA | Newark | 115 | LDES |  |  | 0 | 0 | 0 | 0 | 0 | 0 | 0 | 0 | 0 | 0 | 0 | 0 | 0 | 0 | 0 | 0 | 0 | 0 | 0 | 0 | 0 | 0 | 0 | 0 | 0 | 0 | 0 | 0
PG&E GBA | Newark | 230 | LDES |  |  | 0 | 0 | 0 | 0 | 0 | 0 | 0 | 0 | 0 | 0 | 0 | 0 | 0 | 0 | 0 | 0 | 0 | 0 | 0 | 0 | 0 | 0 | 0 | 0 | 0 | 0 | 0 | 0
PG&E GBA | Newark | 60 | LDES |  |  | 0 | 0 | 0 | 0 | 0 | 0 | 0 | 0 | 0 | 0 | 0 | 0 | 0 | 0 | 0 | 0 | 0 | 0 | 0 | 0 | 0 | 0 | 0 | 0 | 0 | 0 | 0 | 0
PG&E FRESNO | Newhall | 115 | LDES |  |  | 0 | 0 | 0 | 0 | 0 | 0 | 0 | 0 | 0 | 0 | 0 | 0 | 0 | 0 | 0 | 0 | 0 | 0 | 0 | 0 | 0 | 0 | 0 | 0 | 0 | 0 | 0 | 0
PG&E KERN | Norco | 115 | LDES |  |  | 0 | 0 | 0 | 0 | 0 | 0 | 0 | 0 | 0 | 0 | 0 | 0 | 0 | 0 | 0 | 0 | 0 | 0 | 0 | 0 | 0 | 0 | 0 | 0 | 0 | 0 | 0 | 0
PG&E GBA | Nortech | 115 | LDES |  |  | 0 | 0 | 0 | 0 | 0 | 0 | 0 | 0 | 0 | 0 | 0 | 0 | 0 | 0 | 0 | 0 | 0 | 0 | 0 | 0 | 0 | 0 | 0 | 0 | 0 | 0 | 0 | 0
SDGE | North City Metering | 138 | LDES |  |  | 0 | 0 | 0 | 0 | 0 | 0 | 0 | 0 | 0 | 0 | 0 | 0 | 0 | 0 | 0 | 0 | 0 | 0 | 0 | 0 | 0 | 0 | 0 | 0 | 0 | 0 | 0 | 0
PG&E GBA | North Dublin | 230 | LDES |  |  | 0 | 0 | 0 | 0 | 0 | 0 | 0 | 0 | 0 | 0 | 0 | 0 | 0 | 0 | 0 | 0 | 0 | 0 | 0 | 0 | 0 | 0 | 0 | 0 | 0 | 0 | 0 | 0
SDGE | North Gila | 500 | LDES |  |  | 0 | 0 | 0 | 0 | 0 | 0 | 0 | 0 | 0 | 0 | 0 | 0 | 0 | 0 | 0 | 0 | 0 | 0 | 0 | 0 | 0 | 0 | 0 | 0 | 0 | 0 | 0 | 0
SCE Metro | North of SONGS | 230 | LDES |  |  | 0 | 0 | 0 | 0 | 0 | 0 | 0 | 0 | 0 | 0 | 0 | 0 | 0 | 0 | 0 | 0 | 0 | 0 | 0 | 0 | 0 | 0 | 0 | 0 | 0 | 0 | 0 | 0
SCE Metro | North of SONGS | 500 | LDES |  |  | 0 | 0 | 0 | 0 | 0 | 0 | 0 | 0 | 0 | 0 | 0 | 0 | 0 | 0 | 0 | 0 | 0 | 0 | 0 | 0 | 0 | 0 | 0 | 0 | 0 | 0 | 0 | 0
PG&E NGBA | Notre Dame | 115 | LDES |  |  | 0 | 0 | 0 | 0 | 0 | 0 | 0 | 0 | 0 | 0 | 0 | 0 | 0 | 0 | 0 | 0 | 0 | 0 | 0 | 0 | 0 | 0 | 0 | 0 | 0 | 0 | 0 | 0
PG&E GBA | Oakland C | 115 | LDES |  |  | 0 | 0 | 0 | 0 | 0 | 0 | 0 | 0 | 0 | 0 | 0 | 0 | 0 | 0 | 0 | 0 | 0 | 0 | 0 | 0 | 0 | 0 | 0 | 0 | 0 | 0 | 0 | 0
PG&E GBA | Oakland J | 115 | LDES |  |  | 0 | 0 | 0 | 0 | 0 | 0 | 0 | 0 | 0 | 0 | 0 | 0 | 0 | 0 | 0 | 0 | 0 | 0 | 0 | 0 | 0 | 0 | 0 | 0 | 0 | 0 | 0 | 0
PG&E GBA | Oakland L | 115 | LDES |  |  | 0 | 0 | 0 | 0 | 0 | 0 | 0 | 0 | 0 | 0 | 0 | 0 | 0 | 0 | 0 | 0 | 0 | 0 | 0 | 0 | 0 | 0 | 0 | 0 | 0 | 0 | 0 | 0
PG&E GBA | Oakland X | 115 | LDES |  |  | 0 | 0 | 0 | 0 | 0 | 0 | 0 | 0 | 0 | 0 | 0 | 0 | 0 | 0 | 0 | 0 | 0 | 0 | 0 | 0 | 0 | 0 | 0 | 0 | 0 | 0 | 0 | 0
SDGE | Ocean Ranch | 69 | LDES |  |  | 0 | 0 | 0 | 0 | 0 | 0 | 0 | 0 | 0 | 0 | 0 | 0 | 0 | 0 | 0 | 0 | 0 | 0 | 0 | 0 | 0 | 0 | 0 | 0 | 0 | 0 | 0 | 0
PG&E KERN | Oceano | 115 | LDES |  |  | 0 | 0 | 0 | 0 | 0 | 0 | 0 | 0 | 0 | 0 | 0 | 0 | 0 | 0 | 0 | 0 | 0 | 0 | 0 | 0 | 0 | 0 | 0 | 0 | 0 | 0 | 0 | 0
SDGE | Ocotillo Express | 500 | LDES |  |  | 0 | 0 | 0 | 0 | 0 | 0 | 0 | 0 | 0 | 0 | 0 | 0 | 0 | 0 | 0 | 0 | 0 | 0 | 0 | 0 | 0 | 0 | 0 | 0 | 0 | 0 | 0 | 0
PG&E KERN | Old River | 70 | LDES |  |  | 0 | 0 | 0 | 0 | 0 | 0 | 0 | 0 | 0 | 0 | 0 | 0 | 0 | 0 | 0 | 0 | 0 | 0 | 0 | 0 | 0 | 0 | 0 | 0 | 0 | 0 | 0 | 0
SDGE | Old Town | 230 | LDES |  |  | 0 | 0 | 0 | 0 | 0 | 0 | 0 | 0 | 0 | 0 | 0 | 0 | 0 | 0 | 0 | 0 | 0 | 0 | 0 | 0 | 0 | 0 | 0 | 0 | 0 | 0 | 0 | 0
SCE Metro | Olinda | 230 | LDES |  |  | 0 | 0 | 0 | 0 | 0 | 0 | 0 | 0 | 0 | 0 | 0 | 0 | 0 | 0 | 0 | 0 | 0 | 0 | 0 | 0 | 0 | 0 | 0 | 0 | 0 | 0 | 0 | 0
PG&E FRESNO | Olive | 115 | LDES |  |  | 0 | 0 | 0 | 0 | 0 | 0 | 0 | 0 | 0 | 0 | 0 | 0 | 0 | 0 | 0 | 0 | 0 | 0 | 0 | 0 | 0 | 0 | 0 | 0 | 0 | 0 | 0 | 0
PG&E NGBA | Olivehurst | 115 | LDES |  |  | 0 | 0 | 0 | 0 | 0 | 0 | 0 | 0 | 0 | 0 | 0 | 0 | 0 | 0 | 0 | 0 | 0 | 0 | 0 | 0 | 0 | 0 | 0 | 0 | 0 | 0 | 0 | 0
PG&E NGBA | Oregon Trail | 60 | LDES |  |  | 0 | 0 | 0 | 0 | 0 | 0 | 0 | 0 | 0 | 0 | 0 | 0 | 0 | 0 | 0 | 0 | 0 | 0 | 0 | 0 | 0 | 0 | 0 | 0 | 0 | 0 | 0 | 0
SCE Northern | Ormond Beach | 230 | LDES |  |  | 0 | 0 | 0 | 0 | 0 | 0 | 0 | 0 | 0 | 0 | 0 | 0 | 0 | 0 | 0 | 0 | 0 | 0 | 0 | 0 | 0 | 0 | 0 | 0 | 0 | 0 | 0 | 0
PG&E FRESNO | Oro Loma | 115 | LDES |  |  | 0 | 0 | 0 | 0 | 0 | 0 | 0 | 0 | 0 | 0 | 0 | 0 | 0 | 0 | 0 | 0 | 0 | 0 | 0 | 0 | 0 | 0 | 0 | 0 | 0 | 0 | 0 | 0
PG&E FRESNO | Oro Loma | 70 | LDES |  |  | 0 | 0 | 0 | 0 | 0 | 0 | 0 | 0 | 0 | 0 | 0 | 0 | 0 | 0 | 0 | 0 | 0 | 0 | 0 | 0 | 0 | 0 | 0 | 0 | 0 | 0 | 0 | 0
PG&E FRESNO | Orosi | 70 | LDES |  |  | 0 | 0 | 0 | 0 | 0 | 0 | 0 | 0 | 0 | 0 | 0 | 0 | 0 | 0 | 0 | 0 | 0 | 0 | 0 | 0 | 0 | 0 | 0 | 0 | 0 | 0 | 0 | 0
SDGE | Otay | 69 | LDES |  |  | 0 | 0 | 0 | 0 | 0 | 0 | 0 | 0 | 0 | 0 | 0 | 0 | 0 | 0 | 0 | 0 | 0 | 0 | 0 | 0 | 0 | 0 | 0 | 0 | 0 | 0 | 0 | 0
SDGE | Otay Mesa | 230 | LDES |  |  | 0 | 0 | 0 | 0 | 0 | 0 | 0 | 0 | 0 | 0 | 0 | 0 | 0 | 0 | 0 | 0 | 0 | 0 | 0 | 0 | 0 | 0 | 0 | 0 | 0 | 0 | 0 | 0
PG&E FRESNO | Padre Flats SW STA | 230 | LDES |  |  | 0 | 0 | 0 | 0 | 0 | 0 | 0 | 0 | 0 | 0 | 0 | 0 | 0 | 0 | 0 | 0 | 0 | 0 | 0 | 0 | 0 | 0 | 0 | 0 | 0 | 0 | 0 | 0
EOP | Pahrump | 138 | LDES |  |  | 0 | 0 | 0 | 0 | 0 | 0 | 0 | 0 | 0 | 0 | 0 | 0 | 0 | 0 | 0 | 0 | 0 | 0 | 0 | 0 | 0 | 0 | 0 | 0 | 0 | 0 | 0 | 0
EOP | Pahrump | 230 | LDES |  |  | 0 | 0 | 0 | 0 | 0 | 0 | 0 | 0 | 0 | 0 | 0 | 0 | 0 | 0 | 0 | 0 | 0 | 0 | 0 | 0 | 0 | 0 | 0 | 0 | 0 | 0 | 0 | 0
SDGE | Pala | 69 | LDES |  |  | 0 | 0 | 0 | 0 | 0 | 0 | 0 | 0 | 0 | 0 | 0 | 0 | 0 | 0 | 0 | 0 | 0 | 0 | 0 | 0 | 0 | 0 | 0 | 0 | 0 | 0 | 0 | 0
PG&E NGBA | Palermo | 115 | LDES |  |  | 0 | 0 | 0 | 0 | 0 | 0 | 0 | 0 | 0 | 0 | 0 | 0 | 0 | 0 | 0 | 0 | 0 | 0 | 0 | 0 | 0 | 0 | 0 | 0 | 0 | 0 | 0 | 0
PG&E NGBA | Palermo | 230 | LDES |  |  | 0 | 0 | 0 | 0 | 0 | 0 | 0 | 0 | 0 | 0 | 0 | 0 | 0 | 0 | 0 | 0 | 0 | 0 | 0 | 0 | 0 | 0 | 0 | 0 | 0 | 0 | 0 | 0
SCE Eastern | Palo Verde | 500 | LDES |  |  | 0 | 0 | 0 | 0 | 0 | 0 | 0 | 0 | 0 | 0 | 0 | 0 | 0 | 0 | 0 | 0 | 0 | 0 | 0 | 0 | 0 | 0 | 0 | 0 | 0 | 0 | 0 | 0
SDGE | Palomar Energy | 230 | LDES |  |  | 0 | 0 | 0 | 0 | 0 | 0 | 0 | 0 | 0 | 0 | 0 | 0 | 0 | 0 | 0 | 0 | 0 | 0 | 0 | 0 | 0 | 0 | 0 | 0 | 0 | 0 | 0 | 0
PG&E KERN | Panama | 70 | LDES |  |  | 0 | 0 | 0 | 0 | 0 | 0 | 0 | 0 | 0 | 0 | 0 | 0 | 0 | 0 | 0 | 0 | 0 | 0 | 0 | 0 | 0 | 0 | 0 | 0 | 0 | 0 | 0 | 0
PG&E FRESNO | Panoche | 115 | LDES |  |  | 0 | 0 | 0 | 0 | 0 | 0 | 0 | 0 | 0 | 0 | 0 | 0 | 0 | 0 | 0 | 0 | 0 | 0 | 0 | 0 | 0 | 0 | 0 | 0 | 0 | 0 | 0 | 0
PG&E FRESNO | Panoche | 230 | LDES |  |  | 0 | 0 | 0 | 0 | 0 | 0 | 0 | 0 | 0 | 0 | 0 | 0 | 0 | 0 | 0 | 0 | 0 | 0 | 0 | 0 | 0 | 0 | 0 | 0 | 0 | 0 | 0 | 0
SCE Northern | Pardee | 230 | LDES |  |  | 0 | 0 | 0 | 0 | 0 | 0 | 0 | 0 | 0 | 0 | 0 | 0 | 0 | 0 | 0 | 0 | 0 | 0 | 0 | 0 | 0 | 0 | 0 | 0 | 0 | 0 | 0 | 0
PG&E NGBA | Parkway | 230 | LDES |  |  | 0 | 0 | 0 | 0 | 0 | 0 | 0 | 0 | 0 | 0 | 0 | 0 | 0 | 0 | 0 | 0 | 0 | 0 | 0 | 0 | 0 | 0 | 0 | 0 | 0 | 0 | 0 | 0
SCE Northern | Pastoria | 230 | LDES |  |  | 0 | 0 | 0 | 0 | 0 | 0 | 0 | 0 | 0 | 0 | 0 | 0 | 0 | 0 | 0 | 0 | 0 | 0 | 0 | 0 | 0 | 0 | 0 | 0 | 0 | 0 | 0 | 0
SCE Metro | Pauda | 230 | LDES |  |  | 0 | 0 | 0 | 0 | 0 | 0 | 0 | 0 | 0 | 0 | 0 | 0 | 0 | 0 | 0 | 0 | 0 | 0 | 0 | 0 | 0 | 0 | 0 | 0 | 0 | 0 | 0 | 0
PG&E GBA | Paul Sweet | 115 | LDES |  |  | 0 | 0 | 0 | 0 | 0 | 0 | 0 | 0 | 0 | 0 | 0 | 0 | 0 | 0 | 0 | 0 | 0 | 0 | 0 | 0 | 0 | 0 | 0 | 0 | 0 | 0 | 0 | 0
PG&E NGBA | Peabody | 230 | LDES |  |  | 0 | 0 | 0 | 0 | 0 | 0 | 0 | 0 | 0 | 0 | 0 | 0 | 0 | 0 | 0 | 0 | 0 | 0 | 0 | 0 | 0 | 0 | 0 | 0 | 0 | 0 | 0 | 0
PG&E NGBA | Pease | 115 | LDES |  |  | 0 | 0 | 0 | 0 | 0 | 0 | 0 | 0 | 0 | 0 | 0 | 0 | 0 | 0 | 0 | 0 | 0 | 0 | 0 | 0 | 0 | 0 | 0 | 0 | 0 | 0 | 0 | 0
PG&E NGBA | Pease | 60 | LDES |  |  | 0 | 0 | 0 | 0 | 0 | 0 | 0 | 0 | 0 | 0 | 0 | 0 | 0 | 0 | 0 | 0 | 0 | 0 | 0 | 0 | 0 | 0 | 0 | 0 | 0 | 0 | 0 | 0
SDGE | Penasquitos | 138 | LDES |  |  | 0 | 0 | 0 | 0 | 0 | 0 | 0 | 0 | 0 | 0 | 0 | 0 | 0 | 0 | 0 | 0 | 0 | 0 | 0 | 0 | 0 | 0 | 0 | 0 | 0 | 0 | 0 | 0
SDGE | Penasquitos | 230 | LDES |  |  | 0 | 0 | 0 | 0 | 0 | 0 | 0 | 0 | 0 | 0 | 0 | 0 | 0 | 0 | 0 | 0 | 0 | 0 | 0 | 0 | 0 | 0 | 0 | 0 | 0 | 0 | 0 | 0
SDGE | Penasquitos | 69 | LDES |  |  | 0 | 0 | 0 | 0 | 0 | 0 | 0 | 0 | 0 | 0 | 0 | 0 | 0 | 0 | 0 | 0 | 0 | 0 | 0 | 0 | 0 | 0 | 0 | 0 | 0 | 0 | 0 | 0
SDGE | Pendleton | 69 | LDES |  |  | 0 | 0 | 0 | 0 | 0 | 0 | 0 | 0 | 0 | 0 | 0 | 0 | 0 | 0 | 0 | 0 | 0 | 0 | 0 | 0 | 0 | 0 | 0 | 0 | 0 | 0 | 0 | 0
PG&E NGBA | Penngrove | 115 | LDES |  |  | 0 | 0 | 0 | 0 | 0 | 0 | 0 | 0 | 0 | 0 | 0 | 0 | 0 | 0 | 0 | 0 | 0 | 0 | 0 | 0 | 0 | 0 | 0 | 0 | 0 | 0 | 0 | 0
PG&E GBA | Peoria | 115 | LDES |  |  | 0 | 0 | 0 | 0 | 0 | 0 | 0 | 0 | 0 | 0 | 0 | 0 | 0 | 0 | 0 | 0 | 0 | 0 | 0 | 0 | 0 | 0 | 0 | 0 | 0 | 0 | 0 | 0
PG&E GBA | Piercy | 115 | LDES |  |  | 0 | 0 | 0 | 0 | 0 | 0 | 0 | 0 | 0 | 0 | 0 | 0 | 0 | 0 | 0 | 0 | 0 | 0 | 0 | 0 | 0 | 0 | 0 | 0 | 0 | 0 | 0 | 0
PG&E FRESNO | Pine Flat | 230 | LDES |  |  | 0 | 0 | 0 | 0 | 0 | 0 | 0 | 0 | 0 | 0 | 0 | 0 | 0 | 0 | 0 | 0 | 0 | 0 | 0 | 0 | 0 | 0 | 0 | 0 | 0 | 0 | 0 | 0
SCE NOL | Pisgah | 230 | LDES |  |  | 0 | 0 | 0 | 0 | 0 | 0 | 0 | 0 | 0 | 0 | 0 | 0 | 0 | 0 | 0 | 0 | 0 | 0 | 0 | 0 | 0 | 0 | 0 | 0 | 0 | 0 | 0 | 0
PG&E NGBA | Pit 1 | 230 | LDES |  |  | 0 | 0 | 0 | 0 | 0 | 0 | 0 | 0 | 0 | 0 | 0 | 0 | 0 | 0 | 0 | 0 | 0 | 0 | 0 | 0 | 0 | 0 | 0 | 0 | 0 | 0 | 0 | 0
PG&E NGBA | Pit 1 | 60 | LDES |  |  | 0 | 0 | 0 | 0 | 0 | 0 | 0 | 0 | 0 | 0 | 0 | 0 | 0 | 0 | 0 | 0 | 0 | 0 | 0 | 0 | 0 | 0 | 0 | 0 | 0 | 0 | 0 | 0
PG&E NGBA | Pit 3 | 230 | LDES |  |  | 0 | 0 | 0 | 0 | 0 | 0 | 0 | 0 | 0 | 0 | 0 | 0 | 0 | 0 | 0 | 0 | 0 | 0 | 0 | 0 | 0 | 0 | 0 | 0 | 0 | 0 | 0 | 0
PG&E NGBA | Pit 4 | 230 | LDES |  |  | 0 | 0 | 0 | 0 | 0 | 0 | 0 | 0 | 0 | 0 | 0 | 0 | 0 | 0 | 0 | 0 | 0 | 0 | 0 | 0 | 0 | 0 | 0 | 0 | 0 | 0 | 0 | 0
PG&E GBA | Pittsburg | 115 | LDES |  |  | 0 | 0 | 0 | 0 | 0 | 0 | 0 | 0 | 0 | 0 | 0 | 0 | 0 | 0 | 0 | 0 | 0 | 0 | 0 | 0 | 0 | 0 | 0 | 0 | 0 | 0 | 0 | 0
PG&E GBA | Pittsburg | 230 | LDES |  |  | 0 | 0 | 0 | 0 | 0 | 0 | 0 | 0 | 0 | 0 | 0 | 0 | 0 | 0 | 0 | 0 | 0 | 0 | 0 | 0 | 0 | 0 | 0 | 0 | 0 | 0 | 0 | 0
PG&E NGBA | Pleasant Grove | 115 | LDES |  |  | 0 | 0 | 0 | 0 | 0 | 0 | 0 | 0 | 0 | 0 | 0 | 0 | 0 | 0 | 0 | 0 | 0 | 0 | 0 | 0 | 0 | 0 | 0 | 0 | 0 | 0 | 0 | 0
PG&E NGBA | POE | 230 | LDES |  |  | 0 | 0 | 0 | 0 | 0 | 0 | 0 | 0 | 0 | 0 | 0 | 0 | 0 | 0 | 0 | 0 | 0 | 0 | 0 | 0 | 0 | 0 | 0 | 0 | 0 | 0 | 0 | 0
SDGE | Point Loma | 69 | LDES |  |  | 0 | 0 | 0 | 0 | 0 | 0 | 0 | 0 | 0 | 0 | 0 | 0 | 0 | 0 | 0 | 0 | 0 | 0 | 0 | 0 | 0 | 0 | 0 | 0 | 0 | 0 | 0 | 0
SDGE | Pomerado | 69 | LDES |  |  | 0 | 0 | 0 | 0 | 0 | 0 | 0 | 0 | 0 | 0 | 0 | 0 | 0 | 0 | 0 | 0 | 0 | 0 | 0 | 0 | 0 | 0 | 0 | 0 | 0 | 0 | 0 | 0
PG&E KERN | Poso Mountain | 115 | LDES |  |  | 0 | 0 | 0 | 0 | 0 | 0 | 0 | 0 | 0 | 0 | 0 | 0 | 0 | 0 | 0 | 0 | 0 | 0 | 0 | 0 | 0 | 0 | 0 | 0 | 0 | 0 | 0 | 0
EOP | Primm | 230 | LDES |  |  | 0 | 0 | 0 | 0 | 0 | 0 | 0 | 0 | 0 | 0 | 0 | 0 | 0 | 0 | 0 | 0 | 0 | 0 | 0 | 0 | 0 | 0 | 0 | 0 | 0 | 0 | 0 | 0
PG&E NGBA | Putah Creek | 115 | LDES |  |  | 0 | 0 | 0 | 0 | 0 | 0 | 0 | 0 | 0 | 0 | 0 | 0 | 0 | 0 | 0 | 0 | 0 | 0 | 0 | 0 | 0 | 0 | 0 | 0 | 0 | 0 | 0 | 0
SDGE | Q1806 | 138 | LDES |  |  | 0 | 0 | 0 | 0 | 0 | 0 | 0 | 0 | 0 | 0 | 0 | 0 | 0 | 0 | 0 | 0 | 0 | 0 | 0 | 0 | 0 | 0 | 0 | 0 | 0 | 0 | 0 | 0
PG&E FRESNO | Quinto | 230 | LDES |  |  | 0 | 0 | 0 | 0 | 0 | 0 | 0 | 0 | 0 | 0 | 0 | 0 | 0 | 0 | 0 | 0 | 0 | 0 | 0 | 0 | 0 | 0 | 0 | 0 | 0 | 0 | 0 | 0
PG&E GBA | Race Track | 115 | LDES |  |  | 0 | 0 | 0 | 0 | 0 | 0 | 0 | 0 | 0 | 0 | 0 | 0 | 0 | 0 | 0 | 0 | 0 | 0 | 0 | 0 | 0 | 0 | 0 | 0 | 0 | 0 | 0 | 0
SDGE | Rancho Mission Viejo | 138 | LDES |  |  | 0 | 0 | 0 | 0 | 0 | 0 | 0 | 0 | 0 | 0 | 0 | 0 | 0 | 0 | 0 | 0 | 0 | 0 | 0 | 0 | 0 | 0 | 0 | 0 | 0 | 0 | 0 | 0
PG&E GBA | Rancho Seco | 230 | LDES |  |  | 0 | 0 | 0 | 0 | 0 | 0 | 0 | 0 | 0 | 0 | 0 | 0 | 0 | 0 | 0 | 0 | 0 | 0 | 0 | 0 | 0 | 0 | 0 | 0 | 0 | 0 | 0 | 0
SCE Metro | Rancho Vista | 230 | LDES |  |  | 0 | 0 | 0 | 0 | 0 | 0 | 0 | 0 | 0 | 0 | 0 | 0 | 0 | 0 | 0 | 0 | 0 | 0 | 0 | 0 | 0 | 0 | 0 | 0 | 0 | 0 | 0 | 0
SCE Metro | Rancho Vista | 500 | LDES |  |  | 0 | 0 | 0 | 0 | 0 | 0 | 0 | 0 | 0 | 0 | 0 | 0 | 0 | 0 | 0 | 0 | 0 | 0 | 0 | 0 | 0 | 0 | 0 | 0 | 0 | 0 | 0 | 0
SCE NOL | Ransburg | 115 | LDES |  |  | 0 | 0 | 0 | 0 | 0 | 0 | 0 | 0 | 0 | 0 | 0 | 0 | 0 | 0 | 0 | 0 | 0 | 0 | 0 | 0 | 0 | 0 | 0 | 0 | 0 | 0 | 0 | 0
PG&E GBA | Ravenswood | 115 | LDES |  |  | 0 | 0 | 0 | 0 | 0 | 0 | 0 | 0 | 0 | 0 | 0 | 0 | 0 | 0 | 0 | 0 | 0 | 0 | 0 | 0 | 0 | 0 | 0 | 0 | 0 | 0 | 0 | 0
PG&E GBA | Ravenswood | 230 | LDES |  |  | 0 | 0 | 0 | 0 | 0 | 0 | 0 | 0 | 0 | 0 | 0 | 0 | 0 | 0 | 0 | 0 | 0 | 0 | 0 | 0 | 0 | 0 | 0 | 0 | 0 | 0 | 0 | 0
SCE Northern | Rector | 230 | LDES |  |  | 0 | 0 | 0 | 0 | 0 | 0 | 0 | 0 | 0 | 0 | 0 | 0 | 0 | 0 | 0 | 0 | 0 | 0 | 0 | 0 | 0 | 0 | 0 | 0 | 0 | 0 | 0 | 0
SCE Eastern | Red Bluff | 230 | LDES |  |  | 0 | 0 | 0 | 0 | 0 | 0 | 0 | 0 | 0 | 0 | 0 | 0 | 0 | 0 | 0 | 0 | 0 | 0 | 0 | 0 | 0 | 0 | 0 | 0 | 0 | 0 | 0 | 0
SCE Eastern | Red Bluff | 500 | LDES |  |  | 0 | 0 | 0 | 0 | 0 | 0 | 0 | 0 | 0 | 0 | 0 | 0 | 0 | 0 | 0 | 0 | 0 | 0 | 0 | 0 | 0 | 0 | 0 | 0 | 0 | 0 | 0 | 0
PG&E NGBA | Redbud | 115 | LDES |  |  | 0 | 0 | 0 | 0 | 0 | 0 | 0 | 0 | 0 | 0 | 0 | 0 | 0 | 0 | 0 | 0 | 0 | 0 | 0 | 0 | 0 | 0 | 0 | 0 | 0 | 0 | 0 | 0
SCE Metro | Redondo | 230 | LDES |  |  | 0 | 0 | 0 | 0 | 0 | 0 | 0 | 0 | 0 | 0 | 0 | 0 | 0 | 0 | 0 | 0 | 0 | 0 | 0 | 0 | 0 | 0 | 0 | 0 | 0 | 0 | 0 | 0
PG&E FRESNO | Reedley | 115 | LDES |  |  | 0 | 0 | 0 | 0 | 0 | 0 | 0 | 0 | 0 | 0 | 0 | 0 | 0 | 0 | 0 | 0 | 0 | 0 | 0 | 0 | 0 | 0 | 0 | 0 | 0 | 0 | 0 | 0
PG&E KERN | Renfro | 115 | LDES |  |  | 0 | 0 | 0 | 0 | 0 | 0 | 0 | 0 | 0 | 0 | 0 | 0 | 0 | 0 | 0 | 0 | 0 | 0 | 0 | 0 | 0 | 0 | 0 | 0 | 0 | 0 | 0 | 0
PG&E GBA | Richmond R | 115 | LDES |  |  | 0 | 0 | 0 | 0 | 0 | 0 | 0 | 0 | 0 | 0 | 0 | 0 | 0 | 0 | 0 | 0 | 0 | 0 | 0 | 0 | 0 | 0 | 0 | 0 | 0 | 0 | 0 | 0
PG&E NGBA | Rincon | 115 | LDES |  |  | 0 | 0 | 0 | 0 | 0 | 0 | 0 | 0 | 0 | 0 | 0 | 0 | 0 | 0 | 0 | 0 | 0 | 0 | 0 | 0 | 0 | 0 | 0 | 0 | 0 | 0 | 0 | 0
PG&E KERN | Rio Bravo | 115 | LDES |  |  | 0 | 0 | 0 | 0 | 0 | 0 | 0 | 0 | 0 | 0 | 0 | 0 | 0 | 0 | 0 | 0 | 0 | 0 | 0 | 0 | 0 | 0 | 0 | 0 | 0 | 0 | 0 | 0
SCE Metro | Rio Hondo | 230 | LDES |  |  | 0 | 0 | 0 | 0 | 0 | 0 | 0 | 0 | 0 | 0 | 0 | 0 | 0 | 0 | 0 | 0 | 0 | 0 | 0 | 0 | 0 | 0 | 0 | 0 | 0 | 0 | 0 | 0
PG&E NGBA | Rio Oso | 115 | LDES |  |  | 0 | 0 | 0 | 0 | 0 | 0 | 0 | 0 | 0 | 0 | 0 | 0 | 0 | 0 | 0 | 0 | 0 | 0 | 0 | 0 | 0 | 0 | 0 | 0 | 0 | 0 | 0 | 0
PG&E NGBA | Rio Oso | 230 | LDES |  |  | 0 | 0 | 0 | 0 | 0 | 0 | 0 | 0 | 0 | 0 | 0 | 0 | 0 | 0 | 0 | 0 | 0 | 0 | 0 | 0 | 0 | 0 | 0 | 0 | 0 | 0 | 0 | 0
PG&E GBA | Ripon | 115 | LDES |  |  | 0 | 0 | 0 | 0 | 0 | 0 | 0 | 0 | 0 | 0 | 0 | 0 | 0 | 0 | 0 | 0 | 0 | 0 | 0 | 0 | 0 | 0 | 0 | 0 | 0 | 0 | 0 | 0
PG&E GBA | Riverbank | 115 | LDES |  |  | 0 | 0 | 0 | 0 | 0 | 0 | 0 | 0 | 0 | 0 | 0 | 0 | 0 | 0 | 0 | 0 | 0 | 0 | 0 | 0 | 0 | 0 | 0 | 0 | 0 | 0 | 0 | 0
SCE NOL | Roadway | 115 | LDES |  |  | 0 | 0 | 0 | 0 | 0 | 0 | 0 | 0 | 0 | 0 | 0 | 0 | 0 | 0 | 0 | 0 | 0 | 0 | 0 | 0 | 0 | 0 | 0 | 0 | 0 | 0 | 0 | 0
PG&E NGBA | Rock Creek 1 | 230 | LDES |  |  | 0 | 0 | 0 | 0 | 0 | 0 | 0 | 0 | 0 | 0 | 0 | 0 | 0 | 0 | 0 | 0 | 0 | 0 | 0 | 0 | 0 | 0 | 0 | 0 | 0 | 0 | 0 | 0
SCE Northern | Rosamond | 66 | LDES |  |  | 0 | 0 | 0 | 0 | 0 | 0 | 0 | 0 | 0 | 0 | 0 | 0 | 0 | 0 | 0 | 0 | 0 | 0 | 0 | 0 | 0 | 0 | 0 | 0 | 0 | 0 | 0 | 0
PG&E GBA | Rossmoor | 230 | LDES |  |  | 0 | 0 | 0 | 0 | 0 | 0 | 0 | 0 | 0 | 0 | 0 | 0 | 0 | 0 | 0 | 0 | 0 | 0 | 0 | 0 | 0 | 0 | 0 | 0 | 0 | 0 | 0 | 0
PG&E NGBA | Round Mountain | 230 | LDES |  |  | 0 | 0 | 0 | 0 | 0 | 0 | 0 | 0 | 0 | 0 | 0 | 0 | 0 | 0 | 0 | 0 | 0 | 0 | 0 | 0 | 0 | 0 | 0 | 0 | 0 | 0 | 0 | 0
PG&E NGBA | Round Mountain | 500 | LDES |  |  | 0 | 0 | 0 | 0 | 0 | 0 | 0 | 0 | 0 | 0 | 0 | 0 | 0 | 0 | 0 | 0 | 0 | 0 | 0 | 0 | 0 | 0 | 0 | 0 | 0 | 0 | 0 | 0
PG&E GBA | Salado | 115 | LDES |  |  | 0 | 0 | 0 | 0 | 0 | 0 | 0 | 0 | 0 | 0 | 0 | 0 | 0 | 0 | 0 | 0 | 0 | 0 | 0 | 0 | 0 | 0 | 0 | 0 | 0 | 0 | 0 | 0
PG&E GBA | Salado | 60 | LDES |  |  | 0 | 0 | 0 | 0 | 0 | 0 | 0 | 0 | 0 | 0 | 0 | 0 | 0 | 0 | 0 | 0 | 0 | 0 | 0 | 0 | 0 | 0 | 0 | 0 | 0 | 0 | 0 | 0
PG&E GBA | Salinas | 115 | LDES |  |  | 0 | 0 | 0 | 0 | 0 | 0 | 0 | 0 | 0 | 0 | 0 | 0 | 0 | 0 | 0 | 0 | 0 | 0 | 0 | 0 | 0 | 0 | 0 | 0 | 0 | 0 | 0 | 0
SDGE | Salt Creek | 69 | LDES |  |  | 0 | 0 | 0 | 0 | 0 | 0 | 0 | 0 | 0 | 0 | 0 | 0 | 0 | 0 | 0 | 0 | 0 | 0 | 0 | 0 | 0 | 0 | 0 | 0 | 0 | 0 | 0 | 0
SCE Eastern | San Bernardino | 230 | LDES |  |  | 0 | 0 | 0 | 0 | 0 | 0 | 0 | 0 | 0 | 0 | 0 | 0 | 0 | 0 | 0 | 0 | 0 | 0 | 0 | 0 | 0 | 0 | 0 | 0 | 0 | 0 | 0 | 0
PG&E GBA | SAN FRAN A (POTRERO PP) | 115 | LDES |  |  | 0 | 0 | 0 | 0 | 0 | 0 | 0 | 0 | 0 | 0 | 0 | 0 | 0 | 0 | 0 | 0 | 0 | 0 | 0 | 0 | 0 | 0 | 0 | 0 | 0 | 0 | 0 | 0
PG&E GBA | SAN FRAN A (POTRERO PP) | 230 | LDES |  |  | 0 | 0 | 0 | 0 | 0 | 0 | 0 | 0 | 0 | 0 | 0 | 0 | 0 | 0 | 0 | 0 | 0 | 0 | 0 | 0 | 0 | 0 | 0 | 0 | 0 | 0 | 0 | 0
PG&E GBA | San Jose A | 115 | LDES |  |  | 0 | 0 | 0 | 0 | 0 | 0 | 0 | 0 | 0 | 0 | 0 | 0 | 0 | 0 | 0 | 0 | 0 | 0 | 0 | 0 | 0 | 0 | 0 | 0 | 0 | 0 | 0 | 0
PG&E GBA | San Jose B | 115 | LDES |  |  | 0 | 0 | 0 | 0 | 0 | 0 | 0 | 0 | 0 | 0 | 0 | 0 | 0 | 0 | 0 | 0 | 0 | 0 | 0 | 0 | 0 | 0 | 0 | 0 | 0 | 0 | 0 | 0
PG&E GBA | San Leandro U | 115 | LDES |  |  | 0 | 0 | 0 | 0 | 0 | 0 | 0 | 0 | 0 | 0 | 0 | 0 | 0 | 0 | 0 | 0 | 0 | 0 | 0 | 0 | 0 | 0 | 0 | 0 | 0 | 0 | 0 | 0
PG&E KERN | San Luis Obispo | 115 | LDES |  |  | 0 | 0 | 0 | 0 | 0 | 0 | 0 | 0 | 0 | 0 | 0 | 0 | 0 | 0 | 0 | 0 | 0 | 0 | 0 | 0 | 0 | 0 | 0 | 0 | 0 | 0 | 0 | 0
PG&E KERN | San Luis Obispo | 70 | LDES |  |  | 0 | 0 | 0 | 0 | 0 | 0 | 0 | 0 | 0 | 0 | 0 | 0 | 0 | 0 | 0 | 0 | 0 | 0 | 0 | 0 | 0 | 0 | 0 | 0 | 0 | 0 | 0 | 0
SDGE | San Luis Rey | 230 | LDES |  |  | 0 | 0 | 0 | 0 | 0 | 0 | 0 | 0 | 0 | 0 | 0 | 0 | 0 | 0 | 0 | 0 | 0 | 0 | 0 | 0 | 0 | 0 | 0 | 0 | 0 | 0 | 0 | 0
SDGE | San Luis Rey | 69 | LDES |  |  | 0 | 0 | 0 | 0 | 0 | 0 | 0 | 0 | 0 | 0 | 0 | 0 | 0 | 0 | 0 | 0 | 0 | 0 | 0 | 0 | 0 | 0 | 0 | 0 | 0 | 0 | 0 | 0
SDGE | San Marcos | 69 | LDES |  |  | 0 | 0 | 0 | 0 | 0 | 0 | 0 | 0 | 0 | 0 | 0 | 0 | 0 | 0 | 0 | 0 | 0 | 0 | 0 | 0 | 0 | 0 | 0 | 0 | 0 | 0 | 0 | 0
SCE Metro | San Onofre | 230 | LDES |  |  | 0 | 0 | 0 | 0 | 0 | 0 | 0 | 0 | 0 | 0 | 0 | 0 | 0 | 0 | 0 | 0 | 0 | 0 | 0 | 0 | 0 | 0 | 0 | 0 | 0 | 0 | 0 | 0
PG&E GBA | San Pablo | 115 | LDES |  |  | 0 | 0 | 0 | 0 | 0 | 0 | 0 | 0 | 0 | 0 | 0 | 0 | 0 | 0 | 0 | 0 | 0 | 0 | 0 | 0 | 0 | 0 | 0 | 0 | 0 | 0 | 0 | 0
PG&E GBA | San Ramon | 230 | LDES |  |  | 0 | 0 | 0 | 0 | 0 | 0 | 0 | 0 | 0 | 0 | 0 | 0 | 0 | 0 | 0 | 0 | 0 | 0 | 0 | 0 | 0 | 0 | 0 | 0 | 0 | 0 | 0 | 0
SDGE | San Ysidro | 69 | LDES |  |  | 0 | 0 | 0 | 0 | 0 | 0 | 0 | 0 | 0 | 0 | 0 | 0 | 0 | 0 | 0 | 0 | 0 | 0 | 0 | 0 | 0 | 0 | 0 | 0 | 0 | 0 | 0 | 0
SCE NOL | Sandlot | 230 | LDES |  |  | 0 | 0 | 0 | 0 | 0 | 0 | 0 | 0 | 0 | 0 | 0 | 0 | 0 | 0 | 0 | 0 | 0 | 0 | 0 | 0 | 0 | 0 | 0 | 0 | 0 | 0 | 0 | 0
EOP | Sandy | 138 | LDES |  |  | 0 | 0 | 0 | 0 | 0 | 0 | 0 | 0 | 0 | 0 | 0 | 0 | 0 | 0 | 0 | 0 | 0 | 0 | 0 | 0 | 0 | 0 | 0 | 0 | 0 | 0 | 0 | 0
PG&E FRESNO | Sanger | 115 | LDES |  |  | 0 | 0 | 0 | 0 | 0 | 0 | 0 | 0 | 0 | 0 | 0 | 0 | 0 | 0 | 0 | 0 | 0 | 0 | 0 | 0 | 0 | 0 | 0 | 0 | 0 | 0 | 0 | 0
SCE Northern | Santa Clara | 230 | LDES |  |  | 0 | 0 | 0 | 0 | 0 | 0 | 0 | 0 | 0 | 0 | 0 | 0 | 0 | 0 | 0 | 0 | 0 | 0 | 0 | 0 | 0 | 0 | 0 | 0 | 0 | 0 | 0 | 0
PG&E NGBA | Santa Rosa A | 115 | LDES |  |  | 0 | 0 | 0 | 0 | 0 | 0 | 0 | 0 | 0 | 0 | 0 | 0 | 0 | 0 | 0 | 0 | 0 | 0 | 0 | 0 | 0 | 0 | 0 | 0 | 0 | 0 | 0 | 0
PG&E GBA | Santa Teresa | 115 | LDES |  |  | 0 | 0 | 0 | 0 | 0 | 0 | 0 | 0 | 0 | 0 | 0 | 0 | 0 | 0 | 0 | 0 | 0 | 0 | 0 | 0 | 0 | 0 | 0 | 0 | 0 | 0 | 0 | 0
SDGE | Santee | 138 | LDES |  |  | 0 | 0 | 0 | 0 | 0 | 0 | 0 | 0 | 0 | 0 | 0 | 0 | 0 | 0 | 0 | 0 | 0 | 0 | 0 | 0 | 0 | 0 | 0 | 0 | 0 | 0 | 0 | 0
SCE Metro | Santiago | 230 | LDES |  |  | 0 | 0 | 0 | 0 | 0 | 0 | 0 | 0 | 0 | 0 | 0 | 0 | 0 | 0 | 0 | 0 | 0 | 0 | 0 | 0 | 0 | 0 | 0 | 0 | 0 | 0 | 0 | 0
PG&E GBA | Saratoga | 230 | LDES |  |  | 0 | 0 | 0 | 0 | 0 | 0 | 0 | 0 | 0 | 0 | 0 | 0 | 0 | 0 | 0 | 0 | 0 | 0 | 0 | 0 | 0 | 0 | 0 | 0 | 0 | 0 | 0 | 0
SCE Northern | Saugus | 230 | LDES |  |  | 0 | 0 | 0 | 0 | 0 | 0 | 0 | 0 | 0 | 0 | 0 | 0 | 0 | 0 | 0 | 0 | 0 | 0 | 0 | 0 | 0 | 0 | 0 | 0 | 0 | 0 | 0 | 0
PG&E FRESNO | Schindler | 115 | LDES |  |  | 0 | 0 | 0 | 0 | 0 | 0 | 0 | 0 | 0 | 0 | 0 | 0 | 0 | 0 | 0 | 0 | 0 | 0 | 0 | 0 | 0 | 0 | 0 | 0 | 0 | 0 | 0 | 0
PG&E FRESNO | Schindler | 70 | LDES |  |  | 0 | 0 | 0 | 0 | 0 | 0 | 0 | 0 | 0 | 0 | 0 | 0 | 0 | 0 | 0 | 0 | 0 | 0 | 0 | 0 | 0 | 0 | 0 | 0 | 0 | 0 | 0 | 0
PG&E GBA | Schulte | 115 | LDES |  |  | 0 | 0 | 0 | 0 | 0 | 0 | 0 | 0 | 0 | 0 | 0 | 0 | 0 | 0 | 0 | 0 | 0 | 0 | 0 | 0 | 0 | 0 | 0 | 0 | 0 | 0 | 0 | 0
SDGE | Scripps | 69 | LDES |  |  | 0 | 0 | 0 | 0 | 0 | 0 | 0 | 0 | 0 | 0 | 0 | 0 | 0 | 0 | 0 | 0 | 0 | 0 | 0 | 0 | 0 | 0 | 0 | 0 | 0 | 0 | 0 | 0
PG&E KERN | Semitropic | 115 | LDES |  |  | 0 | 0 | 0 | 0 | 0 | 0 | 0 | 0 | 0 | 0 | 0 | 0 | 0 | 0 | 0 | 0 | 0 | 0 | 0 | 0 | 0 | 0 | 0 | 0 | 0 | 0 | 0 | 0
SCE Metro | Serrano | 230 | LDES |  |  | 0 | 0 | 0 | 0 | 0 | 0 | 0 | 0 | 0 | 0 | 0 | 0 | 0 | 0 | 0 | 0 | 0 | 0 | 0 | 0 | 0 | 0 | 0 | 0 | 0 | 0 | 0 | 0
SCE Metro | Serrano | 500 | LDES |  |  | 0 | 0 | 0 | 0 | 0 | 0 | 0 | 0 | 0 | 0 | 0 | 0 | 0 | 0 | 0 | 0 | 0 | 0 | 0 | 0 | 0 | 0 | 0 | 0 | 0 | 0 | 0 | 0
SDGE | Shadowridge | 138 | LDES |  |  | 0 | 0 | 0 | 0 | 0 | 0 | 0 | 0 | 0 | 0 | 0 | 0 | 0 | 0 | 0 | 0 | 0 | 0 | 0 | 0 | 0 | 0 | 0 | 0 | 0 | 0 | 0 | 0
PG&E KERN | Shafter | 115 | LDES |  |  | 0 | 0 | 0 | 0 | 0 | 0 | 0 | 0 | 0 | 0 | 0 | 0 | 0 | 0 | 0 | 0 | 0 | 0 | 0 | 0 | 0 | 0 | 0 | 0 | 0 | 0 | 0 | 0
PG&E NGBA | Silverado | 115 | LDES |  |  | 0 | 0 | 0 | 0 | 0 | 0 | 0 | 0 | 0 | 0 | 0 | 0 | 0 | 0 | 0 | 0 | 0 | 0 | 0 | 0 | 0 | 0 | 0 | 0 | 0 | 0 | 0 | 0
SDGE | Silvergate | 230 | LDES |  |  | 0 | 0 | 0 | 0 | 0 | 0 | 0 | 0 | 0 | 0 | 0 | 0 | 0 | 0 | 0 | 0 | 0 | 0 | 0 | 0 | 0 | 0 | 0 | 0 | 0 | 0 | 0 | 0
SDGE | Silvergate | 69 | LDES |  |  | 0 | 0 | 0 | 0 | 0 | 0 | 0 | 0 | 0 | 0 | 0 | 0 | 0 | 0 | 0 | 0 | 0 | 0 | 0 | 0 | 0 | 0 | 0 | 0 | 0 | 0 | 0 | 0
PG&E KERN | Sisquoc | 115 | LDES |  |  | 0 | 0 | 0 | 0 | 0 | 0 | 0 | 0 | 0 | 0 | 0 | 0 | 0 | 0 | 0 | 0 | 0 | 0 | 0 | 0 | 0 | 0 | 0 | 0 | 0 | 0 | 0 | 0
EOP | Sloan Canyon | 230 | LDES |  |  | 0 | 0 | 0 | 0 | 0 | 0 | 0 | 0 | 0 | 0 | 0 | 0 | 0 | 0 | 0 | 0 | 0 | 0 | 0 | 0 | 0 | 0 | 0 | 0 | 0 | 0 | 0 | 0
EOP | Sloan Canyon | 500 | LDES |  |  | 0 | 0 | 0 | 0 | 0 | 0 | 0 | 0 | 0 | 0 | 0 | 0 | 0 | 0 | 0 | 0 | 0 | 0 | 0 | 0 | 0 | 0 | 0 | 0 | 0 | 0 | 0 | 0
PG&E KERN | Smyrna | 115 | LDES |  |  | 0 | 0 | 0 | 0 | 0 | 0 | 0 | 0 | 0 | 0 | 0 | 0 | 0 | 0 | 0 | 0 | 0 | 0 | 0 | 0 | 0 | 0 | 0 | 0 | 0 | 0 | 0 | 0
PG&E GBA | Sobrante | 115 | LDES |  |  | 0 | 0 | 0 | 0 | 0 | 0 | 0 | 0 | 0 | 0 | 0 | 0 | 0 | 0 | 0 | 0 | 0 | 0 | 0 | 0 | 0 | 0 | 0 | 0 | 0 | 0 | 0 | 0
PG&E GBA | Sobrante | 230 | LDES |  |  | 0 | 0 | 0 | 0 | 0 | 0 | 0 | 0 | 0 | 0 | 0 | 0 | 0 | 0 | 0 | 0 | 0 | 0 | 0 | 0 | 0 | 0 | 0 | 0 | 0 | 0 | 0 | 0
PG&E KERN | Solar | 230 | LDES |  |  | 0 | 0 | 0 | 0 | 0 | 0 | 0 | 0 | 0 | 0 | 0 | 0 | 0 | 0 | 0 | 0 | 0 | 0 | 0 | 0 | 0 | 0 | 0 | 0 | 0 | 0 | 0 | 0
PG&E GBA | Soledad | 115 | LDES |  |  | 0 | 0 | 0 | 0 | 0 | 0 | 0 | 0 | 0 | 0 | 0 | 0 | 0 | 0 | 0 | 0 | 0 | 0 | 0 | 0 | 0 | 0 | 0 | 0 | 0 | 0 | 0 | 0
PG&E GBA | Soledad | 60 | LDES |  |  | 0 | 0 | 0 | 0 | 0 | 0 | 0 | 0 | 0 | 0 | 0 | 0 | 0 | 0 | 0 | 0 | 0 | 0 | 0 | 0 | 0 | 0 | 0 | 0 | 0 | 0 | 0 | 0
SDGE | Spring Valley | 69 | LDES |  |  | 0 | 0 | 0 | 0 | 0 | 0 | 0 | 0 | 0 | 0 | 0 | 0 | 0 | 0 | 0 | 0 | 0 | 0 | 0 | 0 | 0 | 0 | 0 | 0 | 0 | 0 | 0 | 0
SCE Northern | Springville | 230 | LDES |  |  | 0 | 0 | 0 | 0 | 0 | 0 | 0 | 0 | 0 | 0 | 0 | 0 | 0 | 0 | 0 | 0 | 0 | 0 | 0 | 0 | 0 | 0 | 0 | 0 | 0 | 0 | 0 | 0
PG&E GBA | Stagg | 230 | LDES |  |  | 0 | 0 | 0 | 0 | 0 | 0 | 0 | 0 | 0 | 0 | 0 | 0 | 0 | 0 | 0 | 0 | 0 | 0 | 0 | 0 | 0 | 0 | 0 | 0 | 0 | 0 | 0 | 0
PG&E GBA | Standard Oil | 115 | LDES |  |  | 0 | 0 | 0 | 0 | 0 | 0 | 0 | 0 | 0 | 0 | 0 | 0 | 0 | 0 | 0 | 0 | 0 | 0 | 0 | 0 | 0 | 0 | 0 | 0 | 0 | 0 | 0 | 0
PG&E GBA | Stanislaus | 115 | LDES |  |  | 0 | 0 | 0 | 0 | 0 | 0 | 0 | 0 | 0 | 0 | 0 | 0 | 0 | 0 | 0 | 0 | 0 | 0 | 0 | 0 | 0 | 0 | 0 | 0 | 0 | 0 | 0 | 0
PG&E KERN | Stockdale | 115 | LDES |  |  | 0 | 0 | 0 | 0 | 0 | 0 | 0 | 0 | 0 | 0 | 0 | 0 | 0 | 0 | 0 | 0 | 0 | 0 | 0 | 0 | 0 | 0 | 0 | 0 | 0 | 0 | 0 | 0
PG&E KERN | Stockdale | 230 | LDES |  |  | 0 | 0 | 0 | 0 | 0 | 0 | 0 | 0 | 0 | 0 | 0 | 0 | 0 | 0 | 0 | 0 | 0 | 0 | 0 | 0 | 0 | 0 | 0 | 0 | 0 | 0 | 0 | 0
PG&E GBA | Stockton A | 115 | LDES |  |  | 0 | 0 | 0 | 0 | 0 | 0 | 0 | 0 | 0 | 0 | 0 | 0 | 0 | 0 | 0 | 0 | 0 | 0 | 0 | 0 | 0 | 0 | 0 | 0 | 0 | 0 | 0 | 0
PG&E GBA | Stone | 115 | LDES |  |  | 0 | 0 | 0 | 0 | 0 | 0 | 0 | 0 | 0 | 0 | 0 | 0 | 0 | 0 | 0 | 0 | 0 | 0 | 0 | 0 | 0 | 0 | 0 | 0 | 0 | 0 | 0 | 0
PG&E FRESNO | Storey | 230 | LDES |  |  | 0 | 0 | 0 | 0 | 0 | 0 | 0 | 0 | 0 | 0 | 0 | 0 | 0 | 0 | 0 | 0 | 0 | 0 | 0 | 0 | 0 | 0 | 0 | 0 | 0 | 0 | 0 | 0
PG&E NGBA | Summit | 115 | LDES |  |  | 0 | 0 | 0 | 0 | 0 | 0 | 0 | 0 | 0 | 0 | 0 | 0 | 0 | 0 | 0 | 0 | 0 | 0 | 0 | 0 | 0 | 0 | 0 | 0 | 0 | 0 | 0 | 0
SDGE | Suncrest | 230 | LDES |  |  | 0 | 0 | 0 | 0 | 0 | 0 | 0 | 0 | 0 | 0 | 0 | 0 | 0 | 0 | 0 | 0 | 0 | 0 | 0 | 0 | 0 | 0 | 0 | 0 | 0 | 0 | 0 | 0
SDGE | Suncrest | 500 | LDES |  |  | 0 | 0 | 0 | 0 | 0 | 0 | 0 | 0 | 0 | 0 | 0 | 0 | 0 | 0 | 0 | 0 | 0 | 0 | 0 | 0 | 0 | 0 | 0 | 0 | 0 | 0 | 0 | 0
PG&E KERN | Sunrise | 230 | LDES |  |  | 0 | 0 | 0 | 0 | 0 | 0 | 0 | 0 | 0 | 0 | 0 | 0 | 0 | 0 | 0 | 0 | 0 | 0 | 0 | 0 | 0 | 0 | 0 | 0 | 0 | 0 | 0 | 0
PG&E KERN | Sunset | 230 | LDES |  |  | 0 | 0 | 0 | 0 | 0 | 0 | 0 | 0 | 0 | 0 | 0 | 0 | 0 | 0 | 0 | 0 | 0 | 0 | 0 | 0 | 0 | 0 | 0 | 0 | 0 | 0 | 0 | 0
PG&E GBA | Swift | 115 | LDES |  |  | 0 | 0 | 0 | 0 | 0 | 0 | 0 | 0 | 0 | 0 | 0 | 0 | 0 | 0 | 0 | 0 | 0 | 0 | 0 | 0 | 0 | 0 | 0 | 0 | 0 | 0 | 0 | 0
SDGE | Sycamore Canyon | 138 | LDES |  |  | 0 | 0 | 0 | 0 | 0 | 0 | 0 | 0 | 0 | 0 | 0 | 0 | 0 | 0 | 0 | 0 | 0 | 0 | 0 | 0 | 0 | 0 | 0 | 0 | 0 | 0 | 0 | 0
SDGE | Sycamore Canyon | 230 | LDES |  | Mapped as PSH | 1 | 0 | 0 | 0 | 0 | 0 | 0 | 0 | 0 | 0 | 0 | 0 | 0 | 409.2 | 0 | 409.2 | 0 | 0 | 0 | 409.2 | 0 | 409.2 | 409.2 | 0 | 409.2 | 409.2 | 0 | 409.2
SDGE | Sycamore Canyon | 69 | LDES |  |  | 0 | 0 | 0 | 0 | 0 | 0 | 0 | 0 | 0 | 0 | 0 | 0 | 0 | 0 | 0 | 0 | 0 | 0 | 0 | 0 | 0 | 0 | 0 | 0 | 0 | 0 | 0 | 0
SCE Northern | Sylmar | 230 | LDES |  |  | 0 | 0 | 0 | 0 | 0 | 0 | 0 | 0 | 0 | 0 | 0 | 0 | 0 | 0 | 0 | 0 | 0 | 0 | 0 | 0 | 0 | 0 | 0 | 0 | 0 | 0 | 0 | 0
PG&E NGBA | Table Mountain | 115 | LDES |  |  | 0 | 0 | 0 | 0 | 0 | 0 | 0 | 0 | 0 | 0 | 0 | 0 | 0 | 0 | 0 | 0 | 0 | 0 | 0 | 0 | 0 | 0 | 0 | 0 | 0 | 0 | 0 | 0
PG&E NGBA | Table Mountain | 230 | LDES |  |  | 0 | 0 | 0 | 0 | 0 | 0 | 0 | 0 | 0 | 0 | 0 | 0 | 0 | 0 | 0 | 0 | 0 | 0 | 0 | 0 | 0 | 0 | 0 | 0 | 0 | 0 | 0 | 0
PG&E NGBA | Table Mountain | 500 | LDES |  |  | 0 | 0 | 0 | 0 | 0 | 0 | 0 | 0 | 0 | 0 | 0 | 0 | 0 | 0 | 0 | 0 | 0 | 0 | 0 | 0 | 0 | 0 | 0 | 0 | 0 | 0 | 0 | 0
PG&E NGBA | Table Mountain | 60 | LDES |  |  | 0 | 0 | 0 | 0 | 0 | 0 | 0 | 0 | 0 | 0 | 0 | 0 | 0 | 0 | 0 | 0 | 0 | 0 | 0 | 0 | 0 | 0 | 0 | 0 | 0 | 0 | 0 | 0
PG&E KERN | Taft | 115 | LDES |  |  | 0 | 0 | 0 | 0 | 0 | 0 | 0 | 0 | 0 | 0 | 0 | 0 | 0 | 0 | 0 | 0 | 0 | 0 | 0 | 0 | 0 | 0 | 0 | 0 | 0 | 0 | 0 | 0
SDGE | Talega | 138 | LDES |  |  | 0 | 0 | 0 | 0 | 0 | 0 | 0 | 0 | 0 | 0 | 0 | 0 | 0 | 0 | 0 | 0 | 0 | 0 | 0 | 0 | 0 | 0 | 0 | 0 | 0 | 0 | 0 | 0
SDGE | Talega | 230 | LDES |  |  | 0 | 0 | 0 | 0 | 0 | 0 | 0 | 0 | 0 | 0 | 0 | 0 | 0 | 0 | 0 | 0 | 0 | 0 | 0 | 0 | 0 | 0 | 0 | 0 | 0 | 0 | 0 | 0
PG&E GBA | Tassajara | 230 | LDES |  |  | 0 | 0 | 0 | 0 | 0 | 0 | 0 | 0 | 0 | 0 | 0 | 0 | 0 | 0 | 0 | 0 | 0 | 0 | 0 | 0 | 0 | 0 | 0 | 0 | 0 | 0 | 0 | 0
PG&E KERN | Tejon | 70 | LDES |  |  | 0 | 0 | 0 | 0 | 0 | 0 | 0 | 0 | 0 | 0 | 0 | 0 | 0 | 0 | 0 | 0 | 0 | 0 | 0 | 0 | 0 | 0 | 0 | 0 | 0 | 0 | 0 | 0
SDGE | Telegraph Canyon | 138 | LDES |  |  | 0 | 0 | 0 | 0 | 0 | 0 | 0 | 0 | 0 | 0 | 0 | 0 | 0 | 0 | 0 | 0 | 0 | 0 | 0 | 0 | 0 | 0 | 0 | 0 | 0 | 0 | 0 | 0
PG&E KERN | Temblor | 115 | LDES |  |  | 0 | 0 | 0 | 0 | 0 | 0 | 0 | 0 | 0 | 0 | 0 | 0 | 0 | 0 | 0 | 0 | 0 | 0 | 0 | 0 | 0 | 0 | 0 | 0 | 0 | 0 | 0 | 0
PG&E KERN | Templeton | 230 | LDES |  |  | 0 | 0 | 0 | 0 | 0 | 0 | 0 | 0 | 0 | 0 | 0 | 0 | 0 | 0 | 0 | 0 | 0 | 0 | 0 | 0 | 0 | 0 | 0 | 0 | 0 | 0 | 0 | 0
PG&E KERN | Templeton | 70 | LDES |  |  | 0 | 0 | 0 | 0 | 0 | 0 | 0 | 0 | 0 | 0 | 0 | 0 | 0 | 0 | 0 | 0 | 0 | 0 | 0 | 0 | 0 | 0 | 0 | 0 | 0 | 0 | 0 | 0
PG&E GBA | Tesla | 115 | LDES |  |  | 0 | 0 | 0 | 0 | 0 | 0 | 0 | 0 | 0 | 0 | 0 | 0 | 0 | 0 | 0 | 0 | 0 | 0 | 0 | 0 | 0 | 0 | 0 | 0 | 0 | 0 | 0 | 0
PG&E GBA | Tesla | 230 | LDES |  |  | 0 | 0 | 0 | 0 | 0 | 0 | 0 | 0 | 0 | 0 | 0 | 0 | 0 | 0 | 0 | 0 | 0 | 0 | 0 | 0 | 0 | 0 | 0 | 0 | 0 | 0 | 0 | 0
PG&E GBA | Tesla | 500 | LDES |  |  | 0 | 0 | 0 | 0 | 0 | 0 | 0 | 0 | 0 | 0 | 0 | 0 | 0 | 0 | 0 | 0 | 0 | 0 | 0 | 0 | 0 | 0 | 0 | 0 | 0 | 0 | 0 | 0
PG&E KERN | Tevis | 115 | LDES |  |  | 0 | 0 | 0 | 0 | 0 | 0 | 0 | 0 | 0 | 0 | 0 | 0 | 0 | 0 | 0 | 0 | 0 | 0 | 0 | 0 | 0 | 0 | 0 | 0 | 0 | 0 | 0 | 0
EOP | Thousandaire | 138 | LDES |  |  | 0 | 0 | 0 | 0 | 0 | 0 | 0 | 0 | 0 | 0 | 0 | 0 | 0 | 0 | 0 | 0 | 0 | 0 | 0 | 0 | 0 | 0 | 0 | 0 | 0 | 0 | 0 | 0
PG&E KERN | Topaz | 230 | LDES |  |  | 0 | 0 | 0 | 0 | 0 | 0 | 0 | 0 | 0 | 0 | 0 | 0 | 0 | 0 | 0 | 0 | 0 | 0 | 0 | 0 | 0 | 0 | 0 | 0 | 0 | 0 | 0 | 0
SCE NOL | Tortilla | 115 | LDES |  |  | 0 | 0 | 0 | 0 | 0 | 0 | 0 | 0 | 0 | 0 | 0 | 0 | 0 | 0 | 0 | 0 | 0 | 0 | 0 | 0 | 0 | 0 | 0 | 0 | 0 | 0 | 0 | 0
SDGE | Trabuco | 138 | LDES |  |  | 0 | 0 | 0 | 0 | 0 | 0 | 0 | 0 | 0 | 0 | 0 | 0 | 0 | 0 | 0 | 0 | 0 | 0 | 0 | 0 | 0 | 0 | 0 | 0 | 0 | 0 | 0 | 0
PG&E GBA | Tracy | 115 | LDES |  |  | 0 | 0 | 0 | 0 | 0 | 0 | 0 | 0 | 0 | 0 | 0 | 0 | 0 | 0 | 0 | 0 | 0 | 0 | 0 | 0 | 0 | 0 | 0 | 0 | 0 | 0 | 0 | 0
PG&E FRESNO | Tranquility | 230 | LDES |  |  | 0 | 0 | 0 | 0 | 0 | 0 | 0 | 0 | 0 | 0 | 0 | 0 | 0 | 0 | 0 | 0 | 0 | 0 | 0 | 0 | 0 | 0 | 0 | 0 | 0 | 0 | 0 | 0
PG&E GBA | Trimble | 115 | LDES |  |  | 0 | 0 | 0 | 0 | 0 | 0 | 0 | 0 | 0 | 0 | 0 | 0 | 0 | 0 | 0 | 0 | 0 | 0 | 0 | 0 | 0 | 0 | 0 | 0 | 0 | 0 | 0 | 0
EOP | Trout Canyon | 230 | LDES |  |  | 0 | 0 | 0 | 0 | 0 | 0 | 0 | 0 | 0 | 0 | 0 | 0 | 0 | 0 | 0 | 0 | 0 | 0 | 0 | 0 | 0 | 0 | 0 | 0 | 0 | 0 | 0 | 0
EOP | Trout Canyon | 500 | LDES |  |  | 0 | 0 | 0 | 0 | 0 | 0 | 0 | 0 | 0 | 0 | 0 | 0 | 0 | 0 | 0 | 0 | 0 | 0 | 0 | 0 | 0 | 0 | 0 | 0 | 0 | 0 | 0 | 0
PG&E NGBA | Tulucay | 230 | LDES |  |  | 0 | 0 | 0 | 0 | 0 | 0 | 0 | 0 | 0 | 0 | 0 | 0 | 0 | 0 | 0 | 0 | 0 | 0 | 0 | 0 | 0 | 0 | 0 | 0 | 0 | 0 | 0 | 0
PG&E NGBA | Tulucay | 60 | LDES |  |  | 0 | 0 | 0 | 0 | 0 | 0 | 0 | 0 | 0 | 0 | 0 | 0 | 0 | 0 | 0 | 0 | 0 | 0 | 0 | 0 | 0 | 0 | 0 | 0 | 0 | 0 | 0 | 0
PG&E KERN | Tupman | 115 | LDES |  |  | 0 | 0 | 0 | 0 | 0 | 0 | 0 | 0 | 0 | 0 | 0 | 0 | 0 | 0 | 0 | 0 | 0 | 0 | 0 | 0 | 0 | 0 | 0 | 0 | 0 | 0 | 0 | 0
PG&E NGBA | Ukiah | 115 | LDES |  |  | 0 | 0 | 0 | 0 | 0 | 0 | 0 | 0 | 0 | 0 | 0 | 0 | 0 | 0 | 0 | 0 | 0 | 0 | 0 | 0 | 0 | 0 | 0 | 0 | 0 | 0 | 0 | 0
PG&E KERN | Union (Estrella) | 70 | LDES |  |  | 0 | 0 | 0 | 0 | 0 | 0 | 0 | 0 | 0 | 0 | 0 | 0 | 0 | 0 | 0 | 0 | 0 | 0 | 0 | 0 | 0 | 0 | 0 | 0 | 0 | 0 | 0 | 0
PG&E NGBA | Vaca Dixon | 115 | LDES |  |  | 0 | 0 | 0 | 0 | 0 | 0 | 0 | 0 | 0 | 0 | 0 | 0 | 0 | 0 | 0 | 0 | 0 | 0 | 0 | 0 | 0 | 0 | 0 | 0 | 0 | 0 | 0 | 0
PG&E NGBA | Vaca Dixon | 230 | LDES |  |  | 0 | 0 | 0 | 0 | 0 | 0 | 0 | 0 | 0 | 0 | 0 | 0 | 0 | 0 | 0 | 0 | 0 | 0 | 0 | 0 | 0 | 0 | 0 | 0 | 0 | 0 | 0 | 0
PG&E NGBA | Vaca Dixon | 500 | LDES |  |  | 0 | 0 | 0 | 0 | 0 | 0 | 0 | 0 | 0 | 0 | 0 | 0 | 0 | 0 | 0 | 0 | 0 | 0 | 0 | 0 | 0 | 0 | 0 | 0 | 0 | 0 | 0 | 0
PG&E NGBA | Vaca Dixon | 60 | LDES |  |  | 0 | 0 | 0 | 0 | 0 | 0 | 0 | 0 | 0 | 0 | 0 | 0 | 0 | 0 | 0 | 0 | 0 | 0 | 0 | 0 | 0 | 0 | 0 | 0 | 0 | 0 | 0 | 0
SCE Eastern | Valley (SCE) | 500 | LDES |  |  | 0 | 0 | 0 | 0 | 0 | 0 | 0 | 0 | 0 | 0 | 0 | 0 | 0 | 0 | 0 | 0 | 0 | 0 | 0 | 0 | 0 | 0 | 0 | 0 | 0 | 0 | 0 | 0
EOP | Valley (VEA) | 138 | LDES |  |  | 0 | 0 | 0 | 0 | 0 | 0 | 0 | 0 | 0 | 0 | 0 | 0 | 0 | 0 | 0 | 0 | 0 | 0 | 0 | 0 | 0 | 0 | 0 | 0 | 0 | 0 | 0 | 0
SDGE | Valley Center | 69 | LDES |  |  | 0 | 0 | 0 | 0 | 0 | 0 | 0 | 0 | 0 | 0 | 0 | 0 | 0 | 0 | 0 | 0 | 0 | 0 | 0 | 0 | 0 | 0 | 0 | 0 | 0 | 0 | 0 | 0
PG&E GBA | Valley Home | 115 | LDES |  |  | 0 | 0 | 0 | 0 | 0 | 0 | 0 | 0 | 0 | 0 | 0 | 0 | 0 | 0 | 0 | 0 | 0 | 0 | 0 | 0 | 0 | 0 | 0 | 0 | 0 | 0 | 0 | 0
PG&E GBA | Valley Springs | 230 | LDES |  |  | 0 | 0 | 0 | 0 | 0 | 0 | 0 | 0 | 0 | 0 | 0 | 0 | 0 | 0 | 0 | 0 | 0 | 0 | 0 | 0 | 0 | 0 | 0 | 0 | 0 | 0 | 0 | 0
PG&E GBA | Valley Springs | 60 | LDES |  |  | 0 | 0 | 0 | 0 | 0 | 0 | 0 | 0 | 0 | 0 | 0 | 0 | 0 | 0 | 0 | 0 | 0 | 0 | 0 | 0 | 0 | 0 | 0 | 0 | 0 | 0 | 0 | 0
EOP | Valley Switch | 138 | LDES |  |  | 0 | 0 | 0 | 0 | 0 | 0 | 0 | 0 | 0 | 0 | 0 | 0 | 0 | 0 | 0 | 0 | 0 | 0 | 0 | 0 | 0 | 0 | 0 | 0 | 0 | 0 | 0 | 0
EOP | Valley Switch | 230 | LDES |  |  | 0 | 0 | 0 | 0 | 0 | 0 | 0 | 0 | 0 | 0 | 0 | 0 | 0 | 0 | 0 | 0 | 0 | 0 | 0 | 0 | 0 | 0 | 0 | 0 | 0 | 0 | 0 | 0
PG&E GBA | Vasco | 230 | LDES |  |  | 0 | 0 | 0 | 0 | 0 | 0 | 0 | 0 | 0 | 0 | 0 | 0 | 0 | 0 | 0 | 0 | 0 | 0 | 0 | 0 | 0 | 0 | 0 | 0 | 0 | 0 | 0 | 0
PG&E GBA | Vasona | 230 | LDES |  |  | 0 | 0 | 0 | 0 | 0 | 0 | 0 | 0 | 0 | 0 | 0 | 0 | 0 | 0 | 0 | 0 | 0 | 0 | 0 | 0 | 0 | 0 | 0 | 0 | 0 | 0 | 0 | 0
SCE Northern | Vestal | 230 | LDES |  |  | 0 | 0 | 0 | 0 | 0 | 0 | 0 | 0 | 0 | 0 | 0 | 0 | 0 | 0 | 0 | 0 | 0 | 0 | 0 | 0 | 0 | 0 | 0 | 0 | 0 | 0 | 0 | 0
SCE Northern | Vestal | 66 | LDES |  |  | 0 | 0 | 0 | 0 | 0 | 0 | 0 | 0 | 0 | 0 | 0 | 0 | 0 | 0 | 0 | 0 | 0 | 0 | 0 | 0 | 0 | 0 | 0 | 0 | 0 | 0 | 0 | 0
SCE NOL | Victor | 115 | LDES |  |  | 0 | 0 | 0 | 0 | 0 | 0 | 0 | 0 | 0 | 0 | 0 | 0 | 0 | 0 | 0 | 0 | 0 | 0 | 0 | 0 | 0 | 0 | 0 | 0 | 0 | 0 | 0 | 0
SCE NOL | Victor | 230 | LDES |  |  | 0 | 0 | 0 | 0 | 0 | 0 | 0 | 0 | 0 | 0 | 0 | 0 | 0 | 0 | 0 | 0 | 0 | 0 | 0 | 0 | 0 | 0 | 0 | 0 | 0 | 0 | 0 | 0
SCE Metro | Viejo | 230 | LDES |  |  | 0 | 0 | 0 | 0 | 0 | 0 | 0 | 0 | 0 | 0 | 0 | 0 | 0 | 0 | 0 | 0 | 0 | 0 | 0 | 0 | 0 | 0 | 0 | 0 | 0 | 0 | 0 | 0
PG&E GBA | Vierra | 115 | LDES |  |  | 0 | 0 | 0 | 0 | 0 | 0 | 0 | 0 | 0 | 0 | 0 | 0 | 0 | 0 | 0 | 0 | 0 | 0 | 0 | 0 | 0 | 0 | 0 | 0 | 0 | 0 | 0 | 0
SCE Metro | Villa Park | 230 | LDES |  |  | 0 | 0 | 0 | 0 | 0 | 0 | 0 | 0 | 0 | 0 | 0 | 0 | 0 | 0 | 0 | 0 | 0 | 0 | 0 | 0 | 0 | 0 | 0 | 0 | 0 | 0 | 0 | 0
SCE Northern | Vincent | 230 | LDES |  |  | 0 | 0 | 0 | 0 | 0 | 0 | 0 | 0 | 0 | 0 | 0 | 0 | 0 | 0 | 0 | 0 | 0 | 0 | 0 | 0 | 0 | 0 | 0 | 0 | 0 | 0 | 0 | 0
SCE Northern | Vincent | 500 | LDES |  |  | 0 | 0 | 0 | 0 | 0 | 0 | 0 | 0 | 0 | 0 | 0 | 0 | 0 | 0 | 0 | 0 | 0 | 0 | 0 | 0 | 0 | 0 | 0 | 0 | 0 | 0 | 0 | 0
PG&E GBA | Vineyard | 230 | LDES |  |  | 0 | 0 | 0 | 0 | 0 | 0 | 0 | 0 | 0 | 0 | 0 | 0 | 0 | 0 | 0 | 0 | 0 | 0 | 0 | 0 | 0 | 0 | 0 | 0 | 0 | 0 | 0 | 0
SDGE | Vineyard | 69 | LDES |  |  | 0 | 0 | 0 | 0 | 0 | 0 | 0 | 0 | 0 | 0 | 0 | 0 | 0 | 0 | 0 | 0 | 0 | 0 | 0 | 0 | 0 | 0 | 0 | 0 | 0 | 0 | 0 | 0
SCE Eastern | Vista (SCE) | 230 | LDES |  |  | 0 | 0 | 0 | 0 | 0 | 0 | 0 | 0 | 0 | 0 | 0 | 0 | 0 | 0 | 0 | 0 | 0 | 0 | 0 | 0 | 0 | 0 | 0 | 0 | 0 | 0 | 0 | 0
EOP | Vista (VEA) | 138 | LDES |  |  | 0 | 0 | 0 | 0 | 0 | 0 | 0 | 0 | 0 | 0 | 0 | 0 | 0 | 0 | 0 | 0 | 0 | 0 | 0 | 0 | 0 | 0 | 0 | 0 | 0 | 0 | 0 | 0
EOP | Vista (VEA) | 230 | LDES |  |  | 0 | 0 | 0 | 0 | 0 | 0 | 0 | 0 | 0 | 0 | 0 | 0 | 0 | 0 | 0 | 0 | 0 | 0 | 0 | 0 | 0 | 0 | 0 | 0 | 0 | 0 | 0 | 0
PG&E FRESNO | Wahtoke | 115 | LDES |  |  | 0 | 0 | 0 | 0 | 0 | 0 | 0 | 0 | 0 | 0 | 0 | 0 | 0 | 0 | 0 | 0 | 0 | 0 | 0 | 0 | 0 | 0 | 0 | 0 | 0 | 0 | 0 | 0
SCE Northern | Wakefield | 66 | LDES |  |  | 0 | 0 | 0 | 0 | 0 | 0 | 0 | 0 | 0 | 0 | 0 | 0 | 0 | 0 | 0 | 0 | 0 | 0 | 0 | 0 | 0 | 0 | 0 | 0 | 0 | 0 | 0 | 0
SCE Metro | Walnut | 230 | LDES |  |  | 0 | 0 | 0 | 0 | 0 | 0 | 0 | 0 | 0 | 0 | 0 | 0 | 0 | 0 | 0 | 0 | 0 | 0 | 0 | 0 | 0 | 0 | 0 | 0 | 0 | 0 | 0 | 0
SCE Northern | Warne | 230 | LDES |  |  | 0 | 0 | 0 | 0 | 0 | 0 | 0 | 0 | 0 | 0 | 0 | 0 | 0 | 0 | 0 | 0 | 0 | 0 | 0 | 0 | 0 | 0 | 0 | 0 | 0 | 0 | 0 | 0
PG&E GBA | Warnerville | 230 | LDES |  |  | 0 | 0 | 0 | 0 | 0 | 0 | 0 | 0 | 0 | 0 | 0 | 0 | 0 | 0 | 0 | 0 | 0 | 0 | 0 | 0 | 0 | 0 | 0 | 0 | 0 | 0 | 0 | 0
PG&E FRESNO | Waukena | 115 | LDES |  |  | 0 | 0 | 0 | 0 | 0 | 0 | 0 | 0 | 0 | 0 | 0 | 0 | 0 | 0 | 0 | 0 | 0 | 0 | 0 | 0 | 0 | 0 | 0 | 0 | 0 | 0 | 0 | 0
PG&E GBA | Weber | 230 | LDES |  |  | 0 | 0 | 0 | 0 | 0 | 0 | 0 | 0 | 0 | 0 | 0 | 0 | 0 | 0 | 0 | 0 | 0 | 0 | 0 | 0 | 0 | 0 | 0 | 0 | 0 | 0 | 0 | 0
PG&E GBA | Weber | 60 | LDES |  |  | 0 | 0 | 0 | 0 | 0 | 0 | 0 | 0 | 0 | 0 | 0 | 0 | 0 | 0 | 0 | 0 | 0 | 0 | 0 | 0 | 0 | 0 | 0 | 0 | 0 | 0 | 0 | 0
PG&E FRESNO | West Fresno | 115 | LDES |  |  | 0 | 0 | 0 | 0 | 0 | 0 | 0 | 0 | 0 | 0 | 0 | 0 | 0 | 0 | 0 | 0 | 0 | 0 | 0 | 0 | 0 | 0 | 0 | 0 | 0 | 0 | 0 | 0
PG&E FRESNO | Westley | 230 | LDES |  |  | 0 | 0 | 0 | 0 | 0 | 0 | 0 | 0 | 0 | 0 | 0 | 0 | 0 | 0 | 0 | 0 | 0 | 0 | 0 | 0 | 0 | 0 | 0 | 0 | 0 | 0 | 0 | 0
PG&E KERN | Westpark | 115 | LDES |  |  | 0 | 0 | 0 | 0 | 0 | 0 | 0 | 0 | 0 | 0 | 0 | 0 | 0 | 0 | 0 | 0 | 0 | 0 | 0 | 0 | 0 | 0 | 0 | 0 | 0 | 0 | 0 | 0
PG&E KERN | Wheeler Ridge | 230 | LDES |  |  | 0 | 0 | 0 | 0 | 0 | 0 | 0 | 0 | 0 | 0 | 0 | 0 | 0 | 0 | 0 | 0 | 0 | 0 | 0 | 0 | 0 | 0 | 0 | 0 | 0 | 0 | 0 | 0
PG&E KERN | Wheeler Ridge | 115 | LDES |  |  | 0 | 0 | 0 | 0 | 0 | 0 | 0 | 0 | 0 | 0 | 0 | 0 | 0 | 0 | 0 | 0 | 0 | 0 | 0 | 0 | 0 | 0 | 0 | 0 | 0 | 0 | 0 | 0
PG&E KERN | Wheeler Ridge | 70 | LDES |  |  | 0 | 0 | 0 | 0 | 0 | 0 | 0 | 0 | 0 | 0 | 0 | 0 | 0 | 0 | 0 | 0 | 0 | 0 | 0 | 0 | 0 | 0 | 0 | 0 | 0 | 0 | 0 | 0
SCE Northern | Whirlwind | 230 | LDES |  | Mapped as A-CAES | 1 | 0 | 0 | 0 | 200 | 0 | 200 | 0 | 0 | 0 | 200 | 0 | 200 | 200 | 0 | 200 | 0 | 0 | 0 | 200 | 0 | 200 | 400 | 0 | 400 | 400 | 0 | 400
SCE Northern | Whirlwind | 500 | LDES |  |  | 0 | 0 | 0 | 0 | 0 | 0 | 0 | 0 | 0 | 0 | 0 | 0 | 0 | 0 | 0 | 0 | 0 | 0 | 0 | 0 | 0 | 0 | 0 | 0 | 0 | 0 | 0 | 0
PG&E GBA | Whisman | 115 | LDES |  |  | 0 | 0 | 0 | 0 | 0 | 0 | 0 | 0 | 0 | 0 | 0 | 0 | 0 | 0 | 0 | 0 | 0 | 0 | 0 | 0 | 0 | 0 | 0 | 0 | 0 | 0 | 0 | 0
SCE Eastern | Wildlife | 230 | LDES |  |  | 0 | 0 | 0 | 0 | 0 | 0 | 0 | 0 | 0 | 0 | 0 | 0 | 0 | 0 | 0 | 0 | 0 | 0 | 0 | 0 | 0 | 0 | 0 | 0 | 0 | 0 | 0 | 0
PG&E FRESNO | Wilson | 115 | LDES |  |  | 0 | 0 | 0 | 0 | 0 | 0 | 0 | 0 | 0 | 0 | 0 | 0 | 0 | 0 | 0 | 0 | 0 | 0 | 0 | 0 | 0 | 0 | 0 | 0 | 0 | 0 | 0 | 0
PG&E FRESNO | Wilson | 230 | LDES |  |  | 0 | 0 | 0 | 0 | 0 | 0 | 0 | 0 | 0 | 0 | 0 | 0 | 0 | 0 | 0 | 0 | 0 | 0 | 0 | 0 | 0 | 0 | 0 | 0 | 0 | 0 | 0 | 0
SCE Northern | Windhub | 230 | LDES |  |  | 0 | 0 | 0 | 0 | 0 | 0 | 0 | 0 | 0 | 0 | 0 | 0 | 0 | 0 | 0 | 0 | 0 | 0 | 0 | 0 | 0 | 0 | 0 | 0 | 0 | 0 | 0 | 0
SCE Northern | Windhub | 500 | LDES |  |  | 0 | 0 | 0 | 0 | 0 | 0 | 0 | 0 | 0 | 0 | 0 | 0 | 0 | 0 | 0 | 0 | 0 | 0 | 0 | 0 | 0 | 0 | 0 | 0 | 0 | 0 | 0 | 0
PG&E GBA | Windmaster | 230 | LDES |  |  | 0 | 0 | 0 | 0 | 0 | 0 | 0 | 0 | 0 | 0 | 0 | 0 | 0 | 0 | 0 | 0 | 0 | 0 | 0 | 0 | 0 | 0 | 0 | 0 | 0 | 0 | 0 | 0
PG&E NGBA | Windsor | 60 | LDES |  |  | 0 | 0 | 0 | 0 | 0 | 0 | 0 | 0 | 0 | 0 | 0 | 0 | 0 | 0 | 0 | 0 | 0 | 0 | 0 | 0 | 0 | 0 | 0 | 0 | 0 | 0 | 0 | 0
PG&E NGBA | Woodland | 115 | LDES |  |  | 0 | 0 | 0 | 0 | 0 | 0 | 0 | 0 | 0 | 0 | 0 | 0 | 0 | 0 | 0 | 0 | 0 | 0 | 0 | 0 | 0 | 0 | 0 | 0 | 0 | 0 | 0 | 0
PG&E FRESNO | Woodward | 115 | LDES |  |  | 0 | 0 | 0 | 0 | 0 | 0 | 0 | 0 | 0 | 0 | 0 | 0 | 0 | 0 | 0 | 0 | 0 | 0 | 0 | 0 | 0 | 0 | 0 | 0 | 0 | 0 | 0 | 0
PG&E NGBA | Wyandotte | 115 | LDES |  |  | 0 | 0 | 0 | 0 | 0 | 0 | 0 | 0 | 0 | 0 | 0 | 0 | 0 | 0 | 0 | 0 | 0 | 0 | 0 | 0 | 0 | 0 | 0 | 0 | 0 | 0 | 0 | 0
PG&E KERN | 7th Standard | 115 | OOS_Wind |  |  | 0 | 0 | 0 | 0 | 0 | 0 | 0 | 0 | 0 | 0 | 0 | 0 | 0 | 0 | 0 | 0 | 0 | 0 | 0 | 0 | 0 | 0 | 0 | 0 | 0 | 0 | 0 | 0
SCE Metro | Alamitos | 230 | OOS_Wind |  |  | 0 | 0 | 0 | 0 | 0 | 0 | 0 | 0 | 0 | 0 | 0 | 0 | 0 | 0 | 0 | 0 | 0 | 0 | 0 | 0 | 0 | 0 | 0 | 0 | 0 | 0 | 0 | 0
SCE Eastern | Alberhill | 115 | OOS_Wind |  |  | 0 | 0 | 0 | 0 | 0 | 0 | 0 | 0 | 0 | 0 | 0 | 0 | 0 | 0 | 0 | 0 | 0 | 0 | 0 | 0 | 0 | 0 | 0 | 0 | 0 | 0 | 0 | 0
SCE Eastern | Alberhill | 500 | OOS_Wind |  |  | 0 | 0 | 0 | 0 | 0 | 0 | 0 | 0 | 0 | 0 | 0 | 0 | 0 | 0 | 0 | 0 | 0 | 0 | 0 | 0 | 0 | 0 | 0 | 0 | 0 | 0 | 0 | 0
PG&E GBA | Alhambra | 115 | OOS_Wind |  |  | 0 | 0 | 0 | 0 | 0 | 0 | 0 | 0 | 0 | 0 | 0 | 0 | 0 | 0 | 0 | 0 | 0 | 0 | 0 | 0 | 0 | 0 | 0 | 0 | 0 | 0 | 0 | 0
PG&E FRESNO | Alpaugh | 115 | OOS_Wind |  |  | 0 | 0 | 0 | 0 | 0 | 0 | 0 | 0 | 0 | 0 | 0 | 0 | 0 | 0 | 0 | 0 | 0 | 0 | 0 | 0 | 0 | 0 | 0 | 0 | 0 | 0 | 0 | 0
PG&E GBA | Altamont Midway (Sandhill) | 230 | OOS_Wind |  |  | 0 | 0 | 0 | 0 | 0 | 0 | 0 | 0 | 0 | 0 | 0 | 0 | 0 | 0 | 0 | 0 | 0 | 0 | 0 | 0 | 0 | 0 | 0 | 0 | 0 | 0 | 0 | 0
SCE Northern | Antelope | 230 | OOS_Wind |  |  | 0 | 0 | 0 | 0 | 0 | 0 | 0 | 0 | 0 | 0 | 0 | 0 | 0 | 0 | 0 | 0 | 0 | 0 | 0 | 0 | 0 | 0 | 0 | 0 | 0 | 0 | 0 | 0
SCE Northern | Antelope | 500 | OOS_Wind |  |  | 0 | 0 | 0 | 0 | 0 | 0 | 0 | 0 | 0 | 0 | 0 | 0 | 0 | 0 | 0 | 0 | 0 | 0 | 0 | 0 | 0 | 0 | 0 | 0 | 0 | 0 | 0 | 0
PG&E KERN | Arco | 230 | OOS_Wind |  |  | 0 | 0 | 0 | 0 | 0 | 0 | 0 | 0 | 0 | 0 | 0 | 0 | 0 | 0 | 0 | 0 | 0 | 0 | 0 | 0 | 0 | 0 | 0 | 0 | 0 | 0 | 0 | 0
SCE Metro | ArcoGen | 230 | OOS_Wind |  |  | 0 | 0 | 0 | 0 | 0 | 0 | 0 | 0 | 0 | 0 | 0 | 0 | 0 | 0 | 0 | 0 | 0 | 0 | 0 | 0 | 0 | 0 | 0 | 0 | 0 | 0 | 0 | 0
SDGE | Artesian | 230 | OOS_Wind |  |  | 0 | 0 | 0 | 0 | 0 | 0 | 0 | 0 | 0 | 0 | 0 | 0 | 0 | 0 | 0 | 0 | 0 | 0 | 0 | 0 | 0 | 0 | 0 | 0 | 0 | 0 | 0 | 0
PG&E FRESNO | Ashlan | 230 | OOS_Wind |  |  | 0 | 0 | 0 | 0 | 0 | 0 | 0 | 0 | 0 | 0 | 0 | 0 | 0 | 0 | 0 | 0 | 0 | 0 | 0 | 0 | 0 | 0 | 0 | 0 | 0 | 0 | 0 | 0
PG&E NGBA | Atlantic | 115 | OOS_Wind |  |  | 0 | 0 | 0 | 0 | 0 | 0 | 0 | 0 | 0 | 0 | 0 | 0 | 0 | 0 | 0 | 0 | 0 | 0 | 0 | 0 | 0 | 0 | 0 | 0 | 0 | 0 | 0 | 0
PG&E NGBA | Atlantic | 230 | OOS_Wind |  |  | 0 | 0 | 0 | 0 | 0 | 0 | 0 | 0 | 0 | 0 | 0 | 0 | 0 | 0 | 0 | 0 | 0 | 0 | 0 | 0 | 0 | 0 | 0 | 0 | 0 | 0 | 0 | 0
PG&E FRESNO | Atwater | 115 | OOS_Wind |  |  | 0 | 0 | 0 | 0 | 0 | 0 | 0 | 0 | 0 | 0 | 0 | 0 | 0 | 0 | 0 | 0 | 0 | 0 | 0 | 0 | 0 | 0 | 0 | 0 | 0 | 0 | 0 | 0
PG&E GBA | Avena | 115 | OOS_Wind |  |  | 0 | 0 | 0 | 0 | 0 | 0 | 0 | 0 | 0 | 0 | 0 | 0 | 0 | 0 | 0 | 0 | 0 | 0 | 0 | 0 | 0 | 0 | 0 | 0 | 0 | 0 | 0 | 0
PG&E NGBA | Bahia | 230 | OOS_Wind |  |  | 0 | 0 | 0 | 0 | 0 | 0 | 0 | 0 | 0 | 0 | 0 | 0 | 0 | 0 | 0 | 0 | 0 | 0 | 0 | 0 | 0 | 0 | 0 | 0 | 0 | 0 | 0 | 0
SCE Northern | Bailey | 230 | OOS_Wind |  |  | 0 | 0 | 0 | 0 | 0 | 0 | 0 | 0 | 0 | 0 | 0 | 0 | 0 | 0 | 0 | 0 | 0 | 0 | 0 | 0 | 0 | 0 | 0 | 0 | 0 | 0 | 0 | 0
SCE NOL | Baker | 115 | OOS_Wind |  |  | 0 | 0 | 0 | 0 | 0 | 0 | 0 | 0 | 0 | 0 | 0 | 0 | 0 | 0 | 0 | 0 | 0 | 0 | 0 | 0 | 0 | 0 | 0 | 0 | 0 | 0 | 0 | 0
PG&E KERN | Bakersfield | 230 | OOS_Wind |  |  | 0 | 0 | 0 | 0 | 0 | 0 | 0 | 0 | 0 | 0 | 0 | 0 | 0 | 0 | 0 | 0 | 0 | 0 | 0 | 0 | 0 | 0 | 0 | 0 | 0 | 0 | 0 | 0
PG&E FRESNO | Balch | 230 | OOS_Wind |  |  | 0 | 0 | 0 | 0 | 0 | 0 | 0 | 0 | 0 | 0 | 0 | 0 | 0 | 0 | 0 | 0 | 0 | 0 | 0 | 0 | 0 | 0 | 0 | 0 | 0 | 0 | 0 | 0
SCE Eastern | Bannister | 230 | OOS_Wind |  |  | 0 | 0 | 0 | 0 | 0 | 0 | 0 | 0 | 0 | 0 | 0 | 0 | 0 | 0 | 0 | 0 | 0 | 0 | 0 | 0 | 0 | 0 | 0 | 0 | 0 | 0 | 0 | 0
SCE Metro | Barre | 230 | OOS_Wind |  |  | 0 | 0 | 0 | 0 | 0 | 0 | 0 | 0 | 0 | 0 | 0 | 0 | 0 | 0 | 0 | 0 | 0 | 0 | 0 | 0 | 0 | 0 | 0 | 0 | 0 | 0 | 0 | 0
SDGE | Bay Boulevard | 230 | OOS_Wind |  |  | 0 | 0 | 0 | 0 | 0 | 0 | 0 | 0 | 0 | 0 | 0 | 0 | 0 | 0 | 0 | 0 | 0 | 0 | 0 | 0 | 0 | 0 | 0 | 0 | 0 | 0 | 0 | 0
EOP | Beatty | 138 | OOS_Wind |  |  | 0 | 0 | 0 | 0 | 0 | 0 | 0 | 0 | 0 | 0 | 0 | 0 | 0 | 0 | 0 | 0 | 0 | 0 | 0 | 0 | 0 | 0 | 0 | 0 | 0 | 0 | 0 | 0
EOP | Beatty | 230 | OOS_Wind |  |  | 0 | 0 | 0 | 0 | 0 | 0 | 0 | 0 | 0 | 0 | 0 | 0 | 0 | 0 | 0 | 0 | 0 | 0 | 0 | 0 | 0 | 0 | 0 | 0 | 0 | 0 | 0 | 0
PG&E NGBA | Belden | 230 | OOS_Wind |  |  | 0 | 0 | 0 | 0 | 0 | 0 | 0 | 0 | 0 | 0 | 0 | 0 | 0 | 0 | 0 | 0 | 0 | 0 | 0 | 0 | 0 | 0 | 0 | 0 | 0 | 0 | 0 | 0
PG&E NGBA | Bell | 115 | OOS_Wind |  |  | 0 | 0 | 0 | 0 | 0 | 0 | 0 | 0 | 0 | 0 | 0 | 0 | 0 | 0 | 0 | 0 | 0 | 0 | 0 | 0 | 0 | 0 | 0 | 0 | 0 | 0 | 0 | 0
PG&E NGBA | Bellevue | 115 | OOS_Wind |  |  | 0 | 0 | 0 | 0 | 0 | 0 | 0 | 0 | 0 | 0 | 0 | 0 | 0 | 0 | 0 | 0 | 0 | 0 | 0 | 0 | 0 | 0 | 0 | 0 | 0 | 0 | 0 | 0
PG&E GBA | Bellota | 115 | OOS_Wind |  |  | 0 | 0 | 0 | 0 | 0 | 0 | 0 | 0 | 0 | 0 | 0 | 0 | 0 | 0 | 0 | 0 | 0 | 0 | 0 | 0 | 0 | 0 | 0 | 0 | 0 | 0 | 0 | 0
PG&E GBA | Bellota | 230 | OOS_Wind |  |  | 0 | 0 | 0 | 0 | 0 | 0 | 0 | 0 | 0 | 0 | 0 | 0 | 0 | 0 | 0 | 0 | 0 | 0 | 0 | 0 | 0 | 0 | 0 | 0 | 0 | 0 | 0 | 0
SCE Northern | Big Creek | 230 | OOS_Wind |  |  | 0 | 0 | 0 | 0 | 0 | 0 | 0 | 0 | 0 | 0 | 0 | 0 | 0 | 0 | 0 | 0 | 0 | 0 | 0 | 0 | 0 | 0 | 0 | 0 | 0 | 0 | 0 | 0
PG&E GBA | Birds Landing | 230 | OOS_Wind |  |  | 0 | 0 | 0 | 0 | 0 | 0 | 0 | 0 | 0 | 0 | 0 | 0 | 0 | 0 | 0 | 0 | 0 | 0 | 0 | 0 | 0 | 0 | 0 | 0 | 0 | 0 | 0 | 0
SCE Eastern | Blythe | 161 | OOS_Wind |  |  | 0 | 0 | 0 | 0 | 0 | 0 | 0 | 0 | 0 | 0 | 0 | 0 | 0 | 0 | 0 | 0 | 0 | 0 | 0 | 0 | 0 | 0 | 0 | 0 | 0 | 0 | 0 | 0
PG&E NGBA | Bogue | 115 | OOS_Wind |  |  | 0 | 0 | 0 | 0 | 0 | 0 | 0 | 0 | 0 | 0 | 0 | 0 | 0 | 0 | 0 | 0 | 0 | 0 | 0 | 0 | 0 | 0 | 0 | 0 | 0 | 0 | 0 | 0
PG&E FRESNO | Borden | 230 | OOS_Wind |  |  | 0 | 0 | 0 | 0 | 0 | 0 | 0 | 0 | 0 | 0 | 0 | 0 | 0 | 0 | 0 | 0 | 0 | 0 | 0 | 0 | 0 | 0 | 0 | 0 | 0 | 0 | 0 | 0
SDGE | Boulevard East | 138 | OOS_Wind |  |  | 0 | 0 | 0 | 0 | 0 | 0 | 0 | 0 | 0 | 0 | 0 | 0 | 0 | 0 | 0 | 0 | 0 | 0 | 0 | 0 | 0 | 0 | 0 | 0 | 0 | 0 | 0 | 0
PG&E GBA | Brentwood | 230 | OOS_Wind |  |  | 0 | 0 | 0 | 0 | 0 | 0 | 0 | 0 | 0 | 0 | 0 | 0 | 0 | 0 | 0 | 0 | 0 | 0 | 0 | 0 | 0 | 0 | 0 | 0 | 0 | 0 | 0 | 0
PG&E NGBA | Bridgeville | 115 | OOS_Wind |  |  | 0 | 0 | 0 | 0 | 0 | 0 | 0 | 0 | 0 | 0 | 0 | 0 | 0 | 0 | 0 | 0 | 0 | 0 | 0 | 0 | 0 | 0 | 0 | 0 | 0 | 0 | 0 | 0
PG&E NGBA | Brighton | 115 | OOS_Wind |  |  | 0 | 0 | 0 | 0 | 0 | 0 | 0 | 0 | 0 | 0 | 0 | 0 | 0 | 0 | 0 | 0 | 0 | 0 | 0 | 0 | 0 | 0 | 0 | 0 | 0 | 0 | 0 | 0
PG&E NGBA | Brighton | 230 | OOS_Wind |  |  | 0 | 0 | 0 | 0 | 0 | 0 | 0 | 0 | 0 | 0 | 0 | 0 | 0 | 0 | 0 | 0 | 0 | 0 | 0 | 0 | 0 | 0 | 0 | 0 | 0 | 0 | 0 | 0
PG&E NGBA | Brunswick | 115 | OOS_Wind |  |  | 0 | 0 | 0 | 0 | 0 | 0 | 0 | 0 | 0 | 0 | 0 | 0 | 0 | 0 | 0 | 0 | 0 | 0 | 0 | 0 | 0 | 0 | 0 | 0 | 0 | 0 | 0 | 0
PG&E NGBA | Bucks Creek | 230 | OOS_Wind |  |  | 0 | 0 | 0 | 0 | 0 | 0 | 0 | 0 | 0 | 0 | 0 | 0 | 0 | 0 | 0 | 0 | 0 | 0 | 0 | 0 | 0 | 0 | 0 | 0 | 0 | 0 | 0 | 0
PG&E KERN | Buena Vista | 230 | OOS_Wind |  |  | 0 | 0 | 0 | 0 | 0 | 0 | 0 | 0 | 0 | 0 | 0 | 0 | 0 | 0 | 0 | 0 | 0 | 0 | 0 | 0 | 0 | 0 | 0 | 0 | 0 | 0 | 0 | 0
PG&E FRESNO | Bullard | 115 | OOS_Wind |  |  | 0 | 0 | 0 | 0 | 0 | 0 | 0 | 0 | 0 | 0 | 0 | 0 | 0 | 0 | 0 | 0 | 0 | 0 | 0 | 0 | 0 | 0 | 0 | 0 | 0 | 0 | 0 | 0
PG&E GBA | Burlingame | 115 | OOS_Wind |  |  | 0 | 0 | 0 | 0 | 0 | 0 | 0 | 0 | 0 | 0 | 0 | 0 | 0 | 0 | 0 | 0 | 0 | 0 | 0 | 0 | 0 | 0 | 0 | 0 | 0 | 0 | 0 | 0
PG&E NGBA | Burney Forest | 230 | OOS_Wind |  |  | 0 | 0 | 0 | 0 | 0 | 0 | 0 | 0 | 0 | 0 | 0 | 0 | 0 | 0 | 0 | 0 | 0 | 0 | 0 | 0 | 0 | 0 | 0 | 0 | 0 | 0 | 0 | 0
PG&E NGBA | Butte | 115 | OOS_Wind |  |  | 0 | 0 | 0 | 0 | 0 | 0 | 0 | 0 | 0 | 0 | 0 | 0 | 0 | 0 | 0 | 0 | 0 | 0 | 0 | 0 | 0 | 0 | 0 | 0 | 0 | 0 | 0 | 0
PG&E KERN | Cabrillo | 115 | OOS_Wind |  |  | 0 | 0 | 0 | 0 | 0 | 0 | 0 | 0 | 0 | 0 | 0 | 0 | 0 | 0 | 0 | 0 | 0 | 0 | 0 | 0 | 0 | 0 | 0 | 0 | 0 | 0 | 0 | 0
PG&E FRESNO | Cal Flats | 230 | OOS_Wind |  |  | 0 | 0 | 0 | 0 | 0 | 0 | 0 | 0 | 0 | 0 | 0 | 0 | 0 | 0 | 0 | 0 | 0 | 0 | 0 | 0 | 0 | 0 | 0 | 0 | 0 | 0 | 0 | 0
SCE NOL | Calcite | 230 | OOS_Wind |  |  | 0 | 0 | 0 | 0 | 0 | 0 | 0 | 0 | 0 | 0 | 0 | 0 | 0 | 0 | 0 | 0 | 0 | 0 | 0 | 0 | 0 | 0 | 0 | 0 | 0 | 0 | 0 | 0
PG&E KERN | Caliente | 230 | OOS_Wind |  |  | 0 | 0 | 0 | 0 | 0 | 0 | 0 | 0 | 0 | 0 | 0 | 0 | 0 | 0 | 0 | 0 | 0 | 0 | 0 | 0 | 0 | 0 | 0 | 0 | 0 | 0 | 0 | 0
PG&E FRESNO | California Ave | 115 | OOS_Wind |  |  | 0 | 0 | 0 | 0 | 0 | 0 | 0 | 0 | 0 | 0 | 0 | 0 | 0 | 0 | 0 | 0 | 0 | 0 | 0 | 0 | 0 | 0 | 0 | 0 | 0 | 0 | 0 | 0
PG&E KERN | Callender | 115 | OOS_Wind |  |  | 0 | 0 | 0 | 0 | 0 | 0 | 0 | 0 | 0 | 0 | 0 | 0 | 0 | 0 | 0 | 0 | 0 | 0 | 0 | 0 | 0 | 0 | 0 | 0 | 0 | 0 | 0 | 0
PG&E NGBA | Calpella | 115 | OOS_Wind |  |  | 0 | 0 | 0 | 0 | 0 | 0 | 0 | 0 | 0 | 0 | 0 | 0 | 0 | 0 | 0 | 0 | 0 | 0 | 0 | 0 | 0 | 0 | 0 | 0 | 0 | 0 | 0 | 0
PG&E GBA | Camanche | 230 | OOS_Wind |  |  | 0 | 0 | 0 | 0 | 0 | 0 | 0 | 0 | 0 | 0 | 0 | 0 | 0 | 0 | 0 | 0 | 0 | 0 | 0 | 0 | 0 | 0 | 0 | 0 | 0 | 0 | 0 | 0
PG&E FRESNO | Cantua | 115 | OOS_Wind |  |  | 0 | 0 | 0 | 0 | 0 | 0 | 0 | 0 | 0 | 0 | 0 | 0 | 0 | 0 | 0 | 0 | 0 | 0 | 0 | 0 | 0 | 0 | 0 | 0 | 0 | 0 | 0 | 0
SDGE | Capistrano | 138 | OOS_Wind |  |  | 0 | 0 | 0 | 0 | 0 | 0 | 0 | 0 | 0 | 0 | 0 | 0 | 0 | 0 | 0 | 0 | 0 | 0 | 0 | 0 | 0 | 0 | 0 | 0 | 0 | 0 | 0 | 0
SDGE | Capistrano | 230 | OOS_Wind |  |  | 0 | 0 | 0 | 0 | 0 | 0 | 0 | 0 | 0 | 0 | 0 | 0 | 0 | 0 | 0 | 0 | 0 | 0 | 0 | 0 | 0 | 0 | 0 | 0 | 0 | 0 | 0 | 0
PG&E NGBA | Carberry | 230 | OOS_Wind |  |  | 0 | 0 | 0 | 0 | 0 | 0 | 0 | 0 | 0 | 0 | 0 | 0 | 0 | 0 | 0 | 0 | 0 | 0 | 0 | 0 | 0 | 0 | 0 | 0 | 0 | 0 | 0 | 0
PG&E NGBA | Caribou | 115 | OOS_Wind |  |  | 0 | 0 | 0 | 0 | 0 | 0 | 0 | 0 | 0 | 0 | 0 | 0 | 0 | 0 | 0 | 0 | 0 | 0 | 0 | 0 | 0 | 0 | 0 | 0 | 0 | 0 | 0 | 0
PG&E NGBA | Caribou | 230 | OOS_Wind |  |  | 0 | 0 | 0 | 0 | 0 | 0 | 0 | 0 | 0 | 0 | 0 | 0 | 0 | 0 | 0 | 0 | 0 | 0 | 0 | 0 | 0 | 0 | 0 | 0 | 0 | 0 | 0 | 0
EOP | Carpenter Canyon (fka Gamebird) | 138 | OOS_Wind |  |  | 0 | 0 | 0 | 0 | 0 | 0 | 0 | 0 | 0 | 0 | 0 | 0 | 0 | 0 | 0 | 0 | 0 | 0 | 0 | 0 | 0 | 0 | 0 | 0 | 0 | 0 | 0 | 0
EOP | Carpenter Canyon (fka Gamebird) | 230 | OOS_Wind |  |  | 0 | 0 | 0 | 0 | 0 | 0 | 0 | 0 | 0 | 0 | 0 | 0 | 0 | 0 | 0 | 0 | 0 | 0 | 0 | 0 | 0 | 0 | 0 | 0 | 0 | 0 | 0 | 0
PG&E NGBA | Carquinez | 115 | OOS_Wind |  |  | 0 | 0 | 0 | 0 | 0 | 0 | 0 | 0 | 0 | 0 | 0 | 0 | 0 | 0 | 0 | 0 | 0 | 0 | 0 | 0 | 0 | 0 | 0 | 0 | 0 | 0 | 0 | 0
SDGE | Carrizo Gorge | 138 | OOS_Wind |  |  | 0 | 0 | 0 | 0 | 0 | 0 | 0 | 0 | 0 | 0 | 0 | 0 | 0 | 0 | 0 | 0 | 0 | 0 | 0 | 0 | 0 | 0 | 0 | 0 | 0 | 0 | 0 | 0
PG&E KERN | Carrizo Plains | 115 | OOS_Wind |  |  | 0 | 0 | 0 | 0 | 0 | 0 | 0 | 0 | 0 | 0 | 0 | 0 | 0 | 0 | 0 | 0 | 0 | 0 | 0 | 0 | 0 | 0 | 0 | 0 | 0 | 0 | 0 | 0
PG&E KERN | Casaloma | 230 | OOS_Wind |  |  | 0 | 0 | 0 | 0 | 0 | 0 | 0 | 0 | 0 | 0 | 0 | 0 | 0 | 0 | 0 | 0 | 0 | 0 | 0 | 0 | 0 | 0 | 0 | 0 | 0 | 0 | 0 | 0
PG&E GBA | Castro Valley | 230 | OOS_Wind |  |  | 0 | 0 | 0 | 0 | 0 | 0 | 0 | 0 | 0 | 0 | 0 | 0 | 0 | 0 | 0 | 0 | 0 | 0 | 0 | 0 | 0 | 0 | 0 | 0 | 0 | 0 | 0 | 0
PG&E GBA | Cayetano | 230 | OOS_Wind |  |  | 0 | 0 | 0 | 0 | 0 | 0 | 0 | 0 | 0 | 0 | 0 | 0 | 0 | 0 | 0 | 0 | 0 | 0 | 0 | 0 | 0 | 0 | 0 | 0 | 0 | 0 | 0 | 0
SCE Metro | Center | 230 | OOS_Wind |  |  | 0 | 0 | 0 | 0 | 0 | 0 | 0 | 0 | 0 | 0 | 0 | 0 | 0 | 0 | 0 | 0 | 0 | 0 | 0 | 0 | 0 | 0 | 0 | 0 | 0 | 0 | 0 | 0
PG&E KERN | Charca | 115 | OOS_Wind |  |  | 0 | 0 | 0 | 0 | 0 | 0 | 0 | 0 | 0 | 0 | 0 | 0 | 0 | 0 | 0 | 0 | 0 | 0 | 0 | 0 | 0 | 0 | 0 | 0 | 0 | 0 | 0 | 0
EOP | Charleston | 138 | OOS_Wind |  |  | 0 | 0 | 0 | 0 | 0 | 0 | 0 | 0 | 0 | 0 | 0 | 0 | 0 | 0 | 0 | 0 | 0 | 0 | 0 | 0 | 0 | 0 | 0 | 0 | 0 | 0 | 0 | 0
SCE Metro | Chevmain | 230 | OOS_Wind |  |  | 0 | 0 | 0 | 0 | 0 | 0 | 0 | 0 | 0 | 0 | 0 | 0 | 0 | 0 | 0 | 0 | 0 | 0 | 0 | 0 | 0 | 0 | 0 | 0 | 0 | 0 | 0 | 0
SDGE | Chicarita | 138 | OOS_Wind |  |  | 0 | 0 | 0 | 0 | 0 | 0 | 0 | 0 | 0 | 0 | 0 | 0 | 0 | 0 | 0 | 0 | 0 | 0 | 0 | 0 | 0 | 0 | 0 | 0 | 0 | 0 | 0 | 0
SCE Metro | Chino | 230 | OOS_Wind |  |  | 0 | 0 | 0 | 0 | 0 | 0 | 0 | 0 | 0 | 0 | 0 | 0 | 0 | 0 | 0 | 0 | 0 | 0 | 0 | 0 | 0 | 0 | 0 | 0 | 0 | 0 | 0 | 0
PG&E FRESNO | Chowchilla | 115 | OOS_Wind |  |  | 0 | 0 | 0 | 0 | 0 | 0 | 0 | 0 | 0 | 0 | 0 | 0 | 0 | 0 | 0 | 0 | 0 | 0 | 0 | 0 | 0 | 0 | 0 | 0 | 0 | 0 | 0 | 0
PG&E GBA | Christie | 115 | OOS_Wind |  |  | 0 | 0 | 0 | 0 | 0 | 0 | 0 | 0 | 0 | 0 | 0 | 0 | 0 | 0 | 0 | 0 | 0 | 0 | 0 | 0 | 0 | 0 | 0 | 0 | 0 | 0 | 0 | 0
SCE Eastern | Cielo Azul | 500 | OOS_Wind |  |  | 0 | 0 | 0 | 0 | 0 | 0 | 0 | 0 | 0 | 0 | 0 | 0 | 0 | 0 | 0 | 0 | 0 | 0 | 0 | 0 | 0 | 0 | 0 | 0 | 0 | 0 | 0 | 0
PG&E GBA | Clayton | 115 | OOS_Wind |  |  | 0 | 0 | 0 | 0 | 0 | 0 | 0 | 0 | 0 | 0 | 0 | 0 | 0 | 0 | 0 | 0 | 0 | 0 | 0 | 0 | 0 | 0 | 0 | 0 | 0 | 0 | 0 | 0
PG&E NGBA | Cloverdale | 115 | OOS_Wind |  |  | 0 | 0 | 0 | 0 | 0 | 0 | 0 | 0 | 0 | 0 | 0 | 0 | 0 | 0 | 0 | 0 | 0 | 0 | 0 | 0 | 0 | 0 | 0 | 0 | 0 | 0 | 0 | 0
PG&E FRESNO | Clovis | 115 | OOS_Wind |  |  | 0 | 0 | 0 | 0 | 0 | 0 | 0 | 0 | 0 | 0 | 0 | 0 | 0 | 0 | 0 | 0 | 0 | 0 | 0 | 0 | 0 | 0 | 0 | 0 | 0 | 0 | 0 | 0
PG&E GBA | Coburn | 230 | OOS_Wind |  |  | 0 | 0 | 0 | 0 | 0 | 0 | 0 | 0 | 0 | 0 | 0 | 0 | 0 | 0 | 0 | 0 | 0 | 0 | 0 | 0 | 0 | 0 | 0 | 0 | 0 | 0 | 0 | 0
PG&E NGBA | Colgate | 230 | OOS_Wind |  |  | 0 | 0 | 0 | 0 | 0 | 0 | 0 | 0 | 0 | 0 | 0 | 0 | 0 | 0 | 0 | 0 | 0 | 0 | 0 | 0 | 0 | 0 | 0 | 0 | 0 | 0 | 0 | 0
PG&E GBA | Collierville | 230 | OOS_Wind |  |  | 0 | 0 | 0 | 0 | 0 | 0 | 0 | 0 | 0 | 0 | 0 | 0 | 0 | 0 | 0 | 0 | 0 | 0 | 0 | 0 | 0 | 0 | 0 | 0 | 0 | 0 | 0 | 0
PG&E GBA | Collinsville | 230 | OOS_Wind |  |  | 0 | 0 | 0 | 0 | 0 | 0 | 0 | 0 | 0 | 0 | 0 | 0 | 0 | 0 | 0 | 0 | 0 | 0 | 0 | 0 | 0 | 0 | 0 | 0 | 0 | 0 | 0 | 0
PG&E GBA | Collinsville | 500 | OOS_Wind |  |  | 0 | 0 | 0 | 0 | 0 | 0 | 0 | 0 | 0 | 0 | 0 | 0 | 0 | 0 | 0 | 0 | 0 | 0 | 0 | 0 | 0 | 0 | 0 | 0 | 0 | 0 | 0 | 0
SCE Eastern | Colorado River | 230 | OOS_Wind |  |  | 0 | 0 | 0 | 0 | 0 | 0 | 0 | 0 | 0 | 0 | 0 | 0 | 0 | 0 | 0 | 0 | 0 | 0 | 0 | 0 | 0 | 0 | 0 | 0 | 0 | 0 | 0 | 0
SCE Eastern | Colorado River | 500 | OOS_Wind |  |  | 0 | 0 | 0 | 0 | 0 | 0 | 0 | 0 | 0 | 0 | 0 | 0 | 0 | 0 | 0 | 0 | 0 | 0 | 0 | 0 | 0 | 0 | 0 | 0 | 0 | 0 | 0 | 0
PG&E KERN | Columbus | 115 | OOS_Wind |  |  | 0 | 0 | 0 | 0 | 0 | 0 | 0 | 0 | 0 | 0 | 0 | 0 | 0 | 0 | 0 | 0 | 0 | 0 | 0 | 0 | 0 | 0 | 0 | 0 | 0 | 0 | 0 | 0
PG&E GBA | Contra Costa | 115 | OOS_Wind |  |  | 0 | 0 | 0 | 0 | 0 | 0 | 0 | 0 | 0 | 0 | 0 | 0 | 0 | 0 | 0 | 0 | 0 | 0 | 0 | 0 | 0 | 0 | 0 | 0 | 0 | 0 | 0 | 0
PG&E GBA | Contra Costa | 230 | OOS_Wind |  |  | 0 | 0 | 0 | 0 | 0 | 0 | 0 | 0 | 0 | 0 | 0 | 0 | 0 | 0 | 0 | 0 | 0 | 0 | 0 | 0 | 0 | 0 | 0 | 0 | 0 | 0 | 0 | 0
PG&E GBA | Contra Costa PP | 230 | OOS_Wind |  |  | 0 | 0 | 0 | 0 | 0 | 0 | 0 | 0 | 0 | 0 | 0 | 0 | 0 | 0 | 0 | 0 | 0 | 0 | 0 | 0 | 0 | 0 | 0 | 0 | 0 | 0 | 0 | 0
SCE NOL | Control | 115 | OOS_Wind |  |  | 0 | 0 | 0 | 0 | 0 | 0 | 0 | 0 | 0 | 0 | 0 | 0 | 0 | 0 | 0 | 0 | 0 | 0 | 0 | 0 | 0 | 0 | 0 | 0 | 0 | 0 | 0 | 0
PG&E GBA | Cooley Landing | 115 | OOS_Wind |  |  | 0 | 0 | 0 | 0 | 0 | 0 | 0 | 0 | 0 | 0 | 0 | 0 | 0 | 0 | 0 | 0 | 0 | 0 | 0 | 0 | 0 | 0 | 0 | 0 | 0 | 0 | 0 | 0
SCE NOL | Coolwater | 230 | OOS_Wind |  |  | 0 | 0 | 0 | 0 | 0 | 0 | 0 | 0 | 0 | 0 | 0 | 0 | 0 | 0 | 0 | 0 | 0 | 0 | 0 | 0 | 0 | 0 | 0 | 0 | 0 | 0 | 0 | 0
SCE NOL | Coolwater | 115 | OOS_Wind |  |  | 0 | 0 | 0 | 0 | 0 | 0 | 0 | 0 | 0 | 0 | 0 | 0 | 0 | 0 | 0 | 0 | 0 | 0 | 0 | 0 | 0 | 0 | 0 | 0 | 0 | 0 | 0 | 0
PG&E FRESNO | Corcoran | 115 | OOS_Wind |  |  | 0 | 0 | 0 | 0 | 0 | 0 | 0 | 0 | 0 | 0 | 0 | 0 | 0 | 0 | 0 | 0 | 0 | 0 | 0 | 0 | 0 | 0 | 0 | 0 | 0 | 0 | 0 | 0
PG&E NGBA | Corona | 115 | OOS_Wind |  |  | 0 | 0 | 0 | 0 | 0 | 0 | 0 | 0 | 0 | 0 | 0 | 0 | 0 | 0 | 0 | 0 | 0 | 0 | 0 | 0 | 0 | 0 | 0 | 0 | 0 | 0 | 0 | 0
PG&E NGBA | Cortina | 230 | OOS_Wind |  |  | 0 | 0 | 0 | 0 | 0 | 0 | 0 | 0 | 0 | 0 | 0 | 0 | 0 | 0 | 0 | 0 | 0 | 0 | 0 | 0 | 0 | 0 | 0 | 0 | 0 | 0 | 0 | 0
PG&E NGBA | Cortina | 115 | OOS_Wind |  |  | 0 | 0 | 0 | 0 | 0 | 0 | 0 | 0 | 0 | 0 | 0 | 0 | 0 | 0 | 0 | 0 | 0 | 0 | 0 | 0 | 0 | 0 | 0 | 0 | 0 | 0 | 0 | 0
PG&E GBA | Cottle | 230 | OOS_Wind |  |  | 0 | 0 | 0 | 0 | 0 | 0 | 0 | 0 | 0 | 0 | 0 | 0 | 0 | 0 | 0 | 0 | 0 | 0 | 0 | 0 | 0 | 0 | 0 | 0 | 0 | 0 | 0 | 0
PG&E NGBA | Cottonwood | 115 | OOS_Wind |  |  | 0 | 0 | 0 | 0 | 0 | 0 | 0 | 0 | 0 | 0 | 0 | 0 | 0 | 0 | 0 | 0 | 0 | 0 | 0 | 0 | 0 | 0 | 0 | 0 | 0 | 0 | 0 | 0
PG&E NGBA | Cottonwood | 230 | OOS_Wind |  |  | 0 | 0 | 0 | 0 | 0 | 0 | 0 | 0 | 0 | 0 | 0 | 0 | 0 | 0 | 0 | 0 | 0 | 0 | 0 | 0 | 0 | 0 | 0 | 0 | 0 | 0 | 0 | 0
PG&E NGBA | Cove Road | 230 | OOS_Wind |  |  | 0 | 0 | 0 | 0 | 0 | 0 | 0 | 0 | 0 | 0 | 0 | 0 | 0 | 0 | 0 | 0 | 0 | 0 | 0 | 0 | 0 | 0 | 0 | 0 | 0 | 0 | 0 | 0
PG&E GBA | Coyote | 230 | OOS_Wind |  |  | 0 | 0 | 0 | 0 | 0 | 0 | 0 | 0 | 0 | 0 | 0 | 0 | 0 | 0 | 0 | 0 | 0 | 0 | 0 | 0 | 0 | 0 | 0 | 0 | 0 | 0 | 0 | 0
PG&E GBA | Crazy Horse Canyon | 115 | OOS_Wind |  |  | 0 | 0 | 0 | 0 | 0 | 0 | 0 | 0 | 0 | 0 | 0 | 0 | 0 | 0 | 0 | 0 | 0 | 0 | 0 | 0 | 0 | 0 | 0 | 0 | 0 | 0 | 0 | 0
PG&E FRESNO | Cressey | 115 | OOS_Wind |  |  | 0 | 0 | 0 | 0 | 0 | 0 | 0 | 0 | 0 | 0 | 0 | 0 | 0 | 0 | 0 | 0 | 0 | 0 | 0 | 0 | 0 | 0 | 0 | 0 | 0 | 0 | 0 | 0
PG&E NGBA | Cresta | 230 | OOS_Wind |  |  | 0 | 0 | 0 | 0 | 0 | 0 | 0 | 0 | 0 | 0 | 0 | 0 | 0 | 0 | 0 | 0 | 0 | 0 | 0 | 0 | 0 | 0 | 0 | 0 | 0 | 0 | 0 | 0
PG&E GBA | Curtis | 115 | OOS_Wind |  |  | 0 | 0 | 0 | 0 | 0 | 0 | 0 | 0 | 0 | 0 | 0 | 0 | 0 | 0 | 0 | 0 | 0 | 0 | 0 | 0 | 0 | 0 | 0 | 0 | 0 | 0 | 0 | 0
PG&E FRESNO | Dairyland | 115 | OOS_Wind |  |  | 0 | 0 | 0 | 0 | 0 | 0 | 0 | 0 | 0 | 0 | 0 | 0 | 0 | 0 | 0 | 0 | 0 | 0 | 0 | 0 | 0 | 0 | 0 | 0 | 0 | 0 | 0 | 0
PG&E NGBA | Davis | 115 | OOS_Wind |  |  | 0 | 0 | 0 | 0 | 0 | 0 | 0 | 0 | 0 | 0 | 0 | 0 | 0 | 0 | 0 | 0 | 0 | 0 | 0 | 0 | 0 | 0 | 0 | 0 | 0 | 0 | 0 | 0
SCE Metro | Del Amo | 500 | OOS_Wind |  |  | 0 | 0 | 0 | 0 | 0 | 0 | 0 | 0 | 0 | 0 | 0 | 0 | 0 | 0 | 0 | 0 | 0 | 0 | 0 | 0 | 0 | 0 | 0 | 0 | 0 | 0 | 0 | 0
SCE Metro | Del Amo | 230 | OOS_Wind |  |  | 0 | 0 | 0 | 0 | 0 | 0 | 0 | 0 | 0 | 0 | 0 | 0 | 0 | 0 | 0 | 0 | 0 | 0 | 0 | 0 | 0 | 0 | 0 | 0 | 0 | 0 | 0 | 0
SCE Eastern | Delaney | 500 | OOS_Wind |  |  | 0 | 0 | 0 | 0 | 0 | 0 | 0 | 0 | 0 | 0 | 0 | 0 | 0 | 0 | 0 | 0 | 0 | 0 | 0 | 0 | 0 | 0 | 0 | 0 | 0 | 0 | 0 | 0
PG&E NGBA | Delevan | 230 | OOS_Wind |  |  | 0 | 0 | 0 | 0 | 0 | 0 | 0 | 0 | 0 | 0 | 0 | 0 | 0 | 0 | 0 | 0 | 0 | 0 | 0 | 0 | 0 | 0 | 0 | 0 | 0 | 0 | 0 | 0
PG&E GBA | Delta PP | 230 | OOS_Wind |  |  | 0 | 0 | 0 | 0 | 0 | 0 | 0 | 0 | 0 | 0 | 0 | 0 | 0 | 0 | 0 | 0 | 0 | 0 | 0 | 0 | 0 | 0 | 0 | 0 | 0 | 0 | 0 | 0
EOP | Desert View | 230 | OOS_Wind |  |  | 0 | 0 | 0 | 0 | 0 | 0 | 0 | 0 | 0 | 0 | 0 | 0 | 0 | 0 | 0 | 0 | 0 | 0 | 0 | 0 | 0 | 0 | 0 | 0 | 0 | 0 | 0 | 0
SCE Eastern | Devers | 230 | OOS_Wind |  |  | 0 | 0 | 0 | 0 | 0 | 0 | 0 | 0 | 0 | 0 | 0 | 0 | 0 | 0 | 0 | 0 | 0 | 0 | 0 | 0 | 0 | 0 | 0 | 0 | 0 | 0 | 0 | 0
SCE Eastern | Devers | 500 | OOS_Wind |  |  | 0 | 0 | 0 | 0 | 0 | 0 | 0 | 0 | 0 | 0 | 0 | 0 | 0 | 0 | 0 | 0 | 0 | 0 | 0 | 0 | 0 | 0 | 0 | 0 | 0 | 0 | 0 | 0
PG&E KERN | Diablo Canyon | 230 | OOS_Wind |  |  | 0 | 0 | 0 | 0 | 0 | 0 | 0 | 0 | 0 | 0 | 0 | 0 | 0 | 0 | 0 | 0 | 0 | 0 | 0 | 0 | 0 | 0 | 0 | 0 | 0 | 0 | 0 | 0
PG&E KERN | Diablo Canyon | 500 | OOS_Wind |  |  | 0 | 0 | 0 | 0 | 0 | 0 | 0 | 0 | 0 | 0 | 0 | 0 | 0 | 0 | 0 | 0 | 0 | 0 | 0 | 0 | 0 | 0 | 0 | 0 | 0 | 0 | 0 | 0
PG&E KERN | Divide | 115 | OOS_Wind |  |  | 0 | 0 | 0 | 0 | 0 | 0 | 0 | 0 | 0 | 0 | 0 | 0 | 0 | 0 | 0 | 0 | 0 | 0 | 0 | 0 | 0 | 0 | 0 | 0 | 0 | 0 | 0 | 0
PG&E GBA | Dixon Landing | 115 | OOS_Wind |  |  | 0 | 0 | 0 | 0 | 0 | 0 | 0 | 0 | 0 | 0 | 0 | 0 | 0 | 0 | 0 | 0 | 0 | 0 | 0 | 0 | 0 | 0 | 0 | 0 | 0 | 0 | 0 | 0
PG&E FRESNO | Dos Amigos | 230 | OOS_Wind |  |  | 0 | 0 | 0 | 0 | 0 | 0 | 0 | 0 | 0 | 0 | 0 | 0 | 0 | 0 | 0 | 0 | 0 | 0 | 0 | 0 | 0 | 0 | 0 | 0 | 0 | 0 | 0 | 0
PG&E NGBA | Drum | 115 | OOS_Wind |  |  | 0 | 0 | 0 | 0 | 0 | 0 | 0 | 0 | 0 | 0 | 0 | 0 | 0 | 0 | 0 | 0 | 0 | 0 | 0 | 0 | 0 | 0 | 0 | 0 | 0 | 0 | 0 | 0
PG&E GBA | Dumbarton | 115 | OOS_Wind |  |  | 0 | 0 | 0 | 0 | 0 | 0 | 0 | 0 | 0 | 0 | 0 | 0 | 0 | 0 | 0 | 0 | 0 | 0 | 0 | 0 | 0 | 0 | 0 | 0 | 0 | 0 | 0 | 0
SCE NOL | Dunn Siding | 115 | OOS_Wind |  |  | 0 | 0 | 0 | 0 | 0 | 0 | 0 | 0 | 0 | 0 | 0 | 0 | 0 | 0 | 0 | 0 | 0 | 0 | 0 | 0 | 0 | 0 | 0 | 0 | 0 | 0 | 0 | 0
SCE Eastern | Eagle Mountain | 230 | OOS_Wind |  |  | 0 | 0 | 0 | 0 | 0 | 0 | 0 | 0 | 0 | 0 | 0 | 0 | 0 | 0 | 0 | 0 | 0 | 0 | 0 | 0 | 0 | 0 | 0 | 0 | 0 | 0 | 0 | 0
PG&E NGBA | Eagle Rock (PGE) | 115 | OOS_Wind |  |  | 0 | 0 | 0 | 0 | 0 | 0 | 0 | 0 | 0 | 0 | 0 | 0 | 0 | 0 | 0 | 0 | 0 | 0 | 0 | 0 | 0 | 0 | 0 | 0 | 0 | 0 | 0 | 0
SCE Metro | Eagle Rock (SCE) | 230 | OOS_Wind |  |  | 0 | 0 | 0 | 0 | 0 | 0 | 0 | 0 | 0 | 0 | 0 | 0 | 0 | 0 | 0 | 0 | 0 | 0 | 0 | 0 | 0 | 0 | 0 | 0 | 0 | 0 | 0 | 0
PG&E NGBA | East Marysville | 115 | OOS_Wind |  |  | 0 | 0 | 0 | 0 | 0 | 0 | 0 | 0 | 0 | 0 | 0 | 0 | 0 | 0 | 0 | 0 | 0 | 0 | 0 | 0 | 0 | 0 | 0 | 0 | 0 | 0 | 0 | 0
PG&E NGBA | East Nicolaus | 115 | OOS_Wind |  |  | 0 | 0 | 0 | 0 | 0 | 0 | 0 | 0 | 0 | 0 | 0 | 0 | 0 | 0 | 0 | 0 | 0 | 0 | 0 | 0 | 0 | 0 | 0 | 0 | 0 | 0 | 0 | 0
PG&E GBA | Eastshore | 115 | OOS_Wind |  |  | 0 | 0 | 0 | 0 | 0 | 0 | 0 | 0 | 0 | 0 | 0 | 0 | 0 | 0 | 0 | 0 | 0 | 0 | 0 | 0 | 0 | 0 | 0 | 0 | 0 | 0 | 0 | 0
PG&E GBA | Eastshore | 230 | OOS_Wind |  |  | 0 | 0 | 0 | 0 | 0 | 0 | 0 | 0 | 0 | 0 | 0 | 0 | 0 | 0 | 0 | 0 | 0 | 0 | 0 | 0 | 0 | 0 | 0 | 0 | 0 | 0 | 0 | 0
SDGE | ECO | 138 | OOS_Wind |  |  | 0 | 0 | 0 | 0 | 0 | 0 | 0 | 0 | 0 | 0 | 0 | 0 | 0 | 0 | 0 | 0 | 0 | 0 | 0 | 0 | 0 | 0 | 0 | 0 | 0 | 0 | 0 | 0
SDGE | ECO | 230 | OOS_Wind |  |  | 0 | 0 | 0 | 0 | 0 | 0 | 0 | 0 | 0 | 0 | 0 | 0 | 0 | 0 | 0 | 0 | 0 | 0 | 0 | 0 | 0 | 0 | 0 | 0 | 0 | 0 | 0 | 0
SDGE | ECO | 500 | OOS_Wind |  |  | 0 | 0 | 0 | 0 | 0 | 0 | 0 | 0 | 0 | 0 | 0 | 0 | 0 | 0 | 0 | 0 | 0 | 0 | 0 | 0 | 0 | 0 | 0 | 0 | 0 | 0 | 0 | 0
PG&E GBA | Edenvale | 115 | OOS_Wind |  |  | 0 | 0 | 0 | 0 | 0 | 0 | 0 | 0 | 0 | 0 | 0 | 0 | 0 | 0 | 0 | 0 | 0 | 0 | 0 | 0 | 0 | 0 | 0 | 0 | 0 | 0 | 0 | 0
PG&E GBA | Edes | 115 | OOS_Wind |  |  | 0 | 0 | 0 | 0 | 0 | 0 | 0 | 0 | 0 | 0 | 0 | 0 | 0 | 0 | 0 | 0 | 0 | 0 | 0 | 0 | 0 | 0 | 0 | 0 | 0 | 0 | 0 | 0
PG&E GBA | Eight Mile | 230 | OOS_Wind |  |  | 0 | 0 | 0 | 0 | 0 | 0 | 0 | 0 | 0 | 0 | 0 | 0 | 0 | 0 | 0 | 0 | 0 | 0 | 0 | 0 | 0 | 0 | 0 | 0 | 0 | 0 | 0 | 0
SCE Eastern | El Casco | 230 | OOS_Wind |  |  | 0 | 0 | 0 | 0 | 0 | 0 | 0 | 0 | 0 | 0 | 0 | 0 | 0 | 0 | 0 | 0 | 0 | 0 | 0 | 0 | 0 | 0 | 0 | 0 | 0 | 0 | 0 | 0
PG&E GBA | El Cerrito G | 115 | OOS_Wind |  |  | 0 | 0 | 0 | 0 | 0 | 0 | 0 | 0 | 0 | 0 | 0 | 0 | 0 | 0 | 0 | 0 | 0 | 0 | 0 | 0 | 0 | 0 | 0 | 0 | 0 | 0 | 0 | 0
PG&E NGBA | El Dorado PH | 115 | OOS_Wind |  |  | 0 | 0 | 0 | 0 | 0 | 0 | 0 | 0 | 0 | 0 | 0 | 0 | 0 | 0 | 0 | 0 | 0 | 0 | 0 | 0 | 0 | 0 | 0 | 0 | 0 | 0 | 0 | 0
PG&E FRESNO | El Nido (PGE) | 115 | OOS_Wind |  |  | 0 | 0 | 0 | 0 | 0 | 0 | 0 | 0 | 0 | 0 | 0 | 0 | 0 | 0 | 0 | 0 | 0 | 0 | 0 | 0 | 0 | 0 | 0 | 0 | 0 | 0 | 0 | 0
SCE Metro | El Nido (SCE) | 230 | OOS_Wind |  |  | 0 | 0 | 0 | 0 | 0 | 0 | 0 | 0 | 0 | 0 | 0 | 0 | 0 | 0 | 0 | 0 | 0 | 0 | 0 | 0 | 0 | 0 | 0 | 0 | 0 | 0 | 0 | 0
PG&E GBA | El Patio | 115 | OOS_Wind |  |  | 0 | 0 | 0 | 0 | 0 | 0 | 0 | 0 | 0 | 0 | 0 | 0 | 0 | 0 | 0 | 0 | 0 | 0 | 0 | 0 | 0 | 0 | 0 | 0 | 0 | 0 | 0 | 0
SCE Metro | El Segundo | 230 | OOS_Wind |  |  | 0 | 0 | 0 | 0 | 0 | 0 | 0 | 0 | 0 | 0 | 0 | 0 | 0 | 0 | 0 | 0 | 0 | 0 | 0 | 0 | 0 | 0 | 0 | 0 | 0 | 0 | 0 | 0
EOP | Eldorado | 230 | OOS_Wind | YES | SW_ExtTx_Wind | 1 | 0 | 0 | 0 | 51 | 0 | 51 | 0 | 0 | 0 | 51 | 0 | 51 | 0 | 0 | 0 | 0 | 0 | 0 | 0 | 0 | 0 | 51 | 0 | 51 | 51 | 0 | 51
EOP | Eldorado | 500 | OOS_Wind | YES | Wyoming Wind | 1 | 0 | 0 | 0 | 0 | 0 | 0 | 0 | 0 | 0 | 0 | 0 | 0 | 3000 | 0 | 3000 | 0 | 0 | 0 | 3000 | 0 | 3000 | 3000 | 0 | 3000 | 3000 | 0 | 3000
PG&E KERN | Elk Hills | 230 | OOS_Wind |  |  | 0 | 0 | 0 | 0 | 0 | 0 | 0 | 0 | 0 | 0 | 0 | 0 | 0 | 0 | 0 | 0 | 0 | 0 | 0 | 0 | 0 | 0 | 0 | 0 | 0 | 0 | 0 | 0
SCE Metro | Ellis | 230 | OOS_Wind |  |  | 0 | 0 | 0 | 0 | 0 | 0 | 0 | 0 | 0 | 0 | 0 | 0 | 0 | 0 | 0 | 0 | 0 | 0 | 0 | 0 | 0 | 0 | 0 | 0 | 0 | 0 | 0 | 0
SDGE | Encina | 138 | OOS_Wind |  |  | 0 | 0 | 0 | 0 | 0 | 0 | 0 | 0 | 0 | 0 | 0 | 0 | 0 | 0 | 0 | 0 | 0 | 0 | 0 | 0 | 0 | 0 | 0 | 0 | 0 | 0 | 0 | 0
SDGE | Encina | 230 | OOS_Wind |  |  | 0 | 0 | 0 | 0 | 0 | 0 | 0 | 0 | 0 | 0 | 0 | 0 | 0 | 0 | 0 | 0 | 0 | 0 | 0 | 0 | 0 | 0 | 0 | 0 | 0 | 0 | 0 | 0
SDGE | Escondido | 230 | OOS_Wind |  |  | 0 | 0 | 0 | 0 | 0 | 0 | 0 | 0 | 0 | 0 | 0 | 0 | 0 | 0 | 0 | 0 | 0 | 0 | 0 | 0 | 0 | 0 | 0 | 0 | 0 | 0 | 0 | 0
PG&E KERN | Estrella | 230 | OOS_Wind |  |  | 0 | 0 | 0 | 0 | 0 | 0 | 0 | 0 | 0 | 0 | 0 | 0 | 0 | 0 | 0 | 0 | 0 | 0 | 0 | 0 | 0 | 0 | 0 | 0 | 0 | 0 | 0 | 0
SCE Eastern | Etiwanda | 230 | OOS_Wind |  |  | 0 | 0 | 0 | 0 | 0 | 0 | 0 | 0 | 0 | 0 | 0 | 0 | 0 | 0 | 0 | 0 | 0 | 0 | 0 | 0 | 0 | 0 | 0 | 0 | 0 | 0 | 0 | 0
PG&E GBA | Evergreen | 115 | OOS_Wind |  |  | 0 | 0 | 0 | 0 | 0 | 0 | 0 | 0 | 0 | 0 | 0 | 0 | 0 | 0 | 0 | 0 | 0 | 0 | 0 | 0 | 0 | 0 | 0 | 0 | 0 | 0 | 0 | 0
PG&E FRESNO | Excelsior | 115 | OOS_Wind |  |  | 0 | 0 | 0 | 0 | 0 | 0 | 0 | 0 | 0 | 0 | 0 | 0 | 0 | 0 | 0 | 0 | 0 | 0 | 0 | 0 | 0 | 0 | 0 | 0 | 0 | 0 | 0 | 0
PG&E FRESNO | Exchequer | 115 | OOS_Wind |  |  | 0 | 0 | 0 | 0 | 0 | 0 | 0 | 0 | 0 | 0 | 0 | 0 | 0 | 0 | 0 | 0 | 0 | 0 | 0 | 0 | 0 | 0 | 0 | 0 | 0 | 0 | 0 | 0
PG&E KERN | Fairway | 115 | OOS_Wind |  |  | 0 | 0 | 0 | 0 | 0 | 0 | 0 | 0 | 0 | 0 | 0 | 0 | 0 | 0 | 0 | 0 | 0 | 0 | 0 | 0 | 0 | 0 | 0 | 0 | 0 | 0 | 0 | 0
PG&E KERN | Famoso | 115 | OOS_Wind |  |  | 0 | 0 | 0 | 0 | 0 | 0 | 0 | 0 | 0 | 0 | 0 | 0 | 0 | 0 | 0 | 0 | 0 | 0 | 0 | 0 | 0 | 0 | 0 | 0 | 0 | 0 | 0 | 0
PG&E NGBA | Fern Road | 500 | OOS_Wind |  |  | 0 | 0 | 0 | 0 | 0 | 0 | 0 | 0 | 0 | 0 | 0 | 0 | 0 | 0 | 0 | 0 | 0 | 0 | 0 | 0 | 0 | 0 | 0 | 0 | 0 | 0 | 0 | 0
PG&E GBA | Fibreboard (SPI Sonora) | 115 | OOS_Wind |  |  | 0 | 0 | 0 | 0 | 0 | 0 | 0 | 0 | 0 | 0 | 0 | 0 | 0 | 0 | 0 | 0 | 0 | 0 | 0 | 0 | 0 | 0 | 0 | 0 | 0 | 0 | 0 | 0
PG&E FRESNO | Figarden | 230 | OOS_Wind |  |  | 0 | 0 | 0 | 0 | 0 | 0 | 0 | 0 | 0 | 0 | 0 | 0 | 0 | 0 | 0 | 0 | 0 | 0 | 0 | 0 | 0 | 0 | 0 | 0 | 0 | 0 | 0 | 0
PG&E FRESNO | Fink | 230 | OOS_Wind |  |  | 0 | 0 | 0 | 0 | 0 | 0 | 0 | 0 | 0 | 0 | 0 | 0 | 0 | 0 | 0 | 0 | 0 | 0 | 0 | 0 | 0 | 0 | 0 | 0 | 0 | 0 | 0 | 0
PG&E GBA | FMC | 115 | OOS_Wind |  |  | 0 | 0 | 0 | 0 | 0 | 0 | 0 | 0 | 0 | 0 | 0 | 0 | 0 | 0 | 0 | 0 | 0 | 0 | 0 | 0 | 0 | 0 | 0 | 0 | 0 | 0 | 0 | 0
PG&E GBA | Fremont | 115 | OOS_Wind |  |  | 0 | 0 | 0 | 0 | 0 | 0 | 0 | 0 | 0 | 0 | 0 | 0 | 0 | 0 | 0 | 0 | 0 | 0 | 0 | 0 | 0 | 0 | 0 | 0 | 0 | 0 | 0 | 0
PG&E GBA | Frogtown | 115 | OOS_Wind |  |  | 0 | 0 | 0 | 0 | 0 | 0 | 0 | 0 | 0 | 0 | 0 | 0 | 0 | 0 | 0 | 0 | 0 | 0 | 0 | 0 | 0 | 0 | 0 | 0 | 0 | 0 | 0 | 0
PG&E NGBA | Fulton | 115 | OOS_Wind |  |  | 0 | 0 | 0 | 0 | 0 | 0 | 0 | 0 | 0 | 0 | 0 | 0 | 0 | 0 | 0 | 0 | 0 | 0 | 0 | 0 | 0 | 0 | 0 | 0 | 0 | 0 | 0 | 0
PG&E NGBA | Fulton | 230 | OOS_Wind |  |  | 0 | 0 | 0 | 0 | 0 | 0 | 0 | 0 | 0 | 0 | 0 | 0 | 0 | 0 | 0 | 0 | 0 | 0 | 0 | 0 | 0 | 0 | 0 | 0 | 0 | 0 | 0 | 0
PG&E KERN | Ganso | 115 | OOS_Wind |  |  | 0 | 0 | 0 | 0 | 0 | 0 | 0 | 0 | 0 | 0 | 0 | 0 | 0 | 0 | 0 | 0 | 0 | 0 | 0 | 0 | 0 | 0 | 0 | 0 | 0 | 0 | 0 | 0
PG&E FRESNO | Gates | 230 | OOS_Wind |  |  | 0 | 0 | 0 | 0 | 0 | 0 | 0 | 0 | 0 | 0 | 0 | 0 | 0 | 0 | 0 | 0 | 0 | 0 | 0 | 0 | 0 | 0 | 0 | 0 | 0 | 0 | 0 | 0
PG&E FRESNO | Gates | 500 | OOS_Wind |  |  | 0 | 0 | 0 | 0 | 0 | 0 | 0 | 0 | 0 | 0 | 0 | 0 | 0 | 0 | 0 | 0 | 0 | 0 | 0 | 0 | 0 | 0 | 0 | 0 | 0 | 0 | 0 | 0
PG&E NGBA | Geysers 12 | 230 | OOS_Wind |  |  | 0 | 0 | 0 | 0 | 0 | 0 | 0 | 0 | 0 | 0 | 0 | 0 | 0 | 0 | 0 | 0 | 0 | 0 | 0 | 0 | 0 | 0 | 0 | 0 | 0 | 0 | 0 | 0
PG&E NGBA | Geysers 17 | 230 | OOS_Wind |  |  | 0 | 0 | 0 | 0 | 0 | 0 | 0 | 0 | 0 | 0 | 0 | 0 | 0 | 0 | 0 | 0 | 0 | 0 | 0 | 0 | 0 | 0 | 0 | 0 | 0 | 0 | 0 | 0
PG&E NGBA | Geysers 3 | 115 | OOS_Wind |  |  | 0 | 0 | 0 | 0 | 0 | 0 | 0 | 0 | 0 | 0 | 0 | 0 | 0 | 0 | 0 | 0 | 0 | 0 | 0 | 0 | 0 | 0 | 0 | 0 | 0 | 0 | 0 | 0
PG&E NGBA | Glenn | 230 | OOS_Wind |  |  | 0 | 0 | 0 | 0 | 0 | 0 | 0 | 0 | 0 | 0 | 0 | 0 | 0 | 0 | 0 | 0 | 0 | 0 | 0 | 0 | 0 | 0 | 0 | 0 | 0 | 0 | 0 | 0
PG&E NGBA | Gold Hill | 115 | OOS_Wind |  |  | 0 | 0 | 0 | 0 | 0 | 0 | 0 | 0 | 0 | 0 | 0 | 0 | 0 | 0 | 0 | 0 | 0 | 0 | 0 | 0 | 0 | 0 | 0 | 0 | 0 | 0 | 0 | 0
PG&E NGBA | Gold Hill | 230 | OOS_Wind |  |  | 0 | 0 | 0 | 0 | 0 | 0 | 0 | 0 | 0 | 0 | 0 | 0 | 0 | 0 | 0 | 0 | 0 | 0 | 0 | 0 | 0 | 0 | 0 | 0 | 0 | 0 | 0 | 0
SCE Northern | Goleta | 230 | OOS_Wind |  |  | 0 | 0 | 0 | 0 | 0 | 0 | 0 | 0 | 0 | 0 | 0 | 0 | 0 | 0 | 0 | 0 | 0 | 0 | 0 | 0 | 0 | 0 | 0 | 0 | 0 | 0 | 0 | 0
SCE Metro | Goodrich | 230 | OOS_Wind |  |  | 0 | 0 | 0 | 0 | 0 | 0 | 0 | 0 | 0 | 0 | 0 | 0 | 0 | 0 | 0 | 0 | 0 | 0 | 0 | 0 | 0 | 0 | 0 | 0 | 0 | 0 | 0 | 0
PG&E KERN | Goose Lake | 115 | OOS_Wind |  |  | 0 | 0 | 0 | 0 | 0 | 0 | 0 | 0 | 0 | 0 | 0 | 0 | 0 | 0 | 0 | 0 | 0 | 0 | 0 | 0 | 0 | 0 | 0 | 0 | 0 | 0 | 0 | 0
SCE Metro | Gould | 230 | OOS_Wind |  |  | 0 | 0 | 0 | 0 | 0 | 0 | 0 | 0 | 0 | 0 | 0 | 0 | 0 | 0 | 0 | 0 | 0 | 0 | 0 | 0 | 0 | 0 | 0 | 0 | 0 | 0 | 0 | 0
PG&E NGBA | Grand Island | 115 | OOS_Wind |  |  | 0 | 0 | 0 | 0 | 0 | 0 | 0 | 0 | 0 | 0 | 0 | 0 | 0 | 0 | 0 | 0 | 0 | 0 | 0 | 0 | 0 | 0 | 0 | 0 | 0 | 0 | 0 | 0
PG&E GBA | Grant | 115 | OOS_Wind |  |  | 0 | 0 | 0 | 0 | 0 | 0 | 0 | 0 | 0 | 0 | 0 | 0 | 0 | 0 | 0 | 0 | 0 | 0 | 0 | 0 | 0 | 0 | 0 | 0 | 0 | 0 | 0 | 0
PG&E GBA | Green Valley | 115 | OOS_Wind |  |  | 0 | 0 | 0 | 0 | 0 | 0 | 0 | 0 | 0 | 0 | 0 | 0 | 0 | 0 | 0 | 0 | 0 | 0 | 0 | 0 | 0 | 0 | 0 | 0 | 0 | 0 | 0 | 0
PG&E NGBA | Greenleaf 1 | 115 | OOS_Wind |  |  | 0 | 0 | 0 | 0 | 0 | 0 | 0 | 0 | 0 | 0 | 0 | 0 | 0 | 0 | 0 | 0 | 0 | 0 | 0 | 0 | 0 | 0 | 0 | 0 | 0 | 0 | 0 | 0
PG&E FRESNO | Gregg | 230 | OOS_Wind |  |  | 0 | 0 | 0 | 0 | 0 | 0 | 0 | 0 | 0 | 0 | 0 | 0 | 0 | 0 | 0 | 0 | 0 | 0 | 0 | 0 | 0 | 0 | 0 | 0 | 0 | 0 | 0 | 0
PG&E FRESNO | Grimmway-Malaga | 115 | OOS_Wind |  |  | 0 | 0 | 0 | 0 | 0 | 0 | 0 | 0 | 0 | 0 | 0 | 0 | 0 | 0 | 0 | 0 | 0 | 0 | 0 | 0 | 0 | 0 | 0 | 0 | 0 | 0 | 0 | 0
PG&E NGBA | Grizzly | 230 | OOS_Wind |  |  | 0 | 0 | 0 | 0 | 0 | 0 | 0 | 0 | 0 | 0 | 0 | 0 | 0 | 0 | 0 | 0 | 0 | 0 | 0 | 0 | 0 | 0 | 0 | 0 | 0 | 0 | 0 | 0
PG&E FRESNO | GWF Hanford | 115 | OOS_Wind |  |  | 0 | 0 | 0 | 0 | 0 | 0 | 0 | 0 | 0 | 0 | 0 | 0 | 0 | 0 | 0 | 0 | 0 | 0 | 0 | 0 | 0 | 0 | 0 | 0 | 0 | 0 | 0 | 0
PG&E FRESNO | Haas | 230 | OOS_Wind |  |  | 0 | 0 | 0 | 0 | 0 | 0 | 0 | 0 | 0 | 0 | 0 | 0 | 0 | 0 | 0 | 0 | 0 | 0 | 0 | 0 | 0 | 0 | 0 | 0 | 0 | 0 | 0 | 0
PG&E FRESNO | Hammonds | 115 | OOS_Wind |  |  | 0 | 0 | 0 | 0 | 0 | 0 | 0 | 0 | 0 | 0 | 0 | 0 | 0 | 0 | 0 | 0 | 0 | 0 | 0 | 0 | 0 | 0 | 0 | 0 | 0 | 0 | 0 | 0
SCE Metro | HarborGen | 230 | OOS_Wind |  |  | 0 | 0 | 0 | 0 | 0 | 0 | 0 | 0 | 0 | 0 | 0 | 0 | 0 | 0 | 0 | 0 | 0 | 0 | 0 | 0 | 0 | 0 | 0 | 0 | 0 | 0 | 0 | 0
EOP | Harry Allen | 500 | OOS_Wind | YES | Idaho Windo | 1 | 0 | 0 | 0 | 0 | 0 | 0 | 0 | 0 | 0 | 0 | 0 | 0 | 1100 | 0 | 1100 | 0 | 0 | 0 | 1100 | 0 | 1100 | 1100 | 0 | 1100 | 1100 | 0 | 1100
SCE NOL | Harvard | 115 | OOS_Wind |  |  | 0 | 0 | 0 | 0 | 0 | 0 | 0 | 0 | 0 | 0 | 0 | 0 | 0 | 0 | 0 | 0 | 0 | 0 | 0 | 0 | 0 | 0 | 0 | 0 | 0 | 0 | 0 | 0
SDGE | Hassayampa | 500 | OOS_Wind |  |  | 0 | 0 | 0 | 0 | 0 | 0 | 0 | 0 | 0 | 0 | 0 | 0 | 0 | 0 | 0 | 0 | 0 | 0 | 0 | 0 | 0 | 0 | 0 | 0 | 0 | 0 | 0 | 0
PG&E FRESNO | Helm | 230 | OOS_Wind |  |  | 0 | 0 | 0 | 0 | 0 | 0 | 0 | 0 | 0 | 0 | 0 | 0 | 0 | 0 | 0 | 0 | 0 | 0 | 0 | 0 | 0 | 0 | 0 | 0 | 0 | 0 | 0 | 0
PG&E FRESNO | Henrietta | 115 | OOS_Wind |  |  | 0 | 0 | 0 | 0 | 0 | 0 | 0 | 0 | 0 | 0 | 0 | 0 | 0 | 0 | 0 | 0 | 0 | 0 | 0 | 0 | 0 | 0 | 0 | 0 | 0 | 0 | 0 | 0
PG&E FRESNO | Henrietta | 230 | OOS_Wind |  |  | 0 | 0 | 0 | 0 | 0 | 0 | 0 | 0 | 0 | 0 | 0 | 0 | 0 | 0 | 0 | 0 | 0 | 0 | 0 | 0 | 0 | 0 | 0 | 0 | 0 | 0 | 0 | 0
PG&E FRESNO | Herndon | 115 | OOS_Wind |  |  | 0 | 0 | 0 | 0 | 0 | 0 | 0 | 0 | 0 | 0 | 0 | 0 | 0 | 0 | 0 | 0 | 0 | 0 | 0 | 0 | 0 | 0 | 0 | 0 | 0 | 0 | 0 | 0
PG&E FRESNO | Herndon | 230 | OOS_Wind |  |  | 0 | 0 | 0 | 0 | 0 | 0 | 0 | 0 | 0 | 0 | 0 | 0 | 0 | 0 | 0 | 0 | 0 | 0 | 0 | 0 | 0 | 0 | 0 | 0 | 0 | 0 | 0 | 0
PG&E GBA | Hicks | 230 | OOS_Wind |  |  | 0 | 0 | 0 | 0 | 0 | 0 | 0 | 0 | 0 | 0 | 0 | 0 | 0 | 0 | 0 | 0 | 0 | 0 | 0 | 0 | 0 | 0 | 0 | 0 | 0 | 0 | 0 | 0
PG&E NGBA | Higgins | 115 | OOS_Wind |  |  | 0 | 0 | 0 | 0 | 0 | 0 | 0 | 0 | 0 | 0 | 0 | 0 | 0 | 0 | 0 | 0 | 0 | 0 | 0 | 0 | 0 | 0 | 0 | 0 | 0 | 0 | 0 | 0
PG&E NGBA | Hilltop | 345 | OOS_Wind |  |  | 0 | 0 | 0 | 0 | 0 | 0 | 0 | 0 | 0 | 0 | 0 | 0 | 0 | 0 | 0 | 0 | 0 | 0 | 0 | 0 | 0 | 0 | 0 | 0 | 0 | 0 | 0 | 0
SCE Metro | Hinson | 230 | OOS_Wind |  |  | 0 | 0 | 0 | 0 | 0 | 0 | 0 | 0 | 0 | 0 | 0 | 0 | 0 | 0 | 0 | 0 | 0 | 0 | 0 | 0 | 0 | 0 | 0 | 0 | 0 | 0 | 0 | 0
PG&E GBA | Hollister | 115 | OOS_Wind |  |  | 0 | 0 | 0 | 0 | 0 | 0 | 0 | 0 | 0 | 0 | 0 | 0 | 0 | 0 | 0 | 0 | 0 | 0 | 0 | 0 | 0 | 0 | 0 | 0 | 0 | 0 | 0 | 0
PG&E NGBA | Homestake | 115 | OOS_Wind |  |  | 0 | 0 | 0 | 0 | 0 | 0 | 0 | 0 | 0 | 0 | 0 | 0 | 0 | 0 | 0 | 0 | 0 | 0 | 0 | 0 | 0 | 0 | 0 | 0 | 0 | 0 | 0 | 0
PG&E NGBA | Honcut | 115 | OOS_Wind |  |  | 0 | 0 | 0 | 0 | 0 | 0 | 0 | 0 | 0 | 0 | 0 | 0 | 0 | 0 | 0 | 0 | 0 | 0 | 0 | 0 | 0 | 0 | 0 | 0 | 0 | 0 | 0 | 0
SDGE | Hoodoo Wash | 500 | OOS_Wind |  |  | 0 | 0 | 0 | 0 | 0 | 0 | 0 | 0 | 0 | 0 | 0 | 0 | 0 | 0 | 0 | 0 | 0 | 0 | 0 | 0 | 0 | 0 | 0 | 0 | 0 | 0 | 0 | 0
PG&E NGBA | Hopland | 115 | OOS_Wind |  |  | 0 | 0 | 0 | 0 | 0 | 0 | 0 | 0 | 0 | 0 | 0 | 0 | 0 | 0 | 0 | 0 | 0 | 0 | 0 | 0 | 0 | 0 | 0 | 0 | 0 | 0 | 0 | 0
PG&E NGBA | Humboldt | 115 | OOS_Wind |  |  | 0 | 0 | 0 | 0 | 0 | 0 | 0 | 0 | 0 | 0 | 0 | 0 | 0 | 0 | 0 | 0 | 0 | 0 | 0 | 0 | 0 | 0 | 0 | 0 | 0 | 0 | 0 | 0
PG&E NGBA | Humboldt | 500 | OOS_Wind |  |  | 0 | 0 | 0 | 0 | 0 | 0 | 0 | 0 | 0 | 0 | 0 | 0 | 0 | 0 | 0 | 0 | 0 | 0 | 0 | 0 | 0 | 0 | 0 | 0 | 0 | 0 | 0 | 0
SCE Metro | Huntington Beach | 230 | OOS_Wind |  |  | 0 | 0 | 0 | 0 | 0 | 0 | 0 | 0 | 0 | 0 | 0 | 0 | 0 | 0 | 0 | 0 | 0 | 0 | 0 | 0 | 0 | 0 | 0 | 0 | 0 | 0 | 0 | 0
PG&E NGBA | Ignacio | 115 | OOS_Wind |  |  | 0 | 0 | 0 | 0 | 0 | 0 | 0 | 0 | 0 | 0 | 0 | 0 | 0 | 0 | 0 | 0 | 0 | 0 | 0 | 0 | 0 | 0 | 0 | 0 | 0 | 0 | 0 | 0
PG&E NGBA | Ignacio | 230 | OOS_Wind |  |  | 0 | 0 | 0 | 0 | 0 | 0 | 0 | 0 | 0 | 0 | 0 | 0 | 0 | 0 | 0 | 0 | 0 | 0 | 0 | 0 | 0 | 0 | 0 | 0 | 0 | 0 | 0 | 0
SDGE | Imperial Valley | 230 | OOS_Wind |  |  | 0 | 0 | 0 | 0 | 0 | 0 | 0 | 0 | 0 | 0 | 0 | 0 | 0 | 0 | 0 | 0 | 0 | 0 | 0 | 0 | 0 | 0 | 0 | 0 | 0 | 0 | 0 | 0
SDGE | Imperial Valley | 500 | OOS_Wind |  |  | 0 | 0 | 0 | 0 | 0 | 0 | 0 | 0 | 0 | 0 | 0 | 0 | 0 | 0 | 0 | 0 | 0 | 0 | 0 | 0 | 0 | 0 | 0 | 0 | 0 | 0 | 0 | 0
EOP | Innovation | 138 | OOS_Wind |  |  | 0 | 0 | 0 | 0 | 0 | 0 | 0 | 0 | 0 | 0 | 0 | 0 | 0 | 0 | 0 | 0 | 0 | 0 | 0 | 0 | 0 | 0 | 0 | 0 | 0 | 0 | 0 | 0
EOP | Innovation | 230 | OOS_Wind |  |  | 0 | 0 | 0 | 0 | 0 | 0 | 0 | 0 | 0 | 0 | 0 | 0 | 0 | 0 | 0 | 0 | 0 | 0 | 0 | 0 | 0 | 0 | 0 | 0 | 0 | 0 | 0 | 0
SCE NOL | Inyokern | 115 | OOS_Wind |  |  | 0 | 0 | 0 | 0 | 0 | 0 | 0 | 0 | 0 | 0 | 0 | 0 | 0 | 0 | 0 | 0 | 0 | 0 | 0 | 0 | 0 | 0 | 0 | 0 | 0 | 0 | 0 | 0
EOP | IS Tap | 138 | OOS_Wind |  |  | 0 | 0 | 0 | 0 | 0 | 0 | 0 | 0 | 0 | 0 | 0 | 0 | 0 | 0 | 0 | 0 | 0 | 0 | 0 | 0 | 0 | 0 | 0 | 0 | 0 | 0 | 0 | 0
EOP | Ivanpah | 115 | OOS_Wind |  |  | 0 | 0 | 0 | 0 | 0 | 0 | 0 | 0 | 0 | 0 | 0 | 0 | 0 | 0 | 0 | 0 | 0 | 0 | 0 | 0 | 0 | 0 | 0 | 0 | 0 | 0 | 0 | 0
EOP | Ivanpah | 230 | OOS_Wind |  |  | 0 | 0 | 0 | 0 | 0 | 0 | 0 | 0 | 0 | 0 | 0 | 0 | 0 | 0 | 0 | 0 | 0 | 0 | 0 | 0 | 0 | 0 | 0 | 0 | 0 | 0 | 0 | 0
EOP | Jackass (DOE) | 138 | OOS_Wind |  |  | 0 | 0 | 0 | 0 | 0 | 0 | 0 | 0 | 0 | 0 | 0 | 0 | 0 | 0 | 0 | 0 | 0 | 0 | 0 | 0 | 0 | 0 | 0 | 0 | 0 | 0 | 0 | 0
PG&E NGBA | James B Black | 230 | OOS_Wind |  |  | 0 | 0 | 0 | 0 | 0 | 0 | 0 | 0 | 0 | 0 | 0 | 0 | 0 | 0 | 0 | 0 | 0 | 0 | 0 | 0 | 0 | 0 | 0 | 0 | 0 | 0 | 0 | 0
PG&E GBA | Jefferson | 230 | OOS_Wind |  |  | 0 | 0 | 0 | 0 | 0 | 0 | 0 | 0 | 0 | 0 | 0 | 0 | 0 | 0 | 0 | 0 | 0 | 0 | 0 | 0 | 0 | 0 | 0 | 0 | 0 | 0 | 0 | 0
PG&E NGBA | Jessup | 115 | OOS_Wind |  |  | 0 | 0 | 0 | 0 | 0 | 0 | 0 | 0 | 0 | 0 | 0 | 0 | 0 | 0 | 0 | 0 | 0 | 0 | 0 | 0 | 0 | 0 | 0 | 0 | 0 | 0 | 0 | 0
SCE Metro | Johanna | 230 | OOS_Wind |  |  | 0 | 0 | 0 | 0 | 0 | 0 | 0 | 0 | 0 | 0 | 0 | 0 | 0 | 0 | 0 | 0 | 0 | 0 | 0 | 0 | 0 | 0 | 0 | 0 | 0 | 0 | 0 | 0
SCE Eastern | Julian Hinds | 230 | OOS_Wind |  |  | 0 | 0 | 0 | 0 | 0 | 0 | 0 | 0 | 0 | 0 | 0 | 0 | 0 | 0 | 0 | 0 | 0 | 0 | 0 | 0 | 0 | 0 | 0 | 0 | 0 | 0 | 0 | 0
PG&E GBA | Kasson | 115 | OOS_Wind |  |  | 0 | 0 | 0 | 0 | 0 | 0 | 0 | 0 | 0 | 0 | 0 | 0 | 0 | 0 | 0 | 0 | 0 | 0 | 0 | 0 | 0 | 0 | 0 | 0 | 0 | 0 | 0 | 0
PG&E FRESNO | Kearney | 230 | OOS_Wind |  |  | 0 | 0 | 0 | 0 | 0 | 0 | 0 | 0 | 0 | 0 | 0 | 0 | 0 | 0 | 0 | 0 | 0 | 0 | 0 | 0 | 0 | 0 | 0 | 0 | 0 | 0 | 0 | 0
PG&E GBA | Kelso | 230 | OOS_Wind |  |  | 0 | 0 | 0 | 0 | 0 | 0 | 0 | 0 | 0 | 0 | 0 | 0 | 0 | 0 | 0 | 0 | 0 | 0 | 0 | 0 | 0 | 0 | 0 | 0 | 0 | 0 | 0 | 0
PG&E FRESNO | Kerchoff 1 | 115 | OOS_Wind |  |  | 0 | 0 | 0 | 0 | 0 | 0 | 0 | 0 | 0 | 0 | 0 | 0 | 0 | 0 | 0 | 0 | 0 | 0 | 0 | 0 | 0 | 0 | 0 | 0 | 0 | 0 | 0 | 0
PG&E KERN | Kern Oil | 115 | OOS_Wind |  |  | 0 | 0 | 0 | 0 | 0 | 0 | 0 | 0 | 0 | 0 | 0 | 0 | 0 | 0 | 0 | 0 | 0 | 0 | 0 | 0 | 0 | 0 | 0 | 0 | 0 | 0 | 0 | 0
PG&E KERN | Kern PP | 115 | OOS_Wind |  |  | 0 | 0 | 0 | 0 | 0 | 0 | 0 | 0 | 0 | 0 | 0 | 0 | 0 | 0 | 0 | 0 | 0 | 0 | 0 | 0 | 0 | 0 | 0 | 0 | 0 | 0 | 0 | 0
PG&E KERN | Kern PP | 230 | OOS_Wind |  |  | 0 | 0 | 0 | 0 | 0 | 0 | 0 | 0 | 0 | 0 | 0 | 0 | 0 | 0 | 0 | 0 | 0 | 0 | 0 | 0 | 0 | 0 | 0 | 0 | 0 | 0 | 0 | 0
PG&E KERN | Kernridge | 115 | OOS_Wind |  |  | 0 | 0 | 0 | 0 | 0 | 0 | 0 | 0 | 0 | 0 | 0 | 0 | 0 | 0 | 0 | 0 | 0 | 0 | 0 | 0 | 0 | 0 | 0 | 0 | 0 | 0 | 0 | 0
PG&E FRESNO | Kingsburg | 115 | OOS_Wind |  |  | 0 | 0 | 0 | 0 | 0 | 0 | 0 | 0 | 0 | 0 | 0 | 0 | 0 | 0 | 0 | 0 | 0 | 0 | 0 | 0 | 0 | 0 | 0 | 0 | 0 | 0 | 0 | 0
PG&E GBA | Kirker | 115 | OOS_Wind |  |  | 0 | 0 | 0 | 0 | 0 | 0 | 0 | 0 | 0 | 0 | 0 | 0 | 0 | 0 | 0 | 0 | 0 | 0 | 0 | 0 | 0 | 0 | 0 | 0 | 0 | 0 | 0 | 0
PG&E NGBA | Knights Landing | 115 | OOS_Wind |  |  | 0 | 0 | 0 | 0 | 0 | 0 | 0 | 0 | 0 | 0 | 0 | 0 | 0 | 0 | 0 | 0 | 0 | 0 | 0 | 0 | 0 | 0 | 0 | 0 | 0 | 0 | 0 | 0
SCE NOL | Kramer | 115 | OOS_Wind |  |  | 0 | 0 | 0 | 0 | 0 | 0 | 0 | 0 | 0 | 0 | 0 | 0 | 0 | 0 | 0 | 0 | 0 | 0 | 0 | 0 | 0 | 0 | 0 | 0 | 0 | 0 | 0 | 0
SCE NOL | Kramer | 230 | OOS_Wind |  |  | 0 | 0 | 0 | 0 | 0 | 0 | 0 | 0 | 0 | 0 | 0 | 0 | 0 | 0 | 0 | 0 | 0 | 0 | 0 | 0 | 0 | 0 | 0 | 0 | 0 | 0 | 0 | 0
SCE Metro | La Cienega | 230 | OOS_Wind |  |  | 0 | 0 | 0 | 0 | 0 | 0 | 0 | 0 | 0 | 0 | 0 | 0 | 0 | 0 | 0 | 0 | 0 | 0 | 0 | 0 | 0 | 0 | 0 | 0 | 0 | 0 | 0 | 0
SCE Metro | La Fresa | 230 | OOS_Wind |  |  | 0 | 0 | 0 | 0 | 0 | 0 | 0 | 0 | 0 | 0 | 0 | 0 | 0 | 0 | 0 | 0 | 0 | 0 | 0 | 0 | 0 | 0 | 0 | 0 | 0 | 0 | 0 | 0
SCE Metro | Laguna Bell | 230 | OOS_Wind |  |  | 0 | 0 | 0 | 0 | 0 | 0 | 0 | 0 | 0 | 0 | 0 | 0 | 0 | 0 | 0 | 0 | 0 | 0 | 0 | 0 | 0 | 0 | 0 | 0 | 0 | 0 | 0 | 0
PG&E NGBA | Lakeville | 230 | OOS_Wind |  |  | 0 | 0 | 0 | 0 | 0 | 0 | 0 | 0 | 0 | 0 | 0 | 0 | 0 | 0 | 0 | 0 | 0 | 0 | 0 | 0 | 0 | 0 | 0 | 0 | 0 | 0 | 0 | 0
PG&E NGBA | Lakeville | 115 | OOS_Wind |  |  | 0 | 0 | 0 | 0 | 0 | 0 | 0 | 0 | 0 | 0 | 0 | 0 | 0 | 0 | 0 | 0 | 0 | 0 | 0 | 0 | 0 | 0 | 0 | 0 | 0 | 0 | 0 | 0
PG&E GBA | Lakewood | 115 | OOS_Wind |  |  | 0 | 0 | 0 | 0 | 0 | 0 | 0 | 0 | 0 | 0 | 0 | 0 | 0 | 0 | 0 | 0 | 0 | 0 | 0 | 0 | 0 | 0 | 0 | 0 | 0 | 0 | 0 | 0
PG&E NGBA | Lambie | 230 | OOS_Wind |  |  | 0 | 0 | 0 | 0 | 0 | 0 | 0 | 0 | 0 | 0 | 0 | 0 | 0 | 0 | 0 | 0 | 0 | 0 | 0 | 0 | 0 | 0 | 0 | 0 | 0 | 0 | 0 | 0
PG&E GBA | Lammers | 115 | OOS_Wind |  |  | 0 | 0 | 0 | 0 | 0 | 0 | 0 | 0 | 0 | 0 | 0 | 0 | 0 | 0 | 0 | 0 | 0 | 0 | 0 | 0 | 0 | 0 | 0 | 0 | 0 | 0 | 0 | 0
PG&E KERN | Lamont | 115 | OOS_Wind |  |  | 0 | 0 | 0 | 0 | 0 | 0 | 0 | 0 | 0 | 0 | 0 | 0 | 0 | 0 | 0 | 0 | 0 | 0 | 0 | 0 | 0 | 0 | 0 | 0 | 0 | 0 | 0 | 0
PG&E FRESNO | Las Aguilas | 230 | OOS_Wind |  |  | 0 | 0 | 0 | 0 | 0 | 0 | 0 | 0 | 0 | 0 | 0 | 0 | 0 | 0 | 0 | 0 | 0 | 0 | 0 | 0 | 0 | 0 | 0 | 0 | 0 | 0 | 0 | 0
EOP | Lathrop | 138 | OOS_Wind |  |  | 0 | 0 | 0 | 0 | 0 | 0 | 0 | 0 | 0 | 0 | 0 | 0 | 0 | 0 | 0 | 0 | 0 | 0 | 0 | 0 | 0 | 0 | 0 | 0 | 0 | 0 | 0 | 0
EOP | Lathrop | 230 | OOS_Wind |  |  | 0 | 0 | 0 | 0 | 0 | 0 | 0 | 0 | 0 | 0 | 0 | 0 | 0 | 0 | 0 | 0 | 0 | 0 | 0 | 0 | 0 | 0 | 0 | 0 | 0 | 0 | 0 | 0
PG&E FRESNO | Le Grand | 115 | OOS_Wind |  |  | 0 | 0 | 0 | 0 | 0 | 0 | 0 | 0 | 0 | 0 | 0 | 0 | 0 | 0 | 0 | 0 | 0 | 0 | 0 | 0 | 0 | 0 | 0 | 0 | 0 | 0 | 0 | 0
PG&E KERN | Lerdo | 115 | OOS_Wind |  |  | 0 | 0 | 0 | 0 | 0 | 0 | 0 | 0 | 0 | 0 | 0 | 0 | 0 | 0 | 0 | 0 | 0 | 0 | 0 | 0 | 0 | 0 | 0 | 0 | 0 | 0 | 0 | 0
SCE Metro | Lewis | 230 | OOS_Wind |  |  | 0 | 0 | 0 | 0 | 0 | 0 | 0 | 0 | 0 | 0 | 0 | 0 | 0 | 0 | 0 | 0 | 0 | 0 | 0 | 0 | 0 | 0 | 0 | 0 | 0 | 0 | 0 | 0
SCE Metro | Lighthipe | 230 | OOS_Wind |  |  | 0 | 0 | 0 | 0 | 0 | 0 | 0 | 0 | 0 | 0 | 0 | 0 | 0 | 0 | 0 | 0 | 0 | 0 | 0 | 0 | 0 | 0 | 0 | 0 | 0 | 0 | 0 | 0
PG&E NGBA | Lincoln | 115 | OOS_Wind |  |  | 0 | 0 | 0 | 0 | 0 | 0 | 0 | 0 | 0 | 0 | 0 | 0 | 0 | 0 | 0 | 0 | 0 | 0 | 0 | 0 | 0 | 0 | 0 | 0 | 0 | 0 | 0 | 0
PG&E KERN | Live Oak | 115 | OOS_Wind |  |  | 0 | 0 | 0 | 0 | 0 | 0 | 0 | 0 | 0 | 0 | 0 | 0 | 0 | 0 | 0 | 0 | 0 | 0 | 0 | 0 | 0 | 0 | 0 | 0 | 0 | 0 | 0 | 0
PG&E GBA | Llagas | 115 | OOS_Wind |  |  | 0 | 0 | 0 | 0 | 0 | 0 | 0 | 0 | 0 | 0 | 0 | 0 | 0 | 0 | 0 | 0 | 0 | 0 | 0 | 0 | 0 | 0 | 0 | 0 | 0 | 0 | 0 | 0
PG&E GBA | Lockeford | 115 | OOS_Wind |  |  | 0 | 0 | 0 | 0 | 0 | 0 | 0 | 0 | 0 | 0 | 0 | 0 | 0 | 0 | 0 | 0 | 0 | 0 | 0 | 0 | 0 | 0 | 0 | 0 | 0 | 0 | 0 | 0
PG&E GBA | Lockeford | 230 | OOS_Wind |  |  | 0 | 0 | 0 | 0 | 0 | 0 | 0 | 0 | 0 | 0 | 0 | 0 | 0 | 0 | 0 | 0 | 0 | 0 | 0 | 0 | 0 | 0 | 0 | 0 | 0 | 0 | 0 | 0
PG&E GBA | Lodi | 230 | OOS_Wind |  |  | 0 | 0 | 0 | 0 | 0 | 0 | 0 | 0 | 0 | 0 | 0 | 0 | 0 | 0 | 0 | 0 | 0 | 0 | 0 | 0 | 0 | 0 | 0 | 0 | 0 | 0 | 0 | 0
PG&E NGBA | Logan Creek | 230 | OOS_Wind |  |  | 0 | 0 | 0 | 0 | 0 | 0 | 0 | 0 | 0 | 0 | 0 | 0 | 0 | 0 | 0 | 0 | 0 | 0 | 0 | 0 | 0 | 0 | 0 | 0 | 0 | 0 | 0 | 0
PG&E GBA | Lone Tree | 230 | OOS_Wind |  |  | 0 | 0 | 0 | 0 | 0 | 0 | 0 | 0 | 0 | 0 | 0 | 0 | 0 | 0 | 0 | 0 | 0 | 0 | 0 | 0 | 0 | 0 | 0 | 0 | 0 | 0 | 0 | 0
PG&E FRESNO | Los Banos | 230 | OOS_Wind |  |  | 0 | 0 | 0 | 0 | 0 | 0 | 0 | 0 | 0 | 0 | 0 | 0 | 0 | 0 | 0 | 0 | 0 | 0 | 0 | 0 | 0 | 0 | 0 | 0 | 0 | 0 | 0 | 0
PG&E FRESNO | Los Banos | 500 | OOS_Wind |  |  | 0 | 0 | 0 | 0 | 0 | 0 | 0 | 0 | 0 | 0 | 0 | 0 | 0 | 0 | 0 | 0 | 0 | 0 | 0 | 0 | 0 | 0 | 0 | 0 | 0 | 0 | 0 | 0
SDGE | Los Coches | 138 | OOS_Wind |  |  | 0 | 0 | 0 | 0 | 0 | 0 | 0 | 0 | 0 | 0 | 0 | 0 | 0 | 0 | 0 | 0 | 0 | 0 | 0 | 0 | 0 | 0 | 0 | 0 | 0 | 0 | 0 | 0
PG&E GBA | Los Esteros | 115 | OOS_Wind |  |  | 0 | 0 | 0 | 0 | 0 | 0 | 0 | 0 | 0 | 0 | 0 | 0 | 0 | 0 | 0 | 0 | 0 | 0 | 0 | 0 | 0 | 0 | 0 | 0 | 0 | 0 | 0 | 0
PG&E GBA | Los Esteros | 230 | OOS_Wind |  |  | 0 | 0 | 0 | 0 | 0 | 0 | 0 | 0 | 0 | 0 | 0 | 0 | 0 | 0 | 0 | 0 | 0 | 0 | 0 | 0 | 0 | 0 | 0 | 0 | 0 | 0 | 0 | 0
PG&E GBA | Los Positas | 230 | OOS_Wind |  |  | 0 | 0 | 0 | 0 | 0 | 0 | 0 | 0 | 0 | 0 | 0 | 0 | 0 | 0 | 0 | 0 | 0 | 0 | 0 | 0 | 0 | 0 | 0 | 0 | 0 | 0 | 0 | 0
SCE NOL | Lugo | 230 | OOS_Wind |  |  | 0 | 0 | 0 | 0 | 0 | 0 | 0 | 0 | 0 | 0 | 0 | 0 | 0 | 0 | 0 | 0 | 0 | 0 | 0 | 0 | 0 | 0 | 0 | 0 | 0 | 0 | 0 | 0
SCE Metro | Lugo | 500 | OOS_Wind | YES | New Mexico Wind | 1 | 0 | 0 | 0 | 0 | 0 | 0 | 0 | 0 | 0 | 0 | 0 | 0 | 1750 | 0 | 1750 | 0 | 0 | 0 | 1750 | 0 | 1750 | 1750 | 0 | 1750 | 1750 | 0 | 1750
PG&E NGBA | Madison | 115 | OOS_Wind |  |  | 0 | 0 | 0 | 0 | 0 | 0 | 0 | 0 | 0 | 0 | 0 | 0 | 0 | 0 | 0 | 0 | 0 | 0 | 0 | 0 | 0 | 0 | 0 | 0 | 0 | 0 | 0 | 0
PG&E KERN | Magunden | 115 | OOS_Wind |  |  | 0 | 0 | 0 | 0 | 0 | 0 | 0 | 0 | 0 | 0 | 0 | 0 | 0 | 0 | 0 | 0 | 0 | 0 | 0 | 0 | 0 | 0 | 0 | 0 | 0 | 0 | 0 | 0
SCE Northern | Magunden | 230 | OOS_Wind |  |  | 0 | 0 | 0 | 0 | 0 | 0 | 0 | 0 | 0 | 0 | 0 | 0 | 0 | 0 | 0 | 0 | 0 | 0 | 0 | 0 | 0 | 0 | 0 | 0 | 0 | 0 | 0 | 0
PG&E FRESNO | Malaga | 115 | OOS_Wind |  |  | 0 | 0 | 0 | 0 | 0 | 0 | 0 | 0 | 0 | 0 | 0 | 0 | 0 | 0 | 0 | 0 | 0 | 0 | 0 | 0 | 0 | 0 | 0 | 0 | 0 | 0 | 0 | 0
PG&E NGBA | Malin | 500 | OOS_Wind |  |  | 0 | 0 | 0 | 0 | 0 | 0 | 0 | 0 | 0 | 0 | 0 | 0 | 0 | 0 | 0 | 0 | 0 | 0 | 0 | 0 | 0 | 0 | 0 | 0 | 0 | 0 | 0 | 0
SCE Northern | Mandalay | 230 | OOS_Wind |  |  | 0 | 0 | 0 | 0 | 0 | 0 | 0 | 0 | 0 | 0 | 0 | 0 | 0 | 0 | 0 | 0 | 0 | 0 | 0 | 0 | 0 | 0 | 0 | 0 | 0 | 0 | 0 | 0
PG&E FRESNO | Manning | 230 | OOS_Wind |  |  | 0 | 0 | 0 | 0 | 0 | 0 | 0 | 0 | 0 | 0 | 0 | 0 | 0 | 0 | 0 | 0 | 0 | 0 | 0 | 0 | 0 | 0 | 0 | 0 | 0 | 0 | 0 | 0
PG&E FRESNO | Manning | 500 | OOS_Wind |  |  | 0 | 0 | 0 | 0 | 0 | 0 | 0 | 0 | 0 | 0 | 0 | 0 | 0 | 0 | 0 | 0 | 0 | 0 | 0 | 0 | 0 | 0 | 0 | 0 | 0 | 0 | 0 | 0
PG&E GBA | Manteca | 115 | OOS_Wind |  |  | 0 | 0 | 0 | 0 | 0 | 0 | 0 | 0 | 0 | 0 | 0 | 0 | 0 | 0 | 0 | 0 | 0 | 0 | 0 | 0 | 0 | 0 | 0 | 0 | 0 | 0 | 0 | 0
SDGE | Margarita | 138 | OOS_Wind |  |  | 0 | 0 | 0 | 0 | 0 | 0 | 0 | 0 | 0 | 0 | 0 | 0 | 0 | 0 | 0 | 0 | 0 | 0 | 0 | 0 | 0 | 0 | 0 | 0 | 0 | 0 | 0 | 0
PG&E GBA | Martin | 230 | OOS_Wind |  |  | 0 | 0 | 0 | 0 | 0 | 0 | 0 | 0 | 0 | 0 | 0 | 0 | 0 | 0 | 0 | 0 | 0 | 0 | 0 | 0 | 0 | 0 | 0 | 0 | 0 | 0 | 0 | 0
PG&E GBA | Martin | 115 | OOS_Wind |  |  | 0 | 0 | 0 | 0 | 0 | 0 | 0 | 0 | 0 | 0 | 0 | 0 | 0 | 0 | 0 | 0 | 0 | 0 | 0 | 0 | 0 | 0 | 0 | 0 | 0 | 0 | 0 | 0
PG&E GBA | Martinez | 115 | OOS_Wind |  |  | 0 | 0 | 0 | 0 | 0 | 0 | 0 | 0 | 0 | 0 | 0 | 0 | 0 | 0 | 0 | 0 | 0 | 0 | 0 | 0 | 0 | 0 | 0 | 0 | 0 | 0 | 0 | 0
PG&E FRESNO | Mc Mullin | 230 | OOS_Wind |  |  | 0 | 0 | 0 | 0 | 0 | 0 | 0 | 0 | 0 | 0 | 0 | 0 | 0 | 0 | 0 | 0 | 0 | 0 | 0 | 0 | 0 | 0 | 0 | 0 | 0 | 0 | 0 | 0
PG&E FRESNO | McCall | 115 | OOS_Wind |  |  | 0 | 0 | 0 | 0 | 0 | 0 | 0 | 0 | 0 | 0 | 0 | 0 | 0 | 0 | 0 | 0 | 0 | 0 | 0 | 0 | 0 | 0 | 0 | 0 | 0 | 0 | 0 | 0
PG&E FRESNO | McCall | 230 | OOS_Wind |  |  | 0 | 0 | 0 | 0 | 0 | 0 | 0 | 0 | 0 | 0 | 0 | 0 | 0 | 0 | 0 | 0 | 0 | 0 | 0 | 0 | 0 | 0 | 0 | 0 | 0 | 0 | 0 | 0
PG&E GBA | Meadow Lane | 115 | OOS_Wind |  |  | 0 | 0 | 0 | 0 | 0 | 0 | 0 | 0 | 0 | 0 | 0 | 0 | 0 | 0 | 0 | 0 | 0 | 0 | 0 | 0 | 0 | 0 | 0 | 0 | 0 | 0 | 0 | 0
PG&E GBA | Melones | 115 | OOS_Wind |  |  | 0 | 0 | 0 | 0 | 0 | 0 | 0 | 0 | 0 | 0 | 0 | 0 | 0 | 0 | 0 | 0 | 0 | 0 | 0 | 0 | 0 | 0 | 0 | 0 | 0 | 0 | 0 | 0
PG&E GBA | Melones | 230 | OOS_Wind |  |  | 0 | 0 | 0 | 0 | 0 | 0 | 0 | 0 | 0 | 0 | 0 | 0 | 0 | 0 | 0 | 0 | 0 | 0 | 0 | 0 | 0 | 0 | 0 | 0 | 0 | 0 | 0 | 0
PG&E NGBA | Mendocino | 115 | OOS_Wind |  |  | 0 | 0 | 0 | 0 | 0 | 0 | 0 | 0 | 0 | 0 | 0 | 0 | 0 | 0 | 0 | 0 | 0 | 0 | 0 | 0 | 0 | 0 | 0 | 0 | 0 | 0 | 0 | 0
PG&E FRESNO | Mendota | 115 | OOS_Wind |  |  | 0 | 0 | 0 | 0 | 0 | 0 | 0 | 0 | 0 | 0 | 0 | 0 | 0 | 0 | 0 | 0 | 0 | 0 | 0 | 0 | 0 | 0 | 0 | 0 | 0 | 0 | 0 | 0
PG&E FRESNO | Merced | 115 | OOS_Wind |  |  | 0 | 0 | 0 | 0 | 0 | 0 | 0 | 0 | 0 | 0 | 0 | 0 | 0 | 0 | 0 | 0 | 0 | 0 | 0 | 0 | 0 | 0 | 0 | 0 | 0 | 0 | 0 | 0
EOP | Mercury | 138 | OOS_Wind |  |  | 0 | 0 | 0 | 0 | 0 | 0 | 0 | 0 | 0 | 0 | 0 | 0 | 0 | 0 | 0 | 0 | 0 | 0 | 0 | 0 | 0 | 0 | 0 | 0 | 0 | 0 | 0 | 0
PG&E KERN | Mesa (PGE) | 115 | OOS_Wind |  |  | 0 | 0 | 0 | 0 | 0 | 0 | 0 | 0 | 0 | 0 | 0 | 0 | 0 | 0 | 0 | 0 | 0 | 0 | 0 | 0 | 0 | 0 | 0 | 0 | 0 | 0 | 0 | 0
PG&E KERN | Mesa (PGE) | 230 | OOS_Wind |  |  | 0 | 0 | 0 | 0 | 0 | 0 | 0 | 0 | 0 | 0 | 0 | 0 | 0 | 0 | 0 | 0 | 0 | 0 | 0 | 0 | 0 | 0 | 0 | 0 | 0 | 0 | 0 | 0
SCE Metro | Mesa (SCE) | 230 | OOS_Wind |  |  | 0 | 0 | 0 | 0 | 0 | 0 | 0 | 0 | 0 | 0 | 0 | 0 | 0 | 0 | 0 | 0 | 0 | 0 | 0 | 0 | 0 | 0 | 0 | 0 | 0 | 0 | 0 | 0
SCE Metro | Mesa (SCE) | 500 | OOS_Wind |  |  | 0 | 0 | 0 | 0 | 0 | 0 | 0 | 0 | 0 | 0 | 0 | 0 | 0 | 0 | 0 | 0 | 0 | 0 | 0 | 0 | 0 | 0 | 0 | 0 | 0 | 0 | 0 | 0
PG&E GBA | Metcalf | 115 | OOS_Wind |  |  | 0 | 0 | 0 | 0 | 0 | 0 | 0 | 0 | 0 | 0 | 0 | 0 | 0 | 0 | 0 | 0 | 0 | 0 | 0 | 0 | 0 | 0 | 0 | 0 | 0 | 0 | 0 | 0
PG&E GBA | Metcalf | 230 | OOS_Wind |  |  | 0 | 0 | 0 | 0 | 0 | 0 | 0 | 0 | 0 | 0 | 0 | 0 | 0 | 0 | 0 | 0 | 0 | 0 | 0 | 0 | 0 | 0 | 0 | 0 | 0 | 0 | 0 | 0
PG&E GBA | Metcalf | 500 | OOS_Wind |  |  | 0 | 0 | 0 | 0 | 0 | 0 | 0 | 0 | 0 | 0 | 0 | 0 | 0 | 0 | 0 | 0 | 0 | 0 | 0 | 0 | 0 | 0 | 0 | 0 | 0 | 0 | 0 | 0
PG&E KERN | Midway | 115 | OOS_Wind |  |  | 0 | 0 | 0 | 0 | 0 | 0 | 0 | 0 | 0 | 0 | 0 | 0 | 0 | 0 | 0 | 0 | 0 | 0 | 0 | 0 | 0 | 0 | 0 | 0 | 0 | 0 | 0 | 0
PG&E KERN | Midway | 230 | OOS_Wind |  |  | 0 | 0 | 0 | 0 | 0 | 0 | 0 | 0 | 0 | 0 | 0 | 0 | 0 | 0 | 0 | 0 | 0 | 0 | 0 | 0 | 0 | 0 | 0 | 0 | 0 | 0 | 0 | 0
PG&E KERN | Midway | 500 | OOS_Wind |  |  | 0 | 0 | 0 | 0 | 0 | 0 | 0 | 0 | 0 | 0 | 0 | 0 | 0 | 0 | 0 | 0 | 0 | 0 | 0 | 0 | 0 | 0 | 0 | 0 | 0 | 0 | 0 | 0
SDGE | Miguel | 230 | OOS_Wind |  |  | 0 | 0 | 0 | 0 | 0 | 0 | 0 | 0 | 0 | 0 | 0 | 0 | 0 | 0 | 0 | 0 | 0 | 0 | 0 | 0 | 0 | 0 | 0 | 0 | 0 | 0 | 0 | 0
SDGE | Miguel | 500 | OOS_Wind |  |  | 0 | 0 | 0 | 0 | 0 | 0 | 0 | 0 | 0 | 0 | 0 | 0 | 0 | 0 | 0 | 0 | 0 | 0 | 0 | 0 | 0 | 0 | 0 | 0 | 0 | 0 | 0 | 0
PG&E GBA | Millbrae | 115 | OOS_Wind |  |  | 0 | 0 | 0 | 0 | 0 | 0 | 0 | 0 | 0 | 0 | 0 | 0 | 0 | 0 | 0 | 0 | 0 | 0 | 0 | 0 | 0 | 0 | 0 | 0 | 0 | 0 | 0 | 0
PG&E GBA | Miller | 115 | OOS_Wind |  |  | 0 | 0 | 0 | 0 | 0 | 0 | 0 | 0 | 0 | 0 | 0 | 0 | 0 | 0 | 0 | 0 | 0 | 0 | 0 | 0 | 0 | 0 | 0 | 0 | 0 | 0 | 0 | 0
SCE Metro | Mira Loma | 230 | OOS_Wind |  |  | 0 | 0 | 0 | 0 | 0 | 0 | 0 | 0 | 0 | 0 | 0 | 0 | 0 | 0 | 0 | 0 | 0 | 0 | 0 | 0 | 0 | 0 | 0 | 0 | 0 | 0 | 0 | 0
SCE Metro | Mira Loma | 500 | OOS_Wind |  |  | 0 | 0 | 0 | 0 | 0 | 0 | 0 | 0 | 0 | 0 | 0 | 0 | 0 | 0 | 0 | 0 | 0 | 0 | 0 | 0 | 0 | 0 | 0 | 0 | 0 | 0 | 0 | 0
SCE Eastern | Mirage | 115 | OOS_Wind |  |  | 0 | 0 | 0 | 0 | 0 | 0 | 0 | 0 | 0 | 0 | 0 | 0 | 0 | 0 | 0 | 0 | 0 | 0 | 0 | 0 | 0 | 0 | 0 | 0 | 0 | 0 | 0 | 0
SCE Eastern | Mirage | 230 | OOS_Wind |  |  | 0 | 0 | 0 | 0 | 0 | 0 | 0 | 0 | 0 | 0 | 0 | 0 | 0 | 0 | 0 | 0 | 0 | 0 | 0 | 0 | 0 | 0 | 0 | 0 | 0 | 0 | 0 | 0
SDGE | Mission | 138 | OOS_Wind |  |  | 0 | 0 | 0 | 0 | 0 | 0 | 0 | 0 | 0 | 0 | 0 | 0 | 0 | 0 | 0 | 0 | 0 | 0 | 0 | 0 | 0 | 0 | 0 | 0 | 0 | 0 | 0 | 0
SDGE | Mission | 230 | OOS_Wind |  |  | 0 | 0 | 0 | 0 | 0 | 0 | 0 | 0 | 0 | 0 | 0 | 0 | 0 | 0 | 0 | 0 | 0 | 0 | 0 | 0 | 0 | 0 | 0 | 0 | 0 | 0 | 0 | 0
PG&E GBA | Mi-Wuk | 115 | OOS_Wind |  |  | 0 | 0 | 0 | 0 | 0 | 0 | 0 | 0 | 0 | 0 | 0 | 0 | 0 | 0 | 0 | 0 | 0 | 0 | 0 | 0 | 0 | 0 | 0 | 0 | 0 | 0 | 0 | 0
EOP | Mohave | 500 | OOS_Wind |  |  | 0 | 0 | 0 | 0 | 0 | 0 | 0 | 0 | 0 | 0 | 0 | 0 | 0 | 0 | 0 | 0 | 0 | 0 | 0 | 0 | 0 | 0 | 0 | 0 | 0 | 0 | 0 | 0
PG&E NGBA | Monroe | 115 | OOS_Wind |  |  | 0 | 0 | 0 | 0 | 0 | 0 | 0 | 0 | 0 | 0 | 0 | 0 | 0 | 0 | 0 | 0 | 0 | 0 | 0 | 0 | 0 | 0 | 0 | 0 | 0 | 0 | 0 | 0
PG&E GBA | Monta Vista | 115 | OOS_Wind |  |  | 0 | 0 | 0 | 0 | 0 | 0 | 0 | 0 | 0 | 0 | 0 | 0 | 0 | 0 | 0 | 0 | 0 | 0 | 0 | 0 | 0 | 0 | 0 | 0 | 0 | 0 | 0 | 0
PG&E GBA | Monta Vista | 230 | OOS_Wind |  |  | 0 | 0 | 0 | 0 | 0 | 0 | 0 | 0 | 0 | 0 | 0 | 0 | 0 | 0 | 0 | 0 | 0 | 0 | 0 | 0 | 0 | 0 | 0 | 0 | 0 | 0 | 0 | 0
PG&E NGBA | Monticello | 115 | OOS_Wind |  |  | 0 | 0 | 0 | 0 | 0 | 0 | 0 | 0 | 0 | 0 | 0 | 0 | 0 | 0 | 0 | 0 | 0 | 0 | 0 | 0 | 0 | 0 | 0 | 0 | 0 | 0 | 0 | 0
SCE Northern | Moorpark | 230 | OOS_Wind |  |  | 0 | 0 | 0 | 0 | 0 | 0 | 0 | 0 | 0 | 0 | 0 | 0 | 0 | 0 | 0 | 0 | 0 | 0 | 0 | 0 | 0 | 0 | 0 | 0 | 0 | 0 | 0 | 0
PG&E GBA | Moraga | 115 | OOS_Wind |  |  | 0 | 0 | 0 | 0 | 0 | 0 | 0 | 0 | 0 | 0 | 0 | 0 | 0 | 0 | 0 | 0 | 0 | 0 | 0 | 0 | 0 | 0 | 0 | 0 | 0 | 0 | 0 | 0
PG&E GBA | Moraga | 230 | OOS_Wind |  |  | 0 | 0 | 0 | 0 | 0 | 0 | 0 | 0 | 0 | 0 | 0 | 0 | 0 | 0 | 0 | 0 | 0 | 0 | 0 | 0 | 0 | 0 | 0 | 0 | 0 | 0 | 0 | 0
PG&E GBA | Morgan Hill | 115 | OOS_Wind |  |  | 0 | 0 | 0 | 0 | 0 | 0 | 0 | 0 | 0 | 0 | 0 | 0 | 0 | 0 | 0 | 0 | 0 | 0 | 0 | 0 | 0 | 0 | 0 | 0 | 0 | 0 | 0 | 0
PG&E KERN | Morro Bay | 115 | OOS_Wind |  |  | 0 | 0 | 0 | 0 | 0 | 0 | 0 | 0 | 0 | 0 | 0 | 0 | 0 | 0 | 0 | 0 | 0 | 0 | 0 | 0 | 0 | 0 | 0 | 0 | 0 | 0 | 0 | 0
PG&E KERN | Morro Bay | 230 | OOS_Wind |  |  | 0 | 0 | 0 | 0 | 0 | 0 | 0 | 0 | 0 | 0 | 0 | 0 | 0 | 0 | 0 | 0 | 0 | 0 | 0 | 0 | 0 | 0 | 0 | 0 | 0 | 0 | 0 | 0
PG&E KERN | Morro Bay | 500 | OOS_Wind |  |  | 0 | 0 | 0 | 0 | 0 | 0 | 0 | 0 | 0 | 0 | 0 | 0 | 0 | 0 | 0 | 0 | 0 | 0 | 0 | 0 | 0 | 0 | 0 | 0 | 0 | 0 | 0 | 0
PG&E GBA | Moss Landing | 115 | OOS_Wind |  |  | 0 | 0 | 0 | 0 | 0 | 0 | 0 | 0 | 0 | 0 | 0 | 0 | 0 | 0 | 0 | 0 | 0 | 0 | 0 | 0 | 0 | 0 | 0 | 0 | 0 | 0 | 0 | 0
PG&E GBA | Moss Landing | 230 | OOS_Wind |  |  | 0 | 0 | 0 | 0 | 0 | 0 | 0 | 0 | 0 | 0 | 0 | 0 | 0 | 0 | 0 | 0 | 0 | 0 | 0 | 0 | 0 | 0 | 0 | 0 | 0 | 0 | 0 | 0
PG&E GBA | Moss Landing | 500 | OOS_Wind |  |  | 0 | 0 | 0 | 0 | 0 | 0 | 0 | 0 | 0 | 0 | 0 | 0 | 0 | 0 | 0 | 0 | 0 | 0 | 0 | 0 | 0 | 0 | 0 | 0 | 0 | 0 | 0 | 0
EOP | Mountain Pass | 115 | OOS_Wind |  |  | 0 | 0 | 0 | 0 | 0 | 0 | 0 | 0 | 0 | 0 | 0 | 0 | 0 | 0 | 0 | 0 | 0 | 0 | 0 | 0 | 0 | 0 | 0 | 0 | 0 | 0 | 0 | 0
PG&E GBA | Mountain View | 115 | OOS_Wind |  |  | 0 | 0 | 0 | 0 | 0 | 0 | 0 | 0 | 0 | 0 | 0 | 0 | 0 | 0 | 0 | 0 | 0 | 0 | 0 | 0 | 0 | 0 | 0 | 0 | 0 | 0 | 0 | 0
PG&E GBA | Mt Eden | 115 | OOS_Wind |  |  | 0 | 0 | 0 | 0 | 0 | 0 | 0 | 0 | 0 | 0 | 0 | 0 | 0 | 0 | 0 | 0 | 0 | 0 | 0 | 0 | 0 | 0 | 0 | 0 | 0 | 0 | 0 | 0
PG&E KERN | Mt Poso | 115 | OOS_Wind |  |  | 0 | 0 | 0 | 0 | 0 | 0 | 0 | 0 | 0 | 0 | 0 | 0 | 0 | 0 | 0 | 0 | 0 | 0 | 0 | 0 | 0 | 0 | 0 | 0 | 0 | 0 | 0 | 0
PG&E FRESNO | Mustang | 230 | OOS_Wind |  |  | 0 | 0 | 0 | 0 | 0 | 0 | 0 | 0 | 0 | 0 | 0 | 0 | 0 | 0 | 0 | 0 | 0 | 0 | 0 | 0 | 0 | 0 | 0 | 0 | 0 | 0 | 0 | 0
PG&E KERN | New Sub - Gates - Midway (Proposed) | 230 | OOS_Wind |  |  | 0 | 0 | 0 | 0 | 0 | 0 | 0 | 0 | 0 | 0 | 0 | 0 | 0 | 0 | 0 | 0 | 0 | 0 | 0 | 0 | 0 | 0 | 0 | 0 | 0 | 0 | 0 | 0
PG&E KERN | New Sub - Gates - Templeton (Proposed) | 230 | OOS_Wind |  |  | 0 | 0 | 0 | 0 | 0 | 0 | 0 | 0 | 0 | 0 | 0 | 0 | 0 | 0 | 0 | 0 | 0 | 0 | 0 | 0 | 0 | 0 | 0 | 0 | 0 | 0 | 0 | 0
SCE NOL | New Sub - Kramer - Lugo (Proposed) | 230 | OOS_Wind |  |  | 0 | 0 | 0 | 0 | 0 | 0 | 0 | 0 | 0 | 0 | 0 | 0 | 0 | 0 | 0 | 0 | 0 | 0 | 0 | 0 | 0 | 0 | 0 | 0 | 0 | 0 | 0 | 0
PG&E FRESNO | New Sub - Los Banos - Midway (Proposed) | 500 | OOS_Wind |  |  | 0 | 0 | 0 | 0 | 0 | 0 | 0 | 0 | 0 | 0 | 0 | 0 | 0 | 0 | 0 | 0 | 0 | 0 | 0 | 0 | 0 | 0 | 0 | 0 | 0 | 0 | 0 | 0
SCE NOL | New Sub - Lugo - Pisgah (Proposed) | 230 | OOS_Wind |  |  | 0 | 0 | 0 | 0 | 0 | 0 | 0 | 0 | 0 | 0 | 0 | 0 | 0 | 0 | 0 | 0 | 0 | 0 | 0 | 0 | 0 | 0 | 0 | 0 | 0 | 0 | 0 | 0
PG&E KERN | New Sub - Midway - Wheeler Ridge (Proposed) | 230 | OOS_Wind |  |  | 0 | 0 | 0 | 0 | 0 | 0 | 0 | 0 | 0 | 0 | 0 | 0 | 0 | 0 | 0 | 0 | 0 | 0 | 0 | 0 | 0 | 0 | 0 | 0 | 0 | 0 | 0 | 0
PG&E NGBA | New Sub - Near existing Leavitt (PSREC) | 345 | OOS_Wind |  |  | 0 | 0 | 0 | 0 | 0 | 0 | 0 | 0 | 0 | 0 | 0 | 0 | 0 | 0 | 0 | 0 | 0 | 0 | 0 | 0 | 0 | 0 | 0 | 0 | 0 | 0 | 0 | 0
PG&E NGBA | New Sub - Near existing Madeline (NVE) | 345 | OOS_Wind |  |  | 0 | 0 | 0 | 0 | 0 | 0 | 0 | 0 | 0 | 0 | 0 | 0 | 0 | 0 | 0 | 0 | 0 | 0 | 0 | 0 | 0 | 0 | 0 | 0 | 0 | 0 | 0 | 0
SDGE | New Sub - North Gila - IV (Proposed) | 500 | OOS_Wind |  |  | 0 | 0 | 0 | 0 | 0 | 0 | 0 | 0 | 0 | 0 | 0 | 0 | 0 | 0 | 0 | 0 | 0 | 0 | 0 | 0 | 0 | 0 | 0 | 0 | 0 | 0 | 0 | 0
PG&E NGBA | New Sub - Pit 1 - Cottonwood (Proposed) | 230 | OOS_Wind |  |  | 0 | 0 | 0 | 0 | 0 | 0 | 0 | 0 | 0 | 0 | 0 | 0 | 0 | 0 | 0 | 0 | 0 | 0 | 0 | 0 | 0 | 0 | 0 | 0 | 0 | 0 | 0 | 0
PG&E GBA | New Sub - Rancho Seco - Bellota (Proposed) | 230 | OOS_Wind |  |  | 0 | 0 | 0 | 0 | 0 | 0 | 0 | 0 | 0 | 0 | 0 | 0 | 0 | 0 | 0 | 0 | 0 | 0 | 0 | 0 | 0 | 0 | 0 | 0 | 0 | 0 | 0 | 0
SDGE | New Sub - Suncrest - Ocotillo (Proposed) | 500 | OOS_Wind |  |  | 0 | 0 | 0 | 0 | 0 | 0 | 0 | 0 | 0 | 0 | 0 | 0 | 0 | 0 | 0 | 0 | 0 | 0 | 0 | 0 | 0 | 0 | 0 | 0 | 0 | 0 | 0 | 0
PG&E FRESNO | New Sub - Westley - Quinto (Proposed) | 230 | OOS_Wind |  |  | 0 | 0 | 0 | 0 | 0 | 0 | 0 | 0 | 0 | 0 | 0 | 0 | 0 | 0 | 0 | 0 | 0 | 0 | 0 | 0 | 0 | 0 | 0 | 0 | 0 | 0 | 0 | 0
PG&E GBA | Newark | 115 | OOS_Wind |  |  | 0 | 0 | 0 | 0 | 0 | 0 | 0 | 0 | 0 | 0 | 0 | 0 | 0 | 0 | 0 | 0 | 0 | 0 | 0 | 0 | 0 | 0 | 0 | 0 | 0 | 0 | 0 | 0
PG&E GBA | Newark | 230 | OOS_Wind |  |  | 0 | 0 | 0 | 0 | 0 | 0 | 0 | 0 | 0 | 0 | 0 | 0 | 0 | 0 | 0 | 0 | 0 | 0 | 0 | 0 | 0 | 0 | 0 | 0 | 0 | 0 | 0 | 0
PG&E FRESNO | Newhall | 115 | OOS_Wind |  |  | 0 | 0 | 0 | 0 | 0 | 0 | 0 | 0 | 0 | 0 | 0 | 0 | 0 | 0 | 0 | 0 | 0 | 0 | 0 | 0 | 0 | 0 | 0 | 0 | 0 | 0 | 0 | 0
PG&E KERN | Norco | 115 | OOS_Wind |  |  | 0 | 0 | 0 | 0 | 0 | 0 | 0 | 0 | 0 | 0 | 0 | 0 | 0 | 0 | 0 | 0 | 0 | 0 | 0 | 0 | 0 | 0 | 0 | 0 | 0 | 0 | 0 | 0
PG&E GBA | Nortech | 115 | OOS_Wind |  |  | 0 | 0 | 0 | 0 | 0 | 0 | 0 | 0 | 0 | 0 | 0 | 0 | 0 | 0 | 0 | 0 | 0 | 0 | 0 | 0 | 0 | 0 | 0 | 0 | 0 | 0 | 0 | 0
SDGE | North City Metering | 138 | OOS_Wind |  |  | 0 | 0 | 0 | 0 | 0 | 0 | 0 | 0 | 0 | 0 | 0 | 0 | 0 | 0 | 0 | 0 | 0 | 0 | 0 | 0 | 0 | 0 | 0 | 0 | 0 | 0 | 0 | 0
PG&E GBA | North Dublin | 230 | OOS_Wind |  |  | 0 | 0 | 0 | 0 | 0 | 0 | 0 | 0 | 0 | 0 | 0 | 0 | 0 | 0 | 0 | 0 | 0 | 0 | 0 | 0 | 0 | 0 | 0 | 0 | 0 | 0 | 0 | 0
SDGE | North Gila | 500 | OOS_Wind |  |  | 0 | 0 | 0 | 0 | 0 | 0 | 0 | 0 | 0 | 0 | 0 | 0 | 0 | 0 | 0 | 0 | 0 | 0 | 0 | 0 | 0 | 0 | 0 | 0 | 0 | 0 | 0 | 0
SCE Metro | North of SONGS | 230 | OOS_Wind |  |  | 0 | 0 | 0 | 0 | 0 | 0 | 0 | 0 | 0 | 0 | 0 | 0 | 0 | 0 | 0 | 0 | 0 | 0 | 0 | 0 | 0 | 0 | 0 | 0 | 0 | 0 | 0 | 0
SCE Metro | North of SONGS | 500 | OOS_Wind |  |  | 0 | 0 | 0 | 0 | 0 | 0 | 0 | 0 | 0 | 0 | 0 | 0 | 0 | 0 | 0 | 0 | 0 | 0 | 0 | 0 | 0 | 0 | 0 | 0 | 0 | 0 | 0 | 0
PG&E NGBA | Notre Dame | 115 | OOS_Wind |  |  | 0 | 0 | 0 | 0 | 0 | 0 | 0 | 0 | 0 | 0 | 0 | 0 | 0 | 0 | 0 | 0 | 0 | 0 | 0 | 0 | 0 | 0 | 0 | 0 | 0 | 0 | 0 | 0
PG&E GBA | Oakland C | 115 | OOS_Wind |  |  | 0 | 0 | 0 | 0 | 0 | 0 | 0 | 0 | 0 | 0 | 0 | 0 | 0 | 0 | 0 | 0 | 0 | 0 | 0 | 0 | 0 | 0 | 0 | 0 | 0 | 0 | 0 | 0
PG&E GBA | Oakland J | 115 | OOS_Wind |  |  | 0 | 0 | 0 | 0 | 0 | 0 | 0 | 0 | 0 | 0 | 0 | 0 | 0 | 0 | 0 | 0 | 0 | 0 | 0 | 0 | 0 | 0 | 0 | 0 | 0 | 0 | 0 | 0
PG&E GBA | Oakland L | 115 | OOS_Wind |  |  | 0 | 0 | 0 | 0 | 0 | 0 | 0 | 0 | 0 | 0 | 0 | 0 | 0 | 0 | 0 | 0 | 0 | 0 | 0 | 0 | 0 | 0 | 0 | 0 | 0 | 0 | 0 | 0
PG&E GBA | Oakland X | 115 | OOS_Wind |  |  | 0 | 0 | 0 | 0 | 0 | 0 | 0 | 0 | 0 | 0 | 0 | 0 | 0 | 0 | 0 | 0 | 0 | 0 | 0 | 0 | 0 | 0 | 0 | 0 | 0 | 0 | 0 | 0
PG&E KERN | Oceano | 115 | OOS_Wind |  |  | 0 | 0 | 0 | 0 | 0 | 0 | 0 | 0 | 0 | 0 | 0 | 0 | 0 | 0 | 0 | 0 | 0 | 0 | 0 | 0 | 0 | 0 | 0 | 0 | 0 | 0 | 0 | 0
SDGE | Ocotillo Express | 500 | OOS_Wind |  |  | 0 | 0 | 0 | 0 | 0 | 0 | 0 | 0 | 0 | 0 | 0 | 0 | 0 | 0 | 0 | 0 | 0 | 0 | 0 | 0 | 0 | 0 | 0 | 0 | 0 | 0 | 0 | 0
SDGE | Old Town | 230 | OOS_Wind |  |  | 0 | 0 | 0 | 0 | 0 | 0 | 0 | 0 | 0 | 0 | 0 | 0 | 0 | 0 | 0 | 0 | 0 | 0 | 0 | 0 | 0 | 0 | 0 | 0 | 0 | 0 | 0 | 0
SCE Metro | Olinda | 230 | OOS_Wind |  |  | 0 | 0 | 0 | 0 | 0 | 0 | 0 | 0 | 0 | 0 | 0 | 0 | 0 | 0 | 0 | 0 | 0 | 0 | 0 | 0 | 0 | 0 | 0 | 0 | 0 | 0 | 0 | 0
PG&E FRESNO | Olive | 115 | OOS_Wind |  |  | 0 | 0 | 0 | 0 | 0 | 0 | 0 | 0 | 0 | 0 | 0 | 0 | 0 | 0 | 0 | 0 | 0 | 0 | 0 | 0 | 0 | 0 | 0 | 0 | 0 | 0 | 0 | 0
PG&E NGBA | Olivehurst | 115 | OOS_Wind |  |  | 0 | 0 | 0 | 0 | 0 | 0 | 0 | 0 | 0 | 0 | 0 | 0 | 0 | 0 | 0 | 0 | 0 | 0 | 0 | 0 | 0 | 0 | 0 | 0 | 0 | 0 | 0 | 0
SCE Northern | Ormond Beach | 230 | OOS_Wind |  |  | 0 | 0 | 0 | 0 | 0 | 0 | 0 | 0 | 0 | 0 | 0 | 0 | 0 | 0 | 0 | 0 | 0 | 0 | 0 | 0 | 0 | 0 | 0 | 0 | 0 | 0 | 0 | 0
PG&E FRESNO | Oro Loma | 115 | OOS_Wind |  |  | 0 | 0 | 0 | 0 | 0 | 0 | 0 | 0 | 0 | 0 | 0 | 0 | 0 | 0 | 0 | 0 | 0 | 0 | 0 | 0 | 0 | 0 | 0 | 0 | 0 | 0 | 0 | 0
SDGE | Otay Mesa | 230 | OOS_Wind |  |  | 0 | 0 | 0 | 0 | 0 | 0 | 0 | 0 | 0 | 0 | 0 | 0 | 0 | 0 | 0 | 0 | 0 | 0 | 0 | 0 | 0 | 0 | 0 | 0 | 0 | 0 | 0 | 0
PG&E FRESNO | Padre Flats SW STA | 230 | OOS_Wind |  |  | 0 | 0 | 0 | 0 | 0 | 0 | 0 | 0 | 0 | 0 | 0 | 0 | 0 | 0 | 0 | 0 | 0 | 0 | 0 | 0 | 0 | 0 | 0 | 0 | 0 | 0 | 0 | 0
EOP | Pahrump | 138 | OOS_Wind |  |  | 0 | 0 | 0 | 0 | 0 | 0 | 0 | 0 | 0 | 0 | 0 | 0 | 0 | 0 | 0 | 0 | 0 | 0 | 0 | 0 | 0 | 0 | 0 | 0 | 0 | 0 | 0 | 0
EOP | Pahrump | 230 | OOS_Wind |  |  | 0 | 0 | 0 | 0 | 0 | 0 | 0 | 0 | 0 | 0 | 0 | 0 | 0 | 0 | 0 | 0 | 0 | 0 | 0 | 0 | 0 | 0 | 0 | 0 | 0 | 0 | 0 | 0
PG&E NGBA | Palermo | 115 | OOS_Wind |  |  | 0 | 0 | 0 | 0 | 0 | 0 | 0 | 0 | 0 | 0 | 0 | 0 | 0 | 0 | 0 | 0 | 0 | 0 | 0 | 0 | 0 | 0 | 0 | 0 | 0 | 0 | 0 | 0
PG&E NGBA | Palermo | 230 | OOS_Wind |  |  | 0 | 0 | 0 | 0 | 0 | 0 | 0 | 0 | 0 | 0 | 0 | 0 | 0 | 0 | 0 | 0 | 0 | 0 | 0 | 0 | 0 | 0 | 0 | 0 | 0 | 0 | 0 | 0
SCE Eastern | Palo Verde | 500 | OOS_Wind | YES | New Mexico Wind | 1 | 0 | 0 | 0 | 1685 | 0 | 1685 | 0 | 0 | 0 | 1685 | 0 | 1685 | 1414 | 0 | 1414 | 0 | 0 | 0 | 1414 | 0 | 1414 | 3099 | 0 | 3099 | 3099 | 0 | 3099
SDGE | Palomar Energy | 230 | OOS_Wind |  |  | 0 | 0 | 0 | 0 | 0 | 0 | 0 | 0 | 0 | 0 | 0 | 0 | 0 | 0 | 0 | 0 | 0 | 0 | 0 | 0 | 0 | 0 | 0 | 0 | 0 | 0 | 0 | 0
PG&E FRESNO | Panoche | 115 | OOS_Wind |  |  | 0 | 0 | 0 | 0 | 0 | 0 | 0 | 0 | 0 | 0 | 0 | 0 | 0 | 0 | 0 | 0 | 0 | 0 | 0 | 0 | 0 | 0 | 0 | 0 | 0 | 0 | 0 | 0
PG&E FRESNO | Panoche | 230 | OOS_Wind |  |  | 0 | 0 | 0 | 0 | 0 | 0 | 0 | 0 | 0 | 0 | 0 | 0 | 0 | 0 | 0 | 0 | 0 | 0 | 0 | 0 | 0 | 0 | 0 | 0 | 0 | 0 | 0 | 0
SCE Northern | Pardee | 230 | OOS_Wind |  |  | 0 | 0 | 0 | 0 | 0 | 0 | 0 | 0 | 0 | 0 | 0 | 0 | 0 | 0 | 0 | 0 | 0 | 0 | 0 | 0 | 0 | 0 | 0 | 0 | 0 | 0 | 0 | 0
PG&E NGBA | Parkway | 230 | OOS_Wind |  |  | 0 | 0 | 0 | 0 | 0 | 0 | 0 | 0 | 0 | 0 | 0 | 0 | 0 | 0 | 0 | 0 | 0 | 0 | 0 | 0 | 0 | 0 | 0 | 0 | 0 | 0 | 0 | 0
SCE Northern | Pastoria | 230 | OOS_Wind |  |  | 0 | 0 | 0 | 0 | 0 | 0 | 0 | 0 | 0 | 0 | 0 | 0 | 0 | 0 | 0 | 0 | 0 | 0 | 0 | 0 | 0 | 0 | 0 | 0 | 0 | 0 | 0 | 0
SCE Metro | Pauda | 230 | OOS_Wind |  |  | 0 | 0 | 0 | 0 | 0 | 0 | 0 | 0 | 0 | 0 | 0 | 0 | 0 | 0 | 0 | 0 | 0 | 0 | 0 | 0 | 0 | 0 | 0 | 0 | 0 | 0 | 0 | 0
PG&E GBA | Paul Sweet | 115 | OOS_Wind |  |  | 0 | 0 | 0 | 0 | 0 | 0 | 0 | 0 | 0 | 0 | 0 | 0 | 0 | 0 | 0 | 0 | 0 | 0 | 0 | 0 | 0 | 0 | 0 | 0 | 0 | 0 | 0 | 0
PG&E NGBA | Peabody | 230 | OOS_Wind |  |  | 0 | 0 | 0 | 0 | 0 | 0 | 0 | 0 | 0 | 0 | 0 | 0 | 0 | 0 | 0 | 0 | 0 | 0 | 0 | 0 | 0 | 0 | 0 | 0 | 0 | 0 | 0 | 0
PG&E NGBA | Pease | 115 | OOS_Wind |  |  | 0 | 0 | 0 | 0 | 0 | 0 | 0 | 0 | 0 | 0 | 0 | 0 | 0 | 0 | 0 | 0 | 0 | 0 | 0 | 0 | 0 | 0 | 0 | 0 | 0 | 0 | 0 | 0
SDGE | Penasquitos | 138 | OOS_Wind |  |  | 0 | 0 | 0 | 0 | 0 | 0 | 0 | 0 | 0 | 0 | 0 | 0 | 0 | 0 | 0 | 0 | 0 | 0 | 0 | 0 | 0 | 0 | 0 | 0 | 0 | 0 | 0 | 0
SDGE | Penasquitos | 230 | OOS_Wind |  |  | 0 | 0 | 0 | 0 | 0 | 0 | 0 | 0 | 0 | 0 | 0 | 0 | 0 | 0 | 0 | 0 | 0 | 0 | 0 | 0 | 0 | 0 | 0 | 0 | 0 | 0 | 0 | 0
PG&E NGBA | Penngrove | 115 | OOS_Wind |  |  | 0 | 0 | 0 | 0 | 0 | 0 | 0 | 0 | 0 | 0 | 0 | 0 | 0 | 0 | 0 | 0 | 0 | 0 | 0 | 0 | 0 | 0 | 0 | 0 | 0 | 0 | 0 | 0
PG&E GBA | Peoria | 115 | OOS_Wind |  |  | 0 | 0 | 0 | 0 | 0 | 0 | 0 | 0 | 0 | 0 | 0 | 0 | 0 | 0 | 0 | 0 | 0 | 0 | 0 | 0 | 0 | 0 | 0 | 0 | 0 | 0 | 0 | 0
PG&E GBA | Piercy | 115 | OOS_Wind |  |  | 0 | 0 | 0 | 0 | 0 | 0 | 0 | 0 | 0 | 0 | 0 | 0 | 0 | 0 | 0 | 0 | 0 | 0 | 0 | 0 | 0 | 0 | 0 | 0 | 0 | 0 | 0 | 0
PG&E FRESNO | Pine Flat | 230 | OOS_Wind |  |  | 0 | 0 | 0 | 0 | 0 | 0 | 0 | 0 | 0 | 0 | 0 | 0 | 0 | 0 | 0 | 0 | 0 | 0 | 0 | 0 | 0 | 0 | 0 | 0 | 0 | 0 | 0 | 0
SCE NOL | Pisgah | 230 | OOS_Wind |  |  | 0 | 0 | 0 | 0 | 0 | 0 | 0 | 0 | 0 | 0 | 0 | 0 | 0 | 0 | 0 | 0 | 0 | 0 | 0 | 0 | 0 | 0 | 0 | 0 | 0 | 0 | 0 | 0
PG&E NGBA | Pit 1 | 230 | OOS_Wind |  |  | 0 | 0 | 0 | 0 | 0 | 0 | 0 | 0 | 0 | 0 | 0 | 0 | 0 | 0 | 0 | 0 | 0 | 0 | 0 | 0 | 0 | 0 | 0 | 0 | 0 | 0 | 0 | 0
PG&E NGBA | Pit 3 | 230 | OOS_Wind |  |  | 0 | 0 | 0 | 0 | 0 | 0 | 0 | 0 | 0 | 0 | 0 | 0 | 0 | 0 | 0 | 0 | 0 | 0 | 0 | 0 | 0 | 0 | 0 | 0 | 0 | 0 | 0 | 0
PG&E NGBA | Pit 4 | 230 | OOS_Wind |  |  | 0 | 0 | 0 | 0 | 0 | 0 | 0 | 0 | 0 | 0 | 0 | 0 | 0 | 0 | 0 | 0 | 0 | 0 | 0 | 0 | 0 | 0 | 0 | 0 | 0 | 0 | 0 | 0
PG&E GBA | Pittsburg | 115 | OOS_Wind |  |  | 0 | 0 | 0 | 0 | 0 | 0 | 0 | 0 | 0 | 0 | 0 | 0 | 0 | 0 | 0 | 0 | 0 | 0 | 0 | 0 | 0 | 0 | 0 | 0 | 0 | 0 | 0 | 0
PG&E GBA | Pittsburg | 230 | OOS_Wind |  |  | 0 | 0 | 0 | 0 | 0 | 0 | 0 | 0 | 0 | 0 | 0 | 0 | 0 | 0 | 0 | 0 | 0 | 0 | 0 | 0 | 0 | 0 | 0 | 0 | 0 | 0 | 0 | 0
PG&E NGBA | Pleasant Grove | 115 | OOS_Wind |  |  | 0 | 0 | 0 | 0 | 0 | 0 | 0 | 0 | 0 | 0 | 0 | 0 | 0 | 0 | 0 | 0 | 0 | 0 | 0 | 0 | 0 | 0 | 0 | 0 | 0 | 0 | 0 | 0
PG&E NGBA | POE | 230 | OOS_Wind |  |  | 0 | 0 | 0 | 0 | 0 | 0 | 0 | 0 | 0 | 0 | 0 | 0 | 0 | 0 | 0 | 0 | 0 | 0 | 0 | 0 | 0 | 0 | 0 | 0 | 0 | 0 | 0 | 0
PG&E KERN | Poso Mountain | 115 | OOS_Wind |  |  | 0 | 0 | 0 | 0 | 0 | 0 | 0 | 0 | 0 | 0 | 0 | 0 | 0 | 0 | 0 | 0 | 0 | 0 | 0 | 0 | 0 | 0 | 0 | 0 | 0 | 0 | 0 | 0
EOP | Primm | 230 | OOS_Wind |  |  | 0 | 0 | 0 | 0 | 0 | 0 | 0 | 0 | 0 | 0 | 0 | 0 | 0 | 0 | 0 | 0 | 0 | 0 | 0 | 0 | 0 | 0 | 0 | 0 | 0 | 0 | 0 | 0
PG&E NGBA | Putah Creek | 115 | OOS_Wind |  |  | 0 | 0 | 0 | 0 | 0 | 0 | 0 | 0 | 0 | 0 | 0 | 0 | 0 | 0 | 0 | 0 | 0 | 0 | 0 | 0 | 0 | 0 | 0 | 0 | 0 | 0 | 0 | 0
SDGE | Q1806 | 138 | OOS_Wind |  |  | 0 | 0 | 0 | 0 | 0 | 0 | 0 | 0 | 0 | 0 | 0 | 0 | 0 | 0 | 0 | 0 | 0 | 0 | 0 | 0 | 0 | 0 | 0 | 0 | 0 | 0 | 0 | 0
PG&E FRESNO | Quinto | 230 | OOS_Wind |  |  | 0 | 0 | 0 | 0 | 0 | 0 | 0 | 0 | 0 | 0 | 0 | 0 | 0 | 0 | 0 | 0 | 0 | 0 | 0 | 0 | 0 | 0 | 0 | 0 | 0 | 0 | 0 | 0
PG&E GBA | Race Track | 115 | OOS_Wind |  |  | 0 | 0 | 0 | 0 | 0 | 0 | 0 | 0 | 0 | 0 | 0 | 0 | 0 | 0 | 0 | 0 | 0 | 0 | 0 | 0 | 0 | 0 | 0 | 0 | 0 | 0 | 0 | 0
SDGE | Rancho Mission Viejo | 138 | OOS_Wind |  |  | 0 | 0 | 0 | 0 | 0 | 0 | 0 | 0 | 0 | 0 | 0 | 0 | 0 | 0 | 0 | 0 | 0 | 0 | 0 | 0 | 0 | 0 | 0 | 0 | 0 | 0 | 0 | 0
PG&E GBA | Rancho Seco | 230 | OOS_Wind |  |  | 0 | 0 | 0 | 0 | 0 | 0 | 0 | 0 | 0 | 0 | 0 | 0 | 0 | 0 | 0 | 0 | 0 | 0 | 0 | 0 | 0 | 0 | 0 | 0 | 0 | 0 | 0 | 0
SCE Metro | Rancho Vista | 230 | OOS_Wind |  |  | 0 | 0 | 0 | 0 | 0 | 0 | 0 | 0 | 0 | 0 | 0 | 0 | 0 | 0 | 0 | 0 | 0 | 0 | 0 | 0 | 0 | 0 | 0 | 0 | 0 | 0 | 0 | 0
SCE Metro | Rancho Vista | 500 | OOS_Wind |  |  | 0 | 0 | 0 | 0 | 0 | 0 | 0 | 0 | 0 | 0 | 0 | 0 | 0 | 0 | 0 | 0 | 0 | 0 | 0 | 0 | 0 | 0 | 0 | 0 | 0 | 0 | 0 | 0
SCE NOL | Ransburg | 115 | OOS_Wind |  |  | 0 | 0 | 0 | 0 | 0 | 0 | 0 | 0 | 0 | 0 | 0 | 0 | 0 | 0 | 0 | 0 | 0 | 0 | 0 | 0 | 0 | 0 | 0 | 0 | 0 | 0 | 0 | 0
PG&E GBA | Ravenswood | 115 | OOS_Wind |  |  | 0 | 0 | 0 | 0 | 0 | 0 | 0 | 0 | 0 | 0 | 0 | 0 | 0 | 0 | 0 | 0 | 0 | 0 | 0 | 0 | 0 | 0 | 0 | 0 | 0 | 0 | 0 | 0
PG&E GBA | Ravenswood | 230 | OOS_Wind |  |  | 0 | 0 | 0 | 0 | 0 | 0 | 0 | 0 | 0 | 0 | 0 | 0 | 0 | 0 | 0 | 0 | 0 | 0 | 0 | 0 | 0 | 0 | 0 | 0 | 0 | 0 | 0 | 0
SCE Northern | Rector | 230 | OOS_Wind |  |  | 0 | 0 | 0 | 0 | 0 | 0 | 0 | 0 | 0 | 0 | 0 | 0 | 0 | 0 | 0 | 0 | 0 | 0 | 0 | 0 | 0 | 0 | 0 | 0 | 0 | 0 | 0 | 0
SCE Eastern | Red Bluff | 230 | OOS_Wind |  |  | 0 | 0 | 0 | 0 | 0 | 0 | 0 | 0 | 0 | 0 | 0 | 0 | 0 | 0 | 0 | 0 | 0 | 0 | 0 | 0 | 0 | 0 | 0 | 0 | 0 | 0 | 0 | 0
SCE Eastern | Red Bluff | 500 | OOS_Wind |  |  | 0 | 0 | 0 | 0 | 0 | 0 | 0 | 0 | 0 | 0 | 0 | 0 | 0 | 0 | 0 | 0 | 0 | 0 | 0 | 0 | 0 | 0 | 0 | 0 | 0 | 0 | 0 | 0
PG&E NGBA | Redbud | 115 | OOS_Wind |  |  | 0 | 0 | 0 | 0 | 0 | 0 | 0 | 0 | 0 | 0 | 0 | 0 | 0 | 0 | 0 | 0 | 0 | 0 | 0 | 0 | 0 | 0 | 0 | 0 | 0 | 0 | 0 | 0
SCE Metro | Redondo | 230 | OOS_Wind |  |  | 0 | 0 | 0 | 0 | 0 | 0 | 0 | 0 | 0 | 0 | 0 | 0 | 0 | 0 | 0 | 0 | 0 | 0 | 0 | 0 | 0 | 0 | 0 | 0 | 0 | 0 | 0 | 0
PG&E FRESNO | Reedley | 115 | OOS_Wind |  |  | 0 | 0 | 0 | 0 | 0 | 0 | 0 | 0 | 0 | 0 | 0 | 0 | 0 | 0 | 0 | 0 | 0 | 0 | 0 | 0 | 0 | 0 | 0 | 0 | 0 | 0 | 0 | 0
PG&E KERN | Renfro | 115 | OOS_Wind |  |  | 0 | 0 | 0 | 0 | 0 | 0 | 0 | 0 | 0 | 0 | 0 | 0 | 0 | 0 | 0 | 0 | 0 | 0 | 0 | 0 | 0 | 0 | 0 | 0 | 0 | 0 | 0 | 0
PG&E GBA | Richmond R | 115 | OOS_Wind |  |  | 0 | 0 | 0 | 0 | 0 | 0 | 0 | 0 | 0 | 0 | 0 | 0 | 0 | 0 | 0 | 0 | 0 | 0 | 0 | 0 | 0 | 0 | 0 | 0 | 0 | 0 | 0 | 0
PG&E NGBA | Rincon | 115 | OOS_Wind |  |  | 0 | 0 | 0 | 0 | 0 | 0 | 0 | 0 | 0 | 0 | 0 | 0 | 0 | 0 | 0 | 0 | 0 | 0 | 0 | 0 | 0 | 0 | 0 | 0 | 0 | 0 | 0 | 0
PG&E KERN | Rio Bravo | 115 | OOS_Wind |  |  | 0 | 0 | 0 | 0 | 0 | 0 | 0 | 0 | 0 | 0 | 0 | 0 | 0 | 0 | 0 | 0 | 0 | 0 | 0 | 0 | 0 | 0 | 0 | 0 | 0 | 0 | 0 | 0
SCE Metro | Rio Hondo | 230 | OOS_Wind |  |  | 0 | 0 | 0 | 0 | 0 | 0 | 0 | 0 | 0 | 0 | 0 | 0 | 0 | 0 | 0 | 0 | 0 | 0 | 0 | 0 | 0 | 0 | 0 | 0 | 0 | 0 | 0 | 0
PG&E NGBA | Rio Oso | 115 | OOS_Wind |  |  | 0 | 0 | 0 | 0 | 0 | 0 | 0 | 0 | 0 | 0 | 0 | 0 | 0 | 0 | 0 | 0 | 0 | 0 | 0 | 0 | 0 | 0 | 0 | 0 | 0 | 0 | 0 | 0
PG&E NGBA | Rio Oso | 230 | OOS_Wind |  |  | 0 | 0 | 0 | 0 | 0 | 0 | 0 | 0 | 0 | 0 | 0 | 0 | 0 | 0 | 0 | 0 | 0 | 0 | 0 | 0 | 0 | 0 | 0 | 0 | 0 | 0 | 0 | 0
PG&E GBA | Ripon | 115 | OOS_Wind |  |  | 0 | 0 | 0 | 0 | 0 | 0 | 0 | 0 | 0 | 0 | 0 | 0 | 0 | 0 | 0 | 0 | 0 | 0 | 0 | 0 | 0 | 0 | 0 | 0 | 0 | 0 | 0 | 0
PG&E GBA | Riverbank | 115 | OOS_Wind |  |  | 0 | 0 | 0 | 0 | 0 | 0 | 0 | 0 | 0 | 0 | 0 | 0 | 0 | 0 | 0 | 0 | 0 | 0 | 0 | 0 | 0 | 0 | 0 | 0 | 0 | 0 | 0 | 0
SCE NOL | Roadway | 115 | OOS_Wind |  |  | 0 | 0 | 0 | 0 | 0 | 0 | 0 | 0 | 0 | 0 | 0 | 0 | 0 | 0 | 0 | 0 | 0 | 0 | 0 | 0 | 0 | 0 | 0 | 0 | 0 | 0 | 0 | 0
PG&E NGBA | Rock Creek 1 | 230 | OOS_Wind |  |  | 0 | 0 | 0 | 0 | 0 | 0 | 0 | 0 | 0 | 0 | 0 | 0 | 0 | 0 | 0 | 0 | 0 | 0 | 0 | 0 | 0 | 0 | 0 | 0 | 0 | 0 | 0 | 0
PG&E GBA | Rossmoor | 230 | OOS_Wind |  |  | 0 | 0 | 0 | 0 | 0 | 0 | 0 | 0 | 0 | 0 | 0 | 0 | 0 | 0 | 0 | 0 | 0 | 0 | 0 | 0 | 0 | 0 | 0 | 0 | 0 | 0 | 0 | 0
PG&E NGBA | Round Mountain | 230 | OOS_Wind |  |  | 0 | 0 | 0 | 0 | 0 | 0 | 0 | 0 | 0 | 0 | 0 | 0 | 0 | 0 | 0 | 0 | 0 | 0 | 0 | 0 | 0 | 0 | 0 | 0 | 0 | 0 | 0 | 0
PG&E NGBA | Round Mountain | 500 | OOS_Wind |  |  | 0 | 0 | 0 | 0 | 0 | 0 | 0 | 0 | 0 | 0 | 0 | 0 | 0 | 0 | 0 | 0 | 0 | 0 | 0 | 0 | 0 | 0 | 0 | 0 | 0 | 0 | 0 | 0
PG&E GBA | Salado | 115 | OOS_Wind |  |  | 0 | 0 | 0 | 0 | 0 | 0 | 0 | 0 | 0 | 0 | 0 | 0 | 0 | 0 | 0 | 0 | 0 | 0 | 0 | 0 | 0 | 0 | 0 | 0 | 0 | 0 | 0 | 0
PG&E GBA | Salinas | 115 | OOS_Wind |  |  | 0 | 0 | 0 | 0 | 0 | 0 | 0 | 0 | 0 | 0 | 0 | 0 | 0 | 0 | 0 | 0 | 0 | 0 | 0 | 0 | 0 | 0 | 0 | 0 | 0 | 0 | 0 | 0
SCE Eastern | San Bernardino | 230 | OOS_Wind |  |  | 0 | 0 | 0 | 0 | 0 | 0 | 0 | 0 | 0 | 0 | 0 | 0 | 0 | 0 | 0 | 0 | 0 | 0 | 0 | 0 | 0 | 0 | 0 | 0 | 0 | 0 | 0 | 0
PG&E GBA | SAN FRAN A (POTRERO PP) | 115 | OOS_Wind |  |  | 0 | 0 | 0 | 0 | 0 | 0 | 0 | 0 | 0 | 0 | 0 | 0 | 0 | 0 | 0 | 0 | 0 | 0 | 0 | 0 | 0 | 0 | 0 | 0 | 0 | 0 | 0 | 0
PG&E GBA | SAN FRAN A (POTRERO PP) | 230 | OOS_Wind |  |  | 0 | 0 | 0 | 0 | 0 | 0 | 0 | 0 | 0 | 0 | 0 | 0 | 0 | 0 | 0 | 0 | 0 | 0 | 0 | 0 | 0 | 0 | 0 | 0 | 0 | 0 | 0 | 0
PG&E GBA | San Jose A | 115 | OOS_Wind |  |  | 0 | 0 | 0 | 0 | 0 | 0 | 0 | 0 | 0 | 0 | 0 | 0 | 0 | 0 | 0 | 0 | 0 | 0 | 0 | 0 | 0 | 0 | 0 | 0 | 0 | 0 | 0 | 0
PG&E GBA | San Jose B | 115 | OOS_Wind |  |  | 0 | 0 | 0 | 0 | 0 | 0 | 0 | 0 | 0 | 0 | 0 | 0 | 0 | 0 | 0 | 0 | 0 | 0 | 0 | 0 | 0 | 0 | 0 | 0 | 0 | 0 | 0 | 0
PG&E GBA | San Leandro U | 115 | OOS_Wind |  |  | 0 | 0 | 0 | 0 | 0 | 0 | 0 | 0 | 0 | 0 | 0 | 0 | 0 | 0 | 0 | 0 | 0 | 0 | 0 | 0 | 0 | 0 | 0 | 0 | 0 | 0 | 0 | 0
PG&E KERN | San Luis Obispo | 115 | OOS_Wind |  |  | 0 | 0 | 0 | 0 | 0 | 0 | 0 | 0 | 0 | 0 | 0 | 0 | 0 | 0 | 0 | 0 | 0 | 0 | 0 | 0 | 0 | 0 | 0 | 0 | 0 | 0 | 0 | 0
SDGE | San Luis Rey | 230 | OOS_Wind |  |  | 0 | 0 | 0 | 0 | 0 | 0 | 0 | 0 | 0 | 0 | 0 | 0 | 0 | 0 | 0 | 0 | 0 | 0 | 0 | 0 | 0 | 0 | 0 | 0 | 0 | 0 | 0 | 0
SCE Metro | San Onofre | 230 | OOS_Wind |  |  | 0 | 0 | 0 | 0 | 0 | 0 | 0 | 0 | 0 | 0 | 0 | 0 | 0 | 0 | 0 | 0 | 0 | 0 | 0 | 0 | 0 | 0 | 0 | 0 | 0 | 0 | 0 | 0
PG&E GBA | San Pablo | 115 | OOS_Wind |  |  | 0 | 0 | 0 | 0 | 0 | 0 | 0 | 0 | 0 | 0 | 0 | 0 | 0 | 0 | 0 | 0 | 0 | 0 | 0 | 0 | 0 | 0 | 0 | 0 | 0 | 0 | 0 | 0
PG&E GBA | San Ramon | 230 | OOS_Wind |  |  | 0 | 0 | 0 | 0 | 0 | 0 | 0 | 0 | 0 | 0 | 0 | 0 | 0 | 0 | 0 | 0 | 0 | 0 | 0 | 0 | 0 | 0 | 0 | 0 | 0 | 0 | 0 | 0
SCE NOL | Sandlot | 230 | OOS_Wind |  |  | 0 | 0 | 0 | 0 | 0 | 0 | 0 | 0 | 0 | 0 | 0 | 0 | 0 | 0 | 0 | 0 | 0 | 0 | 0 | 0 | 0 | 0 | 0 | 0 | 0 | 0 | 0 | 0
EOP | Sandy | 138 | OOS_Wind |  |  | 0 | 0 | 0 | 0 | 0 | 0 | 0 | 0 | 0 | 0 | 0 | 0 | 0 | 0 | 0 | 0 | 0 | 0 | 0 | 0 | 0 | 0 | 0 | 0 | 0 | 0 | 0 | 0
PG&E FRESNO | Sanger | 115 | OOS_Wind |  |  | 0 | 0 | 0 | 0 | 0 | 0 | 0 | 0 | 0 | 0 | 0 | 0 | 0 | 0 | 0 | 0 | 0 | 0 | 0 | 0 | 0 | 0 | 0 | 0 | 0 | 0 | 0 | 0
SCE Northern | Santa Clara | 230 | OOS_Wind |  |  | 0 | 0 | 0 | 0 | 0 | 0 | 0 | 0 | 0 | 0 | 0 | 0 | 0 | 0 | 0 | 0 | 0 | 0 | 0 | 0 | 0 | 0 | 0 | 0 | 0 | 0 | 0 | 0
PG&E NGBA | Santa Rosa A | 115 | OOS_Wind |  |  | 0 | 0 | 0 | 0 | 0 | 0 | 0 | 0 | 0 | 0 | 0 | 0 | 0 | 0 | 0 | 0 | 0 | 0 | 0 | 0 | 0 | 0 | 0 | 0 | 0 | 0 | 0 | 0
PG&E GBA | Santa Teresa | 115 | OOS_Wind |  |  | 0 | 0 | 0 | 0 | 0 | 0 | 0 | 0 | 0 | 0 | 0 | 0 | 0 | 0 | 0 | 0 | 0 | 0 | 0 | 0 | 0 | 0 | 0 | 0 | 0 | 0 | 0 | 0
SDGE | Santee | 138 | OOS_Wind |  |  | 0 | 0 | 0 | 0 | 0 | 0 | 0 | 0 | 0 | 0 | 0 | 0 | 0 | 0 | 0 | 0 | 0 | 0 | 0 | 0 | 0 | 0 | 0 | 0 | 0 | 0 | 0 | 0
SCE Metro | Santiago | 230 | OOS_Wind |  |  | 0 | 0 | 0 | 0 | 0 | 0 | 0 | 0 | 0 | 0 | 0 | 0 | 0 | 0 | 0 | 0 | 0 | 0 | 0 | 0 | 0 | 0 | 0 | 0 | 0 | 0 | 0 | 0
PG&E GBA | Saratoga | 230 | OOS_Wind |  |  | 0 | 0 | 0 | 0 | 0 | 0 | 0 | 0 | 0 | 0 | 0 | 0 | 0 | 0 | 0 | 0 | 0 | 0 | 0 | 0 | 0 | 0 | 0 | 0 | 0 | 0 | 0 | 0
SCE Northern | Saugus | 230 | OOS_Wind |  |  | 0 | 0 | 0 | 0 | 0 | 0 | 0 | 0 | 0 | 0 | 0 | 0 | 0 | 0 | 0 | 0 | 0 | 0 | 0 | 0 | 0 | 0 | 0 | 0 | 0 | 0 | 0 | 0
PG&E FRESNO | Schindler | 115 | OOS_Wind |  |  | 0 | 0 | 0 | 0 | 0 | 0 | 0 | 0 | 0 | 0 | 0 | 0 | 0 | 0 | 0 | 0 | 0 | 0 | 0 | 0 | 0 | 0 | 0 | 0 | 0 | 0 | 0 | 0
PG&E GBA | Schulte | 115 | OOS_Wind |  |  | 0 | 0 | 0 | 0 | 0 | 0 | 0 | 0 | 0 | 0 | 0 | 0 | 0 | 0 | 0 | 0 | 0 | 0 | 0 | 0 | 0 | 0 | 0 | 0 | 0 | 0 | 0 | 0
PG&E KERN | Semitropic | 115 | OOS_Wind |  |  | 0 | 0 | 0 | 0 | 0 | 0 | 0 | 0 | 0 | 0 | 0 | 0 | 0 | 0 | 0 | 0 | 0 | 0 | 0 | 0 | 0 | 0 | 0 | 0 | 0 | 0 | 0 | 0
SCE Metro | Serrano | 230 | OOS_Wind |  |  | 0 | 0 | 0 | 0 | 0 | 0 | 0 | 0 | 0 | 0 | 0 | 0 | 0 | 0 | 0 | 0 | 0 | 0 | 0 | 0 | 0 | 0 | 0 | 0 | 0 | 0 | 0 | 0
SCE Metro | Serrano | 500 | OOS_Wind |  |  | 0 | 0 | 0 | 0 | 0 | 0 | 0 | 0 | 0 | 0 | 0 | 0 | 0 | 0 | 0 | 0 | 0 | 0 | 0 | 0 | 0 | 0 | 0 | 0 | 0 | 0 | 0 | 0
SDGE | Shadowridge | 138 | OOS_Wind |  |  | 0 | 0 | 0 | 0 | 0 | 0 | 0 | 0 | 0 | 0 | 0 | 0 | 0 | 0 | 0 | 0 | 0 | 0 | 0 | 0 | 0 | 0 | 0 | 0 | 0 | 0 | 0 | 0
PG&E KERN | Shafter | 115 | OOS_Wind |  |  | 0 | 0 | 0 | 0 | 0 | 0 | 0 | 0 | 0 | 0 | 0 | 0 | 0 | 0 | 0 | 0 | 0 | 0 | 0 | 0 | 0 | 0 | 0 | 0 | 0 | 0 | 0 | 0
PG&E NGBA | Silverado | 115 | OOS_Wind |  |  | 0 | 0 | 0 | 0 | 0 | 0 | 0 | 0 | 0 | 0 | 0 | 0 | 0 | 0 | 0 | 0 | 0 | 0 | 0 | 0 | 0 | 0 | 0 | 0 | 0 | 0 | 0 | 0
SDGE | Silvergate | 230 | OOS_Wind |  |  | 0 | 0 | 0 | 0 | 0 | 0 | 0 | 0 | 0 | 0 | 0 | 0 | 0 | 0 | 0 | 0 | 0 | 0 | 0 | 0 | 0 | 0 | 0 | 0 | 0 | 0 | 0 | 0
PG&E KERN | Sisquoc | 115 | OOS_Wind |  |  | 0 | 0 | 0 | 0 | 0 | 0 | 0 | 0 | 0 | 0 | 0 | 0 | 0 | 0 | 0 | 0 | 0 | 0 | 0 | 0 | 0 | 0 | 0 | 0 | 0 | 0 | 0 | 0
EOP | Sloan Canyon | 230 | OOS_Wind |  |  | 0 | 0 | 0 | 0 | 0 | 0 | 0 | 0 | 0 | 0 | 0 | 0 | 0 | 0 | 0 | 0 | 0 | 0 | 0 | 0 | 0 | 0 | 0 | 0 | 0 | 0 | 0 | 0
EOP | Sloan Canyon | 500 | OOS_Wind |  |  | 0 | 0 | 0 | 0 | 0 | 0 | 0 | 0 | 0 | 0 | 0 | 0 | 0 | 0 | 0 | 0 | 0 | 0 | 0 | 0 | 0 | 0 | 0 | 0 | 0 | 0 | 0 | 0
PG&E KERN | Smyrna | 115 | OOS_Wind |  |  | 0 | 0 | 0 | 0 | 0 | 0 | 0 | 0 | 0 | 0 | 0 | 0 | 0 | 0 | 0 | 0 | 0 | 0 | 0 | 0 | 0 | 0 | 0 | 0 | 0 | 0 | 0 | 0
PG&E GBA | Sobrante | 115 | OOS_Wind |  |  | 0 | 0 | 0 | 0 | 0 | 0 | 0 | 0 | 0 | 0 | 0 | 0 | 0 | 0 | 0 | 0 | 0 | 0 | 0 | 0 | 0 | 0 | 0 | 0 | 0 | 0 | 0 | 0
PG&E GBA | Sobrante | 230 | OOS_Wind |  |  | 0 | 0 | 0 | 0 | 0 | 0 | 0 | 0 | 0 | 0 | 0 | 0 | 0 | 0 | 0 | 0 | 0 | 0 | 0 | 0 | 0 | 0 | 0 | 0 | 0 | 0 | 0 | 0
PG&E KERN | Solar | 230 | OOS_Wind |  |  | 0 | 0 | 0 | 0 | 0 | 0 | 0 | 0 | 0 | 0 | 0 | 0 | 0 | 0 | 0 | 0 | 0 | 0 | 0 | 0 | 0 | 0 | 0 | 0 | 0 | 0 | 0 | 0
PG&E GBA | Soledad | 115 | OOS_Wind |  |  | 0 | 0 | 0 | 0 | 0 | 0 | 0 | 0 | 0 | 0 | 0 | 0 | 0 | 0 | 0 | 0 | 0 | 0 | 0 | 0 | 0 | 0 | 0 | 0 | 0 | 0 | 0 | 0
SCE Northern | Springville | 230 | OOS_Wind |  |  | 0 | 0 | 0 | 0 | 0 | 0 | 0 | 0 | 0 | 0 | 0 | 0 | 0 | 0 | 0 | 0 | 0 | 0 | 0 | 0 | 0 | 0 | 0 | 0 | 0 | 0 | 0 | 0
PG&E GBA | Stagg | 230 | OOS_Wind |  |  | 0 | 0 | 0 | 0 | 0 | 0 | 0 | 0 | 0 | 0 | 0 | 0 | 0 | 0 | 0 | 0 | 0 | 0 | 0 | 0 | 0 | 0 | 0 | 0 | 0 | 0 | 0 | 0
PG&E GBA | Standard Oil | 115 | OOS_Wind |  |  | 0 | 0 | 0 | 0 | 0 | 0 | 0 | 0 | 0 | 0 | 0 | 0 | 0 | 0 | 0 | 0 | 0 | 0 | 0 | 0 | 0 | 0 | 0 | 0 | 0 | 0 | 0 | 0
PG&E GBA | Stanislaus | 115 | OOS_Wind |  |  | 0 | 0 | 0 | 0 | 0 | 0 | 0 | 0 | 0 | 0 | 0 | 0 | 0 | 0 | 0 | 0 | 0 | 0 | 0 | 0 | 0 | 0 | 0 | 0 | 0 | 0 | 0 | 0
PG&E KERN | Stockdale | 115 | OOS_Wind |  |  | 0 | 0 | 0 | 0 | 0 | 0 | 0 | 0 | 0 | 0 | 0 | 0 | 0 | 0 | 0 | 0 | 0 | 0 | 0 | 0 | 0 | 0 | 0 | 0 | 0 | 0 | 0 | 0
PG&E KERN | Stockdale | 230 | OOS_Wind |  |  | 0 | 0 | 0 | 0 | 0 | 0 | 0 | 0 | 0 | 0 | 0 | 0 | 0 | 0 | 0 | 0 | 0 | 0 | 0 | 0 | 0 | 0 | 0 | 0 | 0 | 0 | 0 | 0
PG&E GBA | Stockton A | 115 | OOS_Wind |  |  | 0 | 0 | 0 | 0 | 0 | 0 | 0 | 0 | 0 | 0 | 0 | 0 | 0 | 0 | 0 | 0 | 0 | 0 | 0 | 0 | 0 | 0 | 0 | 0 | 0 | 0 | 0 | 0
PG&E GBA | Stone | 115 | OOS_Wind |  |  | 0 | 0 | 0 | 0 | 0 | 0 | 0 | 0 | 0 | 0 | 0 | 0 | 0 | 0 | 0 | 0 | 0 | 0 | 0 | 0 | 0 | 0 | 0 | 0 | 0 | 0 | 0 | 0
PG&E FRESNO | Storey | 230 | OOS_Wind |  |  | 0 | 0 | 0 | 0 | 0 | 0 | 0 | 0 | 0 | 0 | 0 | 0 | 0 | 0 | 0 | 0 | 0 | 0 | 0 | 0 | 0 | 0 | 0 | 0 | 0 | 0 | 0 | 0
PG&E NGBA | Summit | 115 | OOS_Wind |  |  | 0 | 0 | 0 | 0 | 0 | 0 | 0 | 0 | 0 | 0 | 0 | 0 | 0 | 0 | 0 | 0 | 0 | 0 | 0 | 0 | 0 | 0 | 0 | 0 | 0 | 0 | 0 | 0
SDGE | Suncrest | 230 | OOS_Wind |  |  | 0 | 0 | 0 | 0 | 0 | 0 | 0 | 0 | 0 | 0 | 0 | 0 | 0 | 0 | 0 | 0 | 0 | 0 | 0 | 0 | 0 | 0 | 0 | 0 | 0 | 0 | 0 | 0
SDGE | Suncrest | 500 | OOS_Wind |  |  | 0 | 0 | 0 | 0 | 0 | 0 | 0 | 0 | 0 | 0 | 0 | 0 | 0 | 0 | 0 | 0 | 0 | 0 | 0 | 0 | 0 | 0 | 0 | 0 | 0 | 0 | 0 | 0
PG&E KERN | Sunrise | 230 | OOS_Wind |  |  | 0 | 0 | 0 | 0 | 0 | 0 | 0 | 0 | 0 | 0 | 0 | 0 | 0 | 0 | 0 | 0 | 0 | 0 | 0 | 0 | 0 | 0 | 0 | 0 | 0 | 0 | 0 | 0
PG&E KERN | Sunset | 230 | OOS_Wind |  |  | 0 | 0 | 0 | 0 | 0 | 0 | 0 | 0 | 0 | 0 | 0 | 0 | 0 | 0 | 0 | 0 | 0 | 0 | 0 | 0 | 0 | 0 | 0 | 0 | 0 | 0 | 0 | 0
PG&E GBA | Swift | 115 | OOS_Wind |  |  | 0 | 0 | 0 | 0 | 0 | 0 | 0 | 0 | 0 | 0 | 0 | 0 | 0 | 0 | 0 | 0 | 0 | 0 | 0 | 0 | 0 | 0 | 0 | 0 | 0 | 0 | 0 | 0
SDGE | Sycamore Canyon | 138 | OOS_Wind |  |  | 0 | 0 | 0 | 0 | 0 | 0 | 0 | 0 | 0 | 0 | 0 | 0 | 0 | 0 | 0 | 0 | 0 | 0 | 0 | 0 | 0 | 0 | 0 | 0 | 0 | 0 | 0 | 0
SDGE | Sycamore Canyon | 230 | OOS_Wind |  |  | 0 | 0 | 0 | 0 | 0 | 0 | 0 | 0 | 0 | 0 | 0 | 0 | 0 | 0 | 0 | 0 | 0 | 0 | 0 | 0 | 0 | 0 | 0 | 0 | 0 | 0 | 0 | 0
SCE Northern | Sylmar | 230 | OOS_Wind |  |  | 0 | 0 | 0 | 0 | 0 | 0 | 0 | 0 | 0 | 0 | 0 | 0 | 0 | 0 | 0 | 0 | 0 | 0 | 0 | 0 | 0 | 0 | 0 | 0 | 0 | 0 | 0 | 0
PG&E NGBA | Table Mountain | 115 | OOS_Wind |  |  | 0 | 0 | 0 | 0 | 0 | 0 | 0 | 0 | 0 | 0 | 0 | 0 | 0 | 0 | 0 | 0 | 0 | 0 | 0 | 0 | 0 | 0 | 0 | 0 | 0 | 0 | 0 | 0
PG&E NGBA | Table Mountain | 230 | OOS_Wind |  |  | 0 | 0 | 0 | 0 | 0 | 0 | 0 | 0 | 0 | 0 | 0 | 0 | 0 | 0 | 0 | 0 | 0 | 0 | 0 | 0 | 0 | 0 | 0 | 0 | 0 | 0 | 0 | 0
PG&E NGBA | Table Mountain | 500 | OOS_Wind |  |  | 0 | 0 | 0 | 0 | 0 | 0 | 0 | 0 | 0 | 0 | 0 | 0 | 0 | 0 | 0 | 0 | 0 | 0 | 0 | 0 | 0 | 0 | 0 | 0 | 0 | 0 | 0 | 0
PG&E KERN | Taft | 115 | OOS_Wind |  |  | 0 | 0 | 0 | 0 | 0 | 0 | 0 | 0 | 0 | 0 | 0 | 0 | 0 | 0 | 0 | 0 | 0 | 0 | 0 | 0 | 0 | 0 | 0 | 0 | 0 | 0 | 0 | 0
SDGE | Talega | 138 | OOS_Wind |  |  | 0 | 0 | 0 | 0 | 0 | 0 | 0 | 0 | 0 | 0 | 0 | 0 | 0 | 0 | 0 | 0 | 0 | 0 | 0 | 0 | 0 | 0 | 0 | 0 | 0 | 0 | 0 | 0
SDGE | Talega | 230 | OOS_Wind |  |  | 0 | 0 | 0 | 0 | 0 | 0 | 0 | 0 | 0 | 0 | 0 | 0 | 0 | 0 | 0 | 0 | 0 | 0 | 0 | 0 | 0 | 0 | 0 | 0 | 0 | 0 | 0 | 0
PG&E GBA | Tassajara | 230 | OOS_Wind |  |  | 0 | 0 | 0 | 0 | 0 | 0 | 0 | 0 | 0 | 0 | 0 | 0 | 0 | 0 | 0 | 0 | 0 | 0 | 0 | 0 | 0 | 0 | 0 | 0 | 0 | 0 | 0 | 0
SDGE | Telegraph Canyon | 138 | OOS_Wind |  |  | 0 | 0 | 0 | 0 | 0 | 0 | 0 | 0 | 0 | 0 | 0 | 0 | 0 | 0 | 0 | 0 | 0 | 0 | 0 | 0 | 0 | 0 | 0 | 0 | 0 | 0 | 0 | 0
PG&E KERN | Temblor | 115 | OOS_Wind |  |  | 0 | 0 | 0 | 0 | 0 | 0 | 0 | 0 | 0 | 0 | 0 | 0 | 0 | 0 | 0 | 0 | 0 | 0 | 0 | 0 | 0 | 0 | 0 | 0 | 0 | 0 | 0 | 0
PG&E KERN | Templeton | 230 | OOS_Wind |  |  | 0 | 0 | 0 | 0 | 0 | 0 | 0 | 0 | 0 | 0 | 0 | 0 | 0 | 0 | 0 | 0 | 0 | 0 | 0 | 0 | 0 | 0 | 0 | 0 | 0 | 0 | 0 | 0
PG&E GBA | Tesla | 115 | OOS_Wind |  |  | 0 | 0 | 0 | 0 | 0 | 0 | 0 | 0 | 0 | 0 | 0 | 0 | 0 | 0 | 0 | 0 | 0 | 0 | 0 | 0 | 0 | 0 | 0 | 0 | 0 | 0 | 0 | 0
PG&E GBA | Tesla | 230 | OOS_Wind |  |  | 0 | 0 | 0 | 0 | 0 | 0 | 0 | 0 | 0 | 0 | 0 | 0 | 0 | 0 | 0 | 0 | 0 | 0 | 0 | 0 | 0 | 0 | 0 | 0 | 0 | 0 | 0 | 0
PG&E GBA | Tesla | 500 | OOS_Wind |  |  | 1 | 0 | 0 | 0 | 0 | 0 | 0 | 0 | 0 | 0 | 0 | 0 | 0 | 0 | 0 | 0 | 1707 | 0 | 1707 | 1707 | 0 | 1707 | 0 | 0 | 0 | 1707 | 0 | 1707
PG&E KERN | Tevis | 115 | OOS_Wind |  |  | 0 | 0 | 0 | 0 | 0 | 0 | 0 | 0 | 0 | 0 | 0 | 0 | 0 | 0 | 0 | 0 | 0 | 0 | 0 | 0 | 0 | 0 | 0 | 0 | 0 | 0 | 0 | 0
EOP | Thousandaire | 138 | OOS_Wind |  |  | 0 | 0 | 0 | 0 | 0 | 0 | 0 | 0 | 0 | 0 | 0 | 0 | 0 | 0 | 0 | 0 | 0 | 0 | 0 | 0 | 0 | 0 | 0 | 0 | 0 | 0 | 0 | 0
PG&E KERN | Topaz | 230 | OOS_Wind |  |  | 0 | 0 | 0 | 0 | 0 | 0 | 0 | 0 | 0 | 0 | 0 | 0 | 0 | 0 | 0 | 0 | 0 | 0 | 0 | 0 | 0 | 0 | 0 | 0 | 0 | 0 | 0 | 0
SCE NOL | Tortilla | 115 | OOS_Wind |  |  | 0 | 0 | 0 | 0 | 0 | 0 | 0 | 0 | 0 | 0 | 0 | 0 | 0 | 0 | 0 | 0 | 0 | 0 | 0 | 0 | 0 | 0 | 0 | 0 | 0 | 0 | 0 | 0
SDGE | Trabuco | 138 | OOS_Wind |  |  | 0 | 0 | 0 | 0 | 0 | 0 | 0 | 0 | 0 | 0 | 0 | 0 | 0 | 0 | 0 | 0 | 0 | 0 | 0 | 0 | 0 | 0 | 0 | 0 | 0 | 0 | 0 | 0
PG&E GBA | Tracy | 115 | OOS_Wind |  |  | 0 | 0 | 0 | 0 | 0 | 0 | 0 | 0 | 0 | 0 | 0 | 0 | 0 | 0 | 0 | 0 | 0 | 0 | 0 | 0 | 0 | 0 | 0 | 0 | 0 | 0 | 0 | 0
PG&E FRESNO | Tranquility | 230 | OOS_Wind |  |  | 0 | 0 | 0 | 0 | 0 | 0 | 0 | 0 | 0 | 0 | 0 | 0 | 0 | 0 | 0 | 0 | 0 | 0 | 0 | 0 | 0 | 0 | 0 | 0 | 0 | 0 | 0 | 0
PG&E GBA | Trimble | 115 | OOS_Wind |  |  | 0 | 0 | 0 | 0 | 0 | 0 | 0 | 0 | 0 | 0 | 0 | 0 | 0 | 0 | 0 | 0 | 0 | 0 | 0 | 0 | 0 | 0 | 0 | 0 | 0 | 0 | 0 | 0
EOP | Trout Canyon | 230 | OOS_Wind |  |  | 0 | 0 | 0 | 0 | 0 | 0 | 0 | 0 | 0 | 0 | 0 | 0 | 0 | 0 | 0 | 0 | 0 | 0 | 0 | 0 | 0 | 0 | 0 | 0 | 0 | 0 | 0 | 0
EOP | Trout Canyon | 500 | OOS_Wind |  |  | 0 | 0 | 0 | 0 | 0 | 0 | 0 | 0 | 0 | 0 | 0 | 0 | 0 | 0 | 0 | 0 | 0 | 0 | 0 | 0 | 0 | 0 | 0 | 0 | 0 | 0 | 0 | 0
PG&E NGBA | Tulucay | 230 | OOS_Wind |  |  | 0 | 0 | 0 | 0 | 0 | 0 | 0 | 0 | 0 | 0 | 0 | 0 | 0 | 0 | 0 | 0 | 0 | 0 | 0 | 0 | 0 | 0 | 0 | 0 | 0 | 0 | 0 | 0
PG&E KERN | Tupman | 115 | OOS_Wind |  |  | 0 | 0 | 0 | 0 | 0 | 0 | 0 | 0 | 0 | 0 | 0 | 0 | 0 | 0 | 0 | 0 | 0 | 0 | 0 | 0 | 0 | 0 | 0 | 0 | 0 | 0 | 0 | 0
PG&E NGBA | Ukiah | 115 | OOS_Wind |  |  | 0 | 0 | 0 | 0 | 0 | 0 | 0 | 0 | 0 | 0 | 0 | 0 | 0 | 0 | 0 | 0 | 0 | 0 | 0 | 0 | 0 | 0 | 0 | 0 | 0 | 0 | 0 | 0
PG&E NGBA | Vaca Dixon | 115 | OOS_Wind |  |  | 0 | 0 | 0 | 0 | 0 | 0 | 0 | 0 | 0 | 0 | 0 | 0 | 0 | 0 | 0 | 0 | 0 | 0 | 0 | 0 | 0 | 0 | 0 | 0 | 0 | 0 | 0 | 0
PG&E NGBA | Vaca Dixon | 230 | OOS_Wind |  |  | 0 | 0 | 0 | 0 | 0 | 0 | 0 | 0 | 0 | 0 | 0 | 0 | 0 | 0 | 0 | 0 | 0 | 0 | 0 | 0 | 0 | 0 | 0 | 0 | 0 | 0 | 0 | 0
PG&E NGBA | Vaca Dixon | 500 | OOS_Wind |  |  | 0 | 0 | 0 | 0 | 0 | 0 | 0 | 0 | 0 | 0 | 0 | 0 | 0 | 0 | 0 | 0 | 0 | 0 | 0 | 0 | 0 | 0 | 0 | 0 | 0 | 0 | 0 | 0
SCE Eastern | Valley (SCE) | 500 | OOS_Wind |  |  | 0 | 0 | 0 | 0 | 0 | 0 | 0 | 0 | 0 | 0 | 0 | 0 | 0 | 0 | 0 | 0 | 0 | 0 | 0 | 0 | 0 | 0 | 0 | 0 | 0 | 0 | 0 | 0
EOP | Valley (VEA) | 138 | OOS_Wind |  |  | 0 | 0 | 0 | 0 | 0 | 0 | 0 | 0 | 0 | 0 | 0 | 0 | 0 | 0 | 0 | 0 | 0 | 0 | 0 | 0 | 0 | 0 | 0 | 0 | 0 | 0 | 0 | 0
PG&E GBA | Valley Home | 115 | OOS_Wind |  |  | 0 | 0 | 0 | 0 | 0 | 0 | 0 | 0 | 0 | 0 | 0 | 0 | 0 | 0 | 0 | 0 | 0 | 0 | 0 | 0 | 0 | 0 | 0 | 0 | 0 | 0 | 0 | 0
PG&E GBA | Valley Springs | 230 | OOS_Wind |  |  | 0 | 0 | 0 | 0 | 0 | 0 | 0 | 0 | 0 | 0 | 0 | 0 | 0 | 0 | 0 | 0 | 0 | 0 | 0 | 0 | 0 | 0 | 0 | 0 | 0 | 0 | 0 | 0
EOP | Valley Switch | 138 | OOS_Wind |  |  | 0 | 0 | 0 | 0 | 0 | 0 | 0 | 0 | 0 | 0 | 0 | 0 | 0 | 0 | 0 | 0 | 0 | 0 | 0 | 0 | 0 | 0 | 0 | 0 | 0 | 0 | 0 | 0
EOP | Valley Switch | 230 | OOS_Wind |  |  | 0 | 0 | 0 | 0 | 0 | 0 | 0 | 0 | 0 | 0 | 0 | 0 | 0 | 0 | 0 | 0 | 0 | 0 | 0 | 0 | 0 | 0 | 0 | 0 | 0 | 0 | 0 | 0
PG&E GBA | Vasco | 230 | OOS_Wind |  |  | 0 | 0 | 0 | 0 | 0 | 0 | 0 | 0 | 0 | 0 | 0 | 0 | 0 | 0 | 0 | 0 | 0 | 0 | 0 | 0 | 0 | 0 | 0 | 0 | 0 | 0 | 0 | 0
PG&E GBA | Vasona | 230 | OOS_Wind |  |  | 0 | 0 | 0 | 0 | 0 | 0 | 0 | 0 | 0 | 0 | 0 | 0 | 0 | 0 | 0 | 0 | 0 | 0 | 0 | 0 | 0 | 0 | 0 | 0 | 0 | 0 | 0 | 0
SCE Northern | Vestal | 230 | OOS_Wind |  |  | 0 | 0 | 0 | 0 | 0 | 0 | 0 | 0 | 0 | 0 | 0 | 0 | 0 | 0 | 0 | 0 | 0 | 0 | 0 | 0 | 0 | 0 | 0 | 0 | 0 | 0 | 0 | 0
SCE NOL | Victor | 115 | OOS_Wind |  |  | 0 | 0 | 0 | 0 | 0 | 0 | 0 | 0 | 0 | 0 | 0 | 0 | 0 | 0 | 0 | 0 | 0 | 0 | 0 | 0 | 0 | 0 | 0 | 0 | 0 | 0 | 0 | 0
SCE NOL | Victor | 230 | OOS_Wind |  |  | 0 | 0 | 0 | 0 | 0 | 0 | 0 | 0 | 0 | 0 | 0 | 0 | 0 | 0 | 0 | 0 | 0 | 0 | 0 | 0 | 0 | 0 | 0 | 0 | 0 | 0 | 0 | 0
SCE Metro | Viejo | 230 | OOS_Wind |  |  | 0 | 0 | 0 | 0 | 0 | 0 | 0 | 0 | 0 | 0 | 0 | 0 | 0 | 0 | 0 | 0 | 0 | 0 | 0 | 0 | 0 | 0 | 0 | 0 | 0 | 0 | 0 | 0
PG&E GBA | Vierra | 115 | OOS_Wind |  |  | 0 | 0 | 0 | 0 | 0 | 0 | 0 | 0 | 0 | 0 | 0 | 0 | 0 | 0 | 0 | 0 | 0 | 0 | 0 | 0 | 0 | 0 | 0 | 0 | 0 | 0 | 0 | 0
SCE Metro | Villa Park | 230 | OOS_Wind |  |  | 0 | 0 | 0 | 0 | 0 | 0 | 0 | 0 | 0 | 0 | 0 | 0 | 0 | 0 | 0 | 0 | 0 | 0 | 0 | 0 | 0 | 0 | 0 | 0 | 0 | 0 | 0 | 0
SCE Northern | Vincent | 230 | OOS_Wind |  |  | 0 | 0 | 0 | 0 | 0 | 0 | 0 | 0 | 0 | 0 | 0 | 0 | 0 | 0 | 0 | 0 | 0 | 0 | 0 | 0 | 0 | 0 | 0 | 0 | 0 | 0 | 0 | 0
SCE Northern | Vincent | 500 | OOS_Wind |  |  | 0 | 0 | 0 | 0 | 0 | 0 | 0 | 0 | 0 | 0 | 0 | 0 | 0 | 0 | 0 | 0 | 0 | 0 | 0 | 0 | 0 | 0 | 0 | 0 | 0 | 0 | 0 | 0
PG&E GBA | Vineyard | 230 | OOS_Wind |  |  | 0 | 0 | 0 | 0 | 0 | 0 | 0 | 0 | 0 | 0 | 0 | 0 | 0 | 0 | 0 | 0 | 0 | 0 | 0 | 0 | 0 | 0 | 0 | 0 | 0 | 0 | 0 | 0
SCE Eastern | Vista (SCE) | 230 | OOS_Wind |  |  | 0 | 0 | 0 | 0 | 0 | 0 | 0 | 0 | 0 | 0 | 0 | 0 | 0 | 0 | 0 | 0 | 0 | 0 | 0 | 0 | 0 | 0 | 0 | 0 | 0 | 0 | 0 | 0
EOP | Vista (VEA) | 138 | OOS_Wind |  |  | 0 | 0 | 0 | 0 | 0 | 0 | 0 | 0 | 0 | 0 | 0 | 0 | 0 | 0 | 0 | 0 | 0 | 0 | 0 | 0 | 0 | 0 | 0 | 0 | 0 | 0 | 0 | 0
EOP | Vista (VEA) | 230 | OOS_Wind |  |  | 0 | 0 | 0 | 0 | 0 | 0 | 0 | 0 | 0 | 0 | 0 | 0 | 0 | 0 | 0 | 0 | 0 | 0 | 0 | 0 | 0 | 0 | 0 | 0 | 0 | 0 | 0 | 0
PG&E FRESNO | Wahtoke | 115 | OOS_Wind |  |  | 0 | 0 | 0 | 0 | 0 | 0 | 0 | 0 | 0 | 0 | 0 | 0 | 0 | 0 | 0 | 0 | 0 | 0 | 0 | 0 | 0 | 0 | 0 | 0 | 0 | 0 | 0 | 0
SCE Metro | Walnut | 230 | OOS_Wind |  |  | 0 | 0 | 0 | 0 | 0 | 0 | 0 | 0 | 0 | 0 | 0 | 0 | 0 | 0 | 0 | 0 | 0 | 0 | 0 | 0 | 0 | 0 | 0 | 0 | 0 | 0 | 0 | 0
SCE Northern | Warne | 230 | OOS_Wind |  |  | 0 | 0 | 0 | 0 | 0 | 0 | 0 | 0 | 0 | 0 | 0 | 0 | 0 | 0 | 0 | 0 | 0 | 0 | 0 | 0 | 0 | 0 | 0 | 0 | 0 | 0 | 0 | 0
PG&E GBA | Warnerville | 230 | OOS_Wind |  |  | 0 | 0 | 0 | 0 | 0 | 0 | 0 | 0 | 0 | 0 | 0 | 0 | 0 | 0 | 0 | 0 | 0 | 0 | 0 | 0 | 0 | 0 | 0 | 0 | 0 | 0 | 0 | 0
PG&E FRESNO | Waukena | 115 | OOS_Wind |  |  | 0 | 0 | 0 | 0 | 0 | 0 | 0 | 0 | 0 | 0 | 0 | 0 | 0 | 0 | 0 | 0 | 0 | 0 | 0 | 0 | 0 | 0 | 0 | 0 | 0 | 0 | 0 | 0
PG&E GBA | Weber | 230 | OOS_Wind |  |  | 0 | 0 | 0 | 0 | 0 | 0 | 0 | 0 | 0 | 0 | 0 | 0 | 0 | 0 | 0 | 0 | 0 | 0 | 0 | 0 | 0 | 0 | 0 | 0 | 0 | 0 | 0 | 0
PG&E FRESNO | West Fresno | 115 | OOS_Wind |  |  | 0 | 0 | 0 | 0 | 0 | 0 | 0 | 0 | 0 | 0 | 0 | 0 | 0 | 0 | 0 | 0 | 0 | 0 | 0 | 0 | 0 | 0 | 0 | 0 | 0 | 0 | 0 | 0
PG&E FRESNO | Westley | 230 | OOS_Wind |  |  | 0 | 0 | 0 | 0 | 0 | 0 | 0 | 0 | 0 | 0 | 0 | 0 | 0 | 0 | 0 | 0 | 0 | 0 | 0 | 0 | 0 | 0 | 0 | 0 | 0 | 0 | 0 | 0
PG&E KERN | Westpark | 115 | OOS_Wind |  |  | 0 | 0 | 0 | 0 | 0 | 0 | 0 | 0 | 0 | 0 | 0 | 0 | 0 | 0 | 0 | 0 | 0 | 0 | 0 | 0 | 0 | 0 | 0 | 0 | 0 | 0 | 0 | 0
PG&E KERN | Wheeler Ridge | 230 | OOS_Wind |  |  | 0 | 0 | 0 | 0 | 0 | 0 | 0 | 0 | 0 | 0 | 0 | 0 | 0 | 0 | 0 | 0 | 0 | 0 | 0 | 0 | 0 | 0 | 0 | 0 | 0 | 0 | 0 | 0
PG&E KERN | Wheeler Ridge | 115 | OOS_Wind |  |  | 0 | 0 | 0 | 0 | 0 | 0 | 0 | 0 | 0 | 0 | 0 | 0 | 0 | 0 | 0 | 0 | 0 | 0 | 0 | 0 | 0 | 0 | 0 | 0 | 0 | 0 | 0 | 0
SCE Northern | Whirlwind | 230 | OOS_Wind |  |  | 0 | 0 | 0 | 0 | 0 | 0 | 0 | 0 | 0 | 0 | 0 | 0 | 0 | 0 | 0 | 0 | 0 | 0 | 0 | 0 | 0 | 0 | 0 | 0 | 0 | 0 | 0 | 0
SCE Northern | Whirlwind | 500 | OOS_Wind |  |  | 0 | 0 | 0 | 0 | 0 | 0 | 0 | 0 | 0 | 0 | 0 | 0 | 0 | 0 | 0 | 0 | 0 | 0 | 0 | 0 | 0 | 0 | 0 | 0 | 0 | 0 | 0 | 0
PG&E GBA | Whisman | 115 | OOS_Wind |  |  | 0 | 0 | 0 | 0 | 0 | 0 | 0 | 0 | 0 | 0 | 0 | 0 | 0 | 0 | 0 | 0 | 0 | 0 | 0 | 0 | 0 | 0 | 0 | 0 | 0 | 0 | 0 | 0
SCE Eastern | Wildlife | 230 | OOS_Wind |  |  | 0 | 0 | 0 | 0 | 0 | 0 | 0 | 0 | 0 | 0 | 0 | 0 | 0 | 0 | 0 | 0 | 0 | 0 | 0 | 0 | 0 | 0 | 0 | 0 | 0 | 0 | 0 | 0
PG&E FRESNO | Wilson | 115 | OOS_Wind |  |  | 0 | 0 | 0 | 0 | 0 | 0 | 0 | 0 | 0 | 0 | 0 | 0 | 0 | 0 | 0 | 0 | 0 | 0 | 0 | 0 | 0 | 0 | 0 | 0 | 0 | 0 | 0 | 0
PG&E FRESNO | Wilson | 230 | OOS_Wind |  |  | 0 | 0 | 0 | 0 | 0 | 0 | 0 | 0 | 0 | 0 | 0 | 0 | 0 | 0 | 0 | 0 | 0 | 0 | 0 | 0 | 0 | 0 | 0 | 0 | 0 | 0 | 0 | 0
SCE Northern | Windhub | 230 | OOS_Wind |  |  | 0 | 0 | 0 | 0 | 0 | 0 | 0 | 0 | 0 | 0 | 0 | 0 | 0 | 0 | 0 | 0 | 0 | 0 | 0 | 0 | 0 | 0 | 0 | 0 | 0 | 0 | 0 | 0
SCE Northern | Windhub | 500 | OOS_Wind |  |  | 0 | 0 | 0 | 0 | 0 | 0 | 0 | 0 | 0 | 0 | 0 | 0 | 0 | 0 | 0 | 0 | 0 | 0 | 0 | 0 | 0 | 0 | 0 | 0 | 0 | 0 | 0 | 0
PG&E GBA | Windmaster | 230 | OOS_Wind |  |  | 0 | 0 | 0 | 0 | 0 | 0 | 0 | 0 | 0 | 0 | 0 | 0 | 0 | 0 | 0 | 0 | 0 | 0 | 0 | 0 | 0 | 0 | 0 | 0 | 0 | 0 | 0 | 0
PG&E NGBA | Woodland | 115 | OOS_Wind |  |  | 0 | 0 | 0 | 0 | 0 | 0 | 0 | 0 | 0 | 0 | 0 | 0 | 0 | 0 | 0 | 0 | 0 | 0 | 0 | 0 | 0 | 0 | 0 | 0 | 0 | 0 | 0 | 0
PG&E FRESNO | Woodward | 115 | OOS_Wind |  |  | 0 | 0 | 0 | 0 | 0 | 0 | 0 | 0 | 0 | 0 | 0 | 0 | 0 | 0 | 0 | 0 | 0 | 0 | 0 | 0 | 0 | 0 | 0 | 0 | 0 | 0 | 0 | 0
PG&E NGBA | Wyandotte | 115 | OOS_Wind |  |  | 0 | 0 | 0 | 0 | 0 | 0 | 0 | 0 | 0 | 0 | 0 | 0 | 0 | 0 | 0 | 0 | 0 | 0 | 0 | 0 | 0 | 0 | 0 | 0 | 0 | 0 | 0 | 0
PG&E KERN | 7th Standard | 115 | Offshore_Wind |  |  | 0 | 0 | 0 | 0 | 0 | 0 | 0 | 0 | 0 | 0 | 0 | 0 | 0 | 0 | 0 | 0 | 0 | 0 | 0 | 0 | 0 | 0 | 0 | 0 | 0 | 0 | 0 | 0
SCE Metro | Alamitos | 230 | Offshore_Wind |  |  | 0 | 0 | 0 | 0 | 0 | 0 | 0 | 0 | 0 | 0 | 0 | 0 | 0 | 0 | 0 | 0 | 0 | 0 | 0 | 0 | 0 | 0 | 0 | 0 | 0 | 0 | 0 | 0
SCE Eastern | Alberhill | 115 | Offshore_Wind |  |  | 0 | 0 | 0 | 0 | 0 | 0 | 0 | 0 | 0 | 0 | 0 | 0 | 0 | 0 | 0 | 0 | 0 | 0 | 0 | 0 | 0 | 0 | 0 | 0 | 0 | 0 | 0 | 0
SCE Eastern | Alberhill | 500 | Offshore_Wind |  |  | 0 | 0 | 0 | 0 | 0 | 0 | 0 | 0 | 0 | 0 | 0 | 0 | 0 | 0 | 0 | 0 | 0 | 0 | 0 | 0 | 0 | 0 | 0 | 0 | 0 | 0 | 0 | 0
PG&E GBA | Alhambra | 115 | Offshore_Wind |  |  | 0 | 0 | 0 | 0 | 0 | 0 | 0 | 0 | 0 | 0 | 0 | 0 | 0 | 0 | 0 | 0 | 0 | 0 | 0 | 0 | 0 | 0 | 0 | 0 | 0 | 0 | 0 | 0
PG&E FRESNO | Alpaugh | 115 | Offshore_Wind |  |  | 0 | 0 | 0 | 0 | 0 | 0 | 0 | 0 | 0 | 0 | 0 | 0 | 0 | 0 | 0 | 0 | 0 | 0 | 0 | 0 | 0 | 0 | 0 | 0 | 0 | 0 | 0 | 0
PG&E GBA | Altamont Midway (Sandhill) | 230 | Offshore_Wind |  |  | 0 | 0 | 0 | 0 | 0 | 0 | 0 | 0 | 0 | 0 | 0 | 0 | 0 | 0 | 0 | 0 | 0 | 0 | 0 | 0 | 0 | 0 | 0 | 0 | 0 | 0 | 0 | 0
SCE Northern | Antelope | 230 | Offshore_Wind |  |  | 0 | 0 | 0 | 0 | 0 | 0 | 0 | 0 | 0 | 0 | 0 | 0 | 0 | 0 | 0 | 0 | 0 | 0 | 0 | 0 | 0 | 0 | 0 | 0 | 0 | 0 | 0 | 0
SCE Northern | Antelope | 500 | Offshore_Wind |  |  | 0 | 0 | 0 | 0 | 0 | 0 | 0 | 0 | 0 | 0 | 0 | 0 | 0 | 0 | 0 | 0 | 0 | 0 | 0 | 0 | 0 | 0 | 0 | 0 | 0 | 0 | 0 | 0
PG&E KERN | Arco | 230 | Offshore_Wind |  |  | 0 | 0 | 0 | 0 | 0 | 0 | 0 | 0 | 0 | 0 | 0 | 0 | 0 | 0 | 0 | 0 | 0 | 0 | 0 | 0 | 0 | 0 | 0 | 0 | 0 | 0 | 0 | 0
SCE Metro | ArcoGen | 230 | Offshore_Wind |  |  | 0 | 0 | 0 | 0 | 0 | 0 | 0 | 0 | 0 | 0 | 0 | 0 | 0 | 0 | 0 | 0 | 0 | 0 | 0 | 0 | 0 | 0 | 0 | 0 | 0 | 0 | 0 | 0
SDGE | Artesian | 230 | Offshore_Wind |  |  | 0 | 0 | 0 | 0 | 0 | 0 | 0 | 0 | 0 | 0 | 0 | 0 | 0 | 0 | 0 | 0 | 0 | 0 | 0 | 0 | 0 | 0 | 0 | 0 | 0 | 0 | 0 | 0
PG&E FRESNO | Ashlan | 230 | Offshore_Wind |  |  | 0 | 0 | 0 | 0 | 0 | 0 | 0 | 0 | 0 | 0 | 0 | 0 | 0 | 0 | 0 | 0 | 0 | 0 | 0 | 0 | 0 | 0 | 0 | 0 | 0 | 0 | 0 | 0
PG&E NGBA | Atlantic | 115 | Offshore_Wind |  |  | 0 | 0 | 0 | 0 | 0 | 0 | 0 | 0 | 0 | 0 | 0 | 0 | 0 | 0 | 0 | 0 | 0 | 0 | 0 | 0 | 0 | 0 | 0 | 0 | 0 | 0 | 0 | 0
PG&E NGBA | Atlantic | 230 | Offshore_Wind |  |  | 0 | 0 | 0 | 0 | 0 | 0 | 0 | 0 | 0 | 0 | 0 | 0 | 0 | 0 | 0 | 0 | 0 | 0 | 0 | 0 | 0 | 0 | 0 | 0 | 0 | 0 | 0 | 0
PG&E FRESNO | Atwater | 115 | Offshore_Wind |  |  | 0 | 0 | 0 | 0 | 0 | 0 | 0 | 0 | 0 | 0 | 0 | 0 | 0 | 0 | 0 | 0 | 0 | 0 | 0 | 0 | 0 | 0 | 0 | 0 | 0 | 0 | 0 | 0
PG&E GBA | Avena | 115 | Offshore_Wind |  |  | 0 | 0 | 0 | 0 | 0 | 0 | 0 | 0 | 0 | 0 | 0 | 0 | 0 | 0 | 0 | 0 | 0 | 0 | 0 | 0 | 0 | 0 | 0 | 0 | 0 | 0 | 0 | 0
PG&E NGBA | Bahia | 230 | Offshore_Wind |  |  | 0 | 0 | 0 | 0 | 0 | 0 | 0 | 0 | 0 | 0 | 0 | 0 | 0 | 0 | 0 | 0 | 0 | 0 | 0 | 0 | 0 | 0 | 0 | 0 | 0 | 0 | 0 | 0
SCE Northern | Bailey | 230 | Offshore_Wind |  |  | 0 | 0 | 0 | 0 | 0 | 0 | 0 | 0 | 0 | 0 | 0 | 0 | 0 | 0 | 0 | 0 | 0 | 0 | 0 | 0 | 0 | 0 | 0 | 0 | 0 | 0 | 0 | 0
SCE NOL | Baker | 115 | Offshore_Wind |  |  | 0 | 0 | 0 | 0 | 0 | 0 | 0 | 0 | 0 | 0 | 0 | 0 | 0 | 0 | 0 | 0 | 0 | 0 | 0 | 0 | 0 | 0 | 0 | 0 | 0 | 0 | 0 | 0
PG&E KERN | Bakersfield | 230 | Offshore_Wind |  |  | 0 | 0 | 0 | 0 | 0 | 0 | 0 | 0 | 0 | 0 | 0 | 0 | 0 | 0 | 0 | 0 | 0 | 0 | 0 | 0 | 0 | 0 | 0 | 0 | 0 | 0 | 0 | 0
PG&E FRESNO | Balch | 230 | Offshore_Wind |  |  | 0 | 0 | 0 | 0 | 0 | 0 | 0 | 0 | 0 | 0 | 0 | 0 | 0 | 0 | 0 | 0 | 0 | 0 | 0 | 0 | 0 | 0 | 0 | 0 | 0 | 0 | 0 | 0
SCE Eastern | Bannister | 230 | Offshore_Wind |  |  | 0 | 0 | 0 | 0 | 0 | 0 | 0 | 0 | 0 | 0 | 0 | 0 | 0 | 0 | 0 | 0 | 0 | 0 | 0 | 0 | 0 | 0 | 0 | 0 | 0 | 0 | 0 | 0
SCE Metro | Barre | 230 | Offshore_Wind |  |  | 0 | 0 | 0 | 0 | 0 | 0 | 0 | 0 | 0 | 0 | 0 | 0 | 0 | 0 | 0 | 0 | 0 | 0 | 0 | 0 | 0 | 0 | 0 | 0 | 0 | 0 | 0 | 0
SDGE | Bay Boulevard | 230 | Offshore_Wind |  |  | 0 | 0 | 0 | 0 | 0 | 0 | 0 | 0 | 0 | 0 | 0 | 0 | 0 | 0 | 0 | 0 | 0 | 0 | 0 | 0 | 0 | 0 | 0 | 0 | 0 | 0 | 0 | 0
EOP | Beatty | 138 | Offshore_Wind |  |  | 0 | 0 | 0 | 0 | 0 | 0 | 0 | 0 | 0 | 0 | 0 | 0 | 0 | 0 | 0 | 0 | 0 | 0 | 0 | 0 | 0 | 0 | 0 | 0 | 0 | 0 | 0 | 0
EOP | Beatty | 230 | Offshore_Wind |  |  | 0 | 0 | 0 | 0 | 0 | 0 | 0 | 0 | 0 | 0 | 0 | 0 | 0 | 0 | 0 | 0 | 0 | 0 | 0 | 0 | 0 | 0 | 0 | 0 | 0 | 0 | 0 | 0
PG&E NGBA | Belden | 230 | Offshore_Wind |  |  | 0 | 0 | 0 | 0 | 0 | 0 | 0 | 0 | 0 | 0 | 0 | 0 | 0 | 0 | 0 | 0 | 0 | 0 | 0 | 0 | 0 | 0 | 0 | 0 | 0 | 0 | 0 | 0
PG&E NGBA | Bell | 115 | Offshore_Wind |  |  | 0 | 0 | 0 | 0 | 0 | 0 | 0 | 0 | 0 | 0 | 0 | 0 | 0 | 0 | 0 | 0 | 0 | 0 | 0 | 0 | 0 | 0 | 0 | 0 | 0 | 0 | 0 | 0
PG&E NGBA | Bellevue | 115 | Offshore_Wind |  |  | 0 | 0 | 0 | 0 | 0 | 0 | 0 | 0 | 0 | 0 | 0 | 0 | 0 | 0 | 0 | 0 | 0 | 0 | 0 | 0 | 0 | 0 | 0 | 0 | 0 | 0 | 0 | 0
PG&E GBA | Bellota | 115 | Offshore_Wind |  |  | 0 | 0 | 0 | 0 | 0 | 0 | 0 | 0 | 0 | 0 | 0 | 0 | 0 | 0 | 0 | 0 | 0 | 0 | 0 | 0 | 0 | 0 | 0 | 0 | 0 | 0 | 0 | 0
PG&E GBA | Bellota | 230 | Offshore_Wind |  |  | 0 | 0 | 0 | 0 | 0 | 0 | 0 | 0 | 0 | 0 | 0 | 0 | 0 | 0 | 0 | 0 | 0 | 0 | 0 | 0 | 0 | 0 | 0 | 0 | 0 | 0 | 0 | 0
SCE Northern | Big Creek | 230 | Offshore_Wind |  |  | 0 | 0 | 0 | 0 | 0 | 0 | 0 | 0 | 0 | 0 | 0 | 0 | 0 | 0 | 0 | 0 | 0 | 0 | 0 | 0 | 0 | 0 | 0 | 0 | 0 | 0 | 0 | 0
PG&E GBA | Birds Landing | 230 | Offshore_Wind |  |  | 0 | 0 | 0 | 0 | 0 | 0 | 0 | 0 | 0 | 0 | 0 | 0 | 0 | 0 | 0 | 0 | 0 | 0 | 0 | 0 | 0 | 0 | 0 | 0 | 0 | 0 | 0 | 0
SCE Eastern | Blythe | 161 | Offshore_Wind |  |  | 0 | 0 | 0 | 0 | 0 | 0 | 0 | 0 | 0 | 0 | 0 | 0 | 0 | 0 | 0 | 0 | 0 | 0 | 0 | 0 | 0 | 0 | 0 | 0 | 0 | 0 | 0 | 0
PG&E NGBA | Bogue | 115 | Offshore_Wind |  |  | 0 | 0 | 0 | 0 | 0 | 0 | 0 | 0 | 0 | 0 | 0 | 0 | 0 | 0 | 0 | 0 | 0 | 0 | 0 | 0 | 0 | 0 | 0 | 0 | 0 | 0 | 0 | 0
PG&E FRESNO | Borden | 230 | Offshore_Wind |  |  | 0 | 0 | 0 | 0 | 0 | 0 | 0 | 0 | 0 | 0 | 0 | 0 | 0 | 0 | 0 | 0 | 0 | 0 | 0 | 0 | 0 | 0 | 0 | 0 | 0 | 0 | 0 | 0
SDGE | Boulevard East | 138 | Offshore_Wind |  |  | 0 | 0 | 0 | 0 | 0 | 0 | 0 | 0 | 0 | 0 | 0 | 0 | 0 | 0 | 0 | 0 | 0 | 0 | 0 | 0 | 0 | 0 | 0 | 0 | 0 | 0 | 0 | 0
PG&E GBA | Brentwood | 230 | Offshore_Wind |  |  | 0 | 0 | 0 | 0 | 0 | 0 | 0 | 0 | 0 | 0 | 0 | 0 | 0 | 0 | 0 | 0 | 0 | 0 | 0 | 0 | 0 | 0 | 0 | 0 | 0 | 0 | 0 | 0
PG&E NGBA | Bridgeville | 115 | Offshore_Wind |  |  | 0 | 0 | 0 | 0 | 0 | 0 | 0 | 0 | 0 | 0 | 0 | 0 | 0 | 0 | 0 | 0 | 0 | 0 | 0 | 0 | 0 | 0 | 0 | 0 | 0 | 0 | 0 | 0
PG&E NGBA | Brighton | 115 | Offshore_Wind |  |  | 0 | 0 | 0 | 0 | 0 | 0 | 0 | 0 | 0 | 0 | 0 | 0 | 0 | 0 | 0 | 0 | 0 | 0 | 0 | 0 | 0 | 0 | 0 | 0 | 0 | 0 | 0 | 0
PG&E NGBA | Brighton | 230 | Offshore_Wind |  |  | 0 | 0 | 0 | 0 | 0 | 0 | 0 | 0 | 0 | 0 | 0 | 0 | 0 | 0 | 0 | 0 | 0 | 0 | 0 | 0 | 0 | 0 | 0 | 0 | 0 | 0 | 0 | 0
PG&E NGBA | Brunswick | 115 | Offshore_Wind |  |  | 0 | 0 | 0 | 0 | 0 | 0 | 0 | 0 | 0 | 0 | 0 | 0 | 0 | 0 | 0 | 0 | 0 | 0 | 0 | 0 | 0 | 0 | 0 | 0 | 0 | 0 | 0 | 0
PG&E NGBA | Bucks Creek | 230 | Offshore_Wind |  |  | 0 | 0 | 0 | 0 | 0 | 0 | 0 | 0 | 0 | 0 | 0 | 0 | 0 | 0 | 0 | 0 | 0 | 0 | 0 | 0 | 0 | 0 | 0 | 0 | 0 | 0 | 0 | 0
PG&E KERN | Buena Vista | 230 | Offshore_Wind |  |  | 0 | 0 | 0 | 0 | 0 | 0 | 0 | 0 | 0 | 0 | 0 | 0 | 0 | 0 | 0 | 0 | 0 | 0 | 0 | 0 | 0 | 0 | 0 | 0 | 0 | 0 | 0 | 0
PG&E FRESNO | Bullard | 115 | Offshore_Wind |  |  | 0 | 0 | 0 | 0 | 0 | 0 | 0 | 0 | 0 | 0 | 0 | 0 | 0 | 0 | 0 | 0 | 0 | 0 | 0 | 0 | 0 | 0 | 0 | 0 | 0 | 0 | 0 | 0
PG&E GBA | Burlingame | 115 | Offshore_Wind |  |  | 0 | 0 | 0 | 0 | 0 | 0 | 0 | 0 | 0 | 0 | 0 | 0 | 0 | 0 | 0 | 0 | 0 | 0 | 0 | 0 | 0 | 0 | 0 | 0 | 0 | 0 | 0 | 0
PG&E NGBA | Burney Forest | 230 | Offshore_Wind |  |  | 0 | 0 | 0 | 0 | 0 | 0 | 0 | 0 | 0 | 0 | 0 | 0 | 0 | 0 | 0 | 0 | 0 | 0 | 0 | 0 | 0 | 0 | 0 | 0 | 0 | 0 | 0 | 0
PG&E NGBA | Butte | 115 | Offshore_Wind |  |  | 0 | 0 | 0 | 0 | 0 | 0 | 0 | 0 | 0 | 0 | 0 | 0 | 0 | 0 | 0 | 0 | 0 | 0 | 0 | 0 | 0 | 0 | 0 | 0 | 0 | 0 | 0 | 0
PG&E KERN | Cabrillo | 115 | Offshore_Wind |  |  | 0 | 0 | 0 | 0 | 0 | 0 | 0 | 0 | 0 | 0 | 0 | 0 | 0 | 0 | 0 | 0 | 0 | 0 | 0 | 0 | 0 | 0 | 0 | 0 | 0 | 0 | 0 | 0
PG&E FRESNO | Cal Flats | 230 | Offshore_Wind |  |  | 0 | 0 | 0 | 0 | 0 | 0 | 0 | 0 | 0 | 0 | 0 | 0 | 0 | 0 | 0 | 0 | 0 | 0 | 0 | 0 | 0 | 0 | 0 | 0 | 0 | 0 | 0 | 0
SCE NOL | Calcite | 230 | Offshore_Wind |  |  | 0 | 0 | 0 | 0 | 0 | 0 | 0 | 0 | 0 | 0 | 0 | 0 | 0 | 0 | 0 | 0 | 0 | 0 | 0 | 0 | 0 | 0 | 0 | 0 | 0 | 0 | 0 | 0
PG&E KERN | Caliente | 230 | Offshore_Wind |  |  | 0 | 0 | 0 | 0 | 0 | 0 | 0 | 0 | 0 | 0 | 0 | 0 | 0 | 0 | 0 | 0 | 0 | 0 | 0 | 0 | 0 | 0 | 0 | 0 | 0 | 0 | 0 | 0
PG&E FRESNO | California Ave | 115 | Offshore_Wind |  |  | 0 | 0 | 0 | 0 | 0 | 0 | 0 | 0 | 0 | 0 | 0 | 0 | 0 | 0 | 0 | 0 | 0 | 0 | 0 | 0 | 0 | 0 | 0 | 0 | 0 | 0 | 0 | 0
PG&E KERN | Callender | 115 | Offshore_Wind |  |  | 0 | 0 | 0 | 0 | 0 | 0 | 0 | 0 | 0 | 0 | 0 | 0 | 0 | 0 | 0 | 0 | 0 | 0 | 0 | 0 | 0 | 0 | 0 | 0 | 0 | 0 | 0 | 0
PG&E NGBA | Calpella | 115 | Offshore_Wind |  |  | 0 | 0 | 0 | 0 | 0 | 0 | 0 | 0 | 0 | 0 | 0 | 0 | 0 | 0 | 0 | 0 | 0 | 0 | 0 | 0 | 0 | 0 | 0 | 0 | 0 | 0 | 0 | 0
PG&E GBA | Camanche | 230 | Offshore_Wind |  |  | 0 | 0 | 0 | 0 | 0 | 0 | 0 | 0 | 0 | 0 | 0 | 0 | 0 | 0 | 0 | 0 | 0 | 0 | 0 | 0 | 0 | 0 | 0 | 0 | 0 | 0 | 0 | 0
PG&E FRESNO | Cantua | 115 | Offshore_Wind |  |  | 0 | 0 | 0 | 0 | 0 | 0 | 0 | 0 | 0 | 0 | 0 | 0 | 0 | 0 | 0 | 0 | 0 | 0 | 0 | 0 | 0 | 0 | 0 | 0 | 0 | 0 | 0 | 0
SDGE | Capistrano | 138 | Offshore_Wind |  |  | 0 | 0 | 0 | 0 | 0 | 0 | 0 | 0 | 0 | 0 | 0 | 0 | 0 | 0 | 0 | 0 | 0 | 0 | 0 | 0 | 0 | 0 | 0 | 0 | 0 | 0 | 0 | 0
SDGE | Capistrano | 230 | Offshore_Wind |  |  | 0 | 0 | 0 | 0 | 0 | 0 | 0 | 0 | 0 | 0 | 0 | 0 | 0 | 0 | 0 | 0 | 0 | 0 | 0 | 0 | 0 | 0 | 0 | 0 | 0 | 0 | 0 | 0
PG&E NGBA | Carberry | 230 | Offshore_Wind |  |  | 0 | 0 | 0 | 0 | 0 | 0 | 0 | 0 | 0 | 0 | 0 | 0 | 0 | 0 | 0 | 0 | 0 | 0 | 0 | 0 | 0 | 0 | 0 | 0 | 0 | 0 | 0 | 0
PG&E NGBA | Caribou | 115 | Offshore_Wind |  |  | 0 | 0 | 0 | 0 | 0 | 0 | 0 | 0 | 0 | 0 | 0 | 0 | 0 | 0 | 0 | 0 | 0 | 0 | 0 | 0 | 0 | 0 | 0 | 0 | 0 | 0 | 0 | 0
PG&E NGBA | Caribou | 230 | Offshore_Wind |  |  | 0 | 0 | 0 | 0 | 0 | 0 | 0 | 0 | 0 | 0 | 0 | 0 | 0 | 0 | 0 | 0 | 0 | 0 | 0 | 0 | 0 | 0 | 0 | 0 | 0 | 0 | 0 | 0
EOP | Carpenter Canyon (fka Gamebird) | 138 | Offshore_Wind |  |  | 0 | 0 | 0 | 0 | 0 | 0 | 0 | 0 | 0 | 0 | 0 | 0 | 0 | 0 | 0 | 0 | 0 | 0 | 0 | 0 | 0 | 0 | 0 | 0 | 0 | 0 | 0 | 0
EOP | Carpenter Canyon (fka Gamebird) | 230 | Offshore_Wind |  |  | 0 | 0 | 0 | 0 | 0 | 0 | 0 | 0 | 0 | 0 | 0 | 0 | 0 | 0 | 0 | 0 | 0 | 0 | 0 | 0 | 0 | 0 | 0 | 0 | 0 | 0 | 0 | 0
PG&E NGBA | Carquinez | 115 | Offshore_Wind |  |  | 0 | 0 | 0 | 0 | 0 | 0 | 0 | 0 | 0 | 0 | 0 | 0 | 0 | 0 | 0 | 0 | 0 | 0 | 0 | 0 | 0 | 0 | 0 | 0 | 0 | 0 | 0 | 0
SDGE | Carrizo Gorge | 138 | Offshore_Wind |  |  | 0 | 0 | 0 | 0 | 0 | 0 | 0 | 0 | 0 | 0 | 0 | 0 | 0 | 0 | 0 | 0 | 0 | 0 | 0 | 0 | 0 | 0 | 0 | 0 | 0 | 0 | 0 | 0
PG&E KERN | Carrizo Plains | 115 | Offshore_Wind |  |  | 0 | 0 | 0 | 0 | 0 | 0 | 0 | 0 | 0 | 0 | 0 | 0 | 0 | 0 | 0 | 0 | 0 | 0 | 0 | 0 | 0 | 0 | 0 | 0 | 0 | 0 | 0 | 0
PG&E KERN | Casaloma | 230 | Offshore_Wind |  |  | 0 | 0 | 0 | 0 | 0 | 0 | 0 | 0 | 0 | 0 | 0 | 0 | 0 | 0 | 0 | 0 | 0 | 0 | 0 | 0 | 0 | 0 | 0 | 0 | 0 | 0 | 0 | 0
PG&E GBA | Castro Valley | 230 | Offshore_Wind |  |  | 0 | 0 | 0 | 0 | 0 | 0 | 0 | 0 | 0 | 0 | 0 | 0 | 0 | 0 | 0 | 0 | 0 | 0 | 0 | 0 | 0 | 0 | 0 | 0 | 0 | 0 | 0 | 0
PG&E GBA | Cayetano | 230 | Offshore_Wind |  |  | 0 | 0 | 0 | 0 | 0 | 0 | 0 | 0 | 0 | 0 | 0 | 0 | 0 | 0 | 0 | 0 | 0 | 0 | 0 | 0 | 0 | 0 | 0 | 0 | 0 | 0 | 0 | 0
SCE Metro | Center | 230 | Offshore_Wind |  |  | 0 | 0 | 0 | 0 | 0 | 0 | 0 | 0 | 0 | 0 | 0 | 0 | 0 | 0 | 0 | 0 | 0 | 0 | 0 | 0 | 0 | 0 | 0 | 0 | 0 | 0 | 0 | 0
PG&E KERN | Charca | 115 | Offshore_Wind |  |  | 0 | 0 | 0 | 0 | 0 | 0 | 0 | 0 | 0 | 0 | 0 | 0 | 0 | 0 | 0 | 0 | 0 | 0 | 0 | 0 | 0 | 0 | 0 | 0 | 0 | 0 | 0 | 0
EOP | Charleston | 138 | Offshore_Wind |  |  | 0 | 0 | 0 | 0 | 0 | 0 | 0 | 0 | 0 | 0 | 0 | 0 | 0 | 0 | 0 | 0 | 0 | 0 | 0 | 0 | 0 | 0 | 0 | 0 | 0 | 0 | 0 | 0
SCE Metro | Chevmain | 230 | Offshore_Wind |  |  | 0 | 0 | 0 | 0 | 0 | 0 | 0 | 0 | 0 | 0 | 0 | 0 | 0 | 0 | 0 | 0 | 0 | 0 | 0 | 0 | 0 | 0 | 0 | 0 | 0 | 0 | 0 | 0
SDGE | Chicarita | 138 | Offshore_Wind |  |  | 0 | 0 | 0 | 0 | 0 | 0 | 0 | 0 | 0 | 0 | 0 | 0 | 0 | 0 | 0 | 0 | 0 | 0 | 0 | 0 | 0 | 0 | 0 | 0 | 0 | 0 | 0 | 0
SCE Metro | Chino | 230 | Offshore_Wind |  |  | 0 | 0 | 0 | 0 | 0 | 0 | 0 | 0 | 0 | 0 | 0 | 0 | 0 | 0 | 0 | 0 | 0 | 0 | 0 | 0 | 0 | 0 | 0 | 0 | 0 | 0 | 0 | 0
PG&E FRESNO | Chowchilla | 115 | Offshore_Wind |  |  | 0 | 0 | 0 | 0 | 0 | 0 | 0 | 0 | 0 | 0 | 0 | 0 | 0 | 0 | 0 | 0 | 0 | 0 | 0 | 0 | 0 | 0 | 0 | 0 | 0 | 0 | 0 | 0
PG&E GBA | Christie | 115 | Offshore_Wind |  |  | 0 | 0 | 0 | 0 | 0 | 0 | 0 | 0 | 0 | 0 | 0 | 0 | 0 | 0 | 0 | 0 | 0 | 0 | 0 | 0 | 0 | 0 | 0 | 0 | 0 | 0 | 0 | 0
SCE Eastern | Cielo Azul | 500 | Offshore_Wind |  |  | 0 | 0 | 0 | 0 | 0 | 0 | 0 | 0 | 0 | 0 | 0 | 0 | 0 | 0 | 0 | 0 | 0 | 0 | 0 | 0 | 0 | 0 | 0 | 0 | 0 | 0 | 0 | 0
PG&E GBA | Clayton | 115 | Offshore_Wind |  |  | 0 | 0 | 0 | 0 | 0 | 0 | 0 | 0 | 0 | 0 | 0 | 0 | 0 | 0 | 0 | 0 | 0 | 0 | 0 | 0 | 0 | 0 | 0 | 0 | 0 | 0 | 0 | 0
PG&E NGBA | Cloverdale | 115 | Offshore_Wind |  |  | 0 | 0 | 0 | 0 | 0 | 0 | 0 | 0 | 0 | 0 | 0 | 0 | 0 | 0 | 0 | 0 | 0 | 0 | 0 | 0 | 0 | 0 | 0 | 0 | 0 | 0 | 0 | 0
PG&E FRESNO | Clovis | 115 | Offshore_Wind |  |  | 0 | 0 | 0 | 0 | 0 | 0 | 0 | 0 | 0 | 0 | 0 | 0 | 0 | 0 | 0 | 0 | 0 | 0 | 0 | 0 | 0 | 0 | 0 | 0 | 0 | 0 | 0 | 0
PG&E GBA | Coburn | 230 | Offshore_Wind |  |  | 0 | 0 | 0 | 0 | 0 | 0 | 0 | 0 | 0 | 0 | 0 | 0 | 0 | 0 | 0 | 0 | 0 | 0 | 0 | 0 | 0 | 0 | 0 | 0 | 0 | 0 | 0 | 0
PG&E NGBA | Colgate | 230 | Offshore_Wind |  |  | 0 | 0 | 0 | 0 | 0 | 0 | 0 | 0 | 0 | 0 | 0 | 0 | 0 | 0 | 0 | 0 | 0 | 0 | 0 | 0 | 0 | 0 | 0 | 0 | 0 | 0 | 0 | 0
PG&E GBA | Collierville | 230 | Offshore_Wind |  |  | 0 | 0 | 0 | 0 | 0 | 0 | 0 | 0 | 0 | 0 | 0 | 0 | 0 | 0 | 0 | 0 | 0 | 0 | 0 | 0 | 0 | 0 | 0 | 0 | 0 | 0 | 0 | 0
PG&E GBA | Collinsville | 230 | Offshore_Wind |  |  | 0 | 0 | 0 | 0 | 0 | 0 | 0 | 0 | 0 | 0 | 0 | 0 | 0 | 0 | 0 | 0 | 0 | 0 | 0 | 0 | 0 | 0 | 0 | 0 | 0 | 0 | 0 | 0
PG&E GBA | Collinsville | 500 | Offshore_Wind |  |  | 0 | 0 | 0 | 0 | 0 | 0 | 0 | 0 | 0 | 0 | 0 | 0 | 0 | 0 | 0 | 0 | 0 | 0 | 0 | 0 | 0 | 0 | 0 | 0 | 0 | 0 | 0 | 0
SCE Eastern | Colorado River | 230 | Offshore_Wind |  |  | 0 | 0 | 0 | 0 | 0 | 0 | 0 | 0 | 0 | 0 | 0 | 0 | 0 | 0 | 0 | 0 | 0 | 0 | 0 | 0 | 0 | 0 | 0 | 0 | 0 | 0 | 0 | 0
SCE Eastern | Colorado River | 500 | Offshore_Wind |  |  | 0 | 0 | 0 | 0 | 0 | 0 | 0 | 0 | 0 | 0 | 0 | 0 | 0 | 0 | 0 | 0 | 0 | 0 | 0 | 0 | 0 | 0 | 0 | 0 | 0 | 0 | 0 | 0
PG&E KERN | Columbus | 115 | Offshore_Wind |  |  | 0 | 0 | 0 | 0 | 0 | 0 | 0 | 0 | 0 | 0 | 0 | 0 | 0 | 0 | 0 | 0 | 0 | 0 | 0 | 0 | 0 | 0 | 0 | 0 | 0 | 0 | 0 | 0
PG&E GBA | Contra Costa | 115 | Offshore_Wind |  |  | 0 | 0 | 0 | 0 | 0 | 0 | 0 | 0 | 0 | 0 | 0 | 0 | 0 | 0 | 0 | 0 | 0 | 0 | 0 | 0 | 0 | 0 | 0 | 0 | 0 | 0 | 0 | 0
PG&E GBA | Contra Costa | 230 | Offshore_Wind |  |  | 0 | 0 | 0 | 0 | 0 | 0 | 0 | 0 | 0 | 0 | 0 | 0 | 0 | 0 | 0 | 0 | 0 | 0 | 0 | 0 | 0 | 0 | 0 | 0 | 0 | 0 | 0 | 0
PG&E GBA | Contra Costa PP | 230 | Offshore_Wind |  |  | 0 | 0 | 0 | 0 | 0 | 0 | 0 | 0 | 0 | 0 | 0 | 0 | 0 | 0 | 0 | 0 | 0 | 0 | 0 | 0 | 0 | 0 | 0 | 0 | 0 | 0 | 0 | 0
SCE NOL | Control | 115 | Offshore_Wind |  |  | 0 | 0 | 0 | 0 | 0 | 0 | 0 | 0 | 0 | 0 | 0 | 0 | 0 | 0 | 0 | 0 | 0 | 0 | 0 | 0 | 0 | 0 | 0 | 0 | 0 | 0 | 0 | 0
PG&E GBA | Cooley Landing | 115 | Offshore_Wind |  |  | 0 | 0 | 0 | 0 | 0 | 0 | 0 | 0 | 0 | 0 | 0 | 0 | 0 | 0 | 0 | 0 | 0 | 0 | 0 | 0 | 0 | 0 | 0 | 0 | 0 | 0 | 0 | 0
SCE NOL | Coolwater | 230 | Offshore_Wind |  |  | 0 | 0 | 0 | 0 | 0 | 0 | 0 | 0 | 0 | 0 | 0 | 0 | 0 | 0 | 0 | 0 | 0 | 0 | 0 | 0 | 0 | 0 | 0 | 0 | 0 | 0 | 0 | 0
SCE NOL | Coolwater | 115 | Offshore_Wind |  |  | 0 | 0 | 0 | 0 | 0 | 0 | 0 | 0 | 0 | 0 | 0 | 0 | 0 | 0 | 0 | 0 | 0 | 0 | 0 | 0 | 0 | 0 | 0 | 0 | 0 | 0 | 0 | 0
PG&E FRESNO | Corcoran | 115 | Offshore_Wind |  |  | 0 | 0 | 0 | 0 | 0 | 0 | 0 | 0 | 0 | 0 | 0 | 0 | 0 | 0 | 0 | 0 | 0 | 0 | 0 | 0 | 0 | 0 | 0 | 0 | 0 | 0 | 0 | 0
PG&E NGBA | Corona | 115 | Offshore_Wind |  |  | 0 | 0 | 0 | 0 | 0 | 0 | 0 | 0 | 0 | 0 | 0 | 0 | 0 | 0 | 0 | 0 | 0 | 0 | 0 | 0 | 0 | 0 | 0 | 0 | 0 | 0 | 0 | 0
PG&E NGBA | Cortina | 230 | Offshore_Wind |  |  | 0 | 0 | 0 | 0 | 0 | 0 | 0 | 0 | 0 | 0 | 0 | 0 | 0 | 0 | 0 | 0 | 0 | 0 | 0 | 0 | 0 | 0 | 0 | 0 | 0 | 0 | 0 | 0
PG&E NGBA | Cortina | 115 | Offshore_Wind |  |  | 0 | 0 | 0 | 0 | 0 | 0 | 0 | 0 | 0 | 0 | 0 | 0 | 0 | 0 | 0 | 0 | 0 | 0 | 0 | 0 | 0 | 0 | 0 | 0 | 0 | 0 | 0 | 0
PG&E GBA | Cottle | 230 | Offshore_Wind |  |  | 0 | 0 | 0 | 0 | 0 | 0 | 0 | 0 | 0 | 0 | 0 | 0 | 0 | 0 | 0 | 0 | 0 | 0 | 0 | 0 | 0 | 0 | 0 | 0 | 0 | 0 | 0 | 0
PG&E NGBA | Cottonwood | 115 | Offshore_Wind |  |  | 0 | 0 | 0 | 0 | 0 | 0 | 0 | 0 | 0 | 0 | 0 | 0 | 0 | 0 | 0 | 0 | 0 | 0 | 0 | 0 | 0 | 0 | 0 | 0 | 0 | 0 | 0 | 0
PG&E NGBA | Cottonwood | 230 | Offshore_Wind |  |  | 0 | 0 | 0 | 0 | 0 | 0 | 0 | 0 | 0 | 0 | 0 | 0 | 0 | 0 | 0 | 0 | 0 | 0 | 0 | 0 | 0 | 0 | 0 | 0 | 0 | 0 | 0 | 0
PG&E NGBA | Cove Road | 230 | Offshore_Wind |  |  | 0 | 0 | 0 | 0 | 0 | 0 | 0 | 0 | 0 | 0 | 0 | 0 | 0 | 0 | 0 | 0 | 0 | 0 | 0 | 0 | 0 | 0 | 0 | 0 | 0 | 0 | 0 | 0
PG&E GBA | Coyote | 230 | Offshore_Wind |  |  | 0 | 0 | 0 | 0 | 0 | 0 | 0 | 0 | 0 | 0 | 0 | 0 | 0 | 0 | 0 | 0 | 0 | 0 | 0 | 0 | 0 | 0 | 0 | 0 | 0 | 0 | 0 | 0
PG&E GBA | Crazy Horse Canyon | 115 | Offshore_Wind |  |  | 0 | 0 | 0 | 0 | 0 | 0 | 0 | 0 | 0 | 0 | 0 | 0 | 0 | 0 | 0 | 0 | 0 | 0 | 0 | 0 | 0 | 0 | 0 | 0 | 0 | 0 | 0 | 0
PG&E FRESNO | Cressey | 115 | Offshore_Wind |  |  | 0 | 0 | 0 | 0 | 0 | 0 | 0 | 0 | 0 | 0 | 0 | 0 | 0 | 0 | 0 | 0 | 0 | 0 | 0 | 0 | 0 | 0 | 0 | 0 | 0 | 0 | 0 | 0
PG&E NGBA | Cresta | 230 | Offshore_Wind |  |  | 0 | 0 | 0 | 0 | 0 | 0 | 0 | 0 | 0 | 0 | 0 | 0 | 0 | 0 | 0 | 0 | 0 | 0 | 0 | 0 | 0 | 0 | 0 | 0 | 0 | 0 | 0 | 0
PG&E GBA | Curtis | 115 | Offshore_Wind |  |  | 0 | 0 | 0 | 0 | 0 | 0 | 0 | 0 | 0 | 0 | 0 | 0 | 0 | 0 | 0 | 0 | 0 | 0 | 0 | 0 | 0 | 0 | 0 | 0 | 0 | 0 | 0 | 0
PG&E FRESNO | Dairyland | 115 | Offshore_Wind |  |  | 0 | 0 | 0 | 0 | 0 | 0 | 0 | 0 | 0 | 0 | 0 | 0 | 0 | 0 | 0 | 0 | 0 | 0 | 0 | 0 | 0 | 0 | 0 | 0 | 0 | 0 | 0 | 0
PG&E NGBA | Davis | 115 | Offshore_Wind |  |  | 0 | 0 | 0 | 0 | 0 | 0 | 0 | 0 | 0 | 0 | 0 | 0 | 0 | 0 | 0 | 0 | 0 | 0 | 0 | 0 | 0 | 0 | 0 | 0 | 0 | 0 | 0 | 0
SCE Metro | Del Amo | 500 | Offshore_Wind |  |  | 0 | 0 | 0 | 0 | 0 | 0 | 0 | 0 | 0 | 0 | 0 | 0 | 0 | 0 | 0 | 0 | 0 | 0 | 0 | 0 | 0 | 0 | 0 | 0 | 0 | 0 | 0 | 0
SCE Metro | Del Amo | 230 | Offshore_Wind |  |  | 0 | 0 | 0 | 0 | 0 | 0 | 0 | 0 | 0 | 0 | 0 | 0 | 0 | 0 | 0 | 0 | 0 | 0 | 0 | 0 | 0 | 0 | 0 | 0 | 0 | 0 | 0 | 0
SCE Eastern | Delaney | 500 | Offshore_Wind |  |  | 0 | 0 | 0 | 0 | 0 | 0 | 0 | 0 | 0 | 0 | 0 | 0 | 0 | 0 | 0 | 0 | 0 | 0 | 0 | 0 | 0 | 0 | 0 | 0 | 0 | 0 | 0 | 0
PG&E NGBA | Delevan | 230 | Offshore_Wind |  |  | 0 | 0 | 0 | 0 | 0 | 0 | 0 | 0 | 0 | 0 | 0 | 0 | 0 | 0 | 0 | 0 | 0 | 0 | 0 | 0 | 0 | 0 | 0 | 0 | 0 | 0 | 0 | 0
PG&E GBA | Delta PP | 230 | Offshore_Wind |  |  | 0 | 0 | 0 | 0 | 0 | 0 | 0 | 0 | 0 | 0 | 0 | 0 | 0 | 0 | 0 | 0 | 0 | 0 | 0 | 0 | 0 | 0 | 0 | 0 | 0 | 0 | 0 | 0
EOP | Desert View | 230 | Offshore_Wind |  |  | 0 | 0 | 0 | 0 | 0 | 0 | 0 | 0 | 0 | 0 | 0 | 0 | 0 | 0 | 0 | 0 | 0 | 0 | 0 | 0 | 0 | 0 | 0 | 0 | 0 | 0 | 0 | 0
SCE Eastern | Devers | 230 | Offshore_Wind |  |  | 0 | 0 | 0 | 0 | 0 | 0 | 0 | 0 | 0 | 0 | 0 | 0 | 0 | 0 | 0 | 0 | 0 | 0 | 0 | 0 | 0 | 0 | 0 | 0 | 0 | 0 | 0 | 0
SCE Eastern | Devers | 500 | Offshore_Wind |  |  | 0 | 0 | 0 | 0 | 0 | 0 | 0 | 0 | 0 | 0 | 0 | 0 | 0 | 0 | 0 | 0 | 0 | 0 | 0 | 0 | 0 | 0 | 0 | 0 | 0 | 0 | 0 | 0
PG&E KERN | Diablo Canyon | 230 | Offshore_Wind |  |  | 0 | 0 | 0 | 0 | 0 | 0 | 0 | 0 | 0 | 0 | 0 | 0 | 0 | 0 | 0 | 0 | 0 | 0 | 0 | 0 | 0 | 0 | 0 | 0 | 0 | 0 | 0 | 0
PG&E KERN | Diablo Canyon | 500 | Offshore_Wind |  |  | 1 | 0 | 0 | 0 | 0 | 0 | 0 | 0 | 0 | 0 | 0 | 0 | 0 | 2924 | 0 | 2924 | 0 | 0 | 0 | 2924 | 0 | 2924 | 2924 | 0 | 2924 | 2924 | 0 | 2924
PG&E KERN | Divide | 115 | Offshore_Wind |  |  | 0 | 0 | 0 | 0 | 0 | 0 | 0 | 0 | 0 | 0 | 0 | 0 | 0 | 0 | 0 | 0 | 0 | 0 | 0 | 0 | 0 | 0 | 0 | 0 | 0 | 0 | 0 | 0
PG&E GBA | Dixon Landing | 115 | Offshore_Wind |  |  | 0 | 0 | 0 | 0 | 0 | 0 | 0 | 0 | 0 | 0 | 0 | 0 | 0 | 0 | 0 | 0 | 0 | 0 | 0 | 0 | 0 | 0 | 0 | 0 | 0 | 0 | 0 | 0
PG&E FRESNO | Dos Amigos | 230 | Offshore_Wind |  |  | 0 | 0 | 0 | 0 | 0 | 0 | 0 | 0 | 0 | 0 | 0 | 0 | 0 | 0 | 0 | 0 | 0 | 0 | 0 | 0 | 0 | 0 | 0 | 0 | 0 | 0 | 0 | 0
PG&E NGBA | Drum | 115 | Offshore_Wind |  |  | 0 | 0 | 0 | 0 | 0 | 0 | 0 | 0 | 0 | 0 | 0 | 0 | 0 | 0 | 0 | 0 | 0 | 0 | 0 | 0 | 0 | 0 | 0 | 0 | 0 | 0 | 0 | 0
PG&E GBA | Dumbarton | 115 | Offshore_Wind |  |  | 0 | 0 | 0 | 0 | 0 | 0 | 0 | 0 | 0 | 0 | 0 | 0 | 0 | 0 | 0 | 0 | 0 | 0 | 0 | 0 | 0 | 0 | 0 | 0 | 0 | 0 | 0 | 0
SCE NOL | Dunn Siding | 115 | Offshore_Wind |  |  | 0 | 0 | 0 | 0 | 0 | 0 | 0 | 0 | 0 | 0 | 0 | 0 | 0 | 0 | 0 | 0 | 0 | 0 | 0 | 0 | 0 | 0 | 0 | 0 | 0 | 0 | 0 | 0
SCE Eastern | Eagle Mountain | 230 | Offshore_Wind |  |  | 0 | 0 | 0 | 0 | 0 | 0 | 0 | 0 | 0 | 0 | 0 | 0 | 0 | 0 | 0 | 0 | 0 | 0 | 0 | 0 | 0 | 0 | 0 | 0 | 0 | 0 | 0 | 0
PG&E NGBA | Eagle Rock (PGE) | 115 | Offshore_Wind |  |  | 0 | 0 | 0 | 0 | 0 | 0 | 0 | 0 | 0 | 0 | 0 | 0 | 0 | 0 | 0 | 0 | 0 | 0 | 0 | 0 | 0 | 0 | 0 | 0 | 0 | 0 | 0 | 0
SCE Metro | Eagle Rock (SCE) | 230 | Offshore_Wind |  |  | 0 | 0 | 0 | 0 | 0 | 0 | 0 | 0 | 0 | 0 | 0 | 0 | 0 | 0 | 0 | 0 | 0 | 0 | 0 | 0 | 0 | 0 | 0 | 0 | 0 | 0 | 0 | 0
PG&E NGBA | East Marysville | 115 | Offshore_Wind |  |  | 0 | 0 | 0 | 0 | 0 | 0 | 0 | 0 | 0 | 0 | 0 | 0 | 0 | 0 | 0 | 0 | 0 | 0 | 0 | 0 | 0 | 0 | 0 | 0 | 0 | 0 | 0 | 0
PG&E NGBA | East Nicolaus | 115 | Offshore_Wind |  |  | 0 | 0 | 0 | 0 | 0 | 0 | 0 | 0 | 0 | 0 | 0 | 0 | 0 | 0 | 0 | 0 | 0 | 0 | 0 | 0 | 0 | 0 | 0 | 0 | 0 | 0 | 0 | 0
PG&E GBA | Eastshore | 115 | Offshore_Wind |  |  | 0 | 0 | 0 | 0 | 0 | 0 | 0 | 0 | 0 | 0 | 0 | 0 | 0 | 0 | 0 | 0 | 0 | 0 | 0 | 0 | 0 | 0 | 0 | 0 | 0 | 0 | 0 | 0
PG&E GBA | Eastshore | 230 | Offshore_Wind |  |  | 0 | 0 | 0 | 0 | 0 | 0 | 0 | 0 | 0 | 0 | 0 | 0 | 0 | 0 | 0 | 0 | 0 | 0 | 0 | 0 | 0 | 0 | 0 | 0 | 0 | 0 | 0 | 0
SDGE | ECO | 138 | Offshore_Wind |  |  | 0 | 0 | 0 | 0 | 0 | 0 | 0 | 0 | 0 | 0 | 0 | 0 | 0 | 0 | 0 | 0 | 0 | 0 | 0 | 0 | 0 | 0 | 0 | 0 | 0 | 0 | 0 | 0
SDGE | ECO | 230 | Offshore_Wind |  |  | 0 | 0 | 0 | 0 | 0 | 0 | 0 | 0 | 0 | 0 | 0 | 0 | 0 | 0 | 0 | 0 | 0 | 0 | 0 | 0 | 0 | 0 | 0 | 0 | 0 | 0 | 0 | 0
SDGE | ECO | 500 | Offshore_Wind |  |  | 0 | 0 | 0 | 0 | 0 | 0 | 0 | 0 | 0 | 0 | 0 | 0 | 0 | 0 | 0 | 0 | 0 | 0 | 0 | 0 | 0 | 0 | 0 | 0 | 0 | 0 | 0 | 0
PG&E GBA | Edenvale | 115 | Offshore_Wind |  |  | 0 | 0 | 0 | 0 | 0 | 0 | 0 | 0 | 0 | 0 | 0 | 0 | 0 | 0 | 0 | 0 | 0 | 0 | 0 | 0 | 0 | 0 | 0 | 0 | 0 | 0 | 0 | 0
PG&E GBA | Edes | 115 | Offshore_Wind |  |  | 0 | 0 | 0 | 0 | 0 | 0 | 0 | 0 | 0 | 0 | 0 | 0 | 0 | 0 | 0 | 0 | 0 | 0 | 0 | 0 | 0 | 0 | 0 | 0 | 0 | 0 | 0 | 0
PG&E GBA | Eight Mile | 230 | Offshore_Wind |  |  | 0 | 0 | 0 | 0 | 0 | 0 | 0 | 0 | 0 | 0 | 0 | 0 | 0 | 0 | 0 | 0 | 0 | 0 | 0 | 0 | 0 | 0 | 0 | 0 | 0 | 0 | 0 | 0
SCE Eastern | El Casco | 230 | Offshore_Wind |  |  | 0 | 0 | 0 | 0 | 0 | 0 | 0 | 0 | 0 | 0 | 0 | 0 | 0 | 0 | 0 | 0 | 0 | 0 | 0 | 0 | 0 | 0 | 0 | 0 | 0 | 0 | 0 | 0
PG&E GBA | El Cerrito G | 115 | Offshore_Wind |  |  | 0 | 0 | 0 | 0 | 0 | 0 | 0 | 0 | 0 | 0 | 0 | 0 | 0 | 0 | 0 | 0 | 0 | 0 | 0 | 0 | 0 | 0 | 0 | 0 | 0 | 0 | 0 | 0
PG&E NGBA | El Dorado PH | 115 | Offshore_Wind |  |  | 0 | 0 | 0 | 0 | 0 | 0 | 0 | 0 | 0 | 0 | 0 | 0 | 0 | 0 | 0 | 0 | 0 | 0 | 0 | 0 | 0 | 0 | 0 | 0 | 0 | 0 | 0 | 0
PG&E FRESNO | El Nido (PGE) | 115 | Offshore_Wind |  |  | 0 | 0 | 0 | 0 | 0 | 0 | 0 | 0 | 0 | 0 | 0 | 0 | 0 | 0 | 0 | 0 | 0 | 0 | 0 | 0 | 0 | 0 | 0 | 0 | 0 | 0 | 0 | 0
SCE Metro | El Nido (SCE) | 230 | Offshore_Wind |  |  | 0 | 0 | 0 | 0 | 0 | 0 | 0 | 0 | 0 | 0 | 0 | 0 | 0 | 0 | 0 | 0 | 0 | 0 | 0 | 0 | 0 | 0 | 0 | 0 | 0 | 0 | 0 | 0
PG&E GBA | El Patio | 115 | Offshore_Wind |  |  | 0 | 0 | 0 | 0 | 0 | 0 | 0 | 0 | 0 | 0 | 0 | 0 | 0 | 0 | 0 | 0 | 0 | 0 | 0 | 0 | 0 | 0 | 0 | 0 | 0 | 0 | 0 | 0
SCE Metro | El Segundo | 230 | Offshore_Wind |  |  | 0 | 0 | 0 | 0 | 0 | 0 | 0 | 0 | 0 | 0 | 0 | 0 | 0 | 0 | 0 | 0 | 0 | 0 | 0 | 0 | 0 | 0 | 0 | 0 | 0 | 0 | 0 | 0
EOP | Eldorado | 230 | Offshore_Wind |  |  | 0 | 0 | 0 | 0 | 0 | 0 | 0 | 0 | 0 | 0 | 0 | 0 | 0 | 0 | 0 | 0 | 0 | 0 | 0 | 0 | 0 | 0 | 0 | 0 | 0 | 0 | 0 | 0
EOP | Eldorado | 500 | Offshore_Wind |  |  | 0 | 0 | 0 | 0 | 0 | 0 | 0 | 0 | 0 | 0 | 0 | 0 | 0 | 0 | 0 | 0 | 0 | 0 | 0 | 0 | 0 | 0 | 0 | 0 | 0 | 0 | 0 | 0
PG&E KERN | Elk Hills | 230 | Offshore_Wind |  |  | 0 | 0 | 0 | 0 | 0 | 0 | 0 | 0 | 0 | 0 | 0 | 0 | 0 | 0 | 0 | 0 | 0 | 0 | 0 | 0 | 0 | 0 | 0 | 0 | 0 | 0 | 0 | 0
SCE Metro | Ellis | 230 | Offshore_Wind |  |  | 0 | 0 | 0 | 0 | 0 | 0 | 0 | 0 | 0 | 0 | 0 | 0 | 0 | 0 | 0 | 0 | 0 | 0 | 0 | 0 | 0 | 0 | 0 | 0 | 0 | 0 | 0 | 0
SDGE | Encina | 138 | Offshore_Wind |  |  | 0 | 0 | 0 | 0 | 0 | 0 | 0 | 0 | 0 | 0 | 0 | 0 | 0 | 0 | 0 | 0 | 0 | 0 | 0 | 0 | 0 | 0 | 0 | 0 | 0 | 0 | 0 | 0
SDGE | Encina | 230 | Offshore_Wind |  |  | 0 | 0 | 0 | 0 | 0 | 0 | 0 | 0 | 0 | 0 | 0 | 0 | 0 | 0 | 0 | 0 | 0 | 0 | 0 | 0 | 0 | 0 | 0 | 0 | 0 | 0 | 0 | 0
SDGE | Escondido | 230 | Offshore_Wind |  |  | 0 | 0 | 0 | 0 | 0 | 0 | 0 | 0 | 0 | 0 | 0 | 0 | 0 | 0 | 0 | 0 | 0 | 0 | 0 | 0 | 0 | 0 | 0 | 0 | 0 | 0 | 0 | 0
PG&E KERN | Estrella | 230 | Offshore_Wind |  |  | 0 | 0 | 0 | 0 | 0 | 0 | 0 | 0 | 0 | 0 | 0 | 0 | 0 | 0 | 0 | 0 | 0 | 0 | 0 | 0 | 0 | 0 | 0 | 0 | 0 | 0 | 0 | 0
SCE Eastern | Etiwanda | 230 | Offshore_Wind |  |  | 0 | 0 | 0 | 0 | 0 | 0 | 0 | 0 | 0 | 0 | 0 | 0 | 0 | 0 | 0 | 0 | 0 | 0 | 0 | 0 | 0 | 0 | 0 | 0 | 0 | 0 | 0 | 0
PG&E GBA | Evergreen | 115 | Offshore_Wind |  |  | 0 | 0 | 0 | 0 | 0 | 0 | 0 | 0 | 0 | 0 | 0 | 0 | 0 | 0 | 0 | 0 | 0 | 0 | 0 | 0 | 0 | 0 | 0 | 0 | 0 | 0 | 0 | 0
PG&E FRESNO | Excelsior | 115 | Offshore_Wind |  |  | 0 | 0 | 0 | 0 | 0 | 0 | 0 | 0 | 0 | 0 | 0 | 0 | 0 | 0 | 0 | 0 | 0 | 0 | 0 | 0 | 0 | 0 | 0 | 0 | 0 | 0 | 0 | 0
PG&E FRESNO | Exchequer | 115 | Offshore_Wind |  |  | 0 | 0 | 0 | 0 | 0 | 0 | 0 | 0 | 0 | 0 | 0 | 0 | 0 | 0 | 0 | 0 | 0 | 0 | 0 | 0 | 0 | 0 | 0 | 0 | 0 | 0 | 0 | 0
PG&E KERN | Fairway | 115 | Offshore_Wind |  |  | 0 | 0 | 0 | 0 | 0 | 0 | 0 | 0 | 0 | 0 | 0 | 0 | 0 | 0 | 0 | 0 | 0 | 0 | 0 | 0 | 0 | 0 | 0 | 0 | 0 | 0 | 0 | 0
PG&E KERN | Famoso | 115 | Offshore_Wind |  |  | 0 | 0 | 0 | 0 | 0 | 0 | 0 | 0 | 0 | 0 | 0 | 0 | 0 | 0 | 0 | 0 | 0 | 0 | 0 | 0 | 0 | 0 | 0 | 0 | 0 | 0 | 0 | 0
PG&E NGBA | Fern Road | 500 | Offshore_Wind |  |  | 0 | 0 | 0 | 0 | 0 | 0 | 0 | 0 | 0 | 0 | 0 | 0 | 0 | 0 | 0 | 0 | 0 | 0 | 0 | 0 | 0 | 0 | 0 | 0 | 0 | 0 | 0 | 0
PG&E GBA | Fibreboard (SPI Sonora) | 115 | Offshore_Wind |  |  | 0 | 0 | 0 | 0 | 0 | 0 | 0 | 0 | 0 | 0 | 0 | 0 | 0 | 0 | 0 | 0 | 0 | 0 | 0 | 0 | 0 | 0 | 0 | 0 | 0 | 0 | 0 | 0
PG&E FRESNO | Figarden | 230 | Offshore_Wind |  |  | 0 | 0 | 0 | 0 | 0 | 0 | 0 | 0 | 0 | 0 | 0 | 0 | 0 | 0 | 0 | 0 | 0 | 0 | 0 | 0 | 0 | 0 | 0 | 0 | 0 | 0 | 0 | 0
PG&E FRESNO | Fink | 230 | Offshore_Wind |  |  | 0 | 0 | 0 | 0 | 0 | 0 | 0 | 0 | 0 | 0 | 0 | 0 | 0 | 0 | 0 | 0 | 0 | 0 | 0 | 0 | 0 | 0 | 0 | 0 | 0 | 0 | 0 | 0
PG&E GBA | FMC | 115 | Offshore_Wind |  |  | 0 | 0 | 0 | 0 | 0 | 0 | 0 | 0 | 0 | 0 | 0 | 0 | 0 | 0 | 0 | 0 | 0 | 0 | 0 | 0 | 0 | 0 | 0 | 0 | 0 | 0 | 0 | 0
PG&E GBA | Fremont | 115 | Offshore_Wind |  |  | 0 | 0 | 0 | 0 | 0 | 0 | 0 | 0 | 0 | 0 | 0 | 0 | 0 | 0 | 0 | 0 | 0 | 0 | 0 | 0 | 0 | 0 | 0 | 0 | 0 | 0 | 0 | 0
PG&E GBA | Frogtown | 115 | Offshore_Wind |  |  | 0 | 0 | 0 | 0 | 0 | 0 | 0 | 0 | 0 | 0 | 0 | 0 | 0 | 0 | 0 | 0 | 0 | 0 | 0 | 0 | 0 | 0 | 0 | 0 | 0 | 0 | 0 | 0
PG&E NGBA | Fulton | 115 | Offshore_Wind |  |  | 0 | 0 | 0 | 0 | 0 | 0 | 0 | 0 | 0 | 0 | 0 | 0 | 0 | 0 | 0 | 0 | 0 | 0 | 0 | 0 | 0 | 0 | 0 | 0 | 0 | 0 | 0 | 0
PG&E NGBA | Fulton | 230 | Offshore_Wind |  |  | 0 | 0 | 0 | 0 | 0 | 0 | 0 | 0 | 0 | 0 | 0 | 0 | 0 | 0 | 0 | 0 | 0 | 0 | 0 | 0 | 0 | 0 | 0 | 0 | 0 | 0 | 0 | 0
PG&E KERN | Ganso | 115 | Offshore_Wind |  |  | 0 | 0 | 0 | 0 | 0 | 0 | 0 | 0 | 0 | 0 | 0 | 0 | 0 | 0 | 0 | 0 | 0 | 0 | 0 | 0 | 0 | 0 | 0 | 0 | 0 | 0 | 0 | 0
PG&E FRESNO | Gates | 230 | Offshore_Wind |  |  | 0 | 0 | 0 | 0 | 0 | 0 | 0 | 0 | 0 | 0 | 0 | 0 | 0 | 0 | 0 | 0 | 0 | 0 | 0 | 0 | 0 | 0 | 0 | 0 | 0 | 0 | 0 | 0
PG&E FRESNO | Gates | 500 | Offshore_Wind |  |  | 0 | 0 | 0 | 0 | 0 | 0 | 0 | 0 | 0 | 0 | 0 | 0 | 0 | 0 | 0 | 0 | 0 | 0 | 0 | 0 | 0 | 0 | 0 | 0 | 0 | 0 | 0 | 0
PG&E NGBA | Geysers 12 | 230 | Offshore_Wind |  |  | 0 | 0 | 0 | 0 | 0 | 0 | 0 | 0 | 0 | 0 | 0 | 0 | 0 | 0 | 0 | 0 | 0 | 0 | 0 | 0 | 0 | 0 | 0 | 0 | 0 | 0 | 0 | 0
PG&E NGBA | Geysers 17 | 230 | Offshore_Wind |  |  | 0 | 0 | 0 | 0 | 0 | 0 | 0 | 0 | 0 | 0 | 0 | 0 | 0 | 0 | 0 | 0 | 0 | 0 | 0 | 0 | 0 | 0 | 0 | 0 | 0 | 0 | 0 | 0
PG&E NGBA | Geysers 3 | 115 | Offshore_Wind |  |  | 0 | 0 | 0 | 0 | 0 | 0 | 0 | 0 | 0 | 0 | 0 | 0 | 0 | 0 | 0 | 0 | 0 | 0 | 0 | 0 | 0 | 0 | 0 | 0 | 0 | 0 | 0 | 0
PG&E NGBA | Glenn | 230 | Offshore_Wind |  |  | 0 | 0 | 0 | 0 | 0 | 0 | 0 | 0 | 0 | 0 | 0 | 0 | 0 | 0 | 0 | 0 | 0 | 0 | 0 | 0 | 0 | 0 | 0 | 0 | 0 | 0 | 0 | 0
PG&E NGBA | Gold Hill | 115 | Offshore_Wind |  |  | 0 | 0 | 0 | 0 | 0 | 0 | 0 | 0 | 0 | 0 | 0 | 0 | 0 | 0 | 0 | 0 | 0 | 0 | 0 | 0 | 0 | 0 | 0 | 0 | 0 | 0 | 0 | 0
PG&E NGBA | Gold Hill | 230 | Offshore_Wind |  |  | 0 | 0 | 0 | 0 | 0 | 0 | 0 | 0 | 0 | 0 | 0 | 0 | 0 | 0 | 0 | 0 | 0 | 0 | 0 | 0 | 0 | 0 | 0 | 0 | 0 | 0 | 0 | 0
SCE Northern | Goleta | 230 | Offshore_Wind |  |  | 0 | 0 | 0 | 0 | 0 | 0 | 0 | 0 | 0 | 0 | 0 | 0 | 0 | 0 | 0 | 0 | 0 | 0 | 0 | 0 | 0 | 0 | 0 | 0 | 0 | 0 | 0 | 0
SCE Metro | Goodrich | 230 | Offshore_Wind |  |  | 0 | 0 | 0 | 0 | 0 | 0 | 0 | 0 | 0 | 0 | 0 | 0 | 0 | 0 | 0 | 0 | 0 | 0 | 0 | 0 | 0 | 0 | 0 | 0 | 0 | 0 | 0 | 0
PG&E KERN | Goose Lake | 115 | Offshore_Wind |  |  | 0 | 0 | 0 | 0 | 0 | 0 | 0 | 0 | 0 | 0 | 0 | 0 | 0 | 0 | 0 | 0 | 0 | 0 | 0 | 0 | 0 | 0 | 0 | 0 | 0 | 0 | 0 | 0
SCE Metro | Gould | 230 | Offshore_Wind |  |  | 0 | 0 | 0 | 0 | 0 | 0 | 0 | 0 | 0 | 0 | 0 | 0 | 0 | 0 | 0 | 0 | 0 | 0 | 0 | 0 | 0 | 0 | 0 | 0 | 0 | 0 | 0 | 0
PG&E NGBA | Grand Island | 115 | Offshore_Wind |  |  | 0 | 0 | 0 | 0 | 0 | 0 | 0 | 0 | 0 | 0 | 0 | 0 | 0 | 0 | 0 | 0 | 0 | 0 | 0 | 0 | 0 | 0 | 0 | 0 | 0 | 0 | 0 | 0
PG&E GBA | Grant | 115 | Offshore_Wind |  |  | 0 | 0 | 0 | 0 | 0 | 0 | 0 | 0 | 0 | 0 | 0 | 0 | 0 | 0 | 0 | 0 | 0 | 0 | 0 | 0 | 0 | 0 | 0 | 0 | 0 | 0 | 0 | 0
PG&E GBA | Green Valley | 115 | Offshore_Wind |  |  | 0 | 0 | 0 | 0 | 0 | 0 | 0 | 0 | 0 | 0 | 0 | 0 | 0 | 0 | 0 | 0 | 0 | 0 | 0 | 0 | 0 | 0 | 0 | 0 | 0 | 0 | 0 | 0
PG&E NGBA | Greenleaf 1 | 115 | Offshore_Wind |  |  | 0 | 0 | 0 | 0 | 0 | 0 | 0 | 0 | 0 | 0 | 0 | 0 | 0 | 0 | 0 | 0 | 0 | 0 | 0 | 0 | 0 | 0 | 0 | 0 | 0 | 0 | 0 | 0
PG&E FRESNO | Gregg | 230 | Offshore_Wind |  |  | 0 | 0 | 0 | 0 | 0 | 0 | 0 | 0 | 0 | 0 | 0 | 0 | 0 | 0 | 0 | 0 | 0 | 0 | 0 | 0 | 0 | 0 | 0 | 0 | 0 | 0 | 0 | 0
PG&E FRESNO | Grimmway-Malaga | 115 | Offshore_Wind |  |  | 0 | 0 | 0 | 0 | 0 | 0 | 0 | 0 | 0 | 0 | 0 | 0 | 0 | 0 | 0 | 0 | 0 | 0 | 0 | 0 | 0 | 0 | 0 | 0 | 0 | 0 | 0 | 0
PG&E NGBA | Grizzly | 230 | Offshore_Wind |  |  | 0 | 0 | 0 | 0 | 0 | 0 | 0 | 0 | 0 | 0 | 0 | 0 | 0 | 0 | 0 | 0 | 0 | 0 | 0 | 0 | 0 | 0 | 0 | 0 | 0 | 0 | 0 | 0
PG&E FRESNO | GWF Hanford | 115 | Offshore_Wind |  |  | 0 | 0 | 0 | 0 | 0 | 0 | 0 | 0 | 0 | 0 | 0 | 0 | 0 | 0 | 0 | 0 | 0 | 0 | 0 | 0 | 0 | 0 | 0 | 0 | 0 | 0 | 0 | 0
PG&E FRESNO | Haas | 230 | Offshore_Wind |  |  | 0 | 0 | 0 | 0 | 0 | 0 | 0 | 0 | 0 | 0 | 0 | 0 | 0 | 0 | 0 | 0 | 0 | 0 | 0 | 0 | 0 | 0 | 0 | 0 | 0 | 0 | 0 | 0
PG&E FRESNO | Hammonds | 115 | Offshore_Wind |  |  | 0 | 0 | 0 | 0 | 0 | 0 | 0 | 0 | 0 | 0 | 0 | 0 | 0 | 0 | 0 | 0 | 0 | 0 | 0 | 0 | 0 | 0 | 0 | 0 | 0 | 0 | 0 | 0
SCE Metro | HarborGen | 230 | Offshore_Wind |  |  | 0 | 0 | 0 | 0 | 0 | 0 | 0 | 0 | 0 | 0 | 0 | 0 | 0 | 0 | 0 | 0 | 0 | 0 | 0 | 0 | 0 | 0 | 0 | 0 | 0 | 0 | 0 | 0
EOP | Harry Allen | 500 | Offshore_Wind |  |  | 0 | 0 | 0 | 0 | 0 | 0 | 0 | 0 | 0 | 0 | 0 | 0 | 0 | 0 | 0 | 0 | 0 | 0 | 0 | 0 | 0 | 0 | 0 | 0 | 0 | 0 | 0 | 0
SCE NOL | Harvard | 115 | Offshore_Wind |  |  | 0 | 0 | 0 | 0 | 0 | 0 | 0 | 0 | 0 | 0 | 0 | 0 | 0 | 0 | 0 | 0 | 0 | 0 | 0 | 0 | 0 | 0 | 0 | 0 | 0 | 0 | 0 | 0
SDGE | Hassayampa | 500 | Offshore_Wind |  |  | 0 | 0 | 0 | 0 | 0 | 0 | 0 | 0 | 0 | 0 | 0 | 0 | 0 | 0 | 0 | 0 | 0 | 0 | 0 | 0 | 0 | 0 | 0 | 0 | 0 | 0 | 0 | 0
PG&E FRESNO | Helm | 230 | Offshore_Wind |  |  | 0 | 0 | 0 | 0 | 0 | 0 | 0 | 0 | 0 | 0 | 0 | 0 | 0 | 0 | 0 | 0 | 0 | 0 | 0 | 0 | 0 | 0 | 0 | 0 | 0 | 0 | 0 | 0
PG&E FRESNO | Henrietta | 115 | Offshore_Wind |  |  | 0 | 0 | 0 | 0 | 0 | 0 | 0 | 0 | 0 | 0 | 0 | 0 | 0 | 0 | 0 | 0 | 0 | 0 | 0 | 0 | 0 | 0 | 0 | 0 | 0 | 0 | 0 | 0
PG&E FRESNO | Henrietta | 230 | Offshore_Wind |  |  | 0 | 0 | 0 | 0 | 0 | 0 | 0 | 0 | 0 | 0 | 0 | 0 | 0 | 0 | 0 | 0 | 0 | 0 | 0 | 0 | 0 | 0 | 0 | 0 | 0 | 0 | 0 | 0
PG&E FRESNO | Herndon | 115 | Offshore_Wind |  |  | 0 | 0 | 0 | 0 | 0 | 0 | 0 | 0 | 0 | 0 | 0 | 0 | 0 | 0 | 0 | 0 | 0 | 0 | 0 | 0 | 0 | 0 | 0 | 0 | 0 | 0 | 0 | 0
PG&E FRESNO | Herndon | 230 | Offshore_Wind |  |  | 0 | 0 | 0 | 0 | 0 | 0 | 0 | 0 | 0 | 0 | 0 | 0 | 0 | 0 | 0 | 0 | 0 | 0 | 0 | 0 | 0 | 0 | 0 | 0 | 0 | 0 | 0 | 0
PG&E GBA | Hicks | 230 | Offshore_Wind |  |  | 0 | 0 | 0 | 0 | 0 | 0 | 0 | 0 | 0 | 0 | 0 | 0 | 0 | 0 | 0 | 0 | 0 | 0 | 0 | 0 | 0 | 0 | 0 | 0 | 0 | 0 | 0 | 0
PG&E NGBA | Higgins | 115 | Offshore_Wind |  |  | 0 | 0 | 0 | 0 | 0 | 0 | 0 | 0 | 0 | 0 | 0 | 0 | 0 | 0 | 0 | 0 | 0 | 0 | 0 | 0 | 0 | 0 | 0 | 0 | 0 | 0 | 0 | 0
PG&E NGBA | Hilltop | 345 | Offshore_Wind |  |  | 0 | 0 | 0 | 0 | 0 | 0 | 0 | 0 | 0 | 0 | 0 | 0 | 0 | 0 | 0 | 0 | 0 | 0 | 0 | 0 | 0 | 0 | 0 | 0 | 0 | 0 | 0 | 0
SCE Metro | Hinson | 230 | Offshore_Wind |  |  | 0 | 0 | 0 | 0 | 0 | 0 | 0 | 0 | 0 | 0 | 0 | 0 | 0 | 0 | 0 | 0 | 0 | 0 | 0 | 0 | 0 | 0 | 0 | 0 | 0 | 0 | 0 | 0
PG&E GBA | Hollister | 115 | Offshore_Wind |  |  | 0 | 0 | 0 | 0 | 0 | 0 | 0 | 0 | 0 | 0 | 0 | 0 | 0 | 0 | 0 | 0 | 0 | 0 | 0 | 0 | 0 | 0 | 0 | 0 | 0 | 0 | 0 | 0
PG&E NGBA | Homestake | 115 | Offshore_Wind |  |  | 0 | 0 | 0 | 0 | 0 | 0 | 0 | 0 | 0 | 0 | 0 | 0 | 0 | 0 | 0 | 0 | 0 | 0 | 0 | 0 | 0 | 0 | 0 | 0 | 0 | 0 | 0 | 0
PG&E NGBA | Honcut | 115 | Offshore_Wind |  |  | 0 | 0 | 0 | 0 | 0 | 0 | 0 | 0 | 0 | 0 | 0 | 0 | 0 | 0 | 0 | 0 | 0 | 0 | 0 | 0 | 0 | 0 | 0 | 0 | 0 | 0 | 0 | 0
SDGE | Hoodoo Wash | 500 | Offshore_Wind |  |  | 0 | 0 | 0 | 0 | 0 | 0 | 0 | 0 | 0 | 0 | 0 | 0 | 0 | 0 | 0 | 0 | 0 | 0 | 0 | 0 | 0 | 0 | 0 | 0 | 0 | 0 | 0 | 0
PG&E NGBA | Hopland | 115 | Offshore_Wind |  |  | 0 | 0 | 0 | 0 | 0 | 0 | 0 | 0 | 0 | 0 | 0 | 0 | 0 | 0 | 0 | 0 | 0 | 0 | 0 | 0 | 0 | 0 | 0 | 0 | 0 | 0 | 0 | 0
PG&E NGBA | Humboldt | 115 | Offshore_Wind |  |  | 0 | 0 | 0 | 0 | 0 | 0 | 0 | 0 | 0 | 0 | 0 | 0 | 0 | 0 | 0 | 0 | 0 | 0 | 0 | 0 | 0 | 0 | 0 | 0 | 0 | 0 | 0 | 0
PG&E NGBA | Humboldt | 500 | Offshore_Wind |  |  | 1 | 0 | 0 | 0 | 0 | 0 | 0 | 0 | 0 | 0 | 0 | 0 | 0 | 1607 | 0 | 1607 | 0 | 0 | 0 | 1607 | 0 | 1607 | 1607 | 0 | 1607 | 1607 | 0 | 1607
SCE Metro | Huntington Beach | 230 | Offshore_Wind |  |  | 0 | 0 | 0 | 0 | 0 | 0 | 0 | 0 | 0 | 0 | 0 | 0 | 0 | 0 | 0 | 0 | 0 | 0 | 0 | 0 | 0 | 0 | 0 | 0 | 0 | 0 | 0 | 0
PG&E NGBA | Ignacio | 115 | Offshore_Wind |  |  | 0 | 0 | 0 | 0 | 0 | 0 | 0 | 0 | 0 | 0 | 0 | 0 | 0 | 0 | 0 | 0 | 0 | 0 | 0 | 0 | 0 | 0 | 0 | 0 | 0 | 0 | 0 | 0
PG&E NGBA | Ignacio | 230 | Offshore_Wind |  |  | 0 | 0 | 0 | 0 | 0 | 0 | 0 | 0 | 0 | 0 | 0 | 0 | 0 | 0 | 0 | 0 | 0 | 0 | 0 | 0 | 0 | 0 | 0 | 0 | 0 | 0 | 0 | 0
SDGE | Imperial Valley | 230 | Offshore_Wind |  |  | 0 | 0 | 0 | 0 | 0 | 0 | 0 | 0 | 0 | 0 | 0 | 0 | 0 | 0 | 0 | 0 | 0 | 0 | 0 | 0 | 0 | 0 | 0 | 0 | 0 | 0 | 0 | 0
SDGE | Imperial Valley | 500 | Offshore_Wind |  |  | 0 | 0 | 0 | 0 | 0 | 0 | 0 | 0 | 0 | 0 | 0 | 0 | 0 | 0 | 0 | 0 | 0 | 0 | 0 | 0 | 0 | 0 | 0 | 0 | 0 | 0 | 0 | 0
EOP | Innovation | 138 | Offshore_Wind |  |  | 0 | 0 | 0 | 0 | 0 | 0 | 0 | 0 | 0 | 0 | 0 | 0 | 0 | 0 | 0 | 0 | 0 | 0 | 0 | 0 | 0 | 0 | 0 | 0 | 0 | 0 | 0 | 0
EOP | Innovation | 230 | Offshore_Wind |  |  | 0 | 0 | 0 | 0 | 0 | 0 | 0 | 0 | 0 | 0 | 0 | 0 | 0 | 0 | 0 | 0 | 0 | 0 | 0 | 0 | 0 | 0 | 0 | 0 | 0 | 0 | 0 | 0
SCE NOL | Inyokern | 115 | Offshore_Wind |  |  | 0 | 0 | 0 | 0 | 0 | 0 | 0 | 0 | 0 | 0 | 0 | 0 | 0 | 0 | 0 | 0 | 0 | 0 | 0 | 0 | 0 | 0 | 0 | 0 | 0 | 0 | 0 | 0
EOP | IS Tap | 138 | Offshore_Wind |  |  | 0 | 0 | 0 | 0 | 0 | 0 | 0 | 0 | 0 | 0 | 0 | 0 | 0 | 0 | 0 | 0 | 0 | 0 | 0 | 0 | 0 | 0 | 0 | 0 | 0 | 0 | 0 | 0
EOP | Ivanpah | 115 | Offshore_Wind |  |  | 0 | 0 | 0 | 0 | 0 | 0 | 0 | 0 | 0 | 0 | 0 | 0 | 0 | 0 | 0 | 0 | 0 | 0 | 0 | 0 | 0 | 0 | 0 | 0 | 0 | 0 | 0 | 0
EOP | Ivanpah | 230 | Offshore_Wind |  |  | 0 | 0 | 0 | 0 | 0 | 0 | 0 | 0 | 0 | 0 | 0 | 0 | 0 | 0 | 0 | 0 | 0 | 0 | 0 | 0 | 0 | 0 | 0 | 0 | 0 | 0 | 0 | 0
EOP | Jackass (DOE) | 138 | Offshore_Wind |  |  | 0 | 0 | 0 | 0 | 0 | 0 | 0 | 0 | 0 | 0 | 0 | 0 | 0 | 0 | 0 | 0 | 0 | 0 | 0 | 0 | 0 | 0 | 0 | 0 | 0 | 0 | 0 | 0
PG&E NGBA | James B Black | 230 | Offshore_Wind |  |  | 0 | 0 | 0 | 0 | 0 | 0 | 0 | 0 | 0 | 0 | 0 | 0 | 0 | 0 | 0 | 0 | 0 | 0 | 0 | 0 | 0 | 0 | 0 | 0 | 0 | 0 | 0 | 0
PG&E GBA | Jefferson | 230 | Offshore_Wind |  |  | 0 | 0 | 0 | 0 | 0 | 0 | 0 | 0 | 0 | 0 | 0 | 0 | 0 | 0 | 0 | 0 | 0 | 0 | 0 | 0 | 0 | 0 | 0 | 0 | 0 | 0 | 0 | 0
PG&E NGBA | Jessup | 115 | Offshore_Wind |  |  | 0 | 0 | 0 | 0 | 0 | 0 | 0 | 0 | 0 | 0 | 0 | 0 | 0 | 0 | 0 | 0 | 0 | 0 | 0 | 0 | 0 | 0 | 0 | 0 | 0 | 0 | 0 | 0
SCE Metro | Johanna | 230 | Offshore_Wind |  |  | 0 | 0 | 0 | 0 | 0 | 0 | 0 | 0 | 0 | 0 | 0 | 0 | 0 | 0 | 0 | 0 | 0 | 0 | 0 | 0 | 0 | 0 | 0 | 0 | 0 | 0 | 0 | 0
SCE Eastern | Julian Hinds | 230 | Offshore_Wind |  |  | 0 | 0 | 0 | 0 | 0 | 0 | 0 | 0 | 0 | 0 | 0 | 0 | 0 | 0 | 0 | 0 | 0 | 0 | 0 | 0 | 0 | 0 | 0 | 0 | 0 | 0 | 0 | 0
PG&E GBA | Kasson | 115 | Offshore_Wind |  |  | 0 | 0 | 0 | 0 | 0 | 0 | 0 | 0 | 0 | 0 | 0 | 0 | 0 | 0 | 0 | 0 | 0 | 0 | 0 | 0 | 0 | 0 | 0 | 0 | 0 | 0 | 0 | 0
PG&E FRESNO | Kearney | 230 | Offshore_Wind |  |  | 0 | 0 | 0 | 0 | 0 | 0 | 0 | 0 | 0 | 0 | 0 | 0 | 0 | 0 | 0 | 0 | 0 | 0 | 0 | 0 | 0 | 0 | 0 | 0 | 0 | 0 | 0 | 0
PG&E GBA | Kelso | 230 | Offshore_Wind |  |  | 0 | 0 | 0 | 0 | 0 | 0 | 0 | 0 | 0 | 0 | 0 | 0 | 0 | 0 | 0 | 0 | 0 | 0 | 0 | 0 | 0 | 0 | 0 | 0 | 0 | 0 | 0 | 0
PG&E FRESNO | Kerchoff 1 | 115 | Offshore_Wind |  |  | 0 | 0 | 0 | 0 | 0 | 0 | 0 | 0 | 0 | 0 | 0 | 0 | 0 | 0 | 0 | 0 | 0 | 0 | 0 | 0 | 0 | 0 | 0 | 0 | 0 | 0 | 0 | 0
PG&E KERN | Kern Oil | 115 | Offshore_Wind |  |  | 0 | 0 | 0 | 0 | 0 | 0 | 0 | 0 | 0 | 0 | 0 | 0 | 0 | 0 | 0 | 0 | 0 | 0 | 0 | 0 | 0 | 0 | 0 | 0 | 0 | 0 | 0 | 0
PG&E KERN | Kern PP | 115 | Offshore_Wind |  |  | 0 | 0 | 0 | 0 | 0 | 0 | 0 | 0 | 0 | 0 | 0 | 0 | 0 | 0 | 0 | 0 | 0 | 0 | 0 | 0 | 0 | 0 | 0 | 0 | 0 | 0 | 0 | 0
PG&E KERN | Kern PP | 230 | Offshore_Wind |  |  | 0 | 0 | 0 | 0 | 0 | 0 | 0 | 0 | 0 | 0 | 0 | 0 | 0 | 0 | 0 | 0 | 0 | 0 | 0 | 0 | 0 | 0 | 0 | 0 | 0 | 0 | 0 | 0
PG&E KERN | Kernridge | 115 | Offshore_Wind |  |  | 0 | 0 | 0 | 0 | 0 | 0 | 0 | 0 | 0 | 0 | 0 | 0 | 0 | 0 | 0 | 0 | 0 | 0 | 0 | 0 | 0 | 0 | 0 | 0 | 0 | 0 | 0 | 0
PG&E FRESNO | Kingsburg | 115 | Offshore_Wind |  |  | 0 | 0 | 0 | 0 | 0 | 0 | 0 | 0 | 0 | 0 | 0 | 0 | 0 | 0 | 0 | 0 | 0 | 0 | 0 | 0 | 0 | 0 | 0 | 0 | 0 | 0 | 0 | 0
PG&E GBA | Kirker | 115 | Offshore_Wind |  |  | 0 | 0 | 0 | 0 | 0 | 0 | 0 | 0 | 0 | 0 | 0 | 0 | 0 | 0 | 0 | 0 | 0 | 0 | 0 | 0 | 0 | 0 | 0 | 0 | 0 | 0 | 0 | 0
PG&E NGBA | Knights Landing | 115 | Offshore_Wind |  |  | 0 | 0 | 0 | 0 | 0 | 0 | 0 | 0 | 0 | 0 | 0 | 0 | 0 | 0 | 0 | 0 | 0 | 0 | 0 | 0 | 0 | 0 | 0 | 0 | 0 | 0 | 0 | 0
SCE NOL | Kramer | 115 | Offshore_Wind |  |  | 0 | 0 | 0 | 0 | 0 | 0 | 0 | 0 | 0 | 0 | 0 | 0 | 0 | 0 | 0 | 0 | 0 | 0 | 0 | 0 | 0 | 0 | 0 | 0 | 0 | 0 | 0 | 0
SCE NOL | Kramer | 230 | Offshore_Wind |  |  | 0 | 0 | 0 | 0 | 0 | 0 | 0 | 0 | 0 | 0 | 0 | 0 | 0 | 0 | 0 | 0 | 0 | 0 | 0 | 0 | 0 | 0 | 0 | 0 | 0 | 0 | 0 | 0
SCE Metro | La Cienega | 230 | Offshore_Wind |  |  | 0 | 0 | 0 | 0 | 0 | 0 | 0 | 0 | 0 | 0 | 0 | 0 | 0 | 0 | 0 | 0 | 0 | 0 | 0 | 0 | 0 | 0 | 0 | 0 | 0 | 0 | 0 | 0
SCE Metro | La Fresa | 230 | Offshore_Wind |  |  | 0 | 0 | 0 | 0 | 0 | 0 | 0 | 0 | 0 | 0 | 0 | 0 | 0 | 0 | 0 | 0 | 0 | 0 | 0 | 0 | 0 | 0 | 0 | 0 | 0 | 0 | 0 | 0
SCE Metro | Laguna Bell | 230 | Offshore_Wind |  |  | 0 | 0 | 0 | 0 | 0 | 0 | 0 | 0 | 0 | 0 | 0 | 0 | 0 | 0 | 0 | 0 | 0 | 0 | 0 | 0 | 0 | 0 | 0 | 0 | 0 | 0 | 0 | 0
PG&E NGBA | Lakeville | 230 | Offshore_Wind |  |  | 0 | 0 | 0 | 0 | 0 | 0 | 0 | 0 | 0 | 0 | 0 | 0 | 0 | 0 | 0 | 0 | 0 | 0 | 0 | 0 | 0 | 0 | 0 | 0 | 0 | 0 | 0 | 0
PG&E NGBA | Lakeville | 115 | Offshore_Wind |  |  | 0 | 0 | 0 | 0 | 0 | 0 | 0 | 0 | 0 | 0 | 0 | 0 | 0 | 0 | 0 | 0 | 0 | 0 | 0 | 0 | 0 | 0 | 0 | 0 | 0 | 0 | 0 | 0
PG&E GBA | Lakewood | 115 | Offshore_Wind |  |  | 0 | 0 | 0 | 0 | 0 | 0 | 0 | 0 | 0 | 0 | 0 | 0 | 0 | 0 | 0 | 0 | 0 | 0 | 0 | 0 | 0 | 0 | 0 | 0 | 0 | 0 | 0 | 0
PG&E NGBA | Lambie | 230 | Offshore_Wind |  |  | 0 | 0 | 0 | 0 | 0 | 0 | 0 | 0 | 0 | 0 | 0 | 0 | 0 | 0 | 0 | 0 | 0 | 0 | 0 | 0 | 0 | 0 | 0 | 0 | 0 | 0 | 0 | 0
PG&E GBA | Lammers | 115 | Offshore_Wind |  |  | 0 | 0 | 0 | 0 | 0 | 0 | 0 | 0 | 0 | 0 | 0 | 0 | 0 | 0 | 0 | 0 | 0 | 0 | 0 | 0 | 0 | 0 | 0 | 0 | 0 | 0 | 0 | 0
PG&E KERN | Lamont | 115 | Offshore_Wind |  |  | 0 | 0 | 0 | 0 | 0 | 0 | 0 | 0 | 0 | 0 | 0 | 0 | 0 | 0 | 0 | 0 | 0 | 0 | 0 | 0 | 0 | 0 | 0 | 0 | 0 | 0 | 0 | 0
PG&E FRESNO | Las Aguilas | 230 | Offshore_Wind |  |  | 0 | 0 | 0 | 0 | 0 | 0 | 0 | 0 | 0 | 0 | 0 | 0 | 0 | 0 | 0 | 0 | 0 | 0 | 0 | 0 | 0 | 0 | 0 | 0 | 0 | 0 | 0 | 0
EOP | Lathrop | 138 | Offshore_Wind |  |  | 0 | 0 | 0 | 0 | 0 | 0 | 0 | 0 | 0 | 0 | 0 | 0 | 0 | 0 | 0 | 0 | 0 | 0 | 0 | 0 | 0 | 0 | 0 | 0 | 0 | 0 | 0 | 0
EOP | Lathrop | 230 | Offshore_Wind |  |  | 0 | 0 | 0 | 0 | 0 | 0 | 0 | 0 | 0 | 0 | 0 | 0 | 0 | 0 | 0 | 0 | 0 | 0 | 0 | 0 | 0 | 0 | 0 | 0 | 0 | 0 | 0 | 0
PG&E FRESNO | Le Grand | 115 | Offshore_Wind |  |  | 0 | 0 | 0 | 0 | 0 | 0 | 0 | 0 | 0 | 0 | 0 | 0 | 0 | 0 | 0 | 0 | 0 | 0 | 0 | 0 | 0 | 0 | 0 | 0 | 0 | 0 | 0 | 0
PG&E KERN | Lerdo | 115 | Offshore_Wind |  |  | 0 | 0 | 0 | 0 | 0 | 0 | 0 | 0 | 0 | 0 | 0 | 0 | 0 | 0 | 0 | 0 | 0 | 0 | 0 | 0 | 0 | 0 | 0 | 0 | 0 | 0 | 0 | 0
SCE Metro | Lewis | 230 | Offshore_Wind |  |  | 0 | 0 | 0 | 0 | 0 | 0 | 0 | 0 | 0 | 0 | 0 | 0 | 0 | 0 | 0 | 0 | 0 | 0 | 0 | 0 | 0 | 0 | 0 | 0 | 0 | 0 | 0 | 0
SCE Metro | Lighthipe | 230 | Offshore_Wind |  |  | 0 | 0 | 0 | 0 | 0 | 0 | 0 | 0 | 0 | 0 | 0 | 0 | 0 | 0 | 0 | 0 | 0 | 0 | 0 | 0 | 0 | 0 | 0 | 0 | 0 | 0 | 0 | 0
PG&E NGBA | Lincoln | 115 | Offshore_Wind |  |  | 0 | 0 | 0 | 0 | 0 | 0 | 0 | 0 | 0 | 0 | 0 | 0 | 0 | 0 | 0 | 0 | 0 | 0 | 0 | 0 | 0 | 0 | 0 | 0 | 0 | 0 | 0 | 0
PG&E KERN | Live Oak | 115 | Offshore_Wind |  |  | 0 | 0 | 0 | 0 | 0 | 0 | 0 | 0 | 0 | 0 | 0 | 0 | 0 | 0 | 0 | 0 | 0 | 0 | 0 | 0 | 0 | 0 | 0 | 0 | 0 | 0 | 0 | 0
PG&E GBA | Llagas | 115 | Offshore_Wind |  |  | 0 | 0 | 0 | 0 | 0 | 0 | 0 | 0 | 0 | 0 | 0 | 0 | 0 | 0 | 0 | 0 | 0 | 0 | 0 | 0 | 0 | 0 | 0 | 0 | 0 | 0 | 0 | 0
PG&E GBA | Lockeford | 115 | Offshore_Wind |  |  | 0 | 0 | 0 | 0 | 0 | 0 | 0 | 0 | 0 | 0 | 0 | 0 | 0 | 0 | 0 | 0 | 0 | 0 | 0 | 0 | 0 | 0 | 0 | 0 | 0 | 0 | 0 | 0
PG&E GBA | Lockeford | 230 | Offshore_Wind |  |  | 0 | 0 | 0 | 0 | 0 | 0 | 0 | 0 | 0 | 0 | 0 | 0 | 0 | 0 | 0 | 0 | 0 | 0 | 0 | 0 | 0 | 0 | 0 | 0 | 0 | 0 | 0 | 0
PG&E GBA | Lodi | 230 | Offshore_Wind |  |  | 0 | 0 | 0 | 0 | 0 | 0 | 0 | 0 | 0 | 0 | 0 | 0 | 0 | 0 | 0 | 0 | 0 | 0 | 0 | 0 | 0 | 0 | 0 | 0 | 0 | 0 | 0 | 0
PG&E NGBA | Logan Creek | 230 | Offshore_Wind |  |  | 0 | 0 | 0 | 0 | 0 | 0 | 0 | 0 | 0 | 0 | 0 | 0 | 0 | 0 | 0 | 0 | 0 | 0 | 0 | 0 | 0 | 0 | 0 | 0 | 0 | 0 | 0 | 0
PG&E GBA | Lone Tree | 230 | Offshore_Wind |  |  | 0 | 0 | 0 | 0 | 0 | 0 | 0 | 0 | 0 | 0 | 0 | 0 | 0 | 0 | 0 | 0 | 0 | 0 | 0 | 0 | 0 | 0 | 0 | 0 | 0 | 0 | 0 | 0
PG&E FRESNO | Los Banos | 230 | Offshore_Wind |  |  | 0 | 0 | 0 | 0 | 0 | 0 | 0 | 0 | 0 | 0 | 0 | 0 | 0 | 0 | 0 | 0 | 0 | 0 | 0 | 0 | 0 | 0 | 0 | 0 | 0 | 0 | 0 | 0
PG&E FRESNO | Los Banos | 500 | Offshore_Wind |  |  | 0 | 0 | 0 | 0 | 0 | 0 | 0 | 0 | 0 | 0 | 0 | 0 | 0 | 0 | 0 | 0 | 0 | 0 | 0 | 0 | 0 | 0 | 0 | 0 | 0 | 0 | 0 | 0
SDGE | Los Coches | 138 | Offshore_Wind |  |  | 0 | 0 | 0 | 0 | 0 | 0 | 0 | 0 | 0 | 0 | 0 | 0 | 0 | 0 | 0 | 0 | 0 | 0 | 0 | 0 | 0 | 0 | 0 | 0 | 0 | 0 | 0 | 0
PG&E GBA | Los Esteros | 115 | Offshore_Wind |  |  | 0 | 0 | 0 | 0 | 0 | 0 | 0 | 0 | 0 | 0 | 0 | 0 | 0 | 0 | 0 | 0 | 0 | 0 | 0 | 0 | 0 | 0 | 0 | 0 | 0 | 0 | 0 | 0
PG&E GBA | Los Esteros | 230 | Offshore_Wind |  |  | 0 | 0 | 0 | 0 | 0 | 0 | 0 | 0 | 0 | 0 | 0 | 0 | 0 | 0 | 0 | 0 | 0 | 0 | 0 | 0 | 0 | 0 | 0 | 0 | 0 | 0 | 0 | 0
PG&E GBA | Los Positas | 230 | Offshore_Wind |  |  | 0 | 0 | 0 | 0 | 0 | 0 | 0 | 0 | 0 | 0 | 0 | 0 | 0 | 0 | 0 | 0 | 0 | 0 | 0 | 0 | 0 | 0 | 0 | 0 | 0 | 0 | 0 | 0
SCE NOL | Lugo | 230 | Offshore_Wind |  |  | 0 | 0 | 0 | 0 | 0 | 0 | 0 | 0 | 0 | 0 | 0 | 0 | 0 | 0 | 0 | 0 | 0 | 0 | 0 | 0 | 0 | 0 | 0 | 0 | 0 | 0 | 0 | 0
SCE Metro | Lugo | 500 | Offshore_Wind |  |  | 0 | 0 | 0 | 0 | 0 | 0 | 0 | 0 | 0 | 0 | 0 | 0 | 0 | 0 | 0 | 0 | 0 | 0 | 0 | 0 | 0 | 0 | 0 | 0 | 0 | 0 | 0 | 0
PG&E NGBA | Madison | 115 | Offshore_Wind |  |  | 0 | 0 | 0 | 0 | 0 | 0 | 0 | 0 | 0 | 0 | 0 | 0 | 0 | 0 | 0 | 0 | 0 | 0 | 0 | 0 | 0 | 0 | 0 | 0 | 0 | 0 | 0 | 0
PG&E KERN | Magunden | 115 | Offshore_Wind |  |  | 0 | 0 | 0 | 0 | 0 | 0 | 0 | 0 | 0 | 0 | 0 | 0 | 0 | 0 | 0 | 0 | 0 | 0 | 0 | 0 | 0 | 0 | 0 | 0 | 0 | 0 | 0 | 0
SCE Northern | Magunden | 230 | Offshore_Wind |  |  | 0 | 0 | 0 | 0 | 0 | 0 | 0 | 0 | 0 | 0 | 0 | 0 | 0 | 0 | 0 | 0 | 0 | 0 | 0 | 0 | 0 | 0 | 0 | 0 | 0 | 0 | 0 | 0
PG&E FRESNO | Malaga | 115 | Offshore_Wind |  |  | 0 | 0 | 0 | 0 | 0 | 0 | 0 | 0 | 0 | 0 | 0 | 0 | 0 | 0 | 0 | 0 | 0 | 0 | 0 | 0 | 0 | 0 | 0 | 0 | 0 | 0 | 0 | 0
PG&E NGBA | Malin | 500 | Offshore_Wind |  |  | 0 | 0 | 0 | 0 | 0 | 0 | 0 | 0 | 0 | 0 | 0 | 0 | 0 | 0 | 0 | 0 | 0 | 0 | 0 | 0 | 0 | 0 | 0 | 0 | 0 | 0 | 0 | 0
SCE Northern | Mandalay | 230 | Offshore_Wind |  |  | 0 | 0 | 0 | 0 | 0 | 0 | 0 | 0 | 0 | 0 | 0 | 0 | 0 | 0 | 0 | 0 | 0 | 0 | 0 | 0 | 0 | 0 | 0 | 0 | 0 | 0 | 0 | 0
PG&E FRESNO | Manning | 230 | Offshore_Wind |  |  | 0 | 0 | 0 | 0 | 0 | 0 | 0 | 0 | 0 | 0 | 0 | 0 | 0 | 0 | 0 | 0 | 0 | 0 | 0 | 0 | 0 | 0 | 0 | 0 | 0 | 0 | 0 | 0
PG&E FRESNO | Manning | 500 | Offshore_Wind |  |  | 0 | 0 | 0 | 0 | 0 | 0 | 0 | 0 | 0 | 0 | 0 | 0 | 0 | 0 | 0 | 0 | 0 | 0 | 0 | 0 | 0 | 0 | 0 | 0 | 0 | 0 | 0 | 0
PG&E GBA | Manteca | 115 | Offshore_Wind |  |  | 0 | 0 | 0 | 0 | 0 | 0 | 0 | 0 | 0 | 0 | 0 | 0 | 0 | 0 | 0 | 0 | 0 | 0 | 0 | 0 | 0 | 0 | 0 | 0 | 0 | 0 | 0 | 0
SDGE | Margarita | 138 | Offshore_Wind |  |  | 0 | 0 | 0 | 0 | 0 | 0 | 0 | 0 | 0 | 0 | 0 | 0 | 0 | 0 | 0 | 0 | 0 | 0 | 0 | 0 | 0 | 0 | 0 | 0 | 0 | 0 | 0 | 0
PG&E GBA | Martin | 230 | Offshore_Wind |  |  | 0 | 0 | 0 | 0 | 0 | 0 | 0 | 0 | 0 | 0 | 0 | 0 | 0 | 0 | 0 | 0 | 0 | 0 | 0 | 0 | 0 | 0 | 0 | 0 | 0 | 0 | 0 | 0
PG&E GBA | Martin | 115 | Offshore_Wind |  |  | 0 | 0 | 0 | 0 | 0 | 0 | 0 | 0 | 0 | 0 | 0 | 0 | 0 | 0 | 0 | 0 | 0 | 0 | 0 | 0 | 0 | 0 | 0 | 0 | 0 | 0 | 0 | 0
PG&E GBA | Martinez | 115 | Offshore_Wind |  |  | 0 | 0 | 0 | 0 | 0 | 0 | 0 | 0 | 0 | 0 | 0 | 0 | 0 | 0 | 0 | 0 | 0 | 0 | 0 | 0 | 0 | 0 | 0 | 0 | 0 | 0 | 0 | 0
PG&E FRESNO | Mc Mullin | 230 | Offshore_Wind |  |  | 0 | 0 | 0 | 0 | 0 | 0 | 0 | 0 | 0 | 0 | 0 | 0 | 0 | 0 | 0 | 0 | 0 | 0 | 0 | 0 | 0 | 0 | 0 | 0 | 0 | 0 | 0 | 0
PG&E FRESNO | McCall | 115 | Offshore_Wind |  |  | 0 | 0 | 0 | 0 | 0 | 0 | 0 | 0 | 0 | 0 | 0 | 0 | 0 | 0 | 0 | 0 | 0 | 0 | 0 | 0 | 0 | 0 | 0 | 0 | 0 | 0 | 0 | 0
PG&E FRESNO | McCall | 230 | Offshore_Wind |  |  | 0 | 0 | 0 | 0 | 0 | 0 | 0 | 0 | 0 | 0 | 0 | 0 | 0 | 0 | 0 | 0 | 0 | 0 | 0 | 0 | 0 | 0 | 0 | 0 | 0 | 0 | 0 | 0
PG&E GBA | Meadow Lane | 115 | Offshore_Wind |  |  | 0 | 0 | 0 | 0 | 0 | 0 | 0 | 0 | 0 | 0 | 0 | 0 | 0 | 0 | 0 | 0 | 0 | 0 | 0 | 0 | 0 | 0 | 0 | 0 | 0 | 0 | 0 | 0
PG&E GBA | Melones | 115 | Offshore_Wind |  |  | 0 | 0 | 0 | 0 | 0 | 0 | 0 | 0 | 0 | 0 | 0 | 0 | 0 | 0 | 0 | 0 | 0 | 0 | 0 | 0 | 0 | 0 | 0 | 0 | 0 | 0 | 0 | 0
PG&E GBA | Melones | 230 | Offshore_Wind |  |  | 0 | 0 | 0 | 0 | 0 | 0 | 0 | 0 | 0 | 0 | 0 | 0 | 0 | 0 | 0 | 0 | 0 | 0 | 0 | 0 | 0 | 0 | 0 | 0 | 0 | 0 | 0 | 0
PG&E NGBA | Mendocino | 115 | Offshore_Wind |  |  | 0 | 0 | 0 | 0 | 0 | 0 | 0 | 0 | 0 | 0 | 0 | 0 | 0 | 0 | 0 | 0 | 0 | 0 | 0 | 0 | 0 | 0 | 0 | 0 | 0 | 0 | 0 | 0
PG&E FRESNO | Mendota | 115 | Offshore_Wind |  |  | 0 | 0 | 0 | 0 | 0 | 0 | 0 | 0 | 0 | 0 | 0 | 0 | 0 | 0 | 0 | 0 | 0 | 0 | 0 | 0 | 0 | 0 | 0 | 0 | 0 | 0 | 0 | 0
PG&E FRESNO | Merced | 115 | Offshore_Wind |  |  | 0 | 0 | 0 | 0 | 0 | 0 | 0 | 0 | 0 | 0 | 0 | 0 | 0 | 0 | 0 | 0 | 0 | 0 | 0 | 0 | 0 | 0 | 0 | 0 | 0 | 0 | 0 | 0
EOP | Mercury | 138 | Offshore_Wind |  |  | 0 | 0 | 0 | 0 | 0 | 0 | 0 | 0 | 0 | 0 | 0 | 0 | 0 | 0 | 0 | 0 | 0 | 0 | 0 | 0 | 0 | 0 | 0 | 0 | 0 | 0 | 0 | 0
PG&E KERN | Mesa (PGE) | 115 | Offshore_Wind |  |  | 0 | 0 | 0 | 0 | 0 | 0 | 0 | 0 | 0 | 0 | 0 | 0 | 0 | 0 | 0 | 0 | 0 | 0 | 0 | 0 | 0 | 0 | 0 | 0 | 0 | 0 | 0 | 0
PG&E KERN | Mesa (PGE) | 230 | Offshore_Wind |  |  | 0 | 0 | 0 | 0 | 0 | 0 | 0 | 0 | 0 | 0 | 0 | 0 | 0 | 0 | 0 | 0 | 0 | 0 | 0 | 0 | 0 | 0 | 0 | 0 | 0 | 0 | 0 | 0
SCE Metro | Mesa (SCE) | 230 | Offshore_Wind |  |  | 0 | 0 | 0 | 0 | 0 | 0 | 0 | 0 | 0 | 0 | 0 | 0 | 0 | 0 | 0 | 0 | 0 | 0 | 0 | 0 | 0 | 0 | 0 | 0 | 0 | 0 | 0 | 0
SCE Metro | Mesa (SCE) | 500 | Offshore_Wind |  |  | 0 | 0 | 0 | 0 | 0 | 0 | 0 | 0 | 0 | 0 | 0 | 0 | 0 | 0 | 0 | 0 | 0 | 0 | 0 | 0 | 0 | 0 | 0 | 0 | 0 | 0 | 0 | 0
PG&E GBA | Metcalf | 115 | Offshore_Wind |  |  | 0 | 0 | 0 | 0 | 0 | 0 | 0 | 0 | 0 | 0 | 0 | 0 | 0 | 0 | 0 | 0 | 0 | 0 | 0 | 0 | 0 | 0 | 0 | 0 | 0 | 0 | 0 | 0
PG&E GBA | Metcalf | 230 | Offshore_Wind |  |  | 0 | 0 | 0 | 0 | 0 | 0 | 0 | 0 | 0 | 0 | 0 | 0 | 0 | 0 | 0 | 0 | 0 | 0 | 0 | 0 | 0 | 0 | 0 | 0 | 0 | 0 | 0 | 0
PG&E GBA | Metcalf | 500 | Offshore_Wind |  |  | 0 | 0 | 0 | 0 | 0 | 0 | 0 | 0 | 0 | 0 | 0 | 0 | 0 | 0 | 0 | 0 | 0 | 0 | 0 | 0 | 0 | 0 | 0 | 0 | 0 | 0 | 0 | 0
PG&E KERN | Midway | 115 | Offshore_Wind |  |  | 0 | 0 | 0 | 0 | 0 | 0 | 0 | 0 | 0 | 0 | 0 | 0 | 0 | 0 | 0 | 0 | 0 | 0 | 0 | 0 | 0 | 0 | 0 | 0 | 0 | 0 | 0 | 0
PG&E KERN | Midway | 230 | Offshore_Wind |  |  | 0 | 0 | 0 | 0 | 0 | 0 | 0 | 0 | 0 | 0 | 0 | 0 | 0 | 0 | 0 | 0 | 0 | 0 | 0 | 0 | 0 | 0 | 0 | 0 | 0 | 0 | 0 | 0
PG&E KERN | Midway | 500 | Offshore_Wind |  |  | 0 | 0 | 0 | 0 | 0 | 0 | 0 | 0 | 0 | 0 | 0 | 0 | 0 | 0 | 0 | 0 | 0 | 0 | 0 | 0 | 0 | 0 | 0 | 0 | 0 | 0 | 0 | 0
SDGE | Miguel | 230 | Offshore_Wind |  |  | 0 | 0 | 0 | 0 | 0 | 0 | 0 | 0 | 0 | 0 | 0 | 0 | 0 | 0 | 0 | 0 | 0 | 0 | 0 | 0 | 0 | 0 | 0 | 0 | 0 | 0 | 0 | 0
SDGE | Miguel | 500 | Offshore_Wind |  |  | 0 | 0 | 0 | 0 | 0 | 0 | 0 | 0 | 0 | 0 | 0 | 0 | 0 | 0 | 0 | 0 | 0 | 0 | 0 | 0 | 0 | 0 | 0 | 0 | 0 | 0 | 0 | 0
PG&E GBA | Millbrae | 115 | Offshore_Wind |  |  | 0 | 0 | 0 | 0 | 0 | 0 | 0 | 0 | 0 | 0 | 0 | 0 | 0 | 0 | 0 | 0 | 0 | 0 | 0 | 0 | 0 | 0 | 0 | 0 | 0 | 0 | 0 | 0
PG&E GBA | Miller | 115 | Offshore_Wind |  |  | 0 | 0 | 0 | 0 | 0 | 0 | 0 | 0 | 0 | 0 | 0 | 0 | 0 | 0 | 0 | 0 | 0 | 0 | 0 | 0 | 0 | 0 | 0 | 0 | 0 | 0 | 0 | 0
SCE Metro | Mira Loma | 230 | Offshore_Wind |  |  | 0 | 0 | 0 | 0 | 0 | 0 | 0 | 0 | 0 | 0 | 0 | 0 | 0 | 0 | 0 | 0 | 0 | 0 | 0 | 0 | 0 | 0 | 0 | 0 | 0 | 0 | 0 | 0
SCE Metro | Mira Loma | 500 | Offshore_Wind |  |  | 0 | 0 | 0 | 0 | 0 | 0 | 0 | 0 | 0 | 0 | 0 | 0 | 0 | 0 | 0 | 0 | 0 | 0 | 0 | 0 | 0 | 0 | 0 | 0 | 0 | 0 | 0 | 0
SCE Eastern | Mirage | 115 | Offshore_Wind |  |  | 0 | 0 | 0 | 0 | 0 | 0 | 0 | 0 | 0 | 0 | 0 | 0 | 0 | 0 | 0 | 0 | 0 | 0 | 0 | 0 | 0 | 0 | 0 | 0 | 0 | 0 | 0 | 0
SCE Eastern | Mirage | 230 | Offshore_Wind |  |  | 0 | 0 | 0 | 0 | 0 | 0 | 0 | 0 | 0 | 0 | 0 | 0 | 0 | 0 | 0 | 0 | 0 | 0 | 0 | 0 | 0 | 0 | 0 | 0 | 0 | 0 | 0 | 0
SDGE | Mission | 138 | Offshore_Wind |  |  | 0 | 0 | 0 | 0 | 0 | 0 | 0 | 0 | 0 | 0 | 0 | 0 | 0 | 0 | 0 | 0 | 0 | 0 | 0 | 0 | 0 | 0 | 0 | 0 | 0 | 0 | 0 | 0
SDGE | Mission | 230 | Offshore_Wind |  |  | 0 | 0 | 0 | 0 | 0 | 0 | 0 | 0 | 0 | 0 | 0 | 0 | 0 | 0 | 0 | 0 | 0 | 0 | 0 | 0 | 0 | 0 | 0 | 0 | 0 | 0 | 0 | 0
PG&E GBA | Mi-Wuk | 115 | Offshore_Wind |  |  | 0 | 0 | 0 | 0 | 0 | 0 | 0 | 0 | 0 | 0 | 0 | 0 | 0 | 0 | 0 | 0 | 0 | 0 | 0 | 0 | 0 | 0 | 0 | 0 | 0 | 0 | 0 | 0
EOP | Mohave | 500 | Offshore_Wind |  |  | 0 | 0 | 0 | 0 | 0 | 0 | 0 | 0 | 0 | 0 | 0 | 0 | 0 | 0 | 0 | 0 | 0 | 0 | 0 | 0 | 0 | 0 | 0 | 0 | 0 | 0 | 0 | 0
PG&E NGBA | Monroe | 115 | Offshore_Wind |  |  | 0 | 0 | 0 | 0 | 0 | 0 | 0 | 0 | 0 | 0 | 0 | 0 | 0 | 0 | 0 | 0 | 0 | 0 | 0 | 0 | 0 | 0 | 0 | 0 | 0 | 0 | 0 | 0
PG&E GBA | Monta Vista | 115 | Offshore_Wind |  |  | 0 | 0 | 0 | 0 | 0 | 0 | 0 | 0 | 0 | 0 | 0 | 0 | 0 | 0 | 0 | 0 | 0 | 0 | 0 | 0 | 0 | 0 | 0 | 0 | 0 | 0 | 0 | 0
PG&E GBA | Monta Vista | 230 | Offshore_Wind |  |  | 0 | 0 | 0 | 0 | 0 | 0 | 0 | 0 | 0 | 0 | 0 | 0 | 0 | 0 | 0 | 0 | 0 | 0 | 0 | 0 | 0 | 0 | 0 | 0 | 0 | 0 | 0 | 0
PG&E NGBA | Monticello | 115 | Offshore_Wind |  |  | 0 | 0 | 0 | 0 | 0 | 0 | 0 | 0 | 0 | 0 | 0 | 0 | 0 | 0 | 0 | 0 | 0 | 0 | 0 | 0 | 0 | 0 | 0 | 0 | 0 | 0 | 0 | 0
SCE Northern | Moorpark | 230 | Offshore_Wind |  |  | 0 | 0 | 0 | 0 | 0 | 0 | 0 | 0 | 0 | 0 | 0 | 0 | 0 | 0 | 0 | 0 | 0 | 0 | 0 | 0 | 0 | 0 | 0 | 0 | 0 | 0 | 0 | 0
PG&E GBA | Moraga | 115 | Offshore_Wind |  |  | 0 | 0 | 0 | 0 | 0 | 0 | 0 | 0 | 0 | 0 | 0 | 0 | 0 | 0 | 0 | 0 | 0 | 0 | 0 | 0 | 0 | 0 | 0 | 0 | 0 | 0 | 0 | 0
PG&E GBA | Moraga | 230 | Offshore_Wind |  |  | 0 | 0 | 0 | 0 | 0 | 0 | 0 | 0 | 0 | 0 | 0 | 0 | 0 | 0 | 0 | 0 | 0 | 0 | 0 | 0 | 0 | 0 | 0 | 0 | 0 | 0 | 0 | 0
PG&E GBA | Morgan Hill | 115 | Offshore_Wind |  |  | 0 | 0 | 0 | 0 | 0 | 0 | 0 | 0 | 0 | 0 | 0 | 0 | 0 | 0 | 0 | 0 | 0 | 0 | 0 | 0 | 0 | 0 | 0 | 0 | 0 | 0 | 0 | 0
PG&E KERN | Morro Bay | 115 | Offshore_Wind |  |  | 0 | 0 | 0 | 0 | 0 | 0 | 0 | 0 | 0 | 0 | 0 | 0 | 0 | 0 | 0 | 0 | 0 | 0 | 0 | 0 | 0 | 0 | 0 | 0 | 0 | 0 | 0 | 0
PG&E KERN | Morro Bay | 230 | Offshore_Wind |  |  | 0 | 0 | 0 | 0 | 0 | 0 | 0 | 0 | 0 | 0 | 0 | 0 | 0 | 0 | 0 | 0 | 0 | 0 | 0 | 0 | 0 | 0 | 0 | 0 | 0 | 0 | 0 | 0
PG&E KERN | Morro Bay | 500 | Offshore_Wind |  |  | 0 | 0 | 0 | 0 | 0 | 0 | 0 | 0 | 0 | 0 | 0 | 0 | 0 | 0 | 0 | 0 | 0 | 0 | 0 | 0 | 0 | 0 | 0 | 0 | 0 | 0 | 0 | 0
PG&E GBA | Moss Landing | 115 | Offshore_Wind |  |  | 0 | 0 | 0 | 0 | 0 | 0 | 0 | 0 | 0 | 0 | 0 | 0 | 0 | 0 | 0 | 0 | 0 | 0 | 0 | 0 | 0 | 0 | 0 | 0 | 0 | 0 | 0 | 0
PG&E GBA | Moss Landing | 230 | Offshore_Wind |  |  | 0 | 0 | 0 | 0 | 0 | 0 | 0 | 0 | 0 | 0 | 0 | 0 | 0 | 0 | 0 | 0 | 0 | 0 | 0 | 0 | 0 | 0 | 0 | 0 | 0 | 0 | 0 | 0
PG&E GBA | Moss Landing | 500 | Offshore_Wind |  |  | 0 | 0 | 0 | 0 | 0 | 0 | 0 | 0 | 0 | 0 | 0 | 0 | 0 | 0 | 0 | 0 | 0 | 0 | 0 | 0 | 0 | 0 | 0 | 0 | 0 | 0 | 0 | 0
EOP | Mountain Pass | 115 | Offshore_Wind |  |  | 0 | 0 | 0 | 0 | 0 | 0 | 0 | 0 | 0 | 0 | 0 | 0 | 0 | 0 | 0 | 0 | 0 | 0 | 0 | 0 | 0 | 0 | 0 | 0 | 0 | 0 | 0 | 0
PG&E GBA | Mountain View | 115 | Offshore_Wind |  |  | 0 | 0 | 0 | 0 | 0 | 0 | 0 | 0 | 0 | 0 | 0 | 0 | 0 | 0 | 0 | 0 | 0 | 0 | 0 | 0 | 0 | 0 | 0 | 0 | 0 | 0 | 0 | 0
PG&E GBA | Mt Eden | 115 | Offshore_Wind |  |  | 0 | 0 | 0 | 0 | 0 | 0 | 0 | 0 | 0 | 0 | 0 | 0 | 0 | 0 | 0 | 0 | 0 | 0 | 0 | 0 | 0 | 0 | 0 | 0 | 0 | 0 | 0 | 0
PG&E KERN | Mt Poso | 115 | Offshore_Wind |  |  | 0 | 0 | 0 | 0 | 0 | 0 | 0 | 0 | 0 | 0 | 0 | 0 | 0 | 0 | 0 | 0 | 0 | 0 | 0 | 0 | 0 | 0 | 0 | 0 | 0 | 0 | 0 | 0
PG&E FRESNO | Mustang | 230 | Offshore_Wind |  |  | 0 | 0 | 0 | 0 | 0 | 0 | 0 | 0 | 0 | 0 | 0 | 0 | 0 | 0 | 0 | 0 | 0 | 0 | 0 | 0 | 0 | 0 | 0 | 0 | 0 | 0 | 0 | 0
PG&E KERN | New Sub - Gates - Midway (Proposed) | 230 | Offshore_Wind |  |  | 0 | 0 | 0 | 0 | 0 | 0 | 0 | 0 | 0 | 0 | 0 | 0 | 0 | 0 | 0 | 0 | 0 | 0 | 0 | 0 | 0 | 0 | 0 | 0 | 0 | 0 | 0 | 0
PG&E KERN | New Sub - Gates - Templeton (Proposed) | 230 | Offshore_Wind |  |  | 0 | 0 | 0 | 0 | 0 | 0 | 0 | 0 | 0 | 0 | 0 | 0 | 0 | 0 | 0 | 0 | 0 | 0 | 0 | 0 | 0 | 0 | 0 | 0 | 0 | 0 | 0 | 0
SCE NOL | New Sub - Kramer - Lugo (Proposed) | 230 | Offshore_Wind |  |  | 0 | 0 | 0 | 0 | 0 | 0 | 0 | 0 | 0 | 0 | 0 | 0 | 0 | 0 | 0 | 0 | 0 | 0 | 0 | 0 | 0 | 0 | 0 | 0 | 0 | 0 | 0 | 0
PG&E FRESNO | New Sub - Los Banos - Midway (Proposed) | 500 | Offshore_Wind |  |  | 0 | 0 | 0 | 0 | 0 | 0 | 0 | 0 | 0 | 0 | 0 | 0 | 0 | 0 | 0 | 0 | 0 | 0 | 0 | 0 | 0 | 0 | 0 | 0 | 0 | 0 | 0 | 0
SCE NOL | New Sub - Lugo - Pisgah (Proposed) | 230 | Offshore_Wind |  |  | 0 | 0 | 0 | 0 | 0 | 0 | 0 | 0 | 0 | 0 | 0 | 0 | 0 | 0 | 0 | 0 | 0 | 0 | 0 | 0 | 0 | 0 | 0 | 0 | 0 | 0 | 0 | 0
PG&E KERN | New Sub - Midway - Wheeler Ridge (Proposed) | 230 | Offshore_Wind |  |  | 0 | 0 | 0 | 0 | 0 | 0 | 0 | 0 | 0 | 0 | 0 | 0 | 0 | 0 | 0 | 0 | 0 | 0 | 0 | 0 | 0 | 0 | 0 | 0 | 0 | 0 | 0 | 0
PG&E NGBA | New Sub - Near existing Leavitt (PSREC) | 345 | Offshore_Wind |  |  | 0 | 0 | 0 | 0 | 0 | 0 | 0 | 0 | 0 | 0 | 0 | 0 | 0 | 0 | 0 | 0 | 0 | 0 | 0 | 0 | 0 | 0 | 0 | 0 | 0 | 0 | 0 | 0
PG&E NGBA | New Sub - Near existing Madeline (NVE) | 345 | Offshore_Wind |  |  | 0 | 0 | 0 | 0 | 0 | 0 | 0 | 0 | 0 | 0 | 0 | 0 | 0 | 0 | 0 | 0 | 0 | 0 | 0 | 0 | 0 | 0 | 0 | 0 | 0 | 0 | 0 | 0
SDGE | New Sub - North Gila - IV (Proposed) | 500 | Offshore_Wind |  |  | 0 | 0 | 0 | 0 | 0 | 0 | 0 | 0 | 0 | 0 | 0 | 0 | 0 | 0 | 0 | 0 | 0 | 0 | 0 | 0 | 0 | 0 | 0 | 0 | 0 | 0 | 0 | 0
PG&E NGBA | New Sub - Pit 1 - Cottonwood (Proposed) | 230 | Offshore_Wind |  |  | 0 | 0 | 0 | 0 | 0 | 0 | 0 | 0 | 0 | 0 | 0 | 0 | 0 | 0 | 0 | 0 | 0 | 0 | 0 | 0 | 0 | 0 | 0 | 0 | 0 | 0 | 0 | 0
PG&E GBA | New Sub - Rancho Seco - Bellota (Proposed) | 230 | Offshore_Wind |  |  | 0 | 0 | 0 | 0 | 0 | 0 | 0 | 0 | 0 | 0 | 0 | 0 | 0 | 0 | 0 | 0 | 0 | 0 | 0 | 0 | 0 | 0 | 0 | 0 | 0 | 0 | 0 | 0
SDGE | New Sub - Suncrest - Ocotillo (Proposed) | 500 | Offshore_Wind |  |  | 0 | 0 | 0 | 0 | 0 | 0 | 0 | 0 | 0 | 0 | 0 | 0 | 0 | 0 | 0 | 0 | 0 | 0 | 0 | 0 | 0 | 0 | 0 | 0 | 0 | 0 | 0 | 0
PG&E FRESNO | New Sub - Westley - Quinto (Proposed) | 230 | Offshore_Wind |  |  | 0 | 0 | 0 | 0 | 0 | 0 | 0 | 0 | 0 | 0 | 0 | 0 | 0 | 0 | 0 | 0 | 0 | 0 | 0 | 0 | 0 | 0 | 0 | 0 | 0 | 0 | 0 | 0
PG&E GBA | Newark | 115 | Offshore_Wind |  |  | 0 | 0 | 0 | 0 | 0 | 0 | 0 | 0 | 0 | 0 | 0 | 0 | 0 | 0 | 0 | 0 | 0 | 0 | 0 | 0 | 0 | 0 | 0 | 0 | 0 | 0 | 0 | 0
PG&E GBA | Newark | 230 | Offshore_Wind |  |  | 0 | 0 | 0 | 0 | 0 | 0 | 0 | 0 | 0 | 0 | 0 | 0 | 0 | 0 | 0 | 0 | 0 | 0 | 0 | 0 | 0 | 0 | 0 | 0 | 0 | 0 | 0 | 0
PG&E FRESNO | Newhall | 115 | Offshore_Wind |  |  | 0 | 0 | 0 | 0 | 0 | 0 | 0 | 0 | 0 | 0 | 0 | 0 | 0 | 0 | 0 | 0 | 0 | 0 | 0 | 0 | 0 | 0 | 0 | 0 | 0 | 0 | 0 | 0
PG&E KERN | Norco | 115 | Offshore_Wind |  |  | 0 | 0 | 0 | 0 | 0 | 0 | 0 | 0 | 0 | 0 | 0 | 0 | 0 | 0 | 0 | 0 | 0 | 0 | 0 | 0 | 0 | 0 | 0 | 0 | 0 | 0 | 0 | 0
PG&E GBA | Nortech | 115 | Offshore_Wind |  |  | 0 | 0 | 0 | 0 | 0 | 0 | 0 | 0 | 0 | 0 | 0 | 0 | 0 | 0 | 0 | 0 | 0 | 0 | 0 | 0 | 0 | 0 | 0 | 0 | 0 | 0 | 0 | 0
SDGE | North City Metering | 138 | Offshore_Wind |  |  | 0 | 0 | 0 | 0 | 0 | 0 | 0 | 0 | 0 | 0 | 0 | 0 | 0 | 0 | 0 | 0 | 0 | 0 | 0 | 0 | 0 | 0 | 0 | 0 | 0 | 0 | 0 | 0
PG&E GBA | North Dublin | 230 | Offshore_Wind |  |  | 0 | 0 | 0 | 0 | 0 | 0 | 0 | 0 | 0 | 0 | 0 | 0 | 0 | 0 | 0 | 0 | 0 | 0 | 0 | 0 | 0 | 0 | 0 | 0 | 0 | 0 | 0 | 0
SDGE | North Gila | 500 | Offshore_Wind |  |  | 0 | 0 | 0 | 0 | 0 | 0 | 0 | 0 | 0 | 0 | 0 | 0 | 0 | 0 | 0 | 0 | 0 | 0 | 0 | 0 | 0 | 0 | 0 | 0 | 0 | 0 | 0 | 0
SCE Metro | North of SONGS | 230 | Offshore_Wind |  |  | 0 | 0 | 0 | 0 | 0 | 0 | 0 | 0 | 0 | 0 | 0 | 0 | 0 | 0 | 0 | 0 | 0 | 0 | 0 | 0 | 0 | 0 | 0 | 0 | 0 | 0 | 0 | 0
SCE Metro | North of SONGS | 500 | Offshore_Wind |  |  | 0 | 0 | 0 | 0 | 0 | 0 | 0 | 0 | 0 | 0 | 0 | 0 | 0 | 0 | 0 | 0 | 0 | 0 | 0 | 0 | 0 | 0 | 0 | 0 | 0 | 0 | 0 | 0
PG&E NGBA | Notre Dame | 115 | Offshore_Wind |  |  | 0 | 0 | 0 | 0 | 0 | 0 | 0 | 0 | 0 | 0 | 0 | 0 | 0 | 0 | 0 | 0 | 0 | 0 | 0 | 0 | 0 | 0 | 0 | 0 | 0 | 0 | 0 | 0
PG&E GBA | Oakland C | 115 | Offshore_Wind |  |  | 0 | 0 | 0 | 0 | 0 | 0 | 0 | 0 | 0 | 0 | 0 | 0 | 0 | 0 | 0 | 0 | 0 | 0 | 0 | 0 | 0 | 0 | 0 | 0 | 0 | 0 | 0 | 0
PG&E GBA | Oakland J | 115 | Offshore_Wind |  |  | 0 | 0 | 0 | 0 | 0 | 0 | 0 | 0 | 0 | 0 | 0 | 0 | 0 | 0 | 0 | 0 | 0 | 0 | 0 | 0 | 0 | 0 | 0 | 0 | 0 | 0 | 0 | 0
PG&E GBA | Oakland L | 115 | Offshore_Wind |  |  | 0 | 0 | 0 | 0 | 0 | 0 | 0 | 0 | 0 | 0 | 0 | 0 | 0 | 0 | 0 | 0 | 0 | 0 | 0 | 0 | 0 | 0 | 0 | 0 | 0 | 0 | 0 | 0
PG&E GBA | Oakland X | 115 | Offshore_Wind |  |  | 0 | 0 | 0 | 0 | 0 | 0 | 0 | 0 | 0 | 0 | 0 | 0 | 0 | 0 | 0 | 0 | 0 | 0 | 0 | 0 | 0 | 0 | 0 | 0 | 0 | 0 | 0 | 0
PG&E KERN | Oceano | 115 | Offshore_Wind |  |  | 0 | 0 | 0 | 0 | 0 | 0 | 0 | 0 | 0 | 0 | 0 | 0 | 0 | 0 | 0 | 0 | 0 | 0 | 0 | 0 | 0 | 0 | 0 | 0 | 0 | 0 | 0 | 0
SDGE | Ocotillo Express | 500 | Offshore_Wind |  |  | 0 | 0 | 0 | 0 | 0 | 0 | 0 | 0 | 0 | 0 | 0 | 0 | 0 | 0 | 0 | 0 | 0 | 0 | 0 | 0 | 0 | 0 | 0 | 0 | 0 | 0 | 0 | 0
SDGE | Old Town | 230 | Offshore_Wind |  |  | 0 | 0 | 0 | 0 | 0 | 0 | 0 | 0 | 0 | 0 | 0 | 0 | 0 | 0 | 0 | 0 | 0 | 0 | 0 | 0 | 0 | 0 | 0 | 0 | 0 | 0 | 0 | 0
SCE Metro | Olinda | 230 | Offshore_Wind |  |  | 0 | 0 | 0 | 0 | 0 | 0 | 0 | 0 | 0 | 0 | 0 | 0 | 0 | 0 | 0 | 0 | 0 | 0 | 0 | 0 | 0 | 0 | 0 | 0 | 0 | 0 | 0 | 0
PG&E FRESNO | Olive | 115 | Offshore_Wind |  |  | 0 | 0 | 0 | 0 | 0 | 0 | 0 | 0 | 0 | 0 | 0 | 0 | 0 | 0 | 0 | 0 | 0 | 0 | 0 | 0 | 0 | 0 | 0 | 0 | 0 | 0 | 0 | 0
PG&E NGBA | Olivehurst | 115 | Offshore_Wind |  |  | 0 | 0 | 0 | 0 | 0 | 0 | 0 | 0 | 0 | 0 | 0 | 0 | 0 | 0 | 0 | 0 | 0 | 0 | 0 | 0 | 0 | 0 | 0 | 0 | 0 | 0 | 0 | 0
SCE Northern | Ormond Beach | 230 | Offshore_Wind |  |  | 0 | 0 | 0 | 0 | 0 | 0 | 0 | 0 | 0 | 0 | 0 | 0 | 0 | 0 | 0 | 0 | 0 | 0 | 0 | 0 | 0 | 0 | 0 | 0 | 0 | 0 | 0 | 0
PG&E FRESNO | Oro Loma | 115 | Offshore_Wind |  |  | 0 | 0 | 0 | 0 | 0 | 0 | 0 | 0 | 0 | 0 | 0 | 0 | 0 | 0 | 0 | 0 | 0 | 0 | 0 | 0 | 0 | 0 | 0 | 0 | 0 | 0 | 0 | 0
SDGE | Otay Mesa | 230 | Offshore_Wind |  |  | 0 | 0 | 0 | 0 | 0 | 0 | 0 | 0 | 0 | 0 | 0 | 0 | 0 | 0 | 0 | 0 | 0 | 0 | 0 | 0 | 0 | 0 | 0 | 0 | 0 | 0 | 0 | 0
PG&E FRESNO | Padre Flats SW STA | 230 | Offshore_Wind |  |  | 0 | 0 | 0 | 0 | 0 | 0 | 0 | 0 | 0 | 0 | 0 | 0 | 0 | 0 | 0 | 0 | 0 | 0 | 0 | 0 | 0 | 0 | 0 | 0 | 0 | 0 | 0 | 0
EOP | Pahrump | 138 | Offshore_Wind |  |  | 0 | 0 | 0 | 0 | 0 | 0 | 0 | 0 | 0 | 0 | 0 | 0 | 0 | 0 | 0 | 0 | 0 | 0 | 0 | 0 | 0 | 0 | 0 | 0 | 0 | 0 | 0 | 0
EOP | Pahrump | 230 | Offshore_Wind |  |  | 0 | 0 | 0 | 0 | 0 | 0 | 0 | 0 | 0 | 0 | 0 | 0 | 0 | 0 | 0 | 0 | 0 | 0 | 0 | 0 | 0 | 0 | 0 | 0 | 0 | 0 | 0 | 0
PG&E NGBA | Palermo | 115 | Offshore_Wind |  |  | 0 | 0 | 0 | 0 | 0 | 0 | 0 | 0 | 0 | 0 | 0 | 0 | 0 | 0 | 0 | 0 | 0 | 0 | 0 | 0 | 0 | 0 | 0 | 0 | 0 | 0 | 0 | 0
PG&E NGBA | Palermo | 230 | Offshore_Wind |  |  | 0 | 0 | 0 | 0 | 0 | 0 | 0 | 0 | 0 | 0 | 0 | 0 | 0 | 0 | 0 | 0 | 0 | 0 | 0 | 0 | 0 | 0 | 0 | 0 | 0 | 0 | 0 | 0
SCE Eastern | Palo Verde | 500 | Offshore_Wind |  |  | 0 | 0 | 0 | 0 | 0 | 0 | 0 | 0 | 0 | 0 | 0 | 0 | 0 | 0 | 0 | 0 | 0 | 0 | 0 | 0 | 0 | 0 | 0 | 0 | 0 | 0 | 0 | 0
SDGE | Palomar Energy | 230 | Offshore_Wind |  |  | 0 | 0 | 0 | 0 | 0 | 0 | 0 | 0 | 0 | 0 | 0 | 0 | 0 | 0 | 0 | 0 | 0 | 0 | 0 | 0 | 0 | 0 | 0 | 0 | 0 | 0 | 0 | 0
PG&E FRESNO | Panoche | 115 | Offshore_Wind |  |  | 0 | 0 | 0 | 0 | 0 | 0 | 0 | 0 | 0 | 0 | 0 | 0 | 0 | 0 | 0 | 0 | 0 | 0 | 0 | 0 | 0 | 0 | 0 | 0 | 0 | 0 | 0 | 0
PG&E FRESNO | Panoche | 230 | Offshore_Wind |  |  | 0 | 0 | 0 | 0 | 0 | 0 | 0 | 0 | 0 | 0 | 0 | 0 | 0 | 0 | 0 | 0 | 0 | 0 | 0 | 0 | 0 | 0 | 0 | 0 | 0 | 0 | 0 | 0
SCE Northern | Pardee | 230 | Offshore_Wind |  |  | 0 | 0 | 0 | 0 | 0 | 0 | 0 | 0 | 0 | 0 | 0 | 0 | 0 | 0 | 0 | 0 | 0 | 0 | 0 | 0 | 0 | 0 | 0 | 0 | 0 | 0 | 0 | 0
PG&E NGBA | Parkway | 230 | Offshore_Wind |  |  | 0 | 0 | 0 | 0 | 0 | 0 | 0 | 0 | 0 | 0 | 0 | 0 | 0 | 0 | 0 | 0 | 0 | 0 | 0 | 0 | 0 | 0 | 0 | 0 | 0 | 0 | 0 | 0
SCE Northern | Pastoria | 230 | Offshore_Wind |  |  | 0 | 0 | 0 | 0 | 0 | 0 | 0 | 0 | 0 | 0 | 0 | 0 | 0 | 0 | 0 | 0 | 0 | 0 | 0 | 0 | 0 | 0 | 0 | 0 | 0 | 0 | 0 | 0
SCE Metro | Pauda | 230 | Offshore_Wind |  |  | 0 | 0 | 0 | 0 | 0 | 0 | 0 | 0 | 0 | 0 | 0 | 0 | 0 | 0 | 0 | 0 | 0 | 0 | 0 | 0 | 0 | 0 | 0 | 0 | 0 | 0 | 0 | 0
PG&E GBA | Paul Sweet | 115 | Offshore_Wind |  |  | 0 | 0 | 0 | 0 | 0 | 0 | 0 | 0 | 0 | 0 | 0 | 0 | 0 | 0 | 0 | 0 | 0 | 0 | 0 | 0 | 0 | 0 | 0 | 0 | 0 | 0 | 0 | 0
PG&E NGBA | Peabody | 230 | Offshore_Wind |  |  | 0 | 0 | 0 | 0 | 0 | 0 | 0 | 0 | 0 | 0 | 0 | 0 | 0 | 0 | 0 | 0 | 0 | 0 | 0 | 0 | 0 | 0 | 0 | 0 | 0 | 0 | 0 | 0
PG&E NGBA | Pease | 115 | Offshore_Wind |  |  | 0 | 0 | 0 | 0 | 0 | 0 | 0 | 0 | 0 | 0 | 0 | 0 | 0 | 0 | 0 | 0 | 0 | 0 | 0 | 0 | 0 | 0 | 0 | 0 | 0 | 0 | 0 | 0
SDGE | Penasquitos | 138 | Offshore_Wind |  |  | 0 | 0 | 0 | 0 | 0 | 0 | 0 | 0 | 0 | 0 | 0 | 0 | 0 | 0 | 0 | 0 | 0 | 0 | 0 | 0 | 0 | 0 | 0 | 0 | 0 | 0 | 0 | 0
SDGE | Penasquitos | 230 | Offshore_Wind |  |  | 0 | 0 | 0 | 0 | 0 | 0 | 0 | 0 | 0 | 0 | 0 | 0 | 0 | 0 | 0 | 0 | 0 | 0 | 0 | 0 | 0 | 0 | 0 | 0 | 0 | 0 | 0 | 0
PG&E NGBA | Penngrove | 115 | Offshore_Wind |  |  | 0 | 0 | 0 | 0 | 0 | 0 | 0 | 0 | 0 | 0 | 0 | 0 | 0 | 0 | 0 | 0 | 0 | 0 | 0 | 0 | 0 | 0 | 0 | 0 | 0 | 0 | 0 | 0
PG&E GBA | Peoria | 115 | Offshore_Wind |  |  | 0 | 0 | 0 | 0 | 0 | 0 | 0 | 0 | 0 | 0 | 0 | 0 | 0 | 0 | 0 | 0 | 0 | 0 | 0 | 0 | 0 | 0 | 0 | 0 | 0 | 0 | 0 | 0
PG&E GBA | Piercy | 115 | Offshore_Wind |  |  | 0 | 0 | 0 | 0 | 0 | 0 | 0 | 0 | 0 | 0 | 0 | 0 | 0 | 0 | 0 | 0 | 0 | 0 | 0 | 0 | 0 | 0 | 0 | 0 | 0 | 0 | 0 | 0
PG&E FRESNO | Pine Flat | 230 | Offshore_Wind |  |  | 0 | 0 | 0 | 0 | 0 | 0 | 0 | 0 | 0 | 0 | 0 | 0 | 0 | 0 | 0 | 0 | 0 | 0 | 0 | 0 | 0 | 0 | 0 | 0 | 0 | 0 | 0 | 0
SCE NOL | Pisgah | 230 | Offshore_Wind |  |  | 0 | 0 | 0 | 0 | 0 | 0 | 0 | 0 | 0 | 0 | 0 | 0 | 0 | 0 | 0 | 0 | 0 | 0 | 0 | 0 | 0 | 0 | 0 | 0 | 0 | 0 | 0 | 0
PG&E NGBA | Pit 1 | 230 | Offshore_Wind |  |  | 0 | 0 | 0 | 0 | 0 | 0 | 0 | 0 | 0 | 0 | 0 | 0 | 0 | 0 | 0 | 0 | 0 | 0 | 0 | 0 | 0 | 0 | 0 | 0 | 0 | 0 | 0 | 0
PG&E NGBA | Pit 3 | 230 | Offshore_Wind |  |  | 0 | 0 | 0 | 0 | 0 | 0 | 0 | 0 | 0 | 0 | 0 | 0 | 0 | 0 | 0 | 0 | 0 | 0 | 0 | 0 | 0 | 0 | 0 | 0 | 0 | 0 | 0 | 0
PG&E NGBA | Pit 4 | 230 | Offshore_Wind |  |  | 0 | 0 | 0 | 0 | 0 | 0 | 0 | 0 | 0 | 0 | 0 | 0 | 0 | 0 | 0 | 0 | 0 | 0 | 0 | 0 | 0 | 0 | 0 | 0 | 0 | 0 | 0 | 0
PG&E GBA | Pittsburg | 115 | Offshore_Wind |  |  | 0 | 0 | 0 | 0 | 0 | 0 | 0 | 0 | 0 | 0 | 0 | 0 | 0 | 0 | 0 | 0 | 0 | 0 | 0 | 0 | 0 | 0 | 0 | 0 | 0 | 0 | 0 | 0
PG&E GBA | Pittsburg | 230 | Offshore_Wind |  |  | 0 | 0 | 0 | 0 | 0 | 0 | 0 | 0 | 0 | 0 | 0 | 0 | 0 | 0 | 0 | 0 | 0 | 0 | 0 | 0 | 0 | 0 | 0 | 0 | 0 | 0 | 0 | 0
PG&E NGBA | Pleasant Grove | 115 | Offshore_Wind |  |  | 0 | 0 | 0 | 0 | 0 | 0 | 0 | 0 | 0 | 0 | 0 | 0 | 0 | 0 | 0 | 0 | 0 | 0 | 0 | 0 | 0 | 0 | 0 | 0 | 0 | 0 | 0 | 0
PG&E NGBA | POE | 230 | Offshore_Wind |  |  | 0 | 0 | 0 | 0 | 0 | 0 | 0 | 0 | 0 | 0 | 0 | 0 | 0 | 0 | 0 | 0 | 0 | 0 | 0 | 0 | 0 | 0 | 0 | 0 | 0 | 0 | 0 | 0
PG&E KERN | Poso Mountain | 115 | Offshore_Wind |  |  | 0 | 0 | 0 | 0 | 0 | 0 | 0 | 0 | 0 | 0 | 0 | 0 | 0 | 0 | 0 | 0 | 0 | 0 | 0 | 0 | 0 | 0 | 0 | 0 | 0 | 0 | 0 | 0
EOP | Primm | 230 | Offshore_Wind |  |  | 0 | 0 | 0 | 0 | 0 | 0 | 0 | 0 | 0 | 0 | 0 | 0 | 0 | 0 | 0 | 0 | 0 | 0 | 0 | 0 | 0 | 0 | 0 | 0 | 0 | 0 | 0 | 0
PG&E NGBA | Putah Creek | 115 | Offshore_Wind |  |  | 0 | 0 | 0 | 0 | 0 | 0 | 0 | 0 | 0 | 0 | 0 | 0 | 0 | 0 | 0 | 0 | 0 | 0 | 0 | 0 | 0 | 0 | 0 | 0 | 0 | 0 | 0 | 0
SDGE | Q1806 | 138 | Offshore_Wind |  |  | 0 | 0 | 0 | 0 | 0 | 0 | 0 | 0 | 0 | 0 | 0 | 0 | 0 | 0 | 0 | 0 | 0 | 0 | 0 | 0 | 0 | 0 | 0 | 0 | 0 | 0 | 0 | 0
PG&E FRESNO | Quinto | 230 | Offshore_Wind |  |  | 0 | 0 | 0 | 0 | 0 | 0 | 0 | 0 | 0 | 0 | 0 | 0 | 0 | 0 | 0 | 0 | 0 | 0 | 0 | 0 | 0 | 0 | 0 | 0 | 0 | 0 | 0 | 0
PG&E GBA | Race Track | 115 | Offshore_Wind |  |  | 0 | 0 | 0 | 0 | 0 | 0 | 0 | 0 | 0 | 0 | 0 | 0 | 0 | 0 | 0 | 0 | 0 | 0 | 0 | 0 | 0 | 0 | 0 | 0 | 0 | 0 | 0 | 0
SDGE | Rancho Mission Viejo | 138 | Offshore_Wind |  |  | 0 | 0 | 0 | 0 | 0 | 0 | 0 | 0 | 0 | 0 | 0 | 0 | 0 | 0 | 0 | 0 | 0 | 0 | 0 | 0 | 0 | 0 | 0 | 0 | 0 | 0 | 0 | 0
PG&E GBA | Rancho Seco | 230 | Offshore_Wind |  |  | 0 | 0 | 0 | 0 | 0 | 0 | 0 | 0 | 0 | 0 | 0 | 0 | 0 | 0 | 0 | 0 | 0 | 0 | 0 | 0 | 0 | 0 | 0 | 0 | 0 | 0 | 0 | 0
SCE Metro | Rancho Vista | 230 | Offshore_Wind |  |  | 0 | 0 | 0 | 0 | 0 | 0 | 0 | 0 | 0 | 0 | 0 | 0 | 0 | 0 | 0 | 0 | 0 | 0 | 0 | 0 | 0 | 0 | 0 | 0 | 0 | 0 | 0 | 0
SCE Metro | Rancho Vista | 500 | Offshore_Wind |  |  | 0 | 0 | 0 | 0 | 0 | 0 | 0 | 0 | 0 | 0 | 0 | 0 | 0 | 0 | 0 | 0 | 0 | 0 | 0 | 0 | 0 | 0 | 0 | 0 | 0 | 0 | 0 | 0
SCE NOL | Ransburg | 115 | Offshore_Wind |  |  | 0 | 0 | 0 | 0 | 0 | 0 | 0 | 0 | 0 | 0 | 0 | 0 | 0 | 0 | 0 | 0 | 0 | 0 | 0 | 0 | 0 | 0 | 0 | 0 | 0 | 0 | 0 | 0
PG&E GBA | Ravenswood | 115 | Offshore_Wind |  |  | 0 | 0 | 0 | 0 | 0 | 0 | 0 | 0 | 0 | 0 | 0 | 0 | 0 | 0 | 0 | 0 | 0 | 0 | 0 | 0 | 0 | 0 | 0 | 0 | 0 | 0 | 0 | 0
PG&E GBA | Ravenswood | 230 | Offshore_Wind |  |  | 0 | 0 | 0 | 0 | 0 | 0 | 0 | 0 | 0 | 0 | 0 | 0 | 0 | 0 | 0 | 0 | 0 | 0 | 0 | 0 | 0 | 0 | 0 | 0 | 0 | 0 | 0 | 0
SCE Northern | Rector | 230 | Offshore_Wind |  |  | 0 | 0 | 0 | 0 | 0 | 0 | 0 | 0 | 0 | 0 | 0 | 0 | 0 | 0 | 0 | 0 | 0 | 0 | 0 | 0 | 0 | 0 | 0 | 0 | 0 | 0 | 0 | 0
SCE Eastern | Red Bluff | 230 | Offshore_Wind |  |  | 0 | 0 | 0 | 0 | 0 | 0 | 0 | 0 | 0 | 0 | 0 | 0 | 0 | 0 | 0 | 0 | 0 | 0 | 0 | 0 | 0 | 0 | 0 | 0 | 0 | 0 | 0 | 0
SCE Eastern | Red Bluff | 500 | Offshore_Wind |  |  | 0 | 0 | 0 | 0 | 0 | 0 | 0 | 0 | 0 | 0 | 0 | 0 | 0 | 0 | 0 | 0 | 0 | 0 | 0 | 0 | 0 | 0 | 0 | 0 | 0 | 0 | 0 | 0
PG&E NGBA | Redbud | 115 | Offshore_Wind |  |  | 0 | 0 | 0 | 0 | 0 | 0 | 0 | 0 | 0 | 0 | 0 | 0 | 0 | 0 | 0 | 0 | 0 | 0 | 0 | 0 | 0 | 0 | 0 | 0 | 0 | 0 | 0 | 0
SCE Metro | Redondo | 230 | Offshore_Wind |  |  | 0 | 0 | 0 | 0 | 0 | 0 | 0 | 0 | 0 | 0 | 0 | 0 | 0 | 0 | 0 | 0 | 0 | 0 | 0 | 0 | 0 | 0 | 0 | 0 | 0 | 0 | 0 | 0
PG&E FRESNO | Reedley | 115 | Offshore_Wind |  |  | 0 | 0 | 0 | 0 | 0 | 0 | 0 | 0 | 0 | 0 | 0 | 0 | 0 | 0 | 0 | 0 | 0 | 0 | 0 | 0 | 0 | 0 | 0 | 0 | 0 | 0 | 0 | 0
PG&E KERN | Renfro | 115 | Offshore_Wind |  |  | 0 | 0 | 0 | 0 | 0 | 0 | 0 | 0 | 0 | 0 | 0 | 0 | 0 | 0 | 0 | 0 | 0 | 0 | 0 | 0 | 0 | 0 | 0 | 0 | 0 | 0 | 0 | 0
PG&E GBA | Richmond R | 115 | Offshore_Wind |  |  | 0 | 0 | 0 | 0 | 0 | 0 | 0 | 0 | 0 | 0 | 0 | 0 | 0 | 0 | 0 | 0 | 0 | 0 | 0 | 0 | 0 | 0 | 0 | 0 | 0 | 0 | 0 | 0
PG&E NGBA | Rincon | 115 | Offshore_Wind |  |  | 0 | 0 | 0 | 0 | 0 | 0 | 0 | 0 | 0 | 0 | 0 | 0 | 0 | 0 | 0 | 0 | 0 | 0 | 0 | 0 | 0 | 0 | 0 | 0 | 0 | 0 | 0 | 0
PG&E KERN | Rio Bravo | 115 | Offshore_Wind |  |  | 0 | 0 | 0 | 0 | 0 | 0 | 0 | 0 | 0 | 0 | 0 | 0 | 0 | 0 | 0 | 0 | 0 | 0 | 0 | 0 | 0 | 0 | 0 | 0 | 0 | 0 | 0 | 0
SCE Metro | Rio Hondo | 230 | Offshore_Wind |  |  | 0 | 0 | 0 | 0 | 0 | 0 | 0 | 0 | 0 | 0 | 0 | 0 | 0 | 0 | 0 | 0 | 0 | 0 | 0 | 0 | 0 | 0 | 0 | 0 | 0 | 0 | 0 | 0
PG&E NGBA | Rio Oso | 115 | Offshore_Wind |  |  | 0 | 0 | 0 | 0 | 0 | 0 | 0 | 0 | 0 | 0 | 0 | 0 | 0 | 0 | 0 | 0 | 0 | 0 | 0 | 0 | 0 | 0 | 0 | 0 | 0 | 0 | 0 | 0
PG&E NGBA | Rio Oso | 230 | Offshore_Wind |  |  | 0 | 0 | 0 | 0 | 0 | 0 | 0 | 0 | 0 | 0 | 0 | 0 | 0 | 0 | 0 | 0 | 0 | 0 | 0 | 0 | 0 | 0 | 0 | 0 | 0 | 0 | 0 | 0
PG&E GBA | Ripon | 115 | Offshore_Wind |  |  | 0 | 0 | 0 | 0 | 0 | 0 | 0 | 0 | 0 | 0 | 0 | 0 | 0 | 0 | 0 | 0 | 0 | 0 | 0 | 0 | 0 | 0 | 0 | 0 | 0 | 0 | 0 | 0
PG&E GBA | Riverbank | 115 | Offshore_Wind |  |  | 0 | 0 | 0 | 0 | 0 | 0 | 0 | 0 | 0 | 0 | 0 | 0 | 0 | 0 | 0 | 0 | 0 | 0 | 0 | 0 | 0 | 0 | 0 | 0 | 0 | 0 | 0 | 0
SCE NOL | Roadway | 115 | Offshore_Wind |  |  | 0 | 0 | 0 | 0 | 0 | 0 | 0 | 0 | 0 | 0 | 0 | 0 | 0 | 0 | 0 | 0 | 0 | 0 | 0 | 0 | 0 | 0 | 0 | 0 | 0 | 0 | 0 | 0
PG&E NGBA | Rock Creek 1 | 230 | Offshore_Wind |  |  | 0 | 0 | 0 | 0 | 0 | 0 | 0 | 0 | 0 | 0 | 0 | 0 | 0 | 0 | 0 | 0 | 0 | 0 | 0 | 0 | 0 | 0 | 0 | 0 | 0 | 0 | 0 | 0
PG&E GBA | Rossmoor | 230 | Offshore_Wind |  |  | 0 | 0 | 0 | 0 | 0 | 0 | 0 | 0 | 0 | 0 | 0 | 0 | 0 | 0 | 0 | 0 | 0 | 0 | 0 | 0 | 0 | 0 | 0 | 0 | 0 | 0 | 0 | 0
PG&E NGBA | Round Mountain | 230 | Offshore_Wind |  |  | 0 | 0 | 0 | 0 | 0 | 0 | 0 | 0 | 0 | 0 | 0 | 0 | 0 | 0 | 0 | 0 | 0 | 0 | 0 | 0 | 0 | 0 | 0 | 0 | 0 | 0 | 0 | 0
PG&E NGBA | Round Mountain | 500 | Offshore_Wind |  |  | 0 | 0 | 0 | 0 | 0 | 0 | 0 | 0 | 0 | 0 | 0 | 0 | 0 | 0 | 0 | 0 | 0 | 0 | 0 | 0 | 0 | 0 | 0 | 0 | 0 | 0 | 0 | 0
PG&E GBA | Salado | 115 | Offshore_Wind |  |  | 0 | 0 | 0 | 0 | 0 | 0 | 0 | 0 | 0 | 0 | 0 | 0 | 0 | 0 | 0 | 0 | 0 | 0 | 0 | 0 | 0 | 0 | 0 | 0 | 0 | 0 | 0 | 0
PG&E GBA | Salinas | 115 | Offshore_Wind |  |  | 0 | 0 | 0 | 0 | 0 | 0 | 0 | 0 | 0 | 0 | 0 | 0 | 0 | 0 | 0 | 0 | 0 | 0 | 0 | 0 | 0 | 0 | 0 | 0 | 0 | 0 | 0 | 0
SCE Eastern | San Bernardino | 230 | Offshore_Wind |  |  | 0 | 0 | 0 | 0 | 0 | 0 | 0 | 0 | 0 | 0 | 0 | 0 | 0 | 0 | 0 | 0 | 0 | 0 | 0 | 0 | 0 | 0 | 0 | 0 | 0 | 0 | 0 | 0
PG&E GBA | SAN FRAN A (POTRERO PP) | 115 | Offshore_Wind |  |  | 0 | 0 | 0 | 0 | 0 | 0 | 0 | 0 | 0 | 0 | 0 | 0 | 0 | 0 | 0 | 0 | 0 | 0 | 0 | 0 | 0 | 0 | 0 | 0 | 0 | 0 | 0 | 0
PG&E GBA | SAN FRAN A (POTRERO PP) | 230 | Offshore_Wind |  |  | 0 | 0 | 0 | 0 | 0 | 0 | 0 | 0 | 0 | 0 | 0 | 0 | 0 | 0 | 0 | 0 | 0 | 0 | 0 | 0 | 0 | 0 | 0 | 0 | 0 | 0 | 0 | 0
PG&E GBA | San Jose A | 115 | Offshore_Wind |  |  | 0 | 0 | 0 | 0 | 0 | 0 | 0 | 0 | 0 | 0 | 0 | 0 | 0 | 0 | 0 | 0 | 0 | 0 | 0 | 0 | 0 | 0 | 0 | 0 | 0 | 0 | 0 | 0
PG&E GBA | San Jose B | 115 | Offshore_Wind |  |  | 0 | 0 | 0 | 0 | 0 | 0 | 0 | 0 | 0 | 0 | 0 | 0 | 0 | 0 | 0 | 0 | 0 | 0 | 0 | 0 | 0 | 0 | 0 | 0 | 0 | 0 | 0 | 0
PG&E GBA | San Leandro U | 115 | Offshore_Wind |  |  | 0 | 0 | 0 | 0 | 0 | 0 | 0 | 0 | 0 | 0 | 0 | 0 | 0 | 0 | 0 | 0 | 0 | 0 | 0 | 0 | 0 | 0 | 0 | 0 | 0 | 0 | 0 | 0
PG&E KERN | San Luis Obispo | 115 | Offshore_Wind |  |  | 0 | 0 | 0 | 0 | 0 | 0 | 0 | 0 | 0 | 0 | 0 | 0 | 0 | 0 | 0 | 0 | 0 | 0 | 0 | 0 | 0 | 0 | 0 | 0 | 0 | 0 | 0 | 0
SDGE | San Luis Rey | 230 | Offshore_Wind |  |  | 0 | 0 | 0 | 0 | 0 | 0 | 0 | 0 | 0 | 0 | 0 | 0 | 0 | 0 | 0 | 0 | 0 | 0 | 0 | 0 | 0 | 0 | 0 | 0 | 0 | 0 | 0 | 0
SCE Metro | San Onofre | 230 | Offshore_Wind |  |  | 0 | 0 | 0 | 0 | 0 | 0 | 0 | 0 | 0 | 0 | 0 | 0 | 0 | 0 | 0 | 0 | 0 | 0 | 0 | 0 | 0 | 0 | 0 | 0 | 0 | 0 | 0 | 0
PG&E GBA | San Pablo | 115 | Offshore_Wind |  |  | 0 | 0 | 0 | 0 | 0 | 0 | 0 | 0 | 0 | 0 | 0 | 0 | 0 | 0 | 0 | 0 | 0 | 0 | 0 | 0 | 0 | 0 | 0 | 0 | 0 | 0 | 0 | 0
PG&E GBA | San Ramon | 230 | Offshore_Wind |  |  | 0 | 0 | 0 | 0 | 0 | 0 | 0 | 0 | 0 | 0 | 0 | 0 | 0 | 0 | 0 | 0 | 0 | 0 | 0 | 0 | 0 | 0 | 0 | 0 | 0 | 0 | 0 | 0
SCE NOL | Sandlot | 230 | Offshore_Wind |  |  | 0 | 0 | 0 | 0 | 0 | 0 | 0 | 0 | 0 | 0 | 0 | 0 | 0 | 0 | 0 | 0 | 0 | 0 | 0 | 0 | 0 | 0 | 0 | 0 | 0 | 0 | 0 | 0
EOP | Sandy | 138 | Offshore_Wind |  |  | 0 | 0 | 0 | 0 | 0 | 0 | 0 | 0 | 0 | 0 | 0 | 0 | 0 | 0 | 0 | 0 | 0 | 0 | 0 | 0 | 0 | 0 | 0 | 0 | 0 | 0 | 0 | 0
PG&E FRESNO | Sanger | 115 | Offshore_Wind |  |  | 0 | 0 | 0 | 0 | 0 | 0 | 0 | 0 | 0 | 0 | 0 | 0 | 0 | 0 | 0 | 0 | 0 | 0 | 0 | 0 | 0 | 0 | 0 | 0 | 0 | 0 | 0 | 0
SCE Northern | Santa Clara | 230 | Offshore_Wind |  |  | 0 | 0 | 0 | 0 | 0 | 0 | 0 | 0 | 0 | 0 | 0 | 0 | 0 | 0 | 0 | 0 | 0 | 0 | 0 | 0 | 0 | 0 | 0 | 0 | 0 | 0 | 0 | 0
PG&E NGBA | Santa Rosa A | 115 | Offshore_Wind |  |  | 0 | 0 | 0 | 0 | 0 | 0 | 0 | 0 | 0 | 0 | 0 | 0 | 0 | 0 | 0 | 0 | 0 | 0 | 0 | 0 | 0 | 0 | 0 | 0 | 0 | 0 | 0 | 0
PG&E GBA | Santa Teresa | 115 | Offshore_Wind |  |  | 0 | 0 | 0 | 0 | 0 | 0 | 0 | 0 | 0 | 0 | 0 | 0 | 0 | 0 | 0 | 0 | 0 | 0 | 0 | 0 | 0 | 0 | 0 | 0 | 0 | 0 | 0 | 0
SDGE | Santee | 138 | Offshore_Wind |  |  | 0 | 0 | 0 | 0 | 0 | 0 | 0 | 0 | 0 | 0 | 0 | 0 | 0 | 0 | 0 | 0 | 0 | 0 | 0 | 0 | 0 | 0 | 0 | 0 | 0 | 0 | 0 | 0
SCE Metro | Santiago | 230 | Offshore_Wind |  |  | 0 | 0 | 0 | 0 | 0 | 0 | 0 | 0 | 0 | 0 | 0 | 0 | 0 | 0 | 0 | 0 | 0 | 0 | 0 | 0 | 0 | 0 | 0 | 0 | 0 | 0 | 0 | 0
PG&E GBA | Saratoga | 230 | Offshore_Wind |  |  | 0 | 0 | 0 | 0 | 0 | 0 | 0 | 0 | 0 | 0 | 0 | 0 | 0 | 0 | 0 | 0 | 0 | 0 | 0 | 0 | 0 | 0 | 0 | 0 | 0 | 0 | 0 | 0
SCE Northern | Saugus | 230 | Offshore_Wind |  |  | 0 | 0 | 0 | 0 | 0 | 0 | 0 | 0 | 0 | 0 | 0 | 0 | 0 | 0 | 0 | 0 | 0 | 0 | 0 | 0 | 0 | 0 | 0 | 0 | 0 | 0 | 0 | 0
PG&E FRESNO | Schindler | 115 | Offshore_Wind |  |  | 0 | 0 | 0 | 0 | 0 | 0 | 0 | 0 | 0 | 0 | 0 | 0 | 0 | 0 | 0 | 0 | 0 | 0 | 0 | 0 | 0 | 0 | 0 | 0 | 0 | 0 | 0 | 0
PG&E GBA | Schulte | 115 | Offshore_Wind |  |  | 0 | 0 | 0 | 0 | 0 | 0 | 0 | 0 | 0 | 0 | 0 | 0 | 0 | 0 | 0 | 0 | 0 | 0 | 0 | 0 | 0 | 0 | 0 | 0 | 0 | 0 | 0 | 0
PG&E KERN | Semitropic | 115 | Offshore_Wind |  |  | 0 | 0 | 0 | 0 | 0 | 0 | 0 | 0 | 0 | 0 | 0 | 0 | 0 | 0 | 0 | 0 | 0 | 0 | 0 | 0 | 0 | 0 | 0 | 0 | 0 | 0 | 0 | 0
SCE Metro | Serrano | 230 | Offshore_Wind |  |  | 0 | 0 | 0 | 0 | 0 | 0 | 0 | 0 | 0 | 0 | 0 | 0 | 0 | 0 | 0 | 0 | 0 | 0 | 0 | 0 | 0 | 0 | 0 | 0 | 0 | 0 | 0 | 0
SCE Metro | Serrano | 500 | Offshore_Wind |  |  | 0 | 0 | 0 | 0 | 0 | 0 | 0 | 0 | 0 | 0 | 0 | 0 | 0 | 0 | 0 | 0 | 0 | 0 | 0 | 0 | 0 | 0 | 0 | 0 | 0 | 0 | 0 | 0
SDGE | Shadowridge | 138 | Offshore_Wind |  |  | 0 | 0 | 0 | 0 | 0 | 0 | 0 | 0 | 0 | 0 | 0 | 0 | 0 | 0 | 0 | 0 | 0 | 0 | 0 | 0 | 0 | 0 | 0 | 0 | 0 | 0 | 0 | 0
PG&E KERN | Shafter | 115 | Offshore_Wind |  |  | 0 | 0 | 0 | 0 | 0 | 0 | 0 | 0 | 0 | 0 | 0 | 0 | 0 | 0 | 0 | 0 | 0 | 0 | 0 | 0 | 0 | 0 | 0 | 0 | 0 | 0 | 0 | 0
PG&E NGBA | Silverado | 115 | Offshore_Wind |  |  | 0 | 0 | 0 | 0 | 0 | 0 | 0 | 0 | 0 | 0 | 0 | 0 | 0 | 0 | 0 | 0 | 0 | 0 | 0 | 0 | 0 | 0 | 0 | 0 | 0 | 0 | 0 | 0
SDGE | Silvergate | 230 | Offshore_Wind |  |  | 0 | 0 | 0 | 0 | 0 | 0 | 0 | 0 | 0 | 0 | 0 | 0 | 0 | 0 | 0 | 0 | 0 | 0 | 0 | 0 | 0 | 0 | 0 | 0 | 0 | 0 | 0 | 0
PG&E KERN | Sisquoc | 115 | Offshore_Wind |  |  | 0 | 0 | 0 | 0 | 0 | 0 | 0 | 0 | 0 | 0 | 0 | 0 | 0 | 0 | 0 | 0 | 0 | 0 | 0 | 0 | 0 | 0 | 0 | 0 | 0 | 0 | 0 | 0
EOP | Sloan Canyon | 230 | Offshore_Wind |  |  | 0 | 0 | 0 | 0 | 0 | 0 | 0 | 0 | 0 | 0 | 0 | 0 | 0 | 0 | 0 | 0 | 0 | 0 | 0 | 0 | 0 | 0 | 0 | 0 | 0 | 0 | 0 | 0
EOP | Sloan Canyon | 500 | Offshore_Wind |  |  | 0 | 0 | 0 | 0 | 0 | 0 | 0 | 0 | 0 | 0 | 0 | 0 | 0 | 0 | 0 | 0 | 0 | 0 | 0 | 0 | 0 | 0 | 0 | 0 | 0 | 0 | 0 | 0
PG&E KERN | Smyrna | 115 | Offshore_Wind |  |  | 0 | 0 | 0 | 0 | 0 | 0 | 0 | 0 | 0 | 0 | 0 | 0 | 0 | 0 | 0 | 0 | 0 | 0 | 0 | 0 | 0 | 0 | 0 | 0 | 0 | 0 | 0 | 0
PG&E GBA | Sobrante | 115 | Offshore_Wind |  |  | 0 | 0 | 0 | 0 | 0 | 0 | 0 | 0 | 0 | 0 | 0 | 0 | 0 | 0 | 0 | 0 | 0 | 0 | 0 | 0 | 0 | 0 | 0 | 0 | 0 | 0 | 0 | 0
PG&E GBA | Sobrante | 230 | Offshore_Wind |  |  | 0 | 0 | 0 | 0 | 0 | 0 | 0 | 0 | 0 | 0 | 0 | 0 | 0 | 0 | 0 | 0 | 0 | 0 | 0 | 0 | 0 | 0 | 0 | 0 | 0 | 0 | 0 | 0
PG&E KERN | Solar | 230 | Offshore_Wind |  |  | 0 | 0 | 0 | 0 | 0 | 0 | 0 | 0 | 0 | 0 | 0 | 0 | 0 | 0 | 0 | 0 | 0 | 0 | 0 | 0 | 0 | 0 | 0 | 0 | 0 | 0 | 0 | 0
PG&E GBA | Soledad | 115 | Offshore_Wind |  |  | 0 | 0 | 0 | 0 | 0 | 0 | 0 | 0 | 0 | 0 | 0 | 0 | 0 | 0 | 0 | 0 | 0 | 0 | 0 | 0 | 0 | 0 | 0 | 0 | 0 | 0 | 0 | 0
SCE Northern | Springville | 230 | Offshore_Wind |  |  | 0 | 0 | 0 | 0 | 0 | 0 | 0 | 0 | 0 | 0 | 0 | 0 | 0 | 0 | 0 | 0 | 0 | 0 | 0 | 0 | 0 | 0 | 0 | 0 | 0 | 0 | 0 | 0
PG&E GBA | Stagg | 230 | Offshore_Wind |  |  | 0 | 0 | 0 | 0 | 0 | 0 | 0 | 0 | 0 | 0 | 0 | 0 | 0 | 0 | 0 | 0 | 0 | 0 | 0 | 0 | 0 | 0 | 0 | 0 | 0 | 0 | 0 | 0
PG&E GBA | Standard Oil | 115 | Offshore_Wind |  |  | 0 | 0 | 0 | 0 | 0 | 0 | 0 | 0 | 0 | 0 | 0 | 0 | 0 | 0 | 0 | 0 | 0 | 0 | 0 | 0 | 0 | 0 | 0 | 0 | 0 | 0 | 0 | 0
PG&E GBA | Stanislaus | 115 | Offshore_Wind |  |  | 0 | 0 | 0 | 0 | 0 | 0 | 0 | 0 | 0 | 0 | 0 | 0 | 0 | 0 | 0 | 0 | 0 | 0 | 0 | 0 | 0 | 0 | 0 | 0 | 0 | 0 | 0 | 0
PG&E KERN | Stockdale | 115 | Offshore_Wind |  |  | 0 | 0 | 0 | 0 | 0 | 0 | 0 | 0 | 0 | 0 | 0 | 0 | 0 | 0 | 0 | 0 | 0 | 0 | 0 | 0 | 0 | 0 | 0 | 0 | 0 | 0 | 0 | 0
PG&E KERN | Stockdale | 230 | Offshore_Wind |  |  | 0 | 0 | 0 | 0 | 0 | 0 | 0 | 0 | 0 | 0 | 0 | 0 | 0 | 0 | 0 | 0 | 0 | 0 | 0 | 0 | 0 | 0 | 0 | 0 | 0 | 0 | 0 | 0
PG&E GBA | Stockton A | 115 | Offshore_Wind |  |  | 0 | 0 | 0 | 0 | 0 | 0 | 0 | 0 | 0 | 0 | 0 | 0 | 0 | 0 | 0 | 0 | 0 | 0 | 0 | 0 | 0 | 0 | 0 | 0 | 0 | 0 | 0 | 0
PG&E GBA | Stone | 115 | Offshore_Wind |  |  | 0 | 0 | 0 | 0 | 0 | 0 | 0 | 0 | 0 | 0 | 0 | 0 | 0 | 0 | 0 | 0 | 0 | 0 | 0 | 0 | 0 | 0 | 0 | 0 | 0 | 0 | 0 | 0
PG&E FRESNO | Storey | 230 | Offshore_Wind |  |  | 0 | 0 | 0 | 0 | 0 | 0 | 0 | 0 | 0 | 0 | 0 | 0 | 0 | 0 | 0 | 0 | 0 | 0 | 0 | 0 | 0 | 0 | 0 | 0 | 0 | 0 | 0 | 0
PG&E NGBA | Summit | 115 | Offshore_Wind |  |  | 0 | 0 | 0 | 0 | 0 | 0 | 0 | 0 | 0 | 0 | 0 | 0 | 0 | 0 | 0 | 0 | 0 | 0 | 0 | 0 | 0 | 0 | 0 | 0 | 0 | 0 | 0 | 0
SDGE | Suncrest | 230 | Offshore_Wind |  |  | 0 | 0 | 0 | 0 | 0 | 0 | 0 | 0 | 0 | 0 | 0 | 0 | 0 | 0 | 0 | 0 | 0 | 0 | 0 | 0 | 0 | 0 | 0 | 0 | 0 | 0 | 0 | 0
SDGE | Suncrest | 500 | Offshore_Wind |  |  | 0 | 0 | 0 | 0 | 0 | 0 | 0 | 0 | 0 | 0 | 0 | 0 | 0 | 0 | 0 | 0 | 0 | 0 | 0 | 0 | 0 | 0 | 0 | 0 | 0 | 0 | 0 | 0
PG&E KERN | Sunrise | 230 | Offshore_Wind |  |  | 0 | 0 | 0 | 0 | 0 | 0 | 0 | 0 | 0 | 0 | 0 | 0 | 0 | 0 | 0 | 0 | 0 | 0 | 0 | 0 | 0 | 0 | 0 | 0 | 0 | 0 | 0 | 0
PG&E KERN | Sunset | 230 | Offshore_Wind |  |  | 0 | 0 | 0 | 0 | 0 | 0 | 0 | 0 | 0 | 0 | 0 | 0 | 0 | 0 | 0 | 0 | 0 | 0 | 0 | 0 | 0 | 0 | 0 | 0 | 0 | 0 | 0 | 0
PG&E GBA | Swift | 115 | Offshore_Wind |  |  | 0 | 0 | 0 | 0 | 0 | 0 | 0 | 0 | 0 | 0 | 0 | 0 | 0 | 0 | 0 | 0 | 0 | 0 | 0 | 0 | 0 | 0 | 0 | 0 | 0 | 0 | 0 | 0
SDGE | Sycamore Canyon | 138 | Offshore_Wind |  |  | 0 | 0 | 0 | 0 | 0 | 0 | 0 | 0 | 0 | 0 | 0 | 0 | 0 | 0 | 0 | 0 | 0 | 0 | 0 | 0 | 0 | 0 | 0 | 0 | 0 | 0 | 0 | 0
SDGE | Sycamore Canyon | 230 | Offshore_Wind |  |  | 0 | 0 | 0 | 0 | 0 | 0 | 0 | 0 | 0 | 0 | 0 | 0 | 0 | 0 | 0 | 0 | 0 | 0 | 0 | 0 | 0 | 0 | 0 | 0 | 0 | 0 | 0 | 0
SCE Northern | Sylmar | 230 | Offshore_Wind |  |  | 0 | 0 | 0 | 0 | 0 | 0 | 0 | 0 | 0 | 0 | 0 | 0 | 0 | 0 | 0 | 0 | 0 | 0 | 0 | 0 | 0 | 0 | 0 | 0 | 0 | 0 | 0 | 0
PG&E NGBA | Table Mountain | 115 | Offshore_Wind |  |  | 0 | 0 | 0 | 0 | 0 | 0 | 0 | 0 | 0 | 0 | 0 | 0 | 0 | 0 | 0 | 0 | 0 | 0 | 0 | 0 | 0 | 0 | 0 | 0 | 0 | 0 | 0 | 0
PG&E NGBA | Table Mountain | 230 | Offshore_Wind |  |  | 0 | 0 | 0 | 0 | 0 | 0 | 0 | 0 | 0 | 0 | 0 | 0 | 0 | 0 | 0 | 0 | 0 | 0 | 0 | 0 | 0 | 0 | 0 | 0 | 0 | 0 | 0 | 0
PG&E NGBA | Table Mountain | 500 | Offshore_Wind |  |  | 0 | 0 | 0 | 0 | 0 | 0 | 0 | 0 | 0 | 0 | 0 | 0 | 0 | 0 | 0 | 0 | 0 | 0 | 0 | 0 | 0 | 0 | 0 | 0 | 0 | 0 | 0 | 0
PG&E KERN | Taft | 115 | Offshore_Wind |  |  | 0 | 0 | 0 | 0 | 0 | 0 | 0 | 0 | 0 | 0 | 0 | 0 | 0 | 0 | 0 | 0 | 0 | 0 | 0 | 0 | 0 | 0 | 0 | 0 | 0 | 0 | 0 | 0
SDGE | Talega | 138 | Offshore_Wind |  |  | 0 | 0 | 0 | 0 | 0 | 0 | 0 | 0 | 0 | 0 | 0 | 0 | 0 | 0 | 0 | 0 | 0 | 0 | 0 | 0 | 0 | 0 | 0 | 0 | 0 | 0 | 0 | 0
SDGE | Talega | 230 | Offshore_Wind |  |  | 0 | 0 | 0 | 0 | 0 | 0 | 0 | 0 | 0 | 0 | 0 | 0 | 0 | 0 | 0 | 0 | 0 | 0 | 0 | 0 | 0 | 0 | 0 | 0 | 0 | 0 | 0 | 0
PG&E GBA | Tassajara | 230 | Offshore_Wind |  |  | 0 | 0 | 0 | 0 | 0 | 0 | 0 | 0 | 0 | 0 | 0 | 0 | 0 | 0 | 0 | 0 | 0 | 0 | 0 | 0 | 0 | 0 | 0 | 0 | 0 | 0 | 0 | 0
SDGE | Telegraph Canyon | 138 | Offshore_Wind |  |  | 0 | 0 | 0 | 0 | 0 | 0 | 0 | 0 | 0 | 0 | 0 | 0 | 0 | 0 | 0 | 0 | 0 | 0 | 0 | 0 | 0 | 0 | 0 | 0 | 0 | 0 | 0 | 0
PG&E KERN | Temblor | 115 | Offshore_Wind |  |  | 0 | 0 | 0 | 0 | 0 | 0 | 0 | 0 | 0 | 0 | 0 | 0 | 0 | 0 | 0 | 0 | 0 | 0 | 0 | 0 | 0 | 0 | 0 | 0 | 0 | 0 | 0 | 0
PG&E KERN | Templeton | 230 | Offshore_Wind |  |  | 0 | 0 | 0 | 0 | 0 | 0 | 0 | 0 | 0 | 0 | 0 | 0 | 0 | 0 | 0 | 0 | 0 | 0 | 0 | 0 | 0 | 0 | 0 | 0 | 0 | 0 | 0 | 0
PG&E GBA | Tesla | 115 | Offshore_Wind |  |  | 0 | 0 | 0 | 0 | 0 | 0 | 0 | 0 | 0 | 0 | 0 | 0 | 0 | 0 | 0 | 0 | 0 | 0 | 0 | 0 | 0 | 0 | 0 | 0 | 0 | 0 | 0 | 0
PG&E GBA | Tesla | 230 | Offshore_Wind |  |  | 0 | 0 | 0 | 0 | 0 | 0 | 0 | 0 | 0 | 0 | 0 | 0 | 0 | 0 | 0 | 0 | 0 | 0 | 0 | 0 | 0 | 0 | 0 | 0 | 0 | 0 | 0 | 0
PG&E GBA | Tesla | 500 | Offshore_Wind |  |  | 0 | 0 | 0 | 0 | 0 | 0 | 0 | 0 | 0 | 0 | 0 | 0 | 0 | 0 | 0 | 0 | 0 | 0 | 0 | 0 | 0 | 0 | 0 | 0 | 0 | 0 | 0 | 0
PG&E KERN | Tevis | 115 | Offshore_Wind |  |  | 0 | 0 | 0 | 0 | 0 | 0 | 0 | 0 | 0 | 0 | 0 | 0 | 0 | 0 | 0 | 0 | 0 | 0 | 0 | 0 | 0 | 0 | 0 | 0 | 0 | 0 | 0 | 0
EOP | Thousandaire | 138 | Offshore_Wind |  |  | 0 | 0 | 0 | 0 | 0 | 0 | 0 | 0 | 0 | 0 | 0 | 0 | 0 | 0 | 0 | 0 | 0 | 0 | 0 | 0 | 0 | 0 | 0 | 0 | 0 | 0 | 0 | 0
PG&E KERN | Topaz | 230 | Offshore_Wind |  |  | 0 | 0 | 0 | 0 | 0 | 0 | 0 | 0 | 0 | 0 | 0 | 0 | 0 | 0 | 0 | 0 | 0 | 0 | 0 | 0 | 0 | 0 | 0 | 0 | 0 | 0 | 0 | 0
SCE NOL | Tortilla | 115 | Offshore_Wind |  |  | 0 | 0 | 0 | 0 | 0 | 0 | 0 | 0 | 0 | 0 | 0 | 0 | 0 | 0 | 0 | 0 | 0 | 0 | 0 | 0 | 0 | 0 | 0 | 0 | 0 | 0 | 0 | 0
SDGE | Trabuco | 138 | Offshore_Wind |  |  | 0 | 0 | 0 | 0 | 0 | 0 | 0 | 0 | 0 | 0 | 0 | 0 | 0 | 0 | 0 | 0 | 0 | 0 | 0 | 0 | 0 | 0 | 0 | 0 | 0 | 0 | 0 | 0
PG&E GBA | Tracy | 115 | Offshore_Wind |  |  | 0 | 0 | 0 | 0 | 0 | 0 | 0 | 0 | 0 | 0 | 0 | 0 | 0 | 0 | 0 | 0 | 0 | 0 | 0 | 0 | 0 | 0 | 0 | 0 | 0 | 0 | 0 | 0
PG&E FRESNO | Tranquility | 230 | Offshore_Wind |  |  | 0 | 0 | 0 | 0 | 0 | 0 | 0 | 0 | 0 | 0 | 0 | 0 | 0 | 0 | 0 | 0 | 0 | 0 | 0 | 0 | 0 | 0 | 0 | 0 | 0 | 0 | 0 | 0
PG&E GBA | Trimble | 115 | Offshore_Wind |  |  | 0 | 0 | 0 | 0 | 0 | 0 | 0 | 0 | 0 | 0 | 0 | 0 | 0 | 0 | 0 | 0 | 0 | 0 | 0 | 0 | 0 | 0 | 0 | 0 | 0 | 0 | 0 | 0
EOP | Trout Canyon | 230 | Offshore_Wind |  |  | 0 | 0 | 0 | 0 | 0 | 0 | 0 | 0 | 0 | 0 | 0 | 0 | 0 | 0 | 0 | 0 | 0 | 0 | 0 | 0 | 0 | 0 | 0 | 0 | 0 | 0 | 0 | 0
EOP | Trout Canyon | 500 | Offshore_Wind |  |  | 0 | 0 | 0 | 0 | 0 | 0 | 0 | 0 | 0 | 0 | 0 | 0 | 0 | 0 | 0 | 0 | 0 | 0 | 0 | 0 | 0 | 0 | 0 | 0 | 0 | 0 | 0 | 0
PG&E NGBA | Tulucay | 230 | Offshore_Wind |  |  | 0 | 0 | 0 | 0 | 0 | 0 | 0 | 0 | 0 | 0 | 0 | 0 | 0 | 0 | 0 | 0 | 0 | 0 | 0 | 0 | 0 | 0 | 0 | 0 | 0 | 0 | 0 | 0
PG&E KERN | Tupman | 115 | Offshore_Wind |  |  | 0 | 0 | 0 | 0 | 0 | 0 | 0 | 0 | 0 | 0 | 0 | 0 | 0 | 0 | 0 | 0 | 0 | 0 | 0 | 0 | 0 | 0 | 0 | 0 | 0 | 0 | 0 | 0
PG&E NGBA | Ukiah | 115 | Offshore_Wind |  |  | 0 | 0 | 0 | 0 | 0 | 0 | 0 | 0 | 0 | 0 | 0 | 0 | 0 | 0 | 0 | 0 | 0 | 0 | 0 | 0 | 0 | 0 | 0 | 0 | 0 | 0 | 0 | 0
PG&E NGBA | Vaca Dixon | 115 | Offshore_Wind |  |  | 0 | 0 | 0 | 0 | 0 | 0 | 0 | 0 | 0 | 0 | 0 | 0 | 0 | 0 | 0 | 0 | 0 | 0 | 0 | 0 | 0 | 0 | 0 | 0 | 0 | 0 | 0 | 0
PG&E NGBA | Vaca Dixon | 230 | Offshore_Wind |  |  | 0 | 0 | 0 | 0 | 0 | 0 | 0 | 0 | 0 | 0 | 0 | 0 | 0 | 0 | 0 | 0 | 0 | 0 | 0 | 0 | 0 | 0 | 0 | 0 | 0 | 0 | 0 | 0
PG&E NGBA | Vaca Dixon | 500 | Offshore_Wind |  |  | 0 | 0 | 0 | 0 | 0 | 0 | 0 | 0 | 0 | 0 | 0 | 0 | 0 | 0 | 0 | 0 | 0 | 0 | 0 | 0 | 0 | 0 | 0 | 0 | 0 | 0 | 0 | 0
SCE Eastern | Valley (SCE) | 500 | Offshore_Wind |  |  | 0 | 0 | 0 | 0 | 0 | 0 | 0 | 0 | 0 | 0 | 0 | 0 | 0 | 0 | 0 | 0 | 0 | 0 | 0 | 0 | 0 | 0 | 0 | 0 | 0 | 0 | 0 | 0
EOP | Valley (VEA) | 138 | Offshore_Wind |  |  | 0 | 0 | 0 | 0 | 0 | 0 | 0 | 0 | 0 | 0 | 0 | 0 | 0 | 0 | 0 | 0 | 0 | 0 | 0 | 0 | 0 | 0 | 0 | 0 | 0 | 0 | 0 | 0
PG&E GBA | Valley Home | 115 | Offshore_Wind |  |  | 0 | 0 | 0 | 0 | 0 | 0 | 0 | 0 | 0 | 0 | 0 | 0 | 0 | 0 | 0 | 0 | 0 | 0 | 0 | 0 | 0 | 0 | 0 | 0 | 0 | 0 | 0 | 0
PG&E GBA | Valley Springs | 230 | Offshore_Wind |  |  | 0 | 0 | 0 | 0 | 0 | 0 | 0 | 0 | 0 | 0 | 0 | 0 | 0 | 0 | 0 | 0 | 0 | 0 | 0 | 0 | 0 | 0 | 0 | 0 | 0 | 0 | 0 | 0
EOP | Valley Switch | 138 | Offshore_Wind |  |  | 0 | 0 | 0 | 0 | 0 | 0 | 0 | 0 | 0 | 0 | 0 | 0 | 0 | 0 | 0 | 0 | 0 | 0 | 0 | 0 | 0 | 0 | 0 | 0 | 0 | 0 | 0 | 0
EOP | Valley Switch | 230 | Offshore_Wind |  |  | 0 | 0 | 0 | 0 | 0 | 0 | 0 | 0 | 0 | 0 | 0 | 0 | 0 | 0 | 0 | 0 | 0 | 0 | 0 | 0 | 0 | 0 | 0 | 0 | 0 | 0 | 0 | 0
PG&E GBA | Vasco | 230 | Offshore_Wind |  |  | 0 | 0 | 0 | 0 | 0 | 0 | 0 | 0 | 0 | 0 | 0 | 0 | 0 | 0 | 0 | 0 | 0 | 0 | 0 | 0 | 0 | 0 | 0 | 0 | 0 | 0 | 0 | 0
PG&E GBA | Vasona | 230 | Offshore_Wind |  |  | 0 | 0 | 0 | 0 | 0 | 0 | 0 | 0 | 0 | 0 | 0 | 0 | 0 | 0 | 0 | 0 | 0 | 0 | 0 | 0 | 0 | 0 | 0 | 0 | 0 | 0 | 0 | 0
SCE Northern | Vestal | 230 | Offshore_Wind |  |  | 0 | 0 | 0 | 0 | 0 | 0 | 0 | 0 | 0 | 0 | 0 | 0 | 0 | 0 | 0 | 0 | 0 | 0 | 0 | 0 | 0 | 0 | 0 | 0 | 0 | 0 | 0 | 0
SCE NOL | Victor | 115 | Offshore_Wind |  |  | 0 | 0 | 0 | 0 | 0 | 0 | 0 | 0 | 0 | 0 | 0 | 0 | 0 | 0 | 0 | 0 | 0 | 0 | 0 | 0 | 0 | 0 | 0 | 0 | 0 | 0 | 0 | 0
SCE NOL | Victor | 230 | Offshore_Wind |  |  | 0 | 0 | 0 | 0 | 0 | 0 | 0 | 0 | 0 | 0 | 0 | 0 | 0 | 0 | 0 | 0 | 0 | 0 | 0 | 0 | 0 | 0 | 0 | 0 | 0 | 0 | 0 | 0
SCE Metro | Viejo | 230 | Offshore_Wind |  |  | 0 | 0 | 0 | 0 | 0 | 0 | 0 | 0 | 0 | 0 | 0 | 0 | 0 | 0 | 0 | 0 | 0 | 0 | 0 | 0 | 0 | 0 | 0 | 0 | 0 | 0 | 0 | 0
PG&E GBA | Vierra | 115 | Offshore_Wind |  |  | 0 | 0 | 0 | 0 | 0 | 0 | 0 | 0 | 0 | 0 | 0 | 0 | 0 | 0 | 0 | 0 | 0 | 0 | 0 | 0 | 0 | 0 | 0 | 0 | 0 | 0 | 0 | 0
SCE Metro | Villa Park | 230 | Offshore_Wind |  |  | 0 | 0 | 0 | 0 | 0 | 0 | 0 | 0 | 0 | 0 | 0 | 0 | 0 | 0 | 0 | 0 | 0 | 0 | 0 | 0 | 0 | 0 | 0 | 0 | 0 | 0 | 0 | 0
SCE Northern | Vincent | 230 | Offshore_Wind |  |  | 0 | 0 | 0 | 0 | 0 | 0 | 0 | 0 | 0 | 0 | 0 | 0 | 0 | 0 | 0 | 0 | 0 | 0 | 0 | 0 | 0 | 0 | 0 | 0 | 0 | 0 | 0 | 0
SCE Northern | Vincent | 500 | Offshore_Wind |  |  | 0 | 0 | 0 | 0 | 0 | 0 | 0 | 0 | 0 | 0 | 0 | 0 | 0 | 0 | 0 | 0 | 0 | 0 | 0 | 0 | 0 | 0 | 0 | 0 | 0 | 0 | 0 | 0
PG&E GBA | Vineyard | 230 | Offshore_Wind |  |  | 0 | 0 | 0 | 0 | 0 | 0 | 0 | 0 | 0 | 0 | 0 | 0 | 0 | 0 | 0 | 0 | 0 | 0 | 0 | 0 | 0 | 0 | 0 | 0 | 0 | 0 | 0 | 0
SCE Eastern | Vista (SCE) | 230 | Offshore_Wind |  |  | 0 | 0 | 0 | 0 | 0 | 0 | 0 | 0 | 0 | 0 | 0 | 0 | 0 | 0 | 0 | 0 | 0 | 0 | 0 | 0 | 0 | 0 | 0 | 0 | 0 | 0 | 0 | 0
EOP | Vista (VEA) | 138 | Offshore_Wind |  |  | 0 | 0 | 0 | 0 | 0 | 0 | 0 | 0 | 0 | 0 | 0 | 0 | 0 | 0 | 0 | 0 | 0 | 0 | 0 | 0 | 0 | 0 | 0 | 0 | 0 | 0 | 0 | 0
EOP | Vista (VEA) | 230 | Offshore_Wind |  |  | 0 | 0 | 0 | 0 | 0 | 0 | 0 | 0 | 0 | 0 | 0 | 0 | 0 | 0 | 0 | 0 | 0 | 0 | 0 | 0 | 0 | 0 | 0 | 0 | 0 | 0 | 0 | 0
PG&E FRESNO | Wahtoke | 115 | Offshore_Wind |  |  | 0 | 0 | 0 | 0 | 0 | 0 | 0 | 0 | 0 | 0 | 0 | 0 | 0 | 0 | 0 | 0 | 0 | 0 | 0 | 0 | 0 | 0 | 0 | 0 | 0 | 0 | 0 | 0
SCE Metro | Walnut | 230 | Offshore_Wind |  |  | 0 | 0 | 0 | 0 | 0 | 0 | 0 | 0 | 0 | 0 | 0 | 0 | 0 | 0 | 0 | 0 | 0 | 0 | 0 | 0 | 0 | 0 | 0 | 0 | 0 | 0 | 0 | 0
SCE Northern | Warne | 230 | Offshore_Wind |  |  | 0 | 0 | 0 | 0 | 0 | 0 | 0 | 0 | 0 | 0 | 0 | 0 | 0 | 0 | 0 | 0 | 0 | 0 | 0 | 0 | 0 | 0 | 0 | 0 | 0 | 0 | 0 | 0
PG&E GBA | Warnerville | 230 | Offshore_Wind |  |  | 0 | 0 | 0 | 0 | 0 | 0 | 0 | 0 | 0 | 0 | 0 | 0 | 0 | 0 | 0 | 0 | 0 | 0 | 0 | 0 | 0 | 0 | 0 | 0 | 0 | 0 | 0 | 0
PG&E FRESNO | Waukena | 115 | Offshore_Wind |  |  | 0 | 0 | 0 | 0 | 0 | 0 | 0 | 0 | 0 | 0 | 0 | 0 | 0 | 0 | 0 | 0 | 0 | 0 | 0 | 0 | 0 | 0 | 0 | 0 | 0 | 0 | 0 | 0
PG&E GBA | Weber | 230 | Offshore_Wind |  |  | 0 | 0 | 0 | 0 | 0 | 0 | 0 | 0 | 0 | 0 | 0 | 0 | 0 | 0 | 0 | 0 | 0 | 0 | 0 | 0 | 0 | 0 | 0 | 0 | 0 | 0 | 0 | 0
PG&E FRESNO | West Fresno | 115 | Offshore_Wind |  |  | 0 | 0 | 0 | 0 | 0 | 0 | 0 | 0 | 0 | 0 | 0 | 0 | 0 | 0 | 0 | 0 | 0 | 0 | 0 | 0 | 0 | 0 | 0 | 0 | 0 | 0 | 0 | 0
PG&E FRESNO | Westley | 230 | Offshore_Wind |  |  | 0 | 0 | 0 | 0 | 0 | 0 | 0 | 0 | 0 | 0 | 0 | 0 | 0 | 0 | 0 | 0 | 0 | 0 | 0 | 0 | 0 | 0 | 0 | 0 | 0 | 0 | 0 | 0
PG&E KERN | Westpark | 115 | Offshore_Wind |  |  | 0 | 0 | 0 | 0 | 0 | 0 | 0 | 0 | 0 | 0 | 0 | 0 | 0 | 0 | 0 | 0 | 0 | 0 | 0 | 0 | 0 | 0 | 0 | 0 | 0 | 0 | 0 | 0
PG&E KERN | Wheeler Ridge | 230 | Offshore_Wind |  |  | 0 | 0 | 0 | 0 | 0 | 0 | 0 | 0 | 0 | 0 | 0 | 0 | 0 | 0 | 0 | 0 | 0 | 0 | 0 | 0 | 0 | 0 | 0 | 0 | 0 | 0 | 0 | 0
PG&E KERN | Wheeler Ridge | 115 | Offshore_Wind |  |  | 0 | 0 | 0 | 0 | 0 | 0 | 0 | 0 | 0 | 0 | 0 | 0 | 0 | 0 | 0 | 0 | 0 | 0 | 0 | 0 | 0 | 0 | 0 | 0 | 0 | 0 | 0 | 0
SCE Northern | Whirlwind | 230 | Offshore_Wind |  |  | 0 | 0 | 0 | 0 | 0 | 0 | 0 | 0 | 0 | 0 | 0 | 0 | 0 | 0 | 0 | 0 | 0 | 0 | 0 | 0 | 0 | 0 | 0 | 0 | 0 | 0 | 0 | 0
SCE Northern | Whirlwind | 500 | Offshore_Wind |  |  | 0 | 0 | 0 | 0 | 0 | 0 | 0 | 0 | 0 | 0 | 0 | 0 | 0 | 0 | 0 | 0 | 0 | 0 | 0 | 0 | 0 | 0 | 0 | 0 | 0 | 0 | 0 | 0
PG&E GBA | Whisman | 115 | Offshore_Wind |  |  | 0 | 0 | 0 | 0 | 0 | 0 | 0 | 0 | 0 | 0 | 0 | 0 | 0 | 0 | 0 | 0 | 0 | 0 | 0 | 0 | 0 | 0 | 0 | 0 | 0 | 0 | 0 | 0
SCE Eastern | Wildlife | 230 | Offshore_Wind |  |  | 0 | 0 | 0 | 0 | 0 | 0 | 0 | 0 | 0 | 0 | 0 | 0 | 0 | 0 | 0 | 0 | 0 | 0 | 0 | 0 | 0 | 0 | 0 | 0 | 0 | 0 | 0 | 0
PG&E FRESNO | Wilson | 115 | Offshore_Wind |  |  | 0 | 0 | 0 | 0 | 0 | 0 | 0 | 0 | 0 | 0 | 0 | 0 | 0 | 0 | 0 | 0 | 0 | 0 | 0 | 0 | 0 | 0 | 0 | 0 | 0 | 0 | 0 | 0
PG&E FRESNO | Wilson | 230 | Offshore_Wind |  |  | 0 | 0 | 0 | 0 | 0 | 0 | 0 | 0 | 0 | 0 | 0 | 0 | 0 | 0 | 0 | 0 | 0 | 0 | 0 | 0 | 0 | 0 | 0 | 0 | 0 | 0 | 0 | 0
SCE Northern | Windhub | 230 | Offshore_Wind |  |  | 0 | 0 | 0 | 0 | 0 | 0 | 0 | 0 | 0 | 0 | 0 | 0 | 0 | 0 | 0 | 0 | 0 | 0 | 0 | 0 | 0 | 0 | 0 | 0 | 0 | 0 | 0 | 0
SCE Northern | Windhub | 500 | Offshore_Wind |  |  | 0 | 0 | 0 | 0 | 0 | 0 | 0 | 0 | 0 | 0 | 0 | 0 | 0 | 0 | 0 | 0 | 0 | 0 | 0 | 0 | 0 | 0 | 0 | 0 | 0 | 0 | 0 | 0
PG&E GBA | Windmaster | 230 | Offshore_Wind |  |  | 0 | 0 | 0 | 0 | 0 | 0 | 0 | 0 | 0 | 0 | 0 | 0 | 0 | 0 | 0 | 0 | 0 | 0 | 0 | 0 | 0 | 0 | 0 | 0 | 0 | 0 | 0 | 0
PG&E NGBA | Woodland | 115 | Offshore_Wind |  |  | 0 | 0 | 0 | 0 | 0 | 0 | 0 | 0 | 0 | 0 | 0 | 0 | 0 | 0 | 0 | 0 | 0 | 0 | 0 | 0 | 0 | 0 | 0 | 0 | 0 | 0 | 0 | 0
PG&E FRESNO | Woodward | 115 | Offshore_Wind |  |  | 0 | 0 | 0 | 0 | 0 | 0 | 0 | 0 | 0 | 0 | 0 | 0 | 0 | 0 | 0 | 0 | 0 | 0 | 0 | 0 | 0 | 0 | 0 | 0 | 0 | 0 | 0 | 0
PG&E NGBA | Wyandotte | 115 | Offshore_Wind |  |  | 0 | 0 | 0 | 0 | 0 | 0 | 0 | 0 | 0 | 0 | 0 | 0 | 0 | 0 | 0 | 0 | 0 | 0 | 0 | 0 | 0 | 0 | 0 | 0 | 0 | 0 | 0 | 0

## Out-of-CAISO_Summary
Summary Tab for Outside of CAISO BAA Resources
Provides additional information for outside of CAISO resources. Info includes transmission upgrade and MIC assumptions CPUC staff took for each resource. For in-development (both baseline and portfolio resources) staff utilized the information provided to them by the contracting entity. If information is not available and for generic resources, staff identify a preferred point based on feasibility and transmission availability. Working group staff consult with CAISO staff in this effort.
Busbar Mapping Location |  |  | Out-of-CAISO information |  |  | MIC and Likely Interites |  | Baseline Res. (not yet online) | In-Development Resources | 2035 — Mapped Generic | 2040 — Mapped Generic
Transmission Area | CAISO Substation | Voltage | Out-of-CAISO substation(s) | Resource Type/Location | Out-of-CAISO Transmission Utilized | CAISO MIC Expansion Need | Staff notes on likely CAISO interites | FCDS (MW) | FCDS (MW) | FCDS (MW) | FCDS (MW)
SCE NOL | Control | 115 | NVE Silver Peak Substation | Central Nevada Geothermal | Existing NVE Tx | NO | Multiple potential interties: Silver Peak, Gondor, or MONAIPPDC_ITC. CPUC recommend relocating and not triggering MIC expansion if Tx upgrades are required | 13 | 0 | 0 | 0
SCE EOP | Eldorado | 230 | Several Northern NV subs | Northern Nevada Goethermal | Existing NVE Tx | YES | Multiple potential interties: MEAD_ITC, MCCULLGH_ITC, MERCHANT_ITC, SUMMIT_ITC, or GONDIPPDC_ITC | 50 | 0 | 0 | 0
SDGE | Imperial Valley | 230 | IID Heber/Dogwood substations | Imperial Geothermal | Existing IID Tx | YES | IID-SDGE | 25 | 0 | 0 | 0
SCE Eastern | Mirage | 230 | IID New Seaside SS 161 kV ("L" line) | Imperial Geothermal | Existing IID Tx | YES | IID-SCE or IID-SDGE | 25 | 0 | 0 | 0
PG&E NGBA | Summit | 115 | Valmy - Trach #2 345 kV line | Northern Nevada Geothermal | Existing NVE Tx | YES | Summit, Silver Peak, or other ITCs | 40 | 0 | 0 | 0
SCE Metro | Lugo | 500 | Sub near Milford, UT | Utah Geothermal | Existing Tx | NO | IPPUTAH_ITC; assumed utilizing IPP scheduling rights | 33 | 340 | 23 | 0
EOP | Eldorado | 230 | Various NVE subs | Northern Nevada Geothermal | Existing Tx | YES | If available: MEAD_ITC/MCCULLGH_ITC/MERCHANT_ITC | 0 | 0 | 117.3 | 0
SDGE | Imperial Valley | 230 | "L-line" 161 kV (IID) | Imperial Geothermal | Existing Tx | YES | IID-SDGE | 0 | 0 | 100 | 0
SCE Metro | Lugo | 500 | Star Peak 120 kV (NVE) & Fort Churchul 120 kV (NVE) | Northern Nevada Goethermal | Existing Tx | NO | IPPUTAH_ITC; assumed utilizing IPP scheduling rights | 0 | 26 | 0 | 0
SCE Eastern | Mirage | 230 | Sinclair 230 kV & New sub near Bannister (IID) | Imperial Geothermal | Existing/New Tx | YES | IID-SCE | 0 | 0 | 500 | 0
PG&E NGBA | New Sub - Near existing Leavitt (PSREC) | 345 | New sub in Lassen CA | Northern California Wind | Existing/New Tx | YES | Import at Malin if existing Tx available/or new Tx | 0 | 0 | 300 | 0
PG&E NGBA | New Sub - Near existing Madeline (NVE) | 345 | New sub in Lassen CA | Northern California Wind | Existing/New Tx | YES | Import at Malin if existing Tx available/or new Tx | 0 | 0 | 700 | 0
PG&E NGBA | Hilltop | 345 | Hilltop (NVE) | Northern California Wind | Existing/New Tx | NO | Import at Malin if existing Tx available/or new Tx | 0 | 0 | 150 | 0
EOP | Eldorado | 230 | Western Spirit Switchyard | SW_Wind_Ext_Tx | Existing TX | NO | Willow Beach/ELDORADO_ITC | 0 | 51 | 0 | 0
EOP | Eldorado | 500 | Aeolus/Ferris (proposed), Wyoming | Wyoming Wind | New Tx (TransWest) | YES | Eldorado or Harry Allen (terminus of TransWest) | 0 | 0 | 3000 | 0
EOP | Harry Allen | 500 | Midpoint, ID | Idaho Wind | New Tx (SWIP-North, plus ON-Line | YES | Assumed Harry Allen | 0 | 0 | 1100 | 0
SCE Metro | Lugo | 500 |  | New Mexico Wind | New Tx | YES | Assumed the 20-year outlook identified potential new Tx line to Lugo | 0 | 0 | 1750 | 0
SCE Eastern | Palo Verde | 500 | Sunzia East, NM | New Mexico Wind | New Tx (and Existing Tx) | YES | Assumed Sunzia is utilized with Pinal Central/Palo Verde intertie point | 0 | 1685 | 1414 | 0
PG&E GBA | Tesla | 500 |  | Wyoming Wind | New Tx | YES | Assumed the 20-year outlook identified potential new Tx line to Northern CA/Tesla area | 0 | 0 | 0 | 1707

## Unaccountedfor_TPD
This tab shows the unaccounted for Transmission Plan Deliverability (TPD) amounts and their bus locations that could impact the transmission needs of the OOS wind on new transmission and out-of-CAISO geothermal resources in the TPP portfolio that were not previously accounted for when awarding deliverability. CPUC staff will work with CAISO staff to determine if these amounts need to be studied in the TPP in addition to the mapped portfolio resources to ensure enough transmission capability for the identified portfolio resources.
For TPP and busbar mapping analysis, “Unaccounted for TPD” refers to resources transmission capability attributed to projects in interconnections queues in the CAISO that have been awarded TPD previously and for which there is no alignment with mapped portfolio resources.
For example, if the CAISO queue has two battery projects at Substation S that have a combined net MWs to grid of 400 MW and both have been awarded 100% of their requested deliverability, staff note that Substation S has interconnecting to it 400 MW of transmission capability already tied to that TPD. Now in this hypothetical busbar mapped portfolio, staff only map 200 MW of battery storage to Substation S, there is now 200 MW of “unaccounted for TPD.”
The "unaccounted for TPD" amounts below are derived from projects in the CAISO interconnection queue that have been awarded TPD for which mapped portfolio resources at the bus or nearby buses do not align. Staff have intended the numbers to be resource neutral. The unaccounted for amounts are related to projects in the queue that are storage only projects or solar and storage projects with storage MW amounts equal or greater than the amount of TPD for that project. In general, the mapping accounted for other queued projects with TPD in these impact areas.
Table 1: Shows the unaccounted for TPD impacting the transmission and MIC needs for OOS wind on new transmission and out-of-CAISO geothermal. CPUC staff note that the CAISO has already accounted for the OOS wind in the 23-24 TPP portfolio when conducting the 2024 TPD allocations, so these table amounts would only impact additional MW beyond the 1,060 MW of Idaho Wind, 1,500 MW of Wyoming wind, and 2,328 MW of New Mexico wind mapped in the 2035 portfolio for the 23-24 TPP.
Table 2: Shows the unaccounted for TPD impacting the reservation of deliverability for the 1,607 MW of North Coast offshore wind mapped to the Humboldt 500 kV bus in this and previous TPP portfolios. CPUC staff worked with CAISO staff to identify the buses in North of Greater Bay and Greater Bay study areas that impact the transmission constraints relevant to the offshore wind implications.
Table 1
Unaccounted for TPD impacting OOS wind on new transmission and out-of-CAISO geothermal needing MIC in the SCE Eastern and East of Pisgah study areas. |  |  | Awarded TPD in key MIC regions unaccounted for by mapped resources (MW)
CAISO Study Area | Substation | Voltage | 2035 | 2040
EOP | Carpenter Canyon (fka Gamebird) | 230 | 137.4 | 0
EOP | Desert View | 230 | 350 | 100 | *Amounts reflect reduction (by approximately one third) of the unmapped to TPD associated with potential uncertainty for CPUC staff around the projects' ability to be permitted under BLM's new 2024 Solar PEIS
EOP | Eldorado | 230 | 250 | 0
EOP | Innovation | 230 | 100 | 0
EOP | Mohave | 500 | 920 | 780 | *Amounts reflect reduction by 700 MW for unmapped to TPD associated with a proposed project that was sited in a location now a part of the Avi Kwa Ame National Monument so CPUC staff did not map resources to align with it.
EOP | Trout Canyon | 230 | 864 | 550 | *Amounts reflect reduction (by approximately one third) of the unmapped to TPD associated with potential uncertainty for CPUC staff around the projects' ability to be permitted under BLM's new 2024 Solar PEIS
EOP | Valley (VEA) | 138 | 40 | 0
SCE Eastern | Alberhill | 500 | 500 | 500
SCE Eastern | Cielo Azul | 500 | 637.6 | 387.6
SCE Eastern | Colorado River | 230 | 300 | 150
SCE Eastern | Delaney | 500 | 450 | 350
SCE Eastern | Devers | 230 | 145.66 | 65.66
SCE Eastern | Etiwanda | 230 | 400 | 400
SCE Eastern | Red Bluff | 230 | 810 | 810 | *Amounts reflect reduction (by approximately one third) of the unmapped to TPD associated with potential uncertainty for CPUC staff around impacts of the creation of the Chuckwalla National Monument
SCE Eastern | Red Bluff | 500 | 500 | 430 | *Amounts reflect reduction (by approximately one third) of the unmapped to TPD associated with potential uncertainty for CPUC staff around impacts of the creation of the Chuckwalla National Monument
SCE Eastern | Valley (SCE) | 500 | 710 | 710
SDGE | Hassayampa | 500 | 25 | 0
|  | Total (MW): | 7139.66 | 5233.26
Table 2
Unaccounted for TPD impacting North Coast offshore wind deliverability reservation in the North of Greater Bay and Greater Bay study areas. |  |  | Awarded TPD at key buses for North Coast OSW unaccounted for by mapped resources (MW)
CAISO Study Area | Substation | Voltage | 2035 | 2040
PG&E GBA | Birds Landing | 230 | 50 | 0
PG&E GBA | Cooley Landing | 60 | 65 | 50
PG&E NGBA | Cortina | 115 | 116 | 76
PG&E GBA | Kirker | 115 | 2 | 2
PG&E GBA | Martin | 115 | 312 | 162
PG&E GBA | Pittsburg | 115 | 675 | 500
PG&E GBA | Pittsburg | 230 | 325 | 250
PG&E NGBA | Tulucay | 60 | 2.45 | 2.45
|  | Total (MW): | 1547.45 | 1042.45

## 2035_Criteria_Alignment
Summary of mapped resources alignment with all the applied busbar mapping criteria for the 2035 model year. Results are shown by substation and resource type.
[6 empty] | Total Portfolio |  |  | In-Development |  |  | Generic |  |  | 1. System level transmission capability |  |  |  | 2. Substation level interconnection |  | 3. Land-use implications and feasibility |  |  |  |  | 4. Environmental (conservation and biological) impact factors | [5 empty] | 5. Community and environmental (societal) impact factors |  |  |  |  | 6. | 7. Alignment with Previous TPP Portfolios |  | Any Flag or Res Mapped
CAISO Study Area | Substation | Voltage | Resource Type | Out-of-CAISO | Mapped Res. Note | FCDS (or 4-hr for Battery) | EODS (or 8-hr for Battery) | Total | FCDS (or 4-hr for Battery) | EODS (or 8-hr for Battery) | Total | FCDS (or 4-hr for Battery) | EODS (or 8-hr for Battery) | Total | FCDS Alignment pre-upgrades | Final FCDS Alignment w/ Upgrade | EODS Alignment pre-upgrades | Final EODS Alignment w/ Upgrade | Distance to interconnection | Voltage Interconnection | Core Screen Criteria Alignment Level | Parcelization Criteria Alignment Level | Cropland Index Criteria Alignment Level | Overdrafted Basin Criteria Alignment Level | Fire Threat Criteria Alignment Level | ACE Connectivity Criteria Alignment | ACE Biodiversity Criteria Alignment | ACE Irreplaceability Criteria Alignment | All ACE Criteria Alignment | Intactness Criteria Alignment | Wetlands Criteria Alignment | Non-Attainment Zone PM2.5 | Non-Attainment Zone O3 | Gas Plant Proximity | IRA Energy Communities | DAC Proximity | Commercial Development Interest | Alignment with Previous TPP | Alignment Notes
PG&E KERN | 7th Standard | 115 | Geothermal |  |  | 0 | 0 | 0 | 0 | 0 | 0 | 0 | 0 | 0 | 1 | 1 | 1 | 1 | [13 empty] | 1 | 1 | 3 | 1 | 2 | 1 | 1 |  | 0
SCE Metro | Alamitos | 230 | Geothermal |  |  | 0 | 0 | 0 | 0 | 0 | 0 | 0 | 0 | 0 | 1 | 1 | 1 | 1 | [13 empty] | 1 | 1 | 1 | 1 | 1 | 1 | 1 |  | 0
SCE Eastern | Alberhill | 115 | Geothermal |  |  | 0 | 0 | 0 | 0 | 0 | 0 | 0 | 0 | 0 | 1 | 1 | 1 | 1 | [13 empty] | 1 | 1 | 4 | 1 | 1 | 1 | 1 |  | 0
SCE Eastern | Alberhill | 500 | Geothermal |  |  | 0 | 0 | 0 | 0 | 0 | 0 | 0 | 0 | 0 | 1 | 1 | 1 | 1 | [13 empty] | 1 | 1 | 4 | 1 | 1 | 1 | 1 |  | 0
PG&E GBA | Alhambra | 115 | Geothermal |  |  | 0 | 0 | 0 | 0 | 0 | 0 | 0 | 0 | 0 | 5 | 2 | 1 | 1 | [13 empty] | 2 | 1 | 2 | 1 | 2 | 1 | 1 |  | 0
PG&E FRESNO | Alpaugh | 115 | Geothermal |  |  | 0 | 0 | 0 | 0 | 0 | 0 | 0 | 0 | 0 | 1 | 1 | 1 | 1 | [13 empty] | 1 | 1 | 3 | 1 | 1 | 1 | 1 |  | 0
SDGE | Alpine | 69 | Geothermal |  |  | 0 | 0 | 0 | 0 | 0 | 0 | 0 | 0 | 0 | 1 | 1 | 1 | 1 | [13 empty] | 2 | 1 | 4 | 1 | 3 | 1 | 1 |  | 0
PG&E GBA | Altamont Midway (Sandhill) | 230 | Geothermal |  |  | 0 | 0 | 0 | 0 | 0 | 0 | 0 | 0 | 0 | 5 | 2 | 1 | 1 | [13 empty] | 2 | 1 | 2 | 1 | 3 | 1 | 1 |  | 0
SCE Northern | Antelope | 66 | Geothermal |  |  | 0 | 0 | 0 | 0 | 0 | 0 | 0 | 0 | 0 | 1 | 1 | 1 | 1 | [13 empty] | 2 | 1 | 4 | 1 | 3 | 1 | 1 |  | 0
SCE Northern | Antelope | 230 | Geothermal |  |  | 0 | 0 | 0 | 0 | 0 | 0 | 0 | 0 | 0 | 1 | 1 | 1 | 1 | [13 empty] | 2 | 1 | 4 | 1 | 3 | 1 | 1 |  | 0
SCE Northern | Antelope | 500 | Geothermal |  |  | 0 | 0 | 0 | 0 | 0 | 0 | 0 | 0 | 0 | 1 | 1 | 1 | 1 | [13 empty] | 2 | 1 | 4 | 1 | 3 | 1 | 1 |  | 0
PG&E NGBA | Arcata | 60 | Geothermal |  |  | 0 | 0 | 0 | 0 | 0 | 0 | 0 | 0 | 0 | 5 | 2 | 1 | 1 | [13 empty] | 2 | 2 | 4 | 2 | 3 | 1 | 1 |  | 0
PG&E KERN | Arco | 230 | Geothermal |  |  | 0 | 0 | 0 | 0 | 0 | 0 | 0 | 0 | 0 | 1 | 1 | 1 | 1 | [13 empty] | 1 | 1 | 4 | 1 | 1 | 1 | 1 |  | 0
PG&E KERN | Arco | 70 | Geothermal |  |  | 0 | 0 | 0 | 0 | 0 | 0 | 0 | 0 | 0 | 1 | 1 | 1 | 1 | [13 empty] | 1 | 1 | 4 | 1 | 1 | 1 | 1 |  | 0
SCE Metro | ArcoGen | 230 | Geothermal |  |  | 0 | 0 | 0 | 0 | 0 | 0 | 0 | 0 | 0 | 1 | 1 | 1 | 1 | [13 empty] | 1 | 1 | 1 | 1 | 1 | 1 | 1 |  | 0
SDGE | Artesian | 230 | Geothermal |  |  | 0 | 0 | 0 | 0 | 0 | 0 | 0 | 0 | 0 | 1 | 1 | 1 | 1 | [13 empty] | 2 | 1 | 2 | 1 | 3 | 1 | 1 |  | 0
SDGE | Artesian | 69 | Geothermal |  |  | 0 | 0 | 0 | 0 | 0 | 0 | 0 | 0 | 0 | 1 | 1 | 1 | 1 | [13 empty] | 2 | 1 | 2 | 1 | 3 | 1 | 1 |  | 0
PG&E FRESNO | Ashlan | 230 | Geothermal |  |  | 0 | 0 | 0 | 0 | 0 | 0 | 0 | 0 | 0 | 5 | 2 | 5 | 2 | [13 empty] | 1 | 1 | 2 | 2 | 1 | 1 | 1 |  | 0
PG&E NGBA | Atlantic | 115 | Geothermal |  |  | 0 | 0 | 0 | 0 | 0 | 0 | 0 | 0 | 0 | 5 | 2 | 1 | 1 | [13 empty] | 2 | 1 | 2 | 2 | 3 | 1 | 1 |  | 0
PG&E NGBA | Atlantic | 230 | Geothermal |  |  | 0 | 0 | 0 | 0 | 0 | 0 | 0 | 0 | 0 | 5 | 2 | 1 | 1 | [13 empty] | 2 | 1 | 2 | 2 | 3 | 1 | 1 |  | 0
PG&E NGBA | Atlantic | 60 | Geothermal |  |  | 0 | 0 | 0 | 0 | 0 | 0 | 0 | 0 | 0 | 5 | 2 | 1 | 1 | [13 empty] | 2 | 1 | 2 | 2 | 3 | 1 | 1 |  | 0
PG&E FRESNO | Atwater | 115 | Geothermal |  |  | 0 | 0 | 0 | 0 | 0 | 0 | 0 | 0 | 0 | 5 | 2 | 5 | 2 | [13 empty] | 1 | 1 | 2 | 2 | 1 | 1 | 1 |  | 0
PG&E GBA | Avena | 115 | Geothermal |  |  | 0 | 0 | 0 | 0 | 0 | 0 | 0 | 0 | 0 | 5 | 2 | 1 | 1 | [13 empty] | 1 | 1 | 3 | 2 | 1 | 1 | 1 |  | 0
SDGE | Avocado | 69 | Geothermal |  |  | 0 | 0 | 0 | 0 | 0 | 0 | 0 | 0 | 0 | 1 | 1 | 1 | 1 | [13 empty] | 2 | 1 | 3 | 1 | 3 | 1 | 1 |  | 0
PG&E NGBA | Bahia | 230 | Geothermal |  |  | 0 | 0 | 0 | 0 | 0 | 0 | 0 | 0 | 0 | 5 | 5 | 1 | 1 | [13 empty] | 2 | 1 | 1 | 1 | 2 | 1 | 1 |  | 0
SCE Northern | Bailey | 230 | Geothermal |  |  | 0 | 0 | 0 | 0 | 0 | 0 | 0 | 0 | 0 | 5 | 5 | 1 | 1 | [13 empty] | 1 | 1 | 4 | 1 | 3 | 1 | 1 |  | 0
SCE NOL | Baker | 115 | Geothermal |  |  | 0 | 0 | 0 | 0 | 0 | 0 | 0 | 0 | 0 | 3 | 3 | 1 | 1 | [13 empty] | 2 | 2 | 4 | 1 | 1 | 1 | 1 |  | 0
PG&E KERN | Bakersfield | 230 | Geothermal |  |  | 0 | 0 | 0 | 0 | 0 | 0 | 0 | 0 | 0 | 1 | 1 | 1 | 1 | [13 empty] | 1 | 1 | 3 | 1 | 1 | 1 | 1 |  | 0
PG&E FRESNO | Balch | 230 | Geothermal |  |  | 0 | 0 | 0 | 0 | 0 | 0 | 0 | 0 | 0 | 5 | 2 | 1 | 1 | [13 empty] | 1 | 1 | 4 | 2 | 3 | 1 | 1 |  | 0
SCE Eastern | Bannister | 230 | Geothermal |  |  | 0 | 0 | 0 | 0 | 0 | 0 | 0 | 0 | 0 | 5 | 5 | 3 | 3 | [13 empty] | 2 | 1 | 2 | 2 | 1 | 1 | 1 |  | 0
SCE Metro | Barre | 230 | Geothermal |  |  | 0 | 0 | 0 | 0 | 0 | 0 | 0 | 0 | 0 | 1 | 1 | 1 | 1 | [13 empty] | 1 | 1 | 1 | 1 | 1 | 1 | 1 |  | 0
SDGE | Bay Boulevard | 69 | Geothermal |  |  | 0 | 0 | 0 | 0 | 0 | 0 | 0 | 0 | 0 | 1 | 1 | 1 | 1 | [13 empty] | 2 | 1 | 2 | 1 | 1 | 1 | 1 |  | 0
SDGE | Bay Boulevard | 230 | Geothermal |  |  | 0 | 0 | 0 | 0 | 0 | 0 | 0 | 0 | 0 | 1 | 1 | 1 | 1 | [13 empty] | 2 | 1 | 2 | 1 | 1 | 1 | 1 |  | 0
EOP | Beatty | 138 | Geothermal |  |  | 0 | 0 | 0 | 0 | 0 | 0 | 0 | 0 | 0 | 5 | 5 | 1 | 1 | [13 empty] | 2 | 2 | 4 | 1 | 3 | 1 | 5 | Shifted to new 230 kV bus, also small reduction do to less geothermal in portfolio | 1
EOP | Beatty | 230 | Geothermal |  |  | 400 | 0 | 400 | 0 | 0 | 0 | 400 | 0 | 400 | 5 | 5 | 1 | 1 | 4 |  | N/A |  |  |  | N/A | N/A | N/A | N/A | N/A | N/A | N/A | 2 | 2 | 4 | 1 | 3 | 5- | 1 |  | 1
PG&E NGBA | Belden | 230 | Geothermal |  |  | 0 | 0 | 0 | 0 | 0 | 0 | 0 | 0 | 0 | 5 | 2 | 1 | 1 | [13 empty] | 2 | 2 | 4 | 1 | 3 | 1 | 1 |  | 0
PG&E NGBA | Bell | 115 | Geothermal |  |  | 0 | 0 | 0 | 0 | 0 | 0 | 0 | 0 | 0 | 5 | 2 | 1 | 1 | [13 empty] | 2 | 1 | 4 | 2 | 3 | 1 | 1 |  | 0
PG&E NGBA | Bellevue | 115 | Geothermal |  |  | 0 | 0 | 0 | 0 | 0 | 0 | 0 | 0 | 0 | 5 | 5 | 1 | 1 | [13 empty] | 2 | 1 | 2 | 2 | 2 | 1 | 1 |  | 0
PG&E GBA | Bellota | 115 | Geothermal |  |  | 0 | 0 | 0 | 0 | 0 | 0 | 0 | 0 | 0 | 5 | 2 | 1 | 1 | [13 empty] | 1 | 1 | 4 | 2 | 3 | 1 | 1 |  | 0
PG&E GBA | Bellota | 230 | Geothermal |  |  | 0 | 0 | 0 | 0 | 0 | 0 | 0 | 0 | 0 | 5 | 2 | 1 | 1 | [13 empty] | 1 | 1 | 4 | 2 | 3 | 1 | 1 |  | 0
SCE Northern | Big Creek | 230 | Geothermal |  |  | 0 | 0 | 0 | 0 | 0 | 0 | 0 | 0 | 0 | 1 | 1 | 1 | 1 | [13 empty] | 1 | 1 | 4 | 2 | 3 | 1 | 1 |  | 0
PG&E FRESNO | Biola | 70 | Geothermal |  |  | 0 | 0 | 0 | 0 | 0 | 0 | 0 | 0 | 0 | 5 | 2 | 5 | 2 | [13 empty] | 1 | 1 | 4 | 2 | 1 | 1 | 1 |  | 0
PG&E GBA | Birds Landing | 230 | Geothermal |  |  | 0 | 0 | 0 | 0 | 0 | 0 | 0 | 0 | 0 | 5 | 5 | 1 | 1 | [13 empty] | 2 | 1 | 4 | 1 | 1 | 1 | 1 |  | 0
SCE Northern | Bliss | 66 | Geothermal |  |  | 0 | 0 | 0 | 0 | 0 | 0 | 0 | 0 | 0 | 1 | 1 | 1 | 1 | [13 empty] | 1 | 1 | 4 | 1 | 1 | 1 | 1 |  | 0
SCE Eastern | Blythe | 161 | Geothermal |  |  | 0 | 0 | 0 | 0 | 0 | 0 | 0 | 0 | 0 | 5 | 5 | 3 | 3 | [13 empty] | 2 | 2 | 2 | 1 | 1 | 1 | 1 |  | 0
PG&E NGBA | Bogue | 115 | Geothermal |  |  | 0 | 0 | 0 | 0 | 0 | 0 | 0 | 0 | 0 | 5 | 2 | 1 | 1 | [13 empty] | 2 | 2 | 2 | 1 | 2 | 1 | 1 |  | 0
PG&E FRESNO | Borden | 230 | Geothermal |  |  | 0 | 0 | 0 | 0 | 0 | 0 | 0 | 0 | 0 | 5 | 2 | 5 | 2 | [13 empty] | 1 | 1 | 4 | 2 | 1 | 1 | 1 |  | 0
PG&E FRESNO | Borden | 70 | Geothermal |  |  | 0 | 0 | 0 | 0 | 0 | 0 | 0 | 0 | 0 | 5 | 2 | 5 | 2 | [13 empty] | 1 | 1 | 4 | 2 | 1 | 1 | 1 |  | 0
SDGE | Boulevard East | 138 | Geothermal |  |  | 0 | 0 | 0 | 0 | 0 | 0 | 0 | 0 | 0 | 1 | 1 | 1 | 1 | [13 empty] | 2 | 1 | 4 | 1 | 3 | 1 | 1 |  | 0
SDGE | Boulevard East | 69 | Geothermal |  |  | 0 | 0 | 0 | 0 | 0 | 0 | 0 | 0 | 0 | 1 | 1 | 1 | 1 | [13 empty] | 2 | 1 | 4 | 1 | 3 | 1 | 1 |  | 0
PG&E GBA | Brentwood | 230 | Geothermal |  |  | 0 | 0 | 0 | 0 | 0 | 0 | 0 | 0 | 0 | 5 | 2 | 1 | 1 | [13 empty] | 2 | 1 | 4 | 1 | 3 | 1 | 1 |  | 0
PG&E NGBA | Bridgeville | 115 | Geothermal |  |  | 0 | 0 | 0 | 0 | 0 | 0 | 0 | 0 | 0 | 5 | 2 | 1 | 1 | [13 empty] | 2 | 2 | 4 | 2 | 3 | 1 | 1 |  | 0
PG&E NGBA | Brighton | 115 | Geothermal |  |  | 0 | 0 | 0 | 0 | 0 | 0 | 0 | 0 | 0 | 5 | 2 | 1 | 1 | [13 empty] | 2 | 1 | 2 | 2 | 1 | 1 | 1 |  | 0
PG&E NGBA | Brighton | 230 | Geothermal |  |  | 0 | 0 | 0 | 0 | 0 | 0 | 0 | 0 | 0 | 5 | 2 | 1 | 1 | [13 empty] | 2 | 1 | 2 | 2 | 1 | 1 | 1 |  | 0
PG&E NGBA | Brunswick | 115 | Geothermal |  |  | 0 | 0 | 0 | 0 | 0 | 0 | 0 | 0 | 0 | 5 | 2 | 1 | 1 | [13 empty] | 2 | 1 | 4 | 1 | 3 | 1 | 1 |  | 0
PG&E NGBA | Bucks Creek | 230 | Geothermal |  |  | 0 | 0 | 0 | 0 | 0 | 0 | 0 | 0 | 0 | 5 | 2 | 1 | 1 | [13 empty] | 2 | 2 | 4 | 1 | 3 | 1 | 1 |  | 0
PG&E KERN | Buena Vista | 230 | Geothermal |  |  | 0 | 0 | 0 | 0 | 0 | 0 | 0 | 0 | 0 | 1 | 1 | 1 | 1 | [13 empty] | 2 | 2 | 4 | 2 | 1 | 1 | 1 |  | 0
PG&E FRESNO | Bullard | 115 | Geothermal |  |  | 0 | 0 | 0 | 0 | 0 | 0 | 0 | 0 | 0 | 5 | 2 | 5 | 2 | [13 empty] | 1 | 1 | 1 | 2 | 2 | 1 | 1 |  | 0
PG&E GBA | Burlingame | 115 | Geothermal |  |  | 0 | 0 | 0 | 0 | 0 | 0 | 0 | 0 | 0 | 5 | 2 | 1 | 1 | [13 empty] | 2 | 1 | 3 | 1 | 2 | 1 | 1 |  | 0
PG&E NGBA | Burney Forest | 230 | Geothermal |  |  | 0 | 0 | 0 | 0 | 0 | 0 | 0 | 0 | 0 | 5 | 5 | 3 | 3 | [13 empty] | 2 | 2 | 4 | 2 | 3 | 1 | 1 |  | 0
PG&E NGBA | Butte | 115 | Geothermal |  |  | 0 | 0 | 0 | 0 | 0 | 0 | 0 | 0 | 0 | 5 | 2 | 1 | 1 | [13 empty] | 2 | 1 | 4 | 2 | 2 | 1 | 1 |  | 0
PG&E KERN | Cabrillo | 115 | Geothermal |  |  | 0 | 0 | 0 | 0 | 0 | 0 | 0 | 0 | 0 | 1 | 1 | 1 | 1 | [13 empty] | 2 | 2 | 4 | 1 | 3 | 1 | 1 |  | 0
PG&E FRESNO | Cal Flats | 230 | Geothermal |  |  | 0 | 0 | 0 | 0 | 0 | 0 | 0 | 0 | 0 | 1 | 1 | 1 | 1 | [13 empty] | 2 | 2 | 4 | 2 | 2 | 1 | 1 |  | 0
SCE NOL | Calcite | 230 | Geothermal |  |  | 0 | 0 | 0 | 0 | 0 | 0 | 0 | 0 | 0 | 1 | 1 | 1 | 1 | [13 empty] | 2 | 1 | 4 | 1 | 3 | 1 | 1 |  | 0
PG&E KERN | Caliente | 230 | Geothermal |  |  | 0 | 0 | 0 | 0 | 0 | 0 | 0 | 0 | 0 | 1 | 1 | 1 | 1 | [13 empty] | 2 | 1 | 4 | 2 | 2 | 1 | 1 |  | 0
PG&E FRESNO | California Ave | 115 | Geothermal |  |  | 0 | 0 | 0 | 0 | 0 | 0 | 0 | 0 | 0 | 5 | 2 | 5 | 2 | [13 empty] | 1 | 1 | 2 | 2 | 1 | 1 | 1 |  | 0
PG&E KERN | Callender | 115 | Geothermal |  |  | 0 | 0 | 0 | 0 | 0 | 0 | 0 | 0 | 0 | 1 | 1 | 1 | 1 | [13 empty] | 2 | 2 | 4 | 2 | 2 | 1 | 1 |  | 0
PG&E NGBA | Calpella | 115 | Geothermal |  |  | 0 | 0 | 0 | 0 | 0 | 0 | 0 | 0 | 0 | 5 | 5 | 1 | 1 | [13 empty] | 2 | 2 | 4 | 2 | 3 | 1 | 1 |  | 0
PG&E GBA | Camanche | 230 | Geothermal |  |  | 0 | 0 | 0 | 0 | 0 | 0 | 0 | 0 | 0 | 5 | 2 | 1 | 1 | [13 empty] | 1 | 1 | 4 | 2 | 3 | 1 | 1 |  | 0
SDGE | Cameron | 69 | Geothermal |  |  | 0 | 0 | 0 | 0 | 0 | 0 | 0 | 0 | 0 | 1 | 1 | 1 | 1 | [13 empty] | 1 | 1 | 2 | 1 | 1 | 1 | 1 |  | 0
SDGE | Cannon | 69 | Geothermal |  |  | 0 | 0 | 0 | 0 | 0 | 0 | 0 | 0 | 0 | 1 | 1 | 1 | 1 | [13 empty] | 2 | 1 | 1 | 1 | 3 | 1 | 1 |  | 0
PG&E FRESNO | Cantua | 115 | Geothermal |  |  | 0 | 0 | 0 | 0 | 0 | 0 | 0 | 0 | 0 | 1 | 1 | 1 | 1 | [13 empty] | 1 | 1 | 4 | 2 | 1 | 1 | 1 |  | 0
SDGE | Capistrano | 138 | Geothermal |  |  | 0 | 0 | 0 | 0 | 0 | 0 | 0 | 0 | 0 | 1 | 1 | 1 | 1 | [13 empty] | 1 | 1 | 2 | 1 | 3 | 1 | 1 |  | 0
SDGE | Capistrano | 230 | Geothermal |  |  | 0 | 0 | 0 | 0 | 0 | 0 | 0 | 0 | 0 | 1 | 1 | 1 | 1 | [13 empty] | 1 | 1 | 2 | 1 | 3 | 1 | 1 |  | 0
PG&E NGBA | Carberry | 230 | Geothermal |  |  | 0 | 0 | 0 | 0 | 0 | 0 | 0 | 0 | 0 | 5 | 5 | 3 | 3 | [13 empty] | 2 | 2 | 4 | 2 | 3 | 1 | 1 |  | 0
SCE Eastern | Cardiff | 66 | Geothermal |  |  | 0 | 0 | 0 | 0 | 0 | 0 | 0 | 0 | 0 | 1 | 1 | 1 | 1 | [13 empty] | 1 | 1 | 2 | 1 | 1 | 1 | 1 |  | 0
PG&E NGBA | Caribou | 60 | Geothermal |  |  | 0 | 0 | 0 | 0 | 0 | 0 | 0 | 0 | 0 | 5 | 2 | 1 | 1 | [13 empty] | 2 | 2 | 4 | 1 | 3 | 1 | 1 |  | 0
PG&E NGBA | Caribou | 115 | Geothermal |  |  | 0 | 0 | 0 | 0 | 0 | 0 | 0 | 0 | 0 | 5 | 2 | 1 | 1 | [13 empty] | 2 | 2 | 4 | 1 | 3 | 1 | 1 |  | 0
PG&E NGBA | Caribou | 230 | Geothermal |  |  | 0 | 0 | 0 | 0 | 0 | 0 | 0 | 0 | 0 | 5 | 2 | 1 | 1 | [13 empty] | 2 | 2 | 4 | 1 | 3 | 1 | 1 |  | 0
EOP | Carpenter Canyon (fka Gamebird) | 138 | Geothermal |  |  | 0 | 0 | 0 | 0 | 0 | 0 | 0 | 0 | 0 | 5 | 5 | 1 | 1 | [13 empty] | 2 | 2 | 4 | 1 | 3 | 1 | 1 |  | 0
EOP | Carpenter Canyon (fka Gamebird) | 230 | Geothermal |  |  | 0 | 0 | 0 | 0 | 0 | 0 | 0 | 0 | 0 | 5 | 5 | 1 | 1 | [13 empty] | 2 | 2 | 4 | 1 | 3 | 1 | 1 |  | 0
PG&E NGBA | Carquinez | 115 | Geothermal |  |  | 0 | 0 | 0 | 0 | 0 | 0 | 0 | 0 | 0 | 5 | 5 | 1 | 1 | [13 empty] | 2 | 1 | 2 | 1 | 1 | 1 | 1 |  | 0
SDGE | Carrizo Gorge | 138 | Geothermal |  |  | 0 | 0 | 0 | 0 | 0 | 0 | 0 | 0 | 0 | 1 | 1 | 1 | 1 | [13 empty] | 2 | 1 | 4 | 1 | 3 | 1 | 1 |  | 0
PG&E KERN | Carrizo Plains | 115 | Geothermal |  |  | 0 | 0 | 0 | 0 | 0 | 0 | 0 | 0 | 0 | 1 | 1 | 1 | 1 | [13 empty] | 2 | 1 | 4 | 2 | 2 | 1 | 1 |  | 0
PG&E KERN | Casaloma | 230 | Geothermal |  |  | 0 | 0 | 0 | 0 | 0 | 0 | 0 | 0 | 0 | 1 | 1 | 1 | 1 | [13 empty] | 1 | 1 | 3 | 1 | 1 | 1 | 1 |  | 0
PG&E GBA | Castro Valley | 230 | Geothermal |  |  | 0 | 0 | 0 | 0 | 0 | 0 | 0 | 0 | 0 | 5 | 5 | 1 | 1 | [13 empty] | 2 | 1 | 2 | 1 | 2 | 1 | 1 |  | 0
PG&E GBA | Cayetano | 230 | Geothermal |  |  | 0 | 0 | 0 | 0 | 0 | 0 | 0 | 0 | 0 | 5 | 2 | 1 | 1 | [13 empty] | 2 | 1 | 3 | 1 | 3 | 1 | 1 |  | 0
SCE Metro | Center | 230 | Geothermal |  |  | 0 | 0 | 0 | 0 | 0 | 0 | 0 | 0 | 0 | 1 | 1 | 1 | 1 | [13 empty] | 1 | 1 | 1 | 1 | 1 | 1 | 1 |  | 0
PG&E KERN | Charca | 115 | Geothermal |  |  | 0 | 0 | 0 | 0 | 0 | 0 | 0 | 0 | 0 | 1 | 1 | 1 | 1 | [13 empty] | 1 | 1 | 4 | 1 | 1 | 1 | 1 |  | 0
EOP | Charleston | 138 | Geothermal |  |  | 0 | 0 | 0 | 0 | 0 | 0 | 0 | 0 | 0 | 5 | 5 | 1 | 1 | [13 empty] | 2 | 2 | 4 | 1 | 3 | 1 | 1 |  | 0
SCE Metro | Chevmain | 230 | Geothermal |  |  | 0 | 0 | 0 | 0 | 0 | 0 | 0 | 0 | 0 | 1 | 1 | 1 | 1 | [13 empty] | 1 | 1 | 1 | 1 | 1 | 1 | 1 |  | 0
SDGE | Chicarita | 138 | Geothermal |  |  | 0 | 0 | 0 | 0 | 0 | 0 | 0 | 0 | 0 | 1 | 1 | 1 | 1 | [13 empty] | 2 | 1 | 3 | 1 | 3 | 1 | 1 |  | 0
SCE Metro | Chino | 230 | Geothermal |  |  | 0 | 0 | 0 | 0 | 0 | 0 | 0 | 0 | 0 | 1 | 1 | 1 | 1 | [13 empty] | 1 | 1 | 1 | 1 | 2 | 1 | 1 |  | 0
PG&E FRESNO | Chowchilla | 115 | Geothermal |  |  | 0 | 0 | 0 | 0 | 0 | 0 | 0 | 0 | 0 | 5 | 2 | 5 | 2 | [13 empty] | 1 | 1 | 1 | 2 | 2 | 1 | 1 |  | 0
PG&E GBA | Christie | 60 | Geothermal |  |  | 0 | 0 | 0 | 0 | 0 | 0 | 0 | 0 | 0 | 5 | 2 | 1 | 1 | [13 empty] | 2 | 1 | 2 | 1 | 2 | 1 | 1 |  | 0
PG&E GBA | Christie | 115 | Geothermal |  |  | 0 | 0 | 0 | 0 | 0 | 0 | 0 | 0 | 0 | 5 | 2 | 1 | 1 | [13 empty] | 2 | 1 | 2 | 1 | 2 | 1 | 1 |  | 0
SCE Eastern | Cielo Azul | 500 | Geothermal |  |  | 0 | 0 | 0 | 0 | 0 | 0 | 0 | 0 | 0 | 5 | 5 | 1 | 1 | [13 empty] | 2 | 2 | 4 | 1 | 3 | 1 | 1 |  | 0
PG&E GBA | Clay | 60 | Geothermal |  |  | 0 | 0 | 0 | 0 | 0 | 0 | 0 | 0 | 0 | 5 | 2 | 1 | 1 | [13 empty] | 2 | 1 | 3 | 1 | 3 | 1 | 1 |  | 0
PG&E GBA | Clayton | 115 | Geothermal |  |  | 0 | 0 | 0 | 0 | 0 | 0 | 0 | 0 | 0 | 5 | 2 | 1 | 1 | [13 empty] | 2 | 1 | 4 | 1 | 2 | 1 | 1 |  | 0
PG&E NGBA | Cloverdale | 115 | Geothermal |  |  | 28 | 0 | 28 | 0 | 0 | 0 | 28 | 0 | 28 | 5 | 5 | 1 | 1 | 2 |  | 1 |  |  |  | 1 | 5 | 1 | 1 | 2 | 3 | 1 | 2 | 2 | 4 | 2 | 3 | 1 | 3 | Shifted to other buses in Geysers area and slight reduction b/c less geothermal in portfolio | 1
PG&E FRESNO | Clovis | 115 | Geothermal |  |  | 0 | 0 | 0 | 0 | 0 | 0 | 0 | 0 | 0 | 5 | 2 | 5 | 2 | [13 empty] | 1 | 1 | 2 | 2 | 2 | 1 | 1 |  | 0
PG&E GBA | Coburn | 230 | Geothermal |  |  | 0 | 0 | 0 | 0 | 0 | 0 | 0 | 0 | 0 | 1 | 1 | 1 | 1 | [13 empty] | 2 | 2 | 2 | 2 | 3 | 1 | 1 |  | 0
PG&E GBA | Coburn | 60 | Geothermal |  |  | 0 | 0 | 0 | 0 | 0 | 0 | 0 | 0 | 0 | 1 | 1 | 1 | 1 | [13 empty] | 2 | 2 | 2 | 2 | 3 | 1 | 1 |  | 0
PG&E NGBA | Colgate | 230 | Geothermal |  |  | 0 | 0 | 0 | 0 | 0 | 0 | 0 | 0 | 0 | 5 | 2 | 1 | 1 | [13 empty] | 2 | 1 | 4 | 1 | 3 | 1 | 1 |  | 0
PG&E GBA | Collierville | 230 | Geothermal |  |  | 0 | 0 | 0 | 0 | 0 | 0 | 0 | 0 | 0 | 5 | 2 | 1 | 1 | [13 empty] | 2 | 1 | 4 | 1 | 3 | 1 | 1 |  | 0
PG&E GBA | Collinsville | 230 | Geothermal |  |  | 0 | 0 | 0 | 0 | 0 | 0 | 0 | 0 | 0 | 5 | 2 | 1 | 1 | [13 empty] | 2 | 1 | 3 | 1 | 1 | 1 | 1 |  | 0
PG&E GBA | Collinsville | 500 | Geothermal |  |  | 0 | 0 | 0 | 0 | 0 | 0 | 0 | 0 | 0 | 5 | 2 | 1 | 1 | [13 empty] | 2 | 1 | 3 | 1 | 1 | 1 | 1 |  | 0
SCE Eastern | Colorado River | 230 | Geothermal |  |  | 0 | 0 | 0 | 0 | 0 | 0 | 0 | 0 | 0 | 1 | 1 | 1 | 1 | [13 empty] | 2 | 2 | 3 | 1 | 3 | 1 | 1 |  | 0
SCE Eastern | Colorado River | 500 | Geothermal |  |  | 0 | 0 | 0 | 0 | 0 | 0 | 0 | 0 | 0 | 1 | 1 | 1 | 1 | [13 empty] | 2 | 2 | 3 | 1 | 3 | 1 | 1 |  | 0
PG&E KERN | Columbus | 115 | Geothermal |  |  | 0 | 0 | 0 | 0 | 0 | 0 | 0 | 0 | 0 | 1 | 1 | 1 | 1 | [13 empty] | 1 | 1 | 2 | 1 | 2 | 1 | 1 |  | 0
PG&E GBA | Contra Costa | 115 | Geothermal |  |  | 0 | 0 | 0 | 0 | 0 | 0 | 0 | 0 | 0 | 5 | 5 | 1 | 1 | [13 empty] | 2 | 1 | 2 | 1 | 2 | 1 | 1 |  | 0
PG&E GBA | Contra Costa | 230 | Geothermal |  |  | 0 | 0 | 0 | 0 | 0 | 0 | 0 | 0 | 0 | 5 | 2 | 1 | 1 | [13 empty] | 2 | 1 | 2 | 1 | 2 | 1 | 1 |  | 0
PG&E GBA | Contra Costa PP | 230 | Geothermal |  |  | 0 | 0 | 0 | 0 | 0 | 0 | 0 | 0 | 0 | 5 | 5 | 1 | 1 | [13 empty] | 2 | 1 | 1 | 1 | 2 | 1 | 1 |  | 0
SCE NOL | Control | 115 | Geothermal |  |  | 9.7 | 0 | 9.7 | 9.7 | 0 | 9.7 | 0 | 0 | 0 | 5 | 5 | 1 | 1 |  |  | 1 |  |  |  | 1 | 5 | 1 | 1 | 1 | 1 | 2 | 2 | 2 | 4 | 1 | 3 | 1+ | 1 |  | 1
SCE NOL | Control | 55 | Geothermal |  |  | 0 | 0 | 0 | 0 | 0 | 0 | 0 | 0 | 0 | 5 | 5 | 1 | 1 | [13 empty] | 2 | 2 | 4 | 1 | 3 | 1 | 1 |  | 0
PG&E GBA | Cooley Landing | 115 | Geothermal |  |  | 0 | 0 | 0 | 0 | 0 | 0 | 0 | 0 | 0 | 5 | 2 | 1 | 1 | [13 empty] | 2 | 1 | 2 | 1 | 1 | 1 | 1 |  | 0
PG&E GBA | Cooley Landing | 60 | Geothermal |  |  | 0 | 0 | 0 | 0 | 0 | 0 | 0 | 0 | 0 | 1 | 1 | 1 | 1 | [13 empty] | 2 | 1 | 2 | 1 | 1 | 1 | 1 |  | 0
SCE NOL | Coolwater | 230 | Geothermal |  |  | 0 | 0 | 0 | 0 | 0 | 0 | 0 | 0 | 0 | 3 | 3 | 1 | 1 | [13 empty] | 2 | 1 | 2 | 1 | 1 | 1 | 1 |  | 0
SCE NOL | Coolwater | 115 | Geothermal |  |  | 0 | 0 | 0 | 0 | 0 | 0 | 0 | 0 | 0 | 3 | 3 | 1 | 1 | [13 empty] | 2 | 1 | 2 | 1 | 1 | 1 | 1 |  | 0
PG&E KERN | Copus | 70 | Geothermal |  |  | 0 | 0 | 0 | 0 | 0 | 0 | 0 | 0 | 0 | 1 | 1 | 1 | 1 | [13 empty] | 1 | 1 | 3 | 1 | 1 | 1 | 1 |  | 0
PG&E FRESNO | Corcoran | 70 | Geothermal |  |  | 0 | 0 | 0 | 0 | 0 | 0 | 0 | 0 | 0 | 5 | 2 | 5 | 2 | [13 empty] | 1 | 1 | 4 | 2 | 1 | 1 | 1 |  | 0
PG&E FRESNO | Corcoran | 115 | Geothermal |  |  | 0 | 0 | 0 | 0 | 0 | 0 | 0 | 0 | 0 | 5 | 2 | 5 | 2 | [13 empty] | 1 | 1 | 4 | 2 | 1 | 1 | 1 |  | 0
PG&E NGBA | Corona | 115 | Geothermal |  |  | 0 | 0 | 0 | 0 | 0 | 0 | 0 | 0 | 0 | 5 | 5 | 1 | 1 | [13 empty] | 2 | 1 | 3 | 2 | 3 | 1 | 1 |  | 0
PG&E NGBA | Cortina | 230 | Geothermal |  |  | 0 | 0 | 0 | 0 | 0 | 0 | 0 | 0 | 0 | 5 | 5 | 1 | 1 | [13 empty] | 2 | 2 | 4 | 1 | 3 | 1 | 1 |  | 0
PG&E NGBA | Cortina | 115 | Geothermal |  |  | 0 | 0 | 0 | 0 | 0 | 0 | 0 | 0 | 0 | 5 | 5 | 1 | 1 | [13 empty] | 2 | 2 | 4 | 1 | 3 | 1 | 1 |  | 0
PG&E GBA | Cottle | 230 | Geothermal |  |  | 0 | 0 | 0 | 0 | 0 | 0 | 0 | 0 | 0 | 5 | 2 | 1 | 1 | [13 empty] | 1 | 1 | 3 | 2 | 1 | 1 | 1 |  | 0
PG&E NGBA | Cottonwood | 115 | Geothermal |  |  | 0 | 0 | 0 | 0 | 0 | 0 | 0 | 0 | 0 | 5 | 2 | 1 | 1 | [13 empty] | 2 | 2 | 3 | 2 | 3 | 1 | 1 |  | 0
PG&E NGBA | Cottonwood | 230 | Geothermal |  |  | 0 | 0 | 0 | 0 | 0 | 0 | 0 | 0 | 0 | 5 | 2 | 1 | 1 | [13 empty] | 2 | 2 | 3 | 2 | 3 | 1 | 1 |  | 0
PG&E NGBA | Cottonwood | 60 | Geothermal |  |  | 0 | 0 | 0 | 0 | 0 | 0 | 0 | 0 | 0 | 5 | 2 | 1 | 1 | [13 empty] | 2 | 2 | 3 | 2 | 3 | 1 | 1 |  | 0
PG&E NGBA | Cove Road | 230 | Geothermal |  |  | 0 | 0 | 0 | 0 | 0 | 0 | 0 | 0 | 0 | 5 | 2 | 1 | 1 | [13 empty] | 2 | 2 | 4 | 2 | 3 | 1 | 1 |  | 0
PG&E GBA | Coyote | 230 | Geothermal |  |  | 0 | 0 | 0 | 0 | 0 | 0 | 0 | 0 | 0 | 1 | 1 | 1 | 1 | [13 empty] | 2 | 1 | 3 | 2 | 2 | 1 | 1 |  | 0
PG&E GBA | Crazy Horse Canyon | 115 | Geothermal |  |  | 0 | 0 | 0 | 0 | 0 | 0 | 0 | 0 | 0 | 1 | 1 | 1 | 1 | [13 empty] | 2 | 2 | 4 | 2 | 3 | 1 | 1 |  | 0
SDGE | Creelman | 69 | Geothermal |  |  | 0 | 0 | 0 | 0 | 0 | 0 | 0 | 0 | 0 | 1 | 1 | 1 | 1 | [13 empty] | 2 | 1 | 4 | 1 | 3 | 1 | 1 |  | 0
PG&E FRESNO | Crescent | 70 | Geothermal |  |  | 0 | 0 | 0 | 0 | 0 | 0 | 0 | 0 | 0 | 5 | 2 | 1 | 1 | [13 empty] | 1 | 1 | 3 | 2 | 1 | 1 | 1 |  | 0
PG&E FRESNO | Cressey | 115 | Geothermal |  |  | 0 | 0 | 0 | 0 | 0 | 0 | 0 | 0 | 0 | 5 | 2 | 5 | 2 | [13 empty] | 1 | 1 | 3 | 2 | 1 | 1 | 1 |  | 0
PG&E NGBA | Cresta | 230 | Geothermal |  |  | 0 | 0 | 0 | 0 | 0 | 0 | 0 | 0 | 0 | 5 | 2 | 1 | 1 | [13 empty] | 2 | 1 | 4 | 2 | 3 | 1 | 1 |  | 0
SDGE | Crestwood | 69 | Geothermal |  |  | 0 | 0 | 0 | 0 | 0 | 0 | 0 | 0 | 0 | 1 | 1 | 1 | 1 | [13 empty] | 2 | 1 | 4 | 1 | 3 | 1 | 1 |  | 0
PG&E GBA | Crow Creek | 60 | Geothermal |  |  | 0 | 0 | 0 | 0 | 0 | 0 | 0 | 0 | 0 | 5 | 2 | 1 | 1 | [13 empty] | 1 | 1 | 4 | 2 | 1 | 1 | 1 |  | 0
PG&E GBA | Crows Landing | 60 | Geothermal |  |  | 0 | 0 | 0 | 0 | 0 | 0 | 0 | 0 | 0 | 5 | 2 | 1 | 1 | [13 empty] | 1 | 1 | 4 | 2 | 1 | 1 | 1 |  | 0
PG&E GBA | Curtis | 115 | Geothermal |  |  | 0 | 0 | 0 | 0 | 0 | 0 | 0 | 0 | 0 | 5 | 2 | 1 | 1 | [13 empty] | 2 | 1 | 4 | 1 | 3 | 1 | 1 |  | 0
PG&E FRESNO | Dairyland | 115 | Geothermal |  |  | 0 | 0 | 0 | 0 | 0 | 0 | 0 | 0 | 0 | 5 | 2 | 5 | 2 | [13 empty] | 1 | 1 | 3 | 2 | 1 | 1 | 1 |  | 0
PG&E NGBA | Davis | 115 | Geothermal |  |  | 0 | 0 | 0 | 0 | 0 | 0 | 0 | 0 | 0 | 5 | 5 | 1 | 1 | [13 empty] | 2 | 1 | 4 | 2 | 3 | 1 | 1 |  | 0
SCE Metro | Del Amo | 500 | Geothermal |  |  | 0 | 0 | 0 | 0 | 0 | 0 | 0 | 0 | 0 | 1 | 1 | 1 | 1 | [13 empty] | 1 | 1 | 3 | 1 | 2 | 1 | 1 |  | 0
SCE Metro | Del Amo | 230 | Geothermal |  |  | 0 | 0 | 0 | 0 | 0 | 0 | 0 | 0 | 0 | 1 | 1 | 1 | 1 | [13 empty] | 1 | 1 | 3 | 1 | 2 | 1 | 1 |  | 0
SCE Eastern | Delaney | 500 | Geothermal |  |  | 0 | 0 | 0 | 0 | 0 | 0 | 0 | 0 | 0 | 5 | 5 | 1 | 1 | [13 empty] | 2 | 1 | 4 | 2 | 3 | 1 | 1 |  | 0
PG&E NGBA | Delevan | 230 | Geothermal |  |  | 0 | 0 | 0 | 0 | 0 | 0 | 0 | 0 | 0 | 5 | 5 | 1 | 1 | [13 empty] | 2 | 2 | 1 | 1 | 3 | 1 | 1 |  | 0
PG&E GBA | Delta PP | 230 | Geothermal |  |  | 0 | 0 | 0 | 0 | 0 | 0 | 0 | 0 | 0 | 5 | 2 | 1 | 1 | [13 empty] | 2 | 1 | 3 | 1 | 2 | 1 | 1 |  | 0
EOP | Desert View | 230 | Geothermal |  |  | 0 | 0 | 0 | 0 | 0 | 0 | 0 | 0 | 0 | 5 | 5 | 1 | 1 | [13 empty] | 2 | 1 | 4 | 1 | 3 | 1 | 1 |  | 0
SCE Eastern | Devers | 230 | Geothermal |  |  | 0 | 0 | 0 | 0 | 0 | 0 | 0 | 0 | 0 | 1 | 1 | 1 | 1 | [13 empty] | 2 | 1 | 1 | 1 | 3 | 1 | 1 |  | 0
SCE Eastern | Devers | 500 | Geothermal |  |  | 0 | 0 | 0 | 0 | 0 | 0 | 0 | 0 | 0 | 1 | 1 | 1 | 1 | [13 empty] | 2 | 1 | 1 | 1 | 3 | 1 | 1 |  | 0
PG&E KERN | Diablo Canyon | 230 | Geothermal |  |  | 0 | 0 | 0 | 0 | 0 | 0 | 0 | 0 | 0 | 1 | 1 | 1 | 1 | [13 empty] | 2 | 2 | 4 | 2 | 3 | 1 | 1 |  | 0
PG&E KERN | Diablo Canyon | 500 | Geothermal |  |  | 0 | 0 | 0 | 0 | 0 | 0 | 0 | 0 | 0 | 1 | 1 | 1 | 1 | [13 empty] | 2 | 2 | 4 | 2 | 3 | 1 | 1 |  | 0
PG&E KERN | Divide | 115 | Geothermal |  |  | 0 | 0 | 0 | 0 | 0 | 0 | 0 | 0 | 0 | 1 | 1 | 1 | 1 | [13 empty] | 2 | 2 | 4 | 1 | 2 | 1 | 1 |  | 0
PG&E GBA | Dixon Landing | 115 | Geothermal |  |  | 0 | 0 | 0 | 0 | 0 | 0 | 0 | 0 | 0 | 1 | 1 | 1 | 1 | [13 empty] | 2 | 1 | 2 | 1 | 2 | 1 | 1 |  | 0
PG&E FRESNO | Dos Amigos | 230 | Geothermal |  |  | 0 | 0 | 0 | 0 | 0 | 0 | 0 | 0 | 0 | 1 | 1 | 1 | 1 | [13 empty] | 1 | 1 | 4 | 2 | 1 | 1 | 1 |  | 0
PG&E NGBA | Drum | 115 | Geothermal |  |  | 0 | 0 | 0 | 0 | 0 | 0 | 0 | 0 | 0 | 5 | 2 | 1 | 1 | [13 empty] | 2 | 1 | 4 | 2 | 3 | 1 | 1 |  | 0
PG&E GBA | Dumbarton | 115 | Geothermal |  |  | 0 | 0 | 0 | 0 | 0 | 0 | 0 | 0 | 0 | 5 | 2 | 1 | 1 | [13 empty] | 2 | 1 | 3 | 1 | 2 | 1 | 1 |  | 0
SCE NOL | Dunn Siding | 115 | Geothermal |  |  | 0 | 0 | 0 | 0 | 0 | 0 | 0 | 0 | 0 | 3 | 3 | 1 | 1 | [13 empty] | 2 | 1 | 4 | 1 | 1 | 1 | 1 |  | 0
SCE Eastern | Eagle Mountain | 230 | Geothermal |  |  | 0 | 0 | 0 | 0 | 0 | 0 | 0 | 0 | 0 | 5 | 5 | 3 | 3 | [13 empty] | 2 | 2 | 4 | 1 | 3 | 1 | 1 |  | 0
PG&E NGBA | Eagle Rock (PGE) | 60 | Geothermal |  |  | 0 | 0 | 0 | 0 | 0 | 0 | 0 | 0 | 0 | 5 | 5 | 1 | 1 | [13 empty] | 2 | 2 | 4 | 2 | 3 | 1 | 1 |  | 0
PG&E NGBA | Eagle Rock (PGE) | 115 | Geothermal |  |  | 21.5 | 0 | 21.5 | 7 | 0 | 7 | 14.5 | 0 | 14.5 | 5 | 5 | 1 | 1 | 2 |  | 1 |  |  |  | 1 | 5 | 1 | 1 | 2 | 3 | 1 | 2 | 2 | 4 | 2 | 3 | 5- | 3 | Shifted to other buses in Geysers area and slight reduction b/c less geothermal in portfolio | 1
SCE Metro | Eagle Rock (SCE) | 230 | Geothermal |  |  | 0 | 0 | 0 | 0 | 0 | 0 | 0 | 0 | 0 | 1 | 1 | 1 | 1 | [13 empty] | 1 | 1 | 2 | 1 | 2 | 1 | 1 |  | 0
PG&E NGBA | East Marysville | 115 | Geothermal |  |  | 0 | 0 | 0 | 0 | 0 | 0 | 0 | 0 | 0 | 5 | 2 | 1 | 1 | [13 empty] | 2 | 2 | 2 | 1 | 2 | 1 | 1 |  | 0
PG&E NGBA | East Nicolaus | 115 | Geothermal |  |  | 0 | 0 | 0 | 0 | 0 | 0 | 0 | 0 | 0 | 5 | 2 | 1 | 1 | [13 empty] | 2 | 1 | 4 | 1 | 3 | 1 | 1 |  | 0
PG&E NGBA | East Nicolaus | 60 | Geothermal |  |  | 0 | 0 | 0 | 0 | 0 | 0 | 0 | 0 | 0 | 5 | 2 | 1 | 1 | [13 empty] | 2 | 1 | 4 | 1 | 3 | 1 | 1 |  | 0
PG&E GBA | Eastshore | 115 | Geothermal |  |  | 0 | 0 | 0 | 0 | 0 | 0 | 0 | 0 | 0 | 5 | 2 | 1 | 1 | [13 empty] | 2 | 1 | 2 | 1 | 1 | 1 | 1 |  | 0
PG&E GBA | Eastshore | 230 | Geothermal |  |  | 0 | 0 | 0 | 0 | 0 | 0 | 0 | 0 | 0 | 5 | 2 | 1 | 1 | [13 empty] | 2 | 1 | 2 | 1 | 1 | 1 | 1 |  | 0
SDGE | ECO | 138 | Geothermal |  |  | 0 | 0 | 0 | 0 | 0 | 0 | 0 | 0 | 0 | 1 | 1 | 1 | 1 | [13 empty] | 2 | 1 | 4 | 1 | 3 | 1 | 1 |  | 0
SDGE | ECO | 230 | Geothermal |  |  | 0 | 0 | 0 | 0 | 0 | 0 | 0 | 0 | 0 | 1 | 1 | 1 | 1 | [13 empty] | 2 | 1 | 4 | 1 | 3 | 1 | 1 |  | 0
SDGE | ECO | 500 | Geothermal |  |  | 0 | 0 | 0 | 0 | 0 | 0 | 0 | 0 | 0 | 1 | 1 | 1 | 1 | [13 empty] | 2 | 1 | 4 | 1 | 3 | 1 | 1 |  | 0
PG&E GBA | Edenvale | 115 | Geothermal |  |  | 0 | 0 | 0 | 0 | 0 | 0 | 0 | 0 | 0 | 1 | 1 | 1 | 1 | [13 empty] | 2 | 1 | 2 | 2 | 2 | 1 | 1 |  | 0
PG&E GBA | Edes | 115 | Geothermal |  |  | 0 | 0 | 0 | 0 | 0 | 0 | 0 | 0 | 0 | 5 | 2 | 1 | 1 | [13 empty] | 2 | 1 | 3 | 1 | 1 | 1 | 1 |  | 0
PG&E GBA | Eight Mile | 230 | Geothermal |  |  | 0 | 0 | 0 | 0 | 0 | 0 | 0 | 0 | 0 | 5 | 2 | 1 | 1 | [13 empty] | 1 | 1 | 2 | 2 | 1 | 1 | 1 |  | 0
SDGE | El Cajon | 69 | Geothermal |  |  | 0 | 0 | 0 | 0 | 0 | 0 | 0 | 0 | 0 | 1 | 1 | 1 | 1 | [13 empty] | 2 | 1 | 2 | 1 | 1 | 1 | 1 |  | 0
SCE Eastern | El Casco | 230 | Geothermal |  |  | 0 | 0 | 0 | 0 | 0 | 0 | 0 | 0 | 0 | 1 | 1 | 1 | 1 | [13 empty] | 1 | 1 | 4 | 1 | 2 | 1 | 1 |  | 0
PG&E GBA | El Cerrito G | 115 | Geothermal |  |  | 0 | 0 | 0 | 0 | 0 | 0 | 0 | 0 | 0 | 5 | 2 | 1 | 1 | [13 empty] | 2 | 1 | 2 | 1 | 2 | 1 | 1 |  | 0
PG&E NGBA | El Dorado PH | 115 | Geothermal |  |  | 0 | 0 | 0 | 0 | 0 | 0 | 0 | 0 | 0 | 5 | 2 | 1 | 1 | [13 empty] | 2 | 1 | 4 | 2 | 3 | 1 | 1 |  | 0
PG&E FRESNO | El Nido (PGE) | 115 | Geothermal |  |  | 0 | 0 | 0 | 0 | 0 | 0 | 0 | 0 | 0 | 5 | 2 | 1 | 1 | [13 empty] | 1 | 1 | 4 | 2 | 1 | 1 | 1 |  | 0
SCE Metro | El Nido (SCE) | 230 | Geothermal |  |  | 0 | 0 | 0 | 0 | 0 | 0 | 0 | 0 | 0 | 1 | 1 | 1 | 1 | [13 empty] | 1 | 1 | 2 | 1 | 2 | 1 | 1 |  | 0
PG&E GBA | El Patio | 115 | Geothermal |  |  | 0 | 0 | 0 | 0 | 0 | 0 | 0 | 0 | 0 | 1 | 1 | 1 | 1 | [13 empty] | 2 | 1 | 3 | 2 | 2 | 1 | 1 |  | 0
SCE Metro | El Segundo | 230 | Geothermal |  |  | 0 | 0 | 0 | 0 | 0 | 0 | 0 | 0 | 0 | 1 | 1 | 1 | 1 | [13 empty] | 1 | 1 | 1 | 1 | 1 | 1 | 1 |  | 0
EOP | Eldorado | 230 | Geothermal | YES | Northern Nevada | 117.3 | 0 | 117.3 | 0 | 0 | 0 | 117.3 | 0 | 117.3 | 5 | 5 | 1 | 1 | N/A |  | N/A |  |  |  | N/A | N/A | N/A | N/A | N/A | N/A | N/A | 2 | 2 | 2 | 1 | 3 | 3- | 1 |  | 1
EOP | Eldorado | 500 | Geothermal |  |  | 0 | 0 | 0 | 0 | 0 | 0 | 0 | 0 | 0 | 5 | 5 | 1 | 1 | [13 empty] | 2 | 2 | 2 | 1 | 3 | 1+ | 4 | Shifted to Utah geothermal to align with in-development geothermal | 1
SCE Northern | Elizabeth Lake | 66 | Geothermal |  |  | 0 | 0 | 0 | 0 | 0 | 0 | 0 | 0 | 0 | 5 | 5 | 1 | 1 | [13 empty] | 1 | 1 | 3 | 1 | 3 | 1 | 1 |  | 0
PG&E KERN | Elk Hills | 230 | Geothermal |  |  | 0 | 0 | 0 | 0 | 0 | 0 | 0 | 0 | 0 | 1 | 1 | 1 | 1 | [13 empty] | 1 | 1 | 3 | 1 | 1 | 1 | 1 |  | 0
SDGE | Elliot | 69 | Geothermal |  |  | 0 | 0 | 0 | 0 | 0 | 0 | 0 | 0 | 0 | 1 | 1 | 1 | 1 | [13 empty] | 2 | 1 | 2 | 1 | 2 | 1 | 1 |  | 0
SCE Metro | Ellis | 230 | Geothermal |  |  | 0 | 0 | 0 | 0 | 0 | 0 | 0 | 0 | 0 | 1 | 1 | 1 | 1 | [13 empty] | 1 | 1 | 2 | 1 | 2 | 1 | 1 |  | 0
SDGE | Encina | 138 | Geothermal |  |  | 0 | 0 | 0 | 0 | 0 | 0 | 0 | 0 | 0 | 1 | 1 | 1 | 1 | [13 empty] | 2 | 1 | 1 | 1 | 3 | 1 | 1 |  | 0
SDGE | Encina | 230 | Geothermal |  |  | 0 | 0 | 0 | 0 | 0 | 0 | 0 | 0 | 0 | 1 | 1 | 1 | 1 | [13 empty] | 2 | 1 | 1 | 1 | 3 | 1 | 1 |  | 0
SDGE | Escondido | 230 | Geothermal |  |  | 0 | 0 | 0 | 0 | 0 | 0 | 0 | 0 | 0 | 1 | 1 | 1 | 1 | [13 empty] | 2 | 1 | 1 | 1 | 3 | 1 | 1 |  | 0
SDGE | Escondido | 69 | Geothermal |  |  | 0 | 0 | 0 | 0 | 0 | 0 | 0 | 0 | 0 | 1 | 1 | 1 | 1 | [13 empty] | 2 | 1 | 1 | 1 | 3 | 1 | 1 |  | 0
PG&E KERN | Estrella | 230 | Geothermal |  |  | 0 | 0 | 0 | 0 | 0 | 0 | 0 | 0 | 0 | 1 | 1 | 1 | 1 | [13 empty] | 2 | 2 | 4 | 2 | 3 | 1 | 1 |  | 0
SCE Eastern | Etiwanda | 230 | Geothermal |  |  | 0 | 0 | 0 | 0 | 0 | 0 | 0 | 0 | 0 | 1 | 1 | 1 | 1 | [13 empty] | 1 | 1 | 2 | 1 | 1 | 1 | 1 |  | 0
PG&E GBA | Evergreen | 115 | Geothermal |  |  | 0 | 0 | 0 | 0 | 0 | 0 | 0 | 0 | 0 | 1 | 1 | 1 | 1 | [13 empty] | 2 | 1 | 2 | 2 | 2 | 1 | 1 |  | 0
PG&E GBA | Evergreen | 60 | Geothermal |  |  | 0 | 0 | 0 | 0 | 0 | 0 | 0 | 0 | 0 | 1 | 1 | 1 | 1 | [13 empty] | 2 | 1 | 2 | 2 | 2 | 1 | 1 |  | 0
PG&E FRESNO | Excelsior | 115 | Geothermal |  |  | 0 | 0 | 0 | 0 | 0 | 0 | 0 | 0 | 0 | 5 | 2 | 1 | 1 | [13 empty] | 1 | 1 | 4 | 2 | 1 | 1 | 1 |  | 0
PG&E FRESNO | Exchequer | 115 | Geothermal |  |  | 0 | 0 | 0 | 0 | 0 | 0 | 0 | 0 | 0 | 5 | 2 | 5 | 2 | [13 empty] | 2 | 1 | 4 | 1 | 2 | 1 | 1 |  | 0
PG&E KERN | Fairway | 115 | Geothermal |  |  | 0 | 0 | 0 | 0 | 0 | 0 | 0 | 0 | 0 | 1 | 1 | 1 | 1 | [13 empty] | 2 | 2 | 3 | 1 | 2 | 1 | 1 |  | 0
PG&E KERN | Famoso | 115 | Geothermal |  |  | 0 | 0 | 0 | 0 | 0 | 0 | 0 | 0 | 0 | 1 | 1 | 1 | 1 | [13 empty] | 1 | 1 | 4 | 1 | 1 | 1 | 1 |  | 0
PG&E NGBA | Fern Road | 500 | Geothermal |  |  | 0 | 0 | 0 | 0 | 0 | 0 | 0 | 0 | 0 | 5 | 2 | 1 | 1 | [13 empty] | 2 | 2 | 4 | 2 | 3 | 1 | 1 |  | 0
PG&E GBA | Fibreboard (SPI Sonora) | 115 | Geothermal |  |  | 0 | 0 | 0 | 0 | 0 | 0 | 0 | 0 | 0 | 5 | 2 | 1 | 1 | [13 empty] | 2 | 1 | 2 | 1 | 2 | 1 | 1 |  | 0
PG&E FRESNO | Figarden | 230 | Geothermal |  |  | 0 | 0 | 0 | 0 | 0 | 0 | 0 | 0 | 0 | 5 | 2 | 5 | 2 | [13 empty] | 1 | 1 | 3 | 2 | 2 | 1 | 1 |  | 0
PG&E FRESNO | Fink | 230 | Geothermal |  |  | 0 | 0 | 0 | 0 | 0 | 0 | 0 | 0 | 0 | 1 | 1 | 1 | 1 | [13 empty] | 1 | 1 | 4 | 2 | 1 | 1 | 1 |  | 0
PG&E NGBA | Fitch Mountain | 60 | Geothermal |  |  | 0 | 0 | 0 | 0 | 0 | 0 | 0 | 0 | 0 | 5 | 5 | 1 | 1 | [13 empty] | 2 | 2 | 4 | 2 | 3 | 1 | 1 |  | 0
PG&E GBA | FMC | 115 | Geothermal |  |  | 0 | 0 | 0 | 0 | 0 | 0 | 0 | 0 | 0 | 1 | 1 | 1 | 1 | [13 empty] | 2 | 1 | 2 | 2 | 2 | 1 | 1 |  | 0
PG&E GBA | Fremont | 115 | Geothermal |  |  | 0 | 0 | 0 | 0 | 0 | 0 | 0 | 0 | 0 | 1 | 1 | 1 | 1 | [13 empty] | 2 | 1 | 3 | 1 | 2 | 1 | 1 |  | 0
PG&E GBA | French Camp | 60 | Geothermal |  |  | 0 | 0 | 0 | 0 | 0 | 0 | 0 | 0 | 0 | 5 | 2 | 1 | 1 | [13 empty] | 1 | 1 | 3 | 2 | 1 | 1 | 1 |  | 0
PG&E GBA | Frogtown | 115 | Geothermal |  |  | 0 | 0 | 0 | 0 | 0 | 0 | 0 | 0 | 0 | 5 | 2 | 1 | 1 | [13 empty] | 2 | 1 | 4 | 1 | 3 | 1 | 1 |  | 0
PG&E NGBA | Fulton | 115 | Geothermal |  |  | 0 | 0 | 0 | 0 | 0 | 0 | 0 | 0 | 0 | 5 | 5 | 1 | 1 | [13 empty] | 2 | 1 | 3 | 2 | 2 | 1 | 1 |  | 0
PG&E NGBA | Fulton | 230 | Geothermal |  |  | 54 | 0 | 54 | 18 | 0 | 18 | 36 | 0 | 36 | 5 | 5 | 1 | 1 | 2 |  | 1 |  |  |  | 1 | 5 | 1 | 1 | 2 | 3 | 1 | 2 | 1 | 3 | 2 | 2 | 5- | 1 |  | 1
PG&E NGBA | Fulton | 60 | Geothermal |  |  | 0 | 0 | 0 | 0 | 0 | 0 | 0 | 0 | 0 | 5 | 5 | 1 | 1 | [13 empty] | 2 | 1 | 3 | 2 | 2 | 1 | 1 |  | 0
PG&E KERN | Ganso | 115 | Geothermal |  |  | 0 | 0 | 0 | 0 | 0 | 0 | 0 | 0 | 0 | 1 | 1 | 1 | 1 | [13 empty] | 1 | 1 | 3 | 1 | 1 | 1 | 1 |  | 0
PG&E FRESNO | Gates | 230 | Geothermal |  |  | 0 | 0 | 0 | 0 | 0 | 0 | 0 | 0 | 0 | 1 | 1 | 1 | 1 | [13 empty] | 1 | 1 | 3 | 2 | 1 | 1 | 1 |  | 0
PG&E FRESNO | Gates | 500 | Geothermal |  |  | 0 | 0 | 0 | 0 | 0 | 0 | 0 | 0 | 0 | 1 | 1 | 1 | 1 | [13 empty] | 1 | 1 | 3 | 2 | 1 | 1 | 1 |  | 0
PG&E NGBA | Geysers 12 | 230 | Geothermal |  |  | 0 | 0 | 0 | 0 | 0 | 0 | 0 | 0 | 0 | 5 | 5 | 1 | 1 | [13 empty] | 2 | 2 | 4 | 2 | 3 | 1 | 5 | Shifted to other buses in Geysers area and slight reduction b/c less geothermal in portfolio | 1
PG&E NGBA | Geysers 17 | 230 | Geothermal |  |  | 19.5 | 0 | 19.5 | 0 | 0 | 0 | 19.5 | 0 | 19.5 | 5 | 5 | 1 | 1 | 2 |  | 1 |  |  |  | 1 | 5 | 1 | 1 | 2 | 3 | 1 | 2 | 2 | 4 | 2 | 3 | 5- | 1 |  | 1
PG&E NGBA | Geysers 3 | 115 | Geothermal |  |  | 0 | 0 | 0 | 0 | 0 | 0 | 0 | 0 | 0 | 5 | 5 | 1 | 1 | [13 empty] | 2 | 2 | 4 | 2 | 3 | 1 | 1 |  | 0
PG&E NGBA | Glenn | 230 | Geothermal |  |  | 0 | 0 | 0 | 0 | 0 | 0 | 0 | 0 | 0 | 5 | 2 | 1 | 1 | [13 empty] | 2 | 2 | 4 | 1 | 3 | 1 | 1 |  | 0
PG&E NGBA | Glenn | 60 | Geothermal |  |  | 0 | 0 | 0 | 0 | 0 | 0 | 0 | 0 | 0 | 5 | 2 | 1 | 1 | [13 empty] | 2 | 2 | 4 | 1 | 3 | 1 | 1 |  | 0
PG&E NGBA | Gold Hill | 115 | Geothermal |  |  | 0 | 0 | 0 | 0 | 0 | 0 | 0 | 0 | 0 | 5 | 2 | 1 | 1 | [13 empty] | 2 | 1 | 4 | 2 | 3 | 1 | 1 |  | 0
PG&E NGBA | Gold Hill | 230 | Geothermal |  |  | 0 | 0 | 0 | 0 | 0 | 0 | 0 | 0 | 0 | 5 | 2 | 1 | 1 | [13 empty] | 2 | 1 | 4 | 2 | 3 | 1 | 1 |  | 0
SCE Northern | Goleta | 230 | Geothermal |  |  | 0 | 0 | 0 | 0 | 0 | 0 | 0 | 0 | 0 | 5 | 5 | 1 | 1 | [13 empty] | 2 | 2 | 2 | 1 | 2 | 1 | 1 |  | 0
SCE Metro | Goodrich | 230 | Geothermal |  |  | 0 | 0 | 0 | 0 | 0 | 0 | 0 | 0 | 0 | 1 | 1 | 1 | 1 | [13 empty] | 1 | 1 | 3 | 1 | 2 | 1 | 1 |  | 0
PG&E KERN | Goose Lake | 115 | Geothermal |  |  | 0 | 0 | 0 | 0 | 0 | 0 | 0 | 0 | 0 | 1 | 1 | 1 | 1 | [13 empty] | 1 | 1 | 2 | 1 | 1 | 1 | 1 |  | 0
SCE Metro | Gould | 230 | Geothermal |  |  | 0 | 0 | 0 | 0 | 0 | 0 | 0 | 0 | 0 | 1 | 1 | 1 | 1 | [13 empty] | 1 | 1 | 4 | 1 | 2 | 1 | 1 |  | 0
PG&E NGBA | Grand Island | 115 | Geothermal |  |  | 0 | 0 | 0 | 0 | 0 | 0 | 0 | 0 | 0 | 5 | 2 | 1 | 1 | [13 empty] | 2 | 1 | 4 | 2 | 2 | 1 | 1 |  | 0
SDGE | Granite | 69 | Geothermal |  |  | 0 | 0 | 0 | 0 | 0 | 0 | 0 | 0 | 0 | 1 | 1 | 1 | 1 | [13 empty] | 2 | 1 | 2 | 2 | 2 | 1 | 1 |  | 0
PG&E GBA | Grant | 115 | Geothermal |  |  | 0 | 0 | 0 | 0 | 0 | 0 | 0 | 0 | 0 | 5 | 2 | 1 | 1 | [13 empty] | 2 | 1 | 2 | 1 | 2 | 1 | 1 |  | 0
PG&E GBA | Green Valley | 115 | Geothermal |  |  | 0 | 0 | 0 | 0 | 0 | 0 | 0 | 0 | 0 | 1 | 1 | 1 | 1 | [13 empty] | 2 | 2 | 3 | 2 | 2 | 1 | 1 |  | 0
PG&E NGBA | Greenleaf 1 | 115 | Geothermal |  |  | 0 | 0 | 0 | 0 | 0 | 0 | 0 | 0 | 0 | 5 | 2 | 1 | 1 | [13 empty] | 2 | 2 | 1 | 1 | 3 | 1 | 1 |  | 0
PG&E FRESNO | Gregg | 230 | Geothermal |  |  | 0 | 0 | 0 | 0 | 0 | 0 | 0 | 0 | 0 | 5 | 2 | 5 | 2 | [13 empty] | 1 | 1 | 3 | 2 | 1 | 1 | 1 |  | 0
PG&E FRESNO | Grimmway-Malaga | 115 | Geothermal |  |  | 0 | 0 | 0 | 0 | 0 | 0 | 0 | 0 | 0 | 5 | 2 | 1 | 1 | [13 empty] | 1 | 1 | 2 | 1 | 1 | 1 | 1 |  | 0
PG&E NGBA | Grizzly | 230 | Geothermal |  |  | 0 | 0 | 0 | 0 | 0 | 0 | 0 | 0 | 0 | 5 | 2 | 1 | 1 | [13 empty] | 2 | 2 | 4 | 1 | 3 | 1 | 1 |  | 0
PG&E FRESNO | Guernsey | 70 | Geothermal |  |  | 0 | 0 | 0 | 0 | 0 | 0 | 0 | 0 | 0 | 5 | 2 | 1 | 1 | [13 empty] | 1 | 1 | 3 | 2 | 1 | 1 | 1 |  | 0
PG&E FRESNO | GWF Hanford | 115 | Geothermal |  |  | 0 | 0 | 0 | 0 | 0 | 0 | 0 | 0 | 0 | 5 | 2 | 5 | 2 | [13 empty] | 2 | 1 | 2 | 1 | 1 | 1 | 1 |  | 0
PG&E FRESNO | Haas | 230 | Geothermal |  |  | 0 | 0 | 0 | 0 | 0 | 0 | 0 | 0 | 0 | 5 | 2 | 1 | 1 | [13 empty] | 1 | 1 | 4 | 2 | 3 | 1 | 1 |  | 0
PG&E FRESNO | Hammonds | 115 | Geothermal |  |  | 0 | 0 | 0 | 0 | 0 | 0 | 0 | 0 | 0 | 1 | 1 | 1 | 1 | [13 empty] | 1 | 1 | 2 | 2 | 1 | 1 | 1 |  | 0
SCE Metro | HarborGen | 230 | Geothermal |  |  | 0 | 0 | 0 | 0 | 0 | 0 | 0 | 0 | 0 | 1 | 1 | 1 | 1 | [13 empty] | 1 | 1 | 2 | 1 | 1 | 1 | 1 |  | 0
PG&E NGBA | Harris | 60 | Geothermal |  |  | 0 | 0 | 0 | 0 | 0 | 0 | 0 | 0 | 0 | 5 | 2 | 1 | 1 | [13 empty] | 2 | 2 | 2 | 2 | 3 | 1 | 1 |  | 0
EOP | Harry Allen | 500 | Geothermal |  |  | 0 | 0 | 0 | 0 | 0 | 0 | 0 | 0 | 0 | 5 | 5 | 1 | 1 | [13 empty] | 2 | 2 | 4 | 1 | 3 | 1 | 1 |  | 0
PG&E NGBA | Hartley | 60 | Geothermal |  |  | 0 | 0 | 0 | 0 | 0 | 0 | 0 | 0 | 0 | 5 | 5 | 1 | 1 | [13 empty] | 2 | 2 | 4 | 2 | 3 | 1 | 1 |  | 0
SCE NOL | Harvard | 115 | Geothermal |  |  | 0 | 0 | 0 | 0 | 0 | 0 | 0 | 0 | 0 | 3 | 3 | 1 | 1 | [13 empty] | 2 | 1 | 4 | 1 | 1 | 1 | 1 |  | 0
SDGE | Hassayampa | 500 | Geothermal |  |  | 0 | 0 | 0 | 0 | 0 | 0 | 0 | 0 | 0 | 5 | 5 | 1 | 1 | [13 empty] | 2 | 1 | 4 | 2 | 3 | 1 | 1 |  | 0
PG&E FRESNO | Helm | 230 | Geothermal |  |  | 0 | 0 | 0 | 0 | 0 | 0 | 0 | 0 | 0 | 5 | 2 | 1 | 1 | [13 empty] | 1 | 1 | 2 | 2 | 1 | 1 | 1 |  | 0
PG&E FRESNO | Helm | 70 | Geothermal |  |  | 0 | 0 | 0 | 0 | 0 | 0 | 0 | 0 | 0 | 1 | 1 | 1 | 1 | [13 empty] | 1 | 1 | 2 | 2 | 1 | 1 | 1 |  | 0
PG&E FRESNO | Henrietta | 115 | Geothermal |  |  | 0 | 0 | 0 | 0 | 0 | 0 | 0 | 0 | 0 | 1 | 1 | 1 | 1 | [13 empty] | 1 | 1 | 1 | 2 | 1 | 1 | 1 |  | 0
PG&E FRESNO | Henrietta | 230 | Geothermal |  |  | 0 | 0 | 0 | 0 | 0 | 0 | 0 | 0 | 0 | 1 | 1 | 1 | 1 | [13 empty] | 1 | 1 | 1 | 2 | 1 | 1 | 1 |  | 0
PG&E FRESNO | Henrietta | 70 | Geothermal |  |  | 0 | 0 | 0 | 0 | 0 | 0 | 0 | 0 | 0 | 5 | 2 | 1 | 1 | [13 empty] | 1 | 1 | 1 | 2 | 1 | 1 | 1 |  | 0
PG&E FRESNO | Herndon | 115 | Geothermal |  |  | 0 | 0 | 0 | 0 | 0 | 0 | 0 | 0 | 0 | 5 | 2 | 5 | 2 | [13 empty] | 1 | 1 | 3 | 2 | 1 | 1 | 1 |  | 0
PG&E FRESNO | Herndon | 230 | Geothermal |  |  | 0 | 0 | 0 | 0 | 0 | 0 | 0 | 0 | 0 | 5 | 2 | 5 | 2 | [13 empty] | 1 | 1 | 3 | 2 | 1 | 1 | 1 |  | 0
PG&E GBA | Hicks | 230 | Geothermal |  |  | 0 | 0 | 0 | 0 | 0 | 0 | 0 | 0 | 0 | 1 | 1 | 1 | 1 | [13 empty] | 2 | 1 | 4 | 2 | 2 | 1 | 1 |  | 0
PG&E NGBA | Higgins | 115 | Geothermal |  |  | 0 | 0 | 0 | 0 | 0 | 0 | 0 | 0 | 0 | 5 | 2 | 1 | 1 | [13 empty] | 2 | 1 | 4 | 1 | 3 | 1 | 1 |  | 0
PG&E NGBA | Hilltop | 345 | Geothermal |  |  | 0 | 0 | 0 | 0 | 0 | 0 | 0 | 0 | 0 | 5 | 2 | 1 | 1 | [13 empty] | 2 | 2 | 4 | 1 | 3 | 1 | 1 |  | 0
SCE Metro | Hinson | 230 | Geothermal |  |  | 0 | 0 | 0 | 0 | 0 | 0 | 0 | 0 | 0 | 1 | 1 | 1 | 1 | [13 empty] | 1 | 1 | 2 | 1 | 1 | 1 | 1 |  | 0
PG&E GBA | Hollister | 115 | Geothermal |  |  | 0 | 0 | 0 | 0 | 0 | 0 | 0 | 0 | 0 | 1 | 1 | 1 | 1 | [13 empty] | 2 | 2 | 4 | 2 | 3 | 1 | 1 |  | 0
PG&E NGBA | Homestake | 115 | Geothermal |  |  | 0 | 0 | 0 | 0 | 0 | 0 | 0 | 0 | 0 | 5 | 5 | 1 | 1 | [13 empty] | 2 | 1 | 4 | 2 | 3 | 1 | 1 |  | 0
PG&E NGBA | Honcut | 115 | Geothermal |  |  | 0 | 0 | 0 | 0 | 0 | 0 | 0 | 0 | 0 | 5 | 2 | 1 | 1 | [13 empty] | 2 | 1 | 4 | 2 | 3 | 1 | 1 |  | 0
SDGE | Hoodoo Wash | 500 | Geothermal |  |  | 0 | 0 | 0 | 0 | 0 | 0 | 0 | 0 | 0 | 5 | 5 | 1 | 1 | [13 empty] | 2 | 2 | 4 | 2 | 3 | 1 | 1 |  | 0
PG&E NGBA | Hopland | 115 | Geothermal |  |  | 0 | 0 | 0 | 0 | 0 | 0 | 0 | 0 | 0 | 5 | 5 | 1 | 1 | [13 empty] | 2 | 2 | 4 | 2 | 3 | 1 | 1 |  | 0
PG&E NGBA | Hopland | 60 | Geothermal |  |  | 0 | 0 | 0 | 0 | 0 | 0 | 0 | 0 | 0 | 5 | 5 | 1 | 1 | [13 empty] | 2 | 2 | 4 | 2 | 3 | 1 | 1 |  | 0
PG&E NGBA | Humboldt | 115 | Geothermal |  |  | 0 | 0 | 0 | 0 | 0 | 0 | 0 | 0 | 0 | 5 | 2 | 1 | 1 | [13 empty] | 2 | 2 | 3 | 2 | 3 | 1 | 1 |  | 0
PG&E NGBA | Humboldt | 60 | Geothermal |  |  | 0 | 0 | 0 | 0 | 0 | 0 | 0 | 0 | 0 | 5 | 2 | 1 | 1 | [13 empty] | 2 | 2 | 3 | 2 | 3 | 1 | 1 |  | 0
PG&E NGBA | Humboldt | 500 | Geothermal |  |  | 0 | 0 | 0 | 0 | 0 | 0 | 0 | 0 | 0 | 5 | 2 | 1 | 1 | [13 empty] | 2 | 2 | 3 | 2 | 3 | 1 | 1 |  | 0
SCE Metro | Huntington Beach | 230 | Geothermal |  |  | 0 | 0 | 0 | 0 | 0 | 0 | 0 | 0 | 0 | 1 | 1 | 1 | 1 | [13 empty] | 1 | 1 | 1 | 1 | 2 | 1 | 1 |  | 0
PG&E NGBA | Ignacio | 115 | Geothermal |  |  | 0 | 0 | 0 | 0 | 0 | 0 | 0 | 0 | 0 | 5 | 2 | 1 | 1 | [13 empty] | 2 | 1 | 4 | 1 | 3 | 1 | 1 |  | 0
PG&E NGBA | Ignacio | 230 | Geothermal |  |  | 0 | 0 | 0 | 0 | 0 | 0 | 0 | 0 | 0 | 5 | 5 | 1 | 1 | [13 empty] | 2 | 1 | 4 | 1 | 3 | 1 | 1 |  | 0
PG&E NGBA | Ignacio | 60 | Geothermal |  |  | 0 | 0 | 0 | 0 | 0 | 0 | 0 | 0 | 0 | 5 | 5 | 1 | 1 | [13 empty] | 2 | 1 | 4 | 1 | 3 | 1 | 1 |  | 0
SDGE | Imperial Beach | 69 | Geothermal |  |  | 0 | 0 | 0 | 0 | 0 | 0 | 0 | 0 | 0 | 1 | 1 | 1 | 1 | [13 empty] | 2 | 1 | 3 | 1 | 2 | 1 | 1 |  | 0
SDGE | Imperial Valley | 230 | Geothermal | YES | Imperial-IID | 100 | 0 | 100 | 0 | 0 | 0 | 100 | 0 | 100 | 1 | 1 | 1 | 1 | 1 |  | 1 |  |  |  | 1 | 1 | 1 | 1 | 1 | 1 | 1 | 1 | 1 | 2 | 2 | 1 | 4- | 5 | Reduction due to less geothermal in portfolio | 1
SDGE | Imperial Valley | 500 | Geothermal |  |  | 0 | 0 | 0 | 0 | 0 | 0 | 0 | 0 | 0 | 1 | 1 | 1 | 1 | [13 empty] | 1 | 1 | 2 | 2 | 1 | 1 | 1 |  | 0
EOP | Innovation | 138 | Geothermal |  |  | 0 | 0 | 0 | 0 | 0 | 0 | 0 | 0 | 0 | 5 | 5 | 1 | 1 | [13 empty] | 2 | 2 | 4 | 1 | 3 | 1 | 1 |  | 0
EOP | Innovation | 230 | Geothermal |  |  | 0 | 0 | 0 | 0 | 0 | 0 | 0 | 0 | 0 | 5 | 5 | 1 | 1 | [13 empty] | 2 | 2 | 4 | 1 | 3 | 1 | 1 |  | 0
SCE NOL | Inyokern | 115 | Geothermal |  |  | 0 | 0 | 0 | 0 | 0 | 0 | 0 | 0 | 0 | 3 | 3 | 1 | 1 | [13 empty] | 2 | 2 | 4 | 1 | 3 | 1 | 1 |  | 0
EOP | IS Tap | 138 | Geothermal |  |  | 0 | 0 | 0 | 0 | 0 | 0 | 0 | 0 | 0 | 5 | 5 | 1 | 1 | [13 empty] | 2 | 2 | 4 | 1 | 3 | 1 | 1 |  | 0
EOP | Ivanpah | 115 | Geothermal |  |  | 0 | 0 | 0 | 0 | 0 | 0 | 0 | 0 | 0 | 5 | 5 | 1 | 1 | [13 empty] | 2 | 2 | 4 | 1 | 1 | 1 | 1 |  | 0
EOP | Ivanpah | 230 | Geothermal |  |  | 0 | 0 | 0 | 0 | 0 | 0 | 0 | 0 | 0 | 5 | 5 | 1 | 1 | [13 empty] | 2 | 2 | 4 | 1 | 1 | 1 | 1 |  | 0
EOP | Jackass (DOE) | 138 | Geothermal |  |  | 0 | 0 | 0 | 0 | 0 | 0 | 0 | 0 | 0 | 5 | 5 | 1 | 1 | [13 empty] | 2 | 2 | 4 | 1 | 3 | 1 | 1 |  | 0
PG&E NGBA | James B Black | 230 | Geothermal |  |  | 0 | 0 | 0 | 0 | 0 | 0 | 0 | 0 | 0 | 5 | 2 | 1 | 1 | [13 empty] | 2 | 2 | 4 | 2 | 3 | 1 | 1 |  | 0
PG&E GBA | Jefferson | 230 | Geothermal |  |  | 0 | 0 | 0 | 0 | 0 | 0 | 0 | 0 | 0 | 1 | 1 | 1 | 1 | [13 empty] | 2 | 1 | 3 | 1 | 2 | 1 | 1 |  | 0
PG&E NGBA | Jessup | 115 | Geothermal |  |  | 0 | 0 | 0 | 0 | 0 | 0 | 0 | 0 | 0 | 5 | 2 | 1 | 1 | [13 empty] | 2 | 2 | 3 | 2 | 3 | 1 | 1 |  | 0
SCE Metro | Johanna | 230 | Geothermal |  |  | 0 | 0 | 0 | 0 | 0 | 0 | 0 | 0 | 0 | 1 | 1 | 1 | 1 | [13 empty] | 1 | 1 | 2 | 1 | 1 | 1 | 1 |  | 0
SCE Eastern | Julian Hinds | 230 | Geothermal |  |  | 0 | 0 | 0 | 0 | 0 | 0 | 0 | 0 | 0 | 5 | 5 | 3 | 3 | [13 empty] | 2 | 1 | 4 | 1 | 3 | 1 | 1 |  | 0
PG&E GBA | Kasson | 115 | Geothermal |  |  | 0 | 0 | 0 | 0 | 0 | 0 | 0 | 0 | 0 | 5 | 2 | 1 | 1 | [13 empty] | 1 | 1 | 4 | 2 | 1 | 1 | 1 |  | 0
PG&E GBA | Kasson | 60 | Geothermal |  |  | 0 | 0 | 0 | 0 | 0 | 0 | 0 | 0 | 0 | 5 | 2 | 1 | 1 | [13 empty] | 1 | 1 | 4 | 2 | 1 | 1 | 1 |  | 0
PG&E FRESNO | Kearney | 230 | Geothermal |  |  | 0 | 0 | 0 | 0 | 0 | 0 | 0 | 0 | 0 | 5 | 2 | 5 | 2 | [13 empty] | 1 | 1 | 3 | 2 | 1 | 1 | 1 |  | 0
PG&E FRESNO | Kearney | 70 | Geothermal |  |  | 0 | 0 | 0 | 0 | 0 | 0 | 0 | 0 | 0 | 5 | 2 | 5 | 2 | [13 empty] | 1 | 1 | 3 | 2 | 1 | 1 | 1 |  | 0
PG&E GBA | Kelso | 230 | Geothermal |  |  | 0 | 0 | 0 | 0 | 0 | 0 | 0 | 0 | 0 | 5 | 2 | 1 | 1 | [13 empty] | 2 | 1 | 2 | 1 | 2 | 1 | 1 |  | 0
PG&E FRESNO | Kerchoff 1 | 115 | Geothermal |  |  | 0 | 0 | 0 | 0 | 0 | 0 | 0 | 0 | 0 | 5 | 2 | 1 | 1 | [13 empty] | 1 | 1 | 4 | 2 | 3 | 1 | 1 |  | 0
PG&E KERN | Kern Oil | 115 | Geothermal |  |  | 0 | 0 | 0 | 0 | 0 | 0 | 0 | 0 | 0 | 1 | 1 | 1 | 1 | [13 empty] | 1 | 1 | 1 | 1 | 1 | 1 | 1 |  | 0
PG&E KERN | Kern PP | 115 | Geothermal |  |  | 0 | 0 | 0 | 0 | 0 | 0 | 0 | 0 | 0 | 1 | 1 | 1 | 1 | [13 empty] | 1 | 1 | 2 | 1 | 2 | 1 | 1 |  | 0
PG&E KERN | Kern PP | 230 | Geothermal |  |  | 0 | 0 | 0 | 0 | 0 | 0 | 0 | 0 | 0 | 1 | 1 | 1 | 1 | [13 empty] | 1 | 1 | 2 | 1 | 2 | 1 | 1 |  | 0
PG&E KERN | Kern PP | 70 | Geothermal |  |  | 0 | 0 | 0 | 0 | 0 | 0 | 0 | 0 | 0 | 1 | 1 | 1 | 1 | [13 empty] | 1 | 1 | 2 | 1 | 2 | 1 | 1 |  | 0
PG&E KERN | Kernridge | 115 | Geothermal |  |  | 0 | 0 | 0 | 0 | 0 | 0 | 0 | 0 | 0 | 1 | 1 | 1 | 1 | [13 empty] | 1 | 1 | 1 | 1 | 1 | 1 | 1 |  | 0
PG&E FRESNO | Kingsburg | 115 | Geothermal |  |  | 0 | 0 | 0 | 0 | 0 | 0 | 0 | 0 | 0 | 5 | 2 | 5 | 2 | [13 empty] | 1 | 1 | 2 | 2 | 1 | 1 | 1 |  | 0
PG&E GBA | Kirker | 115 | Geothermal |  |  | 0 | 0 | 0 | 0 | 0 | 0 | 0 | 0 | 0 | 5 | 2 | 1 | 1 | [13 empty] | 2 | 1 | 3 | 1 | 1 | 1 | 1 |  | 0
PG&E NGBA | Knights Landing | 115 | Geothermal |  |  | 0 | 0 | 0 | 0 | 0 | 0 | 0 | 0 | 0 | 5 | 2 | 1 | 1 | [13 empty] | 2 | 1 | 4 | 2 | 3 | 1 | 1 |  | 0
PG&E NGBA | Konocti | 60 | Geothermal |  |  | 0 | 0 | 0 | 0 | 0 | 0 | 0 | 0 | 0 | 5 | 5 | 1 | 1 | [13 empty] | 2 | 2 | 4 | 2 | 3 | 1 | 1 |  | 0
SCE NOL | Kramer | 115 | Geothermal |  |  | 0 | 0 | 0 | 0 | 0 | 0 | 0 | 0 | 0 | 3 | 3 | 1 | 1 | [13 empty] | 2 | 1 | 4 | 1 | 3 | 1 | 1 |  | 0
SCE NOL | Kramer | 230 | Geothermal |  |  | 0 | 0 | 0 | 0 | 0 | 0 | 0 | 0 | 0 | 3 | 3 | 1 | 1 | [13 empty] | 2 | 1 | 4 | 1 | 3 | 1 | 1 |  | 0
SCE Metro | La Cienega | 230 | Geothermal |  |  | 0 | 0 | 0 | 0 | 0 | 0 | 0 | 0 | 0 | 1 | 1 | 1 | 1 | [13 empty] | 1 | 1 | 2 | 1 | 2 | 1 | 1 |  | 0
SCE Metro | La Fresa | 230 | Geothermal |  |  | 0 | 0 | 0 | 0 | 0 | 0 | 0 | 0 | 0 | 1 | 1 | 1 | 1 | [13 empty] | 1 | 1 | 2 | 1 | 2 | 1 | 1 |  | 0
SCE Metro | Laguna Bell | 230 | Geothermal |  |  | 0 | 0 | 0 | 0 | 0 | 0 | 0 | 0 | 0 | 1 | 1 | 1 | 1 | [13 empty] | 1 | 1 | 2 | 1 | 1 | 1 | 1 |  | 0
PG&E KERN | Lakeview | 70 | Geothermal |  |  | 0 | 0 | 0 | 0 | 0 | 0 | 0 | 0 | 0 | 1 | 1 | 1 | 1 | [13 empty] | 1 | 1 | 4 | 1 | 1 | 1 | 1 |  | 0
PG&E NGBA | Lakeville | 230 | Geothermal |  |  | 0 | 0 | 0 | 0 | 0 | 0 | 0 | 0 | 0 | 5 | 5 | 1 | 1 | [13 empty] | 2 | 1 | 4 | 2 | 3 | 1 | 1 |  | 0
PG&E NGBA | Lakeville | 60 | Geothermal |  |  | 0 | 0 | 0 | 0 | 0 | 0 | 0 | 0 | 0 | 5 | 5 | 1 | 1 | [13 empty] | 2 | 1 | 4 | 2 | 3 | 1 | 1 |  | 0
PG&E NGBA | Lakeville | 115 | Geothermal |  |  | 0 | 0 | 0 | 0 | 0 | 0 | 0 | 0 | 0 | 5 | 5 | 1 | 1 | [13 empty] | 2 | 1 | 4 | 2 | 3 | 1 | 1 |  | 0
PG&E GBA | Lakewood | 115 | Geothermal |  |  | 0 | 0 | 0 | 0 | 0 | 0 | 0 | 0 | 0 | 5 | 2 | 1 | 1 | [13 empty] | 2 | 1 | 3 | 1 | 2 | 1 | 1 |  | 0
PG&E NGBA | Lambie | 230 | Geothermal |  |  | 0 | 0 | 0 | 0 | 0 | 0 | 0 | 0 | 0 | 5 | 5 | 1 | 1 | [13 empty] | 2 | 1 | 1 | 1 | 1 | 1 | 1 |  | 0
PG&E GBA | Lammers | 115 | Geothermal |  |  | 0 | 0 | 0 | 0 | 0 | 0 | 0 | 0 | 0 | 5 | 2 | 1 | 1 | [13 empty] | 1 | 1 | 1 | 2 | 2 | 1 | 1 |  | 0
PG&E KERN | Lamont | 115 | Geothermal |  |  | 0 | 0 | 0 | 0 | 0 | 0 | 0 | 0 | 0 | 1 | 1 | 1 | 1 | [13 empty] | 1 | 1 | 2 | 1 | 1 | 1 | 1 |  | 0
PG&E FRESNO | Las Aguilas | 230 | Geothermal |  |  | 0 | 0 | 0 | 0 | 0 | 0 | 0 | 0 | 0 | 1 | 1 | 1 | 1 | [13 empty] | 2 | 2 | 4 | 2 | 2 | 1 | 1 |  | 0
EOP | Lathrop | 138 | Geothermal |  |  | 0 | 0 | 0 | 0 | 0 | 0 | 0 | 0 | 0 | 5 | 5 | 1 | 1 | [13 empty] | 2 | 2 | 4 | 1 | 3 | 1 | 1 |  | 0
EOP | Lathrop | 230 | Geothermal |  |  | 0 | 0 | 0 | 0 | 0 | 0 | 0 | 0 | 0 | 5 | 5 | 1 | 1 | [13 empty] | 2 | 2 | 4 | 1 | 3 | 1 | 1 |  | 0
PG&E FRESNO | Le Grand | 115 | Geothermal |  |  | 0 | 0 | 0 | 0 | 0 | 0 | 0 | 0 | 0 | 5 | 2 | 5 | 2 | [13 empty] | 1 | 1 | 3 | 2 | 1 | 1 | 1 |  | 0
PG&E FRESNO | Lemoore | 70 | Geothermal |  |  | 0 | 0 | 0 | 0 | 0 | 0 | 0 | 0 | 0 | 1 | 1 | 1 | 1 | [13 empty] | 1 | 1 | 3 | 2 | 2 | 1 | 1 |  | 0
PG&E KERN | Lerdo | 115 | Geothermal |  |  | 0 | 0 | 0 | 0 | 0 | 0 | 0 | 0 | 0 | 1 | 1 | 1 | 1 | [13 empty] | 1 | 1 | 4 | 1 | 1 | 1 | 1 |  | 0
SCE Metro | Lewis | 230 | Geothermal |  |  | 0 | 0 | 0 | 0 | 0 | 0 | 0 | 0 | 0 | 1 | 1 | 1 | 1 | [13 empty] | 1 | 1 | 3 | 1 | 2 | 1 | 1 |  | 0
SCE Metro | Lighthipe | 230 | Geothermal |  |  | 0 | 0 | 0 | 0 | 0 | 0 | 0 | 0 | 0 | 1 | 1 | 1 | 1 | [13 empty] | 1 | 1 | 2 | 1 | 1 | 1 | 1 |  | 0
SDGE | Lilac | 69 | Geothermal |  |  | 0 | 0 | 0 | 0 | 0 | 0 | 0 | 0 | 0 | 1 | 1 | 1 | 1 | [13 empty] | 2 | 1 | 3 | 1 | 3 | 1 | 1 |  | 0
PG&E NGBA | Lincoln | 115 | Geothermal |  |  | 0 | 0 | 0 | 0 | 0 | 0 | 0 | 0 | 0 | 5 | 2 | 1 | 1 | [13 empty] | 2 | 1 | 3 | 2 | 3 | 1 | 1 |  | 0
PG&E KERN | Live Oak | 115 | Geothermal |  |  | 0 | 0 | 0 | 0 | 0 | 0 | 0 | 0 | 0 | 1 | 1 | 1 | 1 | [13 empty] | 1 | 1 | 1 | 1 | 1 | 1 | 1 |  | 0
PG&E GBA | Llagas | 115 | Geothermal |  |  | 0 | 0 | 0 | 0 | 0 | 0 | 0 | 0 | 0 | 1 | 1 | 1 | 1 | [13 empty] | 2 | 1 | 2 | 2 | 1 | 1 | 1 |  | 0
PG&E GBA | Lockeford | 115 | Geothermal |  |  | 0 | 0 | 0 | 0 | 0 | 0 | 0 | 0 | 0 | 5 | 2 | 1 | 1 | [13 empty] | 1 | 1 | 4 | 2 | 2 | 1 | 1 |  | 0
PG&E GBA | Lockeford | 230 | Geothermal |  |  | 0 | 0 | 0 | 0 | 0 | 0 | 0 | 0 | 0 | 5 | 2 | 1 | 1 | [13 empty] | 1 | 1 | 4 | 2 | 2 | 1 | 1 |  | 0
PG&E GBA | Lockeford | 60 | Geothermal |  |  | 0 | 0 | 0 | 0 | 0 | 0 | 0 | 0 | 0 | 5 | 2 | 1 | 1 | [13 empty] | 1 | 1 | 4 | 2 | 2 | 1 | 1 |  | 0
PG&E GBA | Lodi | 230 | Geothermal |  |  | 0 | 0 | 0 | 0 | 0 | 0 | 0 | 0 | 0 | 5 | 2 | 1 | 1 | [13 empty] | 1 | 1 | 1 | 2 | 1 | 1 | 1 |  | 0
PG&E NGBA | Logan Creek | 230 | Geothermal |  |  | 0 | 0 | 0 | 0 | 0 | 0 | 0 | 0 | 0 | 5 | 5 | 1 | 1 | [13 empty] | 2 | 2 | 4 | 1 | 2 | 1 | 1 |  | 0
PG&E GBA | Lone Tree | 230 | Geothermal |  |  | 0 | 0 | 0 | 0 | 0 | 0 | 0 | 0 | 0 | 5 | 5 | 1 | 1 | [13 empty] | 2 | 1 | 3 | 1 | 2 | 1 | 1 |  | 0
PG&E FRESNO | Los Banos | 230 | Geothermal |  |  | 0 | 0 | 0 | 0 | 0 | 0 | 0 | 0 | 0 | 1 | 1 | 1 | 1 | [13 empty] | 1 | 1 | 4 | 2 | 1 | 1 | 1 |  | 0
PG&E FRESNO | Los Banos | 500 | Geothermal |  |  | 0 | 0 | 0 | 0 | 0 | 0 | 0 | 0 | 0 | 1 | 1 | 1 | 1 | [13 empty] | 1 | 1 | 4 | 2 | 1 | 1 | 1 |  | 0
SDGE | Los Coches | 138 | Geothermal |  |  | 0 | 0 | 0 | 0 | 0 | 0 | 0 | 0 | 0 | 5 | 5 | 1 | 1 | [13 empty] | 2 | 2 | 4 | 2 | 3 | 1 | 1 |  | 0
SDGE | Los Coches | 69 | Geothermal |  |  | 0 | 0 | 0 | 0 | 0 | 0 | 0 | 0 | 0 | 1 | 1 | 1 | 1 | [13 empty] | 2 | 2 | 4 | 2 | 3 | 1 | 1 |  | 0
PG&E GBA | Los Esteros | 115 | Geothermal |  |  | 0 | 0 | 0 | 0 | 0 | 0 | 0 | 0 | 0 | 1 | 1 | 1 | 1 | [13 empty] | 2 | 1 | 1 | 2 | 1 | 1 | 1 |  | 0
PG&E GBA | Los Esteros | 230 | Geothermal |  |  | 0 | 0 | 0 | 0 | 0 | 0 | 0 | 0 | 0 | 1 | 1 | 1 | 1 | [13 empty] | 2 | 1 | 1 | 2 | 1 | 1 | 1 |  | 0
PG&E GBA | Los Positas | 230 | Geothermal |  |  | 0 | 0 | 0 | 0 | 0 | 0 | 0 | 0 | 0 | 5 | 5 | 1 | 1 | [13 empty] | 2 | 1 | 3 | 1 | 3 | 1 | 1 |  | 0
PG&E GBA | Los Positas | 60 | Geothermal |  |  | 0 | 0 | 0 | 0 | 0 | 0 | 0 | 0 | 0 | 5 | 5 | 1 | 1 | [13 empty] | 2 | 1 | 3 | 1 | 3 | 1 | 1 |  | 0
SDGE | Loveland | 69 | Geothermal |  |  | 0 | 0 | 0 | 0 | 0 | 0 | 0 | 0 | 0 | 1 | 1 | 1 | 1 | [13 empty] | 2 | 1 | 3 | 1 | 3 | 1 | 1 |  | 0
SCE NOL | Lugo | 230 | Geothermal |  |  | 0 | 0 | 0 | 0 | 0 | 0 | 0 | 0 | 0 | 1 | 1 | 1 | 1 | [13 empty] | 2 | 1 | 4 | 1 | 2 | 1 | 1 |  | 0
SCE Metro | Lugo | 500 | Geothermal | YES | Utah, Northern Nevada | 389 | 0 | 389 | 366 | 0 | 366 | 23 | 0 | 23 | 1 | 1 | 1 | 1 | N/A |  | N/A |  |  |  | N/A | N/A | N/A | N/A | N/A | N/A | N/A | 2 | 1 | 4 | 1 | 2 | 3- | 1 |  | 1
PG&E FRESNO | Madera | 70 | Geothermal |  |  | 0 | 0 | 0 | 0 | 0 | 0 | 0 | 0 | 0 | 5 | 2 | 5 | 2 | [13 empty] | 1 | 1 | 4 | 2 | 1 | 1 | 1 |  | 0
PG&E NGBA | Madison | 115 | Geothermal |  |  | 0 | 0 | 0 | 0 | 0 | 0 | 0 | 0 | 0 | 5 | 5 | 1 | 1 | [13 empty] | 2 | 1 | 4 | 2 | 3 | 1 | 1 |  | 0
PG&E KERN | Magunden | 115 | Geothermal |  |  | 0 | 0 | 0 | 0 | 0 | 0 | 0 | 0 | 0 | 1 | 1 | 1 | 1 | [13 empty] | 1 | 1 | 2 | 1 | 1 | 1 | 1 |  | 0
SCE Northern | Magunden | 230 | Geothermal |  |  | 0 | 0 | 0 | 0 | 0 | 0 | 0 | 0 | 0 | 1 | 1 | 1 | 1 | [13 empty] | 1 | 1 | 2 | 1 | 1 | 1 | 1 |  | 0
PG&E FRESNO | Malaga | 115 | Geothermal |  |  | 0 | 0 | 0 | 0 | 0 | 0 | 0 | 0 | 0 | 5 | 2 | 5 | 2 | [13 empty] | 1 | 1 | 1 | 2 | 1 | 1 | 1 |  | 0
PG&E NGBA | Malin | 500 | Geothermal |  |  | 0 | 0 | 0 | 0 | 0 | 0 | 0 | 0 | 0 | 5 | 2 | 1 | 1 | [13 empty] | 2 | 2 | 4 | 2 | 3 | 1 | 1 |  | 0
SCE Northern | Mandalay | 230 | Geothermal |  |  | 0 | 0 | 0 | 0 | 0 | 0 | 0 | 0 | 0 | 5 | 5 | 1 | 1 | [13 empty] | 2 | 1 | 2 | 1 | 1 | 1 | 1 |  | 0
PG&E FRESNO | Manning | 230 | Geothermal |  |  | 0 | 0 | 0 | 0 | 0 | 0 | 0 | 0 | 0 | 1 | 1 | 1 | 1 | [13 empty] | 1 | 1 | 2 | 2 | 1 | 1 | 1 |  | 0
PG&E FRESNO | Manning | 500 | Geothermal |  |  | 0 | 0 | 0 | 0 | 0 | 0 | 0 | 0 | 0 | 1 | 1 | 1 | 1 | [13 empty] | 1 | 1 | 2 | 2 | 1 | 1 | 1 |  | 0
PG&E GBA | Manteca | 115 | Geothermal |  |  | 0 | 0 | 0 | 0 | 0 | 0 | 0 | 0 | 0 | 5 | 2 | 1 | 1 | [13 empty] | 1 | 1 | 2 | 2 | 2 | 1 | 1 |  | 0
SDGE | Margarita | 138 | Geothermal |  |  | 0 | 0 | 0 | 0 | 0 | 0 | 0 | 0 | 0 | 1 | 1 | 1 | 1 | [13 empty] | 1 | 1 | 2 | 1 | 3 | 1 | 1 |  | 0
PG&E GBA | Martin | 230 | Geothermal |  |  | 0 | 0 | 0 | 0 | 0 | 0 | 0 | 0 | 0 | 5 | 2 | 1 | 1 | [13 empty] | 2 | 1 | 3 | 1 | 2 | 1 | 1 |  | 0
PG&E GBA | Martin | 115 | Geothermal |  |  | 0 | 0 | 0 | 0 | 0 | 0 | 0 | 0 | 0 | 1 | 1 | 1 | 1 | [13 empty] | 2 | 1 | 3 | 1 | 2 | 1 | 1 |  | 0
PG&E GBA | Martinez | 115 | Geothermal |  |  | 0 | 0 | 0 | 0 | 0 | 0 | 0 | 0 | 0 | 5 | 2 | 1 | 1 | [13 empty] | 2 | 1 | 1 | 1 | 1 | 1 | 1 |  | 0
PG&E FRESNO | Mc Mullin | 230 | Geothermal |  |  | 0 | 0 | 0 | 0 | 0 | 0 | 0 | 0 | 0 | 5 | 2 | 1 | 1 | [13 empty] | 1 | 1 | 3 | 2 | 1 | 1 | 1 |  | 0
PG&E FRESNO | McCall | 115 | Geothermal |  |  | 0 | 0 | 0 | 0 | 0 | 0 | 0 | 0 | 0 | 5 | 2 | 5 | 2 | [13 empty] | 1 | 1 | 3 | 2 | 1 | 1 | 1 |  | 0
PG&E FRESNO | McCall | 230 | Geothermal |  |  | 0 | 0 | 0 | 0 | 0 | 0 | 0 | 0 | 0 | 5 | 2 | 1 | 1 | [13 empty] | 1 | 1 | 3 | 2 | 1 | 1 | 1 |  | 0
PG&E GBA | Meadow Lane | 115 | Geothermal |  |  | 0 | 0 | 0 | 0 | 0 | 0 | 0 | 0 | 0 | 5 | 2 | 1 | 1 | [13 empty] | 2 | 1 | 2 | 1 | 1 | 1 | 1 |  | 0
PG&E GBA | Melones | 115 | Geothermal |  |  | 0 | 0 | 0 | 0 | 0 | 0 | 0 | 0 | 0 | 5 | 2 | 1 | 1 | [13 empty] | 2 | 1 | 4 | 1 | 3 | 1 | 1 |  | 0
PG&E GBA | Melones | 230 | Geothermal |  |  | 0 | 0 | 0 | 0 | 0 | 0 | 0 | 0 | 0 | 5 | 2 | 1 | 1 | [13 empty] | 2 | 1 | 4 | 1 | 3 | 1 | 1 |  | 0
SDGE | Melrose | 69 | Geothermal |  |  | 0 | 0 | 0 | 0 | 0 | 0 | 0 | 0 | 0 | 1 | 1 | 1 | 1 | [13 empty] | 2 | 1 | 3 | 1 | 3 | 1 | 1 |  | 0
PG&E NGBA | Mendocino | 115 | Geothermal |  |  | 0 | 0 | 0 | 0 | 0 | 0 | 0 | 0 | 0 | 5 | 5 | 1 | 1 | [13 empty] | 2 | 2 | 4 | 2 | 3 | 1 | 1 |  | 0
PG&E NGBA | Mendocino | 60 | Geothermal |  |  | 0 | 0 | 0 | 0 | 0 | 0 | 0 | 0 | 0 | 5 | 5 | 1 | 1 | [13 empty] | 2 | 2 | 4 | 2 | 3 | 1 | 1 |  | 0
PG&E FRESNO | Mendota | 115 | Geothermal |  |  | 0 | 0 | 0 | 0 | 0 | 0 | 0 | 0 | 0 | 5 | 2 | 5 | 2 | [13 empty] | 1 | 1 | 3 | 2 | 1 | 1 | 1 |  | 0
PG&E GBA | Menlo | 60 | Geothermal |  |  | 0 | 0 | 0 | 0 | 0 | 0 | 0 | 0 | 0 | 5 | 2 | 1 | 1 | [13 empty] | 2 | 1 | 3 | 1 | 2 | 1 | 1 |  | 0
PG&E FRESNO | Merced | 115 | Geothermal |  |  | 0 | 0 | 0 | 0 | 0 | 0 | 0 | 0 | 0 | 5 | 2 | 5 | 2 | [13 empty] | 1 | 1 | 4 | 2 | 1 | 1 | 1 |  | 0
EOP | Mercury | 138 | Geothermal |  |  | 0 | 0 | 0 | 0 | 0 | 0 | 0 | 0 | 0 | 5 | 5 | 1 | 1 | [13 empty] | 2 | 2 | 4 | 1 | 3 | 1 | 1 |  | 0
PG&E FRESNO | Mercy Springs | 70 | Geothermal |  |  | 0 | 0 | 0 | 0 | 0 | 0 | 0 | 0 | 0 | 1 | 1 | 1 | 1 | [13 empty] | 1 | 1 | 4 | 2 | 1 | 1 | 1 |  | 0
PG&E NGBA | Meridian | 60 | Geothermal |  |  | 0 | 0 | 0 | 0 | 0 | 0 | 0 | 0 | 0 | 5 | 5 | 1 | 1 | [13 empty] | 2 | 2 | 4 | 1 | 3 | 1 | 1 |  | 0
PG&E KERN | Mesa (PGE) | 115 | Geothermal |  |  | 0 | 0 | 0 | 0 | 0 | 0 | 0 | 0 | 0 | 1 | 1 | 1 | 1 | [13 empty] | 2 | 2 | 3 | 2 | 2 | 1 | 1 |  | 0
PG&E KERN | Mesa (PGE) | 230 | Geothermal |  |  | 0 | 0 | 0 | 0 | 0 | 0 | 0 | 0 | 0 | 1 | 1 | 1 | 1 | [13 empty] | 2 | 2 | 3 | 2 | 2 | 1 | 1 |  | 0
SCE Metro | Mesa (SCE) | 230 | Geothermal |  |  | 0 | 0 | 0 | 0 | 0 | 0 | 0 | 0 | 0 | 1 | 1 | 1 | 1 | [13 empty] | 1 | 1 | 3 | 1 | 2 | 1 | 1 |  | 0
SCE Metro | Mesa (SCE) | 500 | Geothermal |  |  | 0 | 0 | 0 | 0 | 0 | 0 | 0 | 0 | 0 | 1 | 1 | 1 | 1 | [13 empty] | 1 | 1 | 3 | 1 | 2 | 1 | 1 |  | 0
SDGE | Mesa Heights | 69 | Geothermal |  |  | 0 | 0 | 0 | 0 | 0 | 0 | 0 | 0 | 0 | 1 | 1 | 1 | 1 | [13 empty] | 2 | 1 | 2 | 1 | 3 | 1 | 1 |  | 0
PG&E GBA | Metcalf | 115 | Geothermal |  |  | 0 | 0 | 0 | 0 | 0 | 0 | 0 | 0 | 0 | 1 | 1 | 1 | 1 | [13 empty] | 2 | 1 | 1 | 2 | 3 | 1 | 1 |  | 0
PG&E GBA | Metcalf | 230 | Geothermal |  |  | 0 | 0 | 0 | 0 | 0 | 0 | 0 | 0 | 0 | 1 | 1 | 1 | 1 | [13 empty] | 2 | 1 | 1 | 2 | 3 | 1 | 1 |  | 0
PG&E GBA | Metcalf | 500 | Geothermal |  |  | 0 | 0 | 0 | 0 | 0 | 0 | 0 | 0 | 0 | 1 | 1 | 1 | 1 | [13 empty] | 2 | 1 | 1 | 2 | 3 | 1 | 1 |  | 0
PG&E KERN | Midway | 115 | Geothermal |  |  | 0 | 0 | 0 | 0 | 0 | 0 | 0 | 0 | 0 | 1 | 1 | 1 | 1 | [13 empty] | 1 | 1 | 3 | 1 | 1 | 1 | 1 |  | 0
PG&E KERN | Midway | 230 | Geothermal |  |  | 0 | 0 | 0 | 0 | 0 | 0 | 0 | 0 | 0 | 1 | 1 | 1 | 1 | [13 empty] | 1 | 1 | 3 | 1 | 1 | 1 | 1 |  | 0
PG&E KERN | Midway | 500 | Geothermal |  |  | 0 | 0 | 0 | 0 | 0 | 0 | 0 | 0 | 0 | 1 | 1 | 1 | 1 | [13 empty] | 1 | 1 | 3 | 1 | 1 | 1 | 1 |  | 0
SDGE | Miguel | 230 | Geothermal |  |  | 0 | 0 | 0 | 0 | 0 | 0 | 0 | 0 | 0 | 1 | 1 | 1 | 1 | [13 empty] | 2 | 1 | 3 | 1 | 2 | 1 | 1 |  | 0
SDGE | Miguel | 500 | Geothermal |  |  | 0 | 0 | 0 | 0 | 0 | 0 | 0 | 0 | 0 | 1 | 1 | 1 | 1 | [13 empty] | 2 | 1 | 3 | 1 | 2 | 1 | 1 |  | 0
SDGE | Miguel | 69 | Geothermal |  |  | 0 | 0 | 0 | 0 | 0 | 0 | 0 | 0 | 0 | 1 | 1 | 1 | 1 | [13 empty] | 2 | 1 | 3 | 1 | 2 | 1 | 1 |  | 0
PG&E GBA | Millbrae | 115 | Geothermal |  |  | 0 | 0 | 0 | 0 | 0 | 0 | 0 | 0 | 0 | 1 | 1 | 1 | 1 | [13 empty] | 2 | 1 | 3 | 1 | 2 | 1 | 1 |  | 0
PG&E GBA | Miller | 115 | Geothermal |  |  | 0 | 0 | 0 | 0 | 0 | 0 | 0 | 0 | 0 | 5 | 2 | 1 | 1 | [13 empty] | 1 | 1 | 4 | 2 | 1 | 1 | 1 |  | 0
SCE Metro | Mira Loma | 230 | Geothermal |  |  | 0 | 0 | 0 | 0 | 0 | 0 | 0 | 0 | 0 | 1 | 1 | 1 | 1 | [13 empty] | 1 | 1 | 1 | 1 | 1 | 1 | 1 |  | 0
SCE Metro | Mira Loma | 500 | Geothermal |  |  | 0 | 0 | 0 | 0 | 0 | 0 | 0 | 0 | 0 | 1 | 1 | 1 | 1 | [13 empty] | 1 | 1 | 1 | 1 | 1 | 1 | 1 |  | 0
SCE Eastern | Mirage | 115 | Geothermal |  |  | 0 | 0 | 0 | 0 | 0 | 0 | 0 | 0 | 0 | 5 | 5 | 3 | 3 | [13 empty] | 2 | 1 | 3 | 1 | 3 | 1 | 1 |  | 0
SCE Eastern | Mirage | 230 | Geothermal | YES | Imperial-IID | 500 | 0 | 500 | 0 | 0 | 0 | 500 | 0 | 500 | 5 | 5 | 3 | 3 | 1 |  | 1 |  |  |  | 1 | 1 | 1 | 2 | 2 | 2 | 1 | 2 | 1 | 3 | 1 | 3 | 3- | 5 | Some shifted to Utah geothermal to align with in-development geothermal and less geothermal in portfolio | 1
SDGE | Mission | 138 | Geothermal |  |  | 0 | 0 | 0 | 0 | 0 | 0 | 0 | 0 | 0 | 1 | 1 | 1 | 1 | [13 empty] | 2 | 1 | 2 | 1 | 2 | 1 | 1 |  | 0
SDGE | Mission | 230 | Geothermal |  |  | 0 | 0 | 0 | 0 | 0 | 0 | 0 | 0 | 0 | 1 | 1 | 1 | 1 | [13 empty] | 2 | 1 | 2 | 1 | 2 | 1 | 1 |  | 0
SDGE | Mission | 69 | Geothermal |  |  | 0 | 0 | 0 | 0 | 0 | 0 | 0 | 0 | 0 | 1 | 1 | 1 | 1 | [13 empty] | 2 | 1 | 2 | 1 | 2 | 1 | 1 |  | 0
PG&E GBA | Mi-Wuk | 115 | Geothermal |  |  | 0 | 0 | 0 | 0 | 0 | 0 | 0 | 0 | 0 | 5 | 2 | 1 | 1 | [13 empty] | 2 | 1 | 4 | 1 | 3 | 1 | 1 |  | 0
EOP | Mohave | 500 | Geothermal |  |  | 0 | 0 | 0 | 0 | 0 | 0 | 0 | 0 | 0 | 5 | 5 | 1 | 1 | [13 empty] | 2 | 2 | 3 | 1 | 3 | 1 | 1 |  | 0
PG&E NGBA | Monroe | 115 | Geothermal |  |  | 0 | 0 | 0 | 0 | 0 | 0 | 0 | 0 | 0 | 5 | 5 | 1 | 1 | [13 empty] | 2 | 1 | 3 | 2 | 2 | 1 | 1 |  | 0
SDGE | Monserate | 69 | Geothermal |  |  | 0 | 0 | 0 | 0 | 0 | 0 | 0 | 0 | 0 | 1 | 1 | 1 | 1 | [13 empty] | 2 | 1 | 3 | 1 | 3 | 1 | 1 |  | 0
PG&E GBA | Monta Vista | 115 | Geothermal |  |  | 0 | 0 | 0 | 0 | 0 | 0 | 0 | 0 | 0 | 1 | 1 | 1 | 1 | [13 empty] | 2 | 1 | 3 | 2 | 3 | 1 | 1 |  | 0
PG&E GBA | Monta Vista | 230 | Geothermal |  |  | 0 | 0 | 0 | 0 | 0 | 0 | 0 | 0 | 0 | 1 | 1 | 1 | 1 | [13 empty] | 2 | 1 | 3 | 2 | 3 | 1 | 1 |  | 0
PG&E GBA | Monta Vista | 60 | Geothermal |  |  | 0 | 0 | 0 | 0 | 0 | 0 | 0 | 0 | 0 | 1 | 1 | 1 | 1 | [13 empty] | 2 | 1 | 3 | 2 | 3 | 1 | 1 |  | 0
PG&E NGBA | Monticello | 115 | Geothermal |  |  | 0 | 0 | 0 | 0 | 0 | 0 | 0 | 0 | 0 | 5 | 5 | 1 | 1 | [13 empty] | 2 | 1 | 4 | 2 | 3 | 1 | 1 |  | 0
SCE Northern | Moorpark | 230 | Geothermal |  |  | 0 | 0 | 0 | 0 | 0 | 0 | 0 | 0 | 0 | 5 | 5 | 1 | 1 | [13 empty] | 2 | 1 | 4 | 1 | 3 | 1 | 1 |  | 0
SCE Northern | Moorpark | 66 | Geothermal |  |  | 0 | 0 | 0 | 0 | 0 | 0 | 0 | 0 | 0 | 5 | 5 | 1 | 1 | [13 empty] | 2 | 1 | 4 | 1 | 3 | 1 | 1 |  | 0
PG&E GBA | Moraga | 115 | Geothermal |  |  | 0 | 0 | 0 | 0 | 0 | 0 | 0 | 0 | 0 | 5 | 2 | 1 | 1 | [13 empty] | 2 | 1 | 3 | 1 | 3 | 1 | 1 |  | 0
PG&E GBA | Moraga | 230 | Geothermal |  |  | 0 | 0 | 0 | 0 | 0 | 0 | 0 | 0 | 0 | 5 | 2 | 1 | 1 | [13 empty] | 2 | 1 | 3 | 1 | 3 | 1 | 1 |  | 0
PG&E GBA | Morgan Hill | 115 | Geothermal |  |  | 0 | 0 | 0 | 0 | 0 | 0 | 0 | 0 | 0 | 1 | 1 | 1 | 1 | [13 empty] | 2 | 1 | 3 | 2 | 2 | 1 | 1 |  | 0
PG&E KERN | Morro Bay | 115 | Geothermal |  |  | 0 | 0 | 0 | 0 | 0 | 0 | 0 | 0 | 0 | 1 | 1 | 1 | 1 | [13 empty] | 2 | 2 | 2 | 2 | 3 | 1 | 1 |  | 0
PG&E KERN | Morro Bay | 230 | Geothermal |  |  | 0 | 0 | 0 | 0 | 0 | 0 | 0 | 0 | 0 | 1 | 1 | 1 | 1 | [13 empty] | 2 | 2 | 2 | 2 | 3 | 1 | 1 |  | 0
PG&E KERN | Morro Bay | 500 | Geothermal |  |  | 0 | 0 | 0 | 0 | 0 | 0 | 0 | 0 | 0 | 1 | 1 | 1 | 1 | [13 empty] | 2 | 2 | 2 | 2 | 3 | 1 | 1 |  | 0
PG&E GBA | Moss Landing | 115 | Geothermal |  |  | 0 | 0 | 0 | 0 | 0 | 0 | 0 | 0 | 0 | 1 | 1 | 1 | 1 | [13 empty] | 2 | 2 | 1 | 2 | 2 | 1 | 1 |  | 0
PG&E GBA | Moss Landing | 230 | Geothermal |  |  | 0 | 0 | 0 | 0 | 0 | 0 | 0 | 0 | 0 | 1 | 1 | 1 | 1 | [13 empty] | 2 | 2 | 1 | 2 | 2 | 1 | 1 |  | 0
PG&E GBA | Moss Landing | 500 | Geothermal |  |  | 0 | 0 | 0 | 0 | 0 | 0 | 0 | 0 | 0 | 5 | 2 | 1 | 1 | [13 empty] | 2 | 2 | 1 | 2 | 2 | 1 | 1 |  | 0
EOP | Mountain Pass | 115 | Geothermal |  |  | 0 | 0 | 0 | 0 | 0 | 0 | 0 | 0 | 0 | 5 | 5 | 1 | 1 | [13 empty] | 2 | 2 | 4 | 1 | 1 | 1 | 1 |  | 0
PG&E GBA | Mountain View | 115 | Geothermal |  |  | 0 | 0 | 0 | 0 | 0 | 0 | 0 | 0 | 0 | 1 | 1 | 1 | 1 | [13 empty] | 2 | 1 | 2 | 2 | 2 | 1 | 1 |  | 0
PG&E GBA | Mt Eden | 115 | Geothermal |  |  | 0 | 0 | 0 | 0 | 0 | 0 | 0 | 0 | 0 | 5 | 2 | 1 | 1 | [13 empty] | 2 | 1 | 2 | 1 | 2 | 1 | 1 |  | 0
PG&E KERN | Mt Poso | 115 | Geothermal |  |  | 0 | 0 | 0 | 0 | 0 | 0 | 0 | 0 | 0 | 1 | 1 | 1 | 1 | [13 empty] | 1 | 1 | 2 | 1 | 1 | 1 | 1 |  | 0
SDGE | Murray | 69 | Geothermal |  |  | 0 | 0 | 0 | 0 | 0 | 0 | 0 | 0 | 0 | 1 | 1 | 1 | 1 | [13 empty] | 2 | 1 | 2 | 1 | 2 | 1 | 1 |  | 0
PG&E FRESNO | Mustang | 230 | Geothermal |  |  | 0 | 0 | 0 | 0 | 0 | 0 | 0 | 0 | 0 | 5 | 2 | 1 | 1 | [13 empty] | 1 | 1 | 1 | 2 | 1 | 1 | 1 |  | 0
SCE Northern | Neenach | 66 | Geothermal |  |  | 0 | 0 | 0 | 0 | 0 | 0 | 0 | 0 | 0 | 1 | 1 | 1 | 1 | [13 empty] | 2 | 1 | 4 | 1 | 3 | 1 | 1 |  | 0
PG&E KERN | New Sub - Gates - Midway (Proposed) | 230 | Geothermal |  |  | 0 | 0 | 0 | 0 | 0 | 0 | 0 | 0 | 0 | 1 | 1 | 1 | 1 | [13 empty] | 1 | 1 | 4 | 2 | 1 | 1 | 1 |  | 0
PG&E KERN | New Sub - Gates - Templeton (Proposed) | 230 | Geothermal |  |  | 0 | 0 | 0 | 0 | 0 | 0 | 0 | 0 | 0 | 1 | 1 | 1 | 1 | [13 empty] | 1 | 1 | 4 | 2 | 1 | 1 | 1 |  | 0
SCE NOL | New Sub - Kramer - Lugo (Proposed) | 230 | Geothermal |  |  | 0 | 0 | 0 | 0 | 0 | 0 | 0 | 0 | 0 | 3 | 3 | 1 | 1 | [13 empty] | 2 | 1 | 2 | 1 | 1 | 1 | 1 |  | 0
PG&E FRESNO | New Sub - Los Banos - Midway (Proposed) | 500 | Geothermal |  |  | 0 | 0 | 0 | 0 | 0 | 0 | 0 | 0 | 0 | 1 | 1 | 1 | 1 | [13 empty] | 1 | 1 | 4 | 2 | 1 | 1 | 1 |  | 0
SCE NOL | New Sub - Lugo - Pisgah (Proposed) | 230 | Geothermal |  |  | 0 | 0 | 0 | 0 | 0 | 0 | 0 | 0 | 0 | 1 | 1 | 1 | 1 | [13 empty] | 2 | 1 | 3 | 1 | 3 | 1 | 1 |  | 0
PG&E KERN | New Sub - Midway - Wheeler Ridge (Proposed) | 230 | Geothermal |  |  | 0 | 0 | 0 | 0 | 0 | 0 | 0 | 0 | 0 | 1 | 1 | 1 | 1 | [13 empty] | 1 | 1 | 3 | 1 | 1 | 1 | 1 |  | 0
PG&E NGBA | New Sub - Near existing Leavitt (PSREC) | 345 | Geothermal |  |  | 0 | 0 | 0 | 0 | 0 | 0 | 0 | 0 | 0 | 5 | 2 | 1 | 1 | [13 empty] | 2 | 2 | 1 | 1 | 3 | 1 | 1 |  | 0
PG&E NGBA | New Sub - Near existing Madeline (NVE) | 345 | Geothermal |  |  | 0 | 0 | 0 | 0 | 0 | 0 | 0 | 0 | 0 | 5 | 2 | 1 | 1 | [13 empty] | 2 | 2 | 4 | 1 | 3 | 1 | 1 |  | 0
SDGE | New Sub - North Gila - IV (Proposed) | 500 | Geothermal |  |  | 0 | 0 | 0 | 0 | 0 | 0 | 0 | 0 | 0 | 1 | 1 | 1 | 1 | [13 empty] | 2 | 1 | 4 | 2 | 2 | 1 | 1 |  | 0
PG&E NGBA | New Sub - Pit 1 - Cottonwood (Proposed) | 230 | Geothermal |  |  | 0 | 0 | 0 | 0 | 0 | 0 | 0 | 0 | 0 | 5 | 5 | 3 | 3 | [13 empty] | 2 | 2 | 4 | 2 | 3 | 1 | 1 |  | 0
PG&E GBA | New Sub - Rancho Seco - Bellota (Proposed) | 230 | Geothermal |  |  | 0 | 0 | 0 | 0 | 0 | 0 | 0 | 0 | 0 | 5 | 2 | 1 | 1 | [13 empty] | 1 | 1 | 4 | 2 | 3 | 1 | 1 |  | 0
SDGE | New Sub - Suncrest - Ocotillo (Proposed) | 500 | Geothermal |  |  | 0 | 0 | 0 | 0 | 0 | 0 | 0 | 0 | 0 | 1 | 1 | 1 | 1 | [13 empty] | 2 | 1 | 4 | 1 | 3 | 1 | 1 |  | 0
PG&E FRESNO | New Sub - Westley - Quinto (Proposed) | 230 | Geothermal |  |  | 0 | 0 | 0 | 0 | 0 | 0 | 0 | 0 | 0 | 1 | 1 | 1 | 1 | [13 empty] | 1 | 1 | 4 | 2 | 1 | 1 | 1 |  | 0
PG&E GBA | Newark | 115 | Geothermal |  |  | 0 | 0 | 0 | 0 | 0 | 0 | 0 | 0 | 0 | 1 | 1 | 1 | 1 | [13 empty] | 2 | 1 | 3 | 1 | 2 | 1 | 1 |  | 0
PG&E GBA | Newark | 230 | Geothermal |  |  | 0 | 0 | 0 | 0 | 0 | 0 | 0 | 0 | 0 | 1 | 1 | 1 | 1 | [13 empty] | 2 | 1 | 3 | 1 | 2 | 1 | 1 |  | 0
PG&E GBA | Newark | 60 | Geothermal |  |  | 0 | 0 | 0 | 0 | 0 | 0 | 0 | 0 | 0 | 5 | 5 | 1 | 1 | [13 empty] | 2 | 1 | 3 | 1 | 2 | 1 | 1 |  | 0
PG&E FRESNO | Newhall | 115 | Geothermal |  |  | 0 | 0 | 0 | 0 | 0 | 0 | 0 | 0 | 0 | 5 | 2 | 5 | 2 | [13 empty] | 1 | 1 | 4 | 2 | 1 | 1 | 1 |  | 0
PG&E KERN | Norco | 115 | Geothermal |  |  | 0 | 0 | 0 | 0 | 0 | 0 | 0 | 0 | 0 | 1 | 1 | 1 | 1 | [13 empty] | 1 | 1 | 3 | 1 | 1 | 1 | 1 |  | 0
PG&E GBA | Nortech | 115 | Geothermal |  |  | 0 | 0 | 0 | 0 | 0 | 0 | 0 | 0 | 0 | 1 | 1 | 1 | 1 | [13 empty] | 2 | 1 | 2 | 2 | 1 | 1 | 1 |  | 0
SDGE | North City Metering | 138 | Geothermal |  |  | 0 | 0 | 0 | 0 | 0 | 0 | 0 | 0 | 0 | 1 | 1 | 1 | 1 | [13 empty] | 2 | 1 | 2 | 1 | 3 | 1 | 1 |  | 0
PG&E GBA | North Dublin | 230 | Geothermal |  |  | 0 | 0 | 0 | 0 | 0 | 0 | 0 | 0 | 0 | 5 | 5 | 1 | 1 | [13 empty] | 2 | 1 | 2 | 1 | 3 | 1 | 1 |  | 0
SDGE | North Gila | 500 | Geothermal |  |  | 0 | 0 | 0 | 0 | 0 | 0 | 0 | 0 | 0 | 1 | 1 | 1 | 1 | [13 empty] | 2 | 2 | 4 | 2 | 3 | 1 | 1 |  | 0
SCE Metro | North of SONGS | 230 | Geothermal |  |  | 0 | 0 | 0 | 0 | 0 | 0 | 0 | 0 | 0 | 1 | 1 | 1 | 1 | [13 empty] | 2 | 1 | 3 | 1 | 3 | 1 | 1 |  | 0
SCE Metro | North of SONGS | 500 | Geothermal |  |  | 0 | 0 | 0 | 0 | 0 | 0 | 0 | 0 | 0 | 1 | 1 | 1 | 1 | [13 empty] | 2 | 1 | 3 | 1 | 3 | 1 | 1 |  | 0
PG&E NGBA | Notre Dame | 115 | Geothermal |  |  | 0 | 0 | 0 | 0 | 0 | 0 | 0 | 0 | 0 | 5 | 2 | 1 | 1 | [13 empty] | 2 | 1 | 4 | 2 | 2 | 1 | 1 |  | 0
PG&E GBA | Oakland C | 115 | Geothermal |  |  | 0 | 0 | 0 | 0 | 0 | 0 | 0 | 0 | 0 | 5 | 2 | 1 | 1 | [13 empty] | 2 | 1 | 1 | 1 | 2 | 1 | 1 |  | 0
PG&E GBA | Oakland J | 115 | Geothermal |  |  | 0 | 0 | 0 | 0 | 0 | 0 | 0 | 0 | 0 | 5 | 2 | 1 | 1 | [13 empty] | 2 | 1 | 2 | 1 | 1 | 1 | 1 |  | 0
PG&E GBA | Oakland L | 115 | Geothermal |  |  | 0 | 0 | 0 | 0 | 0 | 0 | 0 | 0 | 0 | 5 | 2 | 1 | 1 | [13 empty] | 2 | 1 | 2 | 1 | 1 | 1 | 1 |  | 0
PG&E GBA | Oakland X | 115 | Geothermal |  |  | 0 | 0 | 0 | 0 | 0 | 0 | 0 | 0 | 0 | 5 | 2 | 1 | 1 | [13 empty] | 2 | 1 | 2 | 1 | 2 | 1 | 1 |  | 0
SDGE | Ocean Ranch | 69 | Geothermal |  |  | 0 | 0 | 0 | 0 | 0 | 0 | 0 | 0 | 0 | 1 | 1 | 1 | 1 | [13 empty] | 2 | 1 | 4 | 1 | 3 | 1 | 1 |  | 0
PG&E KERN | Oceano | 115 | Geothermal |  |  | 0 | 0 | 0 | 0 | 0 | 0 | 0 | 0 | 0 | 1 | 1 | 1 | 1 | [13 empty] | 2 | 2 | 4 | 2 | 3 | 1 | 1 |  | 0
SDGE | Ocotillo Express | 500 | Geothermal |  |  | 0 | 0 | 0 | 0 | 0 | 0 | 0 | 0 | 0 | 1 | 1 | 1 | 1 | [13 empty] | 2 | 1 | 4 | 2 | 3 | 1 | 1 |  | 0
PG&E KERN | Old River | 70 | Geothermal |  |  | 0 | 0 | 0 | 0 | 0 | 0 | 0 | 0 | 0 | 1 | 1 | 1 | 1 | [13 empty] | 1 | 1 | 4 | 1 | 2 | 1 | 1 |  | 0
SDGE | Old Town | 230 | Geothermal |  |  | 0 | 0 | 0 | 0 | 0 | 0 | 0 | 0 | 0 | 1 | 1 | 1 | 1 | [13 empty] | 2 | 1 | 3 | 1 | 2 | 1 | 1 |  | 0
SCE Metro | Olinda | 230 | Geothermal |  |  | 0 | 0 | 0 | 0 | 0 | 0 | 0 | 0 | 0 | 1 | 1 | 1 | 1 | [13 empty] | 1 | 1 | 2 | 1 | 2 | 1 | 1 |  | 0
PG&E FRESNO | Olive | 115 | Geothermal |  |  | 0 | 0 | 0 | 0 | 0 | 0 | 0 | 0 | 0 | 1 | 1 | 1 | 1 | [13 empty] | 1 | 1 | 4 | 1 | 1 | 1 | 1 |  | 0
PG&E NGBA | Olivehurst | 115 | Geothermal |  |  | 0 | 0 | 0 | 0 | 0 | 0 | 0 | 0 | 0 | 5 | 2 | 1 | 1 | [13 empty] | 2 | 2 | 2 | 1 | 2 | 1 | 1 |  | 0
PG&E NGBA | Oregon Trail | 60 | Geothermal |  |  | 0 | 0 | 0 | 0 | 0 | 0 | 0 | 0 | 0 | 5 | 2 | 1 | 1 | [13 empty] | 2 | 2 | 3 | 2 | 3 | 1 | 1 |  | 0
SCE Northern | Ormond Beach | 230 | Geothermal |  |  | 0 | 0 | 0 | 0 | 0 | 0 | 0 | 0 | 0 | 5 | 5 | 1 | 1 | [13 empty] | 2 | 1 | 1 | 1 | 1 | 1 | 1 |  | 0
PG&E FRESNO | Oro Loma | 115 | Geothermal |  |  | 0 | 0 | 0 | 0 | 0 | 0 | 0 | 0 | 0 | 1 | 1 | 1 | 1 | [13 empty] | 1 | 1 | 4 | 2 | 1 | 1 | 1 |  | 0
PG&E FRESNO | Oro Loma | 70 | Geothermal |  |  | 0 | 0 | 0 | 0 | 0 | 0 | 0 | 0 | 0 | 1 | 1 | 1 | 1 | [13 empty] | 1 | 1 | 4 | 2 | 1 | 1 | 1 |  | 0
PG&E FRESNO | Orosi | 70 | Geothermal |  |  | 0 | 0 | 0 | 0 | 0 | 0 | 0 | 0 | 0 | 5 | 2 | 5 | 2 | [13 empty] | 1 | 1 | 4 | 1 | 1 | 1 | 1 |  | 0
SDGE | Otay | 69 | Geothermal |  |  | 0 | 0 | 0 | 0 | 0 | 0 | 0 | 0 | 0 | 1 | 1 | 1 | 1 | [13 empty] | 2 | 1 | 1 | 1 | 1 | 1 | 1 |  | 0
SDGE | Otay Mesa | 230 | Geothermal |  |  | 0 | 0 | 0 | 0 | 0 | 0 | 0 | 0 | 0 | 1 | 1 | 1 | 1 | [13 empty] | 2 | 1 | 1 | 1 | 3 | 1 | 1 |  | 0
PG&E FRESNO | Padre Flats SW STA | 230 | Geothermal |  |  | 0 | 0 | 0 | 0 | 0 | 0 | 0 | 0 | 0 | 1 | 1 | 1 | 1 | [13 empty] | 1 | 1 | 4 | 2 | 1 | 1 | 1 |  | 0
EOP | Pahrump | 138 | Geothermal |  |  | 0 | 0 | 0 | 0 | 0 | 0 | 0 | 0 | 0 | 5 | 5 | 1 | 1 | [13 empty] | 2 | 2 | 4 | 1 | 3 | 1 | 1 |  | 0
EOP | Pahrump | 230 | Geothermal |  |  | 0 | 0 | 0 | 0 | 0 | 0 | 0 | 0 | 0 | 5 | 5 | 1 | 1 | [13 empty] | 2 | 2 | 4 | 1 | 3 | 1 | 1 |  | 0
SDGE | Pala | 69 | Geothermal |  |  | 0 | 0 | 0 | 0 | 0 | 0 | 0 | 0 | 0 | 1 | 1 | 1 | 1 | [13 empty] | 2 | 1 | 1 | 1 | 3 | 1 | 1 |  | 0
PG&E NGBA | Palermo | 115 | Geothermal |  |  | 0 | 0 | 0 | 0 | 0 | 0 | 0 | 0 | 0 | 5 | 2 | 1 | 1 | [13 empty] | 2 | 1 | 2 | 2 | 2 | 1 | 1 |  | 0
PG&E NGBA | Palermo | 230 | Geothermal |  |  | 0 | 0 | 0 | 0 | 0 | 0 | 0 | 0 | 0 | 5 | 2 | 1 | 1 | [13 empty] | 2 | 1 | 2 | 2 | 2 | 1 | 1 |  | 0
SCE Eastern | Palo Verde | 500 | Geothermal |  |  | 0 | 0 | 0 | 0 | 0 | 0 | 0 | 0 | 0 | 5 | 5 | 1 | 1 | [13 empty] | 2 | 1 | 4 | 2 | 3 | 1 | 1 |  | 0
SDGE | Palomar Energy | 230 | Geothermal |  |  | 0 | 0 | 0 | 0 | 0 | 0 | 0 | 0 | 0 | 1 | 1 | 1 | 1 | [13 empty] | 2 | 1 | 2 | 1 | 3 | 1 | 1 |  | 0
PG&E KERN | Panama | 70 | Geothermal |  |  | 0 | 0 | 0 | 0 | 0 | 0 | 0 | 0 | 0 | 1 | 1 | 1 | 1 | [13 empty] | 1 | 1 | 4 | 1 | 1 | 1 | 1 |  | 0
PG&E FRESNO | Panoche | 115 | Geothermal |  |  | 0 | 0 | 0 | 0 | 0 | 0 | 0 | 0 | 0 | 5 | 2 | 1 | 1 | [13 empty] | 1 | 1 | 1 | 2 | 1 | 1 | 1 |  | 0
PG&E FRESNO | Panoche | 230 | Geothermal |  |  | 0 | 0 | 0 | 0 | 0 | 0 | 0 | 0 | 0 | 1 | 1 | 1 | 1 | [13 empty] | 1 | 1 | 1 | 2 | 1 | 1 | 1 |  | 0
SCE Northern | Pardee | 230 | Geothermal |  |  | 0 | 0 | 0 | 0 | 0 | 0 | 0 | 0 | 0 | 5 | 5 | 1 | 1 | [13 empty] | 1 | 1 | 3 | 1 | 3 | 1 | 1 |  | 0
PG&E NGBA | Parkway | 230 | Geothermal |  |  | 0 | 0 | 0 | 0 | 0 | 0 | 0 | 0 | 0 | 5 | 5 | 1 | 1 | [13 empty] | 2 | 1 | 4 | 1 | 2 | 1 | 1 |  | 0
SCE Northern | Pastoria | 230 | Geothermal |  |  | 0 | 0 | 0 | 0 | 0 | 0 | 0 | 0 | 0 | 5 | 5 | 1 | 1 | [13 empty] | 1 | 1 | 2 | 1 | 3 | 1 | 1 |  | 0
SCE Metro | Pauda | 230 | Geothermal |  |  | 0 | 0 | 0 | 0 | 0 | 0 | 0 | 0 | 0 | 1 | 1 | 1 | 1 | [13 empty] | 1 | 1 | 2 | 1 | 2 | 1 | 1 |  | 0
PG&E GBA | Paul Sweet | 115 | Geothermal |  |  | 0 | 0 | 0 | 0 | 0 | 0 | 0 | 0 | 0 | 1 | 1 | 1 | 1 | [13 empty] | 2 | 2 | 2 | 2 | 3 | 1 | 1 |  | 0
PG&E NGBA | Peabody | 230 | Geothermal |  |  | 0 | 0 | 0 | 0 | 0 | 0 | 0 | 0 | 0 | 5 | 5 | 1 | 1 | [13 empty] | 2 | 1 | 2 | 1 | 2 | 1 | 1 |  | 0
PG&E NGBA | Pease | 115 | Geothermal |  |  | 0 | 0 | 0 | 0 | 0 | 0 | 0 | 0 | 0 | 5 | 2 | 1 | 1 | [13 empty] | 2 | 2 | 2 | 1 | 2 | 1 | 1 |  | 0
PG&E NGBA | Pease | 60 | Geothermal |  |  | 0 | 0 | 0 | 0 | 0 | 0 | 0 | 0 | 0 | 5 | 2 | 1 | 1 | [13 empty] | 2 | 2 | 2 | 1 | 2 | 1 | 1 |  | 0
SDGE | Penasquitos | 138 | Geothermal |  |  | 0 | 0 | 0 | 0 | 0 | 0 | 0 | 0 | 0 | 1 | 1 | 1 | 1 | [13 empty] | 2 | 1 | 2 | 1 | 3 | 1 | 1 |  | 0
SDGE | Penasquitos | 230 | Geothermal |  |  | 0 | 0 | 0 | 0 | 0 | 0 | 0 | 0 | 0 | 1 | 1 | 1 | 1 | [13 empty] | 2 | 1 | 2 | 1 | 3 | 1 | 1 |  | 0
SDGE | Penasquitos | 69 | Geothermal |  |  | 0 | 0 | 0 | 0 | 0 | 0 | 0 | 0 | 0 | 1 | 1 | 1 | 1 | [13 empty] | 2 | 1 | 2 | 1 | 3 | 1 | 1 |  | 0
SDGE | Pendleton | 69 | Geothermal |  |  | 0 | 0 | 0 | 0 | 0 | 0 | 0 | 0 | 0 | 1 | 1 | 1 | 1 | [13 empty] | 2 | 1 | 4 | 1 | 3 | 1 | 1 |  | 0
PG&E NGBA | Penngrove | 115 | Geothermal |  |  | 0 | 0 | 0 | 0 | 0 | 0 | 0 | 0 | 0 | 5 | 5 | 1 | 1 | [13 empty] | 2 | 1 | 3 | 2 | 2 | 1 | 1 |  | 0
PG&E GBA | Peoria | 115 | Geothermal |  |  | 0 | 0 | 0 | 0 | 0 | 0 | 0 | 0 | 0 | 5 | 2 | 1 | 1 | [13 empty] | 2 | 1 | 4 | 1 | 3 | 1 | 1 |  | 0
PG&E GBA | Piercy | 115 | Geothermal |  |  | 0 | 0 | 0 | 0 | 0 | 0 | 0 | 0 | 0 | 1 | 1 | 1 | 1 | [13 empty] | 2 | 1 | 2 | 2 | 2 | 1 | 1 |  | 0
PG&E FRESNO | Pine Flat | 230 | Geothermal |  |  | 0 | 0 | 0 | 0 | 0 | 0 | 0 | 0 | 0 | 5 | 2 | 1 | 1 | [13 empty] | 1 | 1 | 4 | 2 | 3 | 1 | 1 |  | 0
SCE NOL | Pisgah | 230 | Geothermal |  |  | 0 | 0 | 0 | 0 | 0 | 0 | 0 | 0 | 0 | 1 | 1 | 1 | 1 | [13 empty] | 2 | 1 | 4 | 1 | 1 | 1 | 1 |  | 0
PG&E NGBA | Pit 1 | 230 | Geothermal |  |  | 0 | 0 | 0 | 0 | 0 | 0 | 0 | 0 | 0 | 5 | 5 | 3 | 3 | [13 empty] | 2 | 2 | 4 | 2 | 3 | 1 | 1 |  | 0
PG&E NGBA | Pit 1 | 60 | Geothermal |  |  | 0 | 0 | 0 | 0 | 0 | 0 | 0 | 0 | 0 | 5 | 5 | 3 | 3 | [13 empty] | 2 | 2 | 4 | 2 | 3 | 1 | 1 |  | 0
PG&E NGBA | Pit 3 | 230 | Geothermal |  |  | 0 | 0 | 0 | 0 | 0 | 0 | 0 | 0 | 0 | 5 | 5 | 3 | 3 | [13 empty] | 2 | 2 | 4 | 2 | 3 | 1 | 1 |  | 0
PG&E NGBA | Pit 4 | 230 | Geothermal |  |  | 0 | 0 | 0 | 0 | 0 | 0 | 0 | 0 | 0 | 5 | 2 | 1 | 1 | [13 empty] | 2 | 2 | 4 | 2 | 3 | 1 | 1 |  | 0
PG&E GBA | Pittsburg | 115 | Geothermal |  |  | 0 | 0 | 0 | 0 | 0 | 0 | 0 | 0 | 0 | 5 | 2 | 1 | 1 | [13 empty] | 2 | 1 | 2 | 1 | 1 | 1 | 1 |  | 0
PG&E GBA | Pittsburg | 230 | Geothermal |  |  | 0 | 0 | 0 | 0 | 0 | 0 | 0 | 0 | 0 | 5 | 2 | 1 | 1 | [13 empty] | 2 | 1 | 2 | 1 | 1 | 1 | 1 |  | 0
PG&E NGBA | Pleasant Grove | 115 | Geothermal |  |  | 0 | 0 | 0 | 0 | 0 | 0 | 0 | 0 | 0 | 5 | 2 | 1 | 1 | [13 empty] | 2 | 1 | 2 | 2 | 3 | 1 | 1 |  | 0
PG&E NGBA | POE | 230 | Geothermal |  |  | 0 | 0 | 0 | 0 | 0 | 0 | 0 | 0 | 0 | 5 | 2 | 1 | 1 | [13 empty] | 2 | 1 | 4 | 2 | 3 | 1 | 1 |  | 0
SDGE | Point Loma | 69 | Geothermal |  |  | 0 | 0 | 0 | 0 | 0 | 0 | 0 | 0 | 0 | 1 | 1 | 1 | 1 | [13 empty] | 2 | 1 | 3 | 1 | 2 | 1 | 1 |  | 0
SDGE | Pomerado | 69 | Geothermal |  |  | 0 | 0 | 0 | 0 | 0 | 0 | 0 | 0 | 0 | 1 | 1 | 1 | 1 | [13 empty] | 2 | 1 | 3 | 1 | 3 | 1 | 1 |  | 0
PG&E KERN | Poso Mountain | 115 | Geothermal |  |  | 0 | 0 | 0 | 0 | 0 | 0 | 0 | 0 | 0 | 1 | 1 | 1 | 1 | [13 empty] | 1 | 1 | 3 | 1 | 2 | 1 | 1 |  | 0
EOP | Primm | 230 | Geothermal |  |  | 0 | 0 | 0 | 0 | 0 | 0 | 0 | 0 | 0 | 5 | 5 | 1 | 1 | [13 empty] | 2 | 2 | 4 | 1 | 2 | 1 | 1 |  | 0
PG&E NGBA | Putah Creek | 115 | Geothermal |  |  | 0 | 0 | 0 | 0 | 0 | 0 | 0 | 0 | 0 | 5 | 5 | 1 | 1 | [13 empty] | 2 | 1 | 3 | 2 | 3 | 1 | 1 |  | 0
SDGE | Q1806 | 138 | Geothermal |  |  | 0 | 0 | 0 | 0 | 0 | 0 | 0 | 0 | 0 | 1 | 1 | 1 | 1 | [13 empty] | 1 | 1 | 2 | 1 | 3 | 1 | 1 |  | 0
PG&E FRESNO | Quinto | 230 | Geothermal |  |  | 0 | 0 | 0 | 0 | 0 | 0 | 0 | 0 | 0 | 1 | 1 | 1 | 1 | [13 empty] | 1 | 1 | 4 | 2 | 1 | 1 | 1 |  | 0
PG&E GBA | Race Track | 115 | Geothermal |  |  | 0 | 0 | 0 | 0 | 0 | 0 | 0 | 0 | 0 | 5 | 2 | 1 | 1 | [13 empty] | 2 | 1 | 4 | 1 | 3 | 1 | 1 |  | 0
SDGE | Rancho Mission Viejo | 138 | Geothermal |  |  | 0 | 0 | 0 | 0 | 0 | 0 | 0 | 0 | 0 | 1 | 1 | 1 | 1 | [13 empty] | 1 | 1 | 2 | 1 | 3 | 1 | 1 |  | 0
PG&E GBA | Rancho Seco | 230 | Geothermal |  |  | 0 | 0 | 0 | 0 | 0 | 0 | 0 | 0 | 0 | 5 | 2 | 1 | 1 | [13 empty] | 2 | 1 | 1 | 2 | 3 | 1 | 1 |  | 0
SCE Metro | Rancho Vista | 230 | Geothermal |  |  | 0 | 0 | 0 | 0 | 0 | 0 | 0 | 0 | 0 | 1 | 1 | 1 | 1 | [13 empty] | 1 | 1 | 1 | 1 | 1 | 1 | 1 |  | 0
SCE Metro | Rancho Vista | 500 | Geothermal |  |  | 0 | 0 | 0 | 0 | 0 | 0 | 0 | 0 | 0 | 1 | 1 | 1 | 1 | [13 empty] | 1 | 1 | 1 | 1 | 1 | 1 | 1 |  | 0
SCE NOL | Ransburg | 115 | Geothermal |  |  | 0 | 0 | 0 | 0 | 0 | 0 | 0 | 0 | 0 | 3 | 3 | 1 | 1 | [13 empty] | 2 | 1 | 4 | 1 | 1 | 1 | 1 |  | 0
PG&E GBA | Ravenswood | 115 | Geothermal |  |  | 0 | 0 | 0 | 0 | 0 | 0 | 0 | 0 | 0 | 5 | 2 | 1 | 1 | [13 empty] | 2 | 1 | 2 | 1 | 2 | 1 | 1 |  | 0
PG&E GBA | Ravenswood | 230 | Geothermal |  |  | 0 | 0 | 0 | 0 | 0 | 0 | 0 | 0 | 0 | 5 | 2 | 1 | 1 | [13 empty] | 2 | 1 | 2 | 1 | 2 | 1 | 1 |  | 0
SCE Northern | Rector | 230 | Geothermal |  |  | 0 | 0 | 0 | 0 | 0 | 0 | 0 | 0 | 0 | 1 | 1 | 1 | 1 | [13 empty] | 1 | 1 | 2 | 1 | 2 | 1 | 1 |  | 0
SCE Eastern | Red Bluff | 230 | Geothermal |  |  | 0 | 0 | 0 | 0 | 0 | 0 | 0 | 0 | 0 | 1 | 1 | 1 | 1 | [13 empty] | 2 | 2 | 4 | 1 | 3 | 1 | 1 |  | 0
SCE Eastern | Red Bluff | 500 | Geothermal |  |  | 0 | 0 | 0 | 0 | 0 | 0 | 0 | 0 | 0 | 1 | 1 | 1 | 1 | [13 empty] | 2 | 2 | 4 | 1 | 3 | 1 | 1 |  | 0
PG&E NGBA | Redbud | 115 | Geothermal |  |  | 0 | 0 | 0 | 0 | 0 | 0 | 0 | 0 | 0 | 5 | 5 | 1 | 1 | [13 empty] | 2 | 2 | 4 | 2 | 3 | 1 | 1 |  | 0
SCE Metro | Redondo | 230 | Geothermal |  |  | 0 | 0 | 0 | 0 | 0 | 0 | 0 | 0 | 0 | 1 | 1 | 1 | 1 | [13 empty] | 1 | 1 | 2 | 1 | 2 | 1 | 1 |  | 0
PG&E FRESNO | Reedley | 115 | Geothermal |  |  | 0 | 0 | 0 | 0 | 0 | 0 | 0 | 0 | 0 | 5 | 2 | 1 | 1 | [13 empty] | 1 | 1 | 4 | 2 | 1 | 1 | 1 |  | 0
PG&E KERN | Renfro | 115 | Geothermal |  |  | 0 | 0 | 0 | 0 | 0 | 0 | 0 | 0 | 0 | 1 | 1 | 1 | 1 | [13 empty] | 1 | 1 | 2 | 1 | 2 | 1 | 1 |  | 0
PG&E GBA | Richmond R | 115 | Geothermal |  |  | 0 | 0 | 0 | 0 | 0 | 0 | 0 | 0 | 0 | 5 | 2 | 1 | 1 | [13 empty] | 2 | 1 | 2 | 1 | 2 | 1 | 1 |  | 0
PG&E NGBA | Rincon | 115 | Geothermal |  |  | 0 | 0 | 0 | 0 | 0 | 0 | 0 | 0 | 0 | 5 | 5 | 1 | 1 | [13 empty] | 2 | 1 | 3 | 2 | 2 | 1 | 1 |  | 0
PG&E KERN | Rio Bravo | 115 | Geothermal |  |  | 0 | 0 | 0 | 0 | 0 | 0 | 0 | 0 | 0 | 1 | 1 | 1 | 1 | [13 empty] | 1 | 1 | 2 | 1 | 1 | 1 | 1 |  | 0
SCE Metro | Rio Hondo | 230 | Geothermal |  |  | 0 | 0 | 0 | 0 | 0 | 0 | 0 | 0 | 0 | 1 | 1 | 1 | 1 | [13 empty] | 1 | 1 | 4 | 1 | 1 | 1 | 1 |  | 0
PG&E NGBA | Rio Oso | 115 | Geothermal |  |  | 0 | 0 | 0 | 0 | 0 | 0 | 0 | 0 | 0 | 5 | 2 | 1 | 1 | [13 empty] | 2 | 1 | 4 | 1 | 3 | 1 | 1 |  | 0
PG&E NGBA | Rio Oso | 230 | Geothermal |  |  | 0 | 0 | 0 | 0 | 0 | 0 | 0 | 0 | 0 | 5 | 2 | 1 | 1 | [13 empty] | 2 | 1 | 4 | 1 | 3 | 1 | 1 |  | 0
PG&E GBA | Ripon | 115 | Geothermal |  |  | 0 | 0 | 0 | 0 | 0 | 0 | 0 | 0 | 0 | 5 | 2 | 1 | 1 | [13 empty] | 1 | 1 | 2 | 2 | 2 | 1 | 1 |  | 0
PG&E GBA | Riverbank | 115 | Geothermal |  |  | 0 | 0 | 0 | 0 | 0 | 0 | 0 | 0 | 0 | 5 | 2 | 1 | 1 | [13 empty] | 1 | 1 | 3 | 2 | 2 | 1 | 1 |  | 0
SCE NOL | Roadway | 115 | Geothermal |  |  | 0 | 0 | 0 | 0 | 0 | 0 | 0 | 0 | 0 | 1 | 1 | 1 | 1 | [13 empty] | 2 | 1 | 2 | 1 | 1 | 1 | 1 |  | 0
PG&E NGBA | Rock Creek 1 | 230 | Geothermal |  |  | 0 | 0 | 0 | 0 | 0 | 0 | 0 | 0 | 0 | 5 | 2 | 1 | 1 | [13 empty] | 2 | 2 | 4 | 1 | 3 | 1 | 1 |  | 0
SCE Northern | Rosamond | 66 | Geothermal |  |  | 0 | 0 | 0 | 0 | 0 | 0 | 0 | 0 | 0 | 1 | 1 | 1 | 1 | [13 empty] | 2 | 1 | 4 | 1 | 3 | 1 | 1 |  | 0
PG&E GBA | Rossmoor | 230 | Geothermal |  |  | 0 | 0 | 0 | 0 | 0 | 0 | 0 | 0 | 0 | 5 | 5 | 1 | 1 | [13 empty] | 2 | 1 | 4 | 1 | 3 | 1 | 1 |  | 0
PG&E NGBA | Round Mountain | 230 | Geothermal |  |  | 0 | 0 | 0 | 0 | 0 | 0 | 0 | 0 | 0 | 5 | 2 | 1 | 1 | [13 empty] | 2 | 2 | 4 | 2 | 3 | 1 | 1 |  | 0
PG&E NGBA | Round Mountain | 500 | Geothermal |  |  | 0 | 0 | 0 | 0 | 0 | 0 | 0 | 0 | 0 | 5 | 2 | 1 | 1 | [13 empty] | 2 | 2 | 4 | 2 | 3 | 1 | 1 |  | 0
PG&E GBA | Salado | 115 | Geothermal |  |  | 0 | 0 | 0 | 0 | 0 | 0 | 0 | 0 | 0 | 1 | 1 | 1 | 1 | [13 empty] | 1 | 1 | 4 | 2 | 1 | 1 | 1 |  | 0
PG&E GBA | Salado | 60 | Geothermal |  |  | 0 | 0 | 0 | 0 | 0 | 0 | 0 | 0 | 0 | 1 | 1 | 1 | 1 | [13 empty] | 1 | 1 | 4 | 2 | 1 | 1 | 1 |  | 0
PG&E GBA | Salinas | 115 | Geothermal |  |  | 0 | 0 | 0 | 0 | 0 | 0 | 0 | 0 | 0 | 1 | 1 | 1 | 1 | [13 empty] | 2 | 2 | 3 | 2 | 2 | 1 | 1 |  | 0
SDGE | Salt Creek | 69 | Geothermal |  |  | 0 | 0 | 0 | 0 | 0 | 0 | 0 | 0 | 0 | 1 | 1 | 1 | 1 | [13 empty] | 2 | 1 | 3 | 1 | 2 | 1 | 1 |  | 0
SCE Eastern | San Bernardino | 230 | Geothermal |  |  | 0 | 0 | 0 | 0 | 0 | 0 | 0 | 0 | 0 | 1 | 1 | 1 | 1 | [13 empty] | 1 | 1 | 2 | 1 | 2 | 1 | 1 |  | 0
PG&E GBA | SAN FRAN A (POTRERO PP) | 115 | Geothermal |  |  | 0 | 0 | 0 | 0 | 0 | 0 | 0 | 0 | 0 | 5 | 2 | 1 | 1 | [13 empty] | 2 | 1 | 2 | 1 | 2 | 1 | 1 |  | 0
PG&E GBA | SAN FRAN A (POTRERO PP) | 230 | Geothermal |  |  | 0 | 0 | 0 | 0 | 0 | 0 | 0 | 0 | 0 | 5 | 2 | 1 | 1 | [13 empty] | 2 | 1 | 2 | 1 | 2 | 1 | 1 |  | 0
PG&E GBA | San Jose A | 115 | Geothermal |  |  | 0 | 0 | 0 | 0 | 0 | 0 | 0 | 0 | 0 | 1 | 1 | 1 | 1 | [13 empty] | 2 | 1 | 2 | 2 | 2 | 1 | 1 |  | 0
PG&E GBA | San Jose B | 115 | Geothermal |  |  | 0 | 0 | 0 | 0 | 0 | 0 | 0 | 0 | 0 | 1 | 1 | 1 | 1 | [13 empty] | 2 | 1 | 3 | 2 | 2 | 1 | 1 |  | 0
PG&E GBA | San Leandro U | 115 | Geothermal |  |  | 0 | 0 | 0 | 0 | 0 | 0 | 0 | 0 | 0 | 5 | 2 | 1 | 1 | [13 empty] | 2 | 1 | 3 | 1 | 2 | 1 | 1 |  | 0
PG&E KERN | San Luis Obispo | 115 | Geothermal |  |  | 0 | 0 | 0 | 0 | 0 | 0 | 0 | 0 | 0 | 1 | 1 | 1 | 1 | [13 empty] | 2 | 2 | 4 | 2 | 3 | 1 | 1 |  | 0
PG&E KERN | San Luis Obispo | 70 | Geothermal |  |  | 0 | 0 | 0 | 0 | 0 | 0 | 0 | 0 | 0 | 1 | 1 | 1 | 1 | [13 empty] | 2 | 2 | 4 | 2 | 3 | 1 | 1 |  | 0
SDGE | San Luis Rey | 230 | Geothermal |  |  | 0 | 0 | 0 | 0 | 0 | 0 | 0 | 0 | 0 | 1 | 1 | 1 | 1 | [13 empty] | 2 | 1 | 4 | 1 | 3 | 1 | 1 |  | 0
SDGE | San Luis Rey | 69 | Geothermal |  |  | 0 | 0 | 0 | 0 | 0 | 0 | 0 | 0 | 0 | 1 | 1 | 1 | 1 | [13 empty] | 2 | 1 | 4 | 1 | 3 | 1 | 1 |  | 0
SDGE | San Marcos | 69 | Geothermal |  |  | 0 | 0 | 0 | 0 | 0 | 0 | 0 | 0 | 0 | 1 | 1 | 1 | 1 | [13 empty] | 2 | 1 | 2 | 1 | 3 | 1 | 1 |  | 0
SCE Metro | San Onofre | 230 | Geothermal |  |  | 0 | 0 | 0 | 0 | 0 | 0 | 0 | 0 | 0 | 1 | 1 | 1 | 1 | [13 empty] | 2 | 1 | 4 | 1 | 3 | 1 | 1 |  | 0
PG&E GBA | San Pablo | 115 | Geothermal |  |  | 0 | 0 | 0 | 0 | 0 | 0 | 0 | 0 | 0 | 5 | 2 | 1 | 1 | [13 empty] | 2 | 1 | 2 | 1 | 1 | 1 | 1 |  | 0
PG&E GBA | San Ramon | 230 | Geothermal |  |  | 0 | 0 | 0 | 0 | 0 | 0 | 0 | 0 | 0 | 5 | 2 | 1 | 1 | [13 empty] | 2 | 1 | 2 | 1 | 3 | 1 | 1 |  | 0
SDGE | San Ysidro | 69 | Geothermal |  |  | 0 | 0 | 0 | 0 | 0 | 0 | 0 | 0 | 0 | 1 | 1 | 1 | 1 | [13 empty] | 2 | 1 | 2 | 1 | 2 | 1 | 1 |  | 0
SCE NOL | Sandlot | 230 | Geothermal |  |  | 0 | 0 | 0 | 0 | 0 | 0 | 0 | 0 | 0 | 3 | 3 | 1 | 1 | [13 empty] | 2 | 1 | 4 | 1 | 2 | 1 | 1 |  | 0
EOP | Sandy | 138 | Geothermal |  |  | 0 | 0 | 0 | 0 | 0 | 0 | 0 | 0 | 0 | 5 | 5 | 1 | 1 | [13 empty] | 2 | 2 | 4 | 1 | 3 | 1 | 1 |  | 0
PG&E FRESNO | Sanger | 115 | Geothermal |  |  | 0 | 0 | 0 | 0 | 0 | 0 | 0 | 0 | 0 | 5 | 2 | 5 | 2 | [13 empty] | 1 | 1 | 2 | 2 | 2 | 1 | 1 |  | 0
SCE Northern | Santa Clara | 230 | Geothermal |  |  | 0 | 0 | 0 | 0 | 0 | 0 | 0 | 0 | 0 | 5 | 5 | 1 | 1 | [13 empty] | 2 | 1 | 3 | 1 | 2 | 1 | 1 |  | 0
PG&E NGBA | Santa Rosa A | 115 | Geothermal |  |  | 0 | 0 | 0 | 0 | 0 | 0 | 0 | 0 | 0 | 5 | 5 | 1 | 1 | [13 empty] | 2 | 1 | 3 | 2 | 2 | 1 | 1 |  | 0
PG&E GBA | Santa Teresa | 115 | Geothermal |  |  | 0 | 0 | 0 | 0 | 0 | 0 | 0 | 0 | 0 | 1 | 1 | 1 | 1 | [13 empty] | 2 | 1 | 2 | 2 | 2 | 1 | 1 |  | 0
SDGE | Santee | 138 | Geothermal |  |  | 0 | 0 | 0 | 0 | 0 | 0 | 0 | 0 | 0 | 5 | 5 | 1 | 1 | [13 empty] | 2 | 1 | 2 | 1 | 2 | 1 | 1 |  | 0
SCE Metro | Santiago | 230 | Geothermal |  |  | 0 | 0 | 0 | 0 | 0 | 0 | 0 | 0 | 0 | 1 | 1 | 1 | 1 | [13 empty] | 1 | 1 | 2 | 1 | 2 | 1 | 1 |  | 0
PG&E GBA | Saratoga | 230 | Geothermal |  |  | 0 | 0 | 0 | 0 | 0 | 0 | 0 | 0 | 0 | 1 | 1 | 1 | 1 | [13 empty] | 2 | 1 | 4 | 2 | 3 | 1 | 1 |  | 0
SCE Northern | Saugus | 230 | Geothermal |  |  | 0 | 0 | 0 | 0 | 0 | 0 | 0 | 0 | 0 | 5 | 5 | 1 | 1 | [13 empty] | 1 | 1 | 3 | 1 | 3 | 1 | 1 |  | 0
PG&E FRESNO | Schindler | 115 | Geothermal |  |  | 0 | 0 | 0 | 0 | 0 | 0 | 0 | 0 | 0 | 1 | 1 | 1 | 1 | [13 empty] | 1 | 1 | 4 | 2 | 1 | 1 | 1 |  | 0
PG&E FRESNO | Schindler | 70 | Geothermal |  |  | 0 | 0 | 0 | 0 | 0 | 0 | 0 | 0 | 0 | 1 | 1 | 1 | 1 | [13 empty] | 1 | 1 | 4 | 2 | 1 | 1 | 1 |  | 0
PG&E GBA | Schulte | 115 | Geothermal |  |  | 0 | 0 | 0 | 0 | 0 | 0 | 0 | 0 | 0 | 5 | 2 | 1 | 1 | [13 empty] | 1 | 1 | 1 | 2 | 2 | 1 | 1 |  | 0
SDGE | Scripps | 69 | Geothermal |  |  | 0 | 0 | 0 | 0 | 0 | 0 | 0 | 0 | 0 | 1 | 1 | 1 | 1 | [13 empty] | 2 | 1 | 2 | 1 | 3 | 1 | 1 |  | 0
PG&E KERN | Semitropic | 115 | Geothermal |  |  | 0 | 0 | 0 | 0 | 0 | 0 | 0 | 0 | 0 | 1 | 1 | 1 | 1 | [13 empty] | 1 | 1 | 3 | 1 | 1 | 1 | 1 |  | 0
SCE Metro | Serrano | 230 | Geothermal |  |  | 0 | 0 | 0 | 0 | 0 | 0 | 0 | 0 | 0 | 1 | 1 | 1 | 1 | [13 empty] | 1 | 1 | 2 | 1 | 2 | 1 | 1 |  | 0
SCE Metro | Serrano | 500 | Geothermal |  |  | 0 | 0 | 0 | 0 | 0 | 0 | 0 | 0 | 0 | 1 | 1 | 1 | 1 | [13 empty] | 1 | 1 | 2 | 1 | 2 | 1 | 1 |  | 0
SDGE | Shadowridge | 138 | Geothermal |  |  | 0 | 0 | 0 | 0 | 0 | 0 | 0 | 0 | 0 | 1 | 1 | 1 | 1 | [13 empty] | 2 | 1 | 3 | 1 | 3 | 1 | 1 |  | 0
PG&E KERN | Shafter | 115 | Geothermal |  |  | 0 | 0 | 0 | 0 | 0 | 0 | 0 | 0 | 0 | 1 | 1 | 1 | 1 | [13 empty] | 1 | 1 | 3 | 1 | 1 | 1 | 1 |  | 0
PG&E NGBA | Silverado | 115 | Geothermal |  |  | 0 | 0 | 0 | 0 | 0 | 0 | 0 | 0 | 0 | 5 | 5 | 1 | 1 | [13 empty] | 2 | 1 | 4 | 2 | 3 | 1 | 1 |  | 0
SDGE | Silvergate | 230 | Geothermal |  |  | 0 | 0 | 0 | 0 | 0 | 0 | 0 | 0 | 0 | 1 | 1 | 1 | 1 | [13 empty] | 2 | 1 | 1 | 1 | 1 | 1 | 1 |  | 0
SDGE | Silvergate | 69 | Geothermal |  |  | 0 | 0 | 0 | 0 | 0 | 0 | 0 | 0 | 0 | 1 | 1 | 1 | 1 | [13 empty] | 2 | 1 | 1 | 1 | 1 | 1 | 1 |  | 0
PG&E KERN | Sisquoc | 115 | Geothermal |  |  | 0 | 0 | 0 | 0 | 0 | 0 | 0 | 0 | 0 | 1 | 1 | 1 | 1 | [13 empty] | 2 | 2 | 4 | 1 | 3 | 1 | 1 |  | 0
EOP | Sloan Canyon | 230 | Geothermal |  |  | 0 | 0 | 0 | 0 | 0 | 0 | 0 | 0 | 0 | 5 | 5 | 1 | 1 | [13 empty] | 2 | 2 | 3 | 1 | 3 | 1 | 1 |  | 0
EOP | Sloan Canyon | 500 | Geothermal |  |  | 0 | 0 | 0 | 0 | 0 | 0 | 0 | 0 | 0 | 5 | 5 | 1 | 1 | [13 empty] | 2 | 2 | 3 | 1 | 3 | 1 | 1 |  | 0
PG&E KERN | Smyrna | 115 | Geothermal |  |  | 0 | 0 | 0 | 0 | 0 | 0 | 0 | 0 | 0 | 1 | 1 | 1 | 1 | [13 empty] | 1 | 1 | 4 | 1 | 1 | 1 | 1 |  | 0
PG&E GBA | Sobrante | 115 | Geothermal |  |  | 0 | 0 | 0 | 0 | 0 | 0 | 0 | 0 | 0 | 5 | 2 | 1 | 1 | [13 empty] | 2 | 1 | 2 | 1 | 3 | 1 | 1 |  | 0
PG&E GBA | Sobrante | 230 | Geothermal |  |  | 0 | 0 | 0 | 0 | 0 | 0 | 0 | 0 | 0 | 5 | 2 | 1 | 1 | [13 empty] | 2 | 1 | 2 | 1 | 3 | 1 | 1 |  | 0
PG&E KERN | Solar | 230 | Geothermal |  |  | 0 | 0 | 0 | 0 | 0 | 0 | 0 | 0 | 0 | 1 | 1 | 1 | 1 | [13 empty] | 2 | 1 | 4 | 2 | 3 | 1 | 1 |  | 0
PG&E GBA | Soledad | 115 | Geothermal |  |  | 0 | 0 | 0 | 0 | 0 | 0 | 0 | 0 | 0 | 1 | 1 | 1 | 1 | [13 empty] | 2 | 2 | 4 | 2 | 3 | 1 | 1 |  | 0
PG&E GBA | Soledad | 60 | Geothermal |  |  | 0 | 0 | 0 | 0 | 0 | 0 | 0 | 0 | 0 | 1 | 1 | 1 | 1 | [13 empty] | 2 | 2 | 4 | 2 | 3 | 1 | 1 |  | 0
SDGE | Spring Valley | 69 | Geothermal |  |  | 0 | 0 | 0 | 0 | 0 | 0 | 0 | 0 | 0 | 1 | 1 | 1 | 1 | [13 empty] | 2 | 1 | 2 | 1 | 2 | 1 | 1 |  | 0
SCE Northern | Springville | 230 | Geothermal |  |  | 0 | 0 | 0 | 0 | 0 | 0 | 0 | 0 | 0 | 1 | 1 | 1 | 1 | [13 empty] | 1 | 1 | 4 | 1 | 1 | 1 | 1 |  | 0
PG&E GBA | Stagg | 230 | Geothermal |  |  | 0 | 0 | 0 | 0 | 0 | 0 | 0 | 0 | 0 | 5 | 2 | 1 | 1 | [13 empty] | 1 | 1 | 3 | 2 | 2 | 1 | 1 |  | 0
PG&E GBA | Standard Oil | 115 | Geothermal |  |  | 0 | 0 | 0 | 0 | 0 | 0 | 0 | 0 | 0 | 5 | 2 | 1 | 1 | [13 empty] | 2 | 1 | 1 | 1 | 2 | 1 | 1 |  | 0
PG&E GBA | Stanislaus | 115 | Geothermal |  |  | 0 | 0 | 0 | 0 | 0 | 0 | 0 | 0 | 0 | 5 | 2 | 1 | 1 | [13 empty] | 2 | 1 | 4 | 1 | 3 | 1 | 1 |  | 0
PG&E KERN | Stockdale | 115 | Geothermal |  |  | 0 | 0 | 0 | 0 | 0 | 0 | 0 | 0 | 0 | 1 | 1 | 1 | 1 | [13 empty] | 1 | 1 | 2 | 1 | 2 | 1 | 1 |  | 0
PG&E KERN | Stockdale | 230 | Geothermal |  |  | 0 | 0 | 0 | 0 | 0 | 0 | 0 | 0 | 0 | 1 | 1 | 1 | 1 | [13 empty] | 1 | 1 | 2 | 1 | 2 | 1 | 1 |  | 0
PG&E GBA | Stockton A | 115 | Geothermal |  |  | 0 | 0 | 0 | 0 | 0 | 0 | 0 | 0 | 0 | 5 | 2 | 1 | 1 | [13 empty] | 1 | 1 | 3 | 2 | 1 | 1 | 1 |  | 0
PG&E GBA | Stone | 115 | Geothermal |  |  | 0 | 0 | 0 | 0 | 0 | 0 | 0 | 0 | 0 | 1 | 1 | 1 | 1 | [13 empty] | 2 | 1 | 3 | 2 | 2 | 1 | 1 |  | 0
PG&E FRESNO | Storey | 230 | Geothermal |  |  | 0 | 0 | 0 | 0 | 0 | 0 | 0 | 0 | 0 | 5 | 2 | 5 | 2 | [13 empty] | 1 | 1 | 4 | 2 | 1 | 1 | 1 |  | 0
PG&E NGBA | Summit | 115 | Geothermal |  |  | 0 | 0 | 0 | 0 | 0 | 0 | 0 | 0 | 0 | 5 | 2 | 1 | 1 |  |  | N/A |  |  |  | N/A | N/A | N/A | N/A | N/A | N/A | N/A | 2 | 1 | 4 | 2 | 3 | 1 | 1 |  | 0
SDGE | Suncrest | 230 | Geothermal |  |  | 0 | 0 | 0 | 0 | 0 | 0 | 0 | 0 | 0 | 1 | 1 | 1 | 1 | [13 empty] | 2 | 1 | 4 | 1 | 3 | 1 | 1 |  | 0
SDGE | Suncrest | 500 | Geothermal |  |  | 0 | 0 | 0 | 0 | 0 | 0 | 0 | 0 | 0 | 1 | 1 | 1 | 1 | [13 empty] | 2 | 1 | 4 | 1 | 3 | 1 | 1 |  | 0
PG&E KERN | Sunrise | 230 | Geothermal |  |  | 0 | 0 | 0 | 0 | 0 | 0 | 0 | 0 | 0 | 1 | 1 | 1 | 1 | [13 empty] | 1 | 1 | 1 | 1 | 1 | 1 | 1 |  | 0
PG&E KERN | Sunset | 230 | Geothermal |  |  | 0 | 0 | 0 | 0 | 0 | 0 | 0 | 0 | 0 | 1 | 1 | 1 | 1 | [13 empty] | 1 | 1 | 1 | 1 | 1 | 1 | 1 |  | 0
PG&E GBA | Swift | 115 | Geothermal |  |  | 0 | 0 | 0 | 0 | 0 | 0 | 0 | 0 | 0 | 1 | 1 | 1 | 1 | [13 empty] | 2 | 1 | 2 | 2 | 2 | 1 | 1 |  | 0
SDGE | Sycamore Canyon | 138 | Geothermal |  |  | 0 | 0 | 0 | 0 | 0 | 0 | 0 | 0 | 0 | 5 | 5 | 1 | 1 | [13 empty] | 2 | 1 | 4 | 1 | 3 | 1 | 1 |  | 0
SDGE | Sycamore Canyon | 230 | Geothermal |  |  | 0 | 0 | 0 | 0 | 0 | 0 | 0 | 0 | 0 | 1 | 1 | 1 | 1 | [13 empty] | 2 | 1 | 4 | 1 | 3 | 1 | 1 |  | 0
SDGE | Sycamore Canyon | 69 | Geothermal |  |  | 0 | 0 | 0 | 0 | 0 | 0 | 0 | 0 | 0 | 1 | 1 | 1 | 1 | [13 empty] | 2 | 1 | 4 | 1 | 3 | 1 | 1 |  | 0
SCE Northern | Sylmar | 230 | Geothermal |  |  | 0 | 0 | 0 | 0 | 0 | 0 | 0 | 0 | 0 | 5 | 5 | 1 | 1 | [13 empty] | 1 | 1 | 2 | 1 | 1 | 1 | 1 |  | 0
PG&E NGBA | Table Mountain | 115 | Geothermal |  |  | 0 | 0 | 0 | 0 | 0 | 0 | 0 | 0 | 0 | 5 | 2 | 1 | 1 | [13 empty] | 2 | 1 | 3 | 2 | 1 | 1 | 1 |  | 0
PG&E NGBA | Table Mountain | 230 | Geothermal |  |  | 0 | 0 | 0 | 0 | 0 | 0 | 0 | 0 | 0 | 5 | 2 | 1 | 1 | [13 empty] | 2 | 1 | 3 | 2 | 1 | 1 | 1 |  | 0
PG&E NGBA | Table Mountain | 500 | Geothermal |  |  | 0 | 0 | 0 | 0 | 0 | 0 | 0 | 0 | 0 | 5 | 2 | 1 | 1 | [13 empty] | 2 | 1 | 3 | 2 | 1 | 1 | 1 |  | 0
PG&E NGBA | Table Mountain | 60 | Geothermal |  |  | 0 | 0 | 0 | 0 | 0 | 0 | 0 | 0 | 0 | 5 | 2 | 1 | 1 | [13 empty] | 2 | 1 | 3 | 2 | 1 | 1 | 1 |  | 0
PG&E KERN | Taft | 115 | Geothermal |  |  | 0 | 0 | 0 | 0 | 0 | 0 | 0 | 0 | 0 | 1 | 1 | 1 | 1 | [13 empty] | 1 | 1 | 2 | 1 | 2 | 1 | 1 |  | 0
SDGE | Talega | 138 | Geothermal |  |  | 0 | 0 | 0 | 0 | 0 | 0 | 0 | 0 | 0 | 1 | 1 | 1 | 1 | [13 empty] | 2 | 1 | 3 | 1 | 3 | 1 | 1 |  | 0
SDGE | Talega | 230 | Geothermal |  |  | 0 | 0 | 0 | 0 | 0 | 0 | 0 | 0 | 0 | 1 | 1 | 1 | 1 | [13 empty] | 2 | 1 | 3 | 1 | 3 | 1 | 1 |  | 0
PG&E GBA | Tassajara | 230 | Geothermal |  |  | 0 | 0 | 0 | 0 | 0 | 0 | 0 | 0 | 0 | 5 | 2 | 1 | 1 | [13 empty] | 2 | 1 | 3 | 1 | 3 | 1 | 1 |  | 0
PG&E KERN | Tejon | 70 | Geothermal |  |  | 0 | 0 | 0 | 0 | 0 | 0 | 0 | 0 | 0 | 1 | 1 | 1 | 1 | [13 empty] | 1 | 1 | 3 | 1 | 1 | 1 | 1 |  | 0
SDGE | Telegraph Canyon | 138 | Geothermal |  |  | 0 | 0 | 0 | 0 | 0 | 0 | 0 | 0 | 0 | 1 | 1 | 1 | 1 | [13 empty] | 2 | 1 | 2 | 1 | 2 | 1 | 1 |  | 0
PG&E KERN | Temblor | 115 | Geothermal |  |  | 0 | 0 | 0 | 0 | 0 | 0 | 0 | 0 | 0 | 1 | 1 | 1 | 1 | [13 empty] | 1 | 1 | 2 | 1 | 1 | 1 | 1 |  | 0
PG&E KERN | Templeton | 230 | Geothermal |  |  | 0 | 0 | 0 | 0 | 0 | 0 | 0 | 0 | 0 | 1 | 1 | 1 | 1 | [13 empty] | 2 | 2 | 4 | 2 | 3 | 1 | 1 |  | 0
PG&E KERN | Templeton | 70 | Geothermal |  |  | 0 | 0 | 0 | 0 | 0 | 0 | 0 | 0 | 0 | 1 | 1 | 1 | 1 | [13 empty] | 2 | 2 | 4 | 2 | 3 | 1 | 1 |  | 0
PG&E GBA | Tesla | 115 | Geothermal |  |  | 0 | 0 | 0 | 0 | 0 | 0 | 0 | 0 | 0 | 1 | 1 | 1 | 1 | [13 empty] | 2 | 1 | 2 | 1 | 2 | 1 | 1 |  | 0
PG&E GBA | Tesla | 230 | Geothermal |  |  | 0 | 0 | 0 | 0 | 0 | 0 | 0 | 0 | 0 | 5 | 2 | 1 | 1 | [13 empty] | 2 | 1 | 2 | 1 | 2 | 1 | 1 |  | 0
PG&E GBA | Tesla | 500 | Geothermal |  |  | 0 | 0 | 0 | 0 | 0 | 0 | 0 | 0 | 0 | 1 | 1 | 1 | 1 | [13 empty] | 2 | 1 | 2 | 1 | 2 | 1 | 1 |  | 0
PG&E KERN | Tevis | 115 | Geothermal |  |  | 0 | 0 | 0 | 0 | 0 | 0 | 0 | 0 | 0 | 1 | 1 | 1 | 1 | [13 empty] | 1 | 1 | 2 | 1 | 2 | 1 | 1 |  | 0
EOP | Thousandaire | 138 | Geothermal |  |  | 0 | 0 | 0 | 0 | 0 | 0 | 0 | 0 | 0 | 5 | 5 | 1 | 1 | [13 empty] | 2 | 2 | 4 | 1 | 3 | 1 | 1 |  | 0
PG&E KERN | Topaz | 230 | Geothermal |  |  | 0 | 0 | 0 | 0 | 0 | 0 | 0 | 0 | 0 | 1 | 1 | 1 | 1 | [13 empty] | 1 | 1 | 3 | 1 | 2 | 1 | 1 |  | 0
SCE NOL | Tortilla | 115 | Geothermal |  |  | 0 | 0 | 0 | 0 | 0 | 0 | 0 | 0 | 0 | 3 | 3 | 1 | 1 | [13 empty] | 2 | 1 | 4 | 1 | 2 | 1 | 1 |  | 0
SDGE | Trabuco | 138 | Geothermal |  |  | 0 | 0 | 0 | 0 | 0 | 0 | 0 | 0 | 0 | 1 | 1 | 1 | 1 | [13 empty] | 1 | 1 | 1 | 1 | 2 | 1 | 1 |  | 0
PG&E GBA | Tracy | 115 | Geothermal |  |  | 0 | 0 | 0 | 0 | 0 | 0 | 0 | 0 | 0 | 5 | 2 | 1 | 1 | [13 empty] | 2 | 1 | 3 | 1 | 2 | 1 | 1 |  | 0
PG&E FRESNO | Tranquility | 230 | Geothermal |  |  | 0 | 0 | 0 | 0 | 0 | 0 | 0 | 0 | 0 | 5 | 2 | 1 | 1 | [13 empty] | 1 | 1 | 4 | 2 | 1 | 1 | 1 |  | 0
PG&E GBA | Trimble | 115 | Geothermal |  |  | 0 | 0 | 0 | 0 | 0 | 0 | 0 | 0 | 0 | 1 | 1 | 1 | 1 | [13 empty] | 2 | 1 | 3 | 2 | 2 | 1 | 1 |  | 0
EOP | Trout Canyon | 230 | Geothermal |  |  | 0 | 0 | 0 | 0 | 0 | 0 | 0 | 0 | 0 | 5 | 5 | 1 | 1 | [13 empty] | 2 | 2 | 4 | 1 | 3 | 1 | 1 |  | 0
EOP | Trout Canyon | 500 | Geothermal |  |  | 0 | 0 | 0 | 0 | 0 | 0 | 0 | 0 | 0 | 5 | 5 | 1 | 1 | [13 empty] | 2 | 2 | 4 | 1 | 3 | 1 | 1 |  | 0
PG&E NGBA | Tulucay | 230 | Geothermal |  |  | 0 | 0 | 0 | 0 | 0 | 0 | 0 | 0 | 0 | 5 | 5 | 1 | 1 | [13 empty] | 2 | 1 | 3 | 2 | 3 | 1 | 1 |  | 0
PG&E NGBA | Tulucay | 60 | Geothermal |  |  | 0 | 0 | 0 | 0 | 0 | 0 | 0 | 0 | 0 | 5 | 5 | 1 | 1 | [13 empty] | 2 | 1 | 3 | 2 | 3 | 1 | 1 |  | 0
PG&E KERN | Tupman | 115 | Geothermal |  |  | 0 | 0 | 0 | 0 | 0 | 0 | 0 | 0 | 0 | 1 | 1 | 1 | 1 | [13 empty] | 1 | 1 | 2 | 1 | 1 | 1 | 1 |  | 0
PG&E NGBA | Ukiah | 115 | Geothermal |  |  | 0 | 0 | 0 | 0 | 0 | 0 | 0 | 0 | 0 | 5 | 5 | 1 | 1 | [13 empty] | 2 | 2 | 4 | 2 | 3 | 1 | 1 |  | 0
PG&E KERN | Union (Estrella) | 70 | Geothermal |  |  | 0 | 0 | 0 | 0 | 0 | 0 | 0 | 0 | 0 | 1 | 1 | 1 | 1 | [13 empty] | 2 | 2 | 4 | 2 | 3 | 1 | 1 |  | 0
PG&E NGBA | Vaca Dixon | 115 | Geothermal |  |  | 0 | 0 | 0 | 0 | 0 | 0 | 0 | 0 | 0 | 5 | 5 | 1 | 1 | [13 empty] | 2 | 1 | 1 | 1 | 3 | 1 | 1 |  | 0
PG&E NGBA | Vaca Dixon | 230 | Geothermal |  |  | 0 | 0 | 0 | 0 | 0 | 0 | 0 | 0 | 0 | 5 | 5 | 1 | 1 | [13 empty] | 2 | 1 | 1 | 1 | 3 | 1 | 1 |  | 0
PG&E NGBA | Vaca Dixon | 500 | Geothermal |  |  | 0 | 0 | 0 | 0 | 0 | 0 | 0 | 0 | 0 | 5 | 5 | 1 | 1 | [13 empty] | 2 | 1 | 1 | 1 | 3 | 1 | 1 |  | 0
PG&E NGBA | Vaca Dixon | 60 | Geothermal |  |  | 0 | 0 | 0 | 0 | 0 | 0 | 0 | 0 | 0 | 5 | 5 | 1 | 1 | [13 empty] | 2 | 1 | 1 | 1 | 3 | 1 | 1 |  | 0
SCE Eastern | Valley (SCE) | 500 | Geothermal |  |  | 0 | 0 | 0 | 0 | 0 | 0 | 0 | 0 | 0 | 1 | 1 | 1 | 1 | [13 empty] | 1 | 1 | 2 | 1 | 2 | 1 | 1 |  | 0
EOP | Valley (VEA) | 138 | Geothermal |  |  | 0 | 0 | 0 | 0 | 0 | 0 | 0 | 0 | 0 | 5 | 5 | 1 | 1 | [13 empty] | 2 | 2 | 4 | 1 | 3 | 1 | 1 |  | 0
SDGE | Valley Center | 69 | Geothermal |  |  | 0 | 0 | 0 | 0 | 0 | 0 | 0 | 0 | 0 | 1 | 1 | 1 | 1 | [13 empty] | 2 | 1 | 4 | 1 | 3 | 1 | 1 |  | 0
PG&E GBA | Valley Home | 115 | Geothermal |  |  | 0 | 0 | 0 | 0 | 0 | 0 | 0 | 0 | 0 | 5 | 2 | 1 | 1 | [13 empty] | 1 | 1 | 4 | 2 | 1 | 1 | 1 |  | 0
PG&E GBA | Valley Springs | 230 | Geothermal |  |  | 0 | 0 | 0 | 0 | 0 | 0 | 0 | 0 | 0 | 5 | 2 | 1 | 1 | [13 empty] | 2 | 1 | 4 | 1 | 3 | 1 | 1 |  | 0
PG&E GBA | Valley Springs | 60 | Geothermal |  |  | 0 | 0 | 0 | 0 | 0 | 0 | 0 | 0 | 0 | 5 | 2 | 1 | 1 | [13 empty] | 2 | 1 | 4 | 1 | 3 | 1 | 1 |  | 0
EOP | Valley Switch | 138 | Geothermal |  |  | 0 | 0 | 0 | 0 | 0 | 0 | 0 | 0 | 0 | 5 | 5 | 1 | 1 | [13 empty] | 2 | 2 | 4 | 1 | 3 | 1 | 1 |  | 0
EOP | Valley Switch | 230 | Geothermal |  |  | 0 | 0 | 0 | 0 | 0 | 0 | 0 | 0 | 0 | 5 | 5 | 1 | 1 | [13 empty] | 2 | 2 | 4 | 1 | 3 | 1 | 1 |  | 0
PG&E GBA | Vasco | 230 | Geothermal |  |  | 0 | 0 | 0 | 0 | 0 | 0 | 0 | 0 | 0 | 5 | 5 | 1 | 1 | [13 empty] | 2 | 1 | 3 | 1 | 3 | 1 | 1 |  | 0
PG&E GBA | Vasona | 230 | Geothermal |  |  | 0 | 0 | 0 | 0 | 0 | 0 | 0 | 0 | 0 | 1 | 1 | 1 | 1 | [13 empty] | 2 | 1 | 4 | 2 | 3 | 1 | 1 |  | 0
SCE Northern | Vestal | 230 | Geothermal |  |  | 0 | 0 | 0 | 0 | 0 | 0 | 0 | 0 | 0 | 1 | 1 | 1 | 1 | [13 empty] | 1 | 1 | 4 | 1 | 1 | 1 | 1 |  | 0
SCE Northern | Vestal | 66 | Geothermal |  |  | 0 | 0 | 0 | 0 | 0 | 0 | 0 | 0 | 0 | 1 | 1 | 1 | 1 | [13 empty] | 1 | 1 | 4 | 1 | 1 | 1 | 1 |  | 0
SCE NOL | Victor | 115 | Geothermal |  |  | 0 | 0 | 0 | 0 | 0 | 0 | 0 | 0 | 0 | 1 | 1 | 1 | 1 | [13 empty] | 2 | 1 | 3 | 1 | 2 | 1 | 1 |  | 0
SCE NOL | Victor | 230 | Geothermal |  |  | 0 | 0 | 0 | 0 | 0 | 0 | 0 | 0 | 0 | 1 | 1 | 1 | 1 | [13 empty] | 2 | 1 | 3 | 1 | 2 | 1 | 1 |  | 0
SCE Metro | Viejo | 230 | Geothermal |  |  | 0 | 0 | 0 | 0 | 0 | 0 | 0 | 0 | 0 | 1 | 1 | 1 | 1 | [13 empty] | 1 | 1 | 3 | 1 | 2 | 1 | 1 |  | 0
PG&E GBA | Vierra | 115 | Geothermal |  |  | 0 | 0 | 0 | 0 | 0 | 0 | 0 | 0 | 0 | 5 | 2 | 1 | 1 | [13 empty] | 1 | 1 | 1 | 2 | 1 | 1 | 1 |  | 0
SCE Metro | Villa Park | 230 | Geothermal |  |  | 0 | 0 | 0 | 0 | 0 | 0 | 0 | 0 | 0 | 1 | 1 | 1 | 1 | [13 empty] | 1 | 1 | 2 | 1 | 2 | 1 | 1 |  | 0
SCE Northern | Vincent | 230 | Geothermal |  |  | 0 | 0 | 0 | 0 | 0 | 0 | 0 | 0 | 0 | 1 | 1 | 1 | 1 | [13 empty] | 2 | 1 | 4 | 1 | 3 | 1 | 1 |  | 0
SCE Northern | Vincent | 500 | Geothermal |  |  | 0 | 0 | 0 | 0 | 0 | 0 | 0 | 0 | 0 | 1 | 1 | 1 | 1 | [13 empty] | 2 | 1 | 4 | 1 | 3 | 1 | 1 |  | 0
PG&E GBA | Vineyard | 230 | Geothermal |  |  | 0 | 0 | 0 | 0 | 0 | 0 | 0 | 0 | 0 | 5 | 5 | 1 | 1 | [13 empty] | 2 | 1 | 2 | 1 | 3 | 1 | 1 |  | 0
SDGE | Vineyard | 69 | Geothermal |  |  | 0 | 0 | 0 | 0 | 0 | 0 | 0 | 0 | 0 | 1 | 1 | 1 | 1 | [13 empty] | 2 | 1 | 2 | 1 | 3 | 1 | 1 |  | 0
SCE Eastern | Vista (SCE) | 230 | Geothermal |  |  | 0 | 0 | 0 | 0 | 0 | 0 | 0 | 0 | 0 | 1 | 1 | 1 | 1 | [13 empty] | 1 | 1 | 2 | 1 | 1 | 1 | 1 |  | 0
EOP | Vista (VEA) | 138 | Geothermal |  |  | 0 | 0 | 0 | 0 | 0 | 0 | 0 | 0 | 0 | 5 | 5 | 1 | 1 | [13 empty] | 2 | 2 | 4 | 1 | 3 | 1 | 1 |  | 0
EOP | Vista (VEA) | 230 | Geothermal |  |  | 0 | 0 | 0 | 0 | 0 | 0 | 0 | 0 | 0 | 5 | 5 | 1 | 1 | [13 empty] | 2 | 2 | 4 | 1 | 3 | 1 | 1 |  | 0
PG&E FRESNO | Wahtoke | 115 | Geothermal |  |  | 0 | 0 | 0 | 0 | 0 | 0 | 0 | 0 | 0 | 5 | 2 | 5 | 2 | [13 empty] | 1 | 1 | 3 | 2 | 1 | 1 | 1 |  | 0
SCE Northern | Wakefield | 66 | Geothermal |  |  | 0 | 0 | 0 | 0 | 0 | 0 | 0 | 0 | 0 | 5 | 5 | 1 | 1 | [13 empty] | 2 | 1 | 4 | 1 | 3 | 1 | 1 |  | 0
SCE Metro | Walnut | 230 | Geothermal |  |  | 0 | 0 | 0 | 0 | 0 | 0 | 0 | 0 | 0 | 1 | 1 | 1 | 1 | [13 empty] | 1 | 1 | 1 | 1 | 1 | 1 | 1 |  | 0
SCE Northern | Warne | 230 | Geothermal |  |  | 0 | 0 | 0 | 0 | 0 | 0 | 0 | 0 | 0 | 5 | 5 | 1 | 1 | [13 empty] | 1 | 1 | 4 | 1 | 3 | 1 | 1 |  | 0
PG&E GBA | Warnerville | 230 | Geothermal |  |  | 0 | 0 | 0 | 0 | 0 | 0 | 0 | 0 | 0 | 5 | 2 | 1 | 1 | [13 empty] | 1 | 1 | 3 | 2 | 2 | 1 | 1 |  | 0
PG&E FRESNO | Waukena | 115 | Geothermal |  |  | 0 | 0 | 0 | 0 | 0 | 0 | 0 | 0 | 0 | 5 | 2 | 5 | 2 | [13 empty] | 1 | 1 | 4 | 2 | 1 | 1 | 1 |  | 0
PG&E GBA | Weber | 230 | Geothermal |  |  | 0 | 0 | 0 | 0 | 0 | 0 | 0 | 0 | 0 | 5 | 2 | 1 | 1 | [13 empty] | 1 | 1 | 3 | 2 | 1 | 1 | 1 |  | 0
PG&E GBA | Weber | 60 | Geothermal |  |  | 0 | 0 | 0 | 0 | 0 | 0 | 0 | 0 | 0 | 5 | 2 | 1 | 1 | [13 empty] | 1 | 1 | 3 | 2 | 1 | 1 | 1 |  | 0
PG&E FRESNO | West Fresno | 115 | Geothermal |  |  | 0 | 0 | 0 | 0 | 0 | 0 | 0 | 0 | 0 | 5 | 2 | 1 | 1 | [13 empty] | 1 | 1 | 2 | 2 | 1 | 1 | 1 |  | 0
PG&E FRESNO | Westley | 230 | Geothermal |  |  | 0 | 0 | 0 | 0 | 0 | 0 | 0 | 0 | 0 | 1 | 1 | 1 | 1 | [13 empty] | 1 | 1 | 4 | 2 | 1 | 1 | 1 |  | 0
PG&E KERN | Westpark | 115 | Geothermal |  |  | 0 | 0 | 0 | 0 | 0 | 0 | 0 | 0 | 0 | 1 | 1 | 1 | 1 | [13 empty] | 1 | 1 | 3 | 1 | 1 | 1 | 1 |  | 0
PG&E KERN | Wheeler Ridge | 230 | Geothermal |  |  | 0 | 0 | 0 | 0 | 0 | 0 | 0 | 0 | 0 | 1 | 1 | 1 | 1 | [13 empty] | 1 | 1 | 4 | 1 | 1 | 1 | 1 |  | 0
PG&E KERN | Wheeler Ridge | 115 | Geothermal |  |  | 0 | 0 | 0 | 0 | 0 | 0 | 0 | 0 | 0 | 1 | 1 | 1 | 1 | [13 empty] | 1 | 1 | 4 | 1 | 1 | 1 | 1 |  | 0
PG&E KERN | Wheeler Ridge | 70 | Geothermal |  |  | 0 | 0 | 0 | 0 | 0 | 0 | 0 | 0 | 0 | 1 | 1 | 1 | 1 | [13 empty] | 1 | 1 | 4 | 1 | 1 | 1 | 1 |  | 0
SCE Northern | Whirlwind | 230 | Geothermal |  |  | 0 | 0 | 0 | 0 | 0 | 0 | 0 | 0 | 0 | 1 | 1 | 1 | 1 | [13 empty] | 2 | 1 | 4 | 1 | 3 | 1 | 1 |  | 0
SCE Northern | Whirlwind | 500 | Geothermal |  |  | 0 | 0 | 0 | 0 | 0 | 0 | 0 | 0 | 0 | 1 | 1 | 1 | 1 | [13 empty] | 2 | 1 | 4 | 1 | 3 | 1 | 1 |  | 0
PG&E GBA | Whisman | 115 | Geothermal |  |  | 0 | 0 | 0 | 0 | 0 | 0 | 0 | 0 | 0 | 1 | 1 | 1 | 1 | [13 empty] | 2 | 1 | 2 | 2 | 2 | 1 | 1 |  | 0
SCE Eastern | Wildlife | 230 | Geothermal |  |  | 0 | 0 | 0 | 0 | 0 | 0 | 0 | 0 | 0 | 1 | 1 | 1 | 1 | [13 empty] | 1 | 1 | 1 | 1 | 1 | 1 | 1 |  | 0
PG&E FRESNO | Wilson | 115 | Geothermal |  |  | 0 | 0 | 0 | 0 | 0 | 0 | 0 | 0 | 0 | 5 | 2 | 1 | 1 | [13 empty] | 1 | 1 | 4 | 2 | 1 | 1 | 1 |  | 0
PG&E FRESNO | Wilson | 230 | Geothermal |  |  | 0 | 0 | 0 | 0 | 0 | 0 | 0 | 0 | 0 | 5 | 2 | 5 | 2 | [13 empty] | 1 | 1 | 4 | 2 | 1 | 1 | 1 |  | 0
SCE Northern | Windhub | 230 | Geothermal |  |  | 0 | 0 | 0 | 0 | 0 | 0 | 0 | 0 | 0 | 1 | 1 | 1 | 1 | [13 empty] | 2 | 1 | 4 | 1 | 2 | 1 | 1 |  | 0
SCE Northern | Windhub | 500 | Geothermal |  |  | 0 | 0 | 0 | 0 | 0 | 0 | 0 | 0 | 0 | 1 | 1 | 1 | 1 | [13 empty] | 2 | 1 | 4 | 1 | 2 | 1 | 1 |  | 0
PG&E GBA | Windmaster | 230 | Geothermal |  |  | 0 | 0 | 0 | 0 | 0 | 0 | 0 | 0 | 0 | 5 | 2 | 1 | 1 | [13 empty] | 2 | 1 | 2 | 1 | 2 | 1 | 1 |  | 0
PG&E NGBA | Windsor | 60 | Geothermal |  |  | 0 | 0 | 0 | 0 | 0 | 0 | 0 | 0 | 0 | 5 | 5 | 1 | 1 | [13 empty] | 1 | 1 | 2 | 1 | 2 | 1 | 1 |  | 0
PG&E NGBA | Woodland | 115 | Geothermal |  |  | 0 | 0 | 0 | 0 | 0 | 0 | 0 | 0 | 0 | 5 | 2 | 1 | 1 | [13 empty] | 2 | 1 | 4 | 2 | 3 | 1 | 1 |  | 0
PG&E FRESNO | Woodward | 115 | Geothermal |  |  | 0 | 0 | 0 | 0 | 0 | 0 | 0 | 0 | 0 | 5 | 2 | 5 | 2 | [13 empty] | 1 | 1 | 2 | 2 | 2 | 1 | 1 |  | 0
PG&E NGBA | Wyandotte | 115 | Geothermal |  |  | 0 | 0 | 0 | 0 | 0 | 0 | 0 | 0 | 0 | 5 | 2 | 1 | 1 | [13 empty] | 2 | 1 | 2 | 2 | 2 | 1 | 1 |  | 0
PG&E KERN | 7th Standard | 115 | Biomass |  |  | 0 | 0 | 0 | 0 | 0 | 0 | 0 | 0 | 0 | 1 | 1 | 1 | 1 | [13 empty] | 3 | 3 | 2 | 3 | 3 | 1 | 1 |  | 0
SCE Metro | Alamitos | 230 | Biomass |  |  | 0 | 0 | 0 | 0 | 0 | 0 | 0 | 0 | 0 | 1 | 1 | 1 | 1 | [13 empty] | 3 | 3 | 4 | 3 | 4 | 1 | 1 |  | 0
SCE Eastern | Alberhill | 115 | Biomass |  |  | 0 | 0 | 0 | 0 | 0 | 0 | 0 | 0 | 0 | 1 | 1 | 1 | 1 | [13 empty] | 3 | 3 | 1 | 3 | 4 | 1 | 1 |  | 0
SCE Eastern | Alberhill | 500 | Biomass |  |  | 0 | 0 | 0 | 0 | 0 | 0 | 0 | 0 | 0 | 1 | 1 | 1 | 1 | [13 empty] | 3 | 3 | 1 | 3 | 4 | 1 | 1 |  | 0
PG&E GBA | Alhambra | 115 | Biomass |  |  | 0 | 0 | 0 | 0 | 0 | 0 | 0 | 0 | 0 | 5 | 2 | 1 | 1 | [13 empty] | 1 | 3 | 3 | 3 | 3 | 1 | 1 |  | 0
PG&E FRESNO | Alpaugh | 115 | Biomass |  |  | 0 | 0 | 0 | 0 | 0 | 0 | 0 | 0 | 0 | 1 | 1 | 1 | 1 | [13 empty] | 3 | 3 | 2 | 3 | 4 | 1 | 1 |  | 0
SDGE | Alpine | 69 | Biomass |  |  | 0 | 0 | 0 | 0 | 0 | 0 | 0 | 0 | 0 | 1 | 1 | 1 | 1 | [13 empty] | 1 | 3 | 1 | 3 | 1 | 1 | 1 |  | 0
PG&E GBA | Altamont Midway (Sandhill) | 230 | Biomass |  |  | 0 | 0 | 0 | 0 | 0 | 0 | 0 | 0 | 0 | 5 | 2 | 1 | 1 | [13 empty] | 1 | 3 | 3 | 3 | 1 | 1 | 1 |  | 0
SCE Northern | Antelope | 66 | Biomass |  |  | 0 | 0 | 0 | 0 | 0 | 0 | 0 | 0 | 0 | 1 | 1 | 1 | 1 | [13 empty] | 1 | 3 | 1 | 3 | 1 | 1 | 1 |  | 0
SCE Northern | Antelope | 230 | Biomass |  |  | 0 | 0 | 0 | 0 | 0 | 0 | 0 | 0 | 0 | 1 | 1 | 1 | 1 | [13 empty] | 1 | 3 | 1 | 3 | 1 | 1 | 1 |  | 0
SCE Northern | Antelope | 500 | Biomass |  |  | 0 | 0 | 0 | 0 | 0 | 0 | 0 | 0 | 0 | 1 | 1 | 1 | 1 | [13 empty] | 1 | 3 | 1 | 3 | 1 | 1 | 1 |  | 0
PG&E NGBA | Arcata | 60 | Biomass |  |  | 0 | 0 | 0 | 0 | 0 | 0 | 0 | 0 | 0 | 5 | 2 | 1 | 1 | [13 empty] | 1 | 1 | 1 | 1 | 1 | 1 | 1 |  | 0
PG&E KERN | Arco | 230 | Biomass |  |  | 0 | 0 | 0 | 0 | 0 | 0 | 0 | 0 | 0 | 1 | 1 | 1 | 1 | [13 empty] | 3 | 3 | 1 | 3 | 4 | 1 | 1 |  | 0
PG&E KERN | Arco | 70 | Biomass |  |  | 0 | 0 | 0 | 0 | 0 | 0 | 0 | 0 | 0 | 1 | 1 | 1 | 1 | [13 empty] | 3 | 3 | 1 | 3 | 4 | 1 | 1 |  | 0
SCE Metro | ArcoGen | 230 | Biomass |  |  | 0 | 0 | 0 | 0 | 0 | 0 | 0 | 0 | 0 | 1 | 1 | 1 | 1 | [13 empty] | 3 | 3 | 4 | 3 | 4 | 1 | 1 |  | 0
SDGE | Artesian | 230 | Biomass |  |  | 0 | 0 | 0 | 0 | 0 | 0 | 0 | 0 | 0 | 1 | 1 | 1 | 1 | [13 empty] | 1 | 3 | 3 | 3 | 1 | 1 | 1 |  | 0
SDGE | Artesian | 69 | Biomass |  |  | 0 | 0 | 0 | 0 | 0 | 0 | 0 | 0 | 0 | 1 | 1 | 1 | 1 | [13 empty] | 1 | 3 | 3 | 3 | 1 | 1 | 1 |  | 0
PG&E FRESNO | Ashlan | 230 | Biomass |  |  | 0 | 0 | 0 | 0 | 0 | 0 | 0 | 0 | 0 | 5 | 2 | 5 | 2 | [13 empty] | 3 | 3 | 3 | 1 | 4 | 1 | 1 |  | 0
PG&E NGBA | Atlantic | 115 | Biomass |  |  | 0 | 0 | 0 | 0 | 0 | 0 | 0 | 0 | 0 | 5 | 2 | 1 | 1 | [13 empty] | 1 | 3 | 3 | 1 | 1 | 1 | 1 |  | 0
PG&E NGBA | Atlantic | 230 | Biomass |  |  | 0 | 0 | 0 | 0 | 0 | 0 | 0 | 0 | 0 | 5 | 2 | 1 | 1 | [13 empty] | 1 | 3 | 3 | 1 | 1 | 1 | 1 |  | 0
PG&E NGBA | Atlantic | 60 | Biomass |  |  | 0 | 0 | 0 | 0 | 0 | 0 | 0 | 0 | 0 | 5 | 2 | 1 | 1 | [13 empty] | 1 | 3 | 3 | 1 | 1 | 1 | 1 |  | 0
PG&E FRESNO | Atwater | 115 | Biomass |  |  | 0 | 0 | 0 | 0 | 0 | 0 | 0 | 0 | 0 | 5 | 2 | 5 | 2 | [13 empty] | 3 | 3 | 4 | 1 | 4 | 1 | 1 |  | 0
PG&E GBA | Avena | 115 | Biomass |  |  | 0 | 0 | 0 | 0 | 0 | 0 | 0 | 0 | 0 | 5 | 2 | 1 | 1 | [13 empty] | 3 | 3 | 2 | 1 | 4 | 1 | 1 |  | 0
SDGE | Avocado | 69 | Biomass |  |  | 0 | 0 | 0 | 0 | 0 | 0 | 0 | 0 | 0 | 1 | 1 | 1 | 1 | [13 empty] | 1 | 3 | 2 | 3 | 1 | 1 | 1 |  | 0
PG&E NGBA | Bahia | 230 | Biomass |  |  | 0 | 0 | 0 | 0 | 0 | 0 | 0 | 0 | 0 | 5 | 5 | 1 | 1 | [13 empty] | 1 | 3 | 4 | 3 | 3 | 1 | 1 |  | 0
SCE Northern | Bailey | 230 | Biomass |  |  | 0 | 0 | 0 | 0 | 0 | 0 | 0 | 0 | 0 | 5 | 5 | 1 | 1 | [13 empty] | 3 | 3 | 1 | 3 | 1 | 1 | 1 |  | 0
SCE NOL | Baker | 115 | Biomass |  |  | 0 | 0 | 0 | 0 | 0 | 0 | 0 | 0 | 0 | 3 | 3 | 1 | 1 | [13 empty] | 1 | 1 | 1 | 3 | 4 | 1 | 1 |  | 0
PG&E KERN | Bakersfield | 230 | Biomass |  |  | 0 | 0 | 0 | 0 | 0 | 0 | 0 | 0 | 0 | 1 | 1 | 1 | 1 | [13 empty] | 3 | 3 | 3 | 3 | 4 | 1 | 1 |  | 0
PG&E FRESNO | Balch | 230 | Biomass |  |  | 0 | 0 | 0 | 0 | 0 | 0 | 0 | 0 | 0 | 5 | 2 | 1 | 1 | [13 empty] | 3 | 3 | 1 | 1 | 1 | 1 | 5 | Moved to other locations to better align with CI or resource potential | 1
SCE Eastern | Bannister | 230 | Biomass |  |  | 0 | 0 | 0 | 0 | 0 | 0 | 0 | 0 | 0 | 5 | 5 | 3 | 3 | [13 empty] | 1 | 3 | 3 | 1 | 4 | 1 | 1 |  | 0
SCE Metro | Barre | 230 | Biomass |  |  | 0 | 0 | 0 | 0 | 0 | 0 | 0 | 0 | 0 | 1 | 1 | 1 | 1 | [13 empty] | 3 | 3 | 4 | 3 | 4 | 1 | 1 |  | 0
SDGE | Bay Boulevard | 69 | Biomass |  |  | 0 | 0 | 0 | 0 | 0 | 0 | 0 | 0 | 0 | 1 | 1 | 1 | 1 | [13 empty] | 1 | 3 | 4 | 3 | 4 | 1 | 1 |  | 0
SDGE | Bay Boulevard | 230 | Biomass |  |  | 0 | 0 | 0 | 0 | 0 | 0 | 0 | 0 | 0 | 1 | 1 | 1 | 1 | [13 empty] | 1 | 3 | 4 | 3 | 4 | 1 | 1 |  | 0
EOP | Beatty | 138 | Biomass |  |  | 0 | 0 | 0 | 0 | 0 | 0 | 0 | 0 | 0 | 5 | 5 | 1 | 1 | [13 empty] | 1 | 1 | 1 | 3 | 1 | 1 | 1 |  | 0
EOP | Beatty | 230 | Biomass |  |  | 0 | 0 | 0 | 0 | 0 | 0 | 0 | 0 | 0 | 5 | 5 | 1 | 1 | [13 empty] | 1 | 1 | 1 | 3 | 1 | 1 | 1 |  | 0
PG&E NGBA | Belden | 230 | Biomass |  |  | 0 | 0 | 0 | 0 | 0 | 0 | 0 | 0 | 0 | 5 | 2 | 1 | 1 | [13 empty] | 1 | 1 | 1 | 3 | 1 | 1 | 1 |  | 0
PG&E NGBA | Bell | 115 | Biomass |  |  | 0 | 0 | 0 | 0 | 0 | 0 | 0 | 0 | 0 | 5 | 2 | 1 | 1 | [13 empty] | 1 | 3 | 1 | 1 | 1 | 1 | 1 |  | 0
PG&E NGBA | Bellevue | 115 | Biomass |  |  | 0 | 0 | 0 | 0 | 0 | 0 | 0 | 0 | 0 | 5 | 5 | 1 | 1 | [13 empty] | 1 | 3 | 3 | 1 | 3 | 1 | 1 |  | 0
PG&E GBA | Bellota | 115 | Biomass |  |  | 0 | 0 | 0 | 0 | 0 | 0 | 0 | 0 | 0 | 5 | 2 | 1 | 1 | [13 empty] | 3 | 3 | 1 | 1 | 1 | 1 | 4 | Moved to other locations to better align with CI or resource potential | 1
PG&E GBA | Bellota | 230 | Biomass |  |  | 0 | 0 | 0 | 0 | 0 | 0 | 0 | 0 | 0 | 5 | 2 | 1 | 1 | [13 empty] | 3 | 3 | 1 | 1 | 1 | 1 | 1 |  | 0
SCE Northern | Big Creek | 230 | Biomass |  |  | 0 | 0 | 0 | 0 | 0 | 0 | 0 | 0 | 0 | 1 | 1 | 1 | 1 | [13 empty] | 3 | 3 | 1 | 1 | 1 | 1 | 1 |  | 0
PG&E FRESNO | Biola | 70 | Biomass |  |  | 0 | 0 | 0 | 0 | 0 | 0 | 0 | 0 | 0 | 5 | 2 | 5 | 2 | [13 empty] | 3 | 3 | 1 | 1 | 4 | 1 | 1 |  | 0
PG&E GBA | Birds Landing | 230 | Biomass |  |  | 0 | 0 | 0 | 0 | 0 | 0 | 0 | 0 | 0 | 5 | 5 | 1 | 1 | [13 empty] | 1 | 3 | 2 | 3 | 4 | 1 | 1 |  | 0
SCE Northern | Bliss | 66 | Biomass |  |  | 0 | 0 | 0 | 0 | 0 | 0 | 0 | 0 | 0 | 1 | 1 | 1 | 1 | [13 empty] | 3 | 3 | 1 | 3 | 4 | 1 | 1 |  | 0
SCE Eastern | Blythe | 161 | Biomass |  |  | 0 | 0 | 0 | 0 | 0 | 0 | 0 | 0 | 0 | 5 | 5 | 3 | 3 | [13 empty] | 1 | 1 | 3 | 3 | 4 | 1 | 1 |  | 0
PG&E NGBA | Bogue | 115 | Biomass |  |  | 0 | 0 | 0 | 0 | 0 | 0 | 0 | 0 | 0 | 5 | 2 | 1 | 1 | [13 empty] | 1 | 1 | 3 | 3 | 3 | 1 | 1 |  | 0
PG&E FRESNO | Borden | 230 | Biomass |  |  | 0 | 0 | 0 | 0 | 0 | 0 | 0 | 0 | 0 | 5 | 2 | 5 | 2 | [13 empty] | 3 | 3 | 1 | 1 | 4 | 1 | 1 |  | 0
PG&E FRESNO | Borden | 70 | Biomass |  |  | 0 | 0 | 0 | 0 | 0 | 0 | 0 | 0 | 0 | 5 | 2 | 5 | 2 | [13 empty] | 3 | 3 | 1 | 1 | 4 | 4+ | 1 |  | 1
SDGE | Boulevard East | 138 | Biomass |  |  | 0 | 0 | 0 | 0 | 0 | 0 | 0 | 0 | 0 | 1 | 1 | 1 | 1 | [13 empty] | 1 | 3 | 1 | 3 | 1 | 1 | 1 |  | 0
SDGE | Boulevard East | 69 | Biomass |  |  | 0 | 0 | 0 | 0 | 0 | 0 | 0 | 0 | 0 | 1 | 1 | 1 | 1 | [13 empty] | 1 | 3 | 1 | 3 | 1 | 1 | 1 |  | 0
PG&E GBA | Brentwood | 230 | Biomass |  |  | 0 | 0 | 0 | 0 | 0 | 0 | 0 | 0 | 0 | 5 | 2 | 1 | 1 | [13 empty] | 1 | 3 | 2 | 3 | 1 | 1 | 4 | Moved to other locations to better align with CI or resource potential | 1
PG&E NGBA | Bridgeville | 115 | Biomass |  |  | 8 | 0 | 8 | 0 | 0 | 0 | 8 | 0 | 8 | 5 | 2 | 1 | 1 | [13 empty] | 1 | 1 | 1 | 1 | 1 | 5- | 1 |  | 1
PG&E NGBA | Brighton | 115 | Biomass |  |  | 0 | 0 | 0 | 0 | 0 | 0 | 0 | 0 | 0 | 5 | 2 | 1 | 1 | [13 empty] | 1 | 3 | 3 | 1 | 4 | 1 | 1 |  | 0
PG&E NGBA | Brighton | 230 | Biomass |  |  | 0 | 0 | 0 | 0 | 0 | 0 | 0 | 0 | 0 | 5 | 2 | 1 | 1 | [13 empty] | 1 | 3 | 3 | 1 | 4 | 1 | 1 |  | 0
PG&E NGBA | Brunswick | 115 | Biomass |  |  | 0 | 0 | 0 | 0 | 0 | 0 | 0 | 0 | 0 | 5 | 2 | 1 | 1 | [13 empty] | 1 | 3 | 1 | 3 | 1 | 1 | 4 | Moved to other locations to better align with CI or resource potential | 1
PG&E NGBA | Bucks Creek | 230 | Biomass |  |  | 0 | 0 | 0 | 0 | 0 | 0 | 0 | 0 | 0 | 5 | 2 | 1 | 1 | [13 empty] | 1 | 1 | 1 | 3 | 1 | 1 | 1 |  | 0
PG&E KERN | Buena Vista | 230 | Biomass |  |  | 0 | 0 | 0 | 0 | 0 | 0 | 0 | 0 | 0 | 1 | 1 | 1 | 1 | [13 empty] | 1 | 1 | 2 | 1 | 4 | 1 | 1 |  | 0
PG&E FRESNO | Bullard | 115 | Biomass |  |  | 0 | 0 | 0 | 0 | 0 | 0 | 0 | 0 | 0 | 5 | 2 | 5 | 2 | [13 empty] | 3 | 3 | 4 | 1 | 3 | 1 | 1 |  | 0
PG&E GBA | Burlingame | 115 | Biomass |  |  | 0 | 0 | 0 | 0 | 0 | 0 | 0 | 0 | 0 | 5 | 2 | 1 | 1 | [13 empty] | 1 | 3 | 3 | 3 | 3 | 1 | 1 |  | 0
PG&E NGBA | Burney Forest | 230 | Biomass |  |  | 11 | 0 | 11 | 0 | 0 | 0 | 11 | 0 | 11 | 5 | 5 | 3 | 3 | [13 empty] | 1 | 1 | 1 | 1 | 1 | 3- | 1 |  | 1
PG&E NGBA | Butte | 115 | Biomass |  |  | 0 | 0 | 0 | 0 | 0 | 0 | 0 | 0 | 0 | 5 | 2 | 1 | 1 | [13 empty] | 1 | 3 | 1 | 1 | 3 | 1 | 1 |  | 0
PG&E KERN | Cabrillo | 115 | Biomass |  |  | 0 | 0 | 0 | 0 | 0 | 0 | 0 | 0 | 0 | 1 | 1 | 1 | 1 | [13 empty] | 1 | 1 | 1 | 3 | 1 | 1 | 1 |  | 0
PG&E FRESNO | Cal Flats | 230 | Biomass |  |  | 0 | 0 | 0 | 0 | 0 | 0 | 0 | 0 | 0 | 1 | 1 | 1 | 1 | [13 empty] | 1 | 1 | 1 | 1 | 3 | 1 | 1 |  | 0
SCE NOL | Calcite | 230 | Biomass |  |  | 0 | 0 | 0 | 0 | 0 | 0 | 0 | 0 | 0 | 1 | 1 | 1 | 1 | [13 empty] | 1 | 3 | 1 | 3 | 1 | 1 | 1 |  | 0
PG&E KERN | Caliente | 230 | Biomass |  |  | 0 | 0 | 0 | 0 | 0 | 0 | 0 | 0 | 0 | 1 | 1 | 1 | 1 | [13 empty] | 1 | 3 | 1 | 1 | 3 | 1 | 4 | Amount reduced to better align with DAC criteria | 1
PG&E FRESNO | California Ave | 115 | Biomass |  |  | 0 | 0 | 0 | 0 | 0 | 0 | 0 | 0 | 0 | 5 | 2 | 5 | 2 | [13 empty] | 3 | 3 | 3 | 1 | 4 | 1 | 1 |  | 0
PG&E KERN | Callender | 115 | Biomass |  |  | 0 | 0 | 0 | 0 | 0 | 0 | 0 | 0 | 0 | 1 | 1 | 1 | 1 | [13 empty] | 1 | 1 | 1 | 1 | 3 | 1 | 1 |  | 0
PG&E NGBA | Calpella | 115 | Biomass |  |  | 10 | 0 | 10 | 0 | 0 | 0 | 10 | 0 | 10 | 5 | 5 | 1 | 1 | [13 empty] | 1 | 1 | 1 | 1 | 1 | 5- | 1 |  | 1
PG&E GBA | Camanche | 230 | Biomass |  |  | 0 | 0 | 0 | 0 | 0 | 0 | 0 | 0 | 0 | 5 | 2 | 1 | 1 | [13 empty] | 3 | 3 | 2 | 1 | 1 | 1 | 1 |  | 0
SDGE | Cameron | 69 | Biomass |  |  | 0 | 0 | 0 | 0 | 0 | 0 | 0 | 0 | 0 | 1 | 1 | 1 | 1 | [13 empty] | 3 | 3 | 3 | 3 | 4 | 1 | 1 |  | 0
SDGE | Cannon | 69 | Biomass |  |  | 0 | 0 | 0 | 0 | 0 | 0 | 0 | 0 | 0 | 1 | 1 | 1 | 1 | [13 empty] | 1 | 3 | 4 | 3 | 1 | 1 | 1 |  | 0
PG&E FRESNO | Cantua | 115 | Biomass |  |  | 0 | 0 | 0 | 0 | 0 | 0 | 0 | 0 | 0 | 1 | 1 | 1 | 1 | [13 empty] | 3 | 3 | 1 | 1 | 4 | 1 | 1 |  | 0
SDGE | Capistrano | 138 | Biomass |  |  | 0 | 0 | 0 | 0 | 0 | 0 | 0 | 0 | 0 | 1 | 1 | 1 | 1 | [13 empty] | 3 | 3 | 3 | 3 | 1 | 1 | 1 |  | 0
SDGE | Capistrano | 230 | Biomass |  |  | 0 | 0 | 0 | 0 | 0 | 0 | 0 | 0 | 0 | 1 | 1 | 1 | 1 | [13 empty] | 3 | 3 | 3 | 3 | 1 | 1 | 1 |  | 0
PG&E NGBA | Carberry | 230 | Biomass |  |  | 3.6 | 0 | 3.6 | 0 | 0 | 0 | 3.6 | 0 | 3.6 | 5 | 5 | 3 | 3 | [13 empty] | 1 | 1 | 1 | 1 | 1 | 5- | 4 | Amount reduced to move to other locations | 1
SCE Eastern | Cardiff | 66 | Biomass |  |  | 0 | 0 | 0 | 0 | 0 | 0 | 0 | 0 | 0 | 1 | 1 | 1 | 1 | [13 empty] | 3 | 3 | 3 | 3 | 4 | 1 | 1 |  | 0
PG&E NGBA | Caribou | 60 | Biomass |  |  | 10 | 0 | 10 | 0 | 0 | 0 | 10 | 0 | 10 | 5 | 2 | 1 | 1 | [13 empty] | 1 | 1 | 1 | 3 | 1 | 3- | 1 |  | 1
PG&E NGBA | Caribou | 115 | Biomass |  |  | 10 | 0 | 10 | 0 | 0 | 0 | 10 | 0 | 10 | 5 | 2 | 1 | 1 | [13 empty] | 1 | 1 | 1 | 3 | 1 | 5- | 1 |  | 1
PG&E NGBA | Caribou | 230 | Biomass |  |  | 0 | 0 | 0 | 0 | 0 | 0 | 0 | 0 | 0 | 5 | 2 | 1 | 1 | [13 empty] | 1 | 1 | 1 | 3 | 1 | 1 | 4 | Moved to other locations to better align with CI or resource potential | 1
EOP | Carpenter Canyon (fka Gamebird) | 138 | Biomass |  |  | 0 | 0 | 0 | 0 | 0 | 0 | 0 | 0 | 0 | 5 | 5 | 1 | 1 | [13 empty] | 1 | 1 | 1 | 3 | 1 | 1 | 1 |  | 0
EOP | Carpenter Canyon (fka Gamebird) | 230 | Biomass |  |  | 0 | 0 | 0 | 0 | 0 | 0 | 0 | 0 | 0 | 5 | 5 | 1 | 1 | [13 empty] | 1 | 1 | 1 | 3 | 1 | 1 | 1 |  | 0
PG&E NGBA | Carquinez | 115 | Biomass |  |  | 0 | 0 | 0 | 0 | 0 | 0 | 0 | 0 | 0 | 5 | 5 | 1 | 1 | [13 empty] | 1 | 3 | 3 | 3 | 4 | 1 | 1 |  | 0
SDGE | Carrizo Gorge | 138 | Biomass |  |  | 0 | 0 | 0 | 0 | 0 | 0 | 0 | 0 | 0 | 1 | 1 | 1 | 1 | [13 empty] | 1 | 3 | 1 | 3 | 1 | 1 | 1 |  | 0
PG&E KERN | Carrizo Plains | 115 | Biomass |  |  | 0 | 0 | 0 | 0 | 0 | 0 | 0 | 0 | 0 | 1 | 1 | 1 | 1 | [13 empty] | 1 | 3 | 1 | 1 | 3 | 1 | 1 |  | 0
PG&E KERN | Casaloma | 230 | Biomass |  |  | 0 | 0 | 0 | 0 | 0 | 0 | 0 | 0 | 0 | 1 | 1 | 1 | 1 | [13 empty] | 3 | 3 | 3 | 3 | 4 | 1 | 1 |  | 0
PG&E GBA | Castro Valley | 230 | Biomass |  |  | 0 | 0 | 0 | 0 | 0 | 0 | 0 | 0 | 0 | 5 | 5 | 1 | 1 | [13 empty] | 1 | 3 | 3 | 3 | 3 | 1 | 1 |  | 0
PG&E GBA | Cayetano | 230 | Biomass |  |  | 0 | 0 | 0 | 0 | 0 | 0 | 0 | 0 | 0 | 5 | 2 | 1 | 1 | [13 empty] | 1 | 3 | 2 | 3 | 1 | 1 | 1 |  | 0
SCE Metro | Center | 230 | Biomass |  |  | 0 | 0 | 0 | 0 | 0 | 0 | 0 | 0 | 0 | 1 | 1 | 1 | 1 | [13 empty] | 3 | 3 | 4 | 3 | 4 | 1 | 1 |  | 0
PG&E KERN | Charca | 115 | Biomass |  |  | 0 | 0 | 0 | 0 | 0 | 0 | 0 | 0 | 0 | 1 | 1 | 1 | 1 | [13 empty] | 3 | 3 | 1 | 3 | 4 | 1 | 1 |  | 0
EOP | Charleston | 138 | Biomass |  |  | 0 | 0 | 0 | 0 | 0 | 0 | 0 | 0 | 0 | 5 | 5 | 1 | 1 | [13 empty] | 1 | 1 | 1 | 3 | 1 | 1 | 1 |  | 0
SCE Metro | Chevmain | 230 | Biomass |  |  | 0 | 0 | 0 | 0 | 0 | 0 | 0 | 0 | 0 | 1 | 1 | 1 | 1 | [13 empty] | 3 | 3 | 4 | 3 | 4 | 1 | 1 |  | 0
SDGE | Chicarita | 138 | Biomass |  |  | 0 | 0 | 0 | 0 | 0 | 0 | 0 | 0 | 0 | 1 | 1 | 1 | 1 | [13 empty] | 1 | 3 | 3 | 3 | 1 | 1 | 1 |  | 0
SCE Metro | Chino | 230 | Biomass |  |  | 0 | 0 | 0 | 0 | 0 | 0 | 0 | 0 | 0 | 1 | 1 | 1 | 1 | [13 empty] | 3 | 3 | 4 | 3 | 3 | 1 | 1 |  | 0
PG&E FRESNO | Chowchilla | 115 | Biomass |  |  | 0 | 0 | 0 | 0 | 0 | 0 | 0 | 0 | 0 | 5 | 2 | 5 | 2 | [13 empty] | 3 | 3 | 4 | 1 | 3 | 1 | 1 |  | 0
PG&E GBA | Christie | 60 | Biomass |  |  | 0 | 0 | 0 | 0 | 0 | 0 | 0 | 0 | 0 | 5 | 2 | 1 | 1 | [13 empty] | 1 | 3 | 3 | 3 | 3 | 1 | 1 |  | 0
PG&E GBA | Christie | 115 | Biomass |  |  | 0 | 0 | 0 | 0 | 0 | 0 | 0 | 0 | 0 | 5 | 2 | 1 | 1 | [13 empty] | 1 | 3 | 3 | 3 | 3 | 1 | 1 |  | 0
SCE Eastern | Cielo Azul | 500 | Biomass |  |  | 0 | 0 | 0 | 0 | 0 | 0 | 0 | 0 | 0 | 5 | 5 | 1 | 1 | [13 empty] | 1 | 1 | 1 | 3 | 1 | 1 | 1 |  | 0
PG&E GBA | Clay | 60 | Biomass |  |  | 0 | 0 | 0 | 0 | 0 | 0 | 0 | 0 | 0 | 5 | 2 | 1 | 1 | [13 empty] | 1 | 3 | 3 | 3 | 1 | 1 | 1 |  | 0
PG&E GBA | Clayton | 115 | Biomass |  |  | 0 | 0 | 0 | 0 | 0 | 0 | 0 | 0 | 0 | 5 | 2 | 1 | 1 | [13 empty] | 1 | 3 | 2 | 3 | 3 | 1 | 1 |  | 0
PG&E NGBA | Cloverdale | 115 | Biomass |  |  | 5.5 | 0 | 5.5 | 0 | 0 | 0 | 5.5 | 0 | 5.5 | 5 | 5 | 1 | 1 | [13 empty] | 1 | 1 | 1 | 1 | 1 | 5- | 1 |  | 1
PG&E FRESNO | Clovis | 115 | Biomass |  |  | 0 | 0 | 0 | 0 | 0 | 0 | 0 | 0 | 0 | 5 | 2 | 5 | 2 | [13 empty] | 3 | 3 | 3 | 1 | 3 | 1 | 1 |  | 0
PG&E GBA | Coburn | 230 | Biomass |  |  | 0 | 0 | 0 | 0 | 0 | 0 | 0 | 0 | 0 | 1 | 1 | 1 | 1 | [13 empty] | 1 | 1 | 3 | 1 | 1 | 1 | 5 | Moved to other locations to better align with CI or resource potential | 1
PG&E GBA | Coburn | 60 | Biomass |  |  | 0 | 0 | 0 | 0 | 0 | 0 | 0 | 0 | 0 | 1 | 1 | 1 | 1 | [13 empty] | 1 | 1 | 3 | 1 | 1 | 1 | 1 |  | 0
PG&E NGBA | Colgate | 230 | Biomass |  |  | 8.5 | 0 | 8.5 | 3 | 0 | 3 | 5.5 | 0 | 5.5 | 5 | 2 | 1 | 1 | [13 empty] | 1 | 3 | 1 | 3 | 1 | 5- | 1 |  | 1
PG&E GBA | Collierville | 230 | Biomass |  |  | 0 | 0 | 0 | 0 | 0 | 0 | 0 | 0 | 0 | 5 | 2 | 1 | 1 | [13 empty] | 1 | 3 | 1 | 3 | 1 | 1 | 1 |  | 0
PG&E GBA | Collinsville | 230 | Biomass |  |  | 0 | 0 | 0 | 0 | 0 | 0 | 0 | 0 | 0 | 5 | 2 | 1 | 1 | [13 empty] | 1 | 3 | 3 | 3 | 4 | 1 | 1 |  | 0
PG&E GBA | Collinsville | 500 | Biomass |  |  | 0 | 0 | 0 | 0 | 0 | 0 | 0 | 0 | 0 | 5 | 2 | 1 | 1 | [13 empty] | 1 | 3 | 3 | 3 | 4 | 1 | 1 |  | 0
SCE Eastern | Colorado River | 230 | Biomass |  |  | 0 | 0 | 0 | 0 | 0 | 0 | 0 | 0 | 0 | 1 | 1 | 1 | 1 | [13 empty] | 1 | 1 | 2 | 3 | 1 | 1 | 1 |  | 0
SCE Eastern | Colorado River | 500 | Biomass |  |  | 0 | 0 | 0 | 0 | 0 | 0 | 0 | 0 | 0 | 1 | 1 | 1 | 1 | [13 empty] | 1 | 1 | 2 | 3 | 1 | 1 | 1 |  | 0
PG&E KERN | Columbus | 115 | Biomass |  |  | 0 | 0 | 0 | 0 | 0 | 0 | 0 | 0 | 0 | 1 | 1 | 1 | 1 | [13 empty] | 3 | 3 | 3 | 3 | 3 | 1 | 1 |  | 0
PG&E GBA | Contra Costa | 115 | Biomass |  |  | 0 | 0 | 0 | 0 | 0 | 0 | 0 | 0 | 0 | 5 | 5 | 1 | 1 | [13 empty] | 1 | 3 | 4 | 3 | 3 | 1 | 1 |  | 0
PG&E GBA | Contra Costa | 230 | Biomass |  |  | 0 | 0 | 0 | 0 | 0 | 0 | 0 | 0 | 0 | 5 | 2 | 1 | 1 | [13 empty] | 1 | 3 | 4 | 3 | 3 | 1 | 1 |  | 0
PG&E GBA | Contra Costa PP | 230 | Biomass |  |  | 0 | 0 | 0 | 0 | 0 | 0 | 0 | 0 | 0 | 5 | 5 | 1 | 1 | [13 empty] | 1 | 3 | 4 | 3 | 3 | 1 | 1 |  | 0
SCE NOL | Control | 115 | Biomass |  |  | 0 | 0 | 0 | 0 | 0 | 0 | 0 | 0 | 0 | 5 | 5 | 1 | 1 | [13 empty] | 1 | 1 | 1 | 3 | 1 | 1 | 5 | Moved to other locations to better align with CI or resource potential | 1
SCE NOL | Control | 55 | Biomass |  |  | 0 | 0 | 0 | 0 | 0 | 0 | 0 | 0 | 0 | 5 | 5 | 1 | 1 | [13 empty] | 1 | 1 | 1 | 3 | 1 | 1 | 1 |  | 0
PG&E GBA | Cooley Landing | 115 | Biomass |  |  | 0 | 0 | 0 | 0 | 0 | 0 | 0 | 0 | 0 | 5 | 2 | 1 | 1 | [13 empty] | 1 | 3 | 3 | 3 | 4 | 1 | 1 |  | 0
PG&E GBA | Cooley Landing | 60 | Biomass |  |  | 0 | 0 | 0 | 0 | 0 | 0 | 0 | 0 | 0 | 1 | 1 | 1 | 1 | [13 empty] | 1 | 3 | 3 | 3 | 4 | 1 | 1 |  | 0
SCE NOL | Coolwater | 230 | Biomass |  |  | 0 | 0 | 0 | 0 | 0 | 0 | 0 | 0 | 0 | 3 | 3 | 1 | 1 | [13 empty] | 1 | 3 | 4 | 3 | 4 | 1 | 1 |  | 0
SCE NOL | Coolwater | 115 | Biomass |  |  | 0 | 0 | 0 | 0 | 0 | 0 | 0 | 0 | 0 | 3 | 3 | 1 | 1 | [13 empty] | 1 | 3 | 4 | 3 | 4 | 1 | 1 |  | 0
PG&E KERN | Copus | 70 | Biomass |  |  | 0 | 0 | 0 | 0 | 0 | 0 | 0 | 0 | 0 | 1 | 1 | 1 | 1 | [13 empty] | 3 | 3 | 2 | 3 | 4 | 1 | 1 |  | 0
PG&E FRESNO | Corcoran | 70 | Biomass |  |  | 0 | 0 | 0 | 0 | 0 | 0 | 0 | 0 | 0 | 5 | 2 | 5 | 2 | [13 empty] | 3 | 3 | 1 | 1 | 4 | 1 | 1 |  | 0
PG&E FRESNO | Corcoran | 115 | Biomass |  |  | 0 | 0 | 0 | 0 | 0 | 0 | 0 | 0 | 0 | 5 | 2 | 5 | 2 | [13 empty] | 3 | 3 | 1 | 1 | 4 | 1 | 1 |  | 0
PG&E NGBA | Corona | 115 | Biomass |  |  | 0 | 0 | 0 | 0 | 0 | 0 | 0 | 0 | 0 | 5 | 5 | 1 | 1 | [13 empty] | 1 | 3 | 2 | 1 | 1 | 1 | 1 |  | 0
PG&E NGBA | Cortina | 230 | Biomass |  |  | 0 | 0 | 0 | 0 | 0 | 0 | 0 | 0 | 0 | 5 | 5 | 1 | 1 | [13 empty] | 1 | 1 | 1 | 3 | 1 | 1 | 1 |  | 0
PG&E NGBA | Cortina | 115 | Biomass |  |  | 5 | 0 | 5 | 0 | 0 | 0 | 5 | 0 | 5 | 5 | 5 | 1 | 1 | [13 empty] | 1 | 1 | 1 | 3 | 1 | 1 | 1 |  | 1
PG&E GBA | Cottle | 230 | Biomass |  |  | 0 | 0 | 0 | 0 | 0 | 0 | 0 | 0 | 0 | 5 | 2 | 1 | 1 | [13 empty] | 3 | 3 | 3 | 1 | 4 | 1 | 5 | Amount reduced to better align with DAC criteria | 1
PG&E NGBA | Cottonwood | 115 | Biomass |  |  | 0 | 0 | 0 | 0 | 0 | 0 | 0 | 0 | 0 | 5 | 2 | 1 | 1 | [13 empty] | 1 | 1 | 3 | 1 | 1 | 1 | 1 |  | 0
PG&E NGBA | Cottonwood | 230 | Biomass |  |  | 0 | 0 | 0 | 0 | 0 | 0 | 0 | 0 | 0 | 5 | 2 | 1 | 1 | [13 empty] | 1 | 1 | 3 | 1 | 1 | 1 | 1 |  | 0
PG&E NGBA | Cottonwood | 60 | Biomass |  |  | 0 | 0 | 0 | 0 | 0 | 0 | 0 | 0 | 0 | 5 | 2 | 1 | 1 | [13 empty] | 1 | 1 | 3 | 1 | 1 | 1 | 1 |  | 0
PG&E NGBA | Cove Road | 230 | Biomass |  |  | 0 | 0 | 0 | 0 | 0 | 0 | 0 | 0 | 0 | 5 | 2 | 1 | 1 | [13 empty] | 1 | 1 | 1 | 1 | 1 | 1 | 1 |  | 0
PG&E GBA | Coyote | 230 | Biomass |  |  | 0 | 0 | 0 | 0 | 0 | 0 | 0 | 0 | 0 | 1 | 1 | 1 | 1 | [13 empty] | 1 | 3 | 2 | 1 | 3 | 1 | 1 |  | 0
PG&E GBA | Crazy Horse Canyon | 115 | Biomass |  |  | 0 | 0 | 0 | 0 | 0 | 0 | 0 | 0 | 0 | 1 | 1 | 1 | 1 | [13 empty] | 1 | 1 | 2 | 1 | 1 | 1 | 1 |  | 0
SDGE | Creelman | 69 | Biomass |  |  | 0 | 0 | 0 | 0 | 0 | 0 | 0 | 0 | 0 | 1 | 1 | 1 | 1 | [13 empty] | 1 | 3 | 1 | 3 | 1 | 1 | 1 |  | 0
PG&E FRESNO | Crescent | 70 | Biomass |  |  | 0 | 0 | 0 | 0 | 0 | 0 | 0 | 0 | 0 | 5 | 2 | 1 | 1 | [13 empty] | 3 | 3 | 2 | 1 | 4 | 1 | 1 |  | 0
PG&E FRESNO | Cressey | 115 | Biomass |  |  | 0 | 0 | 0 | 0 | 0 | 0 | 0 | 0 | 0 | 5 | 2 | 5 | 2 | [13 empty] | 3 | 3 | 3 | 1 | 4 | 1 | 1 |  | 0
PG&E NGBA | Cresta | 230 | Biomass |  |  | 0 | 0 | 0 | 0 | 0 | 0 | 0 | 0 | 0 | 5 | 2 | 1 | 1 | [13 empty] | 1 | 3 | 1 | 1 | 1 | 1 | 1 |  | 0
SDGE | Crestwood | 69 | Biomass |  |  | 0 | 0 | 0 | 0 | 0 | 0 | 0 | 0 | 0 | 1 | 1 | 1 | 1 | [13 empty] | 1 | 3 | 1 | 3 | 1 | 1 | 1 |  | 0
PG&E GBA | Crow Creek | 60 | Biomass |  |  | 0 | 0 | 0 | 0 | 0 | 0 | 0 | 0 | 0 | 5 | 2 | 1 | 1 | [13 empty] | 3 | 3 | 1 | 1 | 4 | 1 | 1 |  | 0
PG&E GBA | Crows Landing | 60 | Biomass |  |  | 0 | 0 | 0 | 0 | 0 | 0 | 0 | 0 | 0 | 5 | 2 | 1 | 1 | [13 empty] | 3 | 3 | 1 | 1 | 4 | 1 | 1 |  | 0
PG&E GBA | Curtis | 115 | Biomass |  |  | 0 | 0 | 0 | 0 | 0 | 0 | 0 | 0 | 0 | 5 | 2 | 1 | 1 | [13 empty] | 1 | 3 | 1 | 3 | 1 | 1 | 4 | Moved to other locations to better align with CI or resource potential | 1
PG&E FRESNO | Dairyland | 115 | Biomass |  |  | 0 | 0 | 0 | 0 | 0 | 0 | 0 | 0 | 0 | 5 | 2 | 5 | 2 | [13 empty] | 3 | 3 | 2 | 1 | 4 | 1 | 1 |  | 0
PG&E NGBA | Davis | 115 | Biomass |  |  | 0 | 0 | 0 | 0 | 0 | 0 | 0 | 0 | 0 | 5 | 5 | 1 | 1 | [13 empty] | 1 | 3 | 1 | 1 | 1 | 1 | 1 |  | 0
SCE Metro | Del Amo | 500 | Biomass |  |  | 0 | 0 | 0 | 0 | 0 | 0 | 0 | 0 | 0 | 1 | 1 | 1 | 1 | [13 empty] | 3 | 3 | 3 | 3 | 3 | 1 | 1 |  | 0
SCE Metro | Del Amo | 230 | Biomass |  |  | 0 | 0 | 0 | 0 | 0 | 0 | 0 | 0 | 0 | 1 | 1 | 1 | 1 | [13 empty] | 3 | 3 | 3 | 3 | 3 | 1 | 1 |  | 0
SCE Eastern | Delaney | 500 | Biomass |  |  | 0 | 0 | 0 | 0 | 0 | 0 | 0 | 0 | 0 | 5 | 5 | 1 | 1 | [13 empty] | 1 | 3 | 1 | 1 | 1 | 1 | 1 |  | 0
PG&E NGBA | Delevan | 230 | Biomass |  |  | 0 | 0 | 0 | 0 | 0 | 0 | 0 | 0 | 0 | 5 | 5 | 1 | 1 | [13 empty] | 1 | 1 | 4 | 3 | 1 | 1 | 1 |  | 0
PG&E GBA | Delta PP | 230 | Biomass |  |  | 0 | 0 | 0 | 0 | 0 | 0 | 0 | 0 | 0 | 5 | 2 | 1 | 1 | [13 empty] | 1 | 3 | 3 | 3 | 3 | 1 | 1 |  | 0
EOP | Desert View | 230 | Biomass |  |  | 0 | 0 | 0 | 0 | 0 | 0 | 0 | 0 | 0 | 5 | 5 | 1 | 1 | [13 empty] | 1 | 3 | 1 | 3 | 1 | 1 | 1 |  | 0
SCE Eastern | Devers | 230 | Biomass |  |  | 0 | 0 | 0 | 0 | 0 | 0 | 0 | 0 | 0 | 1 | 1 | 1 | 1 | [13 empty] | 1 | 3 | 4 | 3 | 1 | 1 | 1 |  | 0
SCE Eastern | Devers | 500 | Biomass |  |  | 0 | 0 | 0 | 0 | 0 | 0 | 0 | 0 | 0 | 1 | 1 | 1 | 1 | [13 empty] | 1 | 3 | 4 | 3 | 1 | 1 | 1 |  | 0
PG&E KERN | Diablo Canyon | 230 | Biomass |  |  | 0 | 0 | 0 | 0 | 0 | 0 | 0 | 0 | 0 | 1 | 1 | 1 | 1 | [13 empty] | 1 | 1 | 1 | 1 | 1 | 1 | 1 |  | 0
PG&E KERN | Diablo Canyon | 500 | Biomass |  |  | 0 | 0 | 0 | 0 | 0 | 0 | 0 | 0 | 0 | 1 | 1 | 1 | 1 | [13 empty] | 1 | 1 | 1 | 1 | 1 | 1 | 1 |  | 0
PG&E KERN | Divide | 115 | Biomass |  |  | 0 | 0 | 0 | 0 | 0 | 0 | 0 | 0 | 0 | 1 | 1 | 1 | 1 | [13 empty] | 1 | 1 | 2 | 3 | 3 | 1 | 1 |  | 0
PG&E GBA | Dixon Landing | 115 | Biomass |  |  | 0 | 0 | 0 | 0 | 0 | 0 | 0 | 0 | 0 | 1 | 1 | 1 | 1 | [13 empty] | 1 | 3 | 3 | 3 | 3 | 1 | 1 |  | 0
PG&E FRESNO | Dos Amigos | 230 | Biomass |  |  | 0 | 0 | 0 | 0 | 0 | 0 | 0 | 0 | 0 | 1 | 1 | 1 | 1 | [13 empty] | 3 | 3 | 1 | 1 | 4 | 1 | 1 |  | 0
PG&E NGBA | Drum | 115 | Biomass |  |  | 0 | 0 | 0 | 0 | 0 | 0 | 0 | 0 | 0 | 5 | 2 | 1 | 1 | [13 empty] | 1 | 3 | 1 | 1 | 1 | 1 | 1 |  | 0
PG&E GBA | Dumbarton | 115 | Biomass |  |  | 0 | 0 | 0 | 0 | 0 | 0 | 0 | 0 | 0 | 5 | 2 | 1 | 1 | [13 empty] | 1 | 3 | 2 | 3 | 3 | 1 | 1 |  | 0
SCE NOL | Dunn Siding | 115 | Biomass |  |  | 0 | 0 | 0 | 0 | 0 | 0 | 0 | 0 | 0 | 3 | 3 | 1 | 1 | [13 empty] | 1 | 3 | 1 | 3 | 4 | 1 | 1 |  | 0
SCE Eastern | Eagle Mountain | 230 | Biomass |  |  | 0 | 0 | 0 | 0 | 0 | 0 | 0 | 0 | 0 | 5 | 5 | 3 | 3 | [13 empty] | 1 | 1 | 1 | 3 | 1 | 1 | 1 |  | 0
PG&E NGBA | Eagle Rock (PGE) | 60 | Biomass |  |  | 0 | 0 | 0 | 0 | 0 | 0 | 0 | 0 | 0 | 5 | 5 | 1 | 1 | [13 empty] | 1 | 1 | 1 | 1 | 1 | 1 | 1 |  | 0
PG&E NGBA | Eagle Rock (PGE) | 115 | Biomass |  |  | 0 | 0 | 0 | 0 | 0 | 0 | 0 | 0 | 0 | 5 | 5 | 1 | 1 | [13 empty] | 1 | 1 | 1 | 1 | 1 | 1 | 5 | Moved to other locations to better align with CI or resource potential | 1
SCE Metro | Eagle Rock (SCE) | 230 | Biomass |  |  | 0 | 0 | 0 | 0 | 0 | 0 | 0 | 0 | 0 | 1 | 1 | 1 | 1 | [13 empty] | 3 | 3 | 3 | 3 | 3 | 1 | 1 |  | 0
PG&E NGBA | East Marysville | 115 | Biomass |  |  | 0 | 0 | 0 | 0 | 0 | 0 | 0 | 0 | 0 | 5 | 2 | 1 | 1 | [13 empty] | 1 | 1 | 3 | 3 | 3 | 1 | 1 |  | 0
PG&E NGBA | East Nicolaus | 115 | Biomass |  |  | 0 | 0 | 0 | 0 | 0 | 0 | 0 | 0 | 0 | 5 | 2 | 1 | 1 | [13 empty] | 1 | 3 | 1 | 3 | 1 | 1 | 1 |  | 0
PG&E NGBA | East Nicolaus | 60 | Biomass |  |  | 0 | 0 | 0 | 0 | 0 | 0 | 0 | 0 | 0 | 5 | 2 | 1 | 1 | [13 empty] | 1 | 3 | 1 | 3 | 1 | 1 | 1 |  | 0
PG&E GBA | Eastshore | 115 | Biomass |  |  | 0 | 0 | 0 | 0 | 0 | 0 | 0 | 0 | 0 | 5 | 2 | 1 | 1 | [13 empty] | 1 | 3 | 3 | 3 | 4 | 1 | 1 |  | 0
PG&E GBA | Eastshore | 230 | Biomass |  |  | 0 | 0 | 0 | 0 | 0 | 0 | 0 | 0 | 0 | 5 | 2 | 1 | 1 | [13 empty] | 1 | 3 | 3 | 3 | 4 | 1 | 1 |  | 0
SDGE | ECO | 138 | Biomass |  |  | 0 | 0 | 0 | 0 | 0 | 0 | 0 | 0 | 0 | 1 | 1 | 1 | 1 | [13 empty] | 1 | 3 | 1 | 3 | 1 | 1 | 1 |  | 0
SDGE | ECO | 230 | Biomass |  |  | 0 | 0 | 0 | 0 | 0 | 0 | 0 | 0 | 0 | 1 | 1 | 1 | 1 | [13 empty] | 1 | 3 | 1 | 3 | 1 | 1 | 1 |  | 0
SDGE | ECO | 500 | Biomass |  |  | 0 | 0 | 0 | 0 | 0 | 0 | 0 | 0 | 0 | 1 | 1 | 1 | 1 | [13 empty] | 1 | 3 | 1 | 3 | 1 | 1 | 1 |  | 0
PG&E GBA | Edenvale | 115 | Biomass |  |  | 0 | 0 | 0 | 0 | 0 | 0 | 0 | 0 | 0 | 1 | 1 | 1 | 1 | [13 empty] | 1 | 3 | 3 | 1 | 3 | 1 | 1 |  | 0
PG&E GBA | Edes | 115 | Biomass |  |  | 0 | 0 | 0 | 0 | 0 | 0 | 0 | 0 | 0 | 5 | 2 | 1 | 1 | [13 empty] | 1 | 3 | 2 | 3 | 4 | 1 | 1 |  | 0
PG&E GBA | Eight Mile | 230 | Biomass |  |  | 0 | 0 | 0 | 0 | 0 | 0 | 0 | 0 | 0 | 5 | 2 | 1 | 1 | [13 empty] | 3 | 3 | 3 | 1 | 4 | 1 | 1 |  | 0
SDGE | El Cajon | 69 | Biomass |  |  | 0 | 0 | 0 | 0 | 0 | 0 | 0 | 0 | 0 | 1 | 1 | 1 | 1 | [13 empty] | 1 | 3 | 4 | 3 | 4 | 1 | 1 |  | 0
SCE Eastern | El Casco | 230 | Biomass |  |  | 0 | 0 | 0 | 0 | 0 | 0 | 0 | 0 | 0 | 1 | 1 | 1 | 1 | [13 empty] | 3 | 3 | 1 | 3 | 3 | 1 | 1 |  | 0
PG&E GBA | El Cerrito G | 115 | Biomass |  |  | 0 | 0 | 0 | 0 | 0 | 0 | 0 | 0 | 0 | 5 | 2 | 1 | 1 | [13 empty] | 1 | 3 | 3 | 3 | 3 | 1 | 1 |  | 0
PG&E NGBA | El Dorado PH | 115 | Biomass |  |  | 0 | 0 | 0 | 0 | 0 | 0 | 0 | 0 | 0 | 5 | 2 | 1 | 1 | [13 empty] | 1 | 3 | 1 | 1 | 1 | 1 | 1 |  | 0
PG&E FRESNO | El Nido (PGE) | 115 | Biomass |  |  | 0 | 0 | 0 | 0 | 0 | 0 | 0 | 0 | 0 | 5 | 2 | 1 | 1 | [13 empty] | 3 | 3 | 1 | 1 | 4 | 1 | 1 |  | 0
SCE Metro | El Nido (SCE) | 230 | Biomass |  |  | 0 | 0 | 0 | 0 | 0 | 0 | 0 | 0 | 0 | 1 | 1 | 1 | 1 | [13 empty] | 3 | 3 | 3 | 3 | 3 | 1 | 1 |  | 0
PG&E GBA | El Patio | 115 | Biomass |  |  | 0 | 0 | 0 | 0 | 0 | 0 | 0 | 0 | 0 | 1 | 1 | 1 | 1 | [13 empty] | 1 | 3 | 3 | 1 | 3 | 1 | 1 |  | 0
SCE Metro | El Segundo | 230 | Biomass |  |  | 0 | 0 | 0 | 0 | 0 | 0 | 0 | 0 | 0 | 1 | 1 | 1 | 1 | [13 empty] | 3 | 3 | 4 | 3 | 4 | 1 | 1 |  | 0
EOP | Eldorado | 230 | Biomass |  |  | 0 | 0 | 0 | 0 | 0 | 0 | 0 | 0 | 0 | 5 | 5 | 1 | 1 | [13 empty] | 1 | 1 | 3 | 3 | 1 | 1 | 1 |  | 0
EOP | Eldorado | 500 | Biomass |  |  | 0 | 0 | 0 | 0 | 0 | 0 | 0 | 0 | 0 | 5 | 5 | 1 | 1 | [13 empty] | 1 | 1 | 3 | 3 | 1 | 1 | 1 |  | 0
SCE Northern | Elizabeth Lake | 66 | Biomass |  |  | 0 | 0 | 0 | 0 | 0 | 0 | 0 | 0 | 0 | 5 | 5 | 1 | 1 | [13 empty] | 3 | 3 | 3 | 3 | 1 | 1 | 1 |  | 0
PG&E KERN | Elk Hills | 230 | Biomass |  |  | 0 | 0 | 0 | 0 | 0 | 0 | 0 | 0 | 0 | 1 | 1 | 1 | 1 | [13 empty] | 3 | 3 | 2 | 3 | 4 | 1 | 1 |  | 0
SDGE | Elliot | 69 | Biomass |  |  | 0 | 0 | 0 | 0 | 0 | 0 | 0 | 0 | 0 | 1 | 1 | 1 | 1 | [13 empty] | 1 | 3 | 3 | 3 | 3 | 1 | 1 |  | 0
SCE Metro | Ellis | 230 | Biomass |  |  | 0 | 0 | 0 | 0 | 0 | 0 | 0 | 0 | 0 | 1 | 1 | 1 | 1 | [13 empty] | 3 | 3 | 3 | 3 | 3 | 1 | 1 |  | 0
SDGE | Encina | 138 | Biomass |  |  | 0 | 0 | 0 | 0 | 0 | 0 | 0 | 0 | 0 | 1 | 1 | 1 | 1 | [13 empty] | 1 | 3 | 4 | 3 | 1 | 1 | 1 |  | 0
SDGE | Encina | 230 | Biomass |  |  | 0 | 0 | 0 | 0 | 0 | 0 | 0 | 0 | 0 | 1 | 1 | 1 | 1 | [13 empty] | 1 | 3 | 4 | 3 | 1 | 1 | 1 |  | 0
SDGE | Escondido | 230 | Biomass |  |  | 0 | 0 | 0 | 0 | 0 | 0 | 0 | 0 | 0 | 1 | 1 | 1 | 1 | [13 empty] | 1 | 3 | 4 | 3 | 1 | 1 | 1 |  | 0
SDGE | Escondido | 69 | Biomass |  |  | 0 | 0 | 0 | 0 | 0 | 0 | 0 | 0 | 0 | 1 | 1 | 1 | 1 | [13 empty] | 1 | 3 | 4 | 3 | 1 | 1 | 1 |  | 0
PG&E KERN | Estrella | 230 | Biomass |  |  | 0 | 0 | 0 | 0 | 0 | 0 | 0 | 0 | 0 | 1 | 1 | 1 | 1 | [13 empty] | 1 | 1 | 1 | 1 | 1 | 1 | 1 |  | 0
SCE Eastern | Etiwanda | 230 | Biomass |  |  | 0 | 0 | 0 | 0 | 0 | 0 | 0 | 0 | 0 | 1 | 1 | 1 | 1 | [13 empty] | 3 | 3 | 4 | 3 | 4 | 1 | 1 |  | 0
PG&E GBA | Evergreen | 115 | Biomass |  |  | 0 | 0 | 0 | 0 | 0 | 0 | 0 | 0 | 0 | 1 | 1 | 1 | 1 | [13 empty] | 1 | 3 | 3 | 1 | 3 | 1 | 1 |  | 0
PG&E GBA | Evergreen | 60 | Biomass |  |  | 0 | 0 | 0 | 0 | 0 | 0 | 0 | 0 | 0 | 1 | 1 | 1 | 1 | [13 empty] | 1 | 3 | 3 | 1 | 3 | 1 | 1 |  | 0
PG&E FRESNO | Excelsior | 115 | Biomass |  |  | 0 | 0 | 0 | 0 | 0 | 0 | 0 | 0 | 0 | 5 | 2 | 1 | 1 | [13 empty] | 3 | 3 | 1 | 1 | 4 | 1 | 1 |  | 0
PG&E FRESNO | Exchequer | 115 | Biomass |  |  | 2 | 0 | 2 | 0 | 0 | 0 | 2 | 0 | 2 | 5 | 2 | 5 | 2 | [13 empty] | 1 | 3 | 1 | 3 | 3 | 5- | 5 | Amount reduced to better align with DAC criteria | 1
PG&E KERN | Fairway | 115 | Biomass |  |  | 0 | 0 | 0 | 0 | 0 | 0 | 0 | 0 | 0 | 1 | 1 | 1 | 1 | [13 empty] | 1 | 1 | 3 | 3 | 3 | 1 | 1 |  | 0
PG&E KERN | Famoso | 115 | Biomass |  |  | 0 | 0 | 0 | 0 | 0 | 0 | 0 | 0 | 0 | 1 | 1 | 1 | 1 | [13 empty] | 3 | 3 | 2 | 3 | 4 | 1 | 1 |  | 0
PG&E NGBA | Fern Road | 500 | Biomass |  |  | 0 | 0 | 0 | 0 | 0 | 0 | 0 | 0 | 0 | 5 | 2 | 1 | 1 | [13 empty] | 1 | 1 | 1 | 1 | 1 | 1 | 1 |  | 0
PG&E GBA | Fibreboard (SPI Sonora) | 115 | Biomass |  |  | 0 | 0 | 0 | 0 | 0 | 0 | 0 | 0 | 0 | 5 | 2 | 1 | 1 | [13 empty] | 1 | 3 | 4 | 3 | 3 | 1 | 1 |  | 0
PG&E FRESNO | Figarden | 230 | Biomass |  |  | 0 | 0 | 0 | 0 | 0 | 0 | 0 | 0 | 0 | 5 | 2 | 5 | 2 | [13 empty] | 3 | 3 | 2 | 1 | 3 | 1 | 1 |  | 0
PG&E FRESNO | Fink | 230 | Biomass |  |  | 0 | 0 | 0 | 0 | 0 | 0 | 0 | 0 | 0 | 1 | 1 | 1 | 1 | [13 empty] | 3 | 3 | 1 | 1 | 4 | 1 | 1 |  | 0
PG&E NGBA | Fitch Mountain | 60 | Biomass |  |  | 0 | 0 | 0 | 0 | 0 | 0 | 0 | 0 | 0 | 5 | 5 | 1 | 1 | [13 empty] | 1 | 1 | 1 | 1 | 1 | 1 | 1 |  | 0
PG&E GBA | FMC | 115 | Biomass |  |  | 0 | 0 | 0 | 0 | 0 | 0 | 0 | 0 | 0 | 1 | 1 | 1 | 1 | [13 empty] | 1 | 3 | 4 | 1 | 3 | 1 | 1 |  | 0
PG&E GBA | Fremont | 115 | Biomass |  |  | 0 | 0 | 0 | 0 | 0 | 0 | 0 | 0 | 0 | 1 | 1 | 1 | 1 | [13 empty] | 1 | 3 | 2 | 3 | 3 | 1 | 1 |  | 0
PG&E GBA | French Camp | 60 | Biomass |  |  | 0 | 0 | 0 | 0 | 0 | 0 | 0 | 0 | 0 | 5 | 2 | 1 | 1 | [13 empty] | 3 | 3 | 3 | 1 | 4 | 1 | 1 |  | 0
PG&E GBA | Frogtown | 115 | Biomass |  |  | 0 | 0 | 0 | 0 | 0 | 0 | 0 | 0 | 0 | 5 | 2 | 1 | 1 | [13 empty] | 1 | 3 | 1 | 3 | 1 | 1 | 1 |  | 0
PG&E NGBA | Fulton | 115 | Biomass |  |  | 0 | 0 | 0 | 0 | 0 | 0 | 0 | 0 | 0 | 5 | 5 | 1 | 1 | [13 empty] | 1 | 3 | 3 | 1 | 3 | 1 | 5 | Amount reduced to better align with DAC criteria | 1
PG&E NGBA | Fulton | 230 | Biomass |  |  | 0 | 0 | 0 | 0 | 0 | 0 | 0 | 0 | 0 | 5 | 5 | 1 | 1 | [13 empty] | 1 | 3 | 3 | 1 | 3 | 1 | 1 |  | 0
PG&E NGBA | Fulton | 60 | Biomass |  |  | 0 | 0 | 0 | 0 | 0 | 0 | 0 | 0 | 0 | 5 | 5 | 1 | 1 | [13 empty] | 1 | 3 | 3 | 1 | 3 | 1 | 1 |  | 0
PG&E KERN | Ganso | 115 | Biomass |  |  | 0.5 | 0 | 0.5 | 0 | 0 | 0 | 0.5 | 0 | 0.5 | 1 | 1 | 1 | 1 | [13 empty] | 3 | 3 | 2 | 3 | 4 | 1 | 4 | Amount reduced to better align with DAC criteria | 1
PG&E FRESNO | Gates | 230 | Biomass |  |  | 0 | 0 | 0 | 0 | 0 | 0 | 0 | 0 | 0 | 1 | 1 | 1 | 1 | [13 empty] | 3 | 3 | 3 | 1 | 4 | 1 | 1 |  | 0
PG&E FRESNO | Gates | 500 | Biomass |  |  | 0 | 0 | 0 | 0 | 0 | 0 | 0 | 0 | 0 | 1 | 1 | 1 | 1 | [13 empty] | 3 | 3 | 3 | 1 | 4 | 1 | 1 |  | 0
PG&E NGBA | Geysers 12 | 230 | Biomass |  |  | 0 | 0 | 0 | 0 | 0 | 0 | 0 | 0 | 0 | 5 | 5 | 1 | 1 | [13 empty] | 1 | 1 | 1 | 1 | 1 | 1 | 1 |  | 0
PG&E NGBA | Geysers 17 | 230 | Biomass |  |  | 0 | 0 | 0 | 0 | 0 | 0 | 0 | 0 | 0 | 5 | 5 | 1 | 1 | [13 empty] | 1 | 1 | 1 | 1 | 1 | 1 | 1 |  | 0
PG&E NGBA | Geysers 3 | 115 | Biomass |  |  | 0 | 0 | 0 | 0 | 0 | 0 | 0 | 0 | 0 | 5 | 5 | 1 | 1 | [13 empty] | 1 | 1 | 1 | 1 | 1 | 1 | 1 |  | 0
PG&E NGBA | Glenn | 230 | Biomass |  |  | 0 | 0 | 0 | 0 | 0 | 0 | 0 | 0 | 0 | 5 | 2 | 1 | 1 | [13 empty] | 1 | 1 | 1 | 3 | 1 | 1 | 4 | Moved to other locations to better align with CI or resource potential | 1
PG&E NGBA | Glenn | 60 | Biomass |  |  | 0 | 0 | 0 | 0 | 0 | 0 | 0 | 0 | 0 | 5 | 2 | 1 | 1 | [13 empty] | 1 | 1 | 1 | 3 | 1 | 1 | 1 |  | 0
PG&E NGBA | Gold Hill | 115 | Biomass |  |  | 0 | 0 | 0 | 0 | 0 | 0 | 0 | 0 | 0 | 5 | 2 | 1 | 1 | [13 empty] | 1 | 3 | 1 | 1 | 1 | 1 | 1 |  | 0
PG&E NGBA | Gold Hill | 230 | Biomass |  |  | 0 | 0 | 0 | 0 | 0 | 0 | 0 | 0 | 0 | 5 | 2 | 1 | 1 | [13 empty] | 1 | 3 | 1 | 1 | 1 | 1 | 1 |  | 0
SCE Northern | Goleta | 230 | Biomass |  |  | 0 | 0 | 0 | 0 | 0 | 0 | 0 | 0 | 0 | 5 | 5 | 1 | 1 | [13 empty] | 1 | 1 | 3 | 3 | 3 | 1 | 4 | Amount reduced to better align with DAC criteria | 1
SCE Metro | Goodrich | 230 | Biomass |  |  | 0 | 0 | 0 | 0 | 0 | 0 | 0 | 0 | 0 | 1 | 1 | 1 | 1 | [13 empty] | 3 | 3 | 3 | 3 | 3 | 1 | 1 |  | 0
PG&E KERN | Goose Lake | 115 | Biomass |  |  | 3 | 0 | 3 | 0 | 0 | 0 | 3 | 0 | 3 | 1 | 1 | 1 | 1 | [13 empty] | 3 | 3 | 3 | 3 | 4 | 3- | 1 |  | 1
SCE Metro | Gould | 230 | Biomass |  |  | 0 | 0 | 0 | 0 | 0 | 0 | 0 | 0 | 0 | 1 | 1 | 1 | 1 | [13 empty] | 3 | 3 | 2 | 3 | 3 | 1 | 1 |  | 0
PG&E NGBA | Grand Island | 115 | Biomass |  |  | 0 | 0 | 0 | 0 | 0 | 0 | 0 | 0 | 0 | 5 | 2 | 1 | 1 | [13 empty] | 1 | 3 | 1 | 1 | 3 | 1 | 1 |  | 0
SDGE | Granite | 69 | Biomass |  |  | 0 | 0 | 0 | 0 | 0 | 0 | 0 | 0 | 0 | 1 | 1 | 1 | 1 | [13 empty] | 1 | 3 | 3 | 1 | 3 | 1 | 1 |  | 0
PG&E GBA | Grant | 115 | Biomass |  |  | 0 | 0 | 0 | 0 | 0 | 0 | 0 | 0 | 0 | 5 | 2 | 1 | 1 | [13 empty] | 1 | 3 | 3 | 3 | 3 | 1 | 1 |  | 0
PG&E GBA | Green Valley | 115 | Biomass |  |  | 1.1 | 0 | 1.1 | 0 | 0 | 0 | 1.1 | 0 | 1.1 | 1 | 1 | 1 | 1 | [13 empty] | 1 | 1 | 3 | 1 | 3 | 3- | 1 |  | 1
PG&E NGBA | Greenleaf 1 | 115 | Biomass |  |  | 0 | 0 | 0 | 0 | 0 | 0 | 0 | 0 | 0 | 5 | 2 | 1 | 1 | [13 empty] | 1 | 1 | 4 | 3 | 1 | 1 | 1 |  | 0
PG&E FRESNO | Gregg | 230 | Biomass |  |  | 0 | 0 | 0 | 0 | 0 | 0 | 0 | 0 | 0 | 5 | 2 | 5 | 2 | [13 empty] | 3 | 3 | 2 | 1 | 4 | 1 | 1 |  | 0
PG&E FRESNO | Grimmway-Malaga | 115 | Biomass |  |  | 0 | 0 | 0 | 0 | 0 | 0 | 0 | 0 | 0 | 5 | 2 | 1 | 1 | [13 empty] | 3 | 3 | 3 | 3 | 4 | 1 | 1 |  | 0
PG&E NGBA | Grizzly | 230 | Biomass |  |  | 0 | 0 | 0 | 0 | 0 | 0 | 0 | 0 | 0 | 5 | 2 | 1 | 1 | [13 empty] | 1 | 1 | 1 | 3 | 1 | 1 | 1 |  | 0
PG&E FRESNO | Guernsey | 70 | Biomass |  |  | 0 | 0 | 0 | 0 | 0 | 0 | 0 | 0 | 0 | 5 | 2 | 1 | 1 | [13 empty] | 3 | 3 | 3 | 1 | 4 | 1 | 1 |  | 0
PG&E FRESNO | GWF Hanford | 115 | Biomass |  |  | 0 | 0 | 0 | 0 | 0 | 0 | 0 | 0 | 0 | 5 | 2 | 5 | 2 | [13 empty] | 1 | 3 | 4 | 3 | 4 | 1 | 1 |  | 0
PG&E FRESNO | Haas | 230 | Biomass |  |  | 0 | 0 | 0 | 0 | 0 | 0 | 0 | 0 | 0 | 5 | 2 | 1 | 1 | [13 empty] | 3 | 3 | 1 | 1 | 1 | 1 | 1 |  | 0
PG&E FRESNO | Hammonds | 115 | Biomass |  |  | 0 | 0 | 0 | 0 | 0 | 0 | 0 | 0 | 0 | 1 | 1 | 1 | 1 | [13 empty] | 3 | 3 | 3 | 1 | 4 | 1 | 1 |  | 0
SCE Metro | HarborGen | 230 | Biomass |  |  | 0 | 0 | 0 | 0 | 0 | 0 | 0 | 0 | 0 | 1 | 1 | 1 | 1 | [13 empty] | 3 | 3 | 4 | 3 | 4 | 1 | 1 |  | 0
PG&E NGBA | Harris | 60 | Biomass |  |  | 0 | 0 | 0 | 0 | 0 | 0 | 0 | 0 | 0 | 5 | 2 | 1 | 1 | [13 empty] | 1 | 1 | 3 | 1 | 1 | 1 | 1 |  | 0
EOP | Harry Allen | 500 | Biomass |  |  | 0 | 0 | 0 | 0 | 0 | 0 | 0 | 0 | 0 | 5 | 5 | 1 | 1 | [13 empty] | 1 | 1 | 1 | 3 | 1 | 1 | 1 |  | 0
PG&E NGBA | Hartley | 60 | Biomass |  |  | 0 | 0 | 0 | 0 | 0 | 0 | 0 | 0 | 0 | 5 | 5 | 1 | 1 | [13 empty] | 1 | 1 | 1 | 1 | 1 | 1 | 1 |  | 0
SCE NOL | Harvard | 115 | Biomass |  |  | 0 | 0 | 0 | 0 | 0 | 0 | 0 | 0 | 0 | 3 | 3 | 1 | 1 | [13 empty] | 1 | 3 | 1 | 3 | 4 | 1 | 1 |  | 0
SDGE | Hassayampa | 500 | Biomass |  |  | 0 | 0 | 0 | 0 | 0 | 0 | 0 | 0 | 0 | 5 | 5 | 1 | 1 | [13 empty] | 1 | 3 | 1 | 1 | 1 | 1 | 1 |  | 0
PG&E FRESNO | Helm | 230 | Biomass |  |  | 0 | 0 | 0 | 0 | 0 | 0 | 0 | 0 | 0 | 5 | 2 | 1 | 1 | [13 empty] | 3 | 3 | 3 | 1 | 4 | 1 | 1 |  | 0
PG&E FRESNO | Helm | 70 | Biomass |  |  | 0 | 0 | 0 | 0 | 0 | 0 | 0 | 0 | 0 | 1 | 1 | 1 | 1 | [13 empty] | 3 | 3 | 3 | 1 | 4 | 1 | 1 |  | 0
PG&E FRESNO | Henrietta | 115 | Biomass |  |  | 0 | 0 | 0 | 0 | 0 | 0 | 0 | 0 | 0 | 1 | 1 | 1 | 1 | [13 empty] | 3 | 3 | 4 | 1 | 4 | 1 | 1 |  | 0
PG&E FRESNO | Henrietta | 230 | Biomass |  |  | 0 | 0 | 0 | 0 | 0 | 0 | 0 | 0 | 0 | 1 | 1 | 1 | 1 | [13 empty] | 3 | 3 | 4 | 1 | 4 | 1 | 1 |  | 0
PG&E FRESNO | Henrietta | 70 | Biomass |  |  | 0 | 0 | 0 | 0 | 0 | 0 | 0 | 0 | 0 | 5 | 2 | 1 | 1 | [13 empty] | 3 | 3 | 4 | 1 | 4 | 1 | 1 |  | 0
PG&E FRESNO | Herndon | 115 | Biomass |  |  | 0 | 0 | 0 | 0 | 0 | 0 | 0 | 0 | 0 | 5 | 2 | 5 | 2 | [13 empty] | 3 | 3 | 2 | 1 | 4 | 1 | 1 |  | 0
PG&E FRESNO | Herndon | 230 | Biomass |  |  | 0 | 0 | 0 | 0 | 0 | 0 | 0 | 0 | 0 | 5 | 2 | 5 | 2 | [13 empty] | 3 | 3 | 2 | 1 | 4 | 1 | 1 |  | 0
PG&E GBA | Hicks | 230 | Biomass |  |  | 0 | 0 | 0 | 0 | 0 | 0 | 0 | 0 | 0 | 1 | 1 | 1 | 1 | [13 empty] | 1 | 3 | 2 | 1 | 3 | 1 | 1 |  | 0
PG&E NGBA | Higgins | 115 | Biomass |  |  | 0 | 0 | 0 | 0 | 0 | 0 | 0 | 0 | 0 | 5 | 2 | 1 | 1 | [13 empty] | 1 | 3 | 1 | 3 | 1 | 1 | 4 | Moved to other locations to better align with CI or resource potential | 1
PG&E NGBA | Hilltop | 345 | Biomass |  |  | 0 | 0 | 0 | 0 | 0 | 0 | 0 | 0 | 0 | 5 | 2 | 1 | 1 | [13 empty] | 1 | 1 | 1 | 3 | 1 | 1 | 1 |  | 0
SCE Metro | Hinson | 230 | Biomass |  |  | 5.6 | 0 | 5.6 | 5.6 | 0 | 5.6 | 0 | 0 | 0 | 1 | 1 | 1 | 1 | [13 empty] | 3 | 3 | 3 | 3 | 4 | 1 | 1 |  | 1
PG&E GBA | Hollister | 115 | Biomass |  |  | 0 | 0 | 0 | 0 | 0 | 0 | 0 | 0 | 0 | 1 | 1 | 1 | 1 | [13 empty] | 1 | 1 | 1 | 1 | 1 | 1 | 1 |  | 0
PG&E NGBA | Homestake | 115 | Biomass |  |  | 0 | 0 | 0 | 0 | 0 | 0 | 0 | 0 | 0 | 5 | 5 | 1 | 1 | [13 empty] | 1 | 3 | 1 | 1 | 1 | 1 | 1 |  | 0
PG&E NGBA | Honcut | 115 | Biomass |  |  | 0 | 0 | 0 | 0 | 0 | 0 | 0 | 0 | 0 | 5 | 2 | 1 | 1 | [13 empty] | 1 | 3 | 1 | 1 | 1 | 1 | 4 | Moved to other locations to better align with CI or resource potential | 1
SDGE | Hoodoo Wash | 500 | Biomass |  |  | 0 | 0 | 0 | 0 | 0 | 0 | 0 | 0 | 0 | 5 | 5 | 1 | 1 | [13 empty] | 1 | 1 | 1 | 1 | 1 | 1 | 1 |  | 0
PG&E NGBA | Hopland | 115 | Biomass |  |  | 0 | 0 | 0 | 0 | 0 | 0 | 0 | 0 | 0 | 5 | 5 | 1 | 1 | [13 empty] | 1 | 1 | 1 | 1 | 1 | 1 | 1 |  | 0
PG&E NGBA | Hopland | 60 | Biomass |  |  | 0 | 0 | 0 | 0 | 0 | 0 | 0 | 0 | 0 | 5 | 5 | 1 | 1 | [13 empty] | 1 | 1 | 1 | 1 | 1 | 1 | 1 |  | 0
PG&E NGBA | Humboldt | 115 | Biomass |  |  | 2.5 | 0 | 2.5 | 0 | 0 | 0 | 2.5 | 0 | 2.5 | 5 | 2 | 1 | 1 | [13 empty] | 1 | 1 | 2 | 1 | 1 | 5- | 1 |  | 1
PG&E NGBA | Humboldt | 60 | Biomass |  |  | 0 | 0 | 0 | 0 | 0 | 0 | 0 | 0 | 0 | 5 | 2 | 1 | 1 | [13 empty] | 1 | 1 | 2 | 1 | 1 | 1 | 1 |  | 0
PG&E NGBA | Humboldt | 500 | Biomass |  |  | 0 | 0 | 0 | 0 | 0 | 0 | 0 | 0 | 0 | 5 | 2 | 1 | 1 | [13 empty] | 1 | 1 | 2 | 1 | 1 | 1 | 1 |  | 0
SCE Metro | Huntington Beach | 230 | Biomass |  |  | 0 | 0 | 0 | 0 | 0 | 0 | 0 | 0 | 0 | 1 | 1 | 1 | 1 | [13 empty] | 3 | 3 | 4 | 3 | 3 | 1 | 1 |  | 0
PG&E NGBA | Ignacio | 115 | Biomass |  |  | 0.65 | 0 | 0.65 | 0 | 0 | 0 | 0.65 | 0 | 0.65 | 5 | 2 | 1 | 1 | [13 empty] | 1 | 3 | 1 | 3 | 1 | 5- | 1 |  | 1
PG&E NGBA | Ignacio | 230 | Biomass |  |  | 0 | 0 | 0 | 0 | 0 | 0 | 0 | 0 | 0 | 5 | 5 | 1 | 1 | [13 empty] | 1 | 3 | 1 | 3 | 1 | 1 | 1 |  | 0
PG&E NGBA | Ignacio | 60 | Biomass |  |  | 0 | 0 | 0 | 0 | 0 | 0 | 0 | 0 | 0 | 5 | 5 | 1 | 1 | [13 empty] | 1 | 3 | 1 | 3 | 1 | 1 | 1 |  | 0
SDGE | Imperial Beach | 69 | Biomass |  |  | 0 | 0 | 0 | 0 | 0 | 0 | 0 | 0 | 0 | 1 | 1 | 1 | 1 | [13 empty] | 1 | 3 | 3 | 3 | 3 | 1 | 1 |  | 0
SDGE | Imperial Valley | 230 | Biomass |  |  | 0 | 0 | 0 | 0 | 0 | 0 | 0 | 0 | 0 | 1 | 1 | 1 | 1 | [13 empty] | 3 | 3 | 3 | 1 | 4 | 1 | 1 |  | 0
SDGE | Imperial Valley | 500 | Biomass |  |  | 0 | 0 | 0 | 0 | 0 | 0 | 0 | 0 | 0 | 1 | 1 | 1 | 1 | [13 empty] | 3 | 3 | 3 | 1 | 4 | 1 | 1 |  | 0
EOP | Innovation | 138 | Biomass |  |  | 0 | 0 | 0 | 0 | 0 | 0 | 0 | 0 | 0 | 5 | 5 | 1 | 1 | [13 empty] | 1 | 1 | 1 | 3 | 1 | 1 | 1 |  | 0
EOP | Innovation | 230 | Biomass |  |  | 0 | 0 | 0 | 0 | 0 | 0 | 0 | 0 | 0 | 5 | 5 | 1 | 1 | [13 empty] | 1 | 1 | 1 | 3 | 1 | 1 | 1 |  | 0
SCE NOL | Inyokern | 115 | Biomass |  |  | 1.5 | 0 | 1.5 | 0 | 0 | 0 | 1.5 | 0 | 1.5 | 3 | 3 | 1 | 1 | [13 empty] | 1 | 1 | 1 | 3 | 1 | 5- | 1 |  | 1
EOP | IS Tap | 138 | Biomass |  |  | 0 | 0 | 0 | 0 | 0 | 0 | 0 | 0 | 0 | 5 | 5 | 1 | 1 | [13 empty] | 1 | 1 | 1 | 3 | 1 | 1 | 1 |  | 0
EOP | Ivanpah | 115 | Biomass |  |  | 0 | 0 | 0 | 0 | 0 | 0 | 0 | 0 | 0 | 5 | 5 | 1 | 1 | [13 empty] | 1 | 1 | 1 | 3 | 4 | 1 | 1 |  | 0
EOP | Ivanpah | 230 | Biomass |  |  | 0 | 0 | 0 | 0 | 0 | 0 | 0 | 0 | 0 | 5 | 5 | 1 | 1 | [13 empty] | 1 | 1 | 1 | 3 | 4 | 1 | 1 |  | 0
EOP | Jackass (DOE) | 138 | Biomass |  |  | 0 | 0 | 0 | 0 | 0 | 0 | 0 | 0 | 0 | 5 | 5 | 1 | 1 | [13 empty] | 1 | 1 | 1 | 3 | 1 | 1 | 1 |  | 0
PG&E NGBA | James B Black | 230 | Biomass |  |  | 0 | 0 | 0 | 0 | 0 | 0 | 0 | 0 | 0 | 5 | 2 | 1 | 1 | [13 empty] | 1 | 1 | 1 | 1 | 1 | 1 | 1 |  | 0
PG&E GBA | Jefferson | 230 | Biomass |  |  | 0 | 0 | 0 | 0 | 0 | 0 | 0 | 0 | 0 | 1 | 1 | 1 | 1 | [13 empty] | 1 | 3 | 2 | 3 | 3 | 1 | 1 |  | 0
PG&E NGBA | Jessup | 115 | Biomass |  |  | 17 | 0 | 17 | 0 | 0 | 0 | 17 | 0 | 17 | 5 | 2 | 1 | 1 | [13 empty] | 1 | 1 | 3 | 1 | 1 | 5- | 1 |  | 1
SCE Metro | Johanna | 230 | Biomass |  |  | 0 | 0 | 0 | 0 | 0 | 0 | 0 | 0 | 0 | 1 | 1 | 1 | 1 | [13 empty] | 3 | 3 | 3 | 3 | 4 | 1 | 1 |  | 0
SCE Eastern | Julian Hinds | 230 | Biomass |  |  | 0 | 0 | 0 | 0 | 0 | 0 | 0 | 0 | 0 | 5 | 5 | 3 | 3 | [13 empty] | 1 | 3 | 1 | 3 | 1 | 1 | 1 |  | 0
PG&E GBA | Kasson | 115 | Biomass |  |  | 0 | 0 | 0 | 0 | 0 | 0 | 0 | 0 | 0 | 5 | 2 | 1 | 1 | [13 empty] | 3 | 3 | 2 | 1 | 4 | 1 | 1 |  | 0
PG&E GBA | Kasson | 60 | Biomass |  |  | 0 | 0 | 0 | 0 | 0 | 0 | 0 | 0 | 0 | 5 | 2 | 1 | 1 | [13 empty] | 3 | 3 | 2 | 1 | 4 | 1 | 1 |  | 0
PG&E FRESNO | Kearney | 230 | Biomass |  |  | 0 | 0 | 0 | 0 | 0 | 0 | 0 | 0 | 0 | 5 | 2 | 5 | 2 | [13 empty] | 3 | 3 | 2 | 1 | 4 | 1 | 1 |  | 0
PG&E FRESNO | Kearney | 70 | Biomass |  |  | 0 | 0 | 0 | 0 | 0 | 0 | 0 | 0 | 0 | 5 | 2 | 5 | 2 | [13 empty] | 3 | 3 | 2 | 1 | 4 | 1 | 1 |  | 0
PG&E GBA | Kelso | 230 | Biomass |  |  | 0 | 0 | 0 | 0 | 0 | 0 | 0 | 0 | 0 | 5 | 2 | 1 | 1 | [13 empty] | 1 | 3 | 4 | 3 | 3 | 1 | 1 |  | 0
PG&E FRESNO | Kerchoff 1 | 115 | Biomass |  |  | 2 | 0 | 2 | 0 | 0 | 0 | 2 | 0 | 2 | 5 | 2 | 1 | 1 | [13 empty] | 3 | 3 | 1 | 1 | 1 | 5- | 1 |  | 1
PG&E KERN | Kern Oil | 115 | Biomass |  |  | 0 | 0 | 0 | 0 | 0 | 0 | 0 | 0 | 0 | 1 | 1 | 1 | 1 | [13 empty] | 3 | 3 | 4 | 3 | 4 | 1 | 1 |  | 0
PG&E KERN | Kern PP | 115 | Biomass |  |  | 0 | 0 | 0 | 0 | 0 | 0 | 0 | 0 | 0 | 1 | 1 | 1 | 1 | [13 empty] | 3 | 3 | 3 | 3 | 3 | 1 | 1 |  | 0
PG&E KERN | Kern PP | 230 | Biomass |  |  | 0 | 0 | 0 | 0 | 0 | 0 | 0 | 0 | 0 | 1 | 1 | 1 | 1 | [13 empty] | 3 | 3 | 3 | 3 | 3 | 1 | 1 |  | 0
PG&E KERN | Kern PP | 70 | Biomass |  |  | 0 | 0 | 0 | 0 | 0 | 0 | 0 | 0 | 0 | 1 | 1 | 1 | 1 | [13 empty] | 3 | 3 | 3 | 3 | 3 | 1 | 1 |  | 0
PG&E KERN | Kernridge | 115 | Biomass |  |  | 0 | 0 | 0 | 0 | 0 | 0 | 0 | 0 | 0 | 1 | 1 | 1 | 1 | [13 empty] | 3 | 3 | 4 | 3 | 4 | 1 | 1 |  | 0
PG&E FRESNO | Kingsburg | 115 | Biomass |  |  | 0 | 0 | 0 | 0 | 0 | 0 | 0 | 0 | 0 | 5 | 2 | 5 | 2 | [13 empty] | 3 | 3 | 3 | 1 | 4 | 1 | 1 |  | 0
PG&E GBA | Kirker | 115 | Biomass |  |  | 0 | 0 | 0 | 0 | 0 | 0 | 0 | 0 | 0 | 5 | 2 | 1 | 1 | [13 empty] | 1 | 3 | 3 | 3 | 4 | 1+ | 1 |  | 1
PG&E NGBA | Knights Landing | 115 | Biomass |  |  | 0 | 0 | 0 | 0 | 0 | 0 | 0 | 0 | 0 | 5 | 2 | 1 | 1 | [13 empty] | 1 | 3 | 1 | 1 | 1 | 1 | 1 |  | 0
PG&E NGBA | Konocti | 60 | Biomass |  |  | 0.2 | 0 | 0.2 | 0.2 | 0 | 0.2 | 0 | 0 | 0 | 5 | 5 | 1 | 1 | [13 empty] | 1 | 1 | 1 | 1 | 1 | 1 | 1 |  | 1
SCE NOL | Kramer | 115 | Biomass |  |  | 0 | 0 | 0 | 0 | 0 | 0 | 0 | 0 | 0 | 3 | 3 | 1 | 1 | [13 empty] | 1 | 3 | 2 | 3 | 1 | 1 | 1 |  | 0
SCE NOL | Kramer | 230 | Biomass |  |  | 0 | 0 | 0 | 0 | 0 | 0 | 0 | 0 | 0 | 3 | 3 | 1 | 1 | [13 empty] | 1 | 3 | 2 | 3 | 1 | 1 | 1 |  | 0
SCE Metro | La Cienega | 230 | Biomass |  |  | 0 | 0 | 0 | 0 | 0 | 0 | 0 | 0 | 0 | 1 | 1 | 1 | 1 | [13 empty] | 3 | 3 | 3 | 3 | 3 | 1 | 1 |  | 0
SCE Metro | La Fresa | 230 | Biomass |  |  | 0 | 0 | 0 | 0 | 0 | 0 | 0 | 0 | 0 | 1 | 1 | 1 | 1 | [13 empty] | 3 | 3 | 3 | 3 | 3 | 1 | 1 |  | 0
SCE Metro | Laguna Bell | 230 | Biomass |  |  | 0 | 0 | 0 | 0 | 0 | 0 | 0 | 0 | 0 | 1 | 1 | 1 | 1 | [13 empty] | 3 | 3 | 4 | 3 | 4 | 1 | 1 |  | 0
PG&E KERN | Lakeview | 70 | Biomass |  |  | 0 | 0 | 0 | 0 | 0 | 0 | 0 | 0 | 0 | 1 | 1 | 1 | 1 | [13 empty] | 3 | 3 | 1 | 3 | 4 | 1 | 1 |  | 0
PG&E NGBA | Lakeville | 230 | Biomass |  |  | 0 | 0 | 0 | 0 | 0 | 0 | 0 | 0 | 0 | 5 | 5 | 1 | 1 | [13 empty] | 1 | 3 | 1 | 1 | 1 | 1 | 5 | Moved to other locations to better align with CI or resource potential | 1
PG&E NGBA | Lakeville | 60 | Biomass |  |  | 0 | 0 | 0 | 0 | 0 | 0 | 0 | 0 | 0 | 5 | 5 | 1 | 1 | [13 empty] | 1 | 3 | 1 | 1 | 1 | 1 | 1 |  | 0
PG&E NGBA | Lakeville | 115 | Biomass |  |  | 0 | 0 | 0 | 0 | 0 | 0 | 0 | 0 | 0 | 5 | 5 | 1 | 1 | [13 empty] | 1 | 3 | 1 | 1 | 1 | 1 | 1 |  | 0
PG&E GBA | Lakewood | 115 | Biomass |  |  | 0 | 0 | 0 | 0 | 0 | 0 | 0 | 0 | 0 | 5 | 2 | 1 | 1 | [13 empty] | 1 | 3 | 3 | 3 | 3 | 1 | 1 |  | 0
PG&E NGBA | Lambie | 230 | Biomass |  |  | 0 | 0 | 0 | 0 | 0 | 0 | 0 | 0 | 0 | 5 | 5 | 1 | 1 | [13 empty] | 1 | 3 | 4 | 3 | 4 | 1 | 1 |  | 0
PG&E GBA | Lammers | 115 | Biomass |  |  | 0 | 0 | 0 | 0 | 0 | 0 | 0 | 0 | 0 | 5 | 2 | 1 | 1 | [13 empty] | 3 | 3 | 4 | 1 | 3 | 1 | 1 |  | 0
PG&E KERN | Lamont | 115 | Biomass |  |  | 5 | 0 | 5 | 0 | 0 | 0 | 5 | 0 | 5 | 1 | 1 | 1 | 1 | [13 empty] | 3 | 3 | 3 | 3 | 4 | 1 | 1 |  | 1
PG&E FRESNO | Las Aguilas | 230 | Biomass |  |  | 0 | 0 | 0 | 0 | 0 | 0 | 0 | 0 | 0 | 1 | 1 | 1 | 1 | [13 empty] | 1 | 1 | 1 | 1 | 3 | 1 | 1 |  | 0
EOP | Lathrop | 138 | Biomass |  |  | 0 | 0 | 0 | 0 | 0 | 0 | 0 | 0 | 0 | 5 | 5 | 1 | 1 | [13 empty] | 1 | 1 | 1 | 3 | 1 | 1 | 1 |  | 0
EOP | Lathrop | 230 | Biomass |  |  | 0 | 0 | 0 | 0 | 0 | 0 | 0 | 0 | 0 | 5 | 5 | 1 | 1 | [13 empty] | 1 | 1 | 1 | 3 | 1 | 1 | 1 |  | 0
PG&E FRESNO | Le Grand | 115 | Biomass |  |  | 0 | 0 | 0 | 0 | 0 | 0 | 0 | 0 | 0 | 5 | 2 | 5 | 2 | [13 empty] | 3 | 3 | 2 | 1 | 4 | 1 | 1 |  | 0
PG&E FRESNO | Lemoore | 70 | Biomass |  |  | 0 | 0 | 0 | 0 | 0 | 0 | 0 | 0 | 0 | 1 | 1 | 1 | 1 | [13 empty] | 3 | 3 | 2 | 1 | 3 | 1 | 1 |  | 0
PG&E KERN | Lerdo | 115 | Biomass |  |  | 0 | 0 | 0 | 0 | 0 | 0 | 0 | 0 | 0 | 1 | 1 | 1 | 1 | [13 empty] | 3 | 3 | 2 | 3 | 4 | 1 | 1 |  | 0
SCE Metro | Lewis | 230 | Biomass |  |  | 0 | 0 | 0 | 0 | 0 | 0 | 0 | 0 | 0 | 1 | 1 | 1 | 1 | [13 empty] | 3 | 3 | 3 | 3 | 3 | 1 | 1 |  | 0
SCE Metro | Lighthipe | 230 | Biomass |  |  | 0 | 0 | 0 | 0 | 0 | 0 | 0 | 0 | 0 | 1 | 1 | 1 | 1 | [13 empty] | 3 | 3 | 3 | 3 | 4 | 1 | 1 |  | 0
SDGE | Lilac | 69 | Biomass |  |  | 0 | 0 | 0 | 0 | 0 | 0 | 0 | 0 | 0 | 1 | 1 | 1 | 1 | [13 empty] | 1 | 3 | 2 | 3 | 1 | 1 | 1 |  | 0
PG&E NGBA | Lincoln | 115 | Biomass |  |  | 0 | 0 | 0 | 0 | 0 | 0 | 0 | 0 | 0 | 5 | 2 | 1 | 1 | [13 empty] | 1 | 3 | 2 | 1 | 1 | 1 | 1 |  | 0
PG&E KERN | Live Oak | 115 | Biomass |  |  | 0 | 0 | 0 | 0 | 0 | 0 | 0 | 0 | 0 | 1 | 1 | 1 | 1 | [13 empty] | 3 | 3 | 4 | 3 | 4 | 1 | 1 |  | 0
PG&E GBA | Llagas | 115 | Biomass |  |  | 0 | 0 | 0 | 0 | 0 | 0 | 0 | 0 | 0 | 1 | 1 | 1 | 1 | [13 empty] | 1 | 3 | 3 | 1 | 4 | 1 | 1 |  | 0
PG&E GBA | Lockeford | 115 | Biomass |  |  | 0 | 0 | 0 | 0 | 0 | 0 | 0 | 0 | 0 | 5 | 2 | 1 | 1 | [13 empty] | 3 | 3 | 2 | 1 | 3 | 1 | 1 |  | 0
PG&E GBA | Lockeford | 230 | Biomass |  |  | 0 | 0 | 0 | 0 | 0 | 0 | 0 | 0 | 0 | 5 | 2 | 1 | 1 | [13 empty] | 3 | 3 | 2 | 1 | 3 | 1 | 1 |  | 0
PG&E GBA | Lockeford | 60 | Biomass |  |  | 0 | 0 | 0 | 0 | 0 | 0 | 0 | 0 | 0 | 5 | 2 | 1 | 1 | [13 empty] | 3 | 3 | 2 | 1 | 3 | 1 | 1 |  | 0
PG&E GBA | Lodi | 230 | Biomass |  |  | 0 | 0 | 0 | 0 | 0 | 0 | 0 | 0 | 0 | 5 | 2 | 1 | 1 | [13 empty] | 3 | 3 | 4 | 1 | 4 | 1 | 1 |  | 0
PG&E NGBA | Logan Creek | 230 | Biomass |  |  | 0 | 0 | 0 | 0 | 0 | 0 | 0 | 0 | 0 | 5 | 5 | 1 | 1 | [13 empty] | 1 | 1 | 1 | 3 | 3 | 1 | 1 |  | 0
PG&E GBA | Lone Tree | 230 | Biomass |  |  | 0 | 0 | 0 | 0 | 0 | 0 | 0 | 0 | 0 | 5 | 5 | 1 | 1 | [13 empty] | 1 | 3 | 3 | 3 | 3 | 1 | 1 |  | 0
PG&E FRESNO | Los Banos | 230 | Biomass |  |  | 1.988 | 0 | 1.988 | 1.988 | 0 | 1.988 | 0 | 0 | 0 | 1 | 1 | 1 | 1 | [13 empty] | 3 | 3 | 1 | 1 | 4 | 4+ | 1 |  | 1
PG&E FRESNO | Los Banos | 500 | Biomass |  |  | 0 | 0 | 0 | 0 | 0 | 0 | 0 | 0 | 0 | 1 | 1 | 1 | 1 | [13 empty] | 3 | 3 | 1 | 1 | 4 | 1 | 1 |  | 0
SDGE | Los Coches | 138 | Biomass |  |  | 0 | 0 | 0 | 0 | 0 | 0 | 0 | 0 | 0 | 5 | 5 | 1 | 1 | [13 empty] | 1 | 1 | 1 | 1 | 1 | 1 | 1 |  | 0
SDGE | Los Coches | 69 | Biomass |  |  | 0 | 0 | 0 | 0 | 0 | 0 | 0 | 0 | 0 | 1 | 1 | 1 | 1 | [13 empty] | 1 | 1 | 1 | 1 | 1 | 1 | 1 |  | 0
PG&E GBA | Los Esteros | 115 | Biomass |  |  | 0 | 0 | 0 | 0 | 0 | 0 | 0 | 0 | 0 | 1 | 1 | 1 | 1 | [13 empty] | 1 | 3 | 4 | 1 | 4 | 1 | 1 |  | 0
PG&E GBA | Los Esteros | 230 | Biomass |  |  | 0 | 0 | 0 | 0 | 0 | 0 | 0 | 0 | 0 | 1 | 1 | 1 | 1 | [13 empty] | 1 | 3 | 4 | 1 | 4 | 1 | 1 |  | 0
PG&E GBA | Los Positas | 230 | Biomass |  |  | 0 | 0 | 0 | 0 | 0 | 0 | 0 | 0 | 0 | 5 | 5 | 1 | 1 | [13 empty] | 1 | 3 | 2 | 3 | 1 | 1 | 1 |  | 0
PG&E GBA | Los Positas | 60 | Biomass |  |  | 0 | 0 | 0 | 0 | 0 | 0 | 0 | 0 | 0 | 5 | 5 | 1 | 1 | [13 empty] | 1 | 3 | 2 | 3 | 1 | 1 | 1 |  | 0
SDGE | Loveland | 69 | Biomass |  |  | 0 | 0 | 0 | 0 | 0 | 0 | 0 | 0 | 0 | 1 | 1 | 1 | 1 | [13 empty] | 1 | 3 | 2 | 3 | 1 | 1 | 1 |  | 0
SCE NOL | Lugo | 230 | Biomass |  |  | 0 | 0 | 0 | 0 | 0 | 0 | 0 | 0 | 0 | 1 | 1 | 1 | 1 | [13 empty] | 1 | 3 | 1 | 3 | 3 | 1 | 1 |  | 0
SCE Metro | Lugo | 500 | Biomass |  |  | 0 | 0 | 0 | 0 | 0 | 0 | 0 | 0 | 0 | 1 | 1 | 1 | 1 | [13 empty] | 1 | 3 | 1 | 3 | 3 | 1 | 1 |  | 0
PG&E FRESNO | Madera | 70 | Biomass |  |  | 0 | 0 | 0 | 0 | 0 | 0 | 0 | 0 | 0 | 5 | 2 | 5 | 2 | [13 empty] | 3 | 3 | 1 | 1 | 4 | 1 | 1 |  | 0
PG&E NGBA | Madison | 115 | Biomass |  |  | 0 | 0 | 0 | 0 | 0 | 0 | 0 | 0 | 0 | 5 | 5 | 1 | 1 | [13 empty] | 1 | 3 | 1 | 1 | 1 | 1 | 1 |  | 0
PG&E KERN | Magunden | 115 | Biomass |  |  | 0 | 0 | 0 | 0 | 0 | 0 | 0 | 0 | 0 | 1 | 1 | 1 | 1 | [13 empty] | 3 | 3 | 3 | 3 | 4 | 1 | 1 |  | 0
SCE Northern | Magunden | 230 | Biomass |  |  | 0 | 0 | 0 | 0 | 0 | 0 | 0 | 0 | 0 | 1 | 1 | 1 | 1 | [13 empty] | 3 | 3 | 3 | 3 | 4 | 1 | 1 |  | 0
PG&E FRESNO | Malaga | 115 | Biomass |  |  | 0 | 0 | 0 | 0 | 0 | 0 | 0 | 0 | 0 | 5 | 2 | 5 | 2 | [13 empty] | 3 | 3 | 4 | 1 | 4 | 1 | 1 |  | 0
PG&E NGBA | Malin | 500 | Biomass |  |  | 0 | 0 | 0 | 0 | 0 | 0 | 0 | 0 | 0 | 5 | 2 | 1 | 1 | [13 empty] | 1 | 1 | 1 | 1 | 1 | 1 | 1 |  | 0
SCE Northern | Mandalay | 230 | Biomass |  |  | 0 | 0 | 0 | 0 | 0 | 0 | 0 | 0 | 0 | 5 | 5 | 1 | 1 | [13 empty] | 1 | 3 | 4 | 3 | 4 | 1 | 1 |  | 0
PG&E FRESNO | Manning | 230 | Biomass |  |  | 0 | 0 | 0 | 0 | 0 | 0 | 0 | 0 | 0 | 1 | 1 | 1 | 1 | [13 empty] | 3 | 3 | 3 | 1 | 4 | 1 | 1 |  | 0
PG&E FRESNO | Manning | 500 | Biomass |  |  | 0 | 0 | 0 | 0 | 0 | 0 | 0 | 0 | 0 | 1 | 1 | 1 | 1 | [13 empty] | 3 | 3 | 3 | 1 | 4 | 1 | 1 |  | 0
PG&E GBA | Manteca | 115 | Biomass |  |  | 0 | 0 | 0 | 0 | 0 | 0 | 0 | 0 | 0 | 5 | 2 | 1 | 1 | [13 empty] | 3 | 3 | 3 | 1 | 3 | 1 | 1 |  | 0
SDGE | Margarita | 138 | Biomass |  |  | 0 | 0 | 0 | 0 | 0 | 0 | 0 | 0 | 0 | 1 | 1 | 1 | 1 | [13 empty] | 3 | 3 | 3 | 3 | 1 | 1 | 1 |  | 0
PG&E GBA | Martin | 230 | Biomass |  |  | 0 | 0 | 0 | 0 | 0 | 0 | 0 | 0 | 0 | 5 | 2 | 1 | 1 | [13 empty] | 1 | 3 | 3 | 3 | 3 | 1 | 1 |  | 0
PG&E GBA | Martin | 115 | Biomass |  |  | 0 | 0 | 0 | 0 | 0 | 0 | 0 | 0 | 0 | 1 | 1 | 1 | 1 | [13 empty] | 1 | 3 | 3 | 3 | 3 | 1 | 1 |  | 0
PG&E GBA | Martinez | 115 | Biomass |  |  | 0 | 0 | 0 | 0 | 0 | 0 | 0 | 0 | 0 | 5 | 2 | 1 | 1 | [13 empty] | 1 | 3 | 4 | 3 | 4 | 1 | 1 |  | 0
PG&E FRESNO | Mc Mullin | 230 | Biomass |  |  | 0 | 0 | 0 | 0 | 0 | 0 | 0 | 0 | 0 | 5 | 2 | 1 | 1 | [13 empty] | 3 | 3 | 2 | 1 | 4 | 1 | 1 |  | 0
PG&E FRESNO | McCall | 115 | Biomass |  |  | 0 | 0 | 0 | 0 | 0 | 0 | 0 | 0 | 0 | 5 | 2 | 5 | 2 | [13 empty] | 3 | 3 | 2 | 1 | 4 | 4+ | 1 |  | 1
PG&E FRESNO | McCall | 230 | Biomass |  |  | 0 | 0 | 0 | 0 | 0 | 0 | 0 | 0 | 0 | 5 | 2 | 1 | 1 | [13 empty] | 3 | 3 | 2 | 1 | 4 | 1 | 1 |  | 0
PG&E GBA | Meadow Lane | 115 | Biomass |  |  | 0 | 0 | 0 | 0 | 0 | 0 | 0 | 0 | 0 | 5 | 2 | 1 | 1 | [13 empty] | 1 | 3 | 4 | 3 | 4 | 1 | 1 |  | 0
PG&E GBA | Melones | 115 | Biomass |  |  | 0 | 0 | 0 | 0 | 0 | 0 | 0 | 0 | 0 | 5 | 2 | 1 | 1 | [13 empty] | 1 | 3 | 1 | 3 | 1 | 1 | 1 |  | 0
PG&E GBA | Melones | 230 | Biomass |  |  | 0 | 0 | 0 | 0 | 0 | 0 | 0 | 0 | 0 | 5 | 2 | 1 | 1 | [13 empty] | 1 | 3 | 1 | 3 | 1 | 1 | 1 |  | 0
SDGE | Melrose | 69 | Biomass |  |  | 0 | 0 | 0 | 0 | 0 | 0 | 0 | 0 | 0 | 1 | 1 | 1 | 1 | [13 empty] | 1 | 3 | 2 | 3 | 1 | 1 | 1 |  | 0
PG&E NGBA | Mendocino | 115 | Biomass |  |  | 0 | 0 | 0 | 0 | 0 | 0 | 0 | 0 | 0 | 5 | 5 | 1 | 1 | [13 empty] | 1 | 1 | 1 | 1 | 1 | 1 | 5 | Moved to other locations to better align with CI or resource potential | 1
PG&E NGBA | Mendocino | 60 | Biomass |  |  | 3 | 0 | 3 | 0 | 0 | 0 | 3 | 0 | 3 | 5 | 5 | 1 | 1 | [13 empty] | 1 | 1 | 1 | 1 | 1 | 5- | 1 |  | 1
PG&E FRESNO | Mendota | 115 | Biomass |  |  | 0 | 0 | 0 | 0 | 0 | 0 | 0 | 0 | 0 | 5 | 2 | 5 | 2 | [13 empty] | 3 | 3 | 2 | 1 | 4 | 1 | 1 |  | 0
PG&E GBA | Menlo | 60 | Biomass |  |  | 0 | 0 | 0 | 0 | 0 | 0 | 0 | 0 | 0 | 5 | 2 | 1 | 1 | [13 empty] | 1 | 3 | 3 | 3 | 3 | 1 | 1 |  | 0
PG&E FRESNO | Merced | 115 | Biomass |  |  | 0 | 0 | 0 | 0 | 0 | 0 | 0 | 0 | 0 | 5 | 2 | 5 | 2 | [13 empty] | 3 | 3 | 2 | 1 | 4 | 1 | 1 |  | 0
EOP | Mercury | 138 | Biomass |  |  | 0 | 0 | 0 | 0 | 0 | 0 | 0 | 0 | 0 | 5 | 5 | 1 | 1 | [13 empty] | 1 | 1 | 1 | 3 | 1 | 1 | 1 |  | 0
PG&E FRESNO | Mercy Springs | 70 | Biomass |  |  | 2 | 0 | 2 | 0 | 0 | 0 | 2 | 0 | 2 | 1 | 1 | 1 | 1 | [13 empty] | 3 | 3 | 1 | 1 | 4 | 1 | 1 |  | 1
PG&E NGBA | Meridian | 60 | Biomass |  |  | 0 | 0 | 0 | 0 | 0 | 0 | 0 | 0 | 0 | 5 | 5 | 1 | 1 | [13 empty] | 1 | 1 | 1 | 3 | 1 | 1 | 1 |  | 0
PG&E KERN | Mesa (PGE) | 115 | Biomass |  |  | 0 | 0 | 0 | 0 | 0 | 0 | 0 | 0 | 0 | 1 | 1 | 1 | 1 | [13 empty] | 1 | 1 | 3 | 1 | 3 | 1 | 1 |  | 0
PG&E KERN | Mesa (PGE) | 230 | Biomass |  |  | 0 | 0 | 0 | 0 | 0 | 0 | 0 | 0 | 0 | 1 | 1 | 1 | 1 | [13 empty] | 1 | 1 | 3 | 1 | 3 | 1 | 1 |  | 0
SCE Metro | Mesa (SCE) | 230 | Biomass |  |  | 0 | 0 | 0 | 0 | 0 | 0 | 0 | 0 | 0 | 1 | 1 | 1 | 1 | [13 empty] | 3 | 3 | 3 | 3 | 3 | 1 | 1 |  | 0
SCE Metro | Mesa (SCE) | 500 | Biomass |  |  | 0 | 0 | 0 | 0 | 0 | 0 | 0 | 0 | 0 | 1 | 1 | 1 | 1 | [13 empty] | 3 | 3 | 3 | 3 | 3 | 1 | 1 |  | 0
SDGE | Mesa Heights | 69 | Biomass |  |  | 0 | 0 | 0 | 0 | 0 | 0 | 0 | 0 | 0 | 1 | 1 | 1 | 1 | [13 empty] | 1 | 3 | 3 | 3 | 1 | 1 | 1 |  | 0
PG&E GBA | Metcalf | 115 | Biomass |  |  | 0 | 0 | 0 | 0 | 0 | 0 | 0 | 0 | 0 | 1 | 1 | 1 | 1 | [13 empty] | 1 | 3 | 4 | 1 | 1 | 1 | 4 | Moved to other locations to better align with CI or resource potential | 1
PG&E GBA | Metcalf | 230 | Biomass |  |  | 0 | 0 | 0 | 0 | 0 | 0 | 0 | 0 | 0 | 1 | 1 | 1 | 1 | [13 empty] | 1 | 3 | 4 | 1 | 1 | 1 | 1 |  | 0
PG&E GBA | Metcalf | 500 | Biomass |  |  | 0 | 0 | 0 | 0 | 0 | 0 | 0 | 0 | 0 | 1 | 1 | 1 | 1 | [13 empty] | 1 | 3 | 4 | 1 | 1 | 1 | 1 |  | 0
PG&E KERN | Midway | 115 | Biomass |  |  | 0 | 0 | 0 | 0 | 0 | 0 | 0 | 0 | 0 | 1 | 1 | 1 | 1 | [13 empty] | 3 | 3 | 2 | 3 | 4 | 1 | 1 |  | 0
PG&E KERN | Midway | 230 | Biomass |  |  | 0 | 0 | 0 | 0 | 0 | 0 | 0 | 0 | 0 | 1 | 1 | 1 | 1 | [13 empty] | 3 | 3 | 2 | 3 | 4 | 1 | 1 |  | 0
PG&E KERN | Midway | 500 | Biomass |  |  | 0 | 0 | 0 | 0 | 0 | 0 | 0 | 0 | 0 | 1 | 1 | 1 | 1 | [13 empty] | 3 | 3 | 2 | 3 | 4 | 1 | 1 |  | 0
SDGE | Miguel | 230 | Biomass |  |  | 0 | 0 | 0 | 0 | 0 | 0 | 0 | 0 | 0 | 1 | 1 | 1 | 1 | [13 empty] | 1 | 3 | 2 | 3 | 3 | 1 | 1 |  | 0
SDGE | Miguel | 500 | Biomass |  |  | 0 | 0 | 0 | 0 | 0 | 0 | 0 | 0 | 0 | 1 | 1 | 1 | 1 | [13 empty] | 1 | 3 | 2 | 3 | 3 | 1 | 1 |  | 0
SDGE | Miguel | 69 | Biomass |  |  | 0 | 0 | 0 | 0 | 0 | 0 | 0 | 0 | 0 | 1 | 1 | 1 | 1 | [13 empty] | 1 | 3 | 2 | 3 | 3 | 1 | 1 |  | 0
PG&E GBA | Millbrae | 115 | Biomass |  |  | 0 | 0 | 0 | 0 | 0 | 0 | 0 | 0 | 0 | 1 | 1 | 1 | 1 | [13 empty] | 1 | 3 | 3 | 3 | 3 | 1 | 1 |  | 0
PG&E GBA | Miller | 115 | Biomass |  |  | 0 | 0 | 0 | 0 | 0 | 0 | 0 | 0 | 0 | 5 | 2 | 1 | 1 | [13 empty] | 3 | 3 | 1 | 1 | 4 | 1 | 1 |  | 0
SCE Metro | Mira Loma | 230 | Biomass |  |  | 0 | 0 | 0 | 0 | 0 | 0 | 0 | 0 | 0 | 1 | 1 | 1 | 1 | [13 empty] | 3 | 3 | 4 | 3 | 4 | 1 | 1 |  | 0
SCE Metro | Mira Loma | 500 | Biomass |  |  | 0 | 0 | 0 | 0 | 0 | 0 | 0 | 0 | 0 | 1 | 1 | 1 | 1 | [13 empty] | 3 | 3 | 4 | 3 | 4 | 1 | 1 |  | 0
SCE Eastern | Mirage | 115 | Biomass |  |  | 0 | 0 | 0 | 0 | 0 | 0 | 0 | 0 | 0 | 5 | 5 | 3 | 3 | [13 empty] | 1 | 3 | 2 | 3 | 1 | 1 | 1 |  | 0
SCE Eastern | Mirage | 230 | Biomass |  |  | 0 | 0 | 0 | 0 | 0 | 0 | 0 | 0 | 0 | 5 | 5 | 3 | 3 | [13 empty] | 1 | 3 | 2 | 3 | 1 | 1 | 1 |  | 0
SDGE | Mission | 138 | Biomass |  |  | 0 | 0 | 0 | 0 | 0 | 0 | 0 | 0 | 0 | 1 | 1 | 1 | 1 | [13 empty] | 1 | 3 | 3 | 3 | 3 | 1 | 1 |  | 0
SDGE | Mission | 230 | Biomass |  |  | 0 | 0 | 0 | 0 | 0 | 0 | 0 | 0 | 0 | 1 | 1 | 1 | 1 | [13 empty] | 1 | 3 | 3 | 3 | 3 | 1 | 1 |  | 0
SDGE | Mission | 69 | Biomass |  |  | 0 | 0 | 0 | 0 | 0 | 0 | 0 | 0 | 0 | 1 | 1 | 1 | 1 | [13 empty] | 1 | 3 | 3 | 3 | 3 | 1 | 1 |  | 0
PG&E GBA | Mi-Wuk | 115 | Biomass |  |  | 0 | 0 | 0 | 0 | 0 | 0 | 0 | 0 | 0 | 5 | 2 | 1 | 1 | [13 empty] | 1 | 3 | 1 | 3 | 1 | 1 | 1 |  | 0
EOP | Mohave | 500 | Biomass |  |  | 0 | 0 | 0 | 0 | 0 | 0 | 0 | 0 | 0 | 5 | 5 | 1 | 1 | [13 empty] | 1 | 1 | 3 | 3 | 1 | 1 | 1 |  | 0
PG&E NGBA | Monroe | 115 | Biomass |  |  | 0 | 0 | 0 | 0 | 0 | 0 | 0 | 0 | 0 | 5 | 5 | 1 | 1 | [13 empty] | 1 | 3 | 3 | 1 | 3 | 1 | 1 |  | 0
SDGE | Monserate | 69 | Biomass |  |  | 0 | 0 | 0 | 0 | 0 | 0 | 0 | 0 | 0 | 1 | 1 | 1 | 1 | [13 empty] | 1 | 3 | 2 | 3 | 1 | 1 | 1 |  | 0
PG&E GBA | Monta Vista | 115 | Biomass |  |  | 0 | 0 | 0 | 0 | 0 | 0 | 0 | 0 | 0 | 1 | 1 | 1 | 1 | [13 empty] | 1 | 3 | 2 | 1 | 1 | 1 | 1 |  | 0
PG&E GBA | Monta Vista | 230 | Biomass |  |  | 0 | 0 | 0 | 0 | 0 | 0 | 0 | 0 | 0 | 1 | 1 | 1 | 1 | [13 empty] | 1 | 3 | 2 | 1 | 1 | 1 | 1 |  | 0
PG&E GBA | Monta Vista | 60 | Biomass |  |  | 0 | 0 | 0 | 0 | 0 | 0 | 0 | 0 | 0 | 1 | 1 | 1 | 1 | [13 empty] | 1 | 3 | 2 | 1 | 1 | 1 | 1 |  | 0
PG&E NGBA | Monticello | 115 | Biomass |  |  | 0 | 0 | 0 | 0 | 0 | 0 | 0 | 0 | 0 | 5 | 5 | 1 | 1 | [13 empty] | 1 | 3 | 1 | 1 | 1 | 1 | 1 |  | 0
SCE Northern | Moorpark | 230 | Biomass |  |  | 0 | 0 | 0 | 0 | 0 | 0 | 0 | 0 | 0 | 5 | 5 | 1 | 1 | [13 empty] | 1 | 3 | 1 | 3 | 1 | 1 | 1 |  | 0
SCE Northern | Moorpark | 66 | Biomass |  |  | 0 | 0 | 0 | 0 | 0 | 0 | 0 | 0 | 0 | 5 | 5 | 1 | 1 | [13 empty] | 1 | 3 | 1 | 3 | 1 | 1 | 1 |  | 0
PG&E GBA | Moraga | 115 | Biomass |  |  | 0 | 0 | 0 | 0 | 0 | 0 | 0 | 0 | 0 | 5 | 2 | 1 | 1 | [13 empty] | 1 | 3 | 2 | 3 | 1 | 1 | 1 |  | 0
PG&E GBA | Moraga | 230 | Biomass |  |  | 0 | 0 | 0 | 0 | 0 | 0 | 0 | 0 | 0 | 5 | 2 | 1 | 1 | [13 empty] | 1 | 3 | 2 | 3 | 1 | 1 | 1 |  | 0
PG&E GBA | Morgan Hill | 115 | Biomass |  |  | 0 | 0 | 0 | 0 | 0 | 0 | 0 | 0 | 0 | 1 | 1 | 1 | 1 | [13 empty] | 1 | 3 | 2 | 1 | 3 | 1 | 1 |  | 0
PG&E KERN | Morro Bay | 115 | Biomass |  |  | 0 | 0 | 0 | 0 | 0 | 0 | 0 | 0 | 0 | 1 | 1 | 1 | 1 | [13 empty] | 1 | 1 | 4 | 1 | 1 | 1 | 1 |  | 0
PG&E KERN | Morro Bay | 230 | Biomass |  |  | 0 | 0 | 0 | 0 | 0 | 0 | 0 | 0 | 0 | 1 | 1 | 1 | 1 | [13 empty] | 1 | 1 | 4 | 1 | 1 | 1 | 1 |  | 0
PG&E KERN | Morro Bay | 500 | Biomass |  |  | 0 | 0 | 0 | 0 | 0 | 0 | 0 | 0 | 0 | 1 | 1 | 1 | 1 | [13 empty] | 1 | 1 | 4 | 1 | 1 | 1 | 1 |  | 0
PG&E GBA | Moss Landing | 115 | Biomass |  |  | 0 | 0 | 0 | 0 | 0 | 0 | 0 | 0 | 0 | 1 | 1 | 1 | 1 | [13 empty] | 1 | 1 | 4 | 1 | 3 | 1 | 1 |  | 0
PG&E GBA | Moss Landing | 230 | Biomass |  |  | 0 | 0 | 0 | 0 | 0 | 0 | 0 | 0 | 0 | 1 | 1 | 1 | 1 | [13 empty] | 1 | 1 | 4 | 1 | 3 | 1 | 1 |  | 0
PG&E GBA | Moss Landing | 500 | Biomass |  |  | 0 | 0 | 0 | 0 | 0 | 0 | 0 | 0 | 0 | 5 | 2 | 1 | 1 | [13 empty] | 1 | 1 | 4 | 1 | 3 | 1 | 1 |  | 0
EOP | Mountain Pass | 115 | Biomass |  |  | 0 | 0 | 0 | 0 | 0 | 0 | 0 | 0 | 0 | 5 | 5 | 1 | 1 | [13 empty] | 1 | 1 | 1 | 3 | 4 | 1 | 1 |  | 0
PG&E GBA | Mountain View | 115 | Biomass |  |  | 0 | 0 | 0 | 0 | 0 | 0 | 0 | 0 | 0 | 1 | 1 | 1 | 1 | [13 empty] | 1 | 3 | 3 | 1 | 3 | 1 | 1 |  | 0
PG&E GBA | Mt Eden | 115 | Biomass |  |  | 0 | 0 | 0 | 0 | 0 | 0 | 0 | 0 | 0 | 5 | 2 | 1 | 1 | [13 empty] | 1 | 3 | 3 | 3 | 3 | 1 | 1 |  | 0
PG&E KERN | Mt Poso | 115 | Biomass |  |  | 0 | 0 | 0 | 0 | 0 | 0 | 0 | 0 | 0 | 1 | 1 | 1 | 1 | [13 empty] | 3 | 3 | 4 | 3 | 4 | 1 | 1 |  | 0
SDGE | Murray | 69 | Biomass |  |  | 0 | 0 | 0 | 0 | 0 | 0 | 0 | 0 | 0 | 1 | 1 | 1 | 1 | [13 empty] | 1 | 3 | 3 | 3 | 3 | 1 | 1 |  | 0
PG&E FRESNO | Mustang | 230 | Biomass |  |  | 0 | 0 | 0 | 0 | 0 | 0 | 0 | 0 | 0 | 5 | 2 | 1 | 1 | [13 empty] | 3 | 3 | 4 | 1 | 4 | 1 | 1 |  | 0
SCE Northern | Neenach | 66 | Biomass |  |  | 0 | 0 | 0 | 0 | 0 | 0 | 0 | 0 | 0 | 1 | 1 | 1 | 1 | [13 empty] | 1 | 3 | 1 | 3 | 1 | 1 | 1 |  | 0
PG&E KERN | New Sub - Gates - Midway (Proposed) | 230 | Biomass |  |  | 0 | 0 | 0 | 0 | 0 | 0 | 0 | 0 | 0 | 1 | 1 | 1 | 1 | [13 empty] | 3 | 3 | 1 | 1 | 4 | 1 | 1 |  | 0
PG&E KERN | New Sub - Gates - Templeton (Proposed) | 230 | Biomass |  |  | 0 | 0 | 0 | 0 | 0 | 0 | 0 | 0 | 0 | 1 | 1 | 1 | 1 | [13 empty] | 3 | 3 | 1 | 1 | 4 | 1 | 1 |  | 0
SCE NOL | New Sub - Kramer - Lugo (Proposed) | 230 | Biomass |  |  | 0 | 0 | 0 | 0 | 0 | 0 | 0 | 0 | 0 | 3 | 3 | 1 | 1 | [13 empty] | 1 | 3 | 3 | 3 | 4 | 1 | 1 |  | 0
PG&E FRESNO | New Sub - Los Banos - Midway (Proposed) | 500 | Biomass |  |  | 0 | 0 | 0 | 0 | 0 | 0 | 0 | 0 | 0 | 1 | 1 | 1 | 1 | [13 empty] | 3 | 3 | 1 | 1 | 4 | 1 | 1 |  | 0
SCE NOL | New Sub - Lugo - Pisgah (Proposed) | 230 | Biomass |  |  | 0 | 0 | 0 | 0 | 0 | 0 | 0 | 0 | 0 | 1 | 1 | 1 | 1 | [13 empty] | 1 | 3 | 2 | 3 | 1 | 1 | 1 |  | 0
PG&E KERN | New Sub - Midway - Wheeler Ridge (Proposed) | 230 | Biomass |  |  | 0 | 0 | 0 | 0 | 0 | 0 | 0 | 0 | 0 | 1 | 1 | 1 | 1 | [13 empty] | 3 | 3 | 2 | 3 | 4 | 1 | 1 |  | 0
PG&E NGBA | New Sub - Near existing Leavitt (PSREC) | 345 | Biomass |  |  | 0 | 0 | 0 | 0 | 0 | 0 | 0 | 0 | 0 | 5 | 2 | 1 | 1 | [13 empty] | 1 | 1 | 4 | 3 | 1 | 1 | 1 |  | 0
PG&E NGBA | New Sub - Near existing Madeline (NVE) | 345 | Biomass |  |  | 0 | 0 | 0 | 0 | 0 | 0 | 0 | 0 | 0 | 5 | 2 | 1 | 1 | [13 empty] | 1 | 1 | 1 | 3 | 1 | 1 | 1 |  | 0
SDGE | New Sub - North Gila - IV (Proposed) | 500 | Biomass |  |  | 0 | 0 | 0 | 0 | 0 | 0 | 0 | 0 | 0 | 1 | 1 | 1 | 1 | [13 empty] | 1 | 3 | 1 | 1 | 3 | 1 | 1 |  | 0
PG&E NGBA | New Sub - Pit 1 - Cottonwood (Proposed) | 230 | Biomass |  |  | 0 | 0 | 0 | 0 | 0 | 0 | 0 | 0 | 0 | 5 | 5 | 3 | 3 | [13 empty] | 1 | 1 | 1 | 1 | 1 | 1 | 1 |  | 0
PG&E GBA | New Sub - Rancho Seco - Bellota (Proposed) | 230 | Biomass |  |  | 0 | 0 | 0 | 0 | 0 | 0 | 0 | 0 | 0 | 5 | 2 | 1 | 1 | [13 empty] | 3 | 3 | 2 | 1 | 1 | 1 | 1 |  | 0
SDGE | New Sub - Suncrest - Ocotillo (Proposed) | 500 | Biomass |  |  | 0 | 0 | 0 | 0 | 0 | 0 | 0 | 0 | 0 | 1 | 1 | 1 | 1 | [13 empty] | 1 | 3 | 1 | 3 | 1 | 1 | 1 |  | 0
PG&E FRESNO | New Sub - Westley - Quinto (Proposed) | 230 | Biomass |  |  | 0 | 0 | 0 | 0 | 0 | 0 | 0 | 0 | 0 | 1 | 1 | 1 | 1 | [13 empty] | 3 | 3 | 1 | 1 | 4 | 1 | 1 |  | 0
PG&E GBA | Newark | 115 | Biomass |  |  | 0 | 0 | 0 | 0 | 0 | 0 | 0 | 0 | 0 | 1 | 1 | 1 | 1 | [13 empty] | 1 | 3 | 2 | 3 | 3 | 1 | 1 |  | 0
PG&E GBA | Newark | 230 | Biomass |  |  | 0 | 0 | 0 | 0 | 0 | 0 | 0 | 0 | 0 | 1 | 1 | 1 | 1 | [13 empty] | 1 | 3 | 2 | 3 | 3 | 1 | 1 |  | 0
PG&E GBA | Newark | 60 | Biomass |  |  | 0 | 0 | 0 | 0 | 0 | 0 | 0 | 0 | 0 | 5 | 5 | 1 | 1 | [13 empty] | 1 | 3 | 2 | 3 | 3 | 1 | 1 |  | 0
PG&E FRESNO | Newhall | 115 | Biomass |  |  | 0 | 0 | 0 | 0 | 0 | 0 | 0 | 0 | 0 | 5 | 2 | 5 | 2 | [13 empty] | 3 | 3 | 1 | 1 | 4 | 1 | 1 |  | 0
PG&E KERN | Norco | 115 | Biomass |  |  | 0.8 | 0 | 0.8 | 0 | 0 | 0 | 0.8 | 0 | 0.8 | 1 | 1 | 1 | 1 | [13 empty] | 3 | 3 | 2 | 3 | 4 | 3- | 1 |  | 1
PG&E GBA | Nortech | 115 | Biomass |  |  | 0 | 0 | 0 | 0 | 0 | 0 | 0 | 0 | 0 | 1 | 1 | 1 | 1 | [13 empty] | 1 | 3 | 3 | 1 | 4 | 1 | 1 |  | 0
SDGE | North City Metering | 138 | Biomass |  |  | 0 | 0 | 0 | 0 | 0 | 0 | 0 | 0 | 0 | 1 | 1 | 1 | 1 | [13 empty] | 1 | 3 | 3 | 3 | 1 | 1 | 1 |  | 0
PG&E GBA | North Dublin | 230 | Biomass |  |  | 0 | 0 | 0 | 0 | 0 | 0 | 0 | 0 | 0 | 5 | 5 | 1 | 1 | [13 empty] | 1 | 3 | 3 | 3 | 1 | 1 | 1 |  | 0
SDGE | North Gila | 500 | Biomass |  |  | 0 | 0 | 0 | 0 | 0 | 0 | 0 | 0 | 0 | 1 | 1 | 1 | 1 | [13 empty] | 1 | 1 | 1 | 1 | 1 | 1 | 1 |  | 0
SCE Metro | North of SONGS | 230 | Biomass |  |  | 0 | 0 | 0 | 0 | 0 | 0 | 0 | 0 | 0 | 1 | 1 | 1 | 1 | [13 empty] | 1 | 3 | 2 | 3 | 1 | 1 | 1 |  | 0
SCE Metro | North of SONGS | 500 | Biomass |  |  | 0 | 0 | 0 | 0 | 0 | 0 | 0 | 0 | 0 | 1 | 1 | 1 | 1 | [13 empty] | 1 | 3 | 2 | 3 | 1 | 1 | 1 |  | 0
PG&E NGBA | Notre Dame | 115 | Biomass |  |  | 0 | 0 | 0 | 0 | 0 | 0 | 0 | 0 | 0 | 5 | 2 | 1 | 1 | [13 empty] | 1 | 3 | 1 | 1 | 3 | 1 | 1 |  | 0
PG&E GBA | Oakland C | 115 | Biomass |  |  | 0 | 0 | 0 | 0 | 0 | 0 | 0 | 0 | 0 | 5 | 2 | 1 | 1 | [13 empty] | 1 | 3 | 4 | 3 | 3 | 1 | 1 |  | 0
PG&E GBA | Oakland J | 115 | Biomass |  |  | 0 | 0 | 0 | 0 | 0 | 0 | 0 | 0 | 0 | 5 | 2 | 1 | 1 | [13 empty] | 1 | 3 | 3 | 3 | 4 | 1 | 1 |  | 0
PG&E GBA | Oakland L | 115 | Biomass |  |  | 0 | 0 | 0 | 0 | 0 | 0 | 0 | 0 | 0 | 5 | 2 | 1 | 1 | [13 empty] | 1 | 3 | 3 | 3 | 4 | 1 | 1 |  | 0
PG&E GBA | Oakland X | 115 | Biomass |  |  | 0 | 0 | 0 | 0 | 0 | 0 | 0 | 0 | 0 | 5 | 2 | 1 | 1 | [13 empty] | 1 | 3 | 3 | 3 | 3 | 1 | 1 |  | 0
SDGE | Ocean Ranch | 69 | Biomass |  |  | 0 | 0 | 0 | 0 | 0 | 0 | 0 | 0 | 0 | 1 | 1 | 1 | 1 | [13 empty] | 1 | 3 | 2 | 3 | 1 | 1 | 1 |  | 0
PG&E KERN | Oceano | 115 | Biomass |  |  | 0 | 0 | 0 | 0 | 0 | 0 | 0 | 0 | 0 | 1 | 1 | 1 | 1 | [13 empty] | 1 | 1 | 1 | 1 | 1 | 1 | 1 |  | 0
SDGE | Ocotillo Express | 500 | Biomass |  |  | 0 | 0 | 0 | 0 | 0 | 0 | 0 | 0 | 0 | 1 | 1 | 1 | 1 | [13 empty] | 1 | 3 | 1 | 1 | 1 | 1 | 1 |  | 0
PG&E KERN | Old River | 70 | Biomass |  |  | 0 | 0 | 0 | 0 | 0 | 0 | 0 | 0 | 0 | 1 | 1 | 1 | 1 | [13 empty] | 3 | 3 | 1 | 3 | 3 | 1 | 1 |  | 0
SDGE | Old Town | 230 | Biomass |  |  | 0 | 0 | 0 | 0 | 0 | 0 | 0 | 0 | 0 | 1 | 1 | 1 | 1 | [13 empty] | 1 | 3 | 3 | 3 | 3 | 1 | 1 |  | 0
SCE Metro | Olinda | 230 | Biomass |  |  | 0 | 0 | 0 | 0 | 0 | 0 | 0 | 0 | 0 | 1 | 1 | 1 | 1 | [13 empty] | 3 | 3 | 3 | 3 | 3 | 1 | 1 |  | 0
PG&E FRESNO | Olive | 115 | Biomass |  |  | 0 | 0 | 0 | 0 | 0 | 0 | 0 | 0 | 0 | 1 | 1 | 1 | 1 | [13 empty] | 3 | 3 | 1 | 3 | 4 | 1 | 1 |  | 0
PG&E NGBA | Olivehurst | 115 | Biomass |  |  | 0 | 0 | 0 | 0 | 0 | 0 | 0 | 0 | 0 | 5 | 2 | 1 | 1 | [13 empty] | 1 | 1 | 3 | 3 | 3 | 1 | 1 |  | 0
PG&E NGBA | Oregon Trail | 60 | Biomass |  |  | 0 | 0 | 0 | 0 | 0 | 0 | 0 | 0 | 0 | 5 | 2 | 1 | 1 | [13 empty] | 1 | 1 | 2 | 1 | 1 | 1 | 1 |  | 0
SCE Northern | Ormond Beach | 230 | Biomass |  |  | 0 | 0 | 0 | 0 | 0 | 0 | 0 | 0 | 0 | 5 | 5 | 1 | 1 | [13 empty] | 1 | 3 | 4 | 3 | 4 | 1 | 1 |  | 0
PG&E FRESNO | Oro Loma | 115 | Biomass |  |  | 0 | 0 | 0 | 0 | 0 | 0 | 0 | 0 | 0 | 1 | 1 | 1 | 1 | [13 empty] | 3 | 3 | 1 | 1 | 4 | 1 | 1 |  | 0
PG&E FRESNO | Oro Loma | 70 | Biomass |  |  | 0 | 0 | 0 | 0 | 0 | 0 | 0 | 0 | 0 | 1 | 1 | 1 | 1 | [13 empty] | 3 | 3 | 1 | 1 | 4 | 1 | 1 |  | 0
PG&E FRESNO | Orosi | 70 | Biomass |  |  | 0 | 0 | 0 | 0 | 0 | 0 | 0 | 0 | 0 | 5 | 2 | 5 | 2 | [13 empty] | 3 | 3 | 1 | 3 | 4 | 1 | 1 |  | 0
SDGE | Otay | 69 | Biomass |  |  | 0 | 0 | 0 | 0 | 0 | 0 | 0 | 0 | 0 | 1 | 1 | 1 | 1 | [13 empty] | 1 | 3 | 4 | 3 | 4 | 1 | 1 |  | 0
SDGE | Otay Mesa | 230 | Biomass |  |  | 0 | 0 | 0 | 0 | 0 | 0 | 0 | 0 | 0 | 1 | 1 | 1 | 1 | [13 empty] | 1 | 3 | 4 | 3 | 1 | 1 | 1 |  | 0
PG&E FRESNO | Padre Flats SW STA | 230 | Biomass |  |  | 0 | 0 | 0 | 0 | 0 | 0 | 0 | 0 | 0 | 1 | 1 | 1 | 1 | [13 empty] | 3 | 3 | 1 | 1 | 4 | 1 | 1 |  | 0
EOP | Pahrump | 138 | Biomass |  |  | 0 | 0 | 0 | 0 | 0 | 0 | 0 | 0 | 0 | 5 | 5 | 1 | 1 | [13 empty] | 1 | 1 | 1 | 3 | 1 | 1 | 1 |  | 0
EOP | Pahrump | 230 | Biomass |  |  | 0 | 0 | 0 | 0 | 0 | 0 | 0 | 0 | 0 | 5 | 5 | 1 | 1 | [13 empty] | 1 | 1 | 1 | 3 | 1 | 1 | 1 |  | 0
SDGE | Pala | 69 | Biomass |  |  | 0 | 0 | 0 | 0 | 0 | 0 | 0 | 0 | 0 | 1 | 1 | 1 | 1 | [13 empty] | 1 | 3 | 4 | 3 | 1 | 1 | 1 |  | 0
PG&E NGBA | Palermo | 115 | Biomass |  |  | 0 | 0 | 0 | 0 | 0 | 0 | 0 | 0 | 0 | 5 | 2 | 1 | 1 | [13 empty] | 1 | 3 | 3 | 1 | 3 | 1 | 4 | Amount reduced to better align with DAC criteria | 1
PG&E NGBA | Palermo | 230 | Biomass |  |  | 0 | 0 | 0 | 0 | 0 | 0 | 0 | 0 | 0 | 5 | 2 | 1 | 1 | [13 empty] | 1 | 3 | 3 | 1 | 3 | 1 | 1 |  | 0
SCE Eastern | Palo Verde | 500 | Biomass |  |  | 0 | 0 | 0 | 0 | 0 | 0 | 0 | 0 | 0 | 5 | 5 | 1 | 1 | [13 empty] | 1 | 3 | 1 | 1 | 1 | 1 | 1 |  | 0
SDGE | Palomar Energy | 230 | Biomass |  |  | 0 | 0 | 0 | 0 | 0 | 0 | 0 | 0 | 0 | 1 | 1 | 1 | 1 | [13 empty] | 1 | 3 | 3 | 3 | 1 | 1 | 1 |  | 0
PG&E KERN | Panama | 70 | Biomass |  |  | 0 | 0 | 0 | 0 | 0 | 0 | 0 | 0 | 0 | 1 | 1 | 1 | 1 | [13 empty] | 3 | 3 | 2 | 3 | 4 | 1 | 1 |  | 0
PG&E FRESNO | Panoche | 115 | Biomass |  |  | 0 | 0 | 0 | 0 | 0 | 0 | 0 | 0 | 0 | 5 | 2 | 1 | 1 | [13 empty] | 3 | 3 | 4 | 1 | 4 | 1 | 1 |  | 0
PG&E FRESNO | Panoche | 230 | Biomass |  |  | 0 | 0 | 0 | 0 | 0 | 0 | 0 | 0 | 0 | 1 | 1 | 1 | 1 | [13 empty] | 3 | 3 | 4 | 1 | 4 | 1 | 1 |  | 0
SCE Northern | Pardee | 230 | Biomass |  |  | 0 | 0 | 0 | 0 | 0 | 0 | 0 | 0 | 0 | 5 | 5 | 1 | 1 | [13 empty] | 3 | 3 | 3 | 3 | 1 | 1 | 1 |  | 0
PG&E NGBA | Parkway | 230 | Biomass |  |  | 3.8 | 0 | 3.8 | 0 | 0 | 0 | 3.8 | 0 | 3.8 | 5 | 5 | 1 | 1 | [13 empty] | 1 | 3 | 2 | 3 | 3 | 3- | 1 |  | 1
SCE Northern | Pastoria | 230 | Biomass |  |  | 0 | 0 | 0 | 0 | 0 | 0 | 0 | 0 | 0 | 5 | 5 | 1 | 1 | [13 empty] | 3 | 3 | 3 | 3 | 1 | 1 | 1 |  | 0
SCE Metro | Pauda | 230 | Biomass |  |  | 0 | 0 | 0 | 0 | 0 | 0 | 0 | 0 | 0 | 1 | 1 | 1 | 1 | [13 empty] | 3 | 3 | 3 | 3 | 3 | 1 | 1 |  | 0
PG&E GBA | Paul Sweet | 115 | Biomass |  |  | 0 | 0 | 0 | 0 | 0 | 0 | 0 | 0 | 0 | 1 | 1 | 1 | 1 | [13 empty] | 1 | 1 | 3 | 1 | 1 | 1 | 1 |  | 0
PG&E NGBA | Peabody | 230 | Biomass |  |  | 0 | 0 | 0 | 0 | 0 | 0 | 0 | 0 | 0 | 5 | 5 | 1 | 1 | [13 empty] | 1 | 3 | 3 | 3 | 3 | 1 | 1 |  | 0
PG&E NGBA | Pease | 115 | Biomass |  |  | 0 | 0 | 0 | 0 | 0 | 0 | 0 | 0 | 0 | 5 | 2 | 1 | 1 | [13 empty] | 1 | 1 | 3 | 3 | 3 | 1 | 1 |  | 0
PG&E NGBA | Pease | 60 | Biomass |  |  | 0 | 0 | 0 | 0 | 0 | 0 | 0 | 0 | 0 | 5 | 2 | 1 | 1 | [13 empty] | 1 | 1 | 3 | 3 | 3 | 1 | 1 |  | 0
SDGE | Penasquitos | 138 | Biomass |  |  | 0 | 0 | 0 | 0 | 0 | 0 | 0 | 0 | 0 | 1 | 1 | 1 | 1 | [13 empty] | 1 | 3 | 3 | 3 | 1 | 1 | 1 |  | 0
SDGE | Penasquitos | 230 | Biomass |  |  | 0 | 0 | 0 | 0 | 0 | 0 | 0 | 0 | 0 | 1 | 1 | 1 | 1 | [13 empty] | 1 | 3 | 3 | 3 | 1 | 1 | 1 |  | 0
SDGE | Penasquitos | 69 | Biomass |  |  | 0 | 0 | 0 | 0 | 0 | 0 | 0 | 0 | 0 | 1 | 1 | 1 | 1 | [13 empty] | 1 | 3 | 3 | 3 | 1 | 1 | 1 |  | 0
SDGE | Pendleton | 69 | Biomass |  |  | 0 | 0 | 0 | 0 | 0 | 0 | 0 | 0 | 0 | 1 | 1 | 1 | 1 | [13 empty] | 1 | 3 | 1 | 3 | 1 | 1 | 1 |  | 0
PG&E NGBA | Penngrove | 115 | Biomass |  |  | 0 | 0 | 0 | 0 | 0 | 0 | 0 | 0 | 0 | 5 | 5 | 1 | 1 | [13 empty] | 1 | 3 | 2 | 1 | 3 | 1 | 1 |  | 0
PG&E GBA | Peoria | 115 | Biomass |  |  | 1 | 0 | 1 | 0 | 0 | 0 | 1 | 0 | 1 | 5 | 2 | 1 | 1 | [13 empty] | 1 | 3 | 1 | 3 | 1 | 5- | 4 | Amount reduced to move to other locations | 1
PG&E GBA | Piercy | 115 | Biomass |  |  | 0 | 0 | 0 | 0 | 0 | 0 | 0 | 0 | 0 | 1 | 1 | 1 | 1 | [13 empty] | 1 | 3 | 3 | 1 | 3 | 1 | 1 |  | 0
PG&E FRESNO | Pine Flat | 230 | Biomass |  |  | 0 | 0 | 0 | 0 | 0 | 0 | 0 | 0 | 0 | 5 | 2 | 1 | 1 | [13 empty] | 3 | 3 | 1 | 1 | 1 | 1 | 5 | Moved to other locations to better align with CI or resource potential | 1
SCE NOL | Pisgah | 230 | Biomass |  |  | 0 | 0 | 0 | 0 | 0 | 0 | 0 | 0 | 0 | 1 | 1 | 1 | 1 | [13 empty] | 1 | 3 | 1 | 3 | 4 | 1 | 1 |  | 0
PG&E NGBA | Pit 1 | 230 | Biomass |  |  | 0 | 0 | 0 | 0 | 0 | 0 | 0 | 0 | 0 | 5 | 5 | 3 | 3 | [13 empty] | 1 | 1 | 1 | 1 | 1 | 1 | 1 |  | 0
PG&E NGBA | Pit 1 | 60 | Biomass |  |  | 0 | 0 | 0 | 0 | 0 | 0 | 0 | 0 | 0 | 5 | 5 | 3 | 3 | [13 empty] | 1 | 1 | 1 | 1 | 1 | 1 | 1 |  | 0
PG&E NGBA | Pit 3 | 230 | Biomass |  |  | 0 | 0 | 0 | 0 | 0 | 0 | 0 | 0 | 0 | 5 | 5 | 3 | 3 | [13 empty] | 1 | 1 | 1 | 1 | 1 | 1 | 1 |  | 0
PG&E NGBA | Pit 4 | 230 | Biomass |  |  | 0 | 0 | 0 | 0 | 0 | 0 | 0 | 0 | 0 | 5 | 2 | 1 | 1 | [13 empty] | 1 | 1 | 1 | 1 | 1 | 1 | 1 |  | 0
PG&E GBA | Pittsburg | 115 | Biomass |  |  | 0 | 0 | 0 | 0 | 0 | 0 | 0 | 0 | 0 | 5 | 2 | 1 | 1 | [13 empty] | 1 | 3 | 4 | 3 | 4 | 1 | 1 |  | 0
PG&E GBA | Pittsburg | 230 | Biomass |  |  | 0 | 0 | 0 | 0 | 0 | 0 | 0 | 0 | 0 | 5 | 2 | 1 | 1 | [13 empty] | 1 | 3 | 4 | 3 | 4 | 1 | 1 |  | 0
PG&E NGBA | Pleasant Grove | 115 | Biomass |  |  | 0 | 0 | 0 | 0 | 0 | 0 | 0 | 0 | 0 | 5 | 2 | 1 | 1 | [13 empty] | 1 | 3 | 3 | 1 | 1 | 1 | 1 |  | 0
PG&E NGBA | POE | 230 | Biomass |  |  | 0 | 0 | 0 | 0 | 0 | 0 | 0 | 0 | 0 | 5 | 2 | 1 | 1 | [13 empty] | 1 | 3 | 1 | 1 | 1 | 1 | 1 |  | 0
SDGE | Point Loma | 69 | Biomass |  |  | 0 | 0 | 0 | 0 | 0 | 0 | 0 | 0 | 0 | 1 | 1 | 1 | 1 | [13 empty] | 1 | 3 | 3 | 3 | 3 | 1 | 1 |  | 0
SDGE | Pomerado | 69 | Biomass |  |  | 0 | 0 | 0 | 0 | 0 | 0 | 0 | 0 | 0 | 1 | 1 | 1 | 1 | [13 empty] | 1 | 3 | 3 | 3 | 1 | 1 | 1 |  | 0
PG&E KERN | Poso Mountain | 115 | Biomass |  |  | 0 | 0 | 0 | 0 | 0 | 0 | 0 | 0 | 0 | 1 | 1 | 1 | 1 | [13 empty] | 3 | 3 | 3 | 3 | 3 | 1 | 1 |  | 0
EOP | Primm | 230 | Biomass |  |  | 0 | 0 | 0 | 0 | 0 | 0 | 0 | 0 | 0 | 5 | 5 | 1 | 1 | [13 empty] | 1 | 1 | 1 | 3 | 3 | 1 | 1 |  | 0
PG&E NGBA | Putah Creek | 115 | Biomass |  |  | 0 | 0 | 0 | 0 | 0 | 0 | 0 | 0 | 0 | 5 | 5 | 1 | 1 | [13 empty] | 1 | 3 | 2 | 1 | 1 | 1 | 1 |  | 0
SDGE | Q1806 | 138 | Biomass |  |  | 0 | 0 | 0 | 0 | 0 | 0 | 0 | 0 | 0 | 1 | 1 | 1 | 1 | [13 empty] | 3 | 3 | 3 | 3 | 1 | 1 | 1 |  | 0
PG&E FRESNO | Quinto | 230 | Biomass |  |  | 0 | 0 | 0 | 0 | 0 | 0 | 0 | 0 | 0 | 1 | 1 | 1 | 1 | [13 empty] | 3 | 3 | 1 | 1 | 4 | 1 | 1 |  | 0
PG&E GBA | Race Track | 115 | Biomass |  |  | 0 | 0 | 0 | 0 | 0 | 0 | 0 | 0 | 0 | 5 | 2 | 1 | 1 | [13 empty] | 1 | 3 | 1 | 3 | 1 | 1 | 1 |  | 0
SDGE | Rancho Mission Viejo | 138 | Biomass |  |  | 0 | 0 | 0 | 0 | 0 | 0 | 0 | 0 | 0 | 1 | 1 | 1 | 1 | [13 empty] | 3 | 3 | 3 | 3 | 1 | 1 | 1 |  | 0
PG&E GBA | Rancho Seco | 230 | Biomass |  |  | 0 | 0 | 0 | 0 | 0 | 0 | 0 | 0 | 0 | 5 | 2 | 1 | 1 | [13 empty] | 1 | 3 | 4 | 1 | 1 | 1 | 1 |  | 0
SCE Metro | Rancho Vista | 230 | Biomass |  |  | 0 | 0 | 0 | 0 | 0 | 0 | 0 | 0 | 0 | 1 | 1 | 1 | 1 | [13 empty] | 3 | 3 | 4 | 3 | 4 | 1 | 1 |  | 0
SCE Metro | Rancho Vista | 500 | Biomass |  |  | 0 | 0 | 0 | 0 | 0 | 0 | 0 | 0 | 0 | 1 | 1 | 1 | 1 | [13 empty] | 3 | 3 | 4 | 3 | 4 | 1 | 1 |  | 0
SCE NOL | Ransburg | 115 | Biomass |  |  | 0 | 0 | 0 | 0 | 0 | 0 | 0 | 0 | 0 | 3 | 3 | 1 | 1 | [13 empty] | 1 | 3 | 1 | 3 | 4 | 1 | 1 |  | 0
PG&E GBA | Ravenswood | 115 | Biomass |  |  | 0 | 0 | 0 | 0 | 0 | 0 | 0 | 0 | 0 | 5 | 2 | 1 | 1 | [13 empty] | 1 | 3 | 3 | 3 | 3 | 1 | 1 |  | 0
PG&E GBA | Ravenswood | 230 | Biomass |  |  | 0 | 0 | 0 | 0 | 0 | 0 | 0 | 0 | 0 | 5 | 2 | 1 | 1 | [13 empty] | 1 | 3 | 3 | 3 | 3 | 1 | 1 |  | 0
SCE Northern | Rector | 230 | Biomass |  |  | 0 | 0 | 0 | 0 | 0 | 0 | 0 | 0 | 0 | 1 | 1 | 1 | 1 | [13 empty] | 3 | 3 | 3 | 3 | 3 | 1 | 1 |  | 0
SCE Eastern | Red Bluff | 230 | Biomass |  |  | 0 | 0 | 0 | 0 | 0 | 0 | 0 | 0 | 0 | 1 | 1 | 1 | 1 | [13 empty] | 1 | 1 | 1 | 3 | 1 | 1 | 1 |  | 0
SCE Eastern | Red Bluff | 500 | Biomass |  |  | 0 | 0 | 0 | 0 | 0 | 0 | 0 | 0 | 0 | 1 | 1 | 1 | 1 | [13 empty] | 1 | 1 | 1 | 3 | 1 | 1 | 1 |  | 0
PG&E NGBA | Redbud | 115 | Biomass |  |  | 0 | 0 | 0 | 0 | 0 | 0 | 0 | 0 | 0 | 5 | 5 | 1 | 1 | [13 empty] | 1 | 1 | 1 | 1 | 1 | 1 | 1 |  | 0
SCE Metro | Redondo | 230 | Biomass |  |  | 0 | 0 | 0 | 0 | 0 | 0 | 0 | 0 | 0 | 1 | 1 | 1 | 1 | [13 empty] | 3 | 3 | 4 | 3 | 3 | 1 | 1 |  | 0
PG&E FRESNO | Reedley | 115 | Biomass |  |  | 0 | 0 | 0 | 0 | 0 | 0 | 0 | 0 | 0 | 5 | 2 | 1 | 1 | [13 empty] | 3 | 3 | 1 | 1 | 4 | 1 | 1 |  | 0
PG&E KERN | Renfro | 115 | Biomass |  |  | 0 | 0 | 0 | 0 | 0 | 0 | 0 | 0 | 0 | 1 | 1 | 1 | 1 | [13 empty] | 3 | 3 | 3 | 3 | 3 | 1 | 1 |  | 0
PG&E GBA | Richmond R | 115 | Biomass |  |  | 0.5 | 0 | 0.5 | 0 | 0 | 0 | 0.5 | 0 | 0.5 | 5 | 2 | 1 | 1 | [13 empty] | 1 | 3 | 3 | 3 | 3 | 5- | 1 |  | 1
PG&E NGBA | Rincon | 115 | Biomass |  |  | 0 | 0 | 0 | 0 | 0 | 0 | 0 | 0 | 0 | 5 | 5 | 1 | 1 | [13 empty] | 1 | 3 | 3 | 1 | 3 | 1 | 1 |  | 0
PG&E KERN | Rio Bravo | 115 | Biomass |  |  | 0 | 0 | 0 | 0 | 0 | 0 | 0 | 0 | 0 | 1 | 1 | 1 | 1 | [13 empty] | 3 | 3 | 3 | 3 | 4 | 1 | 1 |  | 0
SCE Metro | Rio Hondo | 230 | Biomass |  |  | 0 | 0 | 0 | 0 | 0 | 0 | 0 | 0 | 0 | 1 | 1 | 1 | 1 | [13 empty] | 3 | 3 | 2 | 3 | 4 | 1 | 1 |  | 0
PG&E NGBA | Rio Oso | 115 | Biomass |  |  | 0 | 0 | 0 | 0 | 0 | 0 | 0 | 0 | 0 | 5 | 2 | 1 | 1 | [13 empty] | 1 | 3 | 1 | 3 | 1 | 1 | 1 |  | 0
PG&E NGBA | Rio Oso | 230 | Biomass |  |  | 0 | 0 | 0 | 0 | 0 | 0 | 0 | 0 | 0 | 5 | 2 | 1 | 1 | [13 empty] | 1 | 3 | 1 | 3 | 1 | 1 | 1 |  | 0
PG&E GBA | Ripon | 115 | Biomass |  |  | 0 | 0 | 0 | 0 | 0 | 0 | 0 | 0 | 0 | 5 | 2 | 1 | 1 | [13 empty] | 3 | 3 | 3 | 1 | 3 | 1 | 1 |  | 0
PG&E GBA | Riverbank | 115 | Biomass |  |  | 0 | 0 | 0 | 0 | 0 | 0 | 0 | 0 | 0 | 5 | 2 | 1 | 1 | [13 empty] | 3 | 3 | 3 | 1 | 3 | 1 | 1 |  | 0
SCE NOL | Roadway | 115 | Biomass |  |  | 2.7 | 0 | 2.7 | 0 | 0 | 0 | 2.7 | 0 | 2.7 | 1 | 1 | 1 | 1 | [13 empty] | 1 | 3 | 3 | 3 | 4 | 3- | 1 |  | 1
PG&E NGBA | Rock Creek 1 | 230 | Biomass |  |  | 0 | 0 | 0 | 0 | 0 | 0 | 0 | 0 | 0 | 5 | 2 | 1 | 1 | [13 empty] | 1 | 1 | 1 | 3 | 1 | 1 | 1 |  | 0
SCE Northern | Rosamond | 66 | Biomass |  |  | 0 | 0 | 0 | 0 | 0 | 0 | 0 | 0 | 0 | 1 | 1 | 1 | 1 | [13 empty] | 1 | 3 | 1 | 3 | 1 | 1 | 1 |  | 0
PG&E GBA | Rossmoor | 230 | Biomass |  |  | 0 | 0 | 0 | 0 | 0 | 0 | 0 | 0 | 0 | 5 | 5 | 1 | 1 | [13 empty] | 1 | 3 | 2 | 3 | 1 | 1 | 1 |  | 0
PG&E NGBA | Round Mountain | 230 | Biomass |  |  | 0 | 0 | 0 | 0 | 0 | 0 | 0 | 0 | 0 | 5 | 2 | 1 | 1 | [13 empty] | 1 | 1 | 1 | 1 | 1 | 1 | 4 | Moved to other locations to better align with CI or resource potential | 1
PG&E NGBA | Round Mountain | 500 | Biomass |  |  | 0 | 0 | 0 | 0 | 0 | 0 | 0 | 0 | 0 | 5 | 2 | 1 | 1 | [13 empty] | 1 | 1 | 1 | 1 | 1 | 1 | 1 |  | 0
PG&E GBA | Salado | 115 | Biomass |  |  | 0 | 0 | 0 | 0 | 0 | 0 | 0 | 0 | 0 | 1 | 1 | 1 | 1 | [13 empty] | 3 | 3 | 1 | 1 | 4 | 1 | 1 |  | 0
PG&E GBA | Salado | 60 | Biomass |  |  | 0 | 0 | 0 | 0 | 0 | 0 | 0 | 0 | 0 | 1 | 1 | 1 | 1 | [13 empty] | 3 | 3 | 1 | 1 | 4 | 1 | 1 |  | 0
PG&E GBA | Salinas | 115 | Biomass |  |  | 3.25 | 0 | 3.25 | 0 | 0 | 0 | 3.25 | 0 | 3.25 | 1 | 1 | 1 | 1 | [13 empty] | 1 | 1 | 3 | 1 | 3 | 3- | 1 |  | 1
SDGE | Salt Creek | 69 | Biomass |  |  | 0 | 0 | 0 | 0 | 0 | 0 | 0 | 0 | 0 | 1 | 1 | 1 | 1 | [13 empty] | 1 | 3 | 2 | 3 | 3 | 1 | 1 |  | 0
SCE Eastern | San Bernardino | 230 | Biomass |  |  | 5.25 | 0 | 5.25 | 0 | 0 | 0 | 5.25 | 0 | 5.25 | 1 | 1 | 1 | 1 | [13 empty] | 3 | 3 | 4 | 3 | 3 | 3- | 1 |  | 1
PG&E GBA | SAN FRAN A (POTRERO PP) | 115 | Biomass |  |  | 0 | 0 | 0 | 0 | 0 | 0 | 0 | 0 | 0 | 5 | 2 | 1 | 1 | [13 empty] | 1 | 3 | 4 | 3 | 3 | 1 | 1 |  | 0
PG&E GBA | SAN FRAN A (POTRERO PP) | 230 | Biomass |  |  | 0 | 0 | 0 | 0 | 0 | 0 | 0 | 0 | 0 | 5 | 2 | 1 | 1 | [13 empty] | 1 | 3 | 4 | 3 | 3 | 1 | 1 |  | 0
PG&E GBA | San Jose A | 115 | Biomass |  |  | 0 | 0 | 0 | 0 | 0 | 0 | 0 | 0 | 0 | 1 | 1 | 1 | 1 | [13 empty] | 1 | 3 | 4 | 1 | 3 | 1 | 1 |  | 0
PG&E GBA | San Jose B | 115 | Biomass |  |  | 0 | 0 | 0 | 0 | 0 | 0 | 0 | 0 | 0 | 1 | 1 | 1 | 1 | [13 empty] | 1 | 3 | 3 | 1 | 3 | 1 | 1 |  | 0
PG&E GBA | San Leandro U | 115 | Biomass |  |  | 0 | 0 | 0 | 0 | 0 | 0 | 0 | 0 | 0 | 5 | 2 | 1 | 1 | [13 empty] | 1 | 3 | 2 | 3 | 3 | 1 | 1 |  | 0
PG&E KERN | San Luis Obispo | 115 | Biomass |  |  | 0 | 0 | 0 | 0 | 0 | 0 | 0 | 0 | 0 | 1 | 1 | 1 | 1 | [13 empty] | 1 | 1 | 1 | 1 | 1 | 1 | 4 | Moved to other locations to better align with CI or resource potential | 1
PG&E KERN | San Luis Obispo | 70 | Biomass |  |  | 11 | 0 | 11 | 0 | 0 | 0 | 11 | 0 | 11 | 1 | 1 | 1 | 1 | [13 empty] | 1 | 1 | 1 | 1 | 1 | 3- | 1 |  | 1
SDGE | San Luis Rey | 230 | Biomass |  |  | 0 | 0 | 0 | 0 | 0 | 0 | 0 | 0 | 0 | 1 | 1 | 1 | 1 | [13 empty] | 1 | 3 | 2 | 3 | 1 | 1 | 1 |  | 0
SDGE | San Luis Rey | 69 | Biomass |  |  | 0 | 0 | 0 | 0 | 0 | 0 | 0 | 0 | 0 | 1 | 1 | 1 | 1 | [13 empty] | 1 | 3 | 2 | 3 | 1 | 1 | 1 |  | 0
SDGE | San Marcos | 69 | Biomass |  |  | 0 | 0 | 0 | 0 | 0 | 0 | 0 | 0 | 0 | 1 | 1 | 1 | 1 | [13 empty] | 1 | 3 | 3 | 3 | 1 | 1 | 1 |  | 0
SCE Metro | San Onofre | 230 | Biomass |  |  | 0 | 0 | 0 | 0 | 0 | 0 | 0 | 0 | 0 | 1 | 1 | 1 | 1 | [13 empty] | 1 | 3 | 1 | 3 | 1 | 1 | 1 |  | 0
PG&E GBA | San Pablo | 115 | Biomass |  |  | 0 | 0 | 0 | 0 | 0 | 0 | 0 | 0 | 0 | 5 | 2 | 1 | 1 | [13 empty] | 1 | 3 | 3 | 3 | 4 | 1 | 1 |  | 0
PG&E GBA | San Ramon | 230 | Biomass |  |  | 0 | 0 | 0 | 0 | 0 | 0 | 0 | 0 | 0 | 5 | 2 | 1 | 1 | [13 empty] | 1 | 3 | 3 | 3 | 1 | 1 | 1 |  | 0
SDGE | San Ysidro | 69 | Biomass |  |  | 0 | 0 | 0 | 0 | 0 | 0 | 0 | 0 | 0 | 1 | 1 | 1 | 1 | [13 empty] | 1 | 3 | 3 | 3 | 3 | 1 | 1 |  | 0
SCE NOL | Sandlot | 230 | Biomass |  |  | 0 | 0 | 0 | 0 | 0 | 0 | 0 | 0 | 0 | 3 | 3 | 1 | 1 | [13 empty] | 1 | 3 | 1 | 3 | 3 | 1 | 1 |  | 0
EOP | Sandy | 138 | Biomass |  |  | 0 | 0 | 0 | 0 | 0 | 0 | 0 | 0 | 0 | 5 | 5 | 1 | 1 | [13 empty] | 1 | 1 | 1 | 3 | 1 | 1 | 1 |  | 0
PG&E FRESNO | Sanger | 115 | Biomass |  |  | 1.5 | 0 | 1.5 | 0 | 0 | 0 | 1.5 | 0 | 1.5 | 5 | 2 | 5 | 2 | [13 empty] | 3 | 3 | 3 | 1 | 3 | 1 | 4 | Amount reduced to better align with DAC criteria | 1
SCE Northern | Santa Clara | 230 | Biomass |  |  | 0 | 0 | 0 | 0 | 0 | 0 | 0 | 0 | 0 | 5 | 5 | 1 | 1 | [13 empty] | 1 | 3 | 2 | 3 | 3 | 1 | 1 |  | 0
PG&E NGBA | Santa Rosa A | 115 | Biomass |  |  | 0 | 0 | 0 | 0 | 0 | 0 | 0 | 0 | 0 | 5 | 5 | 1 | 1 | [13 empty] | 1 | 3 | 3 | 1 | 3 | 1 | 1 |  | 0
PG&E GBA | Santa Teresa | 115 | Biomass |  |  | 0 | 0 | 0 | 0 | 0 | 0 | 0 | 0 | 0 | 1 | 1 | 1 | 1 | [13 empty] | 1 | 3 | 3 | 1 | 3 | 1 | 1 |  | 0
SDGE | Santee | 138 | Biomass |  |  | 0 | 0 | 0 | 0 | 0 | 0 | 0 | 0 | 0 | 5 | 5 | 1 | 1 | [13 empty] | 1 | 3 | 3 | 3 | 3 | 1 | 1 |  | 0
SCE Metro | Santiago | 230 | Biomass |  |  | 0 | 0 | 0 | 0 | 0 | 0 | 0 | 0 | 0 | 1 | 1 | 1 | 1 | [13 empty] | 3 | 3 | 3 | 3 | 3 | 1 | 1 |  | 0
PG&E GBA | Saratoga | 230 | Biomass |  |  | 0 | 0 | 0 | 0 | 0 | 0 | 0 | 0 | 0 | 1 | 1 | 1 | 1 | [13 empty] | 1 | 3 | 2 | 1 | 1 | 1 | 1 |  | 0
SCE Northern | Saugus | 230 | Biomass |  |  | 0 | 0 | 0 | 0 | 0 | 0 | 0 | 0 | 0 | 5 | 5 | 1 | 1 | [13 empty] | 3 | 3 | 3 | 3 | 1 | 1 | 1 |  | 0
PG&E FRESNO | Schindler | 115 | Biomass |  |  | 0 | 0 | 0 | 0 | 0 | 0 | 0 | 0 | 0 | 1 | 1 | 1 | 1 | [13 empty] | 3 | 3 | 1 | 1 | 4 | 1 | 1 |  | 0
PG&E FRESNO | Schindler | 70 | Biomass |  |  | 0 | 0 | 0 | 0 | 0 | 0 | 0 | 0 | 0 | 1 | 1 | 1 | 1 | [13 empty] | 3 | 3 | 1 | 1 | 4 | 1 | 1 |  | 0
PG&E GBA | Schulte | 115 | Biomass |  |  | 0 | 0 | 0 | 0 | 0 | 0 | 0 | 0 | 0 | 5 | 2 | 1 | 1 | [13 empty] | 3 | 3 | 4 | 1 | 3 | 1 | 1 |  | 0
SDGE | Scripps | 69 | Biomass |  |  | 0 | 0 | 0 | 0 | 0 | 0 | 0 | 0 | 0 | 1 | 1 | 1 | 1 | [13 empty] | 1 | 3 | 3 | 3 | 1 | 1 | 1 |  | 0
PG&E KERN | Semitropic | 115 | Biomass |  |  | 0 | 0 | 0 | 0 | 0 | 0 | 0 | 0 | 0 | 1 | 1 | 1 | 1 | [13 empty] | 3 | 3 | 2 | 3 | 4 | 1 | 1 |  | 0
SCE Metro | Serrano | 230 | Biomass |  |  | 0 | 0 | 0 | 0 | 0 | 0 | 0 | 0 | 0 | 1 | 1 | 1 | 1 | [13 empty] | 3 | 3 | 3 | 3 | 3 | 1 | 1 |  | 0
SCE Metro | Serrano | 500 | Biomass |  |  | 0 | 0 | 0 | 0 | 0 | 0 | 0 | 0 | 0 | 1 | 1 | 1 | 1 | [13 empty] | 3 | 3 | 3 | 3 | 3 | 1 | 1 |  | 0
SDGE | Shadowridge | 138 | Biomass |  |  | 0 | 0 | 0 | 0 | 0 | 0 | 0 | 0 | 0 | 1 | 1 | 1 | 1 | [13 empty] | 1 | 3 | 2 | 3 | 1 | 1 | 1 |  | 0
PG&E KERN | Shafter | 115 | Biomass |  |  | 0 | 0 | 0 | 0 | 0 | 0 | 0 | 0 | 0 | 1 | 1 | 1 | 1 | [13 empty] | 3 | 3 | 2 | 3 | 4 | 1 | 1 |  | 0
PG&E NGBA | Silverado | 115 | Biomass |  |  | 0 | 0 | 0 | 0 | 0 | 0 | 0 | 0 | 0 | 5 | 5 | 1 | 1 | [13 empty] | 1 | 3 | 2 | 1 | 1 | 1 | 1 |  | 0
SDGE | Silvergate | 230 | Biomass |  |  | 0 | 0 | 0 | 0 | 0 | 0 | 0 | 0 | 0 | 1 | 1 | 1 | 1 | [13 empty] | 1 | 3 | 4 | 3 | 4 | 1 | 1 |  | 0
SDGE | Silvergate | 69 | Biomass |  |  | 0 | 0 | 0 | 0 | 0 | 0 | 0 | 0 | 0 | 1 | 1 | 1 | 1 | [13 empty] | 1 | 3 | 4 | 3 | 4 | 1 | 1 |  | 0
PG&E KERN | Sisquoc | 115 | Biomass |  |  | 0 | 0 | 0 | 0 | 0 | 0 | 0 | 0 | 0 | 1 | 1 | 1 | 1 | [13 empty] | 1 | 1 | 2 | 3 | 1 | 1 | 1 |  | 0
EOP | Sloan Canyon | 230 | Biomass |  |  | 0 | 0 | 0 | 0 | 0 | 0 | 0 | 0 | 0 | 5 | 5 | 1 | 1 | [13 empty] | 1 | 1 | 2 | 3 | 1 | 1 | 1 |  | 0
EOP | Sloan Canyon | 500 | Biomass |  |  | 0 | 0 | 0 | 0 | 0 | 0 | 0 | 0 | 0 | 5 | 5 | 1 | 1 | [13 empty] | 1 | 1 | 2 | 3 | 1 | 1 | 1 |  | 0
PG&E KERN | Smyrna | 115 | Biomass |  |  | 0 | 0 | 0 | 0 | 0 | 0 | 0 | 0 | 0 | 1 | 1 | 1 | 1 | [13 empty] | 3 | 3 | 1 | 3 | 4 | 1 | 1 |  | 0
PG&E GBA | Sobrante | 115 | Biomass |  |  | 0 | 0 | 0 | 0 | 0 | 0 | 0 | 0 | 0 | 5 | 2 | 1 | 1 | [13 empty] | 1 | 3 | 3 | 3 | 1 | 1 | 1 |  | 0
PG&E GBA | Sobrante | 230 | Biomass |  |  | 0 | 0 | 0 | 0 | 0 | 0 | 0 | 0 | 0 | 5 | 2 | 1 | 1 | [13 empty] | 1 | 3 | 3 | 3 | 1 | 1 | 1 |  | 0
PG&E KERN | Solar | 230 | Biomass |  |  | 0 | 0 | 0 | 0 | 0 | 0 | 0 | 0 | 0 | 1 | 1 | 1 | 1 | [13 empty] | 1 | 3 | 1 | 1 | 1 | 1 | 1 |  | 0
PG&E GBA | Soledad | 115 | Biomass |  |  | 0 | 0 | 0 | 0 | 0 | 0 | 0 | 0 | 0 | 1 | 1 | 1 | 1 | [13 empty] | 1 | 1 | 1 | 1 | 1 | 1 | 1 |  | 0
PG&E GBA | Soledad | 60 | Biomass |  |  | 0 | 0 | 0 | 0 | 0 | 0 | 0 | 0 | 0 | 1 | 1 | 1 | 1 | [13 empty] | 1 | 1 | 1 | 1 | 1 | 1 | 1 |  | 0
SDGE | Spring Valley | 69 | Biomass |  |  | 0 | 0 | 0 | 0 | 0 | 0 | 0 | 0 | 0 | 1 | 1 | 1 | 1 | [13 empty] | 1 | 3 | 3 | 3 | 3 | 1 | 1 |  | 0
SCE Northern | Springville | 230 | Biomass |  |  | 0 | 0 | 0 | 0 | 0 | 0 | 0 | 0 | 0 | 1 | 1 | 1 | 1 | [13 empty] | 3 | 3 | 1 | 3 | 4 | 1 | 1 |  | 0
PG&E GBA | Stagg | 230 | Biomass |  |  | 0 | 0 | 0 | 0 | 0 | 0 | 0 | 0 | 0 | 5 | 2 | 1 | 1 | [13 empty] | 3 | 3 | 3 | 1 | 3 | 1 | 1 |  | 0
PG&E GBA | Standard Oil | 115 | Biomass |  |  | 0 | 0 | 0 | 0 | 0 | 0 | 0 | 0 | 0 | 5 | 2 | 1 | 1 | [13 empty] | 1 | 3 | 4 | 3 | 3 | 1 | 1 |  | 0
PG&E GBA | Stanislaus | 115 | Biomass |  |  | 0 | 0 | 0 | 0 | 0 | 0 | 0 | 0 | 0 | 5 | 2 | 1 | 1 | [13 empty] | 1 | 3 | 1 | 3 | 1 | 1 | 1 |  | 0
PG&E KERN | Stockdale | 115 | Biomass |  |  | 0 | 0 | 0 | 0 | 0 | 0 | 0 | 0 | 0 | 1 | 1 | 1 | 1 | [13 empty] | 3 | 3 | 3 | 3 | 3 | 1 | 1 |  | 0
PG&E KERN | Stockdale | 230 | Biomass |  |  | 0 | 0 | 0 | 0 | 0 | 0 | 0 | 0 | 0 | 1 | 1 | 1 | 1 | [13 empty] | 3 | 3 | 3 | 3 | 3 | 1 | 1 |  | 0
PG&E GBA | Stockton A | 115 | Biomass |  |  | 0 | 0 | 0 | 0 | 0 | 0 | 0 | 0 | 0 | 5 | 2 | 1 | 1 | [13 empty] | 3 | 3 | 3 | 1 | 4 | 1 | 1 |  | 0
PG&E GBA | Stone | 115 | Biomass |  |  | 0 | 0 | 0 | 0 | 0 | 0 | 0 | 0 | 0 | 1 | 1 | 1 | 1 | [13 empty] | 1 | 3 | 3 | 1 | 3 | 1 | 1 |  | 0
PG&E FRESNO | Storey | 230 | Biomass |  |  | 0 | 0 | 0 | 0 | 0 | 0 | 0 | 0 | 0 | 5 | 2 | 5 | 2 | [13 empty] | 3 | 3 | 1 | 1 | 4 | 1 | 1 |  | 0
PG&E NGBA | Summit | 115 | Biomass |  |  | 0 | 0 | 0 | 0 | 0 | 0 | 0 | 0 | 0 | 5 | 2 | 1 | 1 | [13 empty] | 1 | 3 | 1 | 1 | 1 | 1 | 1 |  | 0
SDGE | Suncrest | 230 | Biomass |  |  | 0 | 0 | 0 | 0 | 0 | 0 | 0 | 0 | 0 | 1 | 1 | 1 | 1 | [13 empty] | 1 | 3 | 1 | 3 | 1 | 1 | 1 |  | 0
SDGE | Suncrest | 500 | Biomass |  |  | 0 | 0 | 0 | 0 | 0 | 0 | 0 | 0 | 0 | 1 | 1 | 1 | 1 | [13 empty] | 1 | 3 | 1 | 3 | 1 | 1 | 1 |  | 0
PG&E KERN | Sunrise | 230 | Biomass |  |  | 0 | 0 | 0 | 0 | 0 | 0 | 0 | 0 | 0 | 1 | 1 | 1 | 1 | [13 empty] | 3 | 3 | 4 | 3 | 4 | 1 | 1 |  | 0
PG&E KERN | Sunset | 230 | Biomass |  |  | 0 | 0 | 0 | 0 | 0 | 0 | 0 | 0 | 0 | 1 | 1 | 1 | 1 | [13 empty] | 3 | 3 | 4 | 3 | 4 | 1 | 1 |  | 0
PG&E GBA | Swift | 115 | Biomass |  |  | 0 | 0 | 0 | 0 | 0 | 0 | 0 | 0 | 0 | 1 | 1 | 1 | 1 | [13 empty] | 1 | 3 | 3 | 1 | 3 | 1 | 1 |  | 0
SDGE | Sycamore Canyon | 138 | Biomass |  |  | 0 | 0 | 0 | 0 | 0 | 0 | 0 | 0 | 0 | 5 | 5 | 1 | 1 | [13 empty] | 1 | 3 | 2 | 3 | 1 | 1 | 1 |  | 0
SDGE | Sycamore Canyon | 230 | Biomass |  |  | 0 | 0 | 0 | 0 | 0 | 0 | 0 | 0 | 0 | 1 | 1 | 1 | 1 | [13 empty] | 1 | 3 | 2 | 3 | 1 | 1 | 1 |  | 0
SDGE | Sycamore Canyon | 69 | Biomass |  |  | 0 | 0 | 0 | 0 | 0 | 0 | 0 | 0 | 0 | 1 | 1 | 1 | 1 | [13 empty] | 1 | 3 | 2 | 3 | 1 | 1 | 1 |  | 0
SCE Northern | Sylmar | 230 | Biomass |  |  | 0 | 0 | 0 | 0 | 0 | 0 | 0 | 0 | 0 | 5 | 5 | 1 | 1 | [13 empty] | 3 | 3 | 3 | 3 | 4 | 1 | 1 |  | 0
PG&E NGBA | Table Mountain | 115 | Biomass |  |  | 0 | 0 | 0 | 0 | 0 | 0 | 0 | 0 | 0 | 5 | 2 | 1 | 1 | [13 empty] | 1 | 3 | 2 | 1 | 4 | 1 | 1 |  | 0
PG&E NGBA | Table Mountain | 230 | Biomass |  |  | 0 | 0 | 0 | 0 | 0 | 0 | 0 | 0 | 0 | 5 | 2 | 1 | 1 | [13 empty] | 1 | 3 | 2 | 1 | 4 | 1 | 1 |  | 0
PG&E NGBA | Table Mountain | 500 | Biomass |  |  | 0 | 0 | 0 | 0 | 0 | 0 | 0 | 0 | 0 | 5 | 2 | 1 | 1 | [13 empty] | 1 | 3 | 2 | 1 | 4 | 1 | 1 |  | 0
PG&E NGBA | Table Mountain | 60 | Biomass |  |  | 0 | 0 | 0 | 0 | 0 | 0 | 0 | 0 | 0 | 5 | 2 | 1 | 1 | [13 empty] | 1 | 3 | 2 | 1 | 4 | 1 | 1 |  | 0
PG&E KERN | Taft | 115 | Biomass |  |  | 0 | 0 | 0 | 0 | 0 | 0 | 0 | 0 | 0 | 1 | 1 | 1 | 1 | [13 empty] | 3 | 3 | 3 | 3 | 3 | 1 | 1 |  | 0
SDGE | Talega | 138 | Biomass |  |  | 0 | 0 | 0 | 0 | 0 | 0 | 0 | 0 | 0 | 1 | 1 | 1 | 1 | [13 empty] | 1 | 3 | 2 | 3 | 1 | 1 | 1 |  | 0
SDGE | Talega | 230 | Biomass |  |  | 0 | 0 | 0 | 0 | 0 | 0 | 0 | 0 | 0 | 1 | 1 | 1 | 1 | [13 empty] | 1 | 3 | 2 | 3 | 1 | 1 | 1 |  | 0
PG&E GBA | Tassajara | 230 | Biomass |  |  | 0 | 0 | 0 | 0 | 0 | 0 | 0 | 0 | 0 | 5 | 2 | 1 | 1 | [13 empty] | 1 | 3 | 2 | 3 | 1 | 1 | 1 |  | 0
PG&E KERN | Tejon | 70 | Biomass |  |  | 0 | 0 | 0 | 0 | 0 | 0 | 0 | 0 | 0 | 1 | 1 | 1 | 1 | [13 empty] | 3 | 3 | 2 | 3 | 4 | 1 | 1 |  | 0
SDGE | Telegraph Canyon | 138 | Biomass |  |  | 0 | 0 | 0 | 0 | 0 | 0 | 0 | 0 | 0 | 1 | 1 | 1 | 1 | [13 empty] | 1 | 3 | 3 | 3 | 3 | 1 | 1 |  | 0
PG&E KERN | Temblor | 115 | Biomass |  |  | 0 | 0 | 0 | 0 | 0 | 0 | 0 | 0 | 0 | 1 | 1 | 1 | 1 | [13 empty] | 3 | 3 | 3 | 3 | 4 | 1 | 1 |  | 0
PG&E KERN | Templeton | 230 | Biomass |  |  | 0 | 0 | 0 | 0 | 0 | 0 | 0 | 0 | 0 | 1 | 1 | 1 | 1 | [13 empty] | 1 | 1 | 1 | 1 | 1 | 1 | 1 |  | 0
PG&E KERN | Templeton | 70 | Biomass |  |  | 3 | 0 | 3 | 0 | 0 | 0 | 3 | 0 | 3 | 1 | 1 | 1 | 1 | [13 empty] | 1 | 1 | 1 | 1 | 1 | 5- | 1 |  | 1
PG&E GBA | Tesla | 115 | Biomass |  |  | 0 | 0 | 0 | 0 | 0 | 0 | 0 | 0 | 0 | 1 | 1 | 1 | 1 | [13 empty] | 1 | 3 | 3 | 3 | 3 | 1 | 1 |  | 0
PG&E GBA | Tesla | 230 | Biomass |  |  | 0 | 0 | 0 | 0 | 0 | 0 | 0 | 0 | 0 | 5 | 2 | 1 | 1 | [13 empty] | 1 | 3 | 3 | 3 | 3 | 1 | 1 |  | 0
PG&E GBA | Tesla | 500 | Biomass |  |  | 0 | 0 | 0 | 0 | 0 | 0 | 0 | 0 | 0 | 1 | 1 | 1 | 1 | [13 empty] | 1 | 3 | 3 | 3 | 3 | 1 | 1 |  | 0
PG&E KERN | Tevis | 115 | Biomass |  |  | 0 | 0 | 0 | 0 | 0 | 0 | 0 | 0 | 0 | 1 | 1 | 1 | 1 | [13 empty] | 3 | 3 | 3 | 3 | 3 | 1 | 1 |  | 0
EOP | Thousandaire | 138 | Biomass |  |  | 0 | 0 | 0 | 0 | 0 | 0 | 0 | 0 | 0 | 5 | 5 | 1 | 1 | [13 empty] | 1 | 1 | 1 | 3 | 1 | 1 | 1 |  | 0
PG&E KERN | Topaz | 230 | Biomass |  |  | 0 | 0 | 0 | 0 | 0 | 0 | 0 | 0 | 0 | 1 | 1 | 1 | 1 | [13 empty] | 3 | 3 | 3 | 3 | 3 | 1 | 1 |  | 0
SCE NOL | Tortilla | 115 | Biomass |  |  | 0 | 0 | 0 | 0 | 0 | 0 | 0 | 0 | 0 | 3 | 3 | 1 | 1 | [13 empty] | 1 | 3 | 2 | 3 | 3 | 1 | 1 |  | 0
SDGE | Trabuco | 138 | Biomass |  |  | 0 | 0 | 0 | 0 | 0 | 0 | 0 | 0 | 0 | 1 | 1 | 1 | 1 | [13 empty] | 3 | 3 | 4 | 3 | 3 | 1 | 1 |  | 0
PG&E GBA | Tracy | 115 | Biomass |  |  | 3 | 0 | 3 | 3 | 0 | 3 | 0 | 0 | 0 | 5 | 2 | 1 | 1 | [13 empty] | 1 | 3 | 3 | 3 | 3 | 1 | 4 | Amount reduced to better align with DAC criteria | 1
PG&E FRESNO | Tranquility | 230 | Biomass |  |  | 0 | 0 | 0 | 0 | 0 | 0 | 0 | 0 | 0 | 5 | 2 | 1 | 1 | [13 empty] | 3 | 3 | 1 | 1 | 4 | 1 | 1 |  | 0
PG&E GBA | Trimble | 115 | Biomass |  |  | 0 | 0 | 0 | 0 | 0 | 0 | 0 | 0 | 0 | 1 | 1 | 1 | 1 | [13 empty] | 1 | 3 | 3 | 1 | 3 | 1 | 1 |  | 0
EOP | Trout Canyon | 230 | Biomass |  |  | 0 | 0 | 0 | 0 | 0 | 0 | 0 | 0 | 0 | 5 | 5 | 1 | 1 | [13 empty] | 1 | 1 | 1 | 3 | 1 | 1 | 1 |  | 0
EOP | Trout Canyon | 500 | Biomass |  |  | 0 | 0 | 0 | 0 | 0 | 0 | 0 | 0 | 0 | 5 | 5 | 1 | 1 | [13 empty] | 1 | 1 | 1 | 3 | 1 | 1 | 1 |  | 0
PG&E NGBA | Tulucay | 230 | Biomass |  |  | 0 | 0 | 0 | 0 | 0 | 0 | 0 | 0 | 0 | 5 | 5 | 1 | 1 | [13 empty] | 1 | 3 | 3 | 1 | 1 | 1 | 1 |  | 0
PG&E NGBA | Tulucay | 60 | Biomass |  |  | 0 | 0 | 0 | 0 | 0 | 0 | 0 | 0 | 0 | 5 | 5 | 1 | 1 | [13 empty] | 1 | 3 | 3 | 1 | 1 | 1 | 1 |  | 0
PG&E KERN | Tupman | 115 | Biomass |  |  | 0 | 0 | 0 | 0 | 0 | 0 | 0 | 0 | 0 | 1 | 1 | 1 | 1 | [13 empty] | 3 | 3 | 3 | 3 | 4 | 1 | 1 |  | 0
PG&E NGBA | Ukiah | 115 | Biomass |  |  | 0 | 0 | 0 | 0 | 0 | 0 | 0 | 0 | 0 | 5 | 5 | 1 | 1 | [13 empty] | 1 | 1 | 1 | 1 | 1 | 1 | 4 | Moved to other locations to better align with CI or resource potential | 1
PG&E KERN | Union (Estrella) | 70 | Biomass |  |  | 0 | 0 | 0 | 0 | 0 | 0 | 0 | 0 | 0 | 1 | 1 | 1 | 1 | [13 empty] | 1 | 1 | 1 | 1 | 1 | 1 | 1 |  | 0
PG&E NGBA | Vaca Dixon | 115 | Biomass |  |  | 0 | 0 | 0 | 0 | 0 | 0 | 0 | 0 | 0 | 5 | 5 | 1 | 1 | [13 empty] | 1 | 3 | 4 | 3 | 1 | 1 | 1 |  | 0
PG&E NGBA | Vaca Dixon | 230 | Biomass |  |  | 0 | 0 | 0 | 0 | 0 | 0 | 0 | 0 | 0 | 5 | 5 | 1 | 1 | [13 empty] | 1 | 3 | 4 | 3 | 1 | 1 | 1 |  | 0
PG&E NGBA | Vaca Dixon | 500 | Biomass |  |  | 0 | 0 | 0 | 0 | 0 | 0 | 0 | 0 | 0 | 5 | 5 | 1 | 1 | [13 empty] | 1 | 3 | 4 | 3 | 1 | 1 | 1 |  | 0
PG&E NGBA | Vaca Dixon | 60 | Biomass |  |  | 0 | 0 | 0 | 0 | 0 | 0 | 0 | 0 | 0 | 5 | 5 | 1 | 1 | [13 empty] | 1 | 3 | 4 | 3 | 1 | 1 | 1 |  | 0
SCE Eastern | Valley (SCE) | 500 | Biomass |  |  | 0 | 0 | 0 | 0 | 0 | 0 | 0 | 0 | 0 | 1 | 1 | 1 | 1 | [13 empty] | 3 | 3 | 4 | 3 | 3 | 1 | 1 |  | 0
EOP | Valley (VEA) | 138 | Biomass |  |  | 0 | 0 | 0 | 0 | 0 | 0 | 0 | 0 | 0 | 5 | 5 | 1 | 1 | [13 empty] | 1 | 1 | 1 | 3 | 1 | 1 | 1 |  | 0
SDGE | Valley Center | 69 | Biomass |  |  | 0 | 0 | 0 | 0 | 0 | 0 | 0 | 0 | 0 | 1 | 1 | 1 | 1 | [13 empty] | 1 | 3 | 2 | 3 | 1 | 1 | 1 |  | 0
PG&E GBA | Valley Home | 115 | Biomass |  |  | 0 | 0 | 0 | 0 | 0 | 0 | 0 | 0 | 0 | 5 | 2 | 1 | 1 | [13 empty] | 3 | 3 | 2 | 1 | 4 | 1 | 1 |  | 0
PG&E GBA | Valley Springs | 230 | Biomass |  |  | 3 | 0 | 3 | 0 | 0 | 0 | 3 | 0 | 3 | 5 | 2 | 1 | 1 | [13 empty] | 1 | 3 | 2 | 3 | 1 | 5- | 1 |  | 1
PG&E GBA | Valley Springs | 60 | Biomass |  |  | 0 | 0 | 0 | 0 | 0 | 0 | 0 | 0 | 0 | 5 | 2 | 1 | 1 | [13 empty] | 1 | 3 | 2 | 3 | 1 | 1 | 1 |  | 0
EOP | Valley Switch | 138 | Biomass |  |  | 0 | 0 | 0 | 0 | 0 | 0 | 0 | 0 | 0 | 5 | 5 | 1 | 1 | [13 empty] | 1 | 1 | 1 | 3 | 1 | 1 | 1 |  | 0
EOP | Valley Switch | 230 | Biomass |  |  | 0 | 0 | 0 | 0 | 0 | 0 | 0 | 0 | 0 | 5 | 5 | 1 | 1 | [13 empty] | 1 | 1 | 1 | 3 | 1 | 1 | 1 |  | 0
PG&E GBA | Vasco | 230 | Biomass |  |  | 0 | 0 | 0 | 0 | 0 | 0 | 0 | 0 | 0 | 5 | 5 | 1 | 1 | [13 empty] | 1 | 3 | 2 | 3 | 1 | 1 | 1 |  | 0
PG&E GBA | Vasona | 230 | Biomass |  |  | 0 | 0 | 0 | 0 | 0 | 0 | 0 | 0 | 0 | 1 | 1 | 1 | 1 | [13 empty] | 1 | 3 | 2 | 1 | 1 | 1 | 1 |  | 0
SCE Northern | Vestal | 230 | Biomass |  |  | 0 | 0 | 0 | 0 | 0 | 0 | 0 | 0 | 0 | 1 | 1 | 1 | 1 | [13 empty] | 3 | 3 | 2 | 3 | 4 | 1 | 1 |  | 0
SCE Northern | Vestal | 66 | Biomass |  |  | 0 | 0 | 0 | 0 | 0 | 0 | 0 | 0 | 0 | 1 | 1 | 1 | 1 | [13 empty] | 3 | 3 | 2 | 3 | 4 | 1 | 1 |  | 0
SCE NOL | Victor | 115 | Biomass |  |  | 0 | 0 | 0 | 0 | 0 | 0 | 0 | 0 | 0 | 1 | 1 | 1 | 1 | [13 empty] | 1 | 3 | 2 | 3 | 3 | 1 | 1 |  | 0
SCE NOL | Victor | 230 | Biomass |  |  | 0 | 0 | 0 | 0 | 0 | 0 | 0 | 0 | 0 | 1 | 1 | 1 | 1 | [13 empty] | 1 | 3 | 2 | 3 | 3 | 1 | 1 |  | 0
SCE Metro | Viejo | 230 | Biomass |  |  | 0 | 0 | 0 | 0 | 0 | 0 | 0 | 0 | 0 | 1 | 1 | 1 | 1 | [13 empty] | 3 | 3 | 2 | 3 | 3 | 1 | 1 |  | 0
PG&E GBA | Vierra | 115 | Biomass |  |  | 0 | 0 | 0 | 0 | 0 | 0 | 0 | 0 | 0 | 5 | 2 | 1 | 1 | [13 empty] | 3 | 3 | 4 | 1 | 4 | 1 | 1 |  | 0
SCE Metro | Villa Park | 230 | Biomass |  |  | 0 | 0 | 0 | 0 | 0 | 0 | 0 | 0 | 0 | 1 | 1 | 1 | 1 | [13 empty] | 3 | 3 | 3 | 3 | 3 | 1 | 1 |  | 0
SCE Northern | Vincent | 230 | Biomass |  |  | 0 | 0 | 0 | 0 | 0 | 0 | 0 | 0 | 0 | 1 | 1 | 1 | 1 | [13 empty] | 1 | 3 | 1 | 3 | 1 | 1 | 1 |  | 0
SCE Northern | Vincent | 500 | Biomass |  |  | 0 | 0 | 0 | 0 | 0 | 0 | 0 | 0 | 0 | 1 | 1 | 1 | 1 | [13 empty] | 1 | 3 | 1 | 3 | 1 | 1 | 1 |  | 0
PG&E GBA | Vineyard | 230 | Biomass |  |  | 0 | 0 | 0 | 0 | 0 | 0 | 0 | 0 | 0 | 5 | 5 | 1 | 1 | [13 empty] | 1 | 3 | 3 | 3 | 1 | 1 | 1 |  | 0
SDGE | Vineyard | 69 | Biomass |  |  | 0 | 0 | 0 | 0 | 0 | 0 | 0 | 0 | 0 | 1 | 1 | 1 | 1 | [13 empty] | 1 | 3 | 3 | 3 | 1 | 1 | 1 |  | 0
SCE Eastern | Vista (SCE) | 230 | Biomass |  |  | 2.6 | 0 | 2.6 | 2.6 | 0 | 2.6 | 0 | 0 | 0 | 1 | 1 | 1 | 1 | [13 empty] | 3 | 3 | 3 | 3 | 4 | 1 | 1 |  | 1
EOP | Vista (VEA) | 138 | Biomass |  |  | 0 | 0 | 0 | 0 | 0 | 0 | 0 | 0 | 0 | 5 | 5 | 1 | 1 | [13 empty] | 1 | 1 | 1 | 3 | 1 | 1 | 1 |  | 0
EOP | Vista (VEA) | 230 | Biomass |  |  | 0 | 0 | 0 | 0 | 0 | 0 | 0 | 0 | 0 | 5 | 5 | 1 | 1 | [13 empty] | 1 | 1 | 1 | 3 | 1 | 1 | 1 |  | 0
PG&E FRESNO | Wahtoke | 115 | Biomass |  |  | 0 | 0 | 0 | 0 | 0 | 0 | 0 | 0 | 0 | 5 | 2 | 5 | 2 | [13 empty] | 3 | 3 | 2 | 1 | 4 | 1 | 1 |  | 0
SCE Northern | Wakefield | 66 | Biomass |  |  | 0 | 0 | 0 | 0 | 0 | 0 | 0 | 0 | 0 | 5 | 5 | 1 | 1 | [13 empty] | 1 | 3 | 1 | 3 | 1 | 1 | 1 |  | 0
SCE Metro | Walnut | 230 | Biomass |  |  | 0 | 0 | 0 | 0 | 0 | 0 | 0 | 0 | 0 | 1 | 1 | 1 | 1 | [13 empty] | 3 | 3 | 4 | 3 | 4 | 1 | 1 |  | 0
SCE Northern | Warne | 230 | Biomass |  |  | 0 | 0 | 0 | 0 | 0 | 0 | 0 | 0 | 0 | 5 | 5 | 1 | 1 | [13 empty] | 3 | 3 | 1 | 3 | 1 | 1 | 1 |  | 0
PG&E GBA | Warnerville | 230 | Biomass |  |  | 0 | 0 | 0 | 0 | 0 | 0 | 0 | 0 | 0 | 5 | 2 | 1 | 1 | [13 empty] | 3 | 3 | 3 | 1 | 3 | 1 | 1 |  | 0
PG&E FRESNO | Waukena | 115 | Biomass |  |  | 0 | 0 | 0 | 0 | 0 | 0 | 0 | 0 | 0 | 5 | 2 | 5 | 2 | [13 empty] | 3 | 3 | 2 | 1 | 4 | 1 | 1 |  | 0
PG&E GBA | Weber | 230 | Biomass |  |  | 0 | 0 | 0 | 0 | 0 | 0 | 0 | 0 | 0 | 5 | 2 | 1 | 1 | [13 empty] | 3 | 3 | 3 | 1 | 4 | 1 | 1 |  | 0
PG&E GBA | Weber | 60 | Biomass |  |  | 0 | 0 | 0 | 0 | 0 | 0 | 0 | 0 | 0 | 5 | 2 | 1 | 1 | [13 empty] | 3 | 3 | 3 | 1 | 4 | 1 | 1 |  | 0
PG&E FRESNO | West Fresno | 115 | Biomass |  |  | 0 | 0 | 0 | 0 | 0 | 0 | 0 | 0 | 0 | 5 | 2 | 1 | 1 | [13 empty] | 3 | 3 | 3 | 1 | 4 | 1 | 1 |  | 0
PG&E FRESNO | Westley | 230 | Biomass |  |  | 0 | 0 | 0 | 0 | 0 | 0 | 0 | 0 | 0 | 1 | 1 | 1 | 1 | [13 empty] | 3 | 3 | 1 | 1 | 4 | 1 | 1 |  | 0
PG&E KERN | Westpark | 115 | Biomass |  |  | 0 | 0 | 0 | 0 | 0 | 0 | 0 | 0 | 0 | 1 | 1 | 1 | 1 | [13 empty] | 3 | 3 | 3 | 3 | 4 | 1 | 1 |  | 0
PG&E KERN | Wheeler Ridge | 230 | Biomass |  |  | 0 | 0 | 0 | 0 | 0 | 0 | 0 | 0 | 0 | 1 | 1 | 1 | 1 | [13 empty] | 3 | 3 | 1 | 3 | 4 | 1 | 1 |  | 0
PG&E KERN | Wheeler Ridge | 115 | Biomass |  |  | 0 | 0 | 0 | 0 | 0 | 0 | 0 | 0 | 0 | 1 | 1 | 1 | 1 | [13 empty] | 3 | 3 | 1 | 3 | 4 | 1 | 1 |  | 0
PG&E KERN | Wheeler Ridge | 70 | Biomass |  |  | 0 | 0 | 0 | 0 | 0 | 0 | 0 | 0 | 0 | 1 | 1 | 1 | 1 | [13 empty] | 3 | 3 | 1 | 3 | 4 | 1 | 1 |  | 0
SCE Northern | Whirlwind | 230 | Biomass |  |  | 0 | 0 | 0 | 0 | 0 | 0 | 0 | 0 | 0 | 1 | 1 | 1 | 1 | [13 empty] | 1 | 3 | 1 | 3 | 1 | 1 | 1 |  | 0
SCE Northern | Whirlwind | 500 | Biomass |  |  | 0 | 0 | 0 | 0 | 0 | 0 | 0 | 0 | 0 | 1 | 1 | 1 | 1 | [13 empty] | 1 | 3 | 1 | 3 | 1 | 1 | 1 |  | 0
PG&E GBA | Whisman | 115 | Biomass |  |  | 0 | 0 | 0 | 0 | 0 | 0 | 0 | 0 | 0 | 1 | 1 | 1 | 1 | [13 empty] | 1 | 3 | 3 | 1 | 3 | 1 | 1 |  | 0
SCE Eastern | Wildlife | 230 | Biomass |  |  | 0 | 0 | 0 | 0 | 0 | 0 | 0 | 0 | 0 | 1 | 1 | 1 | 1 | [13 empty] | 3 | 3 | 4 | 3 | 4 | 1 | 1 |  | 0
PG&E FRESNO | Wilson | 115 | Biomass |  |  | 0 | 0 | 0 | 0 | 0 | 0 | 0 | 0 | 0 | 5 | 2 | 1 | 1 | [13 empty] | 3 | 3 | 1 | 1 | 4 | 4+ | 4 | Amount reduced to better align with DAC criteria | 1
PG&E FRESNO | Wilson | 230 | Biomass |  |  | 0 | 0 | 0 | 0 | 0 | 0 | 0 | 0 | 0 | 5 | 2 | 5 | 2 | [13 empty] | 3 | 3 | 1 | 1 | 4 | 1 | 1 |  | 0
SCE Northern | Windhub | 230 | Biomass |  |  | 0 | 0 | 0 | 0 | 0 | 0 | 0 | 0 | 0 | 1 | 1 | 1 | 1 | [13 empty] | 1 | 3 | 1 | 3 | 3 | 1 | 1 |  | 0
SCE Northern | Windhub | 500 | Biomass |  |  | 0 | 0 | 0 | 0 | 0 | 0 | 0 | 0 | 0 | 1 | 1 | 1 | 1 | [13 empty] | 1 | 3 | 1 | 3 | 3 | 1 | 1 |  | 0
PG&E GBA | Windmaster | 230 | Biomass |  |  | 0 | 0 | 0 | 0 | 0 | 0 | 0 | 0 | 0 | 5 | 2 | 1 | 1 | [13 empty] | 1 | 3 | 3 | 3 | 3 | 1 | 1 |  | 0
PG&E NGBA | Windsor | 60 | Biomass |  |  | 0 | 0 | 0 | 0 | 0 | 0 | 0 | 0 | 0 | 5 | 5 | 1 | 1 | [13 empty] | 3 | 3 | 3 | 3 | 3 | 1 | 1 |  | 0
PG&E NGBA | Woodland | 115 | Biomass |  |  | 0 | 0 | 0 | 0 | 0 | 0 | 0 | 0 | 0 | 5 | 2 | 1 | 1 | [13 empty] | 1 | 3 | 1 | 1 | 1 | 1 | 1 |  | 0
PG&E FRESNO | Woodward | 115 | Biomass |  |  | 0 | 0 | 0 | 0 | 0 | 0 | 0 | 0 | 0 | 5 | 2 | 5 | 2 | [13 empty] | 3 | 3 | 3 | 1 | 3 | 1 | 1 |  | 0
PG&E NGBA | Wyandotte | 115 | Biomass |  |  | 10 | 0 | 10 | 0 | 0 | 0 | 10 | 0 | 10 | 5 | 2 | 1 | 1 | [13 empty] | 1 | 3 | 3 | 1 | 3 | 5- | 1 |  | 1
PG&E KERN | 7th Standard | 115 | Wind, Onshore |  |  | 0 | 0 | 0 | 0 | 0 | 0 | 0 | 0 | 0 | 1 | 1 | 1 | 1 | 1 | 1 | N/A |  |  |  | N/A | N/A | N/A | N/A | N/A | N/A | N/A | 1 | 1 | 3 | 1 | 2 | 1 | 1 |  | 0
SCE Metro | Alamitos | 230 | Wind, Onshore |  |  | 0 | 0 | 0 | 0 | 0 | 0 | 0 | 0 | 0 | 1 | 1 | 1 | 1 | 1 | 1 | N/A |  |  |  | N/A | N/A | N/A | N/A | N/A | N/A | N/A | 1 | 1 | 1 | 1 | 1 | 1 | 1 |  | 0
SCE Eastern | Alberhill | 115 | Wind, Onshore |  |  | 0 | 0 | 0 | 0 | 0 | 0 | 0 | 0 | 0 | 1 | 1 | 1 | 1 | 1 | 1 | [11 empty] | 1 | 1 | 4 | 1 | 1 | 1 | 1 |  | 0
SCE Eastern | Alberhill | 500 | Wind, Onshore |  |  | 0 | 0 | 0 | 0 | 0 | 0 | 0 | 0 | 0 | 1 | 1 | 1 | 1 | 1 | 1 | [11 empty] | 1 | 1 | 4 | 1 | 1 | 1 | 1 |  | 0
PG&E GBA | Alhambra | 115 | Wind, Onshore |  |  | 0 | 0 | 0 | 0 | 0 | 0 | 0 | 0 | 0 | 5 | 2 | 1 | 1 | 1 | 1 | [11 empty] | 2 | 1 | 2 | 1 | 2 | 1 | 1 |  | 0
PG&E FRESNO | Alpaugh | 115 | Wind, Onshore |  |  | 0 | 0 | 0 | 0 | 0 | 0 | 0 | 0 | 0 | 1 | 1 | 1 | 1 | 1 | 1 | 1 |  |  |  | 1 | 1 | 1 | 1 | 1 | 1 | 1 | 1 | 1 | 3 | 1 | 1 | 1 | 1 |  | 0
SDGE | Alpine | 69 | Wind, Onshore |  |  | 0 | 0 | 0 | 0 | 0 | 0 | 0 | 0 | 0 | 1 | 1 | 1 | 1 | 1 | 1 | [11 empty] | 2 | 1 | 4 | 1 | 3 | 1 | 1 |  | 0
PG&E GBA | Altamont Midway (Sandhill) | 230 | Wind, Onshore |  |  | 5 | 0 | 5 | 0 | 0 | 0 | 5 | 0 | 5 | 5 | 2 | 1 | 1 | 1 | 5 | 1 |  |  |  | 2 | 2 | 2 | 2 | 3 | 1 | 1 | 2 | 1 | 2 | 1 | 3 | 1 | 1 |  | 1
SCE Northern | Antelope | 66 | Wind, Onshore |  |  | 0 | 0 | 0 | 0 | 0 | 0 | 0 | 0 | 0 | 1 | 1 | 1 | 1 | 1 | 1 | N/A |  |  |  | N/A | N/A | N/A | N/A | N/A | N/A | N/A | 2 | 1 | 4 | 1 | 3 | 1 | 1 |  | 0
SCE Northern | Antelope | 230 | Wind, Onshore |  |  | 200 | 0 | 200 | 0 | 0 | 0 | 200 | 0 | 200 | 1 | 1 | 1 | 1 | 1 | 1 | 2 |  |  |  | 5 | 1 | 1 | 1 | 1 | 1 | 1 | 2 | 1 | 4 | 1 | 3 | 5- | 1 |  | 1
SCE Northern | Antelope | 500 | Wind, Onshore |  |  | 0 | 0 | 0 | 0 | 0 | 0 | 0 | 0 | 0 | 1 | 1 | 1 | 1 | 1 | 1 | N/A |  |  |  | N/A | N/A | N/A | N/A | N/A | N/A | N/A | 2 | 1 | 4 | 1 | 3 | 1 | 1 |  | 0
PG&E NGBA | Arcata | 60 | Wind, Onshore |  |  | 0 | 0 | 0 | 0 | 0 | 0 | 0 | 0 | 0 | 5 | 2 | 1 | 1 | 1 | 1 | [11 empty] | 2 | 2 | 4 | 2 | 3 | 1 | 1 |  | 0
PG&E KERN | Arco | 230 | Wind, Onshore |  |  | 0 | 0 | 0 | 0 | 0 | 0 | 0 | 0 | 0 | 1 | 1 | 1 | 1 | 1 | 1 | N/A |  |  |  | N/A | N/A | N/A | N/A | N/A | N/A | N/A | 1 | 1 | 4 | 1 | 1 | 1 | 1 |  | 0
PG&E KERN | Arco | 70 | Wind, Onshore |  |  | 0 | 0 | 0 | 0 | 0 | 0 | 0 | 0 | 0 | 1 | 1 | 1 | 1 | 1 | 1 | N/A |  |  |  | N/A | N/A | N/A | N/A | N/A | N/A | N/A | 1 | 1 | 4 | 1 | 1 | 1 | 1 |  | 0
SCE Metro | ArcoGen | 230 | Wind, Onshore |  |  | 0 | 0 | 0 | 0 | 0 | 0 | 0 | 0 | 0 | 1 | 1 | 1 | 1 | 1 | 1 | N/A |  |  |  | N/A | N/A | N/A | N/A | N/A | N/A | N/A | 1 | 1 | 1 | 1 | 1 | 1 | 1 |  | 0
SDGE | Artesian | 230 | Wind, Onshore |  |  | 0 | 0 | 0 | 0 | 0 | 0 | 0 | 0 | 0 | 1 | 1 | 1 | 1 | 1 | 1 | [11 empty] | 2 | 1 | 2 | 1 | 3 | 1 | 1 |  | 0
SDGE | Artesian | 69 | Wind, Onshore |  |  | 0 | 0 | 0 | 0 | 0 | 0 | 0 | 0 | 0 | 1 | 1 | 1 | 1 | 1 | 1 | [11 empty] | 2 | 1 | 2 | 1 | 3 | 1 | 1 |  | 0
PG&E FRESNO | Ashlan | 230 | Wind, Onshore |  |  | 0 | 0 | 0 | 0 | 0 | 0 | 0 | 0 | 0 | 5 | 2 | 5 | 2 | 1 | 1 | [11 empty] | 1 | 1 | 2 | 2 | 1 | 1 | 1 |  | 0
PG&E NGBA | Atlantic | 115 | Wind, Onshore |  |  | 0 | 0 | 0 | 0 | 0 | 0 | 0 | 0 | 0 | 5 | 2 | 1 | 1 | 1 | 1 | [11 empty] | 2 | 1 | 2 | 2 | 3 | 1 | 1 |  | 0
PG&E NGBA | Atlantic | 230 | Wind, Onshore |  |  | 0 | 0 | 0 | 0 | 0 | 0 | 0 | 0 | 0 | 5 | 2 | 1 | 1 | 1 | 1 | [11 empty] | 2 | 1 | 2 | 2 | 3 | 1 | 1 |  | 0
PG&E NGBA | Atlantic | 60 | Wind, Onshore |  |  | 0 | 0 | 0 | 0 | 0 | 0 | 0 | 0 | 0 | 5 | 2 | 1 | 1 | 1 | 1 | [11 empty] | 2 | 1 | 2 | 2 | 3 | 1 | 1 |  | 0
PG&E FRESNO | Atwater | 115 | Wind, Onshore |  |  | 0 | 0 | 0 | 0 | 0 | 0 | 0 | 0 | 0 | 5 | 2 | 5 | 2 | 1 | 1 | [11 empty] | 1 | 1 | 2 | 2 | 1 | 1 | 1 |  | 0
PG&E GBA | Avena | 115 | Wind, Onshore |  |  | 0 | 0 | 0 | 0 | 0 | 0 | 0 | 0 | 0 | 5 | 2 | 1 | 1 | 1 | 1 | [11 empty] | 1 | 1 | 3 | 2 | 1 | 1 | 1 |  | 0
SDGE | Avocado | 69 | Wind, Onshore |  |  | 0 | 0 | 0 | 0 | 0 | 0 | 0 | 0 | 0 | 1 | 1 | 1 | 1 | 1 | 1 | [11 empty] | 2 | 1 | 3 | 1 | 3 | 1 | 1 |  | 0
PG&E NGBA | Bahia | 230 | Wind, Onshore |  |  | 0 | 0 | 0 | 0 | 0 | 0 | 0 | 0 | 0 | 5 | 5 | 1 | 1 | 1 | 1 | [11 empty] | 2 | 1 | 1 | 1 | 2 | 1 | 1 |  | 0
SCE Northern | Bailey | 230 | Wind, Onshore |  |  | 0 | 0 | 0 | 0 | 0 | 0 | 0 | 0 | 0 | 5 | 5 | 1 | 1 | 1 | 1 | N/A |  |  |  | N/A | N/A | N/A | N/A | N/A | N/A | N/A | 1 | 1 | 4 | 1 | 3 | 1 | 1 |  | 0
SCE NOL | Baker | 115 | Wind, Onshore |  |  | 0 | 0 | 0 | 0 | 0 | 0 | 0 | 0 | 0 | 3 | 3 | 1 | 1 | 1 | 1 | [11 empty] | 2 | 2 | 4 | 1 | 1 | 1 | 1 |  | 0
PG&E KERN | Bakersfield | 230 | Wind, Onshore |  |  | 0 | 0 | 0 | 0 | 0 | 0 | 0 | 0 | 0 | 1 | 1 | 1 | 1 | 1 | 1 | N/A |  |  |  | N/A | N/A | N/A | N/A | N/A | N/A | N/A | 1 | 1 | 3 | 1 | 1 | 1 | 1 |  | 0
PG&E FRESNO | Balch | 230 | Wind, Onshore |  |  | 0 | 0 | 0 | 0 | 0 | 0 | 0 | 0 | 0 | 5 | 2 | 1 | 1 | 2 | 1 | 0 |  |  |  | 0 | 0 | 0 | 0 | 0 | 0 | 0 | 1 | 1 | 4 | 2 | 3 | 1 | 1 |  | 0
SCE Eastern | Bannister | 230 | Wind, Onshore |  |  | 0 | 0 | 0 | 0 | 0 | 0 | 0 | 0 | 0 | 5 | 5 | 3 | 3 | 1 | 1 | [11 empty] | 2 | 1 | 2 | 2 | 1 | 1 | 1 |  | 0
SCE Metro | Barre | 230 | Wind, Onshore |  |  | 0 | 0 | 0 | 0 | 0 | 0 | 0 | 0 | 0 | 1 | 1 | 1 | 1 | 1 | 1 | N/A |  |  |  | N/A | N/A | N/A | N/A | N/A | N/A | N/A | 1 | 1 | 1 | 1 | 1 | 1 | 1 |  | 0
SDGE | Bay Boulevard | 69 | Wind, Onshore |  |  | 0 | 0 | 0 | 0 | 0 | 0 | 0 | 0 | 0 | 1 | 1 | 1 | 1 | 1 | 1 | N/A |  |  |  | N/A | N/A | N/A | N/A | N/A | N/A | N/A | 2 | 1 | 2 | 1 | 1 | 1 | 1 |  | 0
SDGE | Bay Boulevard | 230 | Wind, Onshore |  |  | 0 | 0 | 0 | 0 | 0 | 0 | 0 | 0 | 0 | 1 | 1 | 1 | 1 | 1 | 1 | N/A |  |  |  | N/A | N/A | N/A | N/A | N/A | N/A | N/A | 2 | 1 | 2 | 1 | 1 | 1 | 1 |  | 0
EOP | Beatty | 138 | Wind, Onshore |  |  | 0 | 0 | 0 | 0 | 0 | 0 | 0 | 0 | 0 | 5 | 5 | 1 | 1 | 1 | 1 | N/A |  |  |  | N/A | N/A | N/A | N/A | N/A | N/A | N/A | 2 | 2 | 4 | 1 | 3 | 1 | 1 |  | 0
EOP | Beatty | 230 | Wind, Onshore |  |  | 0 | 0 | 0 | 0 | 0 | 0 | 0 | 0 | 0 | 5 | 5 | 1 | 1 | 1 | 1 | N/A |  |  |  | N/A | N/A | N/A | N/A | N/A | N/A | N/A | 2 | 2 | 4 | 1 | 3 | 1 | 1 |  | 0
PG&E NGBA | Belden | 230 | Wind, Onshore |  |  | 0 | 0 | 0 | 0 | 0 | 0 | 0 | 0 | 0 | 5 | 2 | 1 | 1 | 1 | 1 | [11 empty] | 2 | 2 | 4 | 1 | 3 | 1 | 1 |  | 0
PG&E NGBA | Bell | 115 | Wind, Onshore |  |  | 0 | 0 | 0 | 0 | 0 | 0 | 0 | 0 | 0 | 5 | 2 | 1 | 1 | 1 | 1 | [11 empty] | 2 | 1 | 4 | 2 | 3 | 1 | 1 |  | 0
PG&E NGBA | Bellevue | 115 | Wind, Onshore |  |  | 0 | 0 | 0 | 0 | 0 | 0 | 0 | 0 | 0 | 5 | 5 | 1 | 1 | 1 | 1 | N/A |  |  |  | N/A | N/A | N/A | N/A | N/A | N/A | N/A | 2 | 1 | 2 | 2 | 2 | 1 | 1 |  | 0
PG&E GBA | Bellota | 115 | Wind, Onshore |  |  | 0 | 0 | 0 | 0 | 0 | 0 | 0 | 0 | 0 | 5 | 2 | 1 | 1 | 2 | 1 | 1 |  |  |  | 1 | 2 | 1 | 1 | 2 | 1 | 1 | 1 | 1 | 4 | 2 | 3 | 1 | 1 |  | 0
PG&E GBA | Bellota | 230 | Wind, Onshore |  |  | 0 | 0 | 0 | 0 | 0 | 0 | 0 | 0 | 0 | 5 | 2 | 1 | 1 | 1 | 1 | N/A |  |  |  | N/A | N/A | N/A | N/A | N/A | N/A | N/A | 1 | 1 | 4 | 2 | 3 | 1 | 1 |  | 0
SCE Northern | Big Creek | 230 | Wind, Onshore |  |  | 0 | 0 | 0 | 0 | 0 | 0 | 0 | 0 | 0 | 1 | 1 | 1 | 1 | 1 | 1 | N/A |  |  |  | N/A | N/A | N/A | N/A | N/A | N/A | N/A | 1 | 1 | 4 | 2 | 3 | 1 | 1 |  | 0
PG&E FRESNO | Biola | 70 | Wind, Onshore |  |  | 0 | 0 | 0 | 0 | 0 | 0 | 0 | 0 | 0 | 5 | 2 | 5 | 2 | 1 | 1 | [11 empty] | 1 | 1 | 4 | 2 | 1 | 1 | 1 |  | 0
PG&E GBA | Birds Landing | 230 | Wind, Onshore |  |  | 234.8 | 107 | 341.8 | 90.8 | 0 | 90.8 | 144 | 107 | 251 | 5 | 5 | 1 | 1 | 2 | 1 | 4 |  |  |  | 2 | 1 | 1 | 1 | 2 | 1 | 1 | 2 | 1 | 4 | 1 | 1 | 3- | 1 |  | 1
SCE Northern | Bliss | 66 | Wind, Onshore |  |  | 0 | 0 | 0 | 0 | 0 | 0 | 0 | 0 | 0 | 1 | 1 | 1 | 1 | 1 | 1 | [11 empty] | 1 | 1 | 4 | 1 | 1 | 1 | 1 |  | 0
SCE Eastern | Blythe | 161 | Wind, Onshore |  |  | 0 | 0 | 0 | 0 | 0 | 0 | 0 | 0 | 0 | 5 | 5 | 3 | 3 | 1 | 1 | N/A |  |  |  | N/A | N/A | N/A | N/A | N/A | N/A | N/A | 2 | 2 | 2 | 1 | 1 | 1 | 1 |  | 0
PG&E NGBA | Bogue | 115 | Wind, Onshore |  |  | 0 | 0 | 0 | 0 | 0 | 0 | 0 | 0 | 0 | 5 | 2 | 1 | 1 | 1 | 1 | [11 empty] | 2 | 2 | 2 | 1 | 2 | 1 | 1 |  | 0
PG&E FRESNO | Borden | 230 | Wind, Onshore |  |  | 0 | 0 | 0 | 0 | 0 | 0 | 0 | 0 | 0 | 5 | 2 | 5 | 2 | 1 | 1 | N/A |  |  |  | N/A | N/A | N/A | N/A | N/A | N/A | N/A | 1 | 1 | 4 | 2 | 1 | 1 | 1 |  | 0
PG&E FRESNO | Borden | 70 | Wind, Onshore |  |  | 0 | 0 | 0 | 0 | 0 | 0 | 0 | 0 | 0 | 5 | 2 | 5 | 2 | 1 | 1 | N/A |  |  |  | N/A | N/A | N/A | N/A | N/A | N/A | N/A | 1 | 1 | 4 | 2 | 1 | 1 | 1 |  | 0
SDGE | Boulevard East | 138 | Wind, Onshore |  |  | 60 | 3.3 | 63.3 | 0 | 0 | 0 | 60 | 3.3 | 63.3 | 1 | 1 | 1 | 1 | 1 | 2 | 1 |  |  |  | 5 | 1 | 1 | 1 | 1 | 2 | 1 | 2 | 1 | 4 | 1 | 3 | 1 | 1 |  | 1
SDGE | Boulevard East | 69 | Wind, Onshore |  |  | 0 | 0 | 0 | 0 | 0 | 0 | 0 | 0 | 0 | 1 | 1 | 1 | 1 | 1 | 1 | N/A |  |  |  | N/A | N/A | N/A | N/A | N/A | N/A | N/A | 2 | 1 | 4 | 1 | 3 | 1 | 1 |  | 0
PG&E GBA | Brentwood | 230 | Wind, Onshore |  |  | 0 | 0 | 0 | 0 | 0 | 0 | 0 | 0 | 0 | 5 | 2 | 1 | 1 | 1 | 1 | N/A |  |  |  | N/A | N/A | N/A | N/A | N/A | N/A | N/A | 2 | 1 | 4 | 1 | 3 | 1 | 1 |  | 0
PG&E NGBA | Bridgeville | 115 | Wind, Onshore |  |  | 0 | 0 | 0 | 0 | 0 | 0 | 0 | 0 | 0 | 5 | 2 | 1 | 1 | 1 | 1 | N/A |  |  |  | N/A | N/A | N/A | N/A | N/A | N/A | N/A | 2 | 2 | 4 | 2 | 3 | 1 | 1 |  | 0
PG&E NGBA | Brighton | 115 | Wind, Onshore |  |  | 0 | 0 | 0 | 0 | 0 | 0 | 0 | 0 | 0 | 5 | 2 | 1 | 1 | 1 | 1 | [11 empty] | 2 | 1 | 2 | 2 | 1 | 1 | 1 |  | 0
PG&E NGBA | Brighton | 230 | Wind, Onshore |  |  | 0 | 0 | 0 | 0 | 0 | 0 | 0 | 0 | 0 | 5 | 2 | 1 | 1 | 1 | 1 | [11 empty] | 2 | 1 | 2 | 2 | 1 | 1 | 1 |  | 0
PG&E NGBA | Brunswick | 115 | Wind, Onshore |  |  | 0 | 0 | 0 | 0 | 0 | 0 | 0 | 0 | 0 | 5 | 2 | 1 | 1 | 1 | 1 | N/A |  |  |  | N/A | N/A | N/A | N/A | N/A | N/A | N/A | 2 | 1 | 4 | 1 | 3 | 1 | 1 |  | 0
PG&E NGBA | Bucks Creek | 230 | Wind, Onshore |  |  | 0 | 0 | 0 | 0 | 0 | 0 | 0 | 0 | 0 | 5 | 2 | 1 | 1 | 1 | 1 | [11 empty] | 2 | 2 | 4 | 1 | 3 | 1 | 1 |  | 0
PG&E KERN | Buena Vista | 230 | Wind, Onshore |  |  | 0 | 0 | 0 | 0 | 0 | 0 | 0 | 0 | 0 | 1 | 1 | 1 | 1 | 1 | 1 | [11 empty] | 2 | 2 | 4 | 2 | 1 | 1 | 1 |  | 0
PG&E FRESNO | Bullard | 115 | Wind, Onshore |  |  | 0 | 0 | 0 | 0 | 0 | 0 | 0 | 0 | 0 | 5 | 2 | 5 | 2 | 1 | 1 | [11 empty] | 1 | 1 | 1 | 2 | 2 | 1 | 1 |  | 0
PG&E GBA | Burlingame | 115 | Wind, Onshore |  |  | 0 | 0 | 0 | 0 | 0 | 0 | 0 | 0 | 0 | 5 | 2 | 1 | 1 | 1 | 1 | [11 empty] | 2 | 1 | 3 | 1 | 2 | 1 | 1 |  | 0
PG&E NGBA | Burney Forest | 230 | Wind, Onshore |  |  | 0 | 0 | 0 | 0 | 0 | 0 | 0 | 0 | 0 | 5 | 5 | 3 | 3 | 1 | 1 | [11 empty] | 2 | 2 | 4 | 2 | 3 | 1 | 1 |  | 0
PG&E NGBA | Butte | 115 | Wind, Onshore |  |  | 0 | 0 | 0 | 0 | 0 | 0 | 0 | 0 | 0 | 5 | 2 | 1 | 1 | 1 | 1 | [11 empty] | 2 | 1 | 4 | 2 | 2 | 1 | 1 |  | 0
PG&E KERN | Cabrillo | 115 | Wind, Onshore |  |  | 0 | 0 | 0 | 0 | 0 | 0 | 0 | 0 | 0 | 1 | 1 | 1 | 1 | 1 | 1 | 4 |  |  |  | 5 | 2 | 1 | 1 | 3 | 2 | 1 | 2 | 2 | 4 | 1 | 3 | 1 | 1 |  | 0
PG&E FRESNO | Cal Flats | 230 | Wind, Onshore |  |  | 0 | 0 | 0 | 0 | 0 | 0 | 0 | 0 | 0 | 1 | 1 | 1 | 1 | 1 | 1 | N/A |  |  |  | N/A | N/A | N/A | N/A | N/A | N/A | N/A | 2 | 2 | 4 | 2 | 2 | 1 | 1 |  | 0
SCE NOL | Calcite | 230 | Wind, Onshore |  |  | 0 | 0 | 0 | 0 | 0 | 0 | 0 | 0 | 0 | 1 | 1 | 1 | 1 | 1 | 1 | N/A |  |  |  | N/A | N/A | N/A | N/A | N/A | N/A | N/A | 2 | 1 | 4 | 1 | 3 | 1 | 1 |  | 0
PG&E KERN | Caliente | 230 | Wind, Onshore |  |  | 0 | 0 | 0 | 0 | 0 | 0 | 0 | 0 | 0 | 1 | 1 | 1 | 1 | 1 | 1 | 1 |  |  |  | 1 | 1 | 1 | 1 | 1 | 2 | 1 | 2 | 1 | 4 | 2 | 2 | 1 | 4 | Reduction b/c no CI | 1
PG&E FRESNO | California Ave | 115 | Wind, Onshore |  |  | 0 | 0 | 0 | 0 | 0 | 0 | 0 | 0 | 0 | 5 | 2 | 5 | 2 | 1 | 1 | 1 |  |  |  | 1 | 1 | 1 | 1 | 1 | 1 | 1 | 1 | 1 | 2 | 2 | 1 | 1 | 1 |  | 0
PG&E KERN | Callender | 115 | Wind, Onshore |  |  | 0 | 0 | 0 | 0 | 0 | 0 | 0 | 0 | 0 | 1 | 1 | 1 | 1 | 1 | 1 | [11 empty] | 2 | 2 | 4 | 2 | 2 | 1 | 1 |  | 0
PG&E NGBA | Calpella | 115 | Wind, Onshore |  |  | 0 | 0 | 0 | 0 | 0 | 0 | 0 | 0 | 0 | 5 | 5 | 1 | 1 | 1 | 1 | N/A |  |  |  | N/A | N/A | N/A | N/A | N/A | N/A | N/A | 2 | 2 | 4 | 2 | 3 | 1 | 1 |  | 0
PG&E GBA | Camanche | 230 | Wind, Onshore |  |  | 0 | 0 | 0 | 0 | 0 | 0 | 0 | 0 | 0 | 5 | 2 | 1 | 1 | 1 | 1 | N/A |  |  |  | N/A | N/A | N/A | N/A | N/A | N/A | N/A | 1 | 1 | 4 | 2 | 3 | 1 | 1 |  | 0
SDGE | Cameron | 69 | Wind, Onshore |  |  | 0 | 0 | 0 | 0 | 0 | 0 | 0 | 0 | 0 | 1 | 1 | 1 | 1 | 1 | 1 | [11 empty] | 1 | 1 | 2 | 1 | 1 | 1 | 1 |  | 0
SDGE | Cannon | 69 | Wind, Onshore |  |  | 0 | 0 | 0 | 0 | 0 | 0 | 0 | 0 | 0 | 1 | 1 | 1 | 1 | 1 | 1 | [11 empty] | 2 | 1 | 1 | 1 | 3 | 1 | 1 |  | 0
PG&E FRESNO | Cantua | 115 | Wind, Onshore |  |  | 0 | 0 | 0 | 0 | 0 | 0 | 0 | 0 | 0 | 1 | 1 | 1 | 1 | 1 | 1 | N/A |  |  |  | N/A | N/A | N/A | N/A | N/A | N/A | N/A | 1 | 1 | 4 | 2 | 1 | 1 | 1 |  | 0
SDGE | Capistrano | 138 | Wind, Onshore |  |  | 0 | 0 | 0 | 0 | 0 | 0 | 0 | 0 | 0 | 1 | 1 | 1 | 1 | 1 | 1 | N/A |  |  |  | N/A | N/A | N/A | N/A | N/A | N/A | N/A | 1 | 1 | 2 | 1 | 3 | 1 | 1 |  | 0
SDGE | Capistrano | 230 | Wind, Onshore |  |  | 0 | 0 | 0 | 0 | 0 | 0 | 0 | 0 | 0 | 1 | 1 | 1 | 1 | 1 | 1 | N/A |  |  |  | N/A | N/A | N/A | N/A | N/A | N/A | N/A | 1 | 1 | 2 | 1 | 3 | 1 | 1 |  | 0
PG&E NGBA | Carberry | 230 | Wind, Onshore |  |  | 0 | 0 | 0 | 0 | 0 | 0 | 0 | 0 | 0 | 5 | 5 | 3 | 3 | 1 | 1 | [11 empty] | 2 | 2 | 4 | 2 | 3 | 1 | 1 |  | 0
SCE Eastern | Cardiff | 66 | Wind, Onshore |  |  | 0 | 0 | 0 | 0 | 0 | 0 | 0 | 0 | 0 | 1 | 1 | 1 | 1 | 1 | 1 | [11 empty] | 1 | 1 | 2 | 1 | 1 | 1 | 1 |  | 0
PG&E NGBA | Caribou | 60 | Wind, Onshore |  |  | 0 | 0 | 0 | 0 | 0 | 0 | 0 | 0 | 0 | 5 | 2 | 1 | 1 | 2 | 1 | 0 |  |  |  | 0 | 0 | 0 | 0 | 0 | 0 | 0 | 2 | 2 | 4 | 1 | 3 | 1 | 1 |  | 0
PG&E NGBA | Caribou | 115 | Wind, Onshore |  |  | 0 | 0 | 0 | 0 | 0 | 0 | 0 | 0 | 0 | 5 | 2 | 1 | 1 | 1 | 1 | [11 empty] | 2 | 2 | 4 | 1 | 3 | 1 | 1 |  | 0
PG&E NGBA | Caribou | 230 | Wind, Onshore |  |  | 0 | 0 | 0 | 0 | 0 | 0 | 0 | 0 | 0 | 5 | 2 | 1 | 1 | 1 | 1 | [11 empty] | 2 | 2 | 4 | 1 | 3 | 1 | 1 |  | 0
EOP | Carpenter Canyon (fka Gamebird) | 138 | Wind, Onshore |  |  | 0 | 0 | 0 | 0 | 0 | 0 | 0 | 0 | 0 | 5 | 5 | 1 | 1 | 1 | 1 | N/A |  |  |  | N/A | N/A | N/A | N/A | N/A | N/A | N/A | 2 | 2 | 4 | 1 | 3 | 1 | 1 |  | 0
EOP | Carpenter Canyon (fka Gamebird) | 230 | Wind, Onshore |  |  | 0 | 0 | 0 | 0 | 0 | 0 | 0 | 0 | 0 | 5 | 5 | 1 | 1 | 1 | 1 | N/A |  |  |  | N/A | N/A | N/A | N/A | N/A | N/A | N/A | 2 | 2 | 4 | 1 | 3 | 1 | 1 |  | 0
PG&E NGBA | Carquinez | 115 | Wind, Onshore |  |  | 0 | 0 | 0 | 0 | 0 | 0 | 0 | 0 | 0 | 5 | 5 | 1 | 1 | 1 | 1 | N/A |  |  |  | N/A | N/A | N/A | N/A | N/A | N/A | N/A | 2 | 1 | 2 | 1 | 1 | 1 | 1 |  | 0
SDGE | Carrizo Gorge | 138 | Wind, Onshore |  |  | 0 | 0 | 0 | 0 | 0 | 0 | 0 | 0 | 0 | 1 | 1 | 1 | 1 | 1 | 1 | [11 empty] | 2 | 1 | 4 | 1 | 3 | 1 | 1 |  | 0
PG&E KERN | Carrizo Plains | 115 | Wind, Onshore |  |  | 0 | 0 | 0 | 0 | 0 | 0 | 0 | 0 | 0 | 1 | 1 | 1 | 1 | 1 | 1 | N/A |  |  |  | N/A | N/A | N/A | N/A | N/A | N/A | N/A | 2 | 1 | 4 | 2 | 2 | 1 | 1 |  | 0
PG&E KERN | Casaloma | 230 | Wind, Onshore |  |  | 0 | 0 | 0 | 0 | 0 | 0 | 0 | 0 | 0 | 1 | 1 | 1 | 1 | 1 | 1 | [11 empty] | 1 | 1 | 3 | 1 | 1 | 1 | 1 |  | 0
PG&E GBA | Castro Valley | 230 | Wind, Onshore |  |  | 0 | 0 | 0 | 0 | 0 | 0 | 0 | 0 | 0 | 5 | 5 | 1 | 1 | 1 | 1 | [11 empty] | 2 | 1 | 2 | 1 | 2 | 1 | 1 |  | 0
PG&E GBA | Cayetano | 230 | Wind, Onshore |  |  | 0 | 0 | 0 | 0 | 0 | 0 | 0 | 0 | 0 | 5 | 2 | 1 | 1 | 1 | 1 | N/A |  |  |  | N/A | N/A | N/A | N/A | N/A | N/A | N/A | 2 | 1 | 3 | 1 | 3 | 1 | 1 |  | 0
SCE Metro | Center | 230 | Wind, Onshore |  |  | 0 | 0 | 0 | 0 | 0 | 0 | 0 | 0 | 0 | 1 | 1 | 1 | 1 | 1 | 1 | N/A |  |  |  | N/A | N/A | N/A | N/A | N/A | N/A | N/A | 1 | 1 | 1 | 1 | 1 | 1 | 1 |  | 0
PG&E KERN | Charca | 115 | Wind, Onshore |  |  | 0 | 0 | 0 | 0 | 0 | 0 | 0 | 0 | 0 | 1 | 1 | 1 | 1 | 1 | 1 | N/A |  |  |  | N/A | N/A | N/A | N/A | N/A | N/A | N/A | 1 | 1 | 4 | 1 | 1 | 1 | 1 |  | 0
EOP | Charleston | 138 | Wind, Onshore |  |  | 0 | 0 | 0 | 0 | 0 | 0 | 0 | 0 | 0 | 5 | 5 | 1 | 1 | 1 | 1 | [11 empty] | 2 | 2 | 4 | 1 | 3 | 1 | 1 |  | 0
SCE Metro | Chevmain | 230 | Wind, Onshore |  |  | 0 | 0 | 0 | 0 | 0 | 0 | 0 | 0 | 0 | 1 | 1 | 1 | 1 | 1 | 1 | N/A |  |  |  | N/A | N/A | N/A | N/A | N/A | N/A | N/A | 1 | 1 | 1 | 1 | 1 | 1 | 1 |  | 0
SDGE | Chicarita | 138 | Wind, Onshore |  |  | 0 | 0 | 0 | 0 | 0 | 0 | 0 | 0 | 0 | 1 | 1 | 1 | 1 | 1 | 1 | [11 empty] | 2 | 1 | 3 | 1 | 3 | 1 | 1 |  | 0
SCE Metro | Chino | 230 | Wind, Onshore |  |  | 0 | 0 | 0 | 0 | 0 | 0 | 0 | 0 | 0 | 1 | 1 | 1 | 1 | 1 | 1 | 1 |  |  |  | 5 | 2 | 1 | 1 | 5 | 2 | 1 | 1 | 1 | 1 | 1 | 2 | 1 | 1 |  | 0
PG&E FRESNO | Chowchilla | 115 | Wind, Onshore |  |  | 0 | 0 | 0 | 0 | 0 | 0 | 0 | 0 | 0 | 5 | 2 | 5 | 2 | 1 | 1 | [11 empty] | 1 | 1 | 1 | 2 | 2 | 1 | 1 |  | 0
PG&E GBA | Christie | 60 | Wind, Onshore |  |  | 0 | 0 | 0 | 0 | 0 | 0 | 0 | 0 | 0 | 5 | 2 | 1 | 1 | 1 | 1 | [11 empty] | 2 | 1 | 2 | 1 | 2 | 1 | 1 |  | 0
PG&E GBA | Christie | 115 | Wind, Onshore |  |  | 0 | 0 | 0 | 0 | 0 | 0 | 0 | 0 | 0 | 5 | 2 | 1 | 1 | 3 | 1 | 0 |  |  |  | 0 | 0 | 0 | 0 | 0 | 0 | 0 | 2 | 1 | 2 | 1 | 2 | 1 | 1 |  | 0
SCE Eastern | Cielo Azul | 500 | Wind, Onshore |  |  | 0 | 0 | 0 | 0 | 0 | 0 | 0 | 0 | 0 | 5 | 5 | 1 | 1 | 1 | 1 | N/A |  |  |  | N/A | N/A | N/A | N/A | N/A | N/A | N/A | 2 | 2 | 4 | 1 | 3 | 1 | 1 |  | 0
PG&E GBA | Clay | 60 | Wind, Onshore |  |  | 0 | 0 | 0 | 0 | 0 | 0 | 0 | 0 | 0 | 5 | 2 | 1 | 1 | 1 | 1 | [11 empty] | 2 | 1 | 3 | 1 | 3 | 1 | 1 |  | 0
PG&E GBA | Clayton | 115 | Wind, Onshore |  |  | 0 | 0 | 0 | 0 | 0 | 0 | 0 | 0 | 0 | 5 | 2 | 1 | 1 | 1 | 1 | N/A |  |  |  | N/A | N/A | N/A | N/A | N/A | N/A | N/A | 2 | 1 | 4 | 1 | 2 | 1 | 1 |  | 0
PG&E NGBA | Cloverdale | 115 | Wind, Onshore |  |  | 0 | 0 | 0 | 0 | 0 | 0 | 0 | 0 | 0 | 5 | 5 | 1 | 1 | 1 | 1 | N/A |  |  |  | N/A | N/A | N/A | N/A | N/A | N/A | N/A | 2 | 2 | 4 | 2 | 3 | 1 | 1 |  | 0
PG&E FRESNO | Clovis | 115 | Wind, Onshore |  |  | 0 | 0 | 0 | 0 | 0 | 0 | 0 | 0 | 0 | 5 | 2 | 5 | 2 | 1 | 1 | [11 empty] | 1 | 1 | 2 | 2 | 2 | 1 | 1 |  | 0
PG&E GBA | Coburn | 230 | Wind, Onshore |  |  | 100 | 0 | 100 | 0 | 0 | 0 | 100 | 0 | 100 | 1 | 1 | 1 | 1 | 1 | 2 | 1 |  |  |  | 1 | 1 | 1 | 1 | 2 | 1 | 1 | 2 | 2 | 2 | 2 | 3 | 5- | 1 |  | 1
PG&E GBA | Coburn | 60 | Wind, Onshore |  |  | 0 | 0 | 0 | 0 | 0 | 0 | 0 | 0 | 0 | 1 | 1 | 1 | 1 | 1 | 1 | N/A |  |  |  | N/A | N/A | N/A | N/A | N/A | N/A | N/A | 2 | 2 | 2 | 2 | 3 | 1 | 1 |  | 0
PG&E NGBA | Colgate | 230 | Wind, Onshore |  |  | 0 | 0 | 0 | 0 | 0 | 0 | 0 | 0 | 0 | 5 | 2 | 1 | 1 | 1 | 1 | N/A |  |  |  | N/A | N/A | N/A | N/A | N/A | N/A | N/A | 2 | 1 | 4 | 1 | 3 | 1 | 1 |  | 0
PG&E GBA | Collierville | 230 | Wind, Onshore |  |  | 0 | 0 | 0 | 0 | 0 | 0 | 0 | 0 | 0 | 5 | 2 | 1 | 1 | 2 | 1 | 0 |  |  |  | 0 | 0 | 0 | 0 | 0 | 0 | 0 | 2 | 1 | 4 | 1 | 3 | 1 | 1 |  | 0
PG&E GBA | Collinsville | 230 | Wind, Onshore |  |  | 0 | 0 | 0 | 0 | 0 | 0 | 0 | 0 | 0 | 5 | 2 | 1 | 1 | 1 | 1 | [11 empty] | 2 | 1 | 3 | 1 | 1 | 1 | 1 |  | 0
PG&E GBA | Collinsville | 500 | Wind, Onshore |  |  | 0 | 0 | 0 | 0 | 0 | 0 | 0 | 0 | 0 | 5 | 2 | 1 | 1 | 1 | 1 | [11 empty] | 2 | 1 | 3 | 1 | 1 | 1 | 1 |  | 0
SCE Eastern | Colorado River | 230 | Wind, Onshore |  |  | 0 | 0 | 0 | 0 | 0 | 0 | 0 | 0 | 0 | 1 | 1 | 1 | 1 | 1 | 1 | N/A |  |  |  | N/A | N/A | N/A | N/A | N/A | N/A | N/A | 2 | 2 | 3 | 1 | 3 | 1 | 1 |  | 0
SCE Eastern | Colorado River | 500 | Wind, Onshore |  |  | 0 | 0 | 0 | 0 | 0 | 0 | 0 | 0 | 0 | 1 | 1 | 1 | 1 | 1 | 1 | N/A |  |  |  | N/A | N/A | N/A | N/A | N/A | N/A | N/A | 2 | 2 | 3 | 1 | 3 | 1 | 1 |  | 0
PG&E KERN | Columbus | 115 | Wind, Onshore |  |  | 0 | 0 | 0 | 0 | 0 | 0 | 0 | 0 | 0 | 1 | 1 | 1 | 1 | 2 | 1 | 1 |  |  |  | 1 | 1 | 1 | 1 | 1 | 1 | 1 | 1 | 1 | 2 | 1 | 2 | 1 | 1 |  | 0
PG&E GBA | Contra Costa | 115 | Wind, Onshore |  |  | 0 | 0 | 0 | 0 | 0 | 0 | 0 | 0 | 0 | 5 | 5 | 1 | 1 | 2 | 1 | 1 |  |  |  | 2 | 1 | 2 | 1 | 2 | 1 | 1 | 2 | 1 | 2 | 1 | 2 | 1 | 1 |  | 0
PG&E GBA | Contra Costa | 230 | Wind, Onshore |  |  | 0 | 0 | 0 | 0 | 0 | 0 | 0 | 0 | 0 | 5 | 2 | 1 | 1 | 2 | 1 | 1 |  |  |  | 2 | 1 | 2 | 1 | 2 | 1 | 1 | 2 | 1 | 2 | 1 | 2 | 1 | 1 |  | 0
PG&E GBA | Contra Costa PP | 230 | Wind, Onshore |  |  | 0 | 0 | 0 | 0 | 0 | 0 | 0 | 0 | 0 | 5 | 5 | 1 | 1 | 1 | 1 | [11 empty] | 2 | 1 | 1 | 1 | 2 | 1 | 1 |  | 0
SCE NOL | Control | 115 | Wind, Onshore |  |  | 0 | 0 | 0 | 0 | 0 | 0 | 0 | 0 | 0 | 5 | 5 | 1 | 1 | 1 | 1 | N/A |  |  |  | N/A | N/A | N/A | N/A | N/A | N/A | N/A | 2 | 2 | 4 | 1 | 3 | 1 | 1 |  | 0
SCE NOL | Control | 55 | Wind, Onshore |  |  | 0 | 0 | 0 | 0 | 0 | 0 | 0 | 0 | 0 | 5 | 5 | 1 | 1 | 1 | 1 | N/A |  |  |  | N/A | N/A | N/A | N/A | N/A | N/A | N/A | 2 | 2 | 4 | 1 | 3 | 1 | 1 |  | 0
PG&E GBA | Cooley Landing | 115 | Wind, Onshore |  |  | 0 | 0 | 0 | 0 | 0 | 0 | 0 | 0 | 0 | 5 | 2 | 1 | 1 | 3 | 1 | 0 |  |  |  | 0 | 0 | 0 | 0 | 0 | 0 | 0 | 2 | 1 | 2 | 1 | 1 | 1 | 1 |  | 0
PG&E GBA | Cooley Landing | 60 | Wind, Onshore |  |  | 0 | 0 | 0 | 0 | 0 | 0 | 0 | 0 | 0 | 1 | 1 | 1 | 1 | 1 | 1 | [11 empty] | 2 | 1 | 2 | 1 | 1 | 1 | 1 |  | 0
SCE NOL | Coolwater | 230 | Wind, Onshore |  |  | 0 | 0 | 0 | 0 | 0 | 0 | 0 | 0 | 0 | 3 | 3 | 1 | 1 | 1 | 1 | N/A |  |  |  | N/A | N/A | N/A | N/A | N/A | N/A | N/A | 2 | 1 | 2 | 1 | 1 | 1 | 1 |  | 0
SCE NOL | Coolwater | 115 | Wind, Onshore |  |  | 180 | 32.18 | 212.18 | 0 | 0 | 0 | 180 | 32.18 | 212.18 | 3 | 3 | 1 | 1 | 2 | 5 | 2 |  |  |  | 1 | 1 | 1 | 1 | 2 | 1 | 1 | 2 | 1 | 2 | 1 | 1 | 1 | 3 |  | 1
PG&E KERN | Copus | 70 | Wind, Onshore |  |  | 0 | 0 | 0 | 0 | 0 | 0 | 0 | 0 | 0 | 1 | 1 | 1 | 1 | 1 | 1 | [11 empty] | 1 | 1 | 3 | 1 | 1 | 1 | 1 |  | 0
PG&E FRESNO | Corcoran | 70 | Wind, Onshore |  |  | 0 | 0 | 0 | 0 | 0 | 0 | 0 | 0 | 0 | 5 | 2 | 5 | 2 | 1 | 1 | N/A |  |  |  | N/A | N/A | N/A | N/A | N/A | N/A | N/A | 1 | 1 | 4 | 2 | 1 | 1 | 1 |  | 0
PG&E FRESNO | Corcoran | 115 | Wind, Onshore |  |  | 0 | 0 | 0 | 0 | 0 | 0 | 0 | 0 | 0 | 5 | 2 | 5 | 2 | 1 | 1 | N/A |  |  |  | N/A | N/A | N/A | N/A | N/A | N/A | N/A | 1 | 1 | 4 | 2 | 1 | 1 | 1 |  | 0
PG&E NGBA | Corona | 115 | Wind, Onshore |  |  | 0 | 0 | 0 | 0 | 0 | 0 | 0 | 0 | 0 | 5 | 5 | 1 | 1 | 1 | 1 | [11 empty] | 2 | 1 | 3 | 2 | 3 | 1 | 1 |  | 0
PG&E NGBA | Cortina | 230 | Wind, Onshore |  |  | 0 | 0 | 0 | 0 | 0 | 0 | 0 | 0 | 0 | 5 | 5 | 1 | 1 | 1 | 1 | N/A |  |  |  | N/A | N/A | N/A | N/A | N/A | N/A | N/A | 2 | 2 | 4 | 1 | 3 | 1 | 1 |  | 0
PG&E NGBA | Cortina | 115 | Wind, Onshore |  |  | 0 | 0 | 0 | 0 | 0 | 0 | 0 | 0 | 0 | 5 | 5 | 1 | 1 | 1 | 1 | N/A |  |  |  | N/A | N/A | N/A | N/A | N/A | N/A | N/A | 2 | 2 | 4 | 1 | 3 | 1 | 1 |  | 0
PG&E GBA | Cottle | 230 | Wind, Onshore |  |  | 0 | 0 | 0 | 0 | 0 | 0 | 0 | 0 | 0 | 5 | 2 | 1 | 1 | 1 | 1 | [11 empty] | 1 | 1 | 3 | 2 | 1 | 1 | 1 |  | 0
PG&E NGBA | Cottonwood | 115 | Wind, Onshore |  |  | 0 | 0 | 0 | 0 | 0 | 0 | 0 | 0 | 0 | 5 | 2 | 1 | 1 | 1 | 1 | N/A |  |  |  | N/A | N/A | N/A | N/A | N/A | N/A | N/A | 2 | 2 | 3 | 2 | 3 | 1 | 1 |  | 0
PG&E NGBA | Cottonwood | 230 | Wind, Onshore |  |  | 0 | 0 | 0 | 0 | 0 | 0 | 0 | 0 | 0 | 5 | 2 | 1 | 1 | 1 | 1 | N/A |  |  |  | N/A | N/A | N/A | N/A | N/A | N/A | N/A | 2 | 2 | 3 | 2 | 3 | 1 | 1 |  | 0
PG&E NGBA | Cottonwood | 60 | Wind, Onshore |  |  | 0 | 0 | 0 | 0 | 0 | 0 | 0 | 0 | 0 | 5 | 2 | 1 | 1 | 1 | 1 | N/A |  |  |  | N/A | N/A | N/A | N/A | N/A | N/A | N/A | 2 | 2 | 3 | 2 | 3 | 1 | 1 |  | 0
PG&E NGBA | Cove Road | 230 | Wind, Onshore |  |  | 0 | 0 | 0 | 0 | 0 | 0 | 0 | 0 | 0 | 5 | 2 | 1 | 1 | 1 | 1 | N/A |  |  |  | N/A | N/A | N/A | N/A | N/A | N/A | N/A | 2 | 2 | 4 | 2 | 3 | 1 | 1 |  | 0
PG&E GBA | Coyote | 230 | Wind, Onshore |  |  | 0 | 0 | 0 | 0 | 0 | 0 | 0 | 0 | 0 | 1 | 1 | 1 | 1 | 1 | 1 | N/A |  |  |  | N/A | N/A | N/A | N/A | N/A | N/A | N/A | 2 | 1 | 3 | 2 | 2 | 1 | 1 |  | 0
PG&E GBA | Crazy Horse Canyon | 115 | Wind, Onshore |  |  | 0 | 0 | 0 | 0 | 0 | 0 | 0 | 0 | 0 | 1 | 1 | 1 | 1 | 1 | 1 | [11 empty] | 2 | 2 | 4 | 2 | 3 | 1 | 1 |  | 0
SDGE | Creelman | 69 | Wind, Onshore |  |  | 0 | 0 | 0 | 0 | 0 | 0 | 0 | 0 | 0 | 1 | 1 | 1 | 1 | 1 | 1 | [11 empty] | 2 | 1 | 4 | 1 | 3 | 1 | 1 |  | 0
PG&E FRESNO | Crescent | 70 | Wind, Onshore |  |  | 0 | 0 | 0 | 0 | 0 | 0 | 0 | 0 | 0 | 5 | 2 | 1 | 1 | 1 | 1 | [11 empty] | 1 | 1 | 3 | 2 | 1 | 1 | 1 |  | 0
PG&E FRESNO | Cressey | 115 | Wind, Onshore |  |  | 0 | 0 | 0 | 0 | 0 | 0 | 0 | 0 | 0 | 5 | 2 | 5 | 2 | 1 | 1 | [11 empty] | 1 | 1 | 3 | 2 | 1 | 1 | 1 |  | 0
PG&E NGBA | Cresta | 230 | Wind, Onshore |  |  | 0 | 0 | 0 | 0 | 0 | 0 | 0 | 0 | 0 | 5 | 2 | 1 | 1 | 1 | 1 | [11 empty] | 2 | 1 | 4 | 2 | 3 | 1 | 1 |  | 0
SDGE | Crestwood | 69 | Wind, Onshore |  |  | 0 | 0 | 0 | 0 | 0 | 0 | 0 | 0 | 0 | 1 | 1 | 1 | 1 | 1 | 1 | [11 empty] | 2 | 1 | 4 | 1 | 3 | 1 | 1 |  | 0
PG&E GBA | Crow Creek | 60 | Wind, Onshore |  |  | 0 | 0 | 0 | 0 | 0 | 0 | 0 | 0 | 0 | 5 | 2 | 1 | 1 | 1 | 1 | N/A |  |  |  | N/A | N/A | N/A | N/A | N/A | N/A | N/A | 1 | 1 | 4 | 2 | 1 | 1 | 1 |  | 0
PG&E GBA | Crows Landing | 60 | Wind, Onshore |  |  | 0 | 0 | 0 | 0 | 0 | 0 | 0 | 0 | 0 | 5 | 2 | 1 | 1 | 1 | 1 | [11 empty] | 1 | 1 | 4 | 2 | 1 | 1 | 1 |  | 0
PG&E GBA | Curtis | 115 | Wind, Onshore |  |  | 0 | 0 | 0 | 0 | 0 | 0 | 0 | 0 | 0 | 5 | 2 | 1 | 1 | 1 | 1 | N/A |  |  |  | N/A | N/A | N/A | N/A | N/A | N/A | N/A | 2 | 1 | 4 | 1 | 3 | 1 | 1 |  | 0
PG&E FRESNO | Dairyland | 115 | Wind, Onshore |  |  | 0 | 0 | 0 | 0 | 0 | 0 | 0 | 0 | 0 | 5 | 2 | 5 | 2 | 1 | 1 | N/A |  |  |  | N/A | N/A | N/A | N/A | N/A | N/A | N/A | 1 | 1 | 3 | 2 | 1 | 1 | 1 |  | 0
PG&E NGBA | Davis | 115 | Wind, Onshore |  |  | 0 | 0 | 0 | 0 | 0 | 0 | 0 | 0 | 0 | 5 | 5 | 1 | 1 | 1 | 1 | N/A |  |  |  | N/A | N/A | N/A | N/A | N/A | N/A | N/A | 2 | 1 | 4 | 2 | 3 | 1 | 1 |  | 0
SCE Metro | Del Amo | 500 | Wind, Onshore |  |  | 0 | 0 | 0 | 0 | 0 | 0 | 0 | 0 | 0 | 1 | 1 | 1 | 1 | 1 | 1 | N/A |  |  |  | N/A | N/A | N/A | N/A | N/A | N/A | N/A | 1 | 1 | 3 | 1 | 2 | 1 | 1 |  | 0
SCE Metro | Del Amo | 230 | Wind, Onshore |  |  | 0 | 0 | 0 | 0 | 0 | 0 | 0 | 0 | 0 | 1 | 1 | 1 | 1 | 1 | 1 | N/A |  |  |  | N/A | N/A | N/A | N/A | N/A | N/A | N/A | 1 | 1 | 3 | 1 | 2 | 1 | 1 |  | 0
SCE Eastern | Delaney | 500 | Wind, Onshore |  |  | 0 | 0 | 0 | 0 | 0 | 0 | 0 | 0 | 0 | 5 | 5 | 1 | 1 | 1 | 1 | N/A |  |  |  | N/A | N/A | N/A | N/A | N/A | N/A | N/A | 2 | 1 | 4 | 2 | 3 | 1 | 1 |  | 0
PG&E NGBA | Delevan | 230 | Wind, Onshore |  |  | 0 | 0 | 0 | 0 | 0 | 0 | 0 | 0 | 0 | 5 | 5 | 1 | 1 | 1 | 1 | N/A |  |  |  | N/A | N/A | N/A | N/A | N/A | N/A | N/A | 2 | 2 | 1 | 1 | 3 | 1 | 1 |  | 0
PG&E GBA | Delta PP | 230 | Wind, Onshore |  |  | 0 | 0 | 0 | 0 | 0 | 0 | 0 | 0 | 0 | 5 | 2 | 1 | 1 | 1 | 1 | N/A |  |  |  | N/A | N/A | N/A | N/A | N/A | N/A | N/A | 2 | 1 | 3 | 1 | 2 | 1 | 1 |  | 0
EOP | Desert View | 230 | Wind, Onshore |  |  | 0 | 0 | 0 | 0 | 0 | 0 | 0 | 0 | 0 | 5 | 5 | 1 | 1 | 1 | 1 | N/A |  |  |  | N/A | N/A | N/A | N/A | N/A | N/A | N/A | 2 | 1 | 4 | 1 | 3 | 1 | 1 |  | 0
SCE Eastern | Devers | 230 | Wind, Onshore |  |  | 287.5 | 37 | 324.5 | 57 | 0 | 57 | 230.5 | 37 | 267.5 | 1 | 1 | 1 | 1 | 2 | 1 | 3 |  |  |  | 5 | 2 | 1 | 2 | 2 | 2 | 1 | 2 | 1 | 1 | 1 | 3 | 5- | 1 |  | 1
SCE Eastern | Devers | 500 | Wind, Onshore |  |  | 0 | 0 | 0 | 0 | 0 | 0 | 0 | 0 | 0 | 1 | 1 | 1 | 1 | 1 | 1 | N/A |  |  |  | N/A | N/A | N/A | N/A | N/A | N/A | N/A | 2 | 1 | 1 | 1 | 3 | 1+ | 1 |  | 1
PG&E KERN | Diablo Canyon | 230 | Wind, Onshore |  |  | 0 | 0 | 0 | 0 | 0 | 0 | 0 | 0 | 0 | 1 | 1 | 1 | 1 | 1 | 1 | N/A |  |  |  | N/A | N/A | N/A | N/A | N/A | N/A | N/A | 2 | 2 | 4 | 2 | 3 | 1 | 1 |  | 0
PG&E KERN | Diablo Canyon | 500 | Wind, Onshore |  |  | 0 | 0 | 0 | 0 | 0 | 0 | 0 | 0 | 0 | 1 | 1 | 1 | 1 | 1 | 1 | N/A |  |  |  | N/A | N/A | N/A | N/A | N/A | N/A | N/A | 2 | 2 | 4 | 2 | 3 | 1 | 1 |  | 0
PG&E KERN | Divide | 115 | Wind, Onshore |  |  | 0 | 0 | 0 | 0 | 0 | 0 | 0 | 0 | 0 | 1 | 1 | 1 | 1 | 1 | 1 | 0 |  |  |  | 0 | 0 | 0 | 0 | 0 | 0 | 0 | 2 | 2 | 4 | 1 | 2 | 1 | 1 |  | 0
PG&E GBA | Dixon Landing | 115 | Wind, Onshore |  |  | 0 | 0 | 0 | 0 | 0 | 0 | 0 | 0 | 0 | 1 | 1 | 1 | 1 | 1 | 1 | [11 empty] | 2 | 1 | 2 | 1 | 2 | 1 | 1 |  | 0
PG&E FRESNO | Dos Amigos | 230 | Wind, Onshore |  |  | 0 | 0 | 0 | 0 | 0 | 0 | 0 | 0 | 0 | 1 | 1 | 1 | 1 | 1 | 1 | [11 empty] | 1 | 1 | 4 | 2 | 1 | 1 | 1 |  | 0
PG&E NGBA | Drum | 115 | Wind, Onshore |  |  | 0 | 0 | 0 | 0 | 0 | 0 | 0 | 0 | 0 | 5 | 2 | 1 | 1 | 1 | 1 | N/A |  |  |  | N/A | N/A | N/A | N/A | N/A | N/A | N/A | 2 | 1 | 4 | 2 | 3 | 1 | 1 |  | 0
PG&E GBA | Dumbarton | 115 | Wind, Onshore |  |  | 0 | 0 | 0 | 0 | 0 | 0 | 0 | 0 | 0 | 5 | 2 | 1 | 1 | 1 | 1 | [11 empty] | 2 | 1 | 3 | 1 | 2 | 1 | 1 |  | 0
SCE NOL | Dunn Siding | 115 | Wind, Onshore |  |  | 0 | 0 | 0 | 0 | 0 | 0 | 0 | 0 | 0 | 3 | 3 | 1 | 1 | 1 | 1 | [11 empty] | 2 | 1 | 4 | 1 | 1 | 1 | 1 |  | 0
SCE Eastern | Eagle Mountain | 230 | Wind, Onshore |  |  | 0 | 0 | 0 | 0 | 0 | 0 | 0 | 0 | 0 | 5 | 5 | 3 | 3 | 1 | 1 | [11 empty] | 2 | 2 | 4 | 1 | 3 | 1 | 1 |  | 0
PG&E NGBA | Eagle Rock (PGE) | 60 | Wind, Onshore |  |  | 0 | 0 | 0 | 0 | 0 | 0 | 0 | 0 | 0 | 5 | 5 | 1 | 1 | 1 | 1 | N/A |  |  |  | N/A | N/A | N/A | N/A | N/A | N/A | N/A | 2 | 2 | 4 | 2 | 3 | 1 | 1 |  | 0
PG&E NGBA | Eagle Rock (PGE) | 115 | Wind, Onshore |  |  | 98 | 33.2 | 131.2 | 0 | 0 | 0 | 98 | 33.2 | 131.2 | 5 | 5 | 1 | 1 | 2 | 3 | 4 |  |  |  | 5 | 2 | 1 | 3 | 5 | 1 | 1 | 2 | 2 | 4 | 2 | 3 | 3- | 1 |  | 1
SCE Metro | Eagle Rock (SCE) | 230 | Wind, Onshore |  |  | 0 | 0 | 0 | 0 | 0 | 0 | 0 | 0 | 0 | 1 | 1 | 1 | 1 | 1 | 1 | 0 |  |  |  | 0 | 0 | 0 | 0 | 0 | 0 | 0 | 1 | 1 | 2 | 1 | 2 | 1 | 1 |  | 0
PG&E NGBA | East Marysville | 115 | Wind, Onshore |  |  | 0 | 0 | 0 | 0 | 0 | 0 | 0 | 0 | 0 | 5 | 2 | 1 | 1 | 1 | 1 | N/A |  |  |  | N/A | N/A | N/A | N/A | N/A | N/A | N/A | 2 | 2 | 2 | 1 | 2 | 1 | 1 |  | 0
PG&E NGBA | East Nicolaus | 115 | Wind, Onshore |  |  | 0 | 0 | 0 | 0 | 0 | 0 | 0 | 0 | 0 | 5 | 2 | 1 | 1 | 1 | 1 | [11 empty] | 2 | 1 | 4 | 1 | 3 | 1 | 1 |  | 0
PG&E NGBA | East Nicolaus | 60 | Wind, Onshore |  |  | 0 | 0 | 0 | 0 | 0 | 0 | 0 | 0 | 0 | 5 | 2 | 1 | 1 | 1 | 1 | [11 empty] | 2 | 1 | 4 | 1 | 3 | 1 | 1 |  | 0
PG&E GBA | Eastshore | 115 | Wind, Onshore |  |  | 0 | 0 | 0 | 0 | 0 | 0 | 0 | 0 | 0 | 5 | 2 | 1 | 1 | 1 | 1 | N/A |  |  |  | N/A | N/A | N/A | N/A | N/A | N/A | N/A | 2 | 1 | 2 | 1 | 1 | 1 | 1 |  | 0
PG&E GBA | Eastshore | 230 | Wind, Onshore |  |  | 0 | 0 | 0 | 0 | 0 | 0 | 0 | 0 | 0 | 5 | 2 | 1 | 1 | 1 | 1 | N/A |  |  |  | N/A | N/A | N/A | N/A | N/A | N/A | N/A | 2 | 1 | 2 | 1 | 1 | 1 | 1 |  | 0
SDGE | ECO | 138 | Wind, Onshore |  |  | 0 | 0 | 0 | 0 | 0 | 0 | 0 | 0 | 0 | 1 | 1 | 1 | 1 | 1 | 1 | N/A |  |  |  | N/A | N/A | N/A | N/A | N/A | N/A | N/A | 2 | 1 | 4 | 1 | 3 | 1 | 5 | Shifted to Boulevard East for more accurate representation | 1
SDGE | ECO | 230 | Wind, Onshore |  |  | 300 | 52.5 | 352.5 | 300 | 0 | 300 | 0 | 52.5 | 52.5 | 1 | 1 | 1 | 1 | 3 | 1 | 0 |  |  |  | 0 | 0 | 0 | 0 | 0 | 0 | 0 | 2 | 1 | 4 | 1 | 3 | 1+ | 4 | Shifted to ECO 500 kV to better align with CI | 1
SDGE | ECO | 500 | Wind, Onshore |  |  | 600 | 400 | 1000 | 0 | 0 | 0 | 600 | 400 | 1000 | 1 | 1 | 1 | 1 | 2 | 1 | 0 |  |  |  | 0 | 0 | 0 | 0 | 0 | 0 | 0 | 2 | 1 | 4 | 1 | 3 | 2- | 1 |  | 1
PG&E GBA | Edenvale | 115 | Wind, Onshore |  |  | 0 | 0 | 0 | 0 | 0 | 0 | 0 | 0 | 0 | 1 | 1 | 1 | 1 | 1 | 1 | [11 empty] | 2 | 1 | 2 | 2 | 2 | 1 | 1 |  | 0
PG&E GBA | Edes | 115 | Wind, Onshore |  |  | 0 | 0 | 0 | 0 | 0 | 0 | 0 | 0 | 0 | 5 | 2 | 1 | 1 | 1 | 1 | [11 empty] | 2 | 1 | 3 | 1 | 1 | 1 | 1 |  | 0
PG&E GBA | Eight Mile | 230 | Wind, Onshore |  |  | 0 | 0 | 0 | 0 | 0 | 0 | 0 | 0 | 0 | 5 | 2 | 1 | 1 | 1 | 1 | N/A |  |  |  | N/A | N/A | N/A | N/A | N/A | N/A | N/A | 1 | 1 | 2 | 2 | 1 | 1 | 1 |  | 0
SDGE | El Cajon | 69 | Wind, Onshore |  |  | 0 | 0 | 0 | 0 | 0 | 0 | 0 | 0 | 0 | 1 | 1 | 1 | 1 | 1 | 1 | [11 empty] | 2 | 1 | 2 | 1 | 1 | 1 | 1 |  | 0
SCE Eastern | El Casco | 230 | Wind, Onshore |  |  | 0 | 0 | 0 | 0 | 0 | 0 | 0 | 0 | 0 | 1 | 1 | 1 | 1 | 1 | 1 | N/A |  |  |  | N/A | N/A | N/A | N/A | N/A | N/A | N/A | 1 | 1 | 4 | 1 | 2 | 1+ | 1 |  | 1
PG&E GBA | El Cerrito G | 115 | Wind, Onshore |  |  | 0 | 0 | 0 | 0 | 0 | 0 | 0 | 0 | 0 | 5 | 2 | 1 | 1 | 1 | 1 | [11 empty] | 2 | 1 | 2 | 1 | 2 | 1 | 1 |  | 0
PG&E NGBA | El Dorado PH | 115 | Wind, Onshore |  |  | 0 | 0 | 0 | 0 | 0 | 0 | 0 | 0 | 0 | 5 | 2 | 1 | 1 | 1 | 1 | [11 empty] | 2 | 1 | 4 | 2 | 3 | 1 | 1 |  | 0
PG&E FRESNO | El Nido (PGE) | 115 | Wind, Onshore |  |  | 0 | 0 | 0 | 0 | 0 | 0 | 0 | 0 | 0 | 5 | 2 | 1 | 1 | 1 | 1 | [11 empty] | 1 | 1 | 4 | 2 | 1 | 1 | 1 |  | 0
SCE Metro | El Nido (SCE) | 230 | Wind, Onshore |  |  | 0 | 0 | 0 | 0 | 0 | 0 | 0 | 0 | 0 | 1 | 1 | 1 | 1 | 1 | 1 | N/A |  |  |  | N/A | N/A | N/A | N/A | N/A | N/A | N/A | 1 | 1 | 2 | 1 | 2 | 1 | 1 |  | 0
PG&E GBA | El Patio | 115 | Wind, Onshore |  |  | 0 | 0 | 0 | 0 | 0 | 0 | 0 | 0 | 0 | 1 | 1 | 1 | 1 | 1 | 1 | [11 empty] | 2 | 1 | 3 | 2 | 2 | 1 | 1 |  | 0
SCE Metro | El Segundo | 230 | Wind, Onshore |  |  | 0 | 0 | 0 | 0 | 0 | 0 | 0 | 0 | 0 | 1 | 1 | 1 | 1 | 1 | 1 | N/A |  |  |  | N/A | N/A | N/A | N/A | N/A | N/A | N/A | 1 | 1 | 1 | 1 | 1 | 1 | 1 |  | 0
EOP | Eldorado | 230 | Wind, Onshore |  |  | 0 | 0 | 0 | 0 | 0 | 0 | 0 | 0 | 0 | 5 | 5 | 1 | 1 | 1 | 1 | N/A |  |  |  | N/A | N/A | N/A | N/A | N/A | N/A | N/A | 2 | 2 | 2 | 1 | 3 | 1 | 1 |  | 0
EOP | Eldorado | 500 | Wind, Onshore |  |  | 0 | 0 | 0 | 0 | 0 | 0 | 0 | 0 | 0 | 5 | 5 | 1 | 1 | 1 | 1 | N/A |  |  |  | N/A | N/A | N/A | N/A | N/A | N/A | N/A | 2 | 2 | 2 | 1 | 3 | 1 | 1 |  | 0
SCE Northern | Elizabeth Lake | 66 | Wind, Onshore |  |  | 0 | 0 | 0 | 0 | 0 | 0 | 0 | 0 | 0 | 5 | 5 | 1 | 1 | 1 | 1 | [11 empty] | 1 | 1 | 3 | 1 | 3 | 1 | 1 |  | 0
PG&E KERN | Elk Hills | 230 | Wind, Onshore |  |  | 0 | 0 | 0 | 0 | 0 | 0 | 0 | 0 | 0 | 1 | 1 | 1 | 1 | 1 | 1 | N/A |  |  |  | N/A | N/A | N/A | N/A | N/A | N/A | N/A | 1 | 1 | 3 | 1 | 1 | 1 | 1 |  | 0
SDGE | Elliot | 69 | Wind, Onshore |  |  | 0 | 0 | 0 | 0 | 0 | 0 | 0 | 0 | 0 | 1 | 1 | 1 | 1 | 1 | 1 | [11 empty] | 2 | 1 | 2 | 1 | 2 | 1 | 1 |  | 0
SCE Metro | Ellis | 230 | Wind, Onshore |  |  | 0 | 0 | 0 | 0 | 0 | 0 | 0 | 0 | 0 | 1 | 1 | 1 | 1 | 1 | 1 | N/A |  |  |  | N/A | N/A | N/A | N/A | N/A | N/A | N/A | 1 | 1 | 2 | 1 | 2 | 1 | 1 |  | 0
SDGE | Encina | 138 | Wind, Onshore |  |  | 0 | 0 | 0 | 0 | 0 | 0 | 0 | 0 | 0 | 1 | 1 | 1 | 1 | 1 | 1 | N/A |  |  |  | N/A | N/A | N/A | N/A | N/A | N/A | N/A | 2 | 1 | 1 | 1 | 3 | 1 | 1 |  | 0
SDGE | Encina | 230 | Wind, Onshore |  |  | 0 | 0 | 0 | 0 | 0 | 0 | 0 | 0 | 0 | 1 | 1 | 1 | 1 | 1 | 1 | 1 |  |  |  | 1 | 1 | 4 | 4 | 4 | 1 | 1 | 2 | 1 | 1 | 1 | 3 | 1 | 1 |  | 0
SDGE | Escondido | 230 | Wind, Onshore |  |  | 0 | 0 | 0 | 0 | 0 | 0 | 0 | 0 | 0 | 1 | 1 | 1 | 1 | 1 | 1 | N/A |  |  |  | N/A | N/A | N/A | N/A | N/A | N/A | N/A | 2 | 1 | 1 | 1 | 3 | 1 | 1 |  | 0
SDGE | Escondido | 69 | Wind, Onshore |  |  | 0 | 0 | 0 | 0 | 0 | 0 | 0 | 0 | 0 | 1 | 1 | 1 | 1 | 1 | 1 | N/A |  |  |  | N/A | N/A | N/A | N/A | N/A | N/A | N/A | 2 | 1 | 1 | 1 | 3 | 1 | 1 |  | 0
PG&E KERN | Estrella | 230 | Wind, Onshore |  |  | 0 | 0 | 0 | 0 | 0 | 0 | 0 | 0 | 0 | 1 | 1 | 1 | 1 | 1 | 1 | [11 empty] | 2 | 2 | 4 | 2 | 3 | 1 | 1 |  | 0
SCE Eastern | Etiwanda | 230 | Wind, Onshore |  |  | 0 | 0 | 0 | 0 | 0 | 0 | 0 | 0 | 0 | 1 | 1 | 1 | 1 | 1 | 1 | N/A |  |  |  | N/A | N/A | N/A | N/A | N/A | N/A | N/A | 1 | 1 | 2 | 1 | 1 | 1 | 1 |  | 0
PG&E GBA | Evergreen | 115 | Wind, Onshore |  |  | 0 | 0 | 0 | 0 | 0 | 0 | 0 | 0 | 0 | 1 | 1 | 1 | 1 | 1 | 1 | [11 empty] | 2 | 1 | 2 | 2 | 2 | 1 | 1 |  | 0
PG&E GBA | Evergreen | 60 | Wind, Onshore |  |  | 0 | 0 | 0 | 0 | 0 | 0 | 0 | 0 | 0 | 1 | 1 | 1 | 1 | 1 | 1 | [11 empty] | 2 | 1 | 2 | 2 | 2 | 1 | 1 |  | 0
PG&E FRESNO | Excelsior | 115 | Wind, Onshore |  |  | 0 | 0 | 0 | 0 | 0 | 0 | 0 | 0 | 0 | 5 | 2 | 1 | 1 | 1 | 1 | N/A |  |  |  | N/A | N/A | N/A | N/A | N/A | N/A | N/A | 1 | 1 | 4 | 2 | 1 | 1 | 1 |  | 0
PG&E FRESNO | Exchequer | 115 | Wind, Onshore |  |  | 0 | 0 | 0 | 0 | 0 | 0 | 0 | 0 | 0 | 5 | 2 | 5 | 2 | 1 | 1 | [11 empty] | 2 | 1 | 4 | 1 | 2 | 1 | 1 |  | 0
PG&E KERN | Fairway | 115 | Wind, Onshore |  |  | 0 | 0 | 0 | 0 | 0 | 0 | 0 | 0 | 0 | 1 | 1 | 1 | 1 | 1 | 1 | [11 empty] | 2 | 2 | 3 | 1 | 2 | 1 | 1 |  | 0
PG&E KERN | Famoso | 115 | Wind, Onshore |  |  | 0 | 0 | 0 | 0 | 0 | 0 | 0 | 0 | 0 | 1 | 1 | 1 | 1 | 1 | 1 | [11 empty] | 1 | 1 | 4 | 1 | 1 | 1 | 1 |  | 0
PG&E NGBA | Fern Road | 500 | Wind, Onshore |  |  | 0 | 0 | 0 | 0 | 0 | 0 | 0 | 0 | 0 | 5 | 2 | 1 | 1 | 1 | 1 | [11 empty] | 2 | 2 | 4 | 2 | 3 | 1 | 1 |  | 0
PG&E GBA | Fibreboard (SPI Sonora) | 115 | Wind, Onshore |  |  | 0 | 0 | 0 | 0 | 0 | 0 | 0 | 0 | 0 | 5 | 2 | 1 | 1 | 2 | 1 | 0 |  |  |  | 0 | 0 | 0 | 0 | 0 | 0 | 0 | 2 | 1 | 2 | 1 | 2 | 1 | 1 |  | 0
PG&E FRESNO | Figarden | 230 | Wind, Onshore |  |  | 0 | 0 | 0 | 0 | 0 | 0 | 0 | 0 | 0 | 5 | 2 | 5 | 2 | 1 | 1 | [11 empty] | 1 | 1 | 3 | 2 | 2 | 1 | 1 |  | 0
PG&E FRESNO | Fink | 230 | Wind, Onshore |  |  | 0 | 0 | 0 | 0 | 0 | 0 | 0 | 0 | 0 | 1 | 1 | 1 | 1 | 1 | 1 | N/A |  |  |  | N/A | N/A | N/A | N/A | N/A | N/A | N/A | 1 | 1 | 4 | 2 | 1 | 1 | 1 |  | 0
PG&E NGBA | Fitch Mountain | 60 | Wind, Onshore |  |  | 0 | 0 | 0 | 0 | 0 | 0 | 0 | 0 | 0 | 5 | 5 | 1 | 1 | 1 | 1 | [11 empty] | 2 | 2 | 4 | 2 | 3 | 1 | 1 |  | 0
PG&E GBA | FMC | 115 | Wind, Onshore |  |  | 0 | 0 | 0 | 0 | 0 | 0 | 0 | 0 | 0 | 1 | 1 | 1 | 1 | 1 | 1 | [11 empty] | 2 | 1 | 2 | 2 | 2 | 1 | 1 |  | 0
PG&E GBA | Fremont | 115 | Wind, Onshore |  |  | 0 | 0 | 0 | 0 | 0 | 0 | 0 | 0 | 0 | 1 | 1 | 1 | 1 | 1 | 1 | [11 empty] | 2 | 1 | 3 | 1 | 2 | 1 | 1 |  | 0
PG&E GBA | French Camp | 60 | Wind, Onshore |  |  | 0 | 0 | 0 | 0 | 0 | 0 | 0 | 0 | 0 | 5 | 2 | 1 | 1 | 1 | 1 | [11 empty] | 1 | 1 | 3 | 2 | 1 | 1 | 1 |  | 0
PG&E GBA | Frogtown | 115 | Wind, Onshore |  |  | 0 | 0 | 0 | 0 | 0 | 0 | 0 | 0 | 0 | 5 | 2 | 1 | 1 | 1 | 1 | [11 empty] | 2 | 1 | 4 | 1 | 3 | 1 | 1 |  | 0
PG&E NGBA | Fulton | 115 | Wind, Onshore |  |  | 0 | 0 | 0 | 0 | 0 | 0 | 0 | 0 | 0 | 5 | 5 | 1 | 1 | 1 | 1 | N/A |  |  |  | N/A | N/A | N/A | N/A | N/A | N/A | N/A | 2 | 1 | 3 | 2 | 2 | 1 | 1 |  | 0
PG&E NGBA | Fulton | 230 | Wind, Onshore |  |  | 0 | 0 | 0 | 0 | 0 | 0 | 0 | 0 | 0 | 5 | 5 | 1 | 1 | 1 | 1 | N/A |  |  |  | N/A | N/A | N/A | N/A | N/A | N/A | N/A | 2 | 1 | 3 | 2 | 2 | 1 | 1 |  | 0
PG&E NGBA | Fulton | 60 | Wind, Onshore |  |  | 0 | 0 | 0 | 0 | 0 | 0 | 0 | 0 | 0 | 5 | 5 | 1 | 1 | 1 | 1 | N/A |  |  |  | N/A | N/A | N/A | N/A | N/A | N/A | N/A | 2 | 1 | 3 | 2 | 2 | 1 | 1 |  | 0
PG&E KERN | Ganso | 115 | Wind, Onshore |  |  | 0 | 0 | 0 | 0 | 0 | 0 | 0 | 0 | 0 | 1 | 1 | 1 | 1 | 1 | 1 | [11 empty] | 1 | 1 | 3 | 1 | 1 | 1 | 1 |  | 0
PG&E FRESNO | Gates | 230 | Wind, Onshore |  |  | 0 | 0 | 0 | 0 | 0 | 0 | 0 | 0 | 0 | 1 | 1 | 1 | 1 | 1 | 1 | N/A |  |  |  | N/A | N/A | N/A | N/A | N/A | N/A | N/A | 1 | 1 | 3 | 2 | 1 | 1 | 1 |  | 0
PG&E FRESNO | Gates | 500 | Wind, Onshore |  |  | 0 | 0 | 0 | 0 | 0 | 0 | 0 | 0 | 0 | 1 | 1 | 1 | 1 | 1 | 1 | N/A |  |  |  | N/A | N/A | N/A | N/A | N/A | N/A | N/A | 1 | 1 | 3 | 2 | 1 | 1 | 1 |  | 0
PG&E NGBA | Geysers 12 | 230 | Wind, Onshore |  |  | 0 | 0 | 0 | 0 | 0 | 0 | 0 | 0 | 0 | 5 | 5 | 1 | 1 | 1 | 1 | N/A |  |  |  | N/A | N/A | N/A | N/A | N/A | N/A | N/A | 2 | 2 | 4 | 2 | 3 | 1 | 1 |  | 0
PG&E NGBA | Geysers 17 | 230 | Wind, Onshore |  |  | 0 | 0 | 0 | 0 | 0 | 0 | 0 | 0 | 0 | 5 | 5 | 1 | 1 | 1 | 1 | N/A |  |  |  | N/A | N/A | N/A | N/A | N/A | N/A | N/A | 2 | 2 | 4 | 2 | 3 | 1 | 1 |  | 0
PG&E NGBA | Geysers 3 | 115 | Wind, Onshore |  |  | 0 | 0 | 0 | 0 | 0 | 0 | 0 | 0 | 0 | 5 | 5 | 1 | 1 | 1 | 1 | N/A |  |  |  | N/A | N/A | N/A | N/A | N/A | N/A | N/A | 2 | 2 | 4 | 2 | 3 | 1 | 1 |  | 0
PG&E NGBA | Glenn | 230 | Wind, Onshore |  |  | 166.5 | 36 | 202.5 | 0 | 0 | 0 | 166.5 | 36 | 202.5 | 5 | 2 | 1 | 1 | 1 | 1 | 1 |  |  |  | 1 | 2 | 1 | 1 | 2 | 1 | 1 | 2 | 2 | 4 | 1 | 3 | 5- | 4 | Reduction b/c no CI | 1
PG&E NGBA | Glenn | 60 | Wind, Onshore |  |  | 0 | 0 | 0 | 0 | 0 | 0 | 0 | 0 | 0 | 5 | 2 | 1 | 1 | 1 | 1 | N/A |  |  |  | N/A | N/A | N/A | N/A | N/A | N/A | N/A | 2 | 2 | 4 | 1 | 3 | 1 | 1 |  | 0
PG&E NGBA | Gold Hill | 115 | Wind, Onshore |  |  | 0 | 0 | 0 | 0 | 0 | 0 | 0 | 0 | 0 | 5 | 2 | 1 | 1 | 1 | 1 | N/A |  |  |  | N/A | N/A | N/A | N/A | N/A | N/A | N/A | 2 | 1 | 4 | 2 | 3 | 1 | 1 |  | 0
PG&E NGBA | Gold Hill | 230 | Wind, Onshore |  |  | 0 | 0 | 0 | 0 | 0 | 0 | 0 | 0 | 0 | 5 | 2 | 1 | 1 | 1 | 1 | 1 |  |  |  | 1 | 1 | 1 | 1 | 1 | 1 | 1 | 2 | 1 | 4 | 2 | 3 | 1 | 1 |  | 0
SCE Northern | Goleta | 230 | Wind, Onshore |  |  | 0 | 0 | 0 | 0 | 0 | 0 | 0 | 0 | 0 | 5 | 5 | 1 | 1 | 1 | 1 | N/A |  |  |  | N/A | N/A | N/A | N/A | N/A | N/A | N/A | 2 | 2 | 2 | 1 | 2 | 1 | 1 |  | 0
SCE Metro | Goodrich | 230 | Wind, Onshore |  |  | 0 | 0 | 0 | 0 | 0 | 0 | 0 | 0 | 0 | 1 | 1 | 1 | 1 | 1 | 1 | N/A |  |  |  | N/A | N/A | N/A | N/A | N/A | N/A | N/A | 1 | 1 | 3 | 1 | 2 | 1 | 1 |  | 0
PG&E KERN | Goose Lake | 115 | Wind, Onshore |  |  | 0 | 0 | 0 | 0 | 0 | 0 | 0 | 0 | 0 | 1 | 1 | 1 | 1 | 1 | 1 | N/A |  |  |  | N/A | N/A | N/A | N/A | N/A | N/A | N/A | 1 | 1 | 2 | 1 | 1 | 1 | 1 |  | 0
SCE Metro | Gould | 230 | Wind, Onshore |  |  | 0 | 0 | 0 | 0 | 0 | 0 | 0 | 0 | 0 | 1 | 1 | 1 | 1 | 1 | 1 | N/A |  |  |  | N/A | N/A | N/A | N/A | N/A | N/A | N/A | 1 | 1 | 4 | 1 | 2 | 1 | 1 |  | 0
PG&E NGBA | Grand Island | 115 | Wind, Onshore |  |  | 0 | 0 | 0 | 0 | 0 | 0 | 0 | 0 | 0 | 5 | 2 | 1 | 1 | 1 | 1 | N/A |  |  |  | N/A | N/A | N/A | N/A | N/A | N/A | N/A | 2 | 1 | 4 | 2 | 2 | 1 | 1 |  | 0
SDGE | Granite | 69 | Wind, Onshore |  |  | 0 | 0 | 0 | 0 | 0 | 0 | 0 | 0 | 0 | 1 | 1 | 1 | 1 | 1 | 1 | [11 empty] | 2 | 1 | 2 | 2 | 2 | 1 | 1 |  | 0
PG&E GBA | Grant | 115 | Wind, Onshore |  |  | 0 | 0 | 0 | 0 | 0 | 0 | 0 | 0 | 0 | 5 | 2 | 1 | 1 | 1 | 1 | [11 empty] | 2 | 1 | 2 | 1 | 2 | 1 | 1 |  | 0
PG&E GBA | Green Valley | 115 | Wind, Onshore |  |  | 0 | 0 | 0 | 0 | 0 | 0 | 0 | 0 | 0 | 1 | 1 | 1 | 1 | 1 | 1 | [11 empty] | 2 | 2 | 3 | 2 | 2 | 1 | 1 |  | 0
PG&E NGBA | Greenleaf 1 | 115 | Wind, Onshore |  |  | 0 | 0 | 0 | 0 | 0 | 0 | 0 | 0 | 0 | 5 | 2 | 1 | 1 | 1 | 1 | [11 empty] | 2 | 2 | 1 | 1 | 3 | 1 | 1 |  | 0
PG&E FRESNO | Gregg | 230 | Wind, Onshore |  |  | 170 | 20 | 190 | 0 | 0 | 0 | 170 | 20 | 190 | 5 | 2 | 5 | 2 | 1 | 2 | 1 |  |  |  | 1 | 1 | 1 | 1 | 1 | 1 | 1 | 1 | 1 | 3 | 2 | 1 | 5- | 1 |  | 1
PG&E FRESNO | Grimmway-Malaga | 115 | Wind, Onshore |  |  | 0 | 0 | 0 | 0 | 0 | 0 | 0 | 0 | 0 | 5 | 2 | 1 | 1 | 1 | 1 | N/A |  |  |  | N/A | N/A | N/A | N/A | N/A | N/A | N/A | 1 | 1 | 2 | 1 | 1 | 1 | 1 |  | 0
PG&E NGBA | Grizzly | 230 | Wind, Onshore |  |  | 0 | 0 | 0 | 0 | 0 | 0 | 0 | 0 | 0 | 5 | 2 | 1 | 1 | 2 | 1 | 0 |  |  |  | 0 | 0 | 0 | 0 | 0 | 0 | 0 | 2 | 2 | 4 | 1 | 3 | 1 | 1 |  | 0
PG&E FRESNO | Guernsey | 70 | Wind, Onshore |  |  | 0 | 0 | 0 | 0 | 0 | 0 | 0 | 0 | 0 | 5 | 2 | 1 | 1 | 1 | 1 | [11 empty] | 1 | 1 | 3 | 2 | 1 | 1 | 1 |  | 0
PG&E FRESNO | GWF Hanford | 115 | Wind, Onshore |  |  | 0 | 0 | 0 | 0 | 0 | 0 | 0 | 0 | 0 | 5 | 2 | 5 | 2 | 1 | 1 | N/A |  |  |  | N/A | N/A | N/A | N/A | N/A | N/A | N/A | 2 | 1 | 2 | 1 | 1 | 1 | 1 |  | 0
PG&E FRESNO | Haas | 230 | Wind, Onshore |  |  | 0 | 0 | 0 | 0 | 0 | 0 | 0 | 0 | 0 | 5 | 2 | 1 | 1 | 1 | 1 | [11 empty] | 1 | 1 | 4 | 2 | 3 | 1 | 1 |  | 0
PG&E FRESNO | Hammonds | 115 | Wind, Onshore |  |  | 0 | 0 | 0 | 0 | 0 | 0 | 0 | 0 | 0 | 1 | 1 | 1 | 1 | 1 | 1 | [11 empty] | 1 | 1 | 2 | 2 | 1 | 1 | 1 |  | 0
SCE Metro | HarborGen | 230 | Wind, Onshore |  |  | 0 | 0 | 0 | 0 | 0 | 0 | 0 | 0 | 0 | 1 | 1 | 1 | 1 | 1 | 1 | N/A |  |  |  | N/A | N/A | N/A | N/A | N/A | N/A | N/A | 1 | 1 | 2 | 1 | 1 | 1 | 1 |  | 0
PG&E NGBA | Harris | 60 | Wind, Onshore |  |  | 0 | 0 | 0 | 0 | 0 | 0 | 0 | 0 | 0 | 5 | 2 | 1 | 1 | 1 | 1 | [11 empty] | 2 | 2 | 2 | 2 | 3 | 1 | 1 |  | 0
EOP | Harry Allen | 500 | Wind, Onshore |  |  | 0 | 0 | 0 | 0 | 0 | 0 | 0 | 0 | 0 | 5 | 5 | 1 | 1 | 1 | 1 | N/A |  |  |  | N/A | N/A | N/A | N/A | N/A | N/A | N/A | 2 | 2 | 4 | 1 | 3 | 1 | 1 |  | 0
PG&E NGBA | Hartley | 60 | Wind, Onshore |  |  | 0 | 0 | 0 | 0 | 0 | 0 | 0 | 0 | 0 | 5 | 5 | 1 | 1 | 1 | 1 | 0 |  |  |  | 0 | 0 | 0 | 0 | 0 | 0 | 0 | 2 | 2 | 4 | 2 | 3 | 1 | 1 |  | 0
SCE NOL | Harvard | 115 | Wind, Onshore |  |  | 0 | 0 | 0 | 0 | 0 | 0 | 0 | 0 | 0 | 3 | 3 | 1 | 1 | 1 | 1 | [11 empty] | 2 | 1 | 4 | 1 | 1 | 1 | 1 |  | 0
SDGE | Hassayampa | 500 | Wind, Onshore |  |  | 0 | 0 | 0 | 0 | 0 | 0 | 0 | 0 | 0 | 5 | 5 | 1 | 1 | 1 | 1 | N/A |  |  |  | N/A | N/A | N/A | N/A | N/A | N/A | N/A | 2 | 1 | 4 | 2 | 3 | 1 | 1 |  | 0
PG&E FRESNO | Helm | 230 | Wind, Onshore |  |  | 0 | 0 | 0 | 0 | 0 | 0 | 0 | 0 | 0 | 5 | 2 | 1 | 1 | 1 | 1 | N/A |  |  |  | N/A | N/A | N/A | N/A | N/A | N/A | N/A | 1 | 1 | 2 | 2 | 1 | 1 | 1 |  | 0
PG&E FRESNO | Helm | 70 | Wind, Onshore |  |  | 0 | 0 | 0 | 0 | 0 | 0 | 0 | 0 | 0 | 1 | 1 | 1 | 1 | 1 | 1 | N/A |  |  |  | N/A | N/A | N/A | N/A | N/A | N/A | N/A | 1 | 1 | 2 | 2 | 1 | 1 | 1 |  | 0
PG&E FRESNO | Henrietta | 115 | Wind, Onshore |  |  | 0 | 0 | 0 | 0 | 0 | 0 | 0 | 0 | 0 | 1 | 1 | 1 | 1 | 1 | 1 | N/A |  |  |  | N/A | N/A | N/A | N/A | N/A | N/A | N/A | 1 | 1 | 1 | 2 | 1 | 1 | 1 |  | 0
PG&E FRESNO | Henrietta | 230 | Wind, Onshore |  |  | 0 | 0 | 0 | 0 | 0 | 0 | 0 | 0 | 0 | 1 | 1 | 1 | 1 | 1 | 1 | N/A |  |  |  | N/A | N/A | N/A | N/A | N/A | N/A | N/A | 1 | 1 | 1 | 2 | 1 | 1 | 1 |  | 0
PG&E FRESNO | Henrietta | 70 | Wind, Onshore |  |  | 0 | 0 | 0 | 0 | 0 | 0 | 0 | 0 | 0 | 5 | 2 | 1 | 1 | 1 | 1 | N/A |  |  |  | N/A | N/A | N/A | N/A | N/A | N/A | N/A | 1 | 1 | 1 | 2 | 1 | 1 | 1 |  | 0
PG&E FRESNO | Herndon | 115 | Wind, Onshore |  |  | 0 | 0 | 0 | 0 | 0 | 0 | 0 | 0 | 0 | 5 | 2 | 5 | 2 | 1 | 1 | [11 empty] | 1 | 1 | 3 | 2 | 1 | 1 | 1 |  | 0
PG&E FRESNO | Herndon | 230 | Wind, Onshore |  |  | 0 | 0 | 0 | 0 | 0 | 0 | 0 | 0 | 0 | 5 | 2 | 5 | 2 | 1 | 1 | [11 empty] | 1 | 1 | 3 | 2 | 1 | 1 | 1 |  | 0
PG&E GBA | Hicks | 230 | Wind, Onshore |  |  | 0 | 0 | 0 | 0 | 0 | 0 | 0 | 0 | 0 | 1 | 1 | 1 | 1 | 1 | 1 | N/A |  |  |  | N/A | N/A | N/A | N/A | N/A | N/A | N/A | 2 | 1 | 4 | 2 | 2 | 1 | 1 |  | 0
PG&E NGBA | Higgins | 115 | Wind, Onshore |  |  | 0 | 0 | 0 | 0 | 0 | 0 | 0 | 0 | 0 | 5 | 2 | 1 | 1 | 1 | 1 | N/A |  |  |  | N/A | N/A | N/A | N/A | N/A | N/A | N/A | 2 | 1 | 4 | 1 | 3 | 1 | 1 |  | 0
PG&E NGBA | Hilltop | 345 | Wind, Onshore | YES | Northern CA Wind Mapped to NVE area | 150 | 0 | 150 | 0 | 0 | 0 | 150 | 0 | 150 | 5 | 2 | 1 | 1 | 3 | 2 | 2 |  |  |  | 2 | 2 | 1 | 1 | 2 | 3 | 1 | 2 | 2 | 4 | 1 | 3 | 5- | 1 |  | 1
SCE Metro | Hinson | 230 | Wind, Onshore |  |  | 0 | 0 | 0 | 0 | 0 | 0 | 0 | 0 | 0 | 1 | 1 | 1 | 1 | 1 | 1 | N/A |  |  |  | N/A | N/A | N/A | N/A | N/A | N/A | N/A | 1 | 1 | 2 | 1 | 1 | 1 | 1 |  | 0
PG&E GBA | Hollister | 115 | Wind, Onshore |  |  | 0 | 0 | 0 | 0 | 0 | 0 | 0 | 0 | 0 | 1 | 1 | 1 | 1 | 1 | 1 | N/A |  |  |  | N/A | N/A | N/A | N/A | N/A | N/A | N/A | 2 | 2 | 4 | 2 | 3 | 1 | 1 |  | 0
PG&E NGBA | Homestake | 115 | Wind, Onshore |  |  | 0 | 0 | 0 | 0 | 0 | 0 | 0 | 0 | 0 | 5 | 5 | 1 | 1 | 1 | 1 | [11 empty] | 2 | 1 | 4 | 2 | 3 | 1 | 1 |  | 0
PG&E NGBA | Honcut | 115 | Wind, Onshore |  |  | 0 | 0 | 0 | 0 | 0 | 0 | 0 | 0 | 0 | 5 | 2 | 1 | 1 | 1 | 1 | N/A |  |  |  | N/A | N/A | N/A | N/A | N/A | N/A | N/A | 2 | 1 | 4 | 2 | 3 | 1 | 1 |  | 0
SDGE | Hoodoo Wash | 500 | Wind, Onshore |  |  | 0 | 0 | 0 | 0 | 0 | 0 | 0 | 0 | 0 | 5 | 5 | 1 | 1 | 1 | 1 | N/A |  |  |  | N/A | N/A | N/A | N/A | N/A | N/A | N/A | 2 | 2 | 4 | 2 | 3 | 1 | 1 |  | 0
PG&E NGBA | Hopland | 115 | Wind, Onshore |  |  | 0 | 0 | 0 | 0 | 0 | 0 | 0 | 0 | 0 | 5 | 5 | 1 | 1 | 1 | 1 | N/A |  |  |  | N/A | N/A | N/A | N/A | N/A | N/A | N/A | 2 | 2 | 4 | 2 | 3 | 1 | 1 |  | 0
PG&E NGBA | Hopland | 60 | Wind, Onshore |  |  | 0 | 0 | 0 | 0 | 0 | 0 | 0 | 0 | 0 | 5 | 5 | 1 | 1 | 1 | 1 | N/A |  |  |  | N/A | N/A | N/A | N/A | N/A | N/A | N/A | 2 | 2 | 4 | 2 | 3 | 1 | 1 |  | 0
PG&E NGBA | Humboldt | 115 | Wind, Onshore |  |  | 0 | 0 | 0 | 0 | 0 | 0 | 0 | 0 | 0 | 5 | 2 | 1 | 1 | 1 | 1 | N/A |  |  |  | N/A | N/A | N/A | N/A | N/A | N/A | N/A | 2 | 2 | 3 | 2 | 3 | 1 | 1 |  | 0
PG&E NGBA | Humboldt | 60 | Wind, Onshore |  |  | 0 | 0 | 0 | 0 | 0 | 0 | 0 | 0 | 0 | 5 | 2 | 1 | 1 | 1 | 1 | N/A |  |  |  | N/A | N/A | N/A | N/A | N/A | N/A | N/A | 2 | 2 | 3 | 2 | 3 | 1 | 1 |  | 0
PG&E NGBA | Humboldt | 500 | Wind, Onshore |  |  | 0 | 0 | 0 | 0 | 0 | 0 | 0 | 0 | 0 | 5 | 2 | 1 | 1 | 1 | 1 | N/A |  |  |  | N/A | N/A | N/A | N/A | N/A | N/A | N/A | 2 | 2 | 3 | 2 | 3 | 1 | 1 |  | 0
SCE Metro | Huntington Beach | 230 | Wind, Onshore |  |  | 0 | 0 | 0 | 0 | 0 | 0 | 0 | 0 | 0 | 1 | 1 | 1 | 1 | 1 | 1 | N/A |  |  |  | N/A | N/A | N/A | N/A | N/A | N/A | N/A | 1 | 1 | 1 | 1 | 2 | 1 | 1 |  | 0
PG&E NGBA | Ignacio | 115 | Wind, Onshore |  |  | 0 | 0 | 0 | 0 | 0 | 0 | 0 | 0 | 0 | 5 | 2 | 1 | 1 | 1 | 1 | N/A |  |  |  | N/A | N/A | N/A | N/A | N/A | N/A | N/A | 2 | 1 | 4 | 1 | 3 | 1 | 1 |  | 0
PG&E NGBA | Ignacio | 230 | Wind, Onshore |  |  | 0 | 0 | 0 | 0 | 0 | 0 | 0 | 0 | 0 | 5 | 5 | 1 | 1 | 1 | 1 | N/A |  |  |  | N/A | N/A | N/A | N/A | N/A | N/A | N/A | 2 | 1 | 4 | 1 | 3 | 1 | 1 |  | 0
PG&E NGBA | Ignacio | 60 | Wind, Onshore |  |  | 0 | 0 | 0 | 0 | 0 | 0 | 0 | 0 | 0 | 5 | 5 | 1 | 1 | 1 | 1 | N/A |  |  |  | N/A | N/A | N/A | N/A | N/A | N/A | N/A | 2 | 1 | 4 | 1 | 3 | 1 | 1 |  | 0
SDGE | Imperial Beach | 69 | Wind, Onshore |  |  | 0 | 0 | 0 | 0 | 0 | 0 | 0 | 0 | 0 | 1 | 1 | 1 | 1 | 1 | 1 | [11 empty] | 2 | 1 | 3 | 1 | 2 | 1 | 1 |  | 0
SDGE | Imperial Valley | 230 | Wind, Onshore |  |  | 0 | 0 | 0 | 0 | 0 | 0 | 0 | 0 | 0 | 1 | 1 | 1 | 1 | 1 | 1 | N/A |  |  |  | N/A | N/A | N/A | N/A | N/A | N/A | N/A | 1 | 1 | 2 | 2 | 1 | 1 | 1 |  | 0
SDGE | Imperial Valley | 500 | Wind, Onshore |  |  | 0 | 0 | 0 | 0 | 0 | 0 | 0 | 0 | 0 | 1 | 1 | 1 | 1 | 1 | 1 | N/A |  |  |  | N/A | N/A | N/A | N/A | N/A | N/A | N/A | 1 | 1 | 2 | 2 | 1 | 1 | 1 |  | 0
EOP | Innovation | 138 | Wind, Onshore |  |  | 0 | 0 | 0 | 0 | 0 | 0 | 0 | 0 | 0 | 5 | 5 | 1 | 1 | 1 | 1 | N/A |  |  |  | N/A | N/A | N/A | N/A | N/A | N/A | N/A | 2 | 2 | 4 | 1 | 3 | 1 | 1 |  | 0
EOP | Innovation | 230 | Wind, Onshore |  |  | 0 | 0 | 0 | 0 | 0 | 0 | 0 | 0 | 0 | 5 | 5 | 1 | 1 | 1 | 1 | N/A |  |  |  | N/A | N/A | N/A | N/A | N/A | N/A | N/A | 2 | 2 | 4 | 1 | 3 | 1 | 1 |  | 0
SCE NOL | Inyokern | 115 | Wind, Onshore |  |  | 0 | 0 | 0 | 0 | 0 | 0 | 0 | 0 | 0 | 3 | 3 | 1 | 1 | 1 | 1 | N/A |  |  |  | N/A | N/A | N/A | N/A | N/A | N/A | N/A | 2 | 2 | 4 | 1 | 3 | 1 | 1 |  | 0
EOP | IS Tap | 138 | Wind, Onshore |  |  | 0 | 0 | 0 | 0 | 0 | 0 | 0 | 0 | 0 | 5 | 5 | 1 | 1 | 1 | 1 | [11 empty] | 2 | 2 | 4 | 1 | 3 | 1 | 1 |  | 0
EOP | Ivanpah | 115 | Wind, Onshore |  |  | 0 | 0 | 0 | 0 | 0 | 0 | 0 | 0 | 0 | 5 | 5 | 1 | 1 | 1 | 1 | N/A |  |  |  | N/A | N/A | N/A | N/A | N/A | N/A | N/A | 2 | 2 | 4 | 1 | 1 | 1 | 1 |  | 0
EOP | Ivanpah | 230 | Wind, Onshore |  |  | 0 | 0 | 0 | 0 | 0 | 0 | 0 | 0 | 0 | 5 | 5 | 1 | 1 | 1 | 1 | N/A |  |  |  | N/A | N/A | N/A | N/A | N/A | N/A | N/A | 2 | 2 | 4 | 1 | 1 | 1 | 1 |  | 0
EOP | Jackass (DOE) | 138 | Wind, Onshore |  |  | 0 | 0 | 0 | 0 | 0 | 0 | 0 | 0 | 0 | 5 | 5 | 1 | 1 | 1 | 1 | [11 empty] | 2 | 2 | 4 | 1 | 3 | 1 | 1 |  | 0
PG&E NGBA | James B Black | 230 | Wind, Onshore |  |  | 0 | 0 | 0 | 0 | 0 | 0 | 0 | 0 | 0 | 5 | 2 | 1 | 1 | 1 | 1 | [11 empty] | 2 | 2 | 4 | 2 | 3 | 1 | 1 |  | 0
PG&E GBA | Jefferson | 230 | Wind, Onshore |  |  | 0 | 0 | 0 | 0 | 0 | 0 | 0 | 0 | 0 | 1 | 1 | 1 | 1 | 1 | 1 | [11 empty] | 2 | 1 | 3 | 1 | 2 | 1 | 1 |  | 0
PG&E NGBA | Jessup | 115 | Wind, Onshore |  |  | 0 | 0 | 0 | 0 | 0 | 0 | 0 | 0 | 0 | 5 | 2 | 1 | 1 | 1 | 1 | N/A |  |  |  | N/A | N/A | N/A | N/A | N/A | N/A | N/A | 2 | 2 | 3 | 2 | 3 | 1 | 1 |  | 0
SCE Metro | Johanna | 230 | Wind, Onshore |  |  | 0 | 0 | 0 | 0 | 0 | 0 | 0 | 0 | 0 | 1 | 1 | 1 | 1 | 1 | 1 | N/A |  |  |  | N/A | N/A | N/A | N/A | N/A | N/A | N/A | 1 | 1 | 2 | 1 | 1 | 1 | 1 |  | 0
SCE Eastern | Julian Hinds | 230 | Wind, Onshore |  |  | 0 | 0 | 0 | 0 | 0 | 0 | 0 | 0 | 0 | 5 | 5 | 3 | 3 | 3 | 1 | 1 |  |  |  | 1 | 1 | 1 | 1 | 1 | 1 | 1 | 2 | 1 | 4 | 1 | 3 | 1 | 1 |  | 0
PG&E GBA | Kasson | 115 | Wind, Onshore |  |  | 0 | 0 | 0 | 0 | 0 | 0 | 0 | 0 | 0 | 5 | 2 | 1 | 1 | 1 | 1 | [11 empty] | 1 | 1 | 4 | 2 | 1 | 1 | 1 |  | 0
PG&E GBA | Kasson | 60 | Wind, Onshore |  |  | 0 | 0 | 0 | 0 | 0 | 0 | 0 | 0 | 0 | 5 | 2 | 1 | 1 | 1 | 1 | [11 empty] | 1 | 1 | 4 | 2 | 1 | 1 | 1 |  | 0
PG&E FRESNO | Kearney | 230 | Wind, Onshore |  |  | 0 | 0 | 0 | 0 | 0 | 0 | 0 | 0 | 0 | 5 | 2 | 5 | 2 | 1 | 1 | N/A |  |  |  | N/A | N/A | N/A | N/A | N/A | N/A | N/A | 1 | 1 | 3 | 2 | 1 | 1 | 1 |  | 0
PG&E FRESNO | Kearney | 70 | Wind, Onshore |  |  | 0 | 0 | 0 | 0 | 0 | 0 | 0 | 0 | 0 | 5 | 2 | 5 | 2 | 1 | 1 | N/A |  |  |  | N/A | N/A | N/A | N/A | N/A | N/A | N/A | 1 | 1 | 3 | 2 | 1 | 1 | 1 |  | 0
PG&E GBA | Kelso | 230 | Wind, Onshore |  |  | 80.8 | 3.45 | 84.25 | 0 | 0 | 0 | 80.8 | 3.45 | 84.25 | 5 | 2 | 1 | 1 | 1 | 2 | 2 |  |  |  | 2 | 2 | 1 | 1 | 2 | 1 | 1 | 2 | 1 | 2 | 1 | 2 | 1 | 4 | Reduced to align with CI and limited res potential in area | 1
PG&E FRESNO | Kerchoff 1 | 115 | Wind, Onshore |  |  | 0 | 0 | 0 | 0 | 0 | 0 | 0 | 0 | 0 | 5 | 2 | 1 | 1 | 1 | 1 | [11 empty] | 1 | 1 | 4 | 2 | 3 | 1 | 1 |  | 0
PG&E KERN | Kern Oil | 115 | Wind, Onshore |  |  | 0 | 0 | 0 | 0 | 0 | 0 | 0 | 0 | 0 | 1 | 1 | 1 | 1 | 1 | 1 | N/A |  |  |  | N/A | N/A | N/A | N/A | N/A | N/A | N/A | 1 | 1 | 1 | 1 | 1 | 1 | 1 |  | 0
PG&E KERN | Kern PP | 115 | Wind, Onshore |  |  | 0 | 0 | 0 | 0 | 0 | 0 | 0 | 0 | 0 | 1 | 1 | 1 | 1 | 1 | 1 | N/A |  |  |  | N/A | N/A | N/A | N/A | N/A | N/A | N/A | 1 | 1 | 2 | 1 | 2 | 1 | 1 |  | 0
PG&E KERN | Kern PP | 230 | Wind, Onshore |  |  | 0 | 0 | 0 | 0 | 0 | 0 | 0 | 0 | 0 | 1 | 1 | 1 | 1 | 1 | 1 | N/A |  |  |  | N/A | N/A | N/A | N/A | N/A | N/A | N/A | 1 | 1 | 2 | 1 | 2 | 1 | 1 |  | 0
PG&E KERN | Kern PP | 70 | Wind, Onshore |  |  | 0 | 0 | 0 | 0 | 0 | 0 | 0 | 0 | 0 | 1 | 1 | 1 | 1 | 1 | 1 | N/A |  |  |  | N/A | N/A | N/A | N/A | N/A | N/A | N/A | 1 | 1 | 2 | 1 | 2 | 1 | 1 |  | 0
PG&E KERN | Kernridge | 115 | Wind, Onshore |  |  | 0 | 0 | 0 | 0 | 0 | 0 | 0 | 0 | 0 | 1 | 1 | 1 | 1 | 1 | 1 | N/A |  |  |  | N/A | N/A | N/A | N/A | N/A | N/A | N/A | 1 | 1 | 1 | 1 | 1 | 1 | 1 |  | 0
PG&E FRESNO | Kingsburg | 115 | Wind, Onshore |  |  | 0 | 0 | 0 | 0 | 0 | 0 | 0 | 0 | 0 | 5 | 2 | 5 | 2 | 1 | 1 | N/A |  |  |  | N/A | N/A | N/A | N/A | N/A | N/A | N/A | 1 | 1 | 2 | 2 | 1 | 1 | 1 |  | 0
PG&E GBA | Kirker | 115 | Wind, Onshore |  |  | 0 | 0 | 0 | 0 | 0 | 0 | 0 | 0 | 0 | 5 | 2 | 1 | 1 | 1 | 1 | N/A |  |  |  | N/A | N/A | N/A | N/A | N/A | N/A | N/A | 2 | 1 | 3 | 1 | 1 | 1 | 1 |  | 0
PG&E NGBA | Knights Landing | 115 | Wind, Onshore |  |  | 0 | 0 | 0 | 0 | 0 | 0 | 0 | 0 | 0 | 5 | 2 | 1 | 1 | 1 | 1 | [11 empty] | 2 | 1 | 4 | 2 | 3 | 1 | 1 |  | 0
PG&E NGBA | Konocti | 60 | Wind, Onshore |  |  | 0 | 0 | 0 | 0 | 0 | 0 | 0 | 0 | 0 | 5 | 5 | 1 | 1 | 1 | 1 | [11 empty] | 2 | 2 | 4 | 2 | 3 | 1 | 1 |  | 0
SCE NOL | Kramer | 115 | Wind, Onshore |  |  | 0 | 0 | 0 | 0 | 0 | 0 | 0 | 0 | 0 | 3 | 3 | 1 | 1 | 1 | 1 | N/A |  |  |  | N/A | N/A | N/A | N/A | N/A | N/A | N/A | 2 | 1 | 4 | 1 | 3 | 1 | 1 |  | 0
SCE NOL | Kramer | 230 | Wind, Onshore |  |  | 0 | 0 | 0 | 0 | 0 | 0 | 0 | 0 | 0 | 3 | 3 | 1 | 1 | 1 | 1 | N/A |  |  |  | N/A | N/A | N/A | N/A | N/A | N/A | N/A | 2 | 1 | 4 | 1 | 3 | 1 | 1 |  | 0
SCE Metro | La Cienega | 230 | Wind, Onshore |  |  | 0 | 0 | 0 | 0 | 0 | 0 | 0 | 0 | 0 | 1 | 1 | 1 | 1 | 1 | 1 | N/A |  |  |  | N/A | N/A | N/A | N/A | N/A | N/A | N/A | 1 | 1 | 2 | 1 | 2 | 1 | 1 |  | 0
SCE Metro | La Fresa | 230 | Wind, Onshore |  |  | 0 | 0 | 0 | 0 | 0 | 0 | 0 | 0 | 0 | 1 | 1 | 1 | 1 | 1 | 1 | N/A |  |  |  | N/A | N/A | N/A | N/A | N/A | N/A | N/A | 1 | 1 | 2 | 1 | 2 | 1 | 1 |  | 0
SCE Metro | Laguna Bell | 230 | Wind, Onshore |  |  | 0 | 0 | 0 | 0 | 0 | 0 | 0 | 0 | 0 | 1 | 1 | 1 | 1 | 1 | 1 | N/A |  |  |  | N/A | N/A | N/A | N/A | N/A | N/A | N/A | 1 | 1 | 2 | 1 | 1 | 1 | 1 |  | 0
PG&E KERN | Lakeview | 70 | Wind, Onshore |  |  | 0 | 0 | 0 | 0 | 0 | 0 | 0 | 0 | 0 | 1 | 1 | 1 | 1 | 1 | 1 | [11 empty] | 1 | 1 | 4 | 1 | 1 | 1 | 1 |  | 0
PG&E NGBA | Lakeville | 230 | Wind, Onshore |  |  | 0 | 0 | 0 | 0 | 0 | 0 | 0 | 0 | 0 | 5 | 5 | 1 | 1 | 1 | 1 | N/A |  |  |  | N/A | N/A | N/A | N/A | N/A | N/A | N/A | 2 | 1 | 4 | 2 | 3 | 1 | 1 |  | 0
PG&E NGBA | Lakeville | 60 | Wind, Onshore |  |  | 0 | 0 | 0 | 0 | 0 | 0 | 0 | 0 | 0 | 5 | 5 | 1 | 1 | 1 | 1 | N/A |  |  |  | N/A | N/A | N/A | N/A | N/A | N/A | N/A | 2 | 1 | 4 | 2 | 3 | 1 | 1 |  | 0
PG&E NGBA | Lakeville | 115 | Wind, Onshore |  |  | 0 | 0 | 0 | 0 | 0 | 0 | 0 | 0 | 0 | 5 | 5 | 1 | 1 | 1 | 1 | N/A |  |  |  | N/A | N/A | N/A | N/A | N/A | N/A | N/A | 2 | 1 | 4 | 2 | 3 | 1 | 1 |  | 0
PG&E GBA | Lakewood | 115 | Wind, Onshore |  |  | 0 | 0 | 0 | 0 | 0 | 0 | 0 | 0 | 0 | 5 | 2 | 1 | 1 | 1 | 1 | [11 empty] | 2 | 1 | 3 | 1 | 2 | 1 | 1 |  | 0
PG&E NGBA | Lambie | 230 | Wind, Onshore |  |  | 0 | 0 | 0 | 0 | 0 | 0 | 0 | 0 | 0 | 5 | 5 | 1 | 1 | 1 | 1 | [11 empty] | 2 | 1 | 1 | 1 | 1 | 1 | 1 |  | 0
PG&E GBA | Lammers | 115 | Wind, Onshore |  |  | 0 | 0 | 0 | 0 | 0 | 0 | 0 | 0 | 0 | 5 | 2 | 1 | 1 | 1 | 1 | [11 empty] | 1 | 1 | 1 | 2 | 2 | 1 | 1 |  | 0
PG&E KERN | Lamont | 115 | Wind, Onshore |  |  | 0 | 0 | 0 | 0 | 0 | 0 | 0 | 0 | 0 | 1 | 1 | 1 | 1 | 1 | 1 | N/A |  |  |  | N/A | N/A | N/A | N/A | N/A | N/A | N/A | 1 | 1 | 2 | 1 | 1 | 1 | 1 |  | 0
PG&E FRESNO | Las Aguilas | 230 | Wind, Onshore |  |  | 0 | 0 | 0 | 0 | 0 | 0 | 0 | 0 | 0 | 1 | 1 | 1 | 1 | 1 | 1 | [11 empty] | 2 | 2 | 4 | 2 | 2 | 1 | 1 |  | 0
EOP | Lathrop | 138 | Wind, Onshore |  |  | 0 | 0 | 0 | 0 | 0 | 0 | 0 | 0 | 0 | 5 | 5 | 1 | 1 | 1 | 1 | N/A |  |  |  | N/A | N/A | N/A | N/A | N/A | N/A | N/A | 2 | 2 | 4 | 1 | 3 | 1 | 5 | Shifted to new 230 kV bus | 1
EOP | Lathrop | 230 | Wind, Onshore |  |  | 300 | 0 | 300 | 0 | 0 | 0 | 300 | 0 | 300 | 5 | 5 | 1 | 1 | 2 | 1 | 1 |  |  |  | N/A | N/A | N/A | N/A | N/A | N/A | N/A | 2 | 2 | 4 | 1 | 3 | 3- | 1 |  | 1
PG&E FRESNO | Le Grand | 115 | Wind, Onshore |  |  | 0 | 0 | 0 | 0 | 0 | 0 | 0 | 0 | 0 | 5 | 2 | 5 | 2 | 1 | 1 | N/A |  |  |  | N/A | N/A | N/A | N/A | N/A | N/A | N/A | 1 | 1 | 3 | 2 | 1 | 1 | 1 |  | 0
PG&E FRESNO | Lemoore | 70 | Wind, Onshore |  |  | 0 | 0 | 0 | 0 | 0 | 0 | 0 | 0 | 0 | 1 | 1 | 1 | 1 | 1 | 1 | N/A |  |  |  | N/A | N/A | N/A | N/A | N/A | N/A | N/A | 1 | 1 | 3 | 2 | 2 | 1 | 1 |  | 0
PG&E KERN | Lerdo | 115 | Wind, Onshore |  |  | 0 | 0 | 0 | 0 | 0 | 0 | 0 | 0 | 0 | 1 | 1 | 1 | 1 | 1 | 1 | N/A |  |  |  | N/A | N/A | N/A | N/A | N/A | N/A | N/A | 1 | 1 | 4 | 1 | 1 | 1 | 1 |  | 0
SCE Metro | Lewis | 230 | Wind, Onshore |  |  | 0 | 0 | 0 | 0 | 0 | 0 | 0 | 0 | 0 | 1 | 1 | 1 | 1 | 1 | 1 | N/A |  |  |  | N/A | N/A | N/A | N/A | N/A | N/A | N/A | 1 | 1 | 3 | 1 | 2 | 1 | 1 |  | 0
SCE Metro | Lighthipe | 230 | Wind, Onshore |  |  | 0 | 0 | 0 | 0 | 0 | 0 | 0 | 0 | 0 | 1 | 1 | 1 | 1 | 1 | 1 | N/A |  |  |  | N/A | N/A | N/A | N/A | N/A | N/A | N/A | 1 | 1 | 2 | 1 | 1 | 1 | 1 |  | 0
SDGE | Lilac | 69 | Wind, Onshore |  |  | 0 | 0 | 0 | 0 | 0 | 0 | 0 | 0 | 0 | 1 | 1 | 1 | 1 | 1 | 1 | [11 empty] | 2 | 1 | 3 | 1 | 3 | 1 | 1 |  | 0
PG&E NGBA | Lincoln | 115 | Wind, Onshore |  |  | 0 | 0 | 0 | 0 | 0 | 0 | 0 | 0 | 0 | 5 | 2 | 1 | 1 | 1 | 1 | [11 empty] | 2 | 1 | 3 | 2 | 3 | 1 | 1 |  | 0
PG&E KERN | Live Oak | 115 | Wind, Onshore |  |  | 0 | 0 | 0 | 0 | 0 | 0 | 0 | 0 | 0 | 1 | 1 | 1 | 1 | 1 | 1 | [11 empty] | 1 | 1 | 1 | 1 | 1 | 1 | 1 |  | 0
PG&E GBA | Llagas | 115 | Wind, Onshore |  |  | 0 | 0 | 0 | 0 | 0 | 0 | 0 | 0 | 0 | 1 | 1 | 1 | 1 | 1 | 1 | N/A |  |  |  | N/A | N/A | N/A | N/A | N/A | N/A | N/A | 2 | 1 | 2 | 2 | 1 | 1 | 1 |  | 0
PG&E GBA | Lockeford | 115 | Wind, Onshore |  |  | 0 | 0 | 0 | 0 | 0 | 0 | 0 | 0 | 0 | 5 | 2 | 1 | 1 | 1 | 1 | N/A |  |  |  | N/A | N/A | N/A | N/A | N/A | N/A | N/A | 1 | 1 | 4 | 2 | 2 | 1 | 1 |  | 0
PG&E GBA | Lockeford | 230 | Wind, Onshore |  |  | 0 | 0 | 0 | 0 | 0 | 0 | 0 | 0 | 0 | 5 | 2 | 1 | 1 | 1 | 1 | N/A |  |  |  | N/A | N/A | N/A | N/A | N/A | N/A | N/A | 1 | 1 | 4 | 2 | 2 | 1 | 1 |  | 0
PG&E GBA | Lockeford | 60 | Wind, Onshore |  |  | 0 | 0 | 0 | 0 | 0 | 0 | 0 | 0 | 0 | 5 | 2 | 1 | 1 | 1 | 1 | N/A |  |  |  | N/A | N/A | N/A | N/A | N/A | N/A | N/A | 1 | 1 | 4 | 2 | 2 | 1 | 1 |  | 0
PG&E GBA | Lodi | 230 | Wind, Onshore |  |  | 0 | 0 | 0 | 0 | 0 | 0 | 0 | 0 | 0 | 5 | 2 | 1 | 1 | 1 | 1 | [11 empty] | 1 | 1 | 1 | 2 | 1 | 1 | 1 |  | 0
PG&E NGBA | Logan Creek | 230 | Wind, Onshore |  |  | 0 | 0 | 0 | 0 | 0 | 0 | 0 | 0 | 0 | 5 | 5 | 1 | 1 | 1 | 1 | N/A |  |  |  | N/A | N/A | N/A | N/A | N/A | N/A | N/A | 2 | 2 | 4 | 1 | 2 | 1 | 1 |  | 0
PG&E GBA | Lone Tree | 230 | Wind, Onshore |  |  | 0 | 0 | 0 | 0 | 0 | 0 | 0 | 0 | 0 | 5 | 5 | 1 | 1 | 1 | 1 | N/A |  |  |  | N/A | N/A | N/A | N/A | N/A | N/A | N/A | 2 | 1 | 3 | 1 | 2 | 1 | 1 |  | 0
PG&E FRESNO | Los Banos | 230 | Wind, Onshore |  |  | 170.5 | 0 | 170.5 | 60.5 | 0 | 60.5 | 110 | 0 | 110 | 1 | 1 | 1 | 1 | 2 | 2 | 2 |  |  |  | 1 | 3 | 1 | 1 | 3 | 1 | 1 | 1 | 1 | 4 | 2 | 1 | 5- | 1 |  | 1
PG&E FRESNO | Los Banos | 500 | Wind, Onshore |  |  | 0 | 0 | 0 | 0 | 0 | 0 | 0 | 0 | 0 | 1 | 1 | 1 | 1 | 1 | 1 | N/A |  |  |  | N/A | N/A | N/A | N/A | N/A | N/A | N/A | 1 | 1 | 4 | 2 | 1 | 1 | 1 |  | 0
SDGE | Los Coches | 138 | Wind, Onshore |  |  | 0 | 0 | 0 | 0 | 0 | 0 | 0 | 0 | 0 | 5 | 5 | 1 | 1 | 1 | 1 | [11 empty] | 2 | 2 | 4 | 2 | 3 | 1 | 1 |  | 0
SDGE | Los Coches | 69 | Wind, Onshore |  |  | 0 | 0 | 0 | 0 | 0 | 0 | 0 | 0 | 0 | 1 | 1 | 1 | 1 | 1 | 1 | [11 empty] | 2 | 2 | 4 | 2 | 3 | 1 | 1 |  | 0
PG&E GBA | Los Esteros | 115 | Wind, Onshore |  |  | 0 | 0 | 0 | 0 | 0 | 0 | 0 | 0 | 0 | 1 | 1 | 1 | 1 | 1 | 1 | N/A |  |  |  | N/A | N/A | N/A | N/A | N/A | N/A | N/A | 2 | 1 | 1 | 2 | 1 | 1 | 1 |  | 0
PG&E GBA | Los Esteros | 230 | Wind, Onshore |  |  | 0 | 0 | 0 | 0 | 0 | 0 | 0 | 0 | 0 | 1 | 1 | 1 | 1 | 1 | 1 | N/A |  |  |  | N/A | N/A | N/A | N/A | N/A | N/A | N/A | 2 | 1 | 1 | 2 | 1 | 1 | 1 |  | 0
PG&E GBA | Los Positas | 230 | Wind, Onshore |  |  | 0 | 0 | 0 | 0 | 0 | 0 | 0 | 0 | 0 | 5 | 5 | 1 | 1 | 1 | 1 | [11 empty] | 2 | 1 | 3 | 1 | 3 | 1 | 1 |  | 0
PG&E GBA | Los Positas | 60 | Wind, Onshore |  |  | 0 | 0 | 0 | 0 | 0 | 0 | 0 | 0 | 0 | 5 | 5 | 1 | 1 | 1 | 1 | [11 empty] | 2 | 1 | 3 | 1 | 3 | 1 | 1 |  | 0
SDGE | Loveland | 69 | Wind, Onshore |  |  | 0 | 0 | 0 | 0 | 0 | 0 | 0 | 0 | 0 | 1 | 1 | 1 | 1 | 1 | 1 | [11 empty] | 2 | 1 | 3 | 1 | 3 | 1 | 1 |  | 0
SCE NOL | Lugo | 230 | Wind, Onshore |  |  | 0 | 0 | 0 | 0 | 0 | 0 | 0 | 0 | 0 | 1 | 1 | 1 | 1 | 1 | 1 | N/A |  |  |  | N/A | N/A | N/A | N/A | N/A | N/A | N/A | 2 | 1 | 4 | 1 | 2 | 1 | 1 |  | 0
SCE Metro | Lugo | 500 | Wind, Onshore |  |  | 0 | 0 | 0 | 0 | 0 | 0 | 0 | 0 | 0 | 1 | 1 | 1 | 1 | 3 | 1 | 0 |  |  |  | N/A | N/A | N/A | N/A | N/A | N/A | N/A | 2 | 1 | 4 | 1 | 2 | 1 | 1 |  | 0
PG&E FRESNO | Madera | 70 | Wind, Onshore |  |  | 0 | 0 | 0 | 0 | 0 | 0 | 0 | 0 | 0 | 5 | 2 | 5 | 2 | 1 | 1 | [11 empty] | 1 | 1 | 4 | 2 | 1 | 1 | 1 |  | 0
PG&E NGBA | Madison | 115 | Wind, Onshore |  |  | 0 | 0 | 0 | 0 | 0 | 0 | 0 | 0 | 0 | 5 | 5 | 1 | 1 | 3 | 1 | 1 |  |  |  | 2 | 2 | 1 | 1 | 3 | 1 | 1 | 2 | 1 | 4 | 2 | 3 | 1 | 1 |  | 0
PG&E KERN | Magunden | 115 | Wind, Onshore |  |  | 0 | 0 | 0 | 0 | 0 | 0 | 0 | 0 | 0 | 1 | 1 | 1 | 1 | 1 | 1 | N/A |  |  |  | N/A | N/A | N/A | N/A | N/A | N/A | N/A | 1 | 1 | 2 | 1 | 1 | 1 | 1 |  | 0
SCE Northern | Magunden | 230 | Wind, Onshore |  |  | 0 | 0 | 0 | 0 | 0 | 0 | 0 | 0 | 0 | 1 | 1 | 1 | 1 | 1 | 1 | N/A |  |  |  | N/A | N/A | N/A | N/A | N/A | N/A | N/A | 1 | 1 | 2 | 1 | 1 | 1 | 1 |  | 0
PG&E FRESNO | Malaga | 115 | Wind, Onshore |  |  | 0 | 0 | 0 | 0 | 0 | 0 | 0 | 0 | 0 | 5 | 2 | 5 | 2 | 1 | 1 | N/A |  |  |  | N/A | N/A | N/A | N/A | N/A | N/A | N/A | 1 | 1 | 1 | 2 | 1 | 1 | 1 |  | 0
PG&E NGBA | Malin | 500 | Wind, Onshore |  |  | 0 | 0 | 0 | 0 | 0 | 0 | 0 | 0 | 0 | 5 | 2 | 1 | 1 | 1 | 1 | [11 empty] | 2 | 2 | 4 | 2 | 3 | 1 | 1 |  | 0
SCE Northern | Mandalay | 230 | Wind, Onshore |  |  | 0 | 0 | 0 | 0 | 0 | 0 | 0 | 0 | 0 | 5 | 5 | 1 | 1 | 1 | 1 | N/A |  |  |  | N/A | N/A | N/A | N/A | N/A | N/A | N/A | 2 | 1 | 2 | 1 | 1 | 1 | 1 |  | 0
PG&E FRESNO | Manning | 230 | Wind, Onshore |  |  | 0 | 0 | 0 | 0 | 0 | 0 | 0 | 0 | 0 | 1 | 1 | 1 | 1 | 1 | 1 | [11 empty] | 1 | 1 | 2 | 2 | 1 | 1 | 1 |  | 0
PG&E FRESNO | Manning | 500 | Wind, Onshore |  |  | 0 | 0 | 0 | 0 | 0 | 0 | 0 | 0 | 0 | 1 | 1 | 1 | 1 | 1 | 1 | [11 empty] | 1 | 1 | 2 | 2 | 1 | 1 | 1 |  | 0
PG&E GBA | Manteca | 115 | Wind, Onshore |  |  | 0 | 0 | 0 | 0 | 0 | 0 | 0 | 0 | 0 | 5 | 2 | 1 | 1 | 1 | 1 | [11 empty] | 1 | 1 | 2 | 2 | 2 | 1 | 1 |  | 0
SDGE | Margarita | 138 | Wind, Onshore |  |  | 0 | 0 | 0 | 0 | 0 | 0 | 0 | 0 | 0 | 1 | 1 | 1 | 1 | 1 | 1 | N/A |  |  |  | N/A | N/A | N/A | N/A | N/A | N/A | N/A | 1 | 1 | 2 | 1 | 3 | 1 | 1 |  | 0
PG&E GBA | Martin | 230 | Wind, Onshore |  |  | 0 | 0 | 0 | 0 | 0 | 0 | 0 | 0 | 0 | 5 | 2 | 1 | 1 | 1 | 1 | N/A |  |  |  | N/A | N/A | N/A | N/A | N/A | N/A | N/A | 2 | 1 | 3 | 1 | 2 | 1 | 1 |  | 0
PG&E GBA | Martin | 115 | Wind, Onshore |  |  | 0 | 0 | 0 | 0 | 0 | 0 | 0 | 0 | 0 | 1 | 1 | 1 | 1 | 1 | 1 | N/A |  |  |  | N/A | N/A | N/A | N/A | N/A | N/A | N/A | 2 | 1 | 3 | 1 | 2 | 1 | 1 |  | 0
PG&E GBA | Martinez | 115 | Wind, Onshore |  |  | 0 | 0 | 0 | 0 | 0 | 0 | 0 | 0 | 0 | 5 | 2 | 1 | 1 | 1 | 1 | N/A |  |  |  | N/A | N/A | N/A | N/A | N/A | N/A | N/A | 2 | 1 | 1 | 1 | 1 | 1 | 1 |  | 0
PG&E FRESNO | Mc Mullin | 230 | Wind, Onshore |  |  | 0 | 0 | 0 | 0 | 0 | 0 | 0 | 0 | 0 | 5 | 2 | 1 | 1 | 1 | 1 | N/A |  |  |  | N/A | N/A | N/A | N/A | N/A | N/A | N/A | 1 | 1 | 3 | 2 | 1 | 1 | 1 |  | 0
PG&E FRESNO | McCall | 115 | Wind, Onshore |  |  | 0 | 0 | 0 | 0 | 0 | 0 | 0 | 0 | 0 | 5 | 2 | 5 | 2 | 1 | 1 | N/A |  |  |  | N/A | N/A | N/A | N/A | N/A | N/A | N/A | 1 | 1 | 3 | 2 | 1 | 1 | 1 |  | 0
PG&E FRESNO | McCall | 230 | Wind, Onshore |  |  | 0 | 0 | 0 | 0 | 0 | 0 | 0 | 0 | 0 | 5 | 2 | 1 | 1 | 1 | 1 | N/A |  |  |  | N/A | N/A | N/A | N/A | N/A | N/A | N/A | 1 | 1 | 3 | 2 | 1 | 1 | 1 |  | 0
PG&E GBA | Meadow Lane | 115 | Wind, Onshore |  |  | 0 | 0 | 0 | 0 | 0 | 0 | 0 | 0 | 0 | 5 | 2 | 1 | 1 | 1 | 1 | [11 empty] | 2 | 1 | 2 | 1 | 1 | 1 | 1 |  | 0
PG&E GBA | Melones | 115 | Wind, Onshore |  |  | 0 | 0 | 0 | 0 | 0 | 0 | 0 | 0 | 0 | 5 | 2 | 1 | 1 | 1 | 1 | N/A |  |  |  | N/A | N/A | N/A | N/A | N/A | N/A | N/A | 2 | 1 | 4 | 1 | 3 | 1 | 1 |  | 0
PG&E GBA | Melones | 230 | Wind, Onshore |  |  | 0 | 0 | 0 | 0 | 0 | 0 | 0 | 0 | 0 | 5 | 2 | 1 | 1 | 1 | 1 | N/A |  |  |  | N/A | N/A | N/A | N/A | N/A | N/A | N/A | 2 | 1 | 4 | 1 | 3 | 1 | 1 |  | 0
SDGE | Melrose | 69 | Wind, Onshore |  |  | 0 | 0 | 0 | 0 | 0 | 0 | 0 | 0 | 0 | 1 | 1 | 1 | 1 | 1 | 1 | [11 empty] | 2 | 1 | 3 | 1 | 3 | 1 | 1 |  | 0
PG&E NGBA | Mendocino | 115 | Wind, Onshore |  |  | 0 | 0 | 0 | 0 | 0 | 0 | 0 | 0 | 0 | 5 | 5 | 1 | 1 | 1 | 1 | N/A |  |  |  | N/A | N/A | N/A | N/A | N/A | N/A | N/A | 2 | 2 | 4 | 2 | 3 | 1 | 1 |  | 0
PG&E NGBA | Mendocino | 60 | Wind, Onshore |  |  | 0 | 0 | 0 | 0 | 0 | 0 | 0 | 0 | 0 | 5 | 5 | 1 | 1 | 1 | 1 | N/A |  |  |  | N/A | N/A | N/A | N/A | N/A | N/A | N/A | 2 | 2 | 4 | 2 | 3 | 1 | 1 |  | 0
PG&E FRESNO | Mendota | 115 | Wind, Onshore |  |  | 0 | 0 | 0 | 0 | 0 | 0 | 0 | 0 | 0 | 5 | 2 | 5 | 2 | 1 | 1 | N/A |  |  |  | N/A | N/A | N/A | N/A | N/A | N/A | N/A | 1 | 1 | 3 | 2 | 1 | 1 | 1 |  | 0
PG&E GBA | Menlo | 60 | Wind, Onshore |  |  | 0 | 0 | 0 | 0 | 0 | 0 | 0 | 0 | 0 | 5 | 2 | 1 | 1 | 1 | 1 | [11 empty] | 2 | 1 | 3 | 1 | 2 | 1 | 1 |  | 0
PG&E FRESNO | Merced | 115 | Wind, Onshore |  |  | 0 | 0 | 0 | 0 | 0 | 0 | 0 | 0 | 0 | 5 | 2 | 5 | 2 | 1 | 1 | N/A |  |  |  | N/A | N/A | N/A | N/A | N/A | N/A | N/A | 1 | 1 | 4 | 2 | 1 | 1 | 1 |  | 0
EOP | Mercury | 138 | Wind, Onshore |  |  | 0 | 0 | 0 | 0 | 0 | 0 | 0 | 0 | 0 | 5 | 5 | 1 | 1 | 1 | 1 | N/A |  |  |  | N/A | N/A | N/A | N/A | N/A | N/A | N/A | 2 | 2 | 4 | 1 | 3 | 1 | 1 |  | 0
PG&E FRESNO | Mercy Springs | 70 | Wind, Onshore |  |  | 0 | 0 | 0 | 0 | 0 | 0 | 0 | 0 | 0 | 1 | 1 | 1 | 1 | 1 | 1 | [11 empty] | 1 | 1 | 4 | 2 | 1 | 1 | 1 |  | 0
PG&E NGBA | Meridian | 60 | Wind, Onshore |  |  | 0 | 0 | 0 | 0 | 0 | 0 | 0 | 0 | 0 | 5 | 5 | 1 | 1 | 1 | 1 | [11 empty] | 2 | 2 | 4 | 1 | 3 | 1 | 1 |  | 0
PG&E KERN | Mesa (PGE) | 115 | Wind, Onshore |  |  | 0 | 0 | 0 | 0 | 0 | 0 | 0 | 0 | 0 | 1 | 1 | 1 | 1 | 1 | 1 | N/A |  |  |  | N/A | N/A | N/A | N/A | N/A | N/A | N/A | 2 | 2 | 3 | 2 | 2 | 1 | 1 |  | 0
PG&E KERN | Mesa (PGE) | 230 | Wind, Onshore |  |  | 0 | 0 | 0 | 0 | 0 | 0 | 0 | 0 | 0 | 1 | 1 | 1 | 1 | 1 | 1 | N/A |  |  |  | N/A | N/A | N/A | N/A | N/A | N/A | N/A | 2 | 2 | 3 | 2 | 2 | 1 | 1 |  | 0
SCE Metro | Mesa (SCE) | 230 | Wind, Onshore |  |  | 0 | 0 | 0 | 0 | 0 | 0 | 0 | 0 | 0 | 1 | 1 | 1 | 1 | 1 | 1 | N/A |  |  |  | N/A | N/A | N/A | N/A | N/A | N/A | N/A | 1 | 1 | 3 | 1 | 2 | 1 | 1 |  | 0
SCE Metro | Mesa (SCE) | 500 | Wind, Onshore |  |  | 0 | 0 | 0 | 0 | 0 | 0 | 0 | 0 | 0 | 1 | 1 | 1 | 1 | 1 | 1 | N/A |  |  |  | N/A | N/A | N/A | N/A | N/A | N/A | N/A | 1 | 1 | 3 | 1 | 2 | 1 | 1 |  | 0
SDGE | Mesa Heights | 69 | Wind, Onshore |  |  | 0 | 0 | 0 | 0 | 0 | 0 | 0 | 0 | 0 | 1 | 1 | 1 | 1 | 1 | 1 | [11 empty] | 2 | 1 | 2 | 1 | 3 | 1 | 1 |  | 0
PG&E GBA | Metcalf | 115 | Wind, Onshore |  |  | 0 | 0 | 0 | 0 | 0 | 0 | 0 | 0 | 0 | 1 | 1 | 1 | 1 | 1 | 1 | N/A |  |  |  | N/A | N/A | N/A | N/A | N/A | N/A | N/A | 2 | 1 | 1 | 2 | 3 | 1 | 1 |  | 0
PG&E GBA | Metcalf | 230 | Wind, Onshore |  |  | 0 | 0 | 0 | 0 | 0 | 0 | 0 | 0 | 0 | 1 | 1 | 1 | 1 | 1 | 1 | N/A |  |  |  | N/A | N/A | N/A | N/A | N/A | N/A | N/A | 2 | 1 | 1 | 2 | 3 | 1 | 1 |  | 0
PG&E GBA | Metcalf | 500 | Wind, Onshore |  |  | 0 | 0 | 0 | 0 | 0 | 0 | 0 | 0 | 0 | 1 | 1 | 1 | 1 | 1 | 1 | N/A |  |  |  | N/A | N/A | N/A | N/A | N/A | N/A | N/A | 2 | 1 | 1 | 2 | 3 | 1+ | 1 |  | 1
PG&E KERN | Midway | 115 | Wind, Onshore |  |  | 0 | 0 | 0 | 0 | 0 | 0 | 0 | 0 | 0 | 1 | 1 | 1 | 1 | 3 | 1 | 1 |  |  |  | 1 | 1 | 1 | 1 | 1 | 1 | 1 | 1 | 1 | 3 | 1 | 1 | 1 | 1 |  | 0
PG&E KERN | Midway | 230 | Wind, Onshore |  |  | 0 | 0 | 0 | 0 | 0 | 0 | 0 | 0 | 0 | 1 | 1 | 1 | 1 | 1 | 1 | N/A |  |  |  | N/A | N/A | N/A | N/A | N/A | N/A | N/A | 1 | 1 | 3 | 1 | 1 | 1 | 1 |  | 0
PG&E KERN | Midway | 500 | Wind, Onshore |  |  | 0 | 0 | 0 | 0 | 0 | 0 | 0 | 0 | 0 | 1 | 1 | 1 | 1 | 1 | 1 | N/A |  |  |  | N/A | N/A | N/A | N/A | N/A | N/A | N/A | 1 | 1 | 3 | 1 | 1 | 1 | 1 |  | 0
SDGE | Miguel | 230 | Wind, Onshore |  |  | 0 | 0 | 0 | 0 | 0 | 0 | 0 | 0 | 0 | 1 | 1 | 1 | 1 | 1 | 1 | N/A |  |  |  | N/A | N/A | N/A | N/A | N/A | N/A | N/A | 2 | 1 | 3 | 1 | 2 | 1 | 1 |  | 0
SDGE | Miguel | 500 | Wind, Onshore |  |  | 0 | 0 | 0 | 0 | 0 | 0 | 0 | 0 | 0 | 1 | 1 | 1 | 1 | 1 | 1 | N/A |  |  |  | N/A | N/A | N/A | N/A | N/A | N/A | N/A | 2 | 1 | 3 | 1 | 2 | 1 | 1 |  | 0
SDGE | Miguel | 69 | Wind, Onshore |  |  | 0 | 0 | 0 | 0 | 0 | 0 | 0 | 0 | 0 | 1 | 1 | 1 | 1 | 1 | 1 | N/A |  |  |  | N/A | N/A | N/A | N/A | N/A | N/A | N/A | 2 | 1 | 3 | 1 | 2 | 1 | 1 |  | 0
PG&E GBA | Millbrae | 115 | Wind, Onshore |  |  | 0 | 0 | 0 | 0 | 0 | 0 | 0 | 0 | 0 | 1 | 1 | 1 | 1 | 1 | 1 | [11 empty] | 2 | 1 | 3 | 1 | 2 | 1 | 1 |  | 0
PG&E GBA | Miller | 115 | Wind, Onshore |  |  | 0 | 0 | 0 | 0 | 0 | 0 | 0 | 0 | 0 | 5 | 2 | 1 | 1 | 1 | 1 | N/A |  |  |  | N/A | N/A | N/A | N/A | N/A | N/A | N/A | 1 | 1 | 4 | 2 | 1 | 1 | 1 |  | 0
SCE Metro | Mira Loma | 230 | Wind, Onshore |  |  | 0 | 0 | 0 | 0 | 0 | 0 | 0 | 0 | 0 | 1 | 1 | 1 | 1 | 1 | 1 | N/A |  |  |  | N/A | N/A | N/A | N/A | N/A | N/A | N/A | 1 | 1 | 1 | 1 | 1 | 1 | 1 |  | 0
SCE Metro | Mira Loma | 500 | Wind, Onshore |  |  | 0 | 0 | 0 | 0 | 0 | 0 | 0 | 0 | 0 | 1 | 1 | 1 | 1 | 1 | 1 | N/A |  |  |  | N/A | N/A | N/A | N/A | N/A | N/A | N/A | 1 | 1 | 1 | 1 | 1 | 1 | 1 |  | 0
SCE Eastern | Mirage | 115 | Wind, Onshore |  |  | 0 | 0 | 0 | 0 | 0 | 0 | 0 | 0 | 0 | 5 | 5 | 3 | 3 | 1 | 1 | N/A |  |  |  | N/A | N/A | N/A | N/A | N/A | N/A | N/A | 2 | 1 | 3 | 1 | 3 | 1 | 1 |  | 0
SCE Eastern | Mirage | 230 | Wind, Onshore |  |  | 0 | 0 | 0 | 0 | 0 | 0 | 0 | 0 | 0 | 5 | 5 | 3 | 3 | 1 | 1 | N/A |  |  |  | N/A | N/A | N/A | N/A | N/A | N/A | N/A | 2 | 1 | 3 | 1 | 3 | 1 | 1 |  | 0
SDGE | Mission | 138 | Wind, Onshore |  |  | 0 | 0 | 0 | 0 | 0 | 0 | 0 | 0 | 0 | 1 | 1 | 1 | 1 | 1 | 1 | N/A |  |  |  | N/A | N/A | N/A | N/A | N/A | N/A | N/A | 2 | 1 | 2 | 1 | 2 | 1 | 1 |  | 0
SDGE | Mission | 230 | Wind, Onshore |  |  | 0 | 0 | 0 | 0 | 0 | 0 | 0 | 0 | 0 | 1 | 1 | 1 | 1 | 1 | 1 | N/A |  |  |  | N/A | N/A | N/A | N/A | N/A | N/A | N/A | 2 | 1 | 2 | 1 | 2 | 1 | 1 |  | 0
SDGE | Mission | 69 | Wind, Onshore |  |  | 0 | 0 | 0 | 0 | 0 | 0 | 0 | 0 | 0 | 1 | 1 | 1 | 1 | 1 | 1 | N/A |  |  |  | N/A | N/A | N/A | N/A | N/A | N/A | N/A | 2 | 1 | 2 | 1 | 2 | 1 | 1 |  | 0
PG&E GBA | Mi-Wuk | 115 | Wind, Onshore |  |  | 0 | 0 | 0 | 0 | 0 | 0 | 0 | 0 | 0 | 5 | 2 | 1 | 1 | 1 | 1 | [11 empty] | 2 | 1 | 4 | 1 | 3 | 1 | 1 |  | 0
EOP | Mohave | 500 | Wind, Onshore |  |  | 492 | 126.5 | 618.5 | 0 | 0 | 0 | 492 | 126.5 | 618.5 | 5 | 5 | 1 | 1 | 2 | 1 | 2 |  |  |  | N/A | N/A | N/A | N/A | N/A | N/A | N/A | 2 | 2 | 3 | 1 | 3 | 3- | 1 |  | 1
PG&E NGBA | Monroe | 115 | Wind, Onshore |  |  | 0 | 0 | 0 | 0 | 0 | 0 | 0 | 0 | 0 | 5 | 5 | 1 | 1 | 1 | 1 | [11 empty] | 2 | 1 | 3 | 2 | 2 | 1 | 1 |  | 0
SDGE | Monserate | 69 | Wind, Onshore |  |  | 0 | 0 | 0 | 0 | 0 | 0 | 0 | 0 | 0 | 1 | 1 | 1 | 1 | 1 | 1 | [11 empty] | 2 | 1 | 3 | 1 | 3 | 1 | 1 |  | 0
PG&E GBA | Monta Vista | 115 | Wind, Onshore |  |  | 0 | 0 | 0 | 0 | 0 | 0 | 0 | 0 | 0 | 1 | 1 | 1 | 1 | 1 | 1 | [11 empty] | 2 | 1 | 3 | 2 | 3 | 1 | 1 |  | 0
PG&E GBA | Monta Vista | 230 | Wind, Onshore |  |  | 0 | 0 | 0 | 0 | 0 | 0 | 0 | 0 | 0 | 1 | 1 | 1 | 1 | 1 | 1 | [11 empty] | 2 | 1 | 3 | 2 | 3 | 1 | 1 |  | 0
PG&E GBA | Monta Vista | 60 | Wind, Onshore |  |  | 0 | 0 | 0 | 0 | 0 | 0 | 0 | 0 | 0 | 1 | 1 | 1 | 1 | 1 | 1 | [11 empty] | 2 | 1 | 3 | 2 | 3 | 1 | 1 |  | 0
PG&E NGBA | Monticello | 115 | Wind, Onshore |  |  | 0 | 0 | 0 | 0 | 0 | 0 | 0 | 0 | 0 | 5 | 5 | 1 | 1 | 1 | 1 | [11 empty] | 2 | 1 | 4 | 2 | 3 | 1 | 1 |  | 0
SCE Northern | Moorpark | 230 | Wind, Onshore |  |  | 0 | 0 | 0 | 0 | 0 | 0 | 0 | 0 | 0 | 5 | 5 | 1 | 1 | 1 | 1 | N/A |  |  |  | N/A | N/A | N/A | N/A | N/A | N/A | N/A | 2 | 1 | 4 | 1 | 3 | 1 | 1 |  | 0
SCE Northern | Moorpark | 66 | Wind, Onshore |  |  | 0 | 0 | 0 | 0 | 0 | 0 | 0 | 0 | 0 | 5 | 5 | 1 | 1 | 1 | 1 | N/A |  |  |  | N/A | N/A | N/A | N/A | N/A | N/A | N/A | 2 | 1 | 4 | 1 | 3 | 1 | 1 |  | 0
PG&E GBA | Moraga | 115 | Wind, Onshore |  |  | 0 | 0 | 0 | 0 | 0 | 0 | 0 | 0 | 0 | 5 | 2 | 1 | 1 | 1 | 1 | [11 empty] | 2 | 1 | 3 | 1 | 3 | 1 | 1 |  | 0
PG&E GBA | Moraga | 230 | Wind, Onshore |  |  | 0 | 0 | 0 | 0 | 0 | 0 | 0 | 0 | 0 | 5 | 2 | 1 | 1 | 1 | 1 | [11 empty] | 2 | 1 | 3 | 1 | 3 | 1 | 1 |  | 0
PG&E GBA | Morgan Hill | 115 | Wind, Onshore |  |  | 0 | 0 | 0 | 0 | 0 | 0 | 0 | 0 | 0 | 1 | 1 | 1 | 1 | 1 | 1 | [11 empty] | 2 | 1 | 3 | 2 | 2 | 1 | 1 |  | 0
PG&E KERN | Morro Bay | 115 | Wind, Onshore |  |  | 0 | 0 | 0 | 0 | 0 | 0 | 0 | 0 | 0 | 1 | 1 | 1 | 1 | 1 | 1 | N/A |  |  |  | N/A | N/A | N/A | N/A | N/A | N/A | N/A | 2 | 2 | 2 | 2 | 3 | 1 | 1 |  | 0
PG&E KERN | Morro Bay | 230 | Wind, Onshore |  |  | 0 | 0 | 0 | 0 | 0 | 0 | 0 | 0 | 0 | 1 | 1 | 1 | 1 | 1 | 1 | N/A |  |  |  | N/A | N/A | N/A | N/A | N/A | N/A | N/A | 2 | 2 | 2 | 2 | 3 | 1 | 1 |  | 0
PG&E KERN | Morro Bay | 500 | Wind, Onshore |  |  | 0 | 0 | 0 | 0 | 0 | 0 | 0 | 0 | 0 | 1 | 1 | 1 | 1 | 1 | 1 | N/A |  |  |  | N/A | N/A | N/A | N/A | N/A | N/A | N/A | 2 | 2 | 2 | 2 | 3 | 1 | 1 |  | 0
PG&E GBA | Moss Landing | 115 | Wind, Onshore |  |  | 0 | 0 | 0 | 0 | 0 | 0 | 0 | 0 | 0 | 1 | 1 | 1 | 1 | 1 | 1 | N/A |  |  |  | N/A | N/A | N/A | N/A | N/A | N/A | N/A | 2 | 2 | 1 | 2 | 2 | 1 | 1 |  | 0
PG&E GBA | Moss Landing | 230 | Wind, Onshore |  |  | 0 | 0 | 0 | 0 | 0 | 0 | 0 | 0 | 0 | 1 | 1 | 1 | 1 | 3 | 1 | 1 |  |  |  | 2 | 1 | 1 | 1 | 1 | 1 | 1 | 2 | 2 | 1 | 2 | 2 | 1 | 1 |  | 0
PG&E GBA | Moss Landing | 500 | Wind, Onshore |  |  | 0 | 0 | 0 | 0 | 0 | 0 | 0 | 0 | 0 | 5 | 2 | 1 | 1 | 1 | 1 | N/A |  |  |  | N/A | N/A | N/A | N/A | N/A | N/A | N/A | 2 | 2 | 1 | 2 | 2 | 1 | 1 |  | 0
EOP | Mountain Pass | 115 | Wind, Onshore |  |  | 0 | 0 | 0 | 0 | 0 | 0 | 0 | 0 | 0 | 5 | 5 | 1 | 1 | 1 | 1 | [11 empty] | 2 | 2 | 4 | 1 | 1 | 1 | 1 |  | 0
PG&E GBA | Mountain View | 115 | Wind, Onshore |  |  | 0 | 0 | 0 | 0 | 0 | 0 | 0 | 0 | 0 | 1 | 1 | 1 | 1 | 1 | 1 | [11 empty] | 2 | 1 | 2 | 2 | 2 | 1 | 1 |  | 0
PG&E GBA | Mt Eden | 115 | Wind, Onshore |  |  | 0 | 0 | 0 | 0 | 0 | 0 | 0 | 0 | 0 | 5 | 2 | 1 | 1 | 1 | 1 | [11 empty] | 2 | 1 | 2 | 1 | 2 | 1 | 1 |  | 0
PG&E KERN | Mt Poso | 115 | Wind, Onshore |  |  | 0 | 0 | 0 | 0 | 0 | 0 | 0 | 0 | 0 | 1 | 1 | 1 | 1 | 1 | 1 | [11 empty] | 1 | 1 | 2 | 1 | 1 | 1 | 1 |  | 0
SDGE | Murray | 69 | Wind, Onshore |  |  | 0 | 0 | 0 | 0 | 0 | 0 | 0 | 0 | 0 | 1 | 1 | 1 | 1 | 1 | 1 | [11 empty] | 2 | 1 | 2 | 1 | 2 | 1 | 1 |  | 0
PG&E FRESNO | Mustang | 230 | Wind, Onshore |  |  | 0 | 0 | 0 | 0 | 0 | 0 | 0 | 0 | 0 | 5 | 2 | 1 | 1 | 1 | 1 | N/A |  |  |  | N/A | N/A | N/A | N/A | N/A | N/A | N/A | 1 | 1 | 1 | 2 | 1 | 1 | 1 |  | 0
SCE Northern | Neenach | 66 | Wind, Onshore |  |  | 0 | 0 | 0 | 0 | 0 | 0 | 0 | 0 | 0 | 1 | 1 | 1 | 1 | 1 | 1 | [11 empty] | 2 | 1 | 4 | 1 | 3 | 1 | 1 |  | 0
PG&E KERN | New Sub - Gates - Midway (Proposed) | 230 | Wind, Onshore |  |  | 0 | 0 | 0 | 0 | 0 | 0 | 0 | 0 | 0 | 1 | 1 | 1 | 1 | 1 | 1 | N/A |  |  |  | N/A | N/A | N/A | N/A | N/A | N/A | N/A | 1 | 1 | 4 | 2 | 1 | 1 | 1 |  | 0
PG&E KERN | New Sub - Gates - Templeton (Proposed) | 230 | Wind, Onshore |  |  | 0 | 0 | 0 | 0 | 0 | 0 | 0 | 0 | 0 | 1 | 1 | 1 | 1 | 1 | 1 | [11 empty] | 1 | 1 | 4 | 2 | 1 | 1 | 1 |  | 0
SCE NOL | New Sub - Kramer - Lugo (Proposed) | 230 | Wind, Onshore |  |  | 0 | 0 | 0 | 0 | 0 | 0 | 0 | 0 | 0 | 3 | 3 | 1 | 1 | 1 | 1 | [11 empty] | 2 | 1 | 2 | 1 | 1 | 1 | 1 |  | 0
PG&E FRESNO | New Sub - Los Banos - Midway (Proposed) | 500 | Wind, Onshore |  |  | 0 | 0 | 0 | 0 | 0 | 0 | 0 | 0 | 0 | 1 | 1 | 1 | 1 | 1 | 1 | [11 empty] | 1 | 1 | 4 | 2 | 1 | 1 | 1 |  | 0
SCE NOL | New Sub - Lugo - Pisgah (Proposed) | 230 | Wind, Onshore |  |  | 150 | 0 | 150 | 0 | 0 | 0 | 150 | 0 | 150 | 1 | 1 | 1 | 1 | 2 | 2 | 2 |  |  |  | 1 | 1 | 1 | 1 | 1 | 1 | 1 | 2 | 1 | 3 | 1 | 3 | 2- | 1 |  | 1
PG&E KERN | New Sub - Midway - Wheeler Ridge (Proposed) | 230 | Wind, Onshore |  |  | 0 | 0 | 0 | 0 | 0 | 0 | 0 | 0 | 0 | 1 | 1 | 1 | 1 | 1 | 1 | N/A |  |  |  | N/A | N/A | N/A | N/A | N/A | N/A | N/A | 1 | 1 | 3 | 1 | 1 | 1 | 1 |  | 0
PG&E NGBA | New Sub - Near existing Leavitt (PSREC) | 345 | Wind, Onshore | YES | Northern CA Wind Mapped to NVE area | 300 | 0 | 300 | 0 | 0 | 0 | 300 | 0 | 300 | 5 | 2 | 1 | 1 | 2 | 1 | 2 |  |  |  | 5 | 1 | 1 | 1 | 2 | 2 | 1 | 2 | 2 | 1 | 1 | 3 | 3- | 1 |  | 1
PG&E NGBA | New Sub - Near existing Madeline (NVE) | 345 | Wind, Onshore | YES | Northern CA Wind Mapped to NVE area | 700 | 0 | 700 | 0 | 0 | 0 | 700 | 0 | 700 | 5 | 2 | 1 | 1 | 2 | 1 | 4 |  |  |  | 5 | 1 | 1 | 1 | 1 | 3 | 1 | 2 | 2 | 4 | 1 | 3 | 3- | 1 |  | 1
SDGE | New Sub - North Gila - IV (Proposed) | 500 | Wind, Onshore |  |  | 0 | 0 | 0 | 0 | 0 | 0 | 0 | 0 | 0 | 1 | 1 | 1 | 1 | 1 | 1 | N/A |  |  |  | N/A | N/A | N/A | N/A | N/A | N/A | N/A | 2 | 1 | 4 | 2 | 2 | 1 | 1 |  | 0
PG&E NGBA | New Sub - Pit 1 - Cottonwood (Proposed) | 230 | Wind, Onshore |  |  | 200 | 6 | 206 | 0 | 0 | 0 | 200 | 6 | 206 | 5 | 5 | 3 | 3 | 2 | 1 | 2 |  |  |  | 5 | 2 | 1 | 1 | 2 | 3 | 1 | 2 | 2 | 4 | 2 | 3 | 1 | 1 |  | 1
PG&E GBA | New Sub - Rancho Seco - Bellota (Proposed) | 230 | Wind, Onshore |  |  | 0 | 0 | 0 | 0 | 0 | 0 | 0 | 0 | 0 | 5 | 2 | 1 | 1 | 1 | 1 | N/A |  |  |  | N/A | N/A | N/A | N/A | N/A | N/A | N/A | 1 | 1 | 4 | 2 | 3 | 1 | 1 |  | 0
SDGE | New Sub - Suncrest - Ocotillo (Proposed) | 500 | Wind, Onshore |  |  | 300 | 100 | 400 | 0 | 0 | 0 | 300 | 100 | 400 | 1 | 1 | 1 | 1 | 2 | 1 | 4 |  |  |  | 5 | 1 | 2 | 2 | 2 | 2 | 1 | 2 | 1 | 4 | 1 | 3 | 1 | 3 | Slight reduction in FCDS, switched to EODS | 1
PG&E FRESNO | New Sub - Westley - Quinto (Proposed) | 230 | Wind, Onshore |  |  | 0 | 0 | 0 | 0 | 0 | 0 | 0 | 0 | 0 | 1 | 1 | 1 | 1 | 1 | 1 | [11 empty] | 1 | 1 | 4 | 2 | 1 | 1 | 1 |  | 0
PG&E GBA | Newark | 115 | Wind, Onshore |  |  | 0 | 0 | 0 | 0 | 0 | 0 | 0 | 0 | 0 | 1 | 1 | 1 | 1 | 1 | 1 | N/A |  |  |  | N/A | N/A | N/A | N/A | N/A | N/A | N/A | 2 | 1 | 3 | 1 | 2 | 1 | 1 |  | 0
PG&E GBA | Newark | 230 | Wind, Onshore |  |  | 0 | 0 | 0 | 0 | 0 | 0 | 0 | 0 | 0 | 1 | 1 | 1 | 1 | 1 | 1 | N/A |  |  |  | N/A | N/A | N/A | N/A | N/A | N/A | N/A | 2 | 1 | 3 | 1 | 2 | 1 | 1 |  | 0
PG&E GBA | Newark | 60 | Wind, Onshore |  |  | 0 | 0 | 0 | 0 | 0 | 0 | 0 | 0 | 0 | 5 | 5 | 1 | 1 | 1 | 1 | N/A |  |  |  | N/A | N/A | N/A | N/A | N/A | N/A | N/A | 2 | 1 | 3 | 1 | 2 | 1 | 1 |  | 0
PG&E FRESNO | Newhall | 115 | Wind, Onshore |  |  | 0 | 0 | 0 | 0 | 0 | 0 | 0 | 0 | 0 | 5 | 2 | 5 | 2 | 1 | 1 | N/A |  |  |  | N/A | N/A | N/A | N/A | N/A | N/A | N/A | 1 | 1 | 4 | 2 | 1 | 1 | 1 |  | 0
PG&E KERN | Norco | 115 | Wind, Onshore |  |  | 0 | 0 | 0 | 0 | 0 | 0 | 0 | 0 | 0 | 1 | 1 | 1 | 1 | 2 | 1 | 1 |  |  |  | 1 | 1 | 1 | 1 | 1 | 1 | 1 | 1 | 1 | 3 | 1 | 1 | 1 | 1 |  | 0
PG&E GBA | Nortech | 115 | Wind, Onshore |  |  | 0 | 0 | 0 | 0 | 0 | 0 | 0 | 0 | 0 | 1 | 1 | 1 | 1 | 2 | 1 | 0 |  |  |  | 0 | 0 | 0 | 0 | 0 | 0 | 0 | 2 | 1 | 2 | 2 | 1 | 1 | 1 |  | 0
SDGE | North City Metering | 138 | Wind, Onshore |  |  | 0 | 0 | 0 | 0 | 0 | 0 | 0 | 0 | 0 | 1 | 1 | 1 | 1 | 2 | 1 | 0 |  |  |  | 0 | 0 | 0 | 0 | 0 | 0 | 0 | 2 | 1 | 2 | 1 | 3 | 1 | 1 |  | 0
PG&E GBA | North Dublin | 230 | Wind, Onshore |  |  | 0 | 0 | 0 | 0 | 0 | 0 | 0 | 0 | 0 | 5 | 5 | 1 | 1 | 1 | 1 | [11 empty] | 2 | 1 | 2 | 1 | 3 | 1 | 1 |  | 0
SDGE | North Gila | 500 | Wind, Onshore |  |  | 0 | 0 | 0 | 0 | 0 | 0 | 0 | 0 | 0 | 1 | 1 | 1 | 1 | 1 | 1 | N/A |  |  |  | N/A | N/A | N/A | N/A | N/A | N/A | N/A | 2 | 2 | 4 | 2 | 3 | 1 | 1 |  | 0
SCE Metro | North of SONGS | 230 | Wind, Onshore |  |  | 0 | 0 | 0 | 0 | 0 | 0 | 0 | 0 | 0 | 1 | 1 | 1 | 1 | 1 | 1 | [11 empty] | 2 | 1 | 3 | 1 | 3 | 1 | 1 |  | 0
SCE Metro | North of SONGS | 500 | Wind, Onshore |  |  | 0 | 0 | 0 | 0 | 0 | 0 | 0 | 0 | 0 | 1 | 1 | 1 | 1 | 1 | 1 | [11 empty] | 2 | 1 | 3 | 1 | 3 | 1 | 1 |  | 0
PG&E NGBA | Notre Dame | 115 | Wind, Onshore |  |  | 0 | 0 | 0 | 0 | 0 | 0 | 0 | 0 | 0 | 5 | 2 | 1 | 1 | 1 | 1 | [11 empty] | 2 | 1 | 4 | 2 | 2 | 1 | 1 |  | 0
PG&E GBA | Oakland C | 115 | Wind, Onshore |  |  | 0 | 0 | 0 | 0 | 0 | 0 | 0 | 0 | 0 | 5 | 2 | 1 | 1 | 1 | 1 | [11 empty] | 2 | 1 | 1 | 1 | 2 | 1 | 1 |  | 0
PG&E GBA | Oakland J | 115 | Wind, Onshore |  |  | 0 | 0 | 0 | 0 | 0 | 0 | 0 | 0 | 0 | 5 | 2 | 1 | 1 | 1 | 1 | 0 |  |  |  | 0 | 0 | 0 | 0 | 0 | 0 | 0 | 2 | 1 | 2 | 1 | 1 | 1 | 1 |  | 0
PG&E GBA | Oakland L | 115 | Wind, Onshore |  |  | 0 | 0 | 0 | 0 | 0 | 0 | 0 | 0 | 0 | 5 | 2 | 1 | 1 | 1 | 1 | [11 empty] | 2 | 1 | 2 | 1 | 1 | 1 | 1 |  | 0
PG&E GBA | Oakland X | 115 | Wind, Onshore |  |  | 0 | 0 | 0 | 0 | 0 | 0 | 0 | 0 | 0 | 5 | 2 | 1 | 1 | 1 | 1 | [11 empty] | 2 | 1 | 2 | 1 | 2 | 1 | 1 |  | 0
SDGE | Ocean Ranch | 69 | Wind, Onshore |  |  | 0 | 0 | 0 | 0 | 0 | 0 | 0 | 0 | 0 | 1 | 1 | 1 | 1 | 1 | 1 | [11 empty] | 2 | 1 | 4 | 1 | 3 | 1 | 1 |  | 0
PG&E KERN | Oceano | 115 | Wind, Onshore |  |  | 0 | 0 | 0 | 0 | 0 | 0 | 0 | 0 | 0 | 1 | 1 | 1 | 1 | 1 | 1 | N/A |  |  |  | N/A | N/A | N/A | N/A | N/A | N/A | N/A | 2 | 2 | 4 | 2 | 3 | 1 | 1 |  | 0
SDGE | Ocotillo Express | 500 | Wind, Onshore |  |  | 0 | 0 | 0 | 0 | 0 | 0 | 0 | 0 | 0 | 1 | 1 | 1 | 1 | 1 | 1 | N/A |  |  |  | N/A | N/A | N/A | N/A | N/A | N/A | N/A | 2 | 1 | 4 | 2 | 3 | 1 | 1 |  | 0
PG&E KERN | Old River | 70 | Wind, Onshore |  |  | 0 | 0 | 0 | 0 | 0 | 0 | 0 | 0 | 0 | 1 | 1 | 1 | 1 | 1 | 1 | [11 empty] | 1 | 1 | 4 | 1 | 2 | 1 | 1 |  | 0
SDGE | Old Town | 230 | Wind, Onshore |  |  | 0 | 0 | 0 | 0 | 0 | 0 | 0 | 0 | 0 | 1 | 1 | 1 | 1 | 1 | 1 | N/A |  |  |  | N/A | N/A | N/A | N/A | N/A | N/A | N/A | 2 | 1 | 3 | 1 | 2 | 1 | 1 |  | 0
SCE Metro | Olinda | 230 | Wind, Onshore |  |  | 0 | 0 | 0 | 0 | 0 | 0 | 0 | 0 | 0 | 1 | 1 | 1 | 1 | 1 | 1 | N/A |  |  |  | N/A | N/A | N/A | N/A | N/A | N/A | N/A | 1 | 1 | 2 | 1 | 2 | 1 | 1 |  | 0
PG&E FRESNO | Olive | 115 | Wind, Onshore |  |  | 0 | 0 | 0 | 0 | 0 | 0 | 0 | 0 | 0 | 1 | 1 | 1 | 1 | 1 | 1 | N/A |  |  |  | N/A | N/A | N/A | N/A | N/A | N/A | N/A | 1 | 1 | 4 | 1 | 1 | 1 | 1 |  | 0
PG&E NGBA | Olivehurst | 115 | Wind, Onshore |  |  | 0 | 0 | 0 | 0 | 0 | 0 | 0 | 0 | 0 | 5 | 2 | 1 | 1 | 1 | 1 | N/A |  |  |  | N/A | N/A | N/A | N/A | N/A | N/A | N/A | 2 | 2 | 2 | 1 | 2 | 1 | 1 |  | 0
PG&E NGBA | Oregon Trail | 60 | Wind, Onshore |  |  | 0 | 0 | 0 | 0 | 0 | 0 | 0 | 0 | 0 | 5 | 2 | 1 | 1 | 1 | 1 | [11 empty] | 2 | 2 | 3 | 2 | 3 | 1 | 1 |  | 0
SCE Northern | Ormond Beach | 230 | Wind, Onshore |  |  | 0 | 0 | 0 | 0 | 0 | 0 | 0 | 0 | 0 | 5 | 5 | 1 | 1 | 1 | 1 | [11 empty] | 2 | 1 | 1 | 1 | 1 | 1 | 1 |  | 0
PG&E FRESNO | Oro Loma | 115 | Wind, Onshore |  |  | 0 | 0 | 0 | 0 | 0 | 0 | 0 | 0 | 0 | 1 | 1 | 1 | 1 | 1 | 1 | N/A |  |  |  | N/A | N/A | N/A | N/A | N/A | N/A | N/A | 1 | 1 | 4 | 2 | 1 | 1 | 1 |  | 0
PG&E FRESNO | Oro Loma | 70 | Wind, Onshore |  |  | 0 | 0 | 0 | 0 | 0 | 0 | 0 | 0 | 0 | 1 | 1 | 1 | 1 | 1 | 1 | N/A |  |  |  | N/A | N/A | N/A | N/A | N/A | N/A | N/A | 1 | 1 | 4 | 2 | 1 | 1 | 1 |  | 0
PG&E FRESNO | Orosi | 70 | Wind, Onshore |  |  | 0 | 0 | 0 | 0 | 0 | 0 | 0 | 0 | 0 | 5 | 2 | 5 | 2 | 1 | 1 | [11 empty] | 1 | 1 | 4 | 1 | 1 | 1 | 1 |  | 0
SDGE | Otay | 69 | Wind, Onshore |  |  | 0 | 0 | 0 | 0 | 0 | 0 | 0 | 0 | 0 | 1 | 1 | 1 | 1 | 1 | 1 | [11 empty] | 2 | 1 | 1 | 1 | 1 | 1 | 1 |  | 0
SDGE | Otay Mesa | 230 | Wind, Onshore |  |  | 0 | 0 | 0 | 0 | 0 | 0 | 0 | 0 | 0 | 1 | 1 | 1 | 1 | 1 | 1 | N/A |  |  |  | N/A | N/A | N/A | N/A | N/A | N/A | N/A | 2 | 1 | 1 | 1 | 3 | 1 | 1 |  | 0
PG&E FRESNO | Padre Flats SW STA | 230 | Wind, Onshore |  |  | 0 | 0 | 0 | 0 | 0 | 0 | 0 | 0 | 0 | 1 | 1 | 1 | 1 | 1 | 1 | [11 empty] | 1 | 1 | 4 | 2 | 1 | 1 | 1 |  | 0
EOP | Pahrump | 138 | Wind, Onshore |  |  | 0 | 0 | 0 | 0 | 0 | 0 | 0 | 0 | 0 | 5 | 5 | 1 | 1 | 1 | 1 | N/A |  |  |  | N/A | N/A | N/A | N/A | N/A | N/A | N/A | 2 | 2 | 4 | 1 | 3 | 1 | 1 |  | 0
EOP | Pahrump | 230 | Wind, Onshore |  |  | 0 | 0 | 0 | 0 | 0 | 0 | 0 | 0 | 0 | 5 | 5 | 1 | 1 | 1 | 1 | N/A |  |  |  | N/A | N/A | N/A | N/A | N/A | N/A | N/A | 2 | 2 | 4 | 1 | 3 | 1 | 1 |  | 0
SDGE | Pala | 69 | Wind, Onshore |  |  | 0 | 0 | 0 | 0 | 0 | 0 | 0 | 0 | 0 | 1 | 1 | 1 | 1 | 1 | 1 | [11 empty] | 2 | 1 | 1 | 1 | 3 | 1 | 1 |  | 0
PG&E NGBA | Palermo | 115 | Wind, Onshore |  |  | 0 | 0 | 0 | 0 | 0 | 0 | 0 | 0 | 0 | 5 | 2 | 1 | 1 | 1 | 1 | N/A |  |  |  | N/A | N/A | N/A | N/A | N/A | N/A | N/A | 2 | 1 | 2 | 2 | 2 | 1 | 1 |  | 0
PG&E NGBA | Palermo | 230 | Wind, Onshore |  |  | 0 | 0 | 0 | 0 | 0 | 0 | 0 | 0 | 0 | 5 | 2 | 1 | 1 | 1 | 1 | N/A |  |  |  | N/A | N/A | N/A | N/A | N/A | N/A | N/A | 2 | 1 | 2 | 2 | 2 | 1 | 1 |  | 0
SCE Eastern | Palo Verde | 500 | Wind, Onshore |  |  | 0 | 0 | 0 | 0 | 0 | 0 | 0 | 0 | 0 | 5 | 5 | 1 | 1 | 1 | 1 | N/A |  |  |  | N/A | N/A | N/A | N/A | N/A | N/A | N/A | 2 | 1 | 4 | 2 | 3 | 1 | 1 |  | 0
SDGE | Palomar Energy | 230 | Wind, Onshore |  |  | 0 | 0 | 0 | 0 | 0 | 0 | 0 | 0 | 0 | 1 | 1 | 1 | 1 | 1 | 1 | N/A |  |  |  | N/A | N/A | N/A | N/A | N/A | N/A | N/A | 2 | 1 | 2 | 1 | 3 | 1 | 1 |  | 0
PG&E KERN | Panama | 70 | Wind, Onshore |  |  | 0 | 0 | 0 | 0 | 0 | 0 | 0 | 0 | 0 | 1 | 1 | 1 | 1 | 1 | 1 | [11 empty] | 1 | 1 | 4 | 1 | 1 | 1 | 1 |  | 0
PG&E FRESNO | Panoche | 115 | Wind, Onshore |  |  | 0 | 0 | 0 | 0 | 0 | 0 | 0 | 0 | 0 | 5 | 2 | 1 | 1 | 1 | 1 | N/A |  |  |  | N/A | N/A | N/A | N/A | N/A | N/A | N/A | 1 | 1 | 1 | 2 | 1 | 1 | 1 |  | 0
PG&E FRESNO | Panoche | 230 | Wind, Onshore |  |  | 0 | 0 | 0 | 0 | 0 | 0 | 0 | 0 | 0 | 1 | 1 | 1 | 1 | 1 | 1 | N/A |  |  |  | N/A | N/A | N/A | N/A | N/A | N/A | N/A | 1 | 1 | 1 | 2 | 1 | 1 | 1 |  | 0
SCE Northern | Pardee | 230 | Wind, Onshore |  |  | 0 | 0 | 0 | 0 | 0 | 0 | 0 | 0 | 0 | 5 | 5 | 1 | 1 | 1 | 1 | N/A |  |  |  | N/A | N/A | N/A | N/A | N/A | N/A | N/A | 1 | 1 | 3 | 1 | 3 | 1 | 1 |  | 0
PG&E NGBA | Parkway | 230 | Wind, Onshore |  |  | 0 | 0 | 0 | 0 | 0 | 0 | 0 | 0 | 0 | 5 | 5 | 1 | 1 | 1 | 1 | [11 empty] | 2 | 1 | 4 | 1 | 2 | 1 | 1 |  | 0
SCE Northern | Pastoria | 230 | Wind, Onshore |  |  | 0 | 0 | 0 | 0 | 0 | 0 | 0 | 0 | 0 | 5 | 5 | 1 | 1 | 1 | 1 | N/A |  |  |  | N/A | N/A | N/A | N/A | N/A | N/A | N/A | 1 | 1 | 2 | 1 | 3 | 1 | 1 |  | 0
SCE Metro | Pauda | 230 | Wind, Onshore |  |  | 0 | 0 | 0 | 0 | 0 | 0 | 0 | 0 | 0 | 1 | 1 | 1 | 1 | 1 | 1 | N/A |  |  |  | N/A | N/A | N/A | N/A | N/A | N/A | N/A | 1 | 1 | 2 | 1 | 2 | 1 | 1 |  | 0
PG&E GBA | Paul Sweet | 115 | Wind, Onshore |  |  | 0 | 0 | 0 | 0 | 0 | 0 | 0 | 0 | 0 | 1 | 1 | 1 | 1 | 1 | 1 | [11 empty] | 2 | 2 | 2 | 2 | 3 | 1 | 1 |  | 0
PG&E NGBA | Peabody | 230 | Wind, Onshore |  |  | 0 | 0 | 0 | 0 | 0 | 0 | 0 | 0 | 0 | 5 | 5 | 1 | 1 | 1 | 1 | N/A |  |  |  | N/A | N/A | N/A | N/A | N/A | N/A | N/A | 2 | 1 | 2 | 1 | 2 | 1 | 1 |  | 0
PG&E NGBA | Pease | 115 | Wind, Onshore |  |  | 0 | 0 | 0 | 0 | 0 | 0 | 0 | 0 | 0 | 5 | 2 | 1 | 1 | 1 | 1 | N/A |  |  |  | N/A | N/A | N/A | N/A | N/A | N/A | N/A | 2 | 2 | 2 | 1 | 2 | 1 | 1 |  | 0
PG&E NGBA | Pease | 60 | Wind, Onshore |  |  | 0 | 0 | 0 | 0 | 0 | 0 | 0 | 0 | 0 | 5 | 2 | 1 | 1 | 1 | 1 | N/A |  |  |  | N/A | N/A | N/A | N/A | N/A | N/A | N/A | 2 | 2 | 2 | 1 | 2 | 1 | 1 |  | 0
SDGE | Penasquitos | 138 | Wind, Onshore |  |  | 0 | 0 | 0 | 0 | 0 | 0 | 0 | 0 | 0 | 1 | 1 | 1 | 1 | 1 | 1 | 1 |  |  |  | 1 | 1 | 1 | 2 | 2 | 1 | 1 | 2 | 1 | 2 | 1 | 3 | 1 | 1 |  | 0
SDGE | Penasquitos | 230 | Wind, Onshore |  |  | 0 | 0 | 0 | 0 | 0 | 0 | 0 | 0 | 0 | 1 | 1 | 1 | 1 | 1 | 1 | N/A |  |  |  | N/A | N/A | N/A | N/A | N/A | N/A | N/A | 2 | 1 | 2 | 1 | 3 | 1 | 1 |  | 0
SDGE | Penasquitos | 69 | Wind, Onshore |  |  | 0 | 0 | 0 | 0 | 0 | 0 | 0 | 0 | 0 | 1 | 1 | 1 | 1 | 4 | 1 | 1 |  |  |  | 1 | 1 | 1 | 3 | 3 | 1 | 1 | 2 | 1 | 2 | 1 | 3 | 1 | 1 |  | 0
SDGE | Pendleton | 69 | Wind, Onshore |  |  | 0 | 0 | 0 | 0 | 0 | 0 | 0 | 0 | 0 | 1 | 1 | 1 | 1 | 1 | 1 | [11 empty] | 2 | 1 | 4 | 1 | 3 | 1 | 1 |  | 0
PG&E NGBA | Penngrove | 115 | Wind, Onshore |  |  | 0 | 0 | 0 | 0 | 0 | 0 | 0 | 0 | 0 | 5 | 5 | 1 | 1 | 1 | 1 | N/A |  |  |  | N/A | N/A | N/A | N/A | N/A | N/A | N/A | 2 | 1 | 3 | 2 | 2 | 1 | 1 |  | 0
PG&E GBA | Peoria | 115 | Wind, Onshore |  |  | 0 | 0 | 0 | 0 | 0 | 0 | 0 | 0 | 0 | 5 | 2 | 1 | 1 | 2 | 1 | 1 |  |  |  | 2 | 4 | 1 | 1 | 4 | 3 | 1 | 2 | 1 | 4 | 1 | 3 | 1 | 1 |  | 0
PG&E GBA | Piercy | 115 | Wind, Onshore |  |  | 0 | 0 | 0 | 0 | 0 | 0 | 0 | 0 | 0 | 1 | 1 | 1 | 1 | 1 | 1 | [11 empty] | 2 | 1 | 2 | 2 | 2 | 1 | 1 |  | 0
PG&E FRESNO | Pine Flat | 230 | Wind, Onshore |  |  | 0 | 0 | 0 | 0 | 0 | 0 | 0 | 0 | 0 | 5 | 2 | 1 | 1 | 1 | 1 | [11 empty] | 1 | 1 | 4 | 2 | 3 | 1 | 1 |  | 0
SCE NOL | Pisgah | 230 | Wind, Onshore |  |  | 0 | 0 | 0 | 0 | 0 | 0 | 0 | 0 | 0 | 1 | 1 | 1 | 1 | 1 | 1 | N/A |  |  |  | N/A | N/A | N/A | N/A | N/A | N/A | N/A | 2 | 1 | 4 | 1 | 1 | 1 | 1 |  | 0
PG&E NGBA | Pit 1 | 230 | Wind, Onshore |  |  | 0 | 0 | 0 | 0 | 0 | 0 | 0 | 0 | 0 | 5 | 5 | 3 | 3 | 1 | 1 | N/A |  |  |  | N/A | N/A | N/A | N/A | N/A | N/A | N/A | 2 | 2 | 4 | 2 | 3 | 1 | 1 |  | 0
PG&E NGBA | Pit 1 | 60 | Wind, Onshore |  |  | 0 | 0 | 0 | 0 | 0 | 0 | 0 | 0 | 0 | 5 | 5 | 3 | 3 | 1 | 1 | N/A |  |  |  | N/A | N/A | N/A | N/A | N/A | N/A | N/A | 2 | 2 | 4 | 2 | 3 | 1 | 1 |  | 0
PG&E NGBA | Pit 3 | 230 | Wind, Onshore |  |  | 0 | 0 | 0 | 0 | 0 | 0 | 0 | 0 | 0 | 5 | 5 | 3 | 3 | 1 | 1 | [11 empty] | 2 | 2 | 4 | 2 | 3 | 1 | 1 |  | 0
PG&E NGBA | Pit 4 | 230 | Wind, Onshore |  |  | 0 | 0 | 0 | 0 | 0 | 0 | 0 | 0 | 0 | 5 | 2 | 1 | 1 | 1 | 1 | [11 empty] | 2 | 2 | 4 | 2 | 3 | 1 | 1 |  | 0
PG&E GBA | Pittsburg | 115 | Wind, Onshore |  |  | 0 | 0 | 0 | 0 | 0 | 0 | 0 | 0 | 0 | 5 | 2 | 1 | 1 | 1 | 1 | N/A |  |  |  | N/A | N/A | N/A | N/A | N/A | N/A | N/A | 2 | 1 | 2 | 1 | 1 | 1 | 1 |  | 0
PG&E GBA | Pittsburg | 230 | Wind, Onshore |  |  | 0 | 0 | 0 | 0 | 0 | 0 | 0 | 0 | 0 | 5 | 2 | 1 | 1 | 1 | 1 | N/A |  |  |  | N/A | N/A | N/A | N/A | N/A | N/A | N/A | 2 | 1 | 2 | 1 | 1 | 1 | 1 |  | 0
PG&E NGBA | Pleasant Grove | 115 | Wind, Onshore |  |  | 0 | 0 | 0 | 0 | 0 | 0 | 0 | 0 | 0 | 5 | 2 | 1 | 1 | 1 | 1 | N/A |  |  |  | N/A | N/A | N/A | N/A | N/A | N/A | N/A | 2 | 1 | 2 | 2 | 3 | 1 | 1 |  | 0
PG&E NGBA | POE | 230 | Wind, Onshore |  |  | 0 | 0 | 0 | 0 | 0 | 0 | 0 | 0 | 0 | 5 | 2 | 1 | 1 | 1 | 1 | [11 empty] | 2 | 1 | 4 | 2 | 3 | 1 | 1 |  | 0
SDGE | Point Loma | 69 | Wind, Onshore |  |  | 0 | 0 | 0 | 0 | 0 | 0 | 0 | 0 | 0 | 1 | 1 | 1 | 1 | 1 | 1 | [11 empty] | 2 | 1 | 3 | 1 | 2 | 1 | 1 |  | 0
SDGE | Pomerado | 69 | Wind, Onshore |  |  | 0 | 0 | 0 | 0 | 0 | 0 | 0 | 0 | 0 | 1 | 1 | 1 | 1 | 1 | 1 | [11 empty] | 2 | 1 | 3 | 1 | 3 | 1 | 1 |  | 0
PG&E KERN | Poso Mountain | 115 | Wind, Onshore |  |  | 0 | 0 | 0 | 0 | 0 | 0 | 0 | 0 | 0 | 1 | 1 | 1 | 1 | 1 | 1 | N/A |  |  |  | N/A | N/A | N/A | N/A | N/A | N/A | N/A | 1 | 1 | 3 | 1 | 2 | 1 | 1 |  | 0
EOP | Primm | 230 | Wind, Onshore |  |  | 0 | 0 | 0 | 0 | 0 | 0 | 0 | 0 | 0 | 5 | 5 | 1 | 1 | 1 | 1 | N/A |  |  |  | N/A | N/A | N/A | N/A | N/A | N/A | N/A | 2 | 2 | 4 | 1 | 2 | 1 | 1 |  | 0
PG&E NGBA | Putah Creek | 115 | Wind, Onshore |  |  | 0 | 0 | 0 | 0 | 0 | 0 | 0 | 0 | 0 | 5 | 5 | 1 | 1 | 1 | 1 | N/A |  |  |  | N/A | N/A | N/A | N/A | N/A | N/A | N/A | 2 | 1 | 3 | 2 | 3 | 1 | 1 |  | 0
SDGE | Q1806 | 138 | Wind, Onshore |  |  | 0 | 0 | 0 | 0 | 0 | 0 | 0 | 0 | 0 | 1 | 1 | 1 | 1 | 1 | 1 | [11 empty] | 1 | 1 | 2 | 1 | 3 | 1 | 1 |  | 0
PG&E FRESNO | Quinto | 230 | Wind, Onshore |  |  | 0 | 0 | 0 | 0 | 0 | 0 | 0 | 0 | 0 | 1 | 1 | 1 | 1 | 1 | 1 | N/A |  |  |  | N/A | N/A | N/A | N/A | N/A | N/A | N/A | 1 | 1 | 4 | 2 | 1 | 1 | 1 |  | 0
PG&E GBA | Race Track | 115 | Wind, Onshore |  |  | 0 | 0 | 0 | 0 | 0 | 0 | 0 | 0 | 0 | 5 | 2 | 1 | 1 | 1 | 1 | [11 empty] | 2 | 1 | 4 | 1 | 3 | 1 | 1 |  | 0
SDGE | Rancho Mission Viejo | 138 | Wind, Onshore |  |  | 0 | 0 | 0 | 0 | 0 | 0 | 0 | 0 | 0 | 1 | 1 | 1 | 1 | 1 | 1 | [11 empty] | 1 | 1 | 2 | 1 | 3 | 1 | 1 |  | 0
PG&E GBA | Rancho Seco | 230 | Wind, Onshore |  |  | 0 | 0 | 0 | 0 | 0 | 0 | 0 | 0 | 0 | 5 | 2 | 1 | 1 | 1 | 1 | [11 empty] | 2 | 1 | 1 | 2 | 3 | 1 | 1 |  | 0
SCE Metro | Rancho Vista | 230 | Wind, Onshore |  |  | 0 | 0 | 0 | 0 | 0 | 0 | 0 | 0 | 0 | 1 | 1 | 1 | 1 | 1 | 1 | N/A |  |  |  | N/A | N/A | N/A | N/A | N/A | N/A | N/A | 1 | 1 | 1 | 1 | 1 | 1 | 1 |  | 0
SCE Metro | Rancho Vista | 500 | Wind, Onshore |  |  | 0 | 0 | 0 | 0 | 0 | 0 | 0 | 0 | 0 | 1 | 1 | 1 | 1 | 1 | 1 | N/A |  |  |  | N/A | N/A | N/A | N/A | N/A | N/A | N/A | 1 | 1 | 1 | 1 | 1 | 1 | 1 |  | 0
SCE NOL | Ransburg | 115 | Wind, Onshore |  |  | 0 | 0 | 0 | 0 | 0 | 0 | 0 | 0 | 0 | 3 | 3 | 1 | 1 | 1 | 1 | N/A |  |  |  | N/A | N/A | N/A | N/A | N/A | N/A | N/A | 2 | 1 | 4 | 1 | 1 | 1 | 1 |  | 0
PG&E GBA | Ravenswood | 115 | Wind, Onshore |  |  | 0 | 0 | 0 | 0 | 0 | 0 | 0 | 0 | 0 | 5 | 2 | 1 | 1 | 1 | 1 | [11 empty] | 2 | 1 | 2 | 1 | 2 | 1 | 1 |  | 0
PG&E GBA | Ravenswood | 230 | Wind, Onshore |  |  | 0 | 0 | 0 | 0 | 0 | 0 | 0 | 0 | 0 | 5 | 2 | 1 | 1 | 1 | 1 | [11 empty] | 2 | 1 | 2 | 1 | 2 | 1 | 1 |  | 0
SCE Northern | Rector | 230 | Wind, Onshore |  |  | 0 | 0 | 0 | 0 | 0 | 0 | 0 | 0 | 0 | 1 | 1 | 1 | 1 | 1 | 1 | N/A |  |  |  | N/A | N/A | N/A | N/A | N/A | N/A | N/A | 1 | 1 | 2 | 1 | 2 | 1 | 1 |  | 0
SCE Eastern | Red Bluff | 230 | Wind, Onshore |  |  | 0 | 0 | 0 | 0 | 0 | 0 | 0 | 0 | 0 | 1 | 1 | 1 | 1 | 1 | 1 | N/A |  |  |  | N/A | N/A | N/A | N/A | N/A | N/A | N/A | 2 | 2 | 4 | 1 | 3 | 1 | 1 |  | 0
SCE Eastern | Red Bluff | 500 | Wind, Onshore |  |  | 0 | 0 | 0 | 0 | 0 | 0 | 0 | 0 | 0 | 1 | 1 | 1 | 1 | 1 | 1 | N/A |  |  |  | N/A | N/A | N/A | N/A | N/A | N/A | N/A | 2 | 2 | 4 | 1 | 3 | 1 | 1 |  | 0
PG&E NGBA | Redbud | 115 | Wind, Onshore |  |  | 0 | 0 | 0 | 0 | 0 | 0 | 0 | 0 | 0 | 5 | 5 | 1 | 1 | 1 | 1 | [11 empty] | 2 | 2 | 4 | 2 | 3 | 1 | 1 |  | 0
SCE Metro | Redondo | 230 | Wind, Onshore |  |  | 0 | 0 | 0 | 0 | 0 | 0 | 0 | 0 | 0 | 1 | 1 | 1 | 1 | 1 | 1 | N/A |  |  |  | N/A | N/A | N/A | N/A | N/A | N/A | N/A | 1 | 1 | 2 | 1 | 2 | 1 | 1 |  | 0
PG&E FRESNO | Reedley | 115 | Wind, Onshore |  |  | 0 | 0 | 0 | 0 | 0 | 0 | 0 | 0 | 0 | 5 | 2 | 1 | 1 | 1 | 1 | N/A |  |  |  | N/A | N/A | N/A | N/A | N/A | N/A | N/A | 1 | 1 | 4 | 2 | 1 | 1 | 1 |  | 0
PG&E KERN | Renfro | 115 | Wind, Onshore |  |  | 0 | 0 | 0 | 0 | 0 | 0 | 0 | 0 | 0 | 1 | 1 | 1 | 1 | 1 | 1 | N/A |  |  |  | N/A | N/A | N/A | N/A | N/A | N/A | N/A | 1 | 1 | 2 | 1 | 2 | 1 | 1 |  | 0
PG&E GBA | Richmond R | 115 | Wind, Onshore |  |  | 0 | 0 | 0 | 0 | 0 | 0 | 0 | 0 | 0 | 5 | 2 | 1 | 1 | 1 | 1 | N/A |  |  |  | N/A | N/A | N/A | N/A | N/A | N/A | N/A | 2 | 1 | 2 | 1 | 2 | 1 | 1 |  | 0
PG&E NGBA | Rincon | 115 | Wind, Onshore |  |  | 0 | 0 | 0 | 0 | 0 | 0 | 0 | 0 | 0 | 5 | 5 | 1 | 1 | 1 | 1 | [11 empty] | 2 | 1 | 3 | 2 | 2 | 1 | 1 |  | 0
PG&E KERN | Rio Bravo | 115 | Wind, Onshore |  |  | 0 | 0 | 0 | 0 | 0 | 0 | 0 | 0 | 0 | 1 | 1 | 1 | 1 | 1 | 1 | N/A |  |  |  | N/A | N/A | N/A | N/A | N/A | N/A | N/A | 1 | 1 | 2 | 1 | 1 | 1 | 1 |  | 0
SCE Metro | Rio Hondo | 230 | Wind, Onshore |  |  | 0 | 0 | 0 | 0 | 0 | 0 | 0 | 0 | 0 | 1 | 1 | 1 | 1 | 1 | 1 | N/A |  |  |  | N/A | N/A | N/A | N/A | N/A | N/A | N/A | 1 | 1 | 4 | 1 | 1 | 1 | 1 |  | 0
PG&E NGBA | Rio Oso | 115 | Wind, Onshore |  |  | 0 | 0 | 0 | 0 | 0 | 0 | 0 | 0 | 0 | 5 | 2 | 1 | 1 | 1 | 1 | N/A |  |  |  | N/A | N/A | N/A | N/A | N/A | N/A | N/A | 2 | 1 | 4 | 1 | 3 | 1 | 1 |  | 0
PG&E NGBA | Rio Oso | 230 | Wind, Onshore |  |  | 0 | 0 | 0 | 0 | 0 | 0 | 0 | 0 | 0 | 5 | 2 | 1 | 1 | 1 | 1 | N/A |  |  |  | N/A | N/A | N/A | N/A | N/A | N/A | N/A | 2 | 1 | 4 | 1 | 3 | 1 | 1 |  | 0
PG&E GBA | Ripon | 115 | Wind, Onshore |  |  | 0 | 0 | 0 | 0 | 0 | 0 | 0 | 0 | 0 | 5 | 2 | 1 | 1 | 1 | 1 | N/A |  |  |  | N/A | N/A | N/A | N/A | N/A | N/A | N/A | 1 | 1 | 2 | 2 | 2 | 1 | 1 |  | 0
PG&E GBA | Riverbank | 115 | Wind, Onshore |  |  | 0 | 0 | 0 | 0 | 0 | 0 | 0 | 0 | 0 | 5 | 2 | 1 | 1 | 1 | 1 | N/A |  |  |  | N/A | N/A | N/A | N/A | N/A | N/A | N/A | 1 | 1 | 3 | 2 | 2 | 1 | 1 |  | 0
SCE NOL | Roadway | 115 | Wind, Onshore |  |  | 0 | 0 | 0 | 0 | 0 | 0 | 0 | 0 | 0 | 1 | 1 | 1 | 1 | 1 | 1 | N/A |  |  |  | N/A | N/A | N/A | N/A | N/A | N/A | N/A | 2 | 1 | 2 | 1 | 1 | 1 | 1 |  | 0
PG&E NGBA | Rock Creek 1 | 230 | Wind, Onshore |  |  | 0 | 0 | 0 | 0 | 0 | 0 | 0 | 0 | 0 | 5 | 2 | 1 | 1 | 1 | 1 | [11 empty] | 2 | 2 | 4 | 1 | 3 | 1 | 1 |  | 0
SCE Northern | Rosamond | 66 | Wind, Onshore |  |  | 0 | 0 | 0 | 0 | 0 | 0 | 0 | 0 | 0 | 1 | 1 | 1 | 1 | 1 | 1 | [11 empty] | 2 | 1 | 4 | 1 | 3 | 1 | 1 |  | 0
PG&E GBA | Rossmoor | 230 | Wind, Onshore |  |  | 0 | 0 | 0 | 0 | 0 | 0 | 0 | 0 | 0 | 5 | 5 | 1 | 1 | 1 | 1 | [11 empty] | 2 | 1 | 4 | 1 | 3 | 1 | 1 |  | 0
PG&E NGBA | Round Mountain | 230 | Wind, Onshore |  |  | 0 | 0 | 0 | 0 | 0 | 0 | 0 | 0 | 0 | 5 | 2 | 1 | 1 | 1 | 1 | 1 |  |  |  | 5 | 2 | 1 | 1 | 3 | 2 | 1 | 2 | 2 | 4 | 2 | 3 | 1 | 4 | Shifted to new substation for more accurate representation | 1
PG&E NGBA | Round Mountain | 500 | Wind, Onshore |  |  | 0 | 0 | 0 | 0 | 0 | 0 | 0 | 0 | 0 | 5 | 2 | 1 | 1 | 1 | 1 | N/A |  |  |  | N/A | N/A | N/A | N/A | N/A | N/A | N/A | 2 | 2 | 4 | 2 | 3 | 1 | 1 |  | 0
PG&E GBA | Salado | 115 | Wind, Onshore |  |  | 0 | 0 | 0 | 0 | 0 | 0 | 0 | 0 | 0 | 1 | 1 | 1 | 1 | 1 | 1 | [11 empty] | 1 | 1 | 4 | 2 | 1 | 1 | 1 |  | 0
PG&E GBA | Salado | 60 | Wind, Onshore |  |  | 0 | 0 | 0 | 0 | 0 | 0 | 0 | 0 | 0 | 1 | 1 | 1 | 1 | 1 | 1 | [11 empty] | 1 | 1 | 4 | 2 | 1 | 1 | 1 |  | 0
PG&E GBA | Salinas | 115 | Wind, Onshore |  |  | 0 | 0 | 0 | 0 | 0 | 0 | 0 | 0 | 0 | 1 | 1 | 1 | 1 | 1 | 1 | [11 empty] | 2 | 2 | 3 | 2 | 2 | 1 | 1 |  | 0
SDGE | Salt Creek | 69 | Wind, Onshore |  |  | 0 | 0 | 0 | 0 | 0 | 0 | 0 | 0 | 0 | 1 | 1 | 1 | 1 | 1 | 1 | [11 empty] | 2 | 1 | 3 | 1 | 2 | 1 | 1 |  | 0
SCE Eastern | San Bernardino | 230 | Wind, Onshore |  |  | 0 | 0 | 0 | 0 | 0 | 0 | 0 | 0 | 0 | 1 | 1 | 1 | 1 | 1 | 1 | N/A |  |  |  | N/A | N/A | N/A | N/A | N/A | N/A | N/A | 1 | 1 | 2 | 1 | 2 | 1 | 1 |  | 0
PG&E GBA | SAN FRAN A (POTRERO PP) | 115 | Wind, Onshore |  |  | 0 | 0 | 0 | 0 | 0 | 0 | 0 | 0 | 0 | 5 | 2 | 1 | 1 | 1 | 1 | [11 empty] | 2 | 1 | 2 | 1 | 2 | 1 | 1 |  | 0
PG&E GBA | SAN FRAN A (POTRERO PP) | 230 | Wind, Onshore |  |  | 0 | 0 | 0 | 0 | 0 | 0 | 0 | 0 | 0 | 5 | 2 | 1 | 1 | 1 | 1 | [11 empty] | 2 | 1 | 2 | 1 | 2 | 1 | 1 |  | 0
PG&E GBA | San Jose A | 115 | Wind, Onshore |  |  | 0 | 0 | 0 | 0 | 0 | 0 | 0 | 0 | 0 | 1 | 1 | 1 | 1 | 1 | 1 | [11 empty] | 2 | 1 | 2 | 2 | 2 | 1 | 1 |  | 0
PG&E GBA | San Jose B | 115 | Wind, Onshore |  |  | 0 | 0 | 0 | 0 | 0 | 0 | 0 | 0 | 0 | 1 | 1 | 1 | 1 | 1 | 1 | [11 empty] | 2 | 1 | 3 | 2 | 2 | 1 | 1 |  | 0
PG&E GBA | San Leandro U | 115 | Wind, Onshore |  |  | 0 | 0 | 0 | 0 | 0 | 0 | 0 | 0 | 0 | 5 | 2 | 1 | 1 | 1 | 1 | [11 empty] | 2 | 1 | 3 | 1 | 2 | 1 | 1 |  | 0
PG&E KERN | San Luis Obispo | 115 | Wind, Onshore |  |  | 0 | 0 | 0 | 0 | 0 | 0 | 0 | 0 | 0 | 1 | 1 | 1 | 1 | 1 | 1 | N/A |  |  |  | N/A | N/A | N/A | N/A | N/A | N/A | N/A | 2 | 2 | 4 | 2 | 3 | 1 | 1 |  | 0
PG&E KERN | San Luis Obispo | 70 | Wind, Onshore |  |  | 0 | 0 | 0 | 0 | 0 | 0 | 0 | 0 | 0 | 1 | 1 | 1 | 1 | 1 | 1 | N/A |  |  |  | N/A | N/A | N/A | N/A | N/A | N/A | N/A | 2 | 2 | 4 | 2 | 3 | 1 | 1 |  | 0
SDGE | San Luis Rey | 230 | Wind, Onshore |  |  | 0 | 0 | 0 | 0 | 0 | 0 | 0 | 0 | 0 | 1 | 1 | 1 | 1 | 1 | 1 | N/A |  |  |  | N/A | N/A | N/A | N/A | N/A | N/A | N/A | 2 | 1 | 4 | 1 | 3 | 1 | 1 |  | 0
SDGE | San Luis Rey | 69 | Wind, Onshore |  |  | 0 | 0 | 0 | 0 | 0 | 0 | 0 | 0 | 0 | 1 | 1 | 1 | 1 | 1 | 1 | N/A |  |  |  | N/A | N/A | N/A | N/A | N/A | N/A | N/A | 2 | 1 | 4 | 1 | 3 | 1 | 1 |  | 0
SDGE | San Marcos | 69 | Wind, Onshore |  |  | 0 | 0 | 0 | 0 | 0 | 0 | 0 | 0 | 0 | 1 | 1 | 1 | 1 | 1 | 1 | [11 empty] | 2 | 1 | 2 | 1 | 3 | 1 | 1 |  | 0
SCE Metro | San Onofre | 230 | Wind, Onshore |  |  | 0 | 0 | 0 | 0 | 0 | 0 | 0 | 0 | 0 | 1 | 1 | 1 | 1 | 1 | 1 | N/A |  |  |  | N/A | N/A | N/A | N/A | N/A | N/A | N/A | 2 | 1 | 4 | 1 | 3 | 1 | 1 |  | 0
PG&E GBA | San Pablo | 115 | Wind, Onshore |  |  | 0 | 0 | 0 | 0 | 0 | 0 | 0 | 0 | 0 | 5 | 2 | 1 | 1 | 1 | 1 | [11 empty] | 2 | 1 | 2 | 1 | 1 | 1 | 1 |  | 0
PG&E GBA | San Ramon | 230 | Wind, Onshore |  |  | 0 | 0 | 0 | 0 | 0 | 0 | 0 | 0 | 0 | 5 | 2 | 1 | 1 | 1 | 1 | [11 empty] | 2 | 1 | 2 | 1 | 3 | 1 | 1 |  | 0
SDGE | San Ysidro | 69 | Wind, Onshore |  |  | 0 | 0 | 0 | 0 | 0 | 0 | 0 | 0 | 0 | 1 | 1 | 1 | 1 | 1 | 1 | [11 empty] | 2 | 1 | 2 | 1 | 2 | 1 | 1 |  | 0
SCE NOL | Sandlot | 230 | Wind, Onshore |  |  | 0 | 0 | 0 | 0 | 0 | 0 | 0 | 0 | 0 | 3 | 3 | 1 | 1 | 1 | 1 | [11 empty] | 2 | 1 | 4 | 1 | 2 | 1 | 1 |  | 0
EOP | Sandy | 138 | Wind, Onshore |  |  | 0 | 0 | 0 | 0 | 0 | 0 | 0 | 0 | 0 | 5 | 5 | 1 | 1 | 1 | 1 | N/A |  |  |  | N/A | N/A | N/A | N/A | N/A | N/A | N/A | 2 | 2 | 4 | 1 | 3 | 1 | 1 |  | 0
PG&E FRESNO | Sanger | 115 | Wind, Onshore |  |  | 0 | 0 | 0 | 0 | 0 | 0 | 0 | 0 | 0 | 5 | 2 | 5 | 2 | 1 | 1 | N/A |  |  |  | N/A | N/A | N/A | N/A | N/A | N/A | N/A | 1 | 1 | 2 | 2 | 2 | 1 | 1 |  | 0
SCE Northern | Santa Clara | 230 | Wind, Onshore |  |  | 0 | 0 | 0 | 0 | 0 | 0 | 0 | 0 | 0 | 5 | 5 | 1 | 1 | 1 | 1 | N/A |  |  |  | N/A | N/A | N/A | N/A | N/A | N/A | N/A | 2 | 1 | 3 | 1 | 2 | 1 | 1 |  | 0
PG&E NGBA | Santa Rosa A | 115 | Wind, Onshore |  |  | 0 | 0 | 0 | 0 | 0 | 0 | 0 | 0 | 0 | 5 | 5 | 1 | 1 | 1 | 1 | [11 empty] | 2 | 1 | 3 | 2 | 2 | 1 | 1 |  | 0
PG&E GBA | Santa Teresa | 115 | Wind, Onshore |  |  | 0 | 0 | 0 | 0 | 0 | 0 | 0 | 0 | 0 | 1 | 1 | 1 | 1 | 1 | 1 | [11 empty] | 2 | 1 | 2 | 2 | 2 | 1 | 1 |  | 0
SDGE | Santee | 138 | Wind, Onshore |  |  | 0 | 0 | 0 | 0 | 0 | 0 | 0 | 0 | 0 | 5 | 5 | 1 | 1 | 1 | 1 | [11 empty] | 2 | 1 | 2 | 1 | 2 | 1 | 1 |  | 0
SCE Metro | Santiago | 230 | Wind, Onshore |  |  | 0 | 0 | 0 | 0 | 0 | 0 | 0 | 0 | 0 | 1 | 1 | 1 | 1 | 1 | 1 | N/A |  |  |  | N/A | N/A | N/A | N/A | N/A | N/A | N/A | 1 | 1 | 2 | 1 | 2 | 1 | 1 |  | 0
PG&E GBA | Saratoga | 230 | Wind, Onshore |  |  | 0 | 0 | 0 | 0 | 0 | 0 | 0 | 0 | 0 | 1 | 1 | 1 | 1 | 1 | 1 | [11 empty] | 2 | 1 | 4 | 2 | 3 | 1 | 1 |  | 0
SCE Northern | Saugus | 230 | Wind, Onshore |  |  | 0 | 0 | 0 | 0 | 0 | 0 | 0 | 0 | 0 | 5 | 5 | 1 | 1 | 1 | 1 | N/A |  |  |  | N/A | N/A | N/A | N/A | N/A | N/A | N/A | 1 | 1 | 3 | 1 | 3 | 1 | 1 |  | 0
PG&E FRESNO | Schindler | 115 | Wind, Onshore |  |  | 0 | 0 | 0 | 0 | 0 | 0 | 0 | 0 | 0 | 1 | 1 | 1 | 1 | 1 | 1 | N/A |  |  |  | N/A | N/A | N/A | N/A | N/A | N/A | N/A | 1 | 1 | 4 | 2 | 1 | 1 | 1 |  | 0
PG&E FRESNO | Schindler | 70 | Wind, Onshore |  |  | 0 | 0 | 0 | 0 | 0 | 0 | 0 | 0 | 0 | 1 | 1 | 1 | 1 | 1 | 1 | N/A |  |  |  | N/A | N/A | N/A | N/A | N/A | N/A | N/A | 1 | 1 | 4 | 2 | 1 | 1 | 1 |  | 0
PG&E GBA | Schulte | 115 | Wind, Onshore |  |  | 0 | 0 | 0 | 0 | 0 | 0 | 0 | 0 | 0 | 5 | 2 | 1 | 1 | 1 | 1 | N/A |  |  |  | N/A | N/A | N/A | N/A | N/A | N/A | N/A | 1 | 1 | 1 | 2 | 2 | 1 | 1 |  | 0
SDGE | Scripps | 69 | Wind, Onshore |  |  | 0 | 0 | 0 | 0 | 0 | 0 | 0 | 0 | 0 | 1 | 1 | 1 | 1 | 1 | 1 | [11 empty] | 2 | 1 | 2 | 1 | 3 | 1 | 1 |  | 0
PG&E KERN | Semitropic | 115 | Wind, Onshore |  |  | 0 | 0 | 0 | 0 | 0 | 0 | 0 | 0 | 0 | 1 | 1 | 1 | 1 | 1 | 1 | N/A |  |  |  | N/A | N/A | N/A | N/A | N/A | N/A | N/A | 1 | 1 | 3 | 1 | 1 | 1 | 1 |  | 0
SCE Metro | Serrano | 230 | Wind, Onshore |  |  | 0 | 0 | 0 | 0 | 0 | 0 | 0 | 0 | 0 | 1 | 1 | 1 | 1 | 1 | 1 | N/A |  |  |  | N/A | N/A | N/A | N/A | N/A | N/A | N/A | 1 | 1 | 2 | 1 | 2 | 1 | 1 |  | 0
SCE Metro | Serrano | 500 | Wind, Onshore |  |  | 0 | 0 | 0 | 0 | 0 | 0 | 0 | 0 | 0 | 1 | 1 | 1 | 1 | 1 | 1 | N/A |  |  |  | N/A | N/A | N/A | N/A | N/A | N/A | N/A | 1 | 1 | 2 | 1 | 2 | 1 | 1 |  | 0
SDGE | Shadowridge | 138 | Wind, Onshore |  |  | 0 | 0 | 0 | 0 | 0 | 0 | 0 | 0 | 0 | 1 | 1 | 1 | 1 | 1 | 1 | [11 empty] | 2 | 1 | 3 | 1 | 3 | 1 | 1 |  | 0
PG&E KERN | Shafter | 115 | Wind, Onshore |  |  | 0 | 0 | 0 | 0 | 0 | 0 | 0 | 0 | 0 | 1 | 1 | 1 | 1 | 1 | 1 | N/A |  |  |  | N/A | N/A | N/A | N/A | N/A | N/A | N/A | 1 | 1 | 3 | 1 | 1 | 1 | 1 |  | 0
PG&E NGBA | Silverado | 115 | Wind, Onshore |  |  | 0 | 0 | 0 | 0 | 0 | 0 | 0 | 0 | 0 | 5 | 5 | 1 | 1 | 1 | 1 | [11 empty] | 2 | 1 | 4 | 2 | 3 | 1 | 1 |  | 0
SDGE | Silvergate | 230 | Wind, Onshore |  |  | 0 | 0 | 0 | 0 | 0 | 0 | 0 | 0 | 0 | 1 | 1 | 1 | 1 | 1 | 1 | N/A |  |  |  | N/A | N/A | N/A | N/A | N/A | N/A | N/A | 2 | 1 | 1 | 1 | 1 | 1 | 1 |  | 0
SDGE | Silvergate | 69 | Wind, Onshore |  |  | 0 | 0 | 0 | 0 | 0 | 0 | 0 | 0 | 0 | 1 | 1 | 1 | 1 | 1 | 1 | N/A |  |  |  | N/A | N/A | N/A | N/A | N/A | N/A | N/A | 2 | 1 | 1 | 1 | 1 | 1 | 1 |  | 0
PG&E KERN | Sisquoc | 115 | Wind, Onshore |  |  | 0 | 0 | 0 | 0 | 0 | 0 | 0 | 0 | 0 | 1 | 1 | 1 | 1 | 1 | 1 | N/A |  |  |  | N/A | N/A | N/A | N/A | N/A | N/A | N/A | 2 | 2 | 4 | 1 | 3 | 1 | 1 |  | 0
EOP | Sloan Canyon | 230 | Wind, Onshore |  |  | 260 | 50 | 310 | 0 | 0 | 0 | 260 | 50 | 310 | 5 | 5 | 1 | 1 | 2 | 1 | 2 |  |  |  | N/A | N/A | N/A | N/A | N/A | N/A | N/A | 2 | 2 | 3 | 1 | 3 | 1 | 3 | Slight reduction in FCDS, switched to EODS to align with CI | 1
EOP | Sloan Canyon | 500 | Wind, Onshore |  |  | 0 | 0 | 0 | 0 | 0 | 0 | 0 | 0 | 0 | 5 | 5 | 1 | 1 | 1 | 1 | N/A |  |  |  | N/A | N/A | N/A | N/A | N/A | N/A | N/A | 2 | 2 | 3 | 1 | 3 | 1 | 1 |  | 0
PG&E KERN | Smyrna | 115 | Wind, Onshore |  |  | 0 | 0 | 0 | 0 | 0 | 0 | 0 | 0 | 0 | 1 | 1 | 1 | 1 | 1 | 1 | N/A |  |  |  | N/A | N/A | N/A | N/A | N/A | N/A | N/A | 1 | 1 | 4 | 1 | 1 | 1 | 1 |  | 0
PG&E GBA | Sobrante | 115 | Wind, Onshore |  |  | 0 | 0 | 0 | 0 | 0 | 0 | 0 | 0 | 0 | 5 | 2 | 1 | 1 | 1 | 1 | [11 empty] | 2 | 1 | 2 | 1 | 3 | 1 | 1 |  | 0
PG&E GBA | Sobrante | 230 | Wind, Onshore |  |  | 0 | 0 | 0 | 0 | 0 | 0 | 0 | 0 | 0 | 5 | 2 | 1 | 1 | 1 | 1 | [11 empty] | 2 | 1 | 2 | 1 | 3 | 1 | 1 |  | 0
PG&E KERN | Solar | 230 | Wind, Onshore |  |  | 0 | 0 | 0 | 0 | 0 | 0 | 0 | 0 | 0 | 1 | 1 | 1 | 1 | 1 | 1 | N/A |  |  |  | N/A | N/A | N/A | N/A | N/A | N/A | N/A | 2 | 1 | 4 | 2 | 3 | 1 | 1 |  | 0
PG&E GBA | Soledad | 115 | Wind, Onshore |  |  | 0 | 0 | 0 | 0 | 0 | 0 | 0 | 0 | 0 | 1 | 1 | 1 | 1 | 1 | 1 | [11 empty] | 2 | 2 | 4 | 2 | 3 | 1 | 1 |  | 0
PG&E GBA | Soledad | 60 | Wind, Onshore |  |  | 6 | 0 | 6 | 0 | 0 | 0 | 6 | 0 | 6 | 1 | 1 | 1 | 1 | 1 | 3 | 1 |  |  |  | 1 | 1 | 1 | 1 | 2 | 1 | 1 | 2 | 2 | 4 | 2 | 3 | 5- | 1 |  | 1
SDGE | Spring Valley | 69 | Wind, Onshore |  |  | 0 | 0 | 0 | 0 | 0 | 0 | 0 | 0 | 0 | 1 | 1 | 1 | 1 | 1 | 1 | [11 empty] | 2 | 1 | 2 | 1 | 2 | 1 | 1 |  | 0
SCE Northern | Springville | 230 | Wind, Onshore |  |  | 0 | 0 | 0 | 0 | 0 | 0 | 0 | 0 | 0 | 1 | 1 | 1 | 1 | 1 | 1 | N/A |  |  |  | N/A | N/A | N/A | N/A | N/A | N/A | N/A | 1 | 1 | 4 | 1 | 1 | 1 | 1 |  | 0
PG&E GBA | Stagg | 230 | Wind, Onshore |  |  | 0 | 0 | 0 | 0 | 0 | 0 | 0 | 0 | 0 | 5 | 2 | 1 | 1 | 1 | 1 | N/A |  |  |  | N/A | N/A | N/A | N/A | N/A | N/A | N/A | 1 | 1 | 3 | 2 | 2 | 1 | 1 |  | 0
PG&E GBA | Standard Oil | 115 | Wind, Onshore |  |  | 0 | 0 | 0 | 0 | 0 | 0 | 0 | 0 | 0 | 5 | 2 | 1 | 1 | 1 | 1 | [11 empty] | 2 | 1 | 1 | 1 | 2 | 1 | 1 |  | 0
PG&E GBA | Stanislaus | 115 | Wind, Onshore |  |  | 0 | 0 | 0 | 0 | 0 | 0 | 0 | 0 | 0 | 5 | 2 | 1 | 1 | 1 | 1 | [11 empty] | 2 | 1 | 4 | 1 | 3 | 1 | 1 |  | 0
PG&E KERN | Stockdale | 115 | Wind, Onshore |  |  | 0 | 0 | 0 | 0 | 0 | 0 | 0 | 0 | 0 | 1 | 1 | 1 | 1 | 1 | 1 | N/A |  |  |  | N/A | N/A | N/A | N/A | N/A | N/A | N/A | 1 | 1 | 2 | 1 | 2 | 1 | 1 |  | 0
PG&E KERN | Stockdale | 230 | Wind, Onshore |  |  | 0 | 0 | 0 | 0 | 0 | 0 | 0 | 0 | 0 | 1 | 1 | 1 | 1 | 1 | 1 | N/A |  |  |  | N/A | N/A | N/A | N/A | N/A | N/A | N/A | 1 | 1 | 2 | 1 | 2 | 1 | 1 |  | 0
PG&E GBA | Stockton A | 115 | Wind, Onshore |  |  | 0 | 0 | 0 | 0 | 0 | 0 | 0 | 0 | 0 | 5 | 2 | 1 | 1 | 1 | 1 | [11 empty] | 1 | 1 | 3 | 2 | 1 | 1 | 1 |  | 0
PG&E GBA | Stone | 115 | Wind, Onshore |  |  | 0 | 0 | 0 | 0 | 0 | 0 | 0 | 0 | 0 | 1 | 1 | 1 | 1 | 1 | 1 | [11 empty] | 2 | 1 | 3 | 2 | 2 | 1 | 1 |  | 0
PG&E FRESNO | Storey | 230 | Wind, Onshore |  |  | 0 | 0 | 0 | 0 | 0 | 0 | 0 | 0 | 0 | 5 | 2 | 5 | 2 | 1 | 1 | [11 empty] | 1 | 1 | 4 | 2 | 1 | 1 | 1 |  | 0
PG&E NGBA | Summit | 115 | Wind, Onshore |  |  | 0 | 0 | 0 | 0 | 0 | 0 | 0 | 0 | 0 | 5 | 2 | 1 | 1 | 1 | 1 | N/A |  |  |  | N/A | N/A | N/A | N/A | N/A | N/A | N/A | 2 | 1 | 4 | 2 | 3 | 1 | 1 |  | 0
SDGE | Suncrest | 230 | Wind, Onshore |  |  | 0 | 0 | 0 | 0 | 0 | 0 | 0 | 0 | 0 | 1 | 1 | 1 | 1 | 1 | 1 | N/A |  |  |  | N/A | N/A | N/A | N/A | N/A | N/A | N/A | 2 | 1 | 4 | 1 | 3 | 1 | 1 |  | 0
SDGE | Suncrest | 500 | Wind, Onshore |  |  | 0 | 0 | 0 | 0 | 0 | 0 | 0 | 0 | 0 | 1 | 1 | 1 | 1 | 1 | 1 | N/A |  |  |  | N/A | N/A | N/A | N/A | N/A | N/A | N/A | 2 | 1 | 4 | 1 | 3 | 1 | 1 |  | 0
PG&E KERN | Sunrise | 230 | Wind, Onshore |  |  | 0 | 0 | 0 | 0 | 0 | 0 | 0 | 0 | 0 | 1 | 1 | 1 | 1 | 1 | 1 | [11 empty] | 1 | 1 | 1 | 1 | 1 | 1 | 1 |  | 0
PG&E KERN | Sunset | 230 | Wind, Onshore |  |  | 0 | 0 | 0 | 0 | 0 | 0 | 0 | 0 | 0 | 1 | 1 | 1 | 1 | 1 | 1 | [11 empty] | 1 | 1 | 1 | 1 | 1 | 1 | 1 |  | 0
PG&E GBA | Swift | 115 | Wind, Onshore |  |  | 0 | 0 | 0 | 0 | 0 | 0 | 0 | 0 | 0 | 1 | 1 | 1 | 1 | 1 | 1 | [11 empty] | 2 | 1 | 2 | 2 | 2 | 1 | 1 |  | 0
SDGE | Sycamore Canyon | 138 | Wind, Onshore |  |  | 0 | 0 | 0 | 0 | 0 | 0 | 0 | 0 | 0 | 5 | 5 | 1 | 1 | 1 | 1 | N/A |  |  |  | N/A | N/A | N/A | N/A | N/A | N/A | N/A | 2 | 1 | 4 | 1 | 3 | 1 | 1 |  | 0
SDGE | Sycamore Canyon | 230 | Wind, Onshore |  |  | 0 | 0 | 0 | 0 | 0 | 0 | 0 | 0 | 0 | 1 | 1 | 1 | 1 | 1 | 1 | N/A |  |  |  | N/A | N/A | N/A | N/A | N/A | N/A | N/A | 2 | 1 | 4 | 1 | 3 | 1 | 1 |  | 0
SDGE | Sycamore Canyon | 69 | Wind, Onshore |  |  | 0 | 0 | 0 | 0 | 0 | 0 | 0 | 0 | 0 | 1 | 1 | 1 | 1 | 1 | 1 | N/A |  |  |  | N/A | N/A | N/A | N/A | N/A | N/A | N/A | 2 | 1 | 4 | 1 | 3 | 1 | 1 |  | 0
SCE Northern | Sylmar | 230 | Wind, Onshore |  |  | 0 | 0 | 0 | 0 | 0 | 0 | 0 | 0 | 0 | 5 | 5 | 1 | 1 | 1 | 1 | N/A |  |  |  | N/A | N/A | N/A | N/A | N/A | N/A | N/A | 1 | 1 | 2 | 1 | 1 | 1 | 1 |  | 0
PG&E NGBA | Table Mountain | 115 | Wind, Onshore |  |  | 0 | 0 | 0 | 0 | 0 | 0 | 0 | 0 | 0 | 5 | 2 | 1 | 1 | 1 | 1 | N/A |  |  |  | N/A | N/A | N/A | N/A | N/A | N/A | N/A | 2 | 1 | 3 | 2 | 1 | 1 | 1 |  | 0
PG&E NGBA | Table Mountain | 230 | Wind, Onshore |  |  | 90.5 | 22.5 | 113 | 0 | 0 | 0 | 90.5 | 22.5 | 113 | 5 | 2 | 1 | 1 | 1 | 2 | 4 |  |  |  | 2 | 3 | 1 | 1 | 5 | 1 | 1 | 2 | 1 | 3 | 2 | 1 | 5- | 1 |  | 1
PG&E NGBA | Table Mountain | 500 | Wind, Onshore |  |  | 0 | 0 | 0 | 0 | 0 | 0 | 0 | 0 | 0 | 5 | 2 | 1 | 1 | 1 | 1 | N/A |  |  |  | N/A | N/A | N/A | N/A | N/A | N/A | N/A | 2 | 1 | 3 | 2 | 1 | 1 | 1 |  | 0
PG&E NGBA | Table Mountain | 60 | Wind, Onshore |  |  | 0 | 0 | 0 | 0 | 0 | 0 | 0 | 0 | 0 | 5 | 2 | 1 | 1 | 1 | 1 | N/A |  |  |  | N/A | N/A | N/A | N/A | N/A | N/A | N/A | 2 | 1 | 3 | 2 | 1 | 1 | 1 |  | 0
PG&E KERN | Taft | 115 | Wind, Onshore |  |  | 0 | 0 | 0 | 0 | 0 | 0 | 0 | 0 | 0 | 1 | 1 | 1 | 1 | 1 | 1 | N/A |  |  |  | N/A | N/A | N/A | N/A | N/A | N/A | N/A | 1 | 1 | 2 | 1 | 2 | 1 | 1 |  | 0
SDGE | Talega | 138 | Wind, Onshore |  |  | 0 | 0 | 0 | 0 | 0 | 0 | 0 | 0 | 0 | 1 | 1 | 1 | 1 | 1 | 1 | N/A |  |  |  | N/A | N/A | N/A | N/A | N/A | N/A | N/A | 2 | 1 | 3 | 1 | 3 | 1 | 1 |  | 0
SDGE | Talega | 230 | Wind, Onshore |  |  | 0 | 0 | 0 | 0 | 0 | 0 | 0 | 0 | 0 | 1 | 1 | 1 | 1 | 1 | 1 | N/A |  |  |  | N/A | N/A | N/A | N/A | N/A | N/A | N/A | 2 | 1 | 3 | 1 | 3 | 1 | 1 |  | 0
PG&E GBA | Tassajara | 230 | Wind, Onshore |  |  | 0 | 0 | 0 | 0 | 0 | 0 | 0 | 0 | 0 | 5 | 2 | 1 | 1 | 1 | 1 | [11 empty] | 2 | 1 | 3 | 1 | 3 | 1 | 1 |  | 0
PG&E KERN | Tejon | 70 | Wind, Onshore |  |  | 0 | 0 | 0 | 0 | 0 | 0 | 0 | 0 | 0 | 1 | 1 | 1 | 1 | 1 | 1 | [11 empty] | 1 | 1 | 3 | 1 | 1 | 1 | 1 |  | 0
SDGE | Telegraph Canyon | 138 | Wind, Onshore |  |  | 0 | 0 | 0 | 0 | 0 | 0 | 0 | 0 | 0 | 1 | 1 | 1 | 1 | 1 | 1 | [11 empty] | 2 | 1 | 2 | 1 | 2 | 1 | 1 |  | 0
PG&E KERN | Temblor | 115 | Wind, Onshore |  |  | 0 | 0 | 0 | 0 | 0 | 0 | 0 | 0 | 0 | 1 | 1 | 1 | 1 | 1 | 1 | N/A |  |  |  | N/A | N/A | N/A | N/A | N/A | N/A | N/A | 1 | 1 | 2 | 1 | 1 | 1 | 1 |  | 0
PG&E KERN | Templeton | 230 | Wind, Onshore |  |  | 113.07 | 0 | 113.07 | 0 | 0 | 0 | 113.07 | 0 | 113.07 | 1 | 1 | 1 | 1 | 1 | 2 | 1 |  |  |  | 5 | 1 | 1 | 1 | 1 | 1 | 1 | 2 | 2 | 4 | 2 | 3 | 5- | 1 |  | 1
PG&E KERN | Templeton | 70 | Wind, Onshore |  |  | 0 | 0 | 0 | 0 | 0 | 0 | 0 | 0 | 0 | 1 | 1 | 1 | 1 | 1 | 1 | N/A |  |  |  | N/A | N/A | N/A | N/A | N/A | N/A | N/A | 2 | 2 | 4 | 2 | 3 | 1 | 1 |  | 0
PG&E GBA | Tesla | 115 | Wind, Onshore |  |  | 0 | 0 | 0 | 0 | 0 | 0 | 0 | 0 | 0 | 1 | 1 | 1 | 1 | 1 | 1 | N/A |  |  |  | N/A | N/A | N/A | N/A | N/A | N/A | N/A | 2 | 1 | 2 | 1 | 2 | 1 | 1 |  | 0
PG&E GBA | Tesla | 230 | Wind, Onshore |  |  | 100 | 76.5 | 176.5 | 0 | 0 | 0 | 100 | 76.5 | 176.5 | 5 | 2 | 1 | 1 | 2 | 2 | 4 |  |  |  | 2 | 2 | 1 | 1 | 2 | 1 | 1 | 2 | 1 | 2 | 1 | 2 | 1 | 3 | Slight reduction in FCDS, switched to EODS | 1
PG&E GBA | Tesla | 500 | Wind, Onshore |  |  | 300 | 0 | 300 | 0 | 0 | 0 | 300 | 0 | 300 | 1 | 1 | 1 | 1 | 2 | 2 | 4 |  |  |  | 2 | 2 | 1 | 1 | 2 | 1 | 1 | 2 | 1 | 2 | 1 | 2 | 3+ | 1 |  | 1
PG&E KERN | Tevis | 115 | Wind, Onshore |  |  | 0 | 0 | 0 | 0 | 0 | 0 | 0 | 0 | 0 | 1 | 1 | 1 | 1 | 1 | 1 | N/A |  |  |  | N/A | N/A | N/A | N/A | N/A | N/A | N/A | 1 | 1 | 2 | 1 | 2 | 1 | 1 |  | 0
EOP | Thousandaire | 138 | Wind, Onshore |  |  | 0 | 0 | 0 | 0 | 0 | 0 | 0 | 0 | 0 | 5 | 5 | 1 | 1 | 1 | 1 | N/A |  |  |  | N/A | N/A | N/A | N/A | N/A | N/A | N/A | 2 | 2 | 4 | 1 | 3 | 1 | 1 |  | 0
PG&E KERN | Topaz | 230 | Wind, Onshore |  |  | 0 | 0 | 0 | 0 | 0 | 0 | 0 | 0 | 0 | 1 | 1 | 1 | 1 | 1 | 1 | [11 empty] | 1 | 1 | 3 | 1 | 2 | 1 | 1 |  | 0
SCE NOL | Tortilla | 115 | Wind, Onshore |  |  | 0 | 0 | 0 | 0 | 0 | 0 | 0 | 0 | 0 | 3 | 3 | 1 | 1 | 1 | 1 | N/A |  |  |  | N/A | N/A | N/A | N/A | N/A | N/A | N/A | 2 | 1 | 4 | 1 | 2 | 1 | 1 |  | 0
SDGE | Trabuco | 138 | Wind, Onshore |  |  | 0 | 0 | 0 | 0 | 0 | 0 | 0 | 0 | 0 | 1 | 1 | 1 | 1 | 1 | 1 | N/A |  |  |  | N/A | N/A | N/A | N/A | N/A | N/A | N/A | 1 | 1 | 1 | 1 | 2 | 1 | 1 |  | 0
PG&E GBA | Tracy | 115 | Wind, Onshore |  |  | 0 | 0 | 0 | 0 | 0 | 0 | 0 | 0 | 0 | 5 | 2 | 1 | 1 | 1 | 1 | [11 empty] | 2 | 1 | 3 | 1 | 2 | 1 | 1 |  | 0
PG&E FRESNO | Tranquility | 230 | Wind, Onshore |  |  | 0 | 0 | 0 | 0 | 0 | 0 | 0 | 0 | 0 | 5 | 2 | 1 | 1 | 1 | 1 | N/A |  |  |  | N/A | N/A | N/A | N/A | N/A | N/A | N/A | 1 | 1 | 4 | 2 | 1 | 1 | 1 |  | 0
PG&E GBA | Trimble | 115 | Wind, Onshore |  |  | 0 | 0 | 0 | 0 | 0 | 0 | 0 | 0 | 0 | 1 | 1 | 1 | 1 | 1 | 1 | [11 empty] | 2 | 1 | 3 | 2 | 2 | 1 | 1 |  | 0
EOP | Trout Canyon | 230 | Wind, Onshore |  |  | 0 | 0 | 0 | 0 | 0 | 0 | 0 | 0 | 0 | 5 | 5 | 1 | 1 | 3 | 1 | 1 |  |  |  | N/A | N/A | N/A | N/A | N/A | N/A | N/A | 2 | 2 | 4 | 1 | 3 | 1 | 1 |  | 0
EOP | Trout Canyon | 500 | Wind, Onshore |  |  | 0 | 0 | 0 | 0 | 0 | 0 | 0 | 0 | 0 | 5 | 5 | 1 | 1 | 1 | 1 | N/A |  |  |  | N/A | N/A | N/A | N/A | N/A | N/A | N/A | 2 | 2 | 4 | 1 | 3 | 1+ | 1 |  | 1
PG&E NGBA | Tulucay | 230 | Wind, Onshore |  |  | 0 | 0 | 0 | 0 | 0 | 0 | 0 | 0 | 0 | 5 | 5 | 1 | 1 | 1 | 1 | N/A |  |  |  | N/A | N/A | N/A | N/A | N/A | N/A | N/A | 2 | 1 | 3 | 2 | 3 | 1 | 1 |  | 0
PG&E NGBA | Tulucay | 60 | Wind, Onshore |  |  | 0 | 0 | 0 | 0 | 0 | 0 | 0 | 0 | 0 | 5 | 5 | 1 | 1 | 1 | 1 | N/A |  |  |  | N/A | N/A | N/A | N/A | N/A | N/A | N/A | 2 | 1 | 3 | 2 | 3 | 1 | 1 |  | 0
PG&E KERN | Tupman | 115 | Wind, Onshore |  |  | 0 | 0 | 0 | 0 | 0 | 0 | 0 | 0 | 0 | 1 | 1 | 1 | 1 | 1 | 1 | N/A |  |  |  | N/A | N/A | N/A | N/A | N/A | N/A | N/A | 1 | 1 | 2 | 1 | 1 | 1 | 1 |  | 0
PG&E NGBA | Ukiah | 115 | Wind, Onshore |  |  | 0 | 0 | 0 | 0 | 0 | 0 | 0 | 0 | 0 | 5 | 5 | 1 | 1 | 1 | 1 | N/A |  |  |  | N/A | N/A | N/A | N/A | N/A | N/A | N/A | 2 | 2 | 4 | 2 | 3 | 1 | 1 |  | 0
PG&E KERN | Union (Estrella) | 70 | Wind, Onshore |  |  | 0 | 0 | 0 | 0 | 0 | 0 | 0 | 0 | 0 | 1 | 1 | 1 | 1 | 1 | 1 | [11 empty] | 2 | 2 | 4 | 2 | 3 | 1 | 1 |  | 0
PG&E NGBA | Vaca Dixon | 115 | Wind, Onshore |  |  | 0 | 0 | 0 | 0 | 0 | 0 | 0 | 0 | 0 | 5 | 5 | 1 | 1 | 1 | 1 | N/A |  |  |  | N/A | N/A | N/A | N/A | N/A | N/A | N/A | 2 | 1 | 1 | 1 | 3 | 1 | 1 |  | 0
PG&E NGBA | Vaca Dixon | 230 | Wind, Onshore |  |  | 0 | 0 | 0 | 0 | 0 | 0 | 0 | 0 | 0 | 5 | 5 | 1 | 1 | 1 | 1 | N/A |  |  |  | N/A | N/A | N/A | N/A | N/A | N/A | N/A | 2 | 1 | 1 | 1 | 3 | 1 | 1 |  | 0
PG&E NGBA | Vaca Dixon | 500 | Wind, Onshore |  |  | 0 | 0 | 0 | 0 | 0 | 0 | 0 | 0 | 0 | 5 | 5 | 1 | 1 | 1 | 1 | N/A |  |  |  | N/A | N/A | N/A | N/A | N/A | N/A | N/A | 2 | 1 | 1 | 1 | 3 | 1 | 1 |  | 0
PG&E NGBA | Vaca Dixon | 60 | Wind, Onshore |  |  | 0 | 0 | 0 | 0 | 0 | 0 | 0 | 0 | 0 | 5 | 5 | 1 | 1 | 1 | 1 | N/A |  |  |  | N/A | N/A | N/A | N/A | N/A | N/A | N/A | 2 | 1 | 1 | 1 | 3 | 1 | 1 |  | 0
SCE Eastern | Valley (SCE) | 500 | Wind, Onshore |  |  | 0 | 0 | 0 | 0 | 0 | 0 | 0 | 0 | 0 | 1 | 1 | 1 | 1 | 1 | 1 | N/A |  |  |  | N/A | N/A | N/A | N/A | N/A | N/A | N/A | 1 | 1 | 2 | 1 | 2 | 1 | 1 |  | 0
EOP | Valley (VEA) | 138 | Wind, Onshore |  |  | 0 | 0 | 0 | 0 | 0 | 0 | 0 | 0 | 0 | 5 | 5 | 1 | 1 | 1 | 1 | N/A |  |  |  | N/A | N/A | N/A | N/A | N/A | N/A | N/A | 2 | 2 | 4 | 1 | 3 | 1 | 1 |  | 0
SDGE | Valley Center | 69 | Wind, Onshore |  |  | 0 | 0 | 0 | 0 | 0 | 0 | 0 | 0 | 0 | 1 | 1 | 1 | 1 | 1 | 1 | [11 empty] | 2 | 1 | 4 | 1 | 3 | 1 | 1 |  | 0
PG&E GBA | Valley Home | 115 | Wind, Onshore |  |  | 0 | 0 | 0 | 0 | 0 | 0 | 0 | 0 | 0 | 5 | 2 | 1 | 1 | 1 | 1 | [11 empty] | 1 | 1 | 4 | 2 | 1 | 1 | 1 |  | 0
PG&E GBA | Valley Springs | 230 | Wind, Onshore |  |  | 0 | 0 | 0 | 0 | 0 | 0 | 0 | 0 | 0 | 5 | 2 | 1 | 1 | 1 | 1 | [11 empty] | 2 | 1 | 4 | 1 | 3 | 1 | 1 |  | 0
PG&E GBA | Valley Springs | 60 | Wind, Onshore |  |  | 0 | 0 | 0 | 0 | 0 | 0 | 0 | 0 | 0 | 5 | 2 | 1 | 1 | 1 | 1 | [11 empty] | 2 | 1 | 4 | 1 | 3 | 1 | 1 |  | 0
EOP | Valley Switch | 138 | Wind, Onshore |  |  | 0 | 0 | 0 | 0 | 0 | 0 | 0 | 0 | 0 | 5 | 5 | 1 | 1 | 1 | 1 | N/A |  |  |  | N/A | N/A | N/A | N/A | N/A | N/A | N/A | 2 | 2 | 4 | 1 | 3 | 1 | 1 |  | 0
EOP | Valley Switch | 230 | Wind, Onshore |  |  | 0 | 0 | 0 | 0 | 0 | 0 | 0 | 0 | 0 | 5 | 5 | 1 | 1 | 1 | 1 | N/A |  |  |  | N/A | N/A | N/A | N/A | N/A | N/A | N/A | 2 | 2 | 4 | 1 | 3 | 1 | 1 |  | 0
PG&E GBA | Vasco | 230 | Wind, Onshore |  |  | 0 | 0 | 0 | 0 | 0 | 0 | 0 | 0 | 0 | 5 | 5 | 1 | 1 | 1 | 1 | [11 empty] | 2 | 1 | 3 | 1 | 3 | 1 | 1 |  | 0
PG&E GBA | Vasona | 230 | Wind, Onshore |  |  | 0 | 0 | 0 | 0 | 0 | 0 | 0 | 0 | 0 | 1 | 1 | 1 | 1 | 1 | 1 | [11 empty] | 2 | 1 | 4 | 2 | 3 | 1 | 1 |  | 0
SCE Northern | Vestal | 230 | Wind, Onshore |  |  | 0 | 0 | 0 | 0 | 0 | 0 | 0 | 0 | 0 | 1 | 1 | 1 | 1 | 1 | 1 | N/A |  |  |  | N/A | N/A | N/A | N/A | N/A | N/A | N/A | 1 | 1 | 4 | 1 | 1 | 1 | 1 |  | 0
SCE Northern | Vestal | 66 | Wind, Onshore |  |  | 0 | 0 | 0 | 0 | 0 | 0 | 0 | 0 | 0 | 1 | 1 | 1 | 1 | 1 | 1 | N/A |  |  |  | N/A | N/A | N/A | N/A | N/A | N/A | N/A | 1 | 1 | 4 | 1 | 1 | 1 | 1 |  | 0
SCE NOL | Victor | 115 | Wind, Onshore |  |  | 0 | 0 | 0 | 0 | 0 | 0 | 0 | 0 | 0 | 1 | 1 | 1 | 1 | 1 | 1 | N/A |  |  |  | N/A | N/A | N/A | N/A | N/A | N/A | N/A | 2 | 1 | 3 | 1 | 2 | 1 | 1 |  | 0
SCE NOL | Victor | 230 | Wind, Onshore |  |  | 0 | 0 | 0 | 0 | 0 | 0 | 0 | 0 | 0 | 1 | 1 | 1 | 1 | 1 | 1 | N/A |  |  |  | N/A | N/A | N/A | N/A | N/A | N/A | N/A | 2 | 1 | 3 | 1 | 2 | 1 | 1 |  | 0
SCE Metro | Viejo | 230 | Wind, Onshore |  |  | 0 | 0 | 0 | 0 | 0 | 0 | 0 | 0 | 0 | 1 | 1 | 1 | 1 | 1 | 1 | N/A |  |  |  | N/A | N/A | N/A | N/A | N/A | N/A | N/A | 1 | 1 | 3 | 1 | 2 | 1 | 1 |  | 0
PG&E GBA | Vierra | 115 | Wind, Onshore |  |  | 0 | 0 | 0 | 0 | 0 | 0 | 0 | 0 | 0 | 5 | 2 | 1 | 1 | 1 | 1 | N/A |  |  |  | N/A | N/A | N/A | N/A | N/A | N/A | N/A | 1 | 1 | 1 | 2 | 1 | 1 | 1 |  | 0
SCE Metro | Villa Park | 230 | Wind, Onshore |  |  | 0 | 0 | 0 | 0 | 0 | 0 | 0 | 0 | 0 | 1 | 1 | 1 | 1 | 1 | 1 | N/A |  |  |  | N/A | N/A | N/A | N/A | N/A | N/A | N/A | 1 | 1 | 2 | 1 | 2 | 1 | 1 |  | 0
SCE Northern | Vincent | 230 | Wind, Onshore |  |  | 0 | 0 | 0 | 0 | 0 | 0 | 0 | 0 | 0 | 1 | 1 | 1 | 1 | 1 | 1 | N/A |  |  |  | N/A | N/A | N/A | N/A | N/A | N/A | N/A | 2 | 1 | 4 | 1 | 3 | 1 | 1 |  | 0
SCE Northern | Vincent | 500 | Wind, Onshore |  |  | 0 | 0 | 0 | 0 | 0 | 0 | 0 | 0 | 0 | 1 | 1 | 1 | 1 | 1 | 1 | N/A |  |  |  | N/A | N/A | N/A | N/A | N/A | N/A | N/A | 2 | 1 | 4 | 1 | 3 | 1 | 1 |  | 0
PG&E GBA | Vineyard | 230 | Wind, Onshore |  |  | 0 | 0 | 0 | 0 | 0 | 0 | 0 | 0 | 0 | 5 | 5 | 1 | 1 | 1 | 1 | [11 empty] | 2 | 1 | 2 | 1 | 3 | 1 | 1 |  | 0
SDGE | Vineyard | 69 | Wind, Onshore |  |  | 0 | 0 | 0 | 0 | 0 | 0 | 0 | 0 | 0 | 1 | 1 | 1 | 1 | 1 | 1 | [11 empty] | 2 | 1 | 2 | 1 | 3 | 1 | 1 |  | 0
SCE Eastern | Vista (SCE) | 230 | Wind, Onshore |  |  | 0 | 0 | 0 | 0 | 0 | 0 | 0 | 0 | 0 | 1 | 1 | 1 | 1 | 1 | 1 | N/A |  |  |  | N/A | N/A | N/A | N/A | N/A | N/A | N/A | 1 | 1 | 2 | 1 | 1 | 1 | 1 |  | 0
EOP | Vista (VEA) | 138 | Wind, Onshore |  |  | 0 | 0 | 0 | 0 | 0 | 0 | 0 | 0 | 0 | 5 | 5 | 1 | 1 | 1 | 1 | N/A |  |  |  | N/A | N/A | N/A | N/A | N/A | N/A | N/A | 2 | 2 | 4 | 1 | 3 | 1 | 1 |  | 0
EOP | Vista (VEA) | 230 | Wind, Onshore |  |  | 0 | 0 | 0 | 0 | 0 | 0 | 0 | 0 | 0 | 5 | 5 | 1 | 1 | 1 | 1 | N/A |  |  |  | N/A | N/A | N/A | N/A | N/A | N/A | N/A | 2 | 2 | 4 | 1 | 3 | 1 | 1 |  | 0
PG&E FRESNO | Wahtoke | 115 | Wind, Onshore |  |  | 0 | 0 | 0 | 0 | 0 | 0 | 0 | 0 | 0 | 5 | 2 | 5 | 2 | 1 | 1 | N/A |  |  |  | N/A | N/A | N/A | N/A | N/A | N/A | N/A | 1 | 1 | 3 | 2 | 1 | 1 | 1 |  | 0
SCE Northern | Wakefield | 66 | Wind, Onshore |  |  | 0 | 0 | 0 | 0 | 0 | 0 | 0 | 0 | 0 | 5 | 5 | 1 | 1 | 1 | 1 | [11 empty] | 2 | 1 | 4 | 1 | 3 | 1 | 1 |  | 0
SCE Metro | Walnut | 230 | Wind, Onshore |  |  | 0 | 0 | 0 | 0 | 0 | 0 | 0 | 0 | 0 | 1 | 1 | 1 | 1 | 1 | 1 | N/A |  |  |  | N/A | N/A | N/A | N/A | N/A | N/A | N/A | 1 | 1 | 1 | 1 | 1 | 1 | 1 |  | 0
SCE Northern | Warne | 230 | Wind, Onshore |  |  | 0 | 0 | 0 | 0 | 0 | 0 | 0 | 0 | 0 | 5 | 5 | 1 | 1 | 1 | 1 | [11 empty] | 1 | 1 | 4 | 1 | 3 | 1 | 1 |  | 0
PG&E GBA | Warnerville | 230 | Wind, Onshore |  |  | 0 | 0 | 0 | 0 | 0 | 0 | 0 | 0 | 0 | 5 | 2 | 1 | 1 | 1 | 1 | N/A |  |  |  | N/A | N/A | N/A | N/A | N/A | N/A | N/A | 1 | 1 | 3 | 2 | 2 | 1 | 1 |  | 0
PG&E FRESNO | Waukena | 115 | Wind, Onshore |  |  | 0 | 0 | 0 | 0 | 0 | 0 | 0 | 0 | 0 | 5 | 2 | 5 | 2 | 1 | 1 | N/A |  |  |  | N/A | N/A | N/A | N/A | N/A | N/A | N/A | 1 | 1 | 4 | 2 | 1 | 1 | 1 |  | 0
PG&E GBA | Weber | 230 | Wind, Onshore |  |  | 0 | 0 | 0 | 0 | 0 | 0 | 0 | 0 | 0 | 5 | 2 | 1 | 1 | 1 | 1 | N/A |  |  |  | N/A | N/A | N/A | N/A | N/A | N/A | N/A | 1 | 1 | 3 | 2 | 1 | 1 | 1 |  | 0
PG&E GBA | Weber | 60 | Wind, Onshore |  |  | 0 | 0 | 0 | 0 | 0 | 0 | 0 | 0 | 0 | 5 | 2 | 1 | 1 | 1 | 1 | N/A |  |  |  | N/A | N/A | N/A | N/A | N/A | N/A | N/A | 1 | 1 | 3 | 2 | 1 | 1 | 1 |  | 0
PG&E FRESNO | West Fresno | 115 | Wind, Onshore |  |  | 0 | 0 | 0 | 0 | 0 | 0 | 0 | 0 | 0 | 5 | 2 | 1 | 1 | 1 | 1 | N/A |  |  |  | N/A | N/A | N/A | N/A | N/A | N/A | N/A | 1 | 1 | 2 | 2 | 1 | 1 | 1 |  | 0
PG&E FRESNO | Westley | 230 | Wind, Onshore |  |  | 0 | 0 | 0 | 0 | 0 | 0 | 0 | 0 | 0 | 1 | 1 | 1 | 1 | 1 | 1 | N/A |  |  |  | N/A | N/A | N/A | N/A | N/A | N/A | N/A | 1 | 1 | 4 | 2 | 1 | 1 | 1 |  | 0
PG&E KERN | Westpark | 115 | Wind, Onshore |  |  | 0 | 0 | 0 | 0 | 0 | 0 | 0 | 0 | 0 | 1 | 1 | 1 | 1 | 1 | 1 | N/A |  |  |  | N/A | N/A | N/A | N/A | N/A | N/A | N/A | 1 | 1 | 3 | 1 | 1 | 1 | 1 |  | 0
PG&E KERN | Wheeler Ridge | 230 | Wind, Onshore |  |  | 0 | 0 | 0 | 0 | 0 | 0 | 0 | 0 | 0 | 1 | 1 | 1 | 1 | 1 | 1 | N/A |  |  |  | N/A | N/A | N/A | N/A | N/A | N/A | N/A | 1 | 1 | 4 | 1 | 1 | 1 | 1 |  | 0
PG&E KERN | Wheeler Ridge | 115 | Wind, Onshore |  |  | 0 | 0 | 0 | 0 | 0 | 0 | 0 | 0 | 0 | 1 | 1 | 1 | 1 | 1 | 1 | N/A |  |  |  | N/A | N/A | N/A | N/A | N/A | N/A | N/A | 1 | 1 | 4 | 1 | 1 | 1 | 1 |  | 0
PG&E KERN | Wheeler Ridge | 70 | Wind, Onshore |  |  | 0 | 0 | 0 | 0 | 0 | 0 | 0 | 0 | 0 | 1 | 1 | 1 | 1 | 1 | 1 | N/A |  |  |  | N/A | N/A | N/A | N/A | N/A | N/A | N/A | 1 | 1 | 4 | 1 | 1 | 1 | 1 |  | 0
SCE Northern | Whirlwind | 230 | Wind, Onshore |  |  | 300 | 0 | 300 | 0 | 0 | 0 | 300 | 0 | 300 | 1 | 1 | 1 | 1 | 1 | 2 | 2 |  |  |  | 2 | 1 | 1 | 1 | 2 | 1 | 1 | 2 | 1 | 4 | 1 | 3 | 5- | 1 |  | 1
SCE Northern | Whirlwind | 500 | Wind, Onshore |  |  | 0 | 0 | 0 | 0 | 0 | 0 | 0 | 0 | 0 | 1 | 1 | 1 | 1 | 1 | 1 | N/A |  |  |  | N/A | N/A | N/A | N/A | N/A | N/A | N/A | 2 | 1 | 4 | 1 | 3 | 1 | 1 |  | 0
PG&E GBA | Whisman | 115 | Wind, Onshore |  |  | 0 | 0 | 0 | 0 | 0 | 0 | 0 | 0 | 0 | 1 | 1 | 1 | 1 | 1 | 1 | [11 empty] | 2 | 1 | 2 | 2 | 2 | 1 | 1 |  | 0
SCE Eastern | Wildlife | 230 | Wind, Onshore |  |  | 0 | 0 | 0 | 0 | 0 | 0 | 0 | 0 | 0 | 1 | 1 | 1 | 1 | 1 | 1 | [11 empty] | 1 | 1 | 1 | 1 | 1 | 1 | 1 |  | 0
PG&E FRESNO | Wilson | 115 | Wind, Onshore |  |  | 0 | 0 | 0 | 0 | 0 | 0 | 0 | 0 | 0 | 5 | 2 | 1 | 1 | 1 | 1 | N/A |  |  |  | N/A | N/A | N/A | N/A | N/A | N/A | N/A | 1 | 1 | 4 | 2 | 1 | 1 | 1 |  | 0
PG&E FRESNO | Wilson | 230 | Wind, Onshore |  |  | 150 | 50 | 200 | 0 | 0 | 0 | 150 | 50 | 200 | 5 | 2 | 5 | 2 | 2 | 1 | 1 |  |  |  | 1 | 2 | 1 | 1 | 2 | 1 | 1 | 1 | 1 | 4 | 2 | 1 | 3- | 3 | Slight reduction in FCDS, switched to EODS | 1
SCE Northern | Windhub | 230 | Wind, Onshore |  |  | 174 | 0 | 174 | 0 | 0 | 0 | 174 | 0 | 174 | 1 | 1 | 1 | 1 | 1 | 3 | 4 |  |  |  | 2 | 2 | 2 | 2 | 3 | 2 | 1 | 2 | 1 | 4 | 1 | 2 | 5- | 1 |  | 1
SCE Northern | Windhub | 500 | Wind, Onshore |  |  | 0 | 0 | 0 | 0 | 0 | 0 | 0 | 0 | 0 | 1 | 1 | 1 | 1 | 1 | 1 | N/A |  |  |  | N/A | N/A | N/A | N/A | N/A | N/A | N/A | 2 | 1 | 4 | 1 | 2 | 1 | 1 |  | 0
PG&E GBA | Windmaster | 230 | Wind, Onshore |  |  | 0 | 0 | 0 | 0 | 0 | 0 | 0 | 0 | 0 | 5 | 2 | 1 | 1 | 1 | 1 | [11 empty] | 2 | 1 | 2 | 1 | 2 | 1 | 1 |  | 0
PG&E NGBA | Windsor | 60 | Wind, Onshore |  |  | 0 | 0 | 0 | 0 | 0 | 0 | 0 | 0 | 0 | 5 | 5 | 1 | 1 | 1 | 1 | [11 empty] | 1 | 1 | 2 | 1 | 2 | 1 | 1 |  | 0
PG&E NGBA | Woodland | 115 | Wind, Onshore |  |  | 0 | 0 | 0 | 0 | 0 | 0 | 0 | 0 | 0 | 5 | 2 | 1 | 1 | 1 | 1 | N/A |  |  |  | N/A | N/A | N/A | N/A | N/A | N/A | N/A | 2 | 1 | 4 | 2 | 3 | 1 | 1 |  | 0
PG&E FRESNO | Woodward | 115 | Wind, Onshore |  |  | 0 | 0 | 0 | 0 | 0 | 0 | 0 | 0 | 0 | 5 | 2 | 5 | 2 | 1 | 1 | [11 empty] | 1 | 1 | 2 | 2 | 2 | 1 | 1 |  | 0
PG&E NGBA | Wyandotte | 115 | Wind, Onshore |  |  | 0 | 0 | 0 | 0 | 0 | 0 | 0 | 0 | 0 | 5 | 2 | 1 | 1 | 1 | 1 | N/A |  |  |  | N/A | N/A | N/A | N/A | N/A | N/A | N/A | 2 | 1 | 2 | 2 | 2 | 1 | 1 |  | 0
PG&E KERN | 7th Standard | 115 | Distributed_Solar |  |  | 0 | 0 | 0 | 0 | 0 | 0 | 0 | 0 | 0 | 1 | 1 | 1 | 1 | [13 empty] | 1 | 1 | 3 | 1 | 2 | 1 | 4 | Reduced to better align with CI | 1
SCE Metro | Alamitos | 230 | Distributed_Solar |  |  | 0 | 0 | 0 | 0 | 0 | 0 | 0 | 0 | 0 | 1 | 1 | 1 | 1 | [13 empty] | 1 | 1 | 1 | 1 | 1 | 1 | 1 |  | 0
SCE Eastern | Alberhill | 115 | Distributed_Solar |  |  | 0 | 0 | 0 | 0 | 0 | 0 | 0 | 0 | 0 | 1 | 1 | 1 | 1 | [13 empty] | 1 | 1 | 4 | 1 | 1 | 1 | 1 |  | 0
SCE Eastern | Alberhill | 500 | Distributed_Solar |  |  | 0 | 0 | 0 | 0 | 0 | 0 | 0 | 0 | 0 | 1 | 1 | 1 | 1 | [13 empty] | 1 | 1 | 4 | 1 | 1 | 1 | 1 |  | 0
PG&E GBA | Alhambra | 115 | Distributed_Solar |  |  | 0 | 0 | 0 | 0 | 0 | 0 | 0 | 0 | 0 | 5 | 2 | 1 | 1 | [13 empty] | 2 | 1 | 2 | 1 | 2 | 1 | 1 |  | 0
PG&E FRESNO | Alpaugh | 115 | Distributed_Solar |  |  | 0 | 3 | 3 | 0 | 3 | 3 | 0 | 0 | 0 | 1 | 1 | 1 | 1 | [13 empty] | 1 | 1 | 3 | 1 | 1 | 1 | 4 | Reduced to better align with CI | 1
SDGE | Alpine | 69 | Distributed_Solar |  |  | 0 | 0 | 0 | 0 | 0 | 0 | 0 | 0 | 0 | 1 | 1 | 1 | 1 | [13 empty] | 2 | 1 | 4 | 1 | 3 | 1 | 1 |  | 0
PG&E GBA | Altamont Midway (Sandhill) | 230 | Distributed_Solar |  |  | 0 | 0 | 0 | 0 | 0 | 0 | 0 | 0 | 0 | 5 | 2 | 1 | 1 | [13 empty] | 2 | 1 | 2 | 1 | 3 | 1 | 1 |  | 0
SCE Northern | Antelope | 66 | Distributed_Solar |  |  | 0 | 0 | 0 | 0 | 0 | 0 | 0 | 0 | 0 | 1 | 1 | 1 | 1 | [13 empty] | 2 | 1 | 4 | 1 | 3 | 4+ | 1 |  | 1
SCE Northern | Antelope | 230 | Distributed_Solar |  |  | 0 | 6 | 6 | 0 | 6 | 6 | 0 | 0 | 0 | 1 | 1 | 1 | 1 | [13 empty] | 2 | 1 | 4 | 1 | 3 | 4+ | 1 |  | 1
SCE Northern | Antelope | 500 | Distributed_Solar |  |  | 0 | 0 | 0 | 0 | 0 | 0 | 0 | 0 | 0 | 1 | 1 | 1 | 1 | [13 empty] | 2 | 1 | 4 | 1 | 3 | 1 | 1 |  | 0
PG&E NGBA | Arcata | 60 | Distributed_Solar |  |  | 0 | 7 | 7 | 0 | 7 | 7 | 0 | 0 | 0 | 5 | 2 | 1 | 1 | [13 empty] | 2 | 2 | 4 | 2 | 3 | 1 | 1 |  | 1
PG&E KERN | Arco | 230 | Distributed_Solar |  |  | 0 | 4.79 | 4.79 | 0 | 4.79 | 4.79 | 0 | 0 | 0 | 1 | 1 | 1 | 1 | [13 empty] | 1 | 1 | 4 | 1 | 1 | 1 | 3 | Reduced to better align with CI | 1
PG&E KERN | Arco | 70 | Distributed_Solar |  |  | 0 | 0 | 0 | 0 | 0 | 0 | 0 | 0 | 0 | 1 | 1 | 1 | 1 | [13 empty] | 1 | 1 | 4 | 1 | 1 | 4+ | 1 |  | 1
SCE Metro | ArcoGen | 230 | Distributed_Solar |  |  | 0 | 0 | 0 | 0 | 0 | 0 | 0 | 0 | 0 | 1 | 1 | 1 | 1 | [13 empty] | 1 | 1 | 1 | 1 | 1 | 1 | 1 |  | 0
SDGE | Artesian | 230 | Distributed_Solar |  |  | 0 | 0 | 0 | 0 | 0 | 0 | 0 | 0 | 0 | 1 | 1 | 1 | 1 | [13 empty] | 2 | 1 | 2 | 1 | 3 | 1 | 1 |  | 0
SDGE | Artesian | 69 | Distributed_Solar |  |  | 0 | 0 | 0 | 0 | 0 | 0 | 0 | 0 | 0 | 1 | 1 | 1 | 1 | [13 empty] | 2 | 1 | 2 | 1 | 3 | 1 | 1 |  | 0
PG&E FRESNO | Ashlan | 230 | Distributed_Solar |  |  | 0 | 0 | 0 | 0 | 0 | 0 | 0 | 0 | 0 | 5 | 2 | 5 | 2 | [13 empty] | 1 | 1 | 2 | 2 | 1 | 1 | 1 |  | 0
PG&E NGBA | Atlantic | 115 | Distributed_Solar |  |  | 0 | 0 | 0 | 0 | 0 | 0 | 0 | 0 | 0 | 5 | 2 | 1 | 1 | [13 empty] | 2 | 1 | 2 | 2 | 3 | 1 | 1 |  | 0
PG&E NGBA | Atlantic | 230 | Distributed_Solar |  |  | 0 | 0 | 0 | 0 | 0 | 0 | 0 | 0 | 0 | 5 | 2 | 1 | 1 | [13 empty] | 2 | 1 | 2 | 2 | 3 | 1 | 1 |  | 0
PG&E NGBA | Atlantic | 60 | Distributed_Solar |  |  | 0 | 0 | 0 | 0 | 0 | 0 | 0 | 0 | 0 | 5 | 2 | 1 | 1 | [13 empty] | 2 | 1 | 2 | 2 | 3 | 1 | 1 |  | 0
PG&E FRESNO | Atwater | 115 | Distributed_Solar |  |  | 0 | 2 | 2 | 0 | 2 | 2 | 0 | 0 | 0 | 5 | 2 | 5 | 2 | [13 empty] | 1 | 1 | 2 | 2 | 1 | 4+ | 1 |  | 1
PG&E GBA | Avena | 115 | Distributed_Solar |  |  | 0 | 0 | 0 | 0 | 0 | 0 | 0 | 0 | 0 | 5 | 2 | 1 | 1 | [13 empty] | 1 | 1 | 3 | 2 | 1 | 1+ | 1 |  | 1
SDGE | Avocado | 69 | Distributed_Solar |  |  | 0 | 0 | 0 | 0 | 0 | 0 | 0 | 0 | 0 | 1 | 1 | 1 | 1 | [13 empty] | 2 | 1 | 3 | 1 | 3 | 1 | 1 |  | 0
PG&E NGBA | Bahia | 230 | Distributed_Solar |  |  | 0 | 0 | 0 | 0 | 0 | 0 | 0 | 0 | 0 | 5 | 5 | 1 | 1 | [13 empty] | 2 | 1 | 1 | 1 | 2 | 4+ | 1 |  | 1
SCE Northern | Bailey | 230 | Distributed_Solar |  |  | 0 | 0 | 0 | 0 | 0 | 0 | 0 | 0 | 0 | 5 | 5 | 1 | 1 | [13 empty] | 1 | 1 | 4 | 1 | 3 | 1 | 1 |  | 0
SCE NOL | Baker | 115 | Distributed_Solar |  |  | 0 | 0 | 0 | 0 | 0 | 0 | 0 | 0 | 0 | 3 | 3 | 1 | 1 | [13 empty] | 2 | 2 | 4 | 1 | 1 | 1 | 1 |  | 0
PG&E KERN | Bakersfield | 230 | Distributed_Solar |  |  | 0 | 0 | 0 | 0 | 0 | 0 | 0 | 0 | 0 | 1 | 1 | 1 | 1 | [13 empty] | 1 | 1 | 3 | 1 | 1 | 1 | 1 |  | 0
PG&E FRESNO | Balch | 230 | Distributed_Solar |  |  | 0 | 0 | 0 | 0 | 0 | 0 | 0 | 0 | 0 | 5 | 2 | 1 | 1 | [13 empty] | 1 | 1 | 4 | 2 | 3 | 1 | 1 |  | 0
SCE Eastern | Bannister | 230 | Distributed_Solar |  |  | 0 | 0 | 0 | 0 | 0 | 0 | 0 | 0 | 0 | 5 | 5 | 3 | 3 | [13 empty] | 2 | 1 | 2 | 2 | 1 | 1 | 1 |  | 0
SCE Metro | Barre | 230 | Distributed_Solar |  |  | 0 | 0 | 0 | 0 | 0 | 0 | 0 | 0 | 0 | 1 | 1 | 1 | 1 | [13 empty] | 1 | 1 | 1 | 1 | 1 | 1 | 4 | Reduced to better align with CI | 1
SDGE | Bay Boulevard | 69 | Distributed_Solar |  |  | 0 | 0 | 0 | 0 | 0 | 0 | 0 | 0 | 0 | 1 | 1 | 1 | 1 | [13 empty] | 2 | 1 | 2 | 1 | 1 | 1 | 1 |  | 0
SDGE | Bay Boulevard | 230 | Distributed_Solar |  |  | 0 | 0 | 0 | 0 | 0 | 0 | 0 | 0 | 0 | 1 | 1 | 1 | 1 | [13 empty] | 2 | 1 | 2 | 1 | 1 | 1 | 1 |  | 0
EOP | Beatty | 138 | Distributed_Solar |  |  | 0 | 0 | 0 | 0 | 0 | 0 | 0 | 0 | 0 | 5 | 5 | 1 | 1 | [13 empty] | 2 | 2 | 4 | 1 | 3 | 1 | 1 |  | 0
EOP | Beatty | 230 | Distributed_Solar |  |  | 0 | 0 | 0 | 0 | 0 | 0 | 0 | 0 | 0 | 5 | 5 | 1 | 1 | [13 empty] | 2 | 2 | 4 | 1 | 3 | 1 | 1 |  | 0
PG&E NGBA | Belden | 230 | Distributed_Solar |  |  | 0 | 0 | 0 | 0 | 0 | 0 | 0 | 0 | 0 | 5 | 2 | 1 | 1 | [13 empty] | 2 | 2 | 4 | 1 | 3 | 1 | 1 |  | 0
PG&E NGBA | Bell | 115 | Distributed_Solar |  |  | 0 | 0 | 0 | 0 | 0 | 0 | 0 | 0 | 0 | 5 | 2 | 1 | 1 | [13 empty] | 2 | 1 | 4 | 2 | 3 | 1 | 1 |  | 0
PG&E NGBA | Bellevue | 115 | Distributed_Solar |  |  | 0 | 0 | 0 | 0 | 0 | 0 | 0 | 0 | 0 | 5 | 5 | 1 | 1 | [13 empty] | 2 | 1 | 2 | 2 | 2 | 1 | 5 | Reduced to better align with CI | 1
PG&E GBA | Bellota | 115 | Distributed_Solar |  |  | 0 | 0 | 0 | 0 | 0 | 0 | 0 | 0 | 0 | 5 | 2 | 1 | 1 | [13 empty] | 1 | 1 | 4 | 2 | 3 | 1 | 1 |  | 0
PG&E GBA | Bellota | 230 | Distributed_Solar |  |  | 0 | 0 | 0 | 0 | 0 | 0 | 0 | 0 | 0 | 5 | 2 | 1 | 1 | [13 empty] | 1 | 1 | 4 | 2 | 3 | 1 | 1 |  | 0
SCE Northern | Big Creek | 230 | Distributed_Solar |  |  | 0 | 0 | 0 | 0 | 0 | 0 | 0 | 0 | 0 | 1 | 1 | 1 | 1 | [13 empty] | 1 | 1 | 4 | 2 | 3 | 1 | 1 |  | 0
PG&E FRESNO | Biola | 70 | Distributed_Solar |  |  | 0 | 0 | 0 | 0 | 0 | 0 | 0 | 0 | 0 | 5 | 2 | 5 | 2 | [13 empty] | 1 | 1 | 4 | 2 | 1 | 1+ | 1 |  | 1
PG&E GBA | Birds Landing | 230 | Distributed_Solar |  |  | 0 | 0 | 0 | 0 | 0 | 0 | 0 | 0 | 0 | 5 | 5 | 1 | 1 | [13 empty] | 2 | 1 | 4 | 1 | 1 | 1 | 1 |  | 0
SCE Northern | Bliss | 66 | Distributed_Solar |  |  | 0 | 0 | 0 | 0 | 0 | 0 | 0 | 0 | 0 | 1 | 1 | 1 | 1 | [13 empty] | 1 | 1 | 4 | 1 | 1 | 1 | 1 |  | 0
SCE Eastern | Blythe | 161 | Distributed_Solar |  |  | 0 | 0 | 0 | 0 | 0 | 0 | 0 | 0 | 0 | 5 | 5 | 3 | 3 | [13 empty] | 2 | 2 | 2 | 1 | 1 | 1+ | 1 |  | 1
PG&E NGBA | Bogue | 115 | Distributed_Solar |  |  | 0 | 0 | 0 | 0 | 0 | 0 | 0 | 0 | 0 | 5 | 2 | 1 | 1 | [13 empty] | 2 | 2 | 2 | 1 | 2 | 1+ | 1 |  | 1
PG&E FRESNO | Borden | 230 | Distributed_Solar |  |  | 0 | 0 | 0 | 0 | 0 | 0 | 0 | 0 | 0 | 5 | 2 | 5 | 2 | [13 empty] | 1 | 1 | 4 | 2 | 1 | 1 | 5 | Reduced to better align with CI | 1
PG&E FRESNO | Borden | 70 | Distributed_Solar |  |  | 0 | 4.5 | 4.5 | 0 | 0 | 0 | 0 | 4.5 | 4.5 | 5 | 2 | 5 | 2 | [13 empty] | 1 | 1 | 4 | 2 | 1 | 1 | 1 |  | 1
SDGE | Boulevard East | 138 | Distributed_Solar |  |  | 0 | 0 | 0 | 0 | 0 | 0 | 0 | 0 | 0 | 1 | 1 | 1 | 1 | [13 empty] | 2 | 1 | 4 | 1 | 3 | 1 | 1 |  | 0
SDGE | Boulevard East | 69 | Distributed_Solar |  |  | 0 | 0 | 0 | 0 | 0 | 0 | 0 | 0 | 0 | 1 | 1 | 1 | 1 | [13 empty] | 2 | 1 | 4 | 1 | 3 | 1+ | 1 |  | 1
PG&E GBA | Brentwood | 230 | Distributed_Solar |  |  | 0 | 2 | 2 | 0 | 2 | 2 | 0 | 0 | 0 | 5 | 2 | 1 | 1 | [13 empty] | 2 | 1 | 4 | 1 | 3 | 1+ | 4 | Reduced to better align with CI | 1
PG&E NGBA | Bridgeville | 115 | Distributed_Solar |  |  | 0 | 0 | 0 | 0 | 0 | 0 | 0 | 0 | 0 | 5 | 2 | 1 | 1 | [13 empty] | 2 | 2 | 4 | 2 | 3 | 1 | 1 |  | 0
PG&E NGBA | Brighton | 115 | Distributed_Solar |  |  | 0 | 0 | 0 | 0 | 0 | 0 | 0 | 0 | 0 | 5 | 2 | 1 | 1 | [13 empty] | 2 | 1 | 2 | 2 | 1 | 1 | 1 |  | 0
PG&E NGBA | Brighton | 230 | Distributed_Solar |  |  | 0 | 0 | 0 | 0 | 0 | 0 | 0 | 0 | 0 | 5 | 2 | 1 | 1 | [13 empty] | 2 | 1 | 2 | 2 | 1 | 1 | 1 |  | 0
PG&E NGBA | Brunswick | 115 | Distributed_Solar |  |  | 0 | 1.9 | 1.9 | 0 | 0 | 0 | 0 | 1.9 | 1.9 | 5 | 2 | 1 | 1 | [13 empty] | 2 | 1 | 4 | 1 | 3 | 1+ | 1 |  | 1
PG&E NGBA | Bucks Creek | 230 | Distributed_Solar |  |  | 0 | 0 | 0 | 0 | 0 | 0 | 0 | 0 | 0 | 5 | 2 | 1 | 1 | [13 empty] | 2 | 2 | 4 | 1 | 3 | 1 | 1 |  | 0
PG&E KERN | Buena Vista | 230 | Distributed_Solar |  |  | 0 | 0 | 0 | 0 | 0 | 0 | 0 | 0 | 0 | 1 | 1 | 1 | 1 | [13 empty] | 2 | 2 | 4 | 2 | 1 | 1+ | 1 |  | 1
PG&E FRESNO | Bullard | 115 | Distributed_Solar |  |  | 0 | 0 | 0 | 0 | 0 | 0 | 0 | 0 | 0 | 5 | 2 | 5 | 2 | [13 empty] | 1 | 1 | 1 | 2 | 2 | 4+ | 1 |  | 1
PG&E GBA | Burlingame | 115 | Distributed_Solar |  |  | 0 | 0 | 0 | 0 | 0 | 0 | 0 | 0 | 0 | 5 | 2 | 1 | 1 | [13 empty] | 2 | 1 | 3 | 1 | 2 | 1 | 1 |  | 0
PG&E NGBA | Burney Forest | 230 | Distributed_Solar |  |  | 0 | 0 | 0 | 0 | 0 | 0 | 0 | 0 | 0 | 5 | 5 | 3 | 3 | [13 empty] | 2 | 2 | 4 | 2 | 3 | 1 | 1 |  | 0
PG&E NGBA | Butte | 115 | Distributed_Solar |  |  | 0 | 0 | 0 | 0 | 0 | 0 | 0 | 0 | 0 | 5 | 2 | 1 | 1 | [13 empty] | 2 | 1 | 4 | 2 | 2 | 1 | 1 |  | 0
PG&E KERN | Cabrillo | 115 | Distributed_Solar |  |  | 0 | 0 | 0 | 0 | 0 | 0 | 0 | 0 | 0 | 1 | 1 | 1 | 1 | [13 empty] | 2 | 2 | 4 | 1 | 3 | 1 | 1 |  | 0
PG&E FRESNO | Cal Flats | 230 | Distributed_Solar |  |  | 0 | 0 | 0 | 0 | 0 | 0 | 0 | 0 | 0 | 1 | 1 | 1 | 1 | [13 empty] | 2 | 2 | 4 | 2 | 2 | 1 | 1 |  | 0
SCE NOL | Calcite | 230 | Distributed_Solar |  |  | 0 | 0 | 0 | 0 | 0 | 0 | 0 | 0 | 0 | 1 | 1 | 1 | 1 | [13 empty] | 2 | 1 | 4 | 1 | 3 | 1 | 1 |  | 0
PG&E KERN | Caliente | 230 | Distributed_Solar |  |  | 0 | 0 | 0 | 0 | 0 | 0 | 0 | 0 | 0 | 1 | 1 | 1 | 1 | [13 empty] | 2 | 1 | 4 | 2 | 2 | 1 | 1 |  | 0
PG&E FRESNO | California Ave | 115 | Distributed_Solar |  |  | 0 | 0 | 0 | 0 | 0 | 0 | 0 | 0 | 0 | 5 | 2 | 5 | 2 | [13 empty] | 1 | 1 | 2 | 2 | 1 | 1 | 1 |  | 0
PG&E KERN | Callender | 115 | Distributed_Solar |  |  | 0 | 0 | 0 | 0 | 0 | 0 | 0 | 0 | 0 | 1 | 1 | 1 | 1 | [13 empty] | 2 | 2 | 4 | 2 | 2 | 1 | 1 |  | 0
PG&E NGBA | Calpella | 115 | Distributed_Solar |  |  | 0 | 4 | 4 | 0 | 4 | 4 | 0 | 0 | 0 | 5 | 5 | 1 | 1 | [13 empty] | 2 | 2 | 4 | 2 | 3 | 4+ | 1 |  | 1
PG&E GBA | Camanche | 230 | Distributed_Solar |  |  | 0 | 0 | 0 | 0 | 0 | 0 | 0 | 0 | 0 | 5 | 2 | 1 | 1 | [13 empty] | 1 | 1 | 4 | 2 | 3 | 1 | 1 |  | 0
SDGE | Cameron | 69 | Distributed_Solar |  |  | 0 | 0.84 | 0.84 | 0 | 0.84 | 0.84 | 0 | 0 | 0 | 1 | 1 | 1 | 1 | [13 empty] | 1 | 1 | 2 | 1 | 1 | 1 | 1 |  | 1
SDGE | Cannon | 69 | Distributed_Solar |  |  | 0 | 0 | 0 | 0 | 0 | 0 | 0 | 0 | 0 | 1 | 1 | 1 | 1 | [13 empty] | 2 | 1 | 1 | 1 | 3 | 1 | 1 |  | 0
PG&E FRESNO | Cantua | 115 | Distributed_Solar |  |  | 0 | 0 | 0 | 0 | 0 | 0 | 0 | 0 | 0 | 1 | 1 | 1 | 1 | [13 empty] | 1 | 1 | 4 | 2 | 1 | 4+ | 1 |  | 1
SDGE | Capistrano | 138 | Distributed_Solar |  |  | 0 | 0 | 0 | 0 | 0 | 0 | 0 | 0 | 0 | 1 | 1 | 1 | 1 | [13 empty] | 1 | 1 | 2 | 1 | 3 | 1 | 1 |  | 0
SDGE | Capistrano | 230 | Distributed_Solar |  |  | 0 | 0 | 0 | 0 | 0 | 0 | 0 | 0 | 0 | 1 | 1 | 1 | 1 | [13 empty] | 1 | 1 | 2 | 1 | 3 | 1 | 1 |  | 0
PG&E NGBA | Carberry | 230 | Distributed_Solar |  |  | 0 | 0 | 0 | 0 | 0 | 0 | 0 | 0 | 0 | 5 | 5 | 3 | 3 | [13 empty] | 2 | 2 | 4 | 2 | 3 | 1 | 1 |  | 0
SCE Eastern | Cardiff | 66 | Distributed_Solar |  |  | 0 | 0 | 0 | 0 | 0 | 0 | 0 | 0 | 0 | 1 | 1 | 1 | 1 | [13 empty] | 1 | 1 | 2 | 1 | 1 | 1 | 1 |  | 0
PG&E NGBA | Caribou | 60 | Distributed_Solar |  |  | 0 | 0 | 0 | 0 | 0 | 0 | 0 | 0 | 0 | 5 | 2 | 1 | 1 | [13 empty] | 2 | 2 | 4 | 1 | 3 | 1 | 1 |  | 0
PG&E NGBA | Caribou | 115 | Distributed_Solar |  |  | 0 | 0 | 0 | 0 | 0 | 0 | 0 | 0 | 0 | 5 | 2 | 1 | 1 | [13 empty] | 2 | 2 | 4 | 1 | 3 | 1 | 1 |  | 0
PG&E NGBA | Caribou | 230 | Distributed_Solar |  |  | 0 | 0 | 0 | 0 | 0 | 0 | 0 | 0 | 0 | 5 | 2 | 1 | 1 | [13 empty] | 2 | 2 | 4 | 1 | 3 | 1 | 1 |  | 0
EOP | Carpenter Canyon (fka Gamebird) | 138 | Distributed_Solar |  |  | 0 | 0 | 0 | 0 | 0 | 0 | 0 | 0 | 0 | 5 | 5 | 1 | 1 | [13 empty] | 2 | 2 | 4 | 1 | 3 | 1 | 1 |  | 0
EOP | Carpenter Canyon (fka Gamebird) | 230 | Distributed_Solar |  |  | 0 | 0 | 0 | 0 | 0 | 0 | 0 | 0 | 0 | 5 | 5 | 1 | 1 | [13 empty] | 2 | 2 | 4 | 1 | 3 | 1 | 1 |  | 0
PG&E NGBA | Carquinez | 115 | Distributed_Solar |  |  | 0 | 0 | 0 | 0 | 0 | 0 | 0 | 0 | 0 | 5 | 5 | 1 | 1 | [13 empty] | 2 | 1 | 2 | 1 | 1 | 1 | 1 |  | 0
SDGE | Carrizo Gorge | 138 | Distributed_Solar |  |  | 0 | 0 | 0 | 0 | 0 | 0 | 0 | 0 | 0 | 1 | 1 | 1 | 1 | [13 empty] | 2 | 1 | 4 | 1 | 3 | 1 | 1 |  | 0
PG&E KERN | Carrizo Plains | 115 | Distributed_Solar |  |  | 0 | 0 | 0 | 0 | 0 | 0 | 0 | 0 | 0 | 1 | 1 | 1 | 1 | [13 empty] | 2 | 1 | 4 | 2 | 2 | 1 | 1 |  | 0
PG&E KERN | Casaloma | 230 | Distributed_Solar |  |  | 0 | 0 | 0 | 0 | 0 | 0 | 0 | 0 | 0 | 1 | 1 | 1 | 1 | [13 empty] | 1 | 1 | 3 | 1 | 1 | 1 | 1 |  | 0
PG&E GBA | Castro Valley | 230 | Distributed_Solar |  |  | 0 | 0 | 0 | 0 | 0 | 0 | 0 | 0 | 0 | 5 | 5 | 1 | 1 | [13 empty] | 2 | 1 | 2 | 1 | 2 | 4+ | 1 |  | 1
PG&E GBA | Cayetano | 230 | Distributed_Solar |  |  | 0 | 0 | 0 | 0 | 0 | 0 | 0 | 0 | 0 | 5 | 2 | 1 | 1 | [13 empty] | 2 | 1 | 3 | 1 | 3 | 1 | 1 |  | 0
SCE Metro | Center | 230 | Distributed_Solar |  |  | 0 | 0 | 0 | 0 | 0 | 0 | 0 | 0 | 0 | 1 | 1 | 1 | 1 | [13 empty] | 1 | 1 | 1 | 1 | 1 | 1 | 1 |  | 0
PG&E KERN | Charca | 115 | Distributed_Solar |  |  | 0 | 4.62 | 4.62 | 0 | 4.62 | 4.62 | 0 | 0 | 0 | 1 | 1 | 1 | 1 | [13 empty] | 1 | 1 | 4 | 1 | 1 | 1+ | 1 |  | 1
EOP | Charleston | 138 | Distributed_Solar |  |  | 0 | 0 | 0 | 0 | 0 | 0 | 0 | 0 | 0 | 5 | 5 | 1 | 1 | [13 empty] | 2 | 2 | 4 | 1 | 3 | 1 | 1 |  | 0
SCE Metro | Chevmain | 230 | Distributed_Solar |  |  | 0 | 0 | 0 | 0 | 0 | 0 | 0 | 0 | 0 | 1 | 1 | 1 | 1 | [13 empty] | 1 | 1 | 1 | 1 | 1 | 1 | 1 |  | 0
SDGE | Chicarita | 138 | Distributed_Solar |  |  | 0 | 0 | 0 | 0 | 0 | 0 | 0 | 0 | 0 | 1 | 1 | 1 | 1 | [13 empty] | 2 | 1 | 3 | 1 | 3 | 1 | 1 |  | 0
SCE Metro | Chino | 230 | Distributed_Solar |  |  | 0 | 0 | 0 | 0 | 0 | 0 | 0 | 0 | 0 | 1 | 1 | 1 | 1 | [13 empty] | 1 | 1 | 1 | 1 | 2 | 1 | 1 |  | 0
PG&E FRESNO | Chowchilla | 115 | Distributed_Solar |  |  | 0 | 7.56 | 7.56 | 0 | 7.56 | 7.56 | 0 | 0 | 0 | 5 | 2 | 5 | 2 | [13 empty] | 1 | 1 | 1 | 2 | 2 | 1+ | 1 |  | 1
PG&E GBA | Christie | 60 | Distributed_Solar |  |  | 0 | 0 | 0 | 0 | 0 | 0 | 0 | 0 | 0 | 5 | 2 | 1 | 1 | [13 empty] | 2 | 1 | 2 | 1 | 2 | 1 | 1 |  | 0
PG&E GBA | Christie | 115 | Distributed_Solar |  |  | 0 | 0 | 0 | 0 | 0 | 0 | 0 | 0 | 0 | 5 | 2 | 1 | 1 | [13 empty] | 2 | 1 | 2 | 1 | 2 | 1 | 1 |  | 0
SCE Eastern | Cielo Azul | 500 | Distributed_Solar |  |  | 0 | 0 | 0 | 0 | 0 | 0 | 0 | 0 | 0 | 5 | 5 | 1 | 1 | [13 empty] | 2 | 2 | 4 | 1 | 3 | 1 | 1 |  | 0
PG&E GBA | Clay | 60 | Distributed_Solar |  |  | 0 | 0 | 0 | 0 | 0 | 0 | 0 | 0 | 0 | 5 | 2 | 1 | 1 | [13 empty] | 2 | 1 | 3 | 1 | 3 | 1+ | 1 |  | 1
PG&E GBA | Clayton | 115 | Distributed_Solar |  |  | 0 | 0 | 0 | 0 | 0 | 0 | 0 | 0 | 0 | 5 | 2 | 1 | 1 | [13 empty] | 2 | 1 | 4 | 1 | 2 | 1 | 1 |  | 0
PG&E NGBA | Cloverdale | 115 | Distributed_Solar |  |  | 0 | 0 | 0 | 0 | 0 | 0 | 0 | 0 | 0 | 5 | 5 | 1 | 1 | [13 empty] | 2 | 2 | 4 | 2 | 3 | 4+ | 1 |  | 1
PG&E FRESNO | Clovis | 115 | Distributed_Solar |  |  | 0 | 0 | 0 | 0 | 0 | 0 | 0 | 0 | 0 | 5 | 2 | 5 | 2 | [13 empty] | 1 | 1 | 2 | 2 | 2 | 1 | 1 |  | 0
PG&E GBA | Coburn | 230 | Distributed_Solar |  |  | 0 | 0 | 0 | 0 | 0 | 0 | 0 | 0 | 0 | 1 | 1 | 1 | 1 | [13 empty] | 2 | 2 | 2 | 2 | 3 | 1 | 1 |  | 0
PG&E GBA | Coburn | 60 | Distributed_Solar |  |  | 0 | 0 | 0 | 0 | 0 | 0 | 0 | 0 | 0 | 1 | 1 | 1 | 1 | [13 empty] | 2 | 2 | 2 | 2 | 3 | 1 | 1 |  | 0
PG&E NGBA | Colgate | 230 | Distributed_Solar |  |  | 0 | 0 | 0 | 0 | 0 | 0 | 0 | 0 | 0 | 5 | 2 | 1 | 1 | [13 empty] | 2 | 1 | 4 | 1 | 3 | 1 | 1 |  | 0
PG&E GBA | Collierville | 230 | Distributed_Solar |  |  | 0 | 0 | 0 | 0 | 0 | 0 | 0 | 0 | 0 | 5 | 2 | 1 | 1 | [13 empty] | 2 | 1 | 4 | 1 | 3 | 1 | 1 |  | 0
PG&E GBA | Collinsville | 230 | Distributed_Solar |  |  | 0 | 0 | 0 | 0 | 0 | 0 | 0 | 0 | 0 | 5 | 2 | 1 | 1 | [13 empty] | 2 | 1 | 3 | 1 | 1 | 1 | 1 |  | 0
PG&E GBA | Collinsville | 500 | Distributed_Solar |  |  | 0 | 0 | 0 | 0 | 0 | 0 | 0 | 0 | 0 | 5 | 2 | 1 | 1 | [13 empty] | 2 | 1 | 3 | 1 | 1 | 1 | 1 |  | 0
SCE Eastern | Colorado River | 230 | Distributed_Solar |  |  | 0 | 0 | 0 | 0 | 0 | 0 | 0 | 0 | 0 | 1 | 1 | 1 | 1 | [13 empty] | 2 | 2 | 3 | 1 | 3 | 1 | 1 |  | 0
SCE Eastern | Colorado River | 500 | Distributed_Solar |  |  | 0 | 0 | 0 | 0 | 0 | 0 | 0 | 0 | 0 | 1 | 1 | 1 | 1 | [13 empty] | 2 | 2 | 3 | 1 | 3 | 1 | 1 |  | 0
PG&E KERN | Columbus | 115 | Distributed_Solar |  |  | 0 | 0 | 0 | 0 | 0 | 0 | 0 | 0 | 0 | 1 | 1 | 1 | 1 | [13 empty] | 1 | 1 | 2 | 1 | 2 | 4+ | 1 |  | 1
PG&E GBA | Contra Costa | 115 | Distributed_Solar |  |  | 0 | 0 | 0 | 0 | 0 | 0 | 0 | 0 | 0 | 5 | 5 | 1 | 1 | [13 empty] | 2 | 1 | 2 | 1 | 2 | 1 | 1 |  | 0
PG&E GBA | Contra Costa | 230 | Distributed_Solar |  |  | 0 | 0 | 0 | 0 | 0 | 0 | 0 | 0 | 0 | 5 | 2 | 1 | 1 | [13 empty] | 2 | 1 | 2 | 1 | 2 | 1 | 4 | Reduced to better align with CI | 1
PG&E GBA | Contra Costa PP | 230 | Distributed_Solar |  |  | 0 | 0 | 0 | 0 | 0 | 0 | 0 | 0 | 0 | 5 | 5 | 1 | 1 | [13 empty] | 2 | 1 | 1 | 1 | 2 | 1 | 1 |  | 0
SCE NOL | Control | 115 | Distributed_Solar |  |  | 0 | 0 | 0 | 0 | 0 | 0 | 0 | 0 | 0 | 5 | 5 | 1 | 1 | [13 empty] | 2 | 2 | 4 | 1 | 3 | 1 | 1 |  | 0
SCE NOL | Control | 55 | Distributed_Solar |  |  | 0 | 0 | 0 | 0 | 0 | 0 | 0 | 0 | 0 | 5 | 5 | 1 | 1 | [13 empty] | 2 | 2 | 4 | 1 | 3 | 1 | 1 |  | 0
PG&E GBA | Cooley Landing | 115 | Distributed_Solar |  |  | 0 | 0 | 0 | 0 | 0 | 0 | 0 | 0 | 0 | 5 | 2 | 1 | 1 | [13 empty] | 2 | 1 | 2 | 1 | 1 | 1 | 1 |  | 0
PG&E GBA | Cooley Landing | 60 | Distributed_Solar |  |  | 0 | 0 | 0 | 0 | 0 | 0 | 0 | 0 | 0 | 1 | 1 | 1 | 1 | [13 empty] | 2 | 1 | 2 | 1 | 1 | 1 | 1 |  | 0
SCE NOL | Coolwater | 230 | Distributed_Solar |  |  | 0 | 0 | 0 | 0 | 0 | 0 | 0 | 0 | 0 | 3 | 3 | 1 | 1 | [13 empty] | 2 | 1 | 2 | 1 | 1 | 1 | 1 |  | 0
SCE NOL | Coolwater | 115 | Distributed_Solar |  |  | 0 | 0 | 0 | 0 | 0 | 0 | 0 | 0 | 0 | 3 | 3 | 1 | 1 | [13 empty] | 2 | 1 | 2 | 1 | 1 | 1+ | 1 |  | 1
PG&E KERN | Copus | 70 | Distributed_Solar |  |  | 0 | 0 | 0 | 0 | 0 | 0 | 0 | 0 | 0 | 1 | 1 | 1 | 1 | [13 empty] | 1 | 1 | 3 | 1 | 1 | 1+ | 1 |  | 1
PG&E FRESNO | Corcoran | 70 | Distributed_Solar |  |  | 0 | 4.5 | 4.5 | 0 | 0 | 0 | 0 | 4.5 | 4.5 | 5 | 2 | 5 | 2 | [13 empty] | 1 | 1 | 4 | 2 | 1 | 4+ | 1 |  | 1
PG&E FRESNO | Corcoran | 115 | Distributed_Solar |  |  | 0 | 0 | 0 | 0 | 0 | 0 | 0 | 0 | 0 | 5 | 2 | 5 | 2 | [13 empty] | 1 | 1 | 4 | 2 | 1 | 1 | 5 | Reduced to better align with CI | 1
PG&E NGBA | Corona | 115 | Distributed_Solar |  |  | 0 | 0 | 0 | 0 | 0 | 0 | 0 | 0 | 0 | 5 | 5 | 1 | 1 | [13 empty] | 2 | 1 | 3 | 2 | 3 | 1+ | 1 |  | 1
PG&E NGBA | Cortina | 230 | Distributed_Solar |  |  | 0 | 0 | 0 | 0 | 0 | 0 | 0 | 0 | 0 | 5 | 5 | 1 | 1 | [13 empty] | 2 | 2 | 4 | 1 | 3 | 1 | 1 |  | 0
PG&E NGBA | Cortina | 115 | Distributed_Solar |  |  | 0 | 0 | 0 | 0 | 0 | 0 | 0 | 0 | 0 | 5 | 5 | 1 | 1 | [13 empty] | 2 | 2 | 4 | 1 | 3 | 4+ | 1 |  | 1
PG&E GBA | Cottle | 230 | Distributed_Solar |  |  | 0 | 0 | 0 | 0 | 0 | 0 | 0 | 0 | 0 | 5 | 2 | 1 | 1 | [13 empty] | 1 | 1 | 3 | 2 | 1 | 4+ | 1 |  | 1
PG&E NGBA | Cottonwood | 115 | Distributed_Solar |  |  | 0 | 0 | 0 | 0 | 0 | 0 | 0 | 0 | 0 | 5 | 2 | 1 | 1 | [13 empty] | 2 | 2 | 3 | 2 | 3 | 1 | 1 |  | 0
PG&E NGBA | Cottonwood | 230 | Distributed_Solar |  |  | 0 | 0 | 0 | 0 | 0 | 0 | 0 | 0 | 0 | 5 | 2 | 1 | 1 | [13 empty] | 2 | 2 | 3 | 2 | 3 | 1 | 1 |  | 0
PG&E NGBA | Cottonwood | 60 | Distributed_Solar |  |  | 0 | 0 | 0 | 0 | 0 | 0 | 0 | 0 | 0 | 5 | 2 | 1 | 1 | [13 empty] | 2 | 2 | 3 | 2 | 3 | 1+ | 1 |  | 1
PG&E NGBA | Cove Road | 230 | Distributed_Solar |  |  | 0 | 0 | 0 | 0 | 0 | 0 | 0 | 0 | 0 | 5 | 2 | 1 | 1 | [13 empty] | 2 | 2 | 4 | 2 | 3 | 1 | 1 |  | 0
PG&E GBA | Coyote | 230 | Distributed_Solar |  |  | 0 | 0 | 0 | 0 | 0 | 0 | 0 | 0 | 0 | 1 | 1 | 1 | 1 | [13 empty] | 2 | 1 | 3 | 2 | 2 | 1 | 1 |  | 0
PG&E GBA | Crazy Horse Canyon | 115 | Distributed_Solar |  |  | 0 | 0 | 0 | 0 | 0 | 0 | 0 | 0 | 0 | 1 | 1 | 1 | 1 | [13 empty] | 2 | 2 | 4 | 2 | 3 | 1 | 1 |  | 0
SDGE | Creelman | 69 | Distributed_Solar |  |  | 0 | 0 | 0 | 0 | 0 | 0 | 0 | 0 | 0 | 1 | 1 | 1 | 1 | [13 empty] | 2 | 1 | 4 | 1 | 3 | 1 | 1 |  | 0
PG&E FRESNO | Crescent | 70 | Distributed_Solar |  |  | 0 | 0 | 0 | 0 | 0 | 0 | 0 | 0 | 0 | 5 | 2 | 1 | 1 | [13 empty] | 1 | 1 | 3 | 2 | 1 | 1 | 1 |  | 0
PG&E FRESNO | Cressey | 115 | Distributed_Solar |  |  | 0 | 0 | 0 | 0 | 0 | 0 | 0 | 0 | 0 | 5 | 2 | 5 | 2 | [13 empty] | 1 | 1 | 3 | 2 | 1 | 1+ | 1 |  | 1
PG&E NGBA | Cresta | 230 | Distributed_Solar |  |  | 0 | 0 | 0 | 0 | 0 | 0 | 0 | 0 | 0 | 5 | 2 | 1 | 1 | [13 empty] | 2 | 1 | 4 | 2 | 3 | 1 | 1 |  | 0
SDGE | Crestwood | 69 | Distributed_Solar |  |  | 0 | 0 | 0 | 0 | 0 | 0 | 0 | 0 | 0 | 1 | 1 | 1 | 1 | [13 empty] | 2 | 1 | 4 | 1 | 3 | 1 | 1 |  | 0
PG&E GBA | Crow Creek | 60 | Distributed_Solar |  |  | 0 | 0 | 0 | 0 | 0 | 0 | 0 | 0 | 0 | 5 | 2 | 1 | 1 | [13 empty] | 1 | 1 | 4 | 2 | 1 | 1 | 1 |  | 0
PG&E GBA | Crows Landing | 60 | Distributed_Solar |  |  | 0 | 0 | 0 | 0 | 0 | 0 | 0 | 0 | 0 | 5 | 2 | 1 | 1 | [13 empty] | 1 | 1 | 4 | 2 | 1 | 1+ | 1 |  | 1
PG&E GBA | Curtis | 115 | Distributed_Solar |  |  | 0 | 0 | 0 | 0 | 0 | 0 | 0 | 0 | 0 | 5 | 2 | 1 | 1 | [13 empty] | 2 | 1 | 4 | 1 | 3 | 1 | 1 |  | 0
PG&E FRESNO | Dairyland | 115 | Distributed_Solar |  |  | 0 | 5 | 5 | 0 | 0 | 0 | 0 | 5 | 5 | 5 | 2 | 5 | 2 | [13 empty] | 1 | 1 | 3 | 2 | 1 | 1 | 1 |  | 1
PG&E NGBA | Davis | 115 | Distributed_Solar |  |  | 0 | 0 | 0 | 0 | 0 | 0 | 0 | 0 | 0 | 5 | 5 | 1 | 1 | [13 empty] | 2 | 1 | 4 | 2 | 3 | 4+ | 1 |  | 1
SCE Metro | Del Amo | 500 | Distributed_Solar |  |  | 0 | 0 | 0 | 0 | 0 | 0 | 0 | 0 | 0 | 1 | 1 | 1 | 1 | [13 empty] | 1 | 1 | 3 | 1 | 2 | 1 | 1 |  | 0
SCE Metro | Del Amo | 230 | Distributed_Solar |  |  | 0 | 0 | 0 | 0 | 0 | 0 | 0 | 0 | 0 | 1 | 1 | 1 | 1 | [13 empty] | 1 | 1 | 3 | 1 | 2 | 1 | 1 |  | 0
SCE Eastern | Delaney | 500 | Distributed_Solar |  |  | 0 | 0 | 0 | 0 | 0 | 0 | 0 | 0 | 0 | 5 | 5 | 1 | 1 | [13 empty] | 2 | 1 | 4 | 2 | 3 | 1 | 1 |  | 0
PG&E NGBA | Delevan | 230 | Distributed_Solar |  |  | 0 | 0 | 0 | 0 | 0 | 0 | 0 | 0 | 0 | 5 | 5 | 1 | 1 | [13 empty] | 2 | 2 | 1 | 1 | 3 | 1 | 1 |  | 0
PG&E GBA | Delta PP | 230 | Distributed_Solar |  |  | 0 | 0 | 0 | 0 | 0 | 0 | 0 | 0 | 0 | 5 | 2 | 1 | 1 | [13 empty] | 2 | 1 | 3 | 1 | 2 | 1 | 1 |  | 0
EOP | Desert View | 230 | Distributed_Solar |  |  | 0 | 0 | 0 | 0 | 0 | 0 | 0 | 0 | 0 | 5 | 5 | 1 | 1 | [13 empty] | 2 | 1 | 4 | 1 | 3 | 1 | 1 |  | 0
SCE Eastern | Devers | 230 | Distributed_Solar |  |  | 0 | 0 | 0 | 0 | 0 | 0 | 0 | 0 | 0 | 1 | 1 | 1 | 1 | [13 empty] | 2 | 1 | 1 | 1 | 3 | 4+ | 1 |  | 1
SCE Eastern | Devers | 500 | Distributed_Solar |  |  | 0 | 0 | 0 | 0 | 0 | 0 | 0 | 0 | 0 | 1 | 1 | 1 | 1 | [13 empty] | 2 | 1 | 1 | 1 | 3 | 1 | 1 |  | 0
PG&E KERN | Diablo Canyon | 230 | Distributed_Solar |  |  | 0 | 0 | 0 | 0 | 0 | 0 | 0 | 0 | 0 | 1 | 1 | 1 | 1 | [13 empty] | 2 | 2 | 4 | 2 | 3 | 1 | 1 |  | 0
PG&E KERN | Diablo Canyon | 500 | Distributed_Solar |  |  | 0 | 0 | 0 | 0 | 0 | 0 | 0 | 0 | 0 | 1 | 1 | 1 | 1 | [13 empty] | 2 | 2 | 4 | 2 | 3 | 1 | 1 |  | 0
PG&E KERN | Divide | 115 | Distributed_Solar |  |  | 0 | 0 | 0 | 0 | 0 | 0 | 0 | 0 | 0 | 1 | 1 | 1 | 1 | [13 empty] | 2 | 2 | 4 | 1 | 2 | 1 | 1 |  | 0
PG&E GBA | Dixon Landing | 115 | Distributed_Solar |  |  | 0 | 2.3 | 2.3 | 0 | 0 | 0 | 0 | 2.3 | 2.3 | 1 | 1 | 1 | 1 | [13 empty] | 2 | 1 | 2 | 1 | 2 | 1 | 1 |  | 1
PG&E FRESNO | Dos Amigos | 230 | Distributed_Solar |  |  | 0 | 3 | 3 | 0 | 3 | 3 | 0 | 0 | 0 | 1 | 1 | 1 | 1 | [13 empty] | 1 | 1 | 4 | 2 | 1 | 1 | 1 |  | 1
PG&E NGBA | Drum | 115 | Distributed_Solar |  |  | 0 | 0 | 0 | 0 | 0 | 0 | 0 | 0 | 0 | 5 | 2 | 1 | 1 | [13 empty] | 2 | 1 | 4 | 2 | 3 | 1 | 1 |  | 0
PG&E GBA | Dumbarton | 115 | Distributed_Solar |  |  | 0 | 5 | 5 | 0 | 0 | 0 | 0 | 5 | 5 | 5 | 2 | 1 | 1 | [13 empty] | 2 | 1 | 3 | 1 | 2 | 3+ | 1 |  | 1
SCE NOL | Dunn Siding | 115 | Distributed_Solar |  |  | 0 | 0 | 0 | 0 | 0 | 0 | 0 | 0 | 0 | 3 | 3 | 1 | 1 | [13 empty] | 2 | 1 | 4 | 1 | 1 | 1 | 1 |  | 0
SCE Eastern | Eagle Mountain | 230 | Distributed_Solar |  |  | 0 | 0 | 0 | 0 | 0 | 0 | 0 | 0 | 0 | 5 | 5 | 3 | 3 | [13 empty] | 2 | 2 | 4 | 1 | 3 | 1 | 1 |  | 0
PG&E NGBA | Eagle Rock (PGE) | 60 | Distributed_Solar |  |  | 0 | 0 | 0 | 0 | 0 | 0 | 0 | 0 | 0 | 5 | 5 | 1 | 1 | [13 empty] | 2 | 2 | 4 | 2 | 3 | 1 | 1 |  | 0
PG&E NGBA | Eagle Rock (PGE) | 115 | Distributed_Solar |  |  | 0 | 0 | 0 | 0 | 0 | 0 | 0 | 0 | 0 | 5 | 5 | 1 | 1 | [13 empty] | 2 | 2 | 4 | 2 | 3 | 1 | 1 |  | 0
SCE Metro | Eagle Rock (SCE) | 230 | Distributed_Solar |  |  | 0 | 0 | 0 | 0 | 0 | 0 | 0 | 0 | 0 | 1 | 1 | 1 | 1 | [13 empty] | 1 | 1 | 2 | 1 | 2 | 1 | 1 |  | 0
PG&E NGBA | East Marysville | 115 | Distributed_Solar |  |  | 0 | 0 | 0 | 0 | 0 | 0 | 0 | 0 | 0 | 5 | 2 | 1 | 1 | [13 empty] | 2 | 2 | 2 | 1 | 2 | 1 | 1 |  | 0
PG&E NGBA | East Nicolaus | 115 | Distributed_Solar |  |  | 0 | 0 | 0 | 0 | 0 | 0 | 0 | 0 | 0 | 5 | 2 | 1 | 1 | [13 empty] | 2 | 1 | 4 | 1 | 3 | 1 | 1 |  | 0
PG&E NGBA | East Nicolaus | 60 | Distributed_Solar |  |  | 0 | 0 | 0 | 0 | 0 | 0 | 0 | 0 | 0 | 5 | 2 | 1 | 1 | [13 empty] | 2 | 1 | 4 | 1 | 3 | 1+ | 1 |  | 1
PG&E GBA | Eastshore | 115 | Distributed_Solar |  |  | 0 | 0 | 0 | 0 | 0 | 0 | 0 | 0 | 0 | 5 | 2 | 1 | 1 | [13 empty] | 2 | 1 | 2 | 1 | 1 | 1 | 1 |  | 0
PG&E GBA | Eastshore | 230 | Distributed_Solar |  |  | 0 | 0 | 0 | 0 | 0 | 0 | 0 | 0 | 0 | 5 | 2 | 1 | 1 | [13 empty] | 2 | 1 | 2 | 1 | 1 | 1 | 1 |  | 0
SDGE | ECO | 138 | Distributed_Solar |  |  | 0 | 0 | 0 | 0 | 0 | 0 | 0 | 0 | 0 | 1 | 1 | 1 | 1 | [13 empty] | 2 | 1 | 4 | 1 | 3 | 1 | 1 |  | 0
SDGE | ECO | 230 | Distributed_Solar |  |  | 0 | 0 | 0 | 0 | 0 | 0 | 0 | 0 | 0 | 1 | 1 | 1 | 1 | [13 empty] | 2 | 1 | 4 | 1 | 3 | 1 | 1 |  | 0
SDGE | ECO | 500 | Distributed_Solar |  |  | 0 | 0 | 0 | 0 | 0 | 0 | 0 | 0 | 0 | 1 | 1 | 1 | 1 | [13 empty] | 2 | 1 | 4 | 1 | 3 | 1 | 1 |  | 0
PG&E GBA | Edenvale | 115 | Distributed_Solar |  |  | 0 | 0 | 0 | 0 | 0 | 0 | 0 | 0 | 0 | 1 | 1 | 1 | 1 | [13 empty] | 2 | 1 | 2 | 2 | 2 | 1 | 1 |  | 0
PG&E GBA | Edes | 115 | Distributed_Solar |  |  | 0 | 1.7 | 1.7 | 0 | 0 | 0 | 0 | 1.7 | 1.7 | 5 | 2 | 1 | 1 | [13 empty] | 2 | 1 | 3 | 1 | 1 | 1 | 1 |  | 1
PG&E GBA | Eight Mile | 230 | Distributed_Solar |  |  | 0 | 0 | 0 | 0 | 0 | 0 | 0 | 0 | 0 | 5 | 2 | 1 | 1 | [13 empty] | 1 | 1 | 2 | 2 | 1 | 1 | 1 |  | 0
SDGE | El Cajon | 69 | Distributed_Solar |  |  | 0 | 0 | 0 | 0 | 0 | 0 | 0 | 0 | 0 | 1 | 1 | 1 | 1 | [13 empty] | 2 | 1 | 2 | 1 | 1 | 1 | 1 |  | 0
SCE Eastern | El Casco | 230 | Distributed_Solar |  |  | 0 | 0 | 0 | 0 | 0 | 0 | 0 | 0 | 0 | 1 | 1 | 1 | 1 | [13 empty] | 1 | 1 | 4 | 1 | 2 | 1 | 1 |  | 0
PG&E GBA | El Cerrito G | 115 | Distributed_Solar |  |  | 0 | 0 | 0 | 0 | 0 | 0 | 0 | 0 | 0 | 5 | 2 | 1 | 1 | [13 empty] | 2 | 1 | 2 | 1 | 2 | 1 | 1 |  | 0
PG&E NGBA | El Dorado PH | 115 | Distributed_Solar |  |  | 0 | 0 | 0 | 0 | 0 | 0 | 0 | 0 | 0 | 5 | 2 | 1 | 1 | [13 empty] | 2 | 1 | 4 | 2 | 3 | 1 | 1 |  | 0
PG&E FRESNO | El Nido (PGE) | 115 | Distributed_Solar |  |  | 0 | 3 | 3 | 0 | 3 | 3 | 0 | 0 | 0 | 5 | 2 | 1 | 1 | [13 empty] | 1 | 1 | 4 | 2 | 1 | 1 | 1 |  | 1
SCE Metro | El Nido (SCE) | 230 | Distributed_Solar |  |  | 0 | 0 | 0 | 0 | 0 | 0 | 0 | 0 | 0 | 1 | 1 | 1 | 1 | [13 empty] | 1 | 1 | 2 | 1 | 2 | 1 | 1 |  | 0
PG&E GBA | El Patio | 115 | Distributed_Solar |  |  | 0 | 0 | 0 | 0 | 0 | 0 | 0 | 0 | 0 | 1 | 1 | 1 | 1 | [13 empty] | 2 | 1 | 3 | 2 | 2 | 4+ | 1 |  | 1
SCE Metro | El Segundo | 230 | Distributed_Solar |  |  | 0 | 0 | 0 | 0 | 0 | 0 | 0 | 0 | 0 | 1 | 1 | 1 | 1 | [13 empty] | 1 | 1 | 1 | 1 | 1 | 1 | 1 |  | 0
EOP | Eldorado | 230 | Distributed_Solar |  |  | 0 | 0 | 0 | 0 | 0 | 0 | 0 | 0 | 0 | 5 | 5 | 1 | 1 | [13 empty] | 2 | 2 | 2 | 1 | 3 | 1 | 1 |  | 0
EOP | Eldorado | 500 | Distributed_Solar |  |  | 0 | 0 | 0 | 0 | 0 | 0 | 0 | 0 | 0 | 5 | 5 | 1 | 1 | [13 empty] | 2 | 2 | 2 | 1 | 3 | 1 | 1 |  | 0
SCE Northern | Elizabeth Lake | 66 | Distributed_Solar |  |  | 0 | 0 | 0 | 0 | 0 | 0 | 0 | 0 | 0 | 5 | 5 | 1 | 1 | [13 empty] | 1 | 1 | 3 | 1 | 3 | 1 | 1 |  | 0
PG&E KERN | Elk Hills | 230 | Distributed_Solar |  |  | 0 | 5.25 | 5.25 | 0 | 0 | 0 | 0 | 5.25 | 5.25 | 1 | 1 | 1 | 1 | [13 empty] | 1 | 1 | 3 | 1 | 1 | 1 | 1 |  | 1
SDGE | Elliot | 69 | Distributed_Solar |  |  | 0 | 0 | 0 | 0 | 0 | 0 | 0 | 0 | 0 | 1 | 1 | 1 | 1 | [13 empty] | 2 | 1 | 2 | 1 | 2 | 1 | 1 |  | 0
SCE Metro | Ellis | 230 | Distributed_Solar |  |  | 0 | 0 | 0 | 0 | 0 | 0 | 0 | 0 | 0 | 1 | 1 | 1 | 1 | [13 empty] | 1 | 1 | 2 | 1 | 2 | 1 | 1 |  | 0
SDGE | Encina | 138 | Distributed_Solar |  |  | 0 | 0 | 0 | 0 | 0 | 0 | 0 | 0 | 0 | 1 | 1 | 1 | 1 | [13 empty] | 2 | 1 | 1 | 1 | 3 | 1 | 1 |  | 0
SDGE | Encina | 230 | Distributed_Solar |  |  | 0 | 0 | 0 | 0 | 0 | 0 | 0 | 0 | 0 | 1 | 1 | 1 | 1 | [13 empty] | 2 | 1 | 1 | 1 | 3 | 1 | 1 |  | 0
SDGE | Escondido | 230 | Distributed_Solar |  |  | 0 | 0 | 0 | 0 | 0 | 0 | 0 | 0 | 0 | 1 | 1 | 1 | 1 | [13 empty] | 2 | 1 | 1 | 1 | 3 | 1 | 1 |  | 0
SDGE | Escondido | 69 | Distributed_Solar |  |  | 0 | 0 | 0 | 0 | 0 | 0 | 0 | 0 | 0 | 1 | 1 | 1 | 1 | [13 empty] | 2 | 1 | 1 | 1 | 3 | 1 | 1 |  | 0
PG&E KERN | Estrella | 230 | Distributed_Solar |  |  | 0 | 0 | 0 | 0 | 0 | 0 | 0 | 0 | 0 | 1 | 1 | 1 | 1 | [13 empty] | 2 | 2 | 4 | 2 | 3 | 1 | 1 |  | 0
SCE Eastern | Etiwanda | 230 | Distributed_Solar |  |  | 0 | 0 | 0 | 0 | 0 | 0 | 0 | 0 | 0 | 1 | 1 | 1 | 1 | [13 empty] | 1 | 1 | 2 | 1 | 1 | 1 | 1 |  | 0
PG&E GBA | Evergreen | 115 | Distributed_Solar |  |  | 0 | 0 | 0 | 0 | 0 | 0 | 0 | 0 | 0 | 1 | 1 | 1 | 1 | [13 empty] | 2 | 1 | 2 | 2 | 2 | 1 | 1 |  | 0
PG&E GBA | Evergreen | 60 | Distributed_Solar |  |  | 0 | 0 | 0 | 0 | 0 | 0 | 0 | 0 | 0 | 1 | 1 | 1 | 1 | [13 empty] | 2 | 1 | 2 | 2 | 2 | 1 | 1 |  | 0
PG&E FRESNO | Excelsior | 115 | Distributed_Solar |  |  | 0 | 0 | 0 | 0 | 0 | 0 | 0 | 0 | 0 | 5 | 2 | 1 | 1 | [13 empty] | 1 | 1 | 4 | 2 | 1 | 1 | 1 |  | 0
PG&E FRESNO | Exchequer | 115 | Distributed_Solar |  |  | 0 | 0 | 0 | 0 | 0 | 0 | 0 | 0 | 0 | 5 | 2 | 5 | 2 | [13 empty] | 2 | 1 | 4 | 1 | 2 | 1 | 1 |  | 0
PG&E KERN | Fairway | 115 | Distributed_Solar |  |  | 0 | 0 | 0 | 0 | 0 | 0 | 0 | 0 | 0 | 1 | 1 | 1 | 1 | [13 empty] | 2 | 2 | 3 | 1 | 2 | 4+ | 1 |  | 1
PG&E KERN | Famoso | 115 | Distributed_Solar |  |  | 0 | 4 | 4 | 0 | 0 | 0 | 0 | 4 | 4 | 1 | 1 | 1 | 1 | [13 empty] | 1 | 1 | 4 | 1 | 1 | 4+ | 3 |  | 1
PG&E NGBA | Fern Road | 500 | Distributed_Solar |  |  | 0 | 0 | 0 | 0 | 0 | 0 | 0 | 0 | 0 | 5 | 2 | 1 | 1 | [13 empty] | 2 | 2 | 4 | 2 | 3 | 1 | 1 |  | 0
PG&E GBA | Fibreboard (SPI Sonora) | 115 | Distributed_Solar |  |  | 0 | 0 | 0 | 0 | 0 | 0 | 0 | 0 | 0 | 5 | 2 | 1 | 1 | [13 empty] | 2 | 1 | 2 | 1 | 2 | 1 | 1 |  | 0
PG&E FRESNO | Figarden | 230 | Distributed_Solar |  |  | 0 | 0 | 0 | 0 | 0 | 0 | 0 | 0 | 0 | 5 | 2 | 5 | 2 | [13 empty] | 1 | 1 | 3 | 2 | 2 | 1 | 1 |  | 0
PG&E FRESNO | Fink | 230 | Distributed_Solar |  |  | 0 | 0 | 0 | 0 | 0 | 0 | 0 | 0 | 0 | 1 | 1 | 1 | 1 | [13 empty] | 1 | 1 | 4 | 2 | 1 | 1 | 1 |  | 0
PG&E NGBA | Fitch Mountain | 60 | Distributed_Solar |  |  | 0 | 0 | 0 | 0 | 0 | 0 | 0 | 0 | 0 | 5 | 5 | 1 | 1 | [13 empty] | 2 | 2 | 4 | 2 | 3 | 1 | 1 |  | 0
PG&E GBA | FMC | 115 | Distributed_Solar |  |  | 0 | 0 | 0 | 0 | 0 | 0 | 0 | 0 | 0 | 1 | 1 | 1 | 1 | [13 empty] | 2 | 1 | 2 | 2 | 2 | 4+ | 1 |  | 1
PG&E GBA | Fremont | 115 | Distributed_Solar |  |  | 0 | 0 | 0 | 0 | 0 | 0 | 0 | 0 | 0 | 1 | 1 | 1 | 1 | [13 empty] | 2 | 1 | 3 | 1 | 2 | 1 | 1 |  | 0
PG&E GBA | French Camp | 60 | Distributed_Solar |  |  | 0 | 0 | 0 | 0 | 0 | 0 | 0 | 0 | 0 | 5 | 2 | 1 | 1 | [13 empty] | 1 | 1 | 3 | 2 | 1 | 4+ | 1 |  | 1
PG&E GBA | Frogtown | 115 | Distributed_Solar |  |  | 0 | 0 | 0 | 0 | 0 | 0 | 0 | 0 | 0 | 5 | 2 | 1 | 1 | [13 empty] | 2 | 1 | 4 | 1 | 3 | 1 | 1 |  | 0
PG&E NGBA | Fulton | 115 | Distributed_Solar |  |  | 0 | 0 | 0 | 0 | 0 | 0 | 0 | 0 | 0 | 5 | 5 | 1 | 1 | [13 empty] | 2 | 1 | 3 | 2 | 2 | 1 | 1 |  | 0
PG&E NGBA | Fulton | 230 | Distributed_Solar |  |  | 0 | 0 | 0 | 0 | 0 | 0 | 0 | 0 | 0 | 5 | 5 | 1 | 1 | [13 empty] | 2 | 1 | 3 | 2 | 2 | 1 | 1 |  | 0
PG&E NGBA | Fulton | 60 | Distributed_Solar |  |  | 0 | 0 | 0 | 0 | 0 | 0 | 0 | 0 | 0 | 5 | 5 | 1 | 1 | [13 empty] | 2 | 1 | 3 | 2 | 2 | 1 | 1 |  | 0
PG&E KERN | Ganso | 115 | Distributed_Solar |  |  | 0 | 1.5 | 1.5 | 0 | 0 | 0 | 0 | 1.5 | 1.5 | 1 | 1 | 1 | 1 | [13 empty] | 1 | 1 | 3 | 1 | 1 | 1+ | 1 |  | 1
PG&E FRESNO | Gates | 230 | Distributed_Solar |  |  | 0 | 3 | 3 | 0 | 3 | 3 | 0 | 0 | 0 | 1 | 1 | 1 | 1 | [13 empty] | 1 | 1 | 3 | 2 | 1 | 4+ | 5 | Reduced to align with in-dev only given voltage of bus and small MW amounts | 1
PG&E FRESNO | Gates | 500 | Distributed_Solar |  |  | 0 | 0 | 0 | 0 | 0 | 0 | 0 | 0 | 0 | 1 | 1 | 1 | 1 | [13 empty] | 1 | 1 | 3 | 2 | 1 | 1 | 1 |  | 0
PG&E NGBA | Geysers 12 | 230 | Distributed_Solar |  |  | 0 | 0 | 0 | 0 | 0 | 0 | 0 | 0 | 0 | 5 | 5 | 1 | 1 | [13 empty] | 2 | 2 | 4 | 2 | 3 | 1 | 1 |  | 0
PG&E NGBA | Geysers 17 | 230 | Distributed_Solar |  |  | 0 | 0 | 0 | 0 | 0 | 0 | 0 | 0 | 0 | 5 | 5 | 1 | 1 | [13 empty] | 2 | 2 | 4 | 2 | 3 | 1 | 1 |  | 0
PG&E NGBA | Geysers 3 | 115 | Distributed_Solar |  |  | 0 | 0 | 0 | 0 | 0 | 0 | 0 | 0 | 0 | 5 | 5 | 1 | 1 | [13 empty] | 2 | 2 | 4 | 2 | 3 | 1 | 1 |  | 0
PG&E NGBA | Glenn | 230 | Distributed_Solar |  |  | 0 | 0 | 0 | 0 | 0 | 0 | 0 | 0 | 0 | 5 | 2 | 1 | 1 | [13 empty] | 2 | 2 | 4 | 1 | 3 | 1 | 1 |  | 0
PG&E NGBA | Glenn | 60 | Distributed_Solar |  |  | 0 | 0 | 0 | 0 | 0 | 0 | 0 | 0 | 0 | 5 | 2 | 1 | 1 | [13 empty] | 2 | 2 | 4 | 1 | 3 | 1 | 1 |  | 0
PG&E NGBA | Gold Hill | 115 | Distributed_Solar |  |  | 0 | 0 | 0 | 0 | 0 | 0 | 0 | 0 | 0 | 5 | 2 | 1 | 1 | [13 empty] | 2 | 1 | 4 | 2 | 3 | 1 | 1 |  | 0
PG&E NGBA | Gold Hill | 230 | Distributed_Solar |  |  | 0 | 0 | 0 | 0 | 0 | 0 | 0 | 0 | 0 | 5 | 2 | 1 | 1 | [13 empty] | 2 | 1 | 4 | 2 | 3 | 1 | 1 |  | 0
SCE Northern | Goleta | 230 | Distributed_Solar |  |  | 0 | 0 | 0 | 0 | 0 | 0 | 0 | 0 | 0 | 5 | 5 | 1 | 1 | [13 empty] | 2 | 2 | 2 | 1 | 2 | 1 | 1 |  | 0
SCE Metro | Goodrich | 230 | Distributed_Solar |  |  | 0 | 0 | 0 | 0 | 0 | 0 | 0 | 0 | 0 | 1 | 1 | 1 | 1 | [13 empty] | 1 | 1 | 3 | 1 | 2 | 1 | 1 |  | 0
PG&E KERN | Goose Lake | 115 | Distributed_Solar |  |  | 0 | 0 | 0 | 0 | 0 | 0 | 0 | 0 | 0 | 1 | 1 | 1 | 1 | [13 empty] | 1 | 1 | 2 | 1 | 1 | 4+ | 1 |  | 1
SCE Metro | Gould | 230 | Distributed_Solar |  |  | 0 | 0 | 0 | 0 | 0 | 0 | 0 | 0 | 0 | 1 | 1 | 1 | 1 | [13 empty] | 1 | 1 | 4 | 1 | 2 | 1 | 1 |  | 0
PG&E NGBA | Grand Island | 115 | Distributed_Solar |  |  | 0 | 2.73 | 2.73 | 0 | 2.73 | 2.73 | 0 | 0 | 0 | 5 | 2 | 1 | 1 | [13 empty] | 2 | 1 | 4 | 2 | 2 | 1 | 1 |  | 1
SDGE | Granite | 69 | Distributed_Solar |  |  | 0 | 0 | 0 | 0 | 0 | 0 | 0 | 0 | 0 | 1 | 1 | 1 | 1 | [13 empty] | 2 | 1 | 2 | 2 | 2 | 1 | 1 |  | 0
PG&E GBA | Grant | 115 | Distributed_Solar |  |  | 0 | 0 | 0 | 0 | 0 | 0 | 0 | 0 | 0 | 5 | 2 | 1 | 1 | [13 empty] | 2 | 1 | 2 | 1 | 2 | 4+ | 1 |  | 1
PG&E GBA | Green Valley | 115 | Distributed_Solar |  |  | 0 | 0 | 0 | 0 | 0 | 0 | 0 | 0 | 0 | 1 | 1 | 1 | 1 | [13 empty] | 2 | 2 | 3 | 2 | 2 | 1 | 1 |  | 0
PG&E NGBA | Greenleaf 1 | 115 | Distributed_Solar |  |  | 0 | 0 | 0 | 0 | 0 | 0 | 0 | 0 | 0 | 5 | 2 | 1 | 1 | [13 empty] | 2 | 2 | 1 | 1 | 3 | 1 | 1 |  | 0
PG&E FRESNO | Gregg | 230 | Distributed_Solar |  |  | 0 | 0 | 0 | 0 | 0 | 0 | 0 | 0 | 0 | 5 | 2 | 5 | 2 | [13 empty] | 1 | 1 | 3 | 2 | 1 | 1 | 1 |  | 0
PG&E FRESNO | Grimmway-Malaga | 115 | Distributed_Solar |  |  | 0 | 0 | 0 | 0 | 0 | 0 | 0 | 0 | 0 | 5 | 2 | 1 | 1 | [13 empty] | 1 | 1 | 2 | 1 | 1 | 1 | 5 | Reduced to better align with CI | 1
PG&E NGBA | Grizzly | 230 | Distributed_Solar |  |  | 0 | 0 | 0 | 0 | 0 | 0 | 0 | 0 | 0 | 5 | 2 | 1 | 1 | [13 empty] | 2 | 2 | 4 | 1 | 3 | 1 | 1 |  | 0
PG&E FRESNO | Guernsey | 70 | Distributed_Solar |  |  | 0 | 7.5 | 7.5 | 0 | 0 | 0 | 0 | 7.5 | 7.5 | 5 | 2 | 1 | 1 | [13 empty] | 1 | 1 | 3 | 2 | 1 | 1 | 1 |  | 1
PG&E FRESNO | GWF Hanford | 115 | Distributed_Solar |  |  | 0 | 0 | 0 | 0 | 0 | 0 | 0 | 0 | 0 | 5 | 2 | 5 | 2 | [13 empty] | 2 | 1 | 2 | 1 | 1 | 1 | 1 |  | 0
PG&E FRESNO | Haas | 230 | Distributed_Solar |  |  | 0 | 0 | 0 | 0 | 0 | 0 | 0 | 0 | 0 | 5 | 2 | 1 | 1 | [13 empty] | 1 | 1 | 4 | 2 | 3 | 1 | 1 |  | 0
PG&E FRESNO | Hammonds | 115 | Distributed_Solar |  |  | 0 | 0 | 0 | 0 | 0 | 0 | 0 | 0 | 0 | 1 | 1 | 1 | 1 | [13 empty] | 1 | 1 | 2 | 2 | 1 | 1 | 1 |  | 0
SCE Metro | HarborGen | 230 | Distributed_Solar |  |  | 0 | 0 | 0 | 0 | 0 | 0 | 0 | 0 | 0 | 1 | 1 | 1 | 1 | [13 empty] | 1 | 1 | 2 | 1 | 1 | 1 | 1 |  | 0
PG&E NGBA | Harris | 60 | Distributed_Solar |  |  | 0 | 0 | 0 | 0 | 0 | 0 | 0 | 0 | 0 | 5 | 2 | 1 | 1 | [13 empty] | 2 | 2 | 2 | 2 | 3 | 1 | 1 |  | 0
EOP | Harry Allen | 500 | Distributed_Solar |  |  | 0 | 0 | 0 | 0 | 0 | 0 | 0 | 0 | 0 | 5 | 5 | 1 | 1 | [13 empty] | 2 | 2 | 4 | 1 | 3 | 1 | 1 |  | 0
PG&E NGBA | Hartley | 60 | Distributed_Solar |  |  | 0 | 0 | 0 | 0 | 0 | 0 | 0 | 0 | 0 | 5 | 5 | 1 | 1 | [13 empty] | 2 | 2 | 4 | 2 | 3 | 1+ | 1 |  | 1
SCE NOL | Harvard | 115 | Distributed_Solar |  |  | 0 | 0 | 0 | 0 | 0 | 0 | 0 | 0 | 0 | 3 | 3 | 1 | 1 | [13 empty] | 2 | 1 | 4 | 1 | 1 | 1 | 1 |  | 0
SDGE | Hassayampa | 500 | Distributed_Solar |  |  | 0 | 0 | 0 | 0 | 0 | 0 | 0 | 0 | 0 | 5 | 5 | 1 | 1 | [13 empty] | 2 | 1 | 4 | 2 | 3 | 1 | 1 |  | 0
PG&E FRESNO | Helm | 230 | Distributed_Solar |  |  | 0 | 0 | 0 | 0 | 0 | 0 | 0 | 0 | 0 | 5 | 2 | 1 | 1 | [13 empty] | 1 | 1 | 2 | 2 | 1 | 1 | 1 |  | 0
PG&E FRESNO | Helm | 70 | Distributed_Solar |  |  | 0 | 0 | 0 | 0 | 0 | 0 | 0 | 0 | 0 | 1 | 1 | 1 | 1 | [13 empty] | 1 | 1 | 2 | 2 | 1 | 4+ | 1 |  | 1
PG&E FRESNO | Henrietta | 115 | Distributed_Solar |  |  | 0 | 0 | 0 | 0 | 0 | 0 | 0 | 0 | 0 | 1 | 1 | 1 | 1 | [13 empty] | 1 | 1 | 1 | 2 | 1 | 1 | 1 |  | 0
PG&E FRESNO | Henrietta | 230 | Distributed_Solar |  |  | 0 | 0 | 0 | 0 | 0 | 0 | 0 | 0 | 0 | 1 | 1 | 1 | 1 | [13 empty] | 1 | 1 | 1 | 2 | 1 | 1 | 4 | Reduced to better align with CI | 1
PG&E FRESNO | Henrietta | 70 | Distributed_Solar |  |  | 0 | 3 | 3 | 0 | 3 | 3 | 0 | 0 | 0 | 5 | 2 | 1 | 1 | [13 empty] | 1 | 1 | 1 | 2 | 1 | 1 | 1 |  | 1
PG&E FRESNO | Herndon | 115 | Distributed_Solar |  |  | 0 | 0 | 0 | 0 | 0 | 0 | 0 | 0 | 0 | 5 | 2 | 5 | 2 | [13 empty] | 1 | 1 | 3 | 2 | 1 | 1 | 1 |  | 0
PG&E FRESNO | Herndon | 230 | Distributed_Solar |  |  | 0 | 0 | 0 | 0 | 0 | 0 | 0 | 0 | 0 | 5 | 2 | 5 | 2 | [13 empty] | 1 | 1 | 3 | 2 | 1 | 1 | 1 |  | 0
PG&E GBA | Hicks | 230 | Distributed_Solar |  |  | 0 | 0 | 0 | 0 | 0 | 0 | 0 | 0 | 0 | 1 | 1 | 1 | 1 | [13 empty] | 2 | 1 | 4 | 2 | 2 | 1 | 1 |  | 0
PG&E NGBA | Higgins | 115 | Distributed_Solar |  |  | 0 | 0 | 0 | 0 | 0 | 0 | 0 | 0 | 0 | 5 | 2 | 1 | 1 | [13 empty] | 2 | 1 | 4 | 1 | 3 | 1 | 1 |  | 0
PG&E NGBA | Hilltop | 345 | Distributed_Solar |  |  | 0 | 0 | 0 | 0 | 0 | 0 | 0 | 0 | 0 | 5 | 2 | 1 | 1 | [13 empty] | 2 | 2 | 4 | 1 | 3 | 1 | 1 |  | 0
SCE Metro | Hinson | 230 | Distributed_Solar |  |  | 0 | 3.08 | 3.08 | 0 | 3.08 | 3.08 | 0 | 0 | 0 | 1 | 1 | 1 | 1 | [13 empty] | 1 | 1 | 2 | 1 | 1 | 1 | 1 |  | 1
PG&E GBA | Hollister | 115 | Distributed_Solar |  |  | 0 | 0 | 0 | 0 | 0 | 0 | 0 | 0 | 0 | 1 | 1 | 1 | 1 | [13 empty] | 2 | 2 | 4 | 2 | 3 | 1+ | 1 |  | 1
PG&E NGBA | Homestake | 115 | Distributed_Solar |  |  | 0 | 0 | 0 | 0 | 0 | 0 | 0 | 0 | 0 | 5 | 5 | 1 | 1 | [13 empty] | 2 | 1 | 4 | 2 | 3 | 1 | 1 |  | 0
PG&E NGBA | Honcut | 115 | Distributed_Solar |  |  | 0 | 0 | 0 | 0 | 0 | 0 | 0 | 0 | 0 | 5 | 2 | 1 | 1 | [13 empty] | 2 | 1 | 4 | 2 | 3 | 1 | 1 |  | 0
SDGE | Hoodoo Wash | 500 | Distributed_Solar |  |  | 0 | 0 | 0 | 0 | 0 | 0 | 0 | 0 | 0 | 5 | 5 | 1 | 1 | [13 empty] | 2 | 2 | 4 | 2 | 3 | 1 | 1 |  | 0
PG&E NGBA | Hopland | 115 | Distributed_Solar |  |  | 0 | 0 | 0 | 0 | 0 | 0 | 0 | 0 | 0 | 5 | 5 | 1 | 1 | [13 empty] | 2 | 2 | 4 | 2 | 3 | 1 | 1 |  | 0
PG&E NGBA | Hopland | 60 | Distributed_Solar |  |  | 0 | 0 | 0 | 0 | 0 | 0 | 0 | 0 | 0 | 5 | 5 | 1 | 1 | [13 empty] | 2 | 2 | 4 | 2 | 3 | 4+ | 1 |  | 1
PG&E NGBA | Humboldt | 115 | Distributed_Solar |  |  | 0 | 0 | 0 | 0 | 0 | 0 | 0 | 0 | 0 | 5 | 2 | 1 | 1 | [13 empty] | 2 | 2 | 3 | 2 | 3 | 1 | 4 | Reduced to better align with CI | 1
PG&E NGBA | Humboldt | 60 | Distributed_Solar |  |  | 0 | 1.999 | 1.999 | 0 | 1.999 | 1.999 | 0 | 0 | 0 | 5 | 2 | 1 | 1 | [13 empty] | 2 | 2 | 3 | 2 | 3 | 1 | 1 |  | 1
PG&E NGBA | Humboldt | 500 | Distributed_Solar |  |  | 0 | 0 | 0 | 0 | 0 | 0 | 0 | 0 | 0 | 5 | 2 | 1 | 1 | [13 empty] | 2 | 2 | 3 | 2 | 3 | 1 | 1 |  | 0
SCE Metro | Huntington Beach | 230 | Distributed_Solar |  |  | 0 | 0 | 0 | 0 | 0 | 0 | 0 | 0 | 0 | 1 | 1 | 1 | 1 | [13 empty] | 1 | 1 | 1 | 1 | 2 | 1 | 1 |  | 0
PG&E NGBA | Ignacio | 115 | Distributed_Solar |  |  | 0 | 0 | 0 | 0 | 0 | 0 | 0 | 0 | 0 | 5 | 2 | 1 | 1 | [13 empty] | 2 | 1 | 4 | 1 | 3 | 1 | 1 |  | 0
PG&E NGBA | Ignacio | 230 | Distributed_Solar |  |  | 0 | 0 | 0 | 0 | 0 | 0 | 0 | 0 | 0 | 5 | 5 | 1 | 1 | [13 empty] | 2 | 1 | 4 | 1 | 3 | 1 | 1 |  | 0
PG&E NGBA | Ignacio | 60 | Distributed_Solar |  |  | 0 | 0 | 0 | 0 | 0 | 0 | 0 | 0 | 0 | 5 | 5 | 1 | 1 | [13 empty] | 2 | 1 | 4 | 1 | 3 | 1 | 1 |  | 0
SDGE | Imperial Beach | 69 | Distributed_Solar |  |  | 0 | 0 | 0 | 0 | 0 | 0 | 0 | 0 | 0 | 1 | 1 | 1 | 1 | [13 empty] | 2 | 1 | 3 | 1 | 2 | 1 | 1 |  | 0
SDGE | Imperial Valley | 230 | Distributed_Solar |  |  | 0 | 0 | 0 | 0 | 0 | 0 | 0 | 0 | 0 | 1 | 1 | 1 | 1 | [13 empty] | 1 | 1 | 2 | 2 | 1 | 1 | 1 |  | 0
SDGE | Imperial Valley | 500 | Distributed_Solar |  |  | 0 | 0 | 0 | 0 | 0 | 0 | 0 | 0 | 0 | 1 | 1 | 1 | 1 | [13 empty] | 1 | 1 | 2 | 2 | 1 | 1 | 1 |  | 0
EOP | Innovation | 138 | Distributed_Solar |  |  | 0 | 0 | 0 | 0 | 0 | 0 | 0 | 0 | 0 | 5 | 5 | 1 | 1 | [13 empty] | 2 | 2 | 4 | 1 | 3 | 1 | 1 |  | 0
EOP | Innovation | 230 | Distributed_Solar |  |  | 0 | 0 | 0 | 0 | 0 | 0 | 0 | 0 | 0 | 5 | 5 | 1 | 1 | [13 empty] | 2 | 2 | 4 | 1 | 3 | 1 | 1 |  | 0
SCE NOL | Inyokern | 115 | Distributed_Solar |  |  | 0 | 0 | 0 | 0 | 0 | 0 | 0 | 0 | 0 | 3 | 3 | 1 | 1 | [13 empty] | 2 | 2 | 4 | 1 | 3 | 4+ | 1 |  | 1
EOP | IS Tap | 138 | Distributed_Solar |  |  | 0 | 0 | 0 | 0 | 0 | 0 | 0 | 0 | 0 | 5 | 5 | 1 | 1 | [13 empty] | 2 | 2 | 4 | 1 | 3 | 1 | 1 |  | 0
EOP | Ivanpah | 115 | Distributed_Solar |  |  | 0 | 0 | 0 | 0 | 0 | 0 | 0 | 0 | 0 | 5 | 5 | 1 | 1 | [13 empty] | 2 | 2 | 4 | 1 | 1 | 1 | 1 |  | 0
EOP | Ivanpah | 230 | Distributed_Solar |  |  | 0 | 0 | 0 | 0 | 0 | 0 | 0 | 0 | 0 | 5 | 5 | 1 | 1 | [13 empty] | 2 | 2 | 4 | 1 | 1 | 1 | 1 |  | 0
EOP | Jackass (DOE) | 138 | Distributed_Solar |  |  | 0 | 0 | 0 | 0 | 0 | 0 | 0 | 0 | 0 | 5 | 5 | 1 | 1 | [13 empty] | 2 | 2 | 4 | 1 | 3 | 1 | 1 |  | 0
PG&E NGBA | James B Black | 230 | Distributed_Solar |  |  | 0 | 0 | 0 | 0 | 0 | 0 | 0 | 0 | 0 | 5 | 2 | 1 | 1 | [13 empty] | 2 | 2 | 4 | 2 | 3 | 1 | 1 |  | 0
PG&E GBA | Jefferson | 230 | Distributed_Solar |  |  | 0 | 0 | 0 | 0 | 0 | 0 | 0 | 0 | 0 | 1 | 1 | 1 | 1 | [13 empty] | 2 | 1 | 3 | 1 | 2 | 1 | 1 |  | 0
PG&E NGBA | Jessup | 115 | Distributed_Solar |  |  | 0 | 0 | 0 | 0 | 0 | 0 | 0 | 0 | 0 | 5 | 2 | 1 | 1 | [13 empty] | 2 | 2 | 3 | 2 | 3 | 1+ | 1 |  | 1
SCE Metro | Johanna | 230 | Distributed_Solar |  |  | 0 | 0 | 0 | 0 | 0 | 0 | 0 | 0 | 0 | 1 | 1 | 1 | 1 | [13 empty] | 1 | 1 | 2 | 1 | 1 | 1 | 1 |  | 0
SCE Eastern | Julian Hinds | 230 | Distributed_Solar |  |  | 0 | 0 | 0 | 0 | 0 | 0 | 0 | 0 | 0 | 5 | 5 | 3 | 3 | [13 empty] | 2 | 1 | 4 | 1 | 3 | 1 | 1 |  | 0
PG&E GBA | Kasson | 115 | Distributed_Solar |  |  | 0 | 0 | 0 | 0 | 0 | 0 | 0 | 0 | 0 | 5 | 2 | 1 | 1 | [13 empty] | 1 | 1 | 4 | 2 | 1 | 1 | 1 |  | 0
PG&E GBA | Kasson | 60 | Distributed_Solar |  |  | 0 | 0 | 0 | 0 | 0 | 0 | 0 | 0 | 0 | 5 | 2 | 1 | 1 | [13 empty] | 1 | 1 | 4 | 2 | 1 | 1 | 1 |  | 0
PG&E FRESNO | Kearney | 230 | Distributed_Solar |  |  | 0 | 10 | 10 | 0 | 10 | 10 | 0 | 0 | 0 | 5 | 2 | 5 | 2 | [13 empty] | 1 | 1 | 3 | 2 | 1 | 1 | 1 |  | 1
PG&E FRESNO | Kearney | 70 | Distributed_Solar |  |  | 0 | 0 | 0 | 0 | 0 | 0 | 0 | 0 | 0 | 5 | 2 | 5 | 2 | [13 empty] | 1 | 1 | 3 | 2 | 1 | 1 | 1 |  | 0
PG&E GBA | Kelso | 230 | Distributed_Solar |  |  | 0 | 0 | 0 | 0 | 0 | 0 | 0 | 0 | 0 | 5 | 2 | 1 | 1 | [13 empty] | 2 | 1 | 2 | 1 | 2 | 1 | 1 |  | 0
PG&E FRESNO | Kerchoff 1 | 115 | Distributed_Solar |  |  | 0 | 0 | 0 | 0 | 0 | 0 | 0 | 0 | 0 | 5 | 2 | 1 | 1 | [13 empty] | 1 | 1 | 4 | 2 | 3 | 1 | 1 |  | 0
PG&E KERN | Kern Oil | 115 | Distributed_Solar |  |  | 0 | 1 | 1 | 0 | 0 | 0 | 0 | 1 | 1 | 1 | 1 | 1 | 1 | [13 empty] | 1 | 1 | 1 | 1 | 1 | 1 | 1 |  | 1
PG&E KERN | Kern PP | 115 | Distributed_Solar |  |  | 0 | 0 | 0 | 0 | 0 | 0 | 0 | 0 | 0 | 1 | 1 | 1 | 1 | [13 empty] | 1 | 1 | 2 | 1 | 2 | 1 | 1 |  | 0
PG&E KERN | Kern PP | 230 | Distributed_Solar |  |  | 0 | 0 | 0 | 0 | 0 | 0 | 0 | 0 | 0 | 1 | 1 | 1 | 1 | [13 empty] | 1 | 1 | 2 | 1 | 2 | 1 | 1 |  | 0
PG&E KERN | Kern PP | 70 | Distributed_Solar |  |  | 0 | 0 | 0 | 0 | 0 | 0 | 0 | 0 | 0 | 1 | 1 | 1 | 1 | [13 empty] | 1 | 1 | 2 | 1 | 2 | 1 | 1 |  | 0
PG&E KERN | Kernridge | 115 | Distributed_Solar |  |  | 0 | 0 | 0 | 0 | 0 | 0 | 0 | 0 | 0 | 1 | 1 | 1 | 1 | [13 empty] | 1 | 1 | 1 | 1 | 1 | 1 | 1 |  | 0
PG&E FRESNO | Kingsburg | 115 | Distributed_Solar |  |  | 0 | 0 | 0 | 0 | 0 | 0 | 0 | 0 | 0 | 5 | 2 | 5 | 2 | [13 empty] | 1 | 1 | 2 | 2 | 1 | 1 | 1 |  | 0
PG&E GBA | Kirker | 115 | Distributed_Solar |  |  | 0 | 2.9 | 2.9 | 0 | 2.9 | 2.9 | 0 | 0 | 0 | 5 | 2 | 1 | 1 | [13 empty] | 2 | 1 | 3 | 1 | 1 | 4+ | 3 | Reduced slightly to align with only in-dev amount | 1
PG&E NGBA | Knights Landing | 115 | Distributed_Solar |  |  | 0 | 0 | 0 | 0 | 0 | 0 | 0 | 0 | 0 | 5 | 2 | 1 | 1 | [13 empty] | 2 | 1 | 4 | 2 | 3 | 1 | 1 |  | 0
PG&E NGBA | Konocti | 60 | Distributed_Solar |  |  | 0 | 0 | 0 | 0 | 0 | 0 | 0 | 0 | 0 | 5 | 5 | 1 | 1 | [13 empty] | 2 | 2 | 4 | 2 | 3 | 1+ | 1 |  | 1
SCE NOL | Kramer | 115 | Distributed_Solar |  |  | 0 | 4 | 4 | 0 | 0 | 0 | 0 | 4 | 4 | 3 | 3 | 1 | 1 | [13 empty] | 2 | 1 | 4 | 1 | 3 | 4+ | 5 | Reduced given general solar potential env/land-use impacts in Kramer area | 1
SCE NOL | Kramer | 230 | Distributed_Solar |  |  | 0 | 0 | 0 | 0 | 0 | 0 | 0 | 0 | 0 | 3 | 3 | 1 | 1 | [13 empty] | 2 | 1 | 4 | 1 | 3 | 4+ | 1 |  | 1
SCE Metro | La Cienega | 230 | Distributed_Solar |  |  | 0 | 0 | 0 | 0 | 0 | 0 | 0 | 0 | 0 | 1 | 1 | 1 | 1 | [13 empty] | 1 | 1 | 2 | 1 | 2 | 1 | 1 |  | 0
SCE Metro | La Fresa | 230 | Distributed_Solar |  |  | 0 | 0.64 | 0.64 | 0 | 0.64 | 0.64 | 0 | 0 | 0 | 1 | 1 | 1 | 1 | [13 empty] | 1 | 1 | 2 | 1 | 2 | 1 | 1 |  | 1
SCE Metro | Laguna Bell | 230 | Distributed_Solar |  |  | 0 | 3.27 | 3.27 | 0 | 3.27 | 3.27 | 0 | 0 | 0 | 1 | 1 | 1 | 1 | [13 empty] | 1 | 1 | 2 | 1 | 1 | 1 | 1 |  | 1
PG&E KERN | Lakeview | 70 | Distributed_Solar |  |  | 0 | 0 | 0 | 0 | 0 | 0 | 0 | 0 | 0 | 1 | 1 | 1 | 1 | [13 empty] | 1 | 1 | 4 | 1 | 1 | 4+ | 1 |  | 1
PG&E NGBA | Lakeville | 230 | Distributed_Solar |  |  | 0 | 0 | 0 | 0 | 0 | 0 | 0 | 0 | 0 | 5 | 5 | 1 | 1 | [13 empty] | 2 | 1 | 4 | 2 | 3 | 1 | 1 |  | 0
PG&E NGBA | Lakeville | 60 | Distributed_Solar |  |  | 0 | 4 | 4 | 0 | 0 | 0 | 0 | 4 | 4 | 5 | 5 | 1 | 1 | [13 empty] | 2 | 1 | 4 | 2 | 3 | 1 | 1 |  | 1
PG&E NGBA | Lakeville | 115 | Distributed_Solar |  |  | 0 | 0 | 0 | 0 | 0 | 0 | 0 | 0 | 0 | 5 | 5 | 1 | 1 | [13 empty] | 2 | 1 | 4 | 2 | 3 | 1 | 1 |  | 0
PG&E GBA | Lakewood | 115 | Distributed_Solar |  |  | 0 | 0 | 0 | 0 | 0 | 0 | 0 | 0 | 0 | 5 | 2 | 1 | 1 | [13 empty] | 2 | 1 | 3 | 1 | 2 | 1 | 1 |  | 0
PG&E NGBA | Lambie | 230 | Distributed_Solar |  |  | 0 | 0 | 0 | 0 | 0 | 0 | 0 | 0 | 0 | 5 | 5 | 1 | 1 | [13 empty] | 2 | 1 | 1 | 1 | 1 | 1 | 1 |  | 0
PG&E GBA | Lammers | 115 | Distributed_Solar |  |  | 0 | 0 | 0 | 0 | 0 | 0 | 0 | 0 | 0 | 5 | 2 | 1 | 1 | [13 empty] | 1 | 1 | 1 | 2 | 2 | 4+ | 4 | Shifted to other solar areas due to utility scale mapping | 1
PG&E KERN | Lamont | 115 | Distributed_Solar |  |  | 0 | 4 | 4 | 0 | 0 | 0 | 0 | 4 | 4 | 1 | 1 | 1 | 1 | [13 empty] | 1 | 1 | 2 | 1 | 1 | 3+ | 1 |  | 1
PG&E FRESNO | Las Aguilas | 230 | Distributed_Solar |  |  | 0 | 0 | 0 | 0 | 0 | 0 | 0 | 0 | 0 | 1 | 1 | 1 | 1 | [13 empty] | 2 | 2 | 4 | 2 | 2 | 1 | 1 |  | 0
EOP | Lathrop | 138 | Distributed_Solar |  |  | 0 | 0 | 0 | 0 | 0 | 0 | 0 | 0 | 0 | 5 | 5 | 1 | 1 | [13 empty] | 2 | 2 | 4 | 1 | 3 | 1 | 1 |  | 0
EOP | Lathrop | 230 | Distributed_Solar |  |  | 0 | 0 | 0 | 0 | 0 | 0 | 0 | 0 | 0 | 5 | 5 | 1 | 1 | [13 empty] | 2 | 2 | 4 | 1 | 3 | 1 | 1 |  | 0
PG&E FRESNO | Le Grand | 115 | Distributed_Solar |  |  | 0 | 0 | 0 | 0 | 0 | 0 | 0 | 0 | 0 | 5 | 2 | 5 | 2 | [13 empty] | 1 | 1 | 3 | 2 | 1 | 1 | 1 |  | 0
PG&E FRESNO | Lemoore | 70 | Distributed_Solar |  |  | 0 | 0 | 0 | 0 | 0 | 0 | 0 | 0 | 0 | 1 | 1 | 1 | 1 | [13 empty] | 1 | 1 | 3 | 2 | 2 | 1 | 1 |  | 0
PG&E KERN | Lerdo | 115 | Distributed_Solar |  |  | 0 | 0 | 0 | 0 | 0 | 0 | 0 | 0 | 0 | 1 | 1 | 1 | 1 | [13 empty] | 1 | 1 | 4 | 1 | 1 | 4+ | 1 |  | 1
SCE Metro | Lewis | 230 | Distributed_Solar |  |  | 0 | 0 | 0 | 0 | 0 | 0 | 0 | 0 | 0 | 1 | 1 | 1 | 1 | [13 empty] | 1 | 1 | 3 | 1 | 2 | 1 | 1 |  | 0
SCE Metro | Lighthipe | 230 | Distributed_Solar |  |  | 0 | 3.24 | 3.24 | 0 | 3.24 | 3.24 | 0 | 0 | 0 | 1 | 1 | 1 | 1 | [13 empty] | 1 | 1 | 2 | 1 | 1 | 1 | 1 |  | 1
SDGE | Lilac | 69 | Distributed_Solar |  |  | 0 | 0 | 0 | 0 | 0 | 0 | 0 | 0 | 0 | 1 | 1 | 1 | 1 | [13 empty] | 2 | 1 | 3 | 1 | 3 | 1 | 1 |  | 0
PG&E NGBA | Lincoln | 115 | Distributed_Solar |  |  | 0 | 0 | 0 | 0 | 0 | 0 | 0 | 0 | 0 | 5 | 2 | 1 | 1 | [13 empty] | 2 | 1 | 3 | 2 | 3 | 1 | 1 |  | 0
PG&E KERN | Live Oak | 115 | Distributed_Solar |  |  | 0 | 0 | 0 | 0 | 0 | 0 | 0 | 0 | 0 | 1 | 1 | 1 | 1 | [13 empty] | 1 | 1 | 1 | 1 | 1 | 1+ | 1 |  | 1
PG&E GBA | Llagas | 115 | Distributed_Solar |  |  | 0 | 0 | 0 | 0 | 0 | 0 | 0 | 0 | 0 | 1 | 1 | 1 | 1 | [13 empty] | 2 | 1 | 2 | 2 | 1 | 4+ | 1 |  | 1
PG&E GBA | Lockeford | 115 | Distributed_Solar |  |  | 0 | 0 | 0 | 0 | 0 | 0 | 0 | 0 | 0 | 5 | 2 | 1 | 1 | [13 empty] | 1 | 1 | 4 | 2 | 2 | 1 | 1 |  | 0
PG&E GBA | Lockeford | 230 | Distributed_Solar |  |  | 0 | 0 | 0 | 0 | 0 | 0 | 0 | 0 | 0 | 5 | 2 | 1 | 1 | [13 empty] | 1 | 1 | 4 | 2 | 2 | 1 | 1 |  | 0
PG&E GBA | Lockeford | 60 | Distributed_Solar |  |  | 0 | 0 | 0 | 0 | 0 | 0 | 0 | 0 | 0 | 5 | 2 | 1 | 1 | [13 empty] | 1 | 1 | 4 | 2 | 2 | 4+ | 1 |  | 1
PG&E GBA | Lodi | 230 | Distributed_Solar |  |  | 0 | 0 | 0 | 0 | 0 | 0 | 0 | 0 | 0 | 5 | 2 | 1 | 1 | [13 empty] | 1 | 1 | 1 | 2 | 1 | 1 | 1 |  | 0
PG&E NGBA | Logan Creek | 230 | Distributed_Solar |  |  | 0 | 0 | 0 | 0 | 0 | 0 | 0 | 0 | 0 | 5 | 5 | 1 | 1 | [13 empty] | 2 | 2 | 4 | 1 | 2 | 1+ | 1 |  | 1
PG&E GBA | Lone Tree | 230 | Distributed_Solar |  |  | 0 | 1.8 | 1.8 | 0 | 0 | 0 | 0 | 1.8 | 1.8 | 5 | 5 | 1 | 1 | [13 empty] | 2 | 1 | 3 | 1 | 2 | 1 | 1 |  | 1
PG&E FRESNO | Los Banos | 230 | Distributed_Solar |  |  | 0 | 5.9 | 5.9 | 0 | 5.9 | 5.9 | 0 | 0 | 0 | 1 | 1 | 1 | 1 | [13 empty] | 1 | 1 | 4 | 2 | 1 | 1 | 1 |  | 1
PG&E FRESNO | Los Banos | 500 | Distributed_Solar |  |  | 0 | 0 | 0 | 0 | 0 | 0 | 0 | 0 | 0 | 1 | 1 | 1 | 1 | [13 empty] | 1 | 1 | 4 | 2 | 1 | 1 | 1 |  | 0
SDGE | Los Coches | 138 | Distributed_Solar |  |  | 0 | 0 | 0 | 0 | 0 | 0 | 0 | 0 | 0 | 5 | 5 | 1 | 1 | [13 empty] | 2 | 2 | 4 | 2 | 3 | 1 | 1 |  | 0
SDGE | Los Coches | 69 | Distributed_Solar |  |  | 0 | 0 | 0 | 0 | 0 | 0 | 0 | 0 | 0 | 1 | 1 | 1 | 1 | [13 empty] | 2 | 2 | 4 | 2 | 3 | 1 | 1 |  | 0
PG&E GBA | Los Esteros | 115 | Distributed_Solar |  |  | 0 | 0 | 0 | 0 | 0 | 0 | 0 | 0 | 0 | 1 | 1 | 1 | 1 | [13 empty] | 2 | 1 | 1 | 2 | 1 | 1 | 1 |  | 0
PG&E GBA | Los Esteros | 230 | Distributed_Solar |  |  | 0 | 0 | 0 | 0 | 0 | 0 | 0 | 0 | 0 | 1 | 1 | 1 | 1 | [13 empty] | 2 | 1 | 1 | 2 | 1 | 1 | 1 |  | 0
PG&E GBA | Los Positas | 230 | Distributed_Solar |  |  | 0 | 0 | 0 | 0 | 0 | 0 | 0 | 0 | 0 | 5 | 5 | 1 | 1 | [13 empty] | 2 | 1 | 3 | 1 | 3 | 1 | 1 |  | 0
PG&E GBA | Los Positas | 60 | Distributed_Solar |  |  | 0 | 0 | 0 | 0 | 0 | 0 | 0 | 0 | 0 | 5 | 5 | 1 | 1 | [13 empty] | 2 | 1 | 3 | 1 | 3 | 4+ | 1 |  | 1
SDGE | Loveland | 69 | Distributed_Solar |  |  | 0 | 4 | 4 | 0 | 0 | 0 | 0 | 4 | 4 | 1 | 1 | 1 | 1 | [13 empty] | 2 | 1 | 3 | 1 | 3 | 3- | 1 |  | 1
SCE NOL | Lugo | 230 | Distributed_Solar |  |  | 0 | 0 | 0 | 0 | 0 | 0 | 0 | 0 | 0 | 1 | 1 | 1 | 1 | [13 empty] | 2 | 1 | 4 | 1 | 2 | 1 | 1 |  | 0
SCE Metro | Lugo | 500 | Distributed_Solar |  |  | 0 | 0 | 0 | 0 | 0 | 0 | 0 | 0 | 0 | 1 | 1 | 1 | 1 | [13 empty] | 2 | 1 | 4 | 1 | 2 | 1 | 1 |  | 0
PG&E FRESNO | Madera | 70 | Distributed_Solar |  |  | 0 | 0 | 0 | 0 | 0 | 0 | 0 | 0 | 0 | 5 | 2 | 5 | 2 | [13 empty] | 1 | 1 | 4 | 2 | 1 | 4+ | 1 |  | 1
PG&E NGBA | Madison | 115 | Distributed_Solar |  |  | 0 | 0 | 0 | 0 | 0 | 0 | 0 | 0 | 0 | 5 | 5 | 1 | 1 | [13 empty] | 2 | 1 | 4 | 2 | 3 | 1+ | 1 |  | 1
PG&E KERN | Magunden | 115 | Distributed_Solar |  |  | 0 | 0 | 0 | 0 | 0 | 0 | 0 | 0 | 0 | 1 | 1 | 1 | 1 | [13 empty] | 1 | 1 | 2 | 1 | 1 | 4+ | 1 |  | 1
SCE Northern | Magunden | 230 | Distributed_Solar |  |  | 0 | 0 | 0 | 0 | 0 | 0 | 0 | 0 | 0 | 1 | 1 | 1 | 1 | [13 empty] | 1 | 1 | 2 | 1 | 1 | 1 | 1 |  | 0
PG&E FRESNO | Malaga | 115 | Distributed_Solar |  |  | 0 | 0 | 0 | 0 | 0 | 0 | 0 | 0 | 0 | 5 | 2 | 5 | 2 | [13 empty] | 1 | 1 | 1 | 2 | 1 | 1 | 1 |  | 0
PG&E NGBA | Malin | 500 | Distributed_Solar |  |  | 0 | 0 | 0 | 0 | 0 | 0 | 0 | 0 | 0 | 5 | 2 | 1 | 1 | [13 empty] | 2 | 2 | 4 | 2 | 3 | 1 | 1 |  | 0
SCE Northern | Mandalay | 230 | Distributed_Solar |  |  | 0 | 0 | 0 | 0 | 0 | 0 | 0 | 0 | 0 | 5 | 5 | 1 | 1 | [13 empty] | 2 | 1 | 2 | 1 | 1 | 1 | 1 |  | 0
PG&E FRESNO | Manning | 230 | Distributed_Solar |  |  | 0 | 0 | 0 | 0 | 0 | 0 | 0 | 0 | 0 | 1 | 1 | 1 | 1 | [13 empty] | 1 | 1 | 2 | 2 | 1 | 1 | 1 |  | 0
PG&E FRESNO | Manning | 500 | Distributed_Solar |  |  | 0 | 0 | 0 | 0 | 0 | 0 | 0 | 0 | 0 | 1 | 1 | 1 | 1 | [13 empty] | 1 | 1 | 2 | 2 | 1 | 1 | 1 |  | 0
PG&E GBA | Manteca | 115 | Distributed_Solar |  |  | 0 | 1.5 | 1.5 | 0 | 0 | 0 | 0 | 1.5 | 1.5 | 5 | 2 | 1 | 1 | [13 empty] | 1 | 1 | 2 | 2 | 2 | 1+ | 1 |  | 1
SDGE | Margarita | 138 | Distributed_Solar |  |  | 0 | 0 | 0 | 0 | 0 | 0 | 0 | 0 | 0 | 1 | 1 | 1 | 1 | [13 empty] | 1 | 1 | 2 | 1 | 3 | 1 | 1 |  | 0
PG&E GBA | Martin | 230 | Distributed_Solar |  |  | 0 | 0 | 0 | 0 | 0 | 0 | 0 | 0 | 0 | 5 | 2 | 1 | 1 | [13 empty] | 2 | 1 | 3 | 1 | 2 | 1 | 1 |  | 0
PG&E GBA | Martin | 115 | Distributed_Solar |  |  | 0 | 0 | 0 | 0 | 0 | 0 | 0 | 0 | 0 | 1 | 1 | 1 | 1 | [13 empty] | 2 | 1 | 3 | 1 | 2 | 4+ | 5 | Shifted to other solar areas due to utility scale mapping | 1
PG&E GBA | Martinez | 115 | Distributed_Solar |  |  | 0 | 0 | 0 | 0 | 0 | 0 | 0 | 0 | 0 | 5 | 2 | 1 | 1 | [13 empty] | 2 | 1 | 1 | 1 | 1 | 4+ | 1 |  | 1
PG&E FRESNO | Mc Mullin | 230 | Distributed_Solar |  |  | 0 | 0 | 0 | 0 | 0 | 0 | 0 | 0 | 0 | 5 | 2 | 1 | 1 | [13 empty] | 1 | 1 | 3 | 2 | 1 | 1 | 1 |  | 0
PG&E FRESNO | McCall | 115 | Distributed_Solar |  |  | 0 | 1.5 | 1.5 | 0 | 0 | 0 | 0 | 1.5 | 1.5 | 5 | 2 | 5 | 2 | [13 empty] | 1 | 1 | 3 | 2 | 1 | 4+ | 1 |  | 1
PG&E FRESNO | McCall | 230 | Distributed_Solar |  |  | 0 | 0 | 0 | 0 | 0 | 0 | 0 | 0 | 0 | 5 | 2 | 1 | 1 | [13 empty] | 1 | 1 | 3 | 2 | 1 | 1 | 5 | Reduced to better align with CI | 1
PG&E GBA | Meadow Lane | 115 | Distributed_Solar |  |  | 0 | 0 | 0 | 0 | 0 | 0 | 0 | 0 | 0 | 5 | 2 | 1 | 1 | [13 empty] | 2 | 1 | 2 | 1 | 1 | 1 | 1 |  | 0
PG&E GBA | Melones | 115 | Distributed_Solar |  |  | 0 | 0 | 0 | 0 | 0 | 0 | 0 | 0 | 0 | 5 | 2 | 1 | 1 | [13 empty] | 2 | 1 | 4 | 1 | 3 | 1 | 1 |  | 0
PG&E GBA | Melones | 230 | Distributed_Solar |  |  | 0 | 0 | 0 | 0 | 0 | 0 | 0 | 0 | 0 | 5 | 2 | 1 | 1 | [13 empty] | 2 | 1 | 4 | 1 | 3 | 1 | 1 |  | 0
SDGE | Melrose | 69 | Distributed_Solar |  |  | 0 | 0 | 0 | 0 | 0 | 0 | 0 | 0 | 0 | 1 | 1 | 1 | 1 | [13 empty] | 2 | 1 | 3 | 1 | 3 | 1 | 1 |  | 0
PG&E NGBA | Mendocino | 115 | Distributed_Solar |  |  | 0 | 5 | 5 | 0 | 5 | 5 | 0 | 0 | 0 | 5 | 5 | 1 | 1 | [13 empty] | 2 | 2 | 4 | 2 | 3 | 1 | 1 |  | 1
PG&E NGBA | Mendocino | 60 | Distributed_Solar |  |  | 0 | 0 | 0 | 0 | 0 | 0 | 0 | 0 | 0 | 5 | 5 | 1 | 1 | [13 empty] | 2 | 2 | 4 | 2 | 3 | 1 | 1 |  | 0
PG&E FRESNO | Mendota | 115 | Distributed_Solar |  |  | 0 | 0 | 0 | 0 | 0 | 0 | 0 | 0 | 0 | 5 | 2 | 5 | 2 | [13 empty] | 1 | 1 | 3 | 2 | 1 | 1 | 1 |  | 0
PG&E GBA | Menlo | 60 | Distributed_Solar |  |  | 0 | 0 | 0 | 0 | 0 | 0 | 0 | 0 | 0 | 5 | 2 | 1 | 1 | [13 empty] | 2 | 1 | 3 | 1 | 2 | 1 | 1 |  | 0
PG&E FRESNO | Merced | 115 | Distributed_Solar |  |  | 0 | 4 | 4 | 0 | 0 | 0 | 0 | 4 | 4 | 5 | 2 | 5 | 2 | [13 empty] | 1 | 1 | 4 | 2 | 1 | 1+ | 1 |  | 1
EOP | Mercury | 138 | Distributed_Solar |  |  | 0 | 0 | 0 | 0 | 0 | 0 | 0 | 0 | 0 | 5 | 5 | 1 | 1 | [13 empty] | 2 | 2 | 4 | 1 | 3 | 1 | 1 |  | 0
PG&E FRESNO | Mercy Springs | 70 | Distributed_Solar |  |  | 0 | 0 | 0 | 0 | 0 | 0 | 0 | 0 | 0 | 1 | 1 | 1 | 1 | [13 empty] | 1 | 1 | 4 | 2 | 1 | 1 | 1 |  | 0
PG&E NGBA | Meridian | 60 | Distributed_Solar |  |  | 0 | 0 | 0 | 0 | 0 | 0 | 0 | 0 | 0 | 5 | 5 | 1 | 1 | [13 empty] | 2 | 2 | 4 | 1 | 3 | 1+ | 1 |  | 1
PG&E KERN | Mesa (PGE) | 115 | Distributed_Solar |  |  | 0 | 0 | 0 | 0 | 0 | 0 | 0 | 0 | 0 | 1 | 1 | 1 | 1 | [13 empty] | 2 | 2 | 3 | 2 | 2 | 1 | 1 |  | 0
PG&E KERN | Mesa (PGE) | 230 | Distributed_Solar |  |  | 0 | 0 | 0 | 0 | 0 | 0 | 0 | 0 | 0 | 1 | 1 | 1 | 1 | [13 empty] | 2 | 2 | 3 | 2 | 2 | 1 | 4 | Reduced to better align with CI | 1
SCE Metro | Mesa (SCE) | 230 | Distributed_Solar |  |  | 0 | 2.62 | 2.62 | 0 | 2.62 | 2.62 | 0 | 0 | 0 | 1 | 1 | 1 | 1 | [13 empty] | 1 | 1 | 3 | 1 | 2 | 1 | 1 |  | 1
SCE Metro | Mesa (SCE) | 500 | Distributed_Solar |  |  | 0 | 0 | 0 | 0 | 0 | 0 | 0 | 0 | 0 | 1 | 1 | 1 | 1 | [13 empty] | 1 | 1 | 3 | 1 | 2 | 1 | 1 |  | 0
SDGE | Mesa Heights | 69 | Distributed_Solar |  |  | 0 | 0 | 0 | 0 | 0 | 0 | 0 | 0 | 0 | 1 | 1 | 1 | 1 | [13 empty] | 2 | 1 | 2 | 1 | 3 | 1 | 1 |  | 0
PG&E GBA | Metcalf | 115 | Distributed_Solar |  |  | 0 | 0 | 0 | 0 | 0 | 0 | 0 | 0 | 0 | 1 | 1 | 1 | 1 | [13 empty] | 2 | 1 | 1 | 2 | 3 | 1 | 1 |  | 0
PG&E GBA | Metcalf | 230 | Distributed_Solar |  |  | 0 | 0 | 0 | 0 | 0 | 0 | 0 | 0 | 0 | 1 | 1 | 1 | 1 | [13 empty] | 2 | 1 | 1 | 2 | 3 | 1 | 1 |  | 0
PG&E GBA | Metcalf | 500 | Distributed_Solar |  |  | 0 | 0 | 0 | 0 | 0 | 0 | 0 | 0 | 0 | 1 | 1 | 1 | 1 | [13 empty] | 2 | 1 | 1 | 2 | 3 | 1 | 1 |  | 0
PG&E KERN | Midway | 115 | Distributed_Solar |  |  | 0 | 0 | 0 | 0 | 0 | 0 | 0 | 0 | 0 | 1 | 1 | 1 | 1 | [13 empty] | 1 | 1 | 3 | 1 | 1 | 1+ | 1 |  | 1
PG&E KERN | Midway | 230 | Distributed_Solar |  |  | 0 | 0 | 0 | 0 | 0 | 0 | 0 | 0 | 0 | 1 | 1 | 1 | 1 | [13 empty] | 1 | 1 | 3 | 1 | 1 | 1 | 1 |  | 0
PG&E KERN | Midway | 500 | Distributed_Solar |  |  | 0 | 0 | 0 | 0 | 0 | 0 | 0 | 0 | 0 | 1 | 1 | 1 | 1 | [13 empty] | 1 | 1 | 3 | 1 | 1 | 1 | 1 |  | 0
SDGE | Miguel | 230 | Distributed_Solar |  |  | 0 | 0 | 0 | 0 | 0 | 0 | 0 | 0 | 0 | 1 | 1 | 1 | 1 | [13 empty] | 2 | 1 | 3 | 1 | 2 | 1 | 1 |  | 0
SDGE | Miguel | 500 | Distributed_Solar |  |  | 0 | 0 | 0 | 0 | 0 | 0 | 0 | 0 | 0 | 1 | 1 | 1 | 1 | [13 empty] | 2 | 1 | 3 | 1 | 2 | 1 | 1 |  | 0
SDGE | Miguel | 69 | Distributed_Solar |  |  | 0 | 0 | 0 | 0 | 0 | 0 | 0 | 0 | 0 | 1 | 1 | 1 | 1 | [13 empty] | 2 | 1 | 3 | 1 | 2 | 1 | 1 |  | 0
PG&E GBA | Millbrae | 115 | Distributed_Solar |  |  | 0 | 3.5 | 3.5 | 0 | 0 | 0 | 0 | 3.5 | 3.5 | 1 | 1 | 1 | 1 | [13 empty] | 2 | 1 | 3 | 1 | 2 | 1 | 1 |  | 1
PG&E GBA | Miller | 115 | Distributed_Solar |  |  | 0 | 0 | 0 | 0 | 0 | 0 | 0 | 0 | 0 | 5 | 2 | 1 | 1 | [13 empty] | 1 | 1 | 4 | 2 | 1 | 1 | 1 |  | 0
SCE Metro | Mira Loma | 230 | Distributed_Solar |  |  | 0 | 0 | 0 | 0 | 0 | 0 | 0 | 0 | 0 | 1 | 1 | 1 | 1 | [13 empty] | 1 | 1 | 1 | 1 | 1 | 1 | 1 |  | 0
SCE Metro | Mira Loma | 500 | Distributed_Solar |  |  | 0 | 0 | 0 | 0 | 0 | 0 | 0 | 0 | 0 | 1 | 1 | 1 | 1 | [13 empty] | 1 | 1 | 1 | 1 | 1 | 1 | 1 |  | 0
SCE Eastern | Mirage | 115 | Distributed_Solar |  |  | 0 | 0 | 0 | 0 | 0 | 0 | 0 | 0 | 0 | 5 | 5 | 3 | 3 | [13 empty] | 2 | 1 | 3 | 1 | 3 | 1 | 1 |  | 0
SCE Eastern | Mirage | 230 | Distributed_Solar |  |  | 0 | 0 | 0 | 0 | 0 | 0 | 0 | 0 | 0 | 5 | 5 | 3 | 3 | [13 empty] | 2 | 1 | 3 | 1 | 3 | 1 | 1 |  | 0
SDGE | Mission | 138 | Distributed_Solar |  |  | 0 | 0 | 0 | 0 | 0 | 0 | 0 | 0 | 0 | 1 | 1 | 1 | 1 | [13 empty] | 2 | 1 | 2 | 1 | 2 | 1 | 1 |  | 0
SDGE | Mission | 230 | Distributed_Solar |  |  | 0 | 0 | 0 | 0 | 0 | 0 | 0 | 0 | 0 | 1 | 1 | 1 | 1 | [13 empty] | 2 | 1 | 2 | 1 | 2 | 1 | 1 |  | 0
SDGE | Mission | 69 | Distributed_Solar |  |  | 0 | 0 | 0 | 0 | 0 | 0 | 0 | 0 | 0 | 1 | 1 | 1 | 1 | [13 empty] | 2 | 1 | 2 | 1 | 2 | 1 | 1 |  | 0
PG&E GBA | Mi-Wuk | 115 | Distributed_Solar |  |  | 0 | 0 | 0 | 0 | 0 | 0 | 0 | 0 | 0 | 5 | 2 | 1 | 1 | [13 empty] | 2 | 1 | 4 | 1 | 3 | 1 | 1 |  | 0
EOP | Mohave | 500 | Distributed_Solar |  |  | 0 | 0 | 0 | 0 | 0 | 0 | 0 | 0 | 0 | 5 | 5 | 1 | 1 | [13 empty] | 2 | 2 | 3 | 1 | 3 | 1 | 1 |  | 0
PG&E NGBA | Monroe | 115 | Distributed_Solar |  |  | 0 | 0 | 0 | 0 | 0 | 0 | 0 | 0 | 0 | 5 | 5 | 1 | 1 | [13 empty] | 2 | 1 | 3 | 2 | 2 | 1 | 1 |  | 0
SDGE | Monserate | 69 | Distributed_Solar |  |  | 0 | 0 | 0 | 0 | 0 | 0 | 0 | 0 | 0 | 1 | 1 | 1 | 1 | [13 empty] | 2 | 1 | 3 | 1 | 3 | 1+ | 1 |  | 1
PG&E GBA | Monta Vista | 115 | Distributed_Solar |  |  | 0 | 0 | 0 | 0 | 0 | 0 | 0 | 0 | 0 | 1 | 1 | 1 | 1 | [13 empty] | 2 | 1 | 3 | 2 | 3 | 1 | 1 |  | 0
PG&E GBA | Monta Vista | 230 | Distributed_Solar |  |  | 0 | 0 | 0 | 0 | 0 | 0 | 0 | 0 | 0 | 1 | 1 | 1 | 1 | [13 empty] | 2 | 1 | 3 | 2 | 3 | 1 | 1 |  | 0
PG&E GBA | Monta Vista | 60 | Distributed_Solar |  |  | 0 | 0 | 0 | 0 | 0 | 0 | 0 | 0 | 0 | 1 | 1 | 1 | 1 | [13 empty] | 2 | 1 | 3 | 2 | 3 | 1 | 1 |  | 0
PG&E NGBA | Monticello | 115 | Distributed_Solar |  |  | 0 | 0 | 0 | 0 | 0 | 0 | 0 | 0 | 0 | 5 | 5 | 1 | 1 | [13 empty] | 2 | 1 | 4 | 2 | 3 | 1 | 1 |  | 0
SCE Northern | Moorpark | 230 | Distributed_Solar |  |  | 0 | 0 | 0 | 0 | 0 | 0 | 0 | 0 | 0 | 5 | 5 | 1 | 1 | [13 empty] | 2 | 1 | 4 | 1 | 3 | 1 | 1 |  | 0
SCE Northern | Moorpark | 66 | Distributed_Solar |  |  | 0 | 0 | 0 | 0 | 0 | 0 | 0 | 0 | 0 | 5 | 5 | 1 | 1 | [13 empty] | 2 | 1 | 4 | 1 | 3 | 1 | 1 |  | 0
PG&E GBA | Moraga | 115 | Distributed_Solar |  |  | 0 | 0 | 0 | 0 | 0 | 0 | 0 | 0 | 0 | 5 | 2 | 1 | 1 | [13 empty] | 2 | 1 | 3 | 1 | 3 | 1 | 1 |  | 0
PG&E GBA | Moraga | 230 | Distributed_Solar |  |  | 0 | 0 | 0 | 0 | 0 | 0 | 0 | 0 | 0 | 5 | 2 | 1 | 1 | [13 empty] | 2 | 1 | 3 | 1 | 3 | 1 | 1 |  | 0
PG&E GBA | Morgan Hill | 115 | Distributed_Solar |  |  | 0 | 0 | 0 | 0 | 0 | 0 | 0 | 0 | 0 | 1 | 1 | 1 | 1 | [13 empty] | 2 | 1 | 3 | 2 | 2 | 1 | 1 |  | 0
PG&E KERN | Morro Bay | 115 | Distributed_Solar |  |  | 0 | 0 | 0 | 0 | 0 | 0 | 0 | 0 | 0 | 1 | 1 | 1 | 1 | [13 empty] | 2 | 2 | 2 | 2 | 3 | 1 | 1 |  | 0
PG&E KERN | Morro Bay | 230 | Distributed_Solar |  |  | 0 | 0 | 0 | 0 | 0 | 0 | 0 | 0 | 0 | 1 | 1 | 1 | 1 | [13 empty] | 2 | 2 | 2 | 2 | 3 | 1 | 1 |  | 0
PG&E KERN | Morro Bay | 500 | Distributed_Solar |  |  | 0 | 0 | 0 | 0 | 0 | 0 | 0 | 0 | 0 | 1 | 1 | 1 | 1 | [13 empty] | 2 | 2 | 2 | 2 | 3 | 1 | 1 |  | 0
PG&E GBA | Moss Landing | 115 | Distributed_Solar |  |  | 0 | 0 | 0 | 0 | 0 | 0 | 0 | 0 | 0 | 1 | 1 | 1 | 1 | [13 empty] | 2 | 2 | 1 | 2 | 2 | 1 | 1 |  | 0
PG&E GBA | Moss Landing | 230 | Distributed_Solar |  |  | 0 | 0 | 0 | 0 | 0 | 0 | 0 | 0 | 0 | 1 | 1 | 1 | 1 | [13 empty] | 2 | 2 | 1 | 2 | 2 | 1 | 1 |  | 0
PG&E GBA | Moss Landing | 500 | Distributed_Solar |  |  | 0 | 0 | 0 | 0 | 0 | 0 | 0 | 0 | 0 | 5 | 2 | 1 | 1 | [13 empty] | 2 | 2 | 1 | 2 | 2 | 1 | 1 |  | 0
EOP | Mountain Pass | 115 | Distributed_Solar |  |  | 0 | 0 | 0 | 0 | 0 | 0 | 0 | 0 | 0 | 5 | 5 | 1 | 1 | [13 empty] | 2 | 2 | 4 | 1 | 1 | 1 | 1 |  | 0
PG&E GBA | Mountain View | 115 | Distributed_Solar |  |  | 0 | 0 | 0 | 0 | 0 | 0 | 0 | 0 | 0 | 1 | 1 | 1 | 1 | [13 empty] | 2 | 1 | 2 | 2 | 2 | 1 | 1 |  | 0
PG&E GBA | Mt Eden | 115 | Distributed_Solar |  |  | 0 | 0 | 0 | 0 | 0 | 0 | 0 | 0 | 0 | 5 | 2 | 1 | 1 | [13 empty] | 2 | 1 | 2 | 1 | 2 | 4+ | 1 |  | 1
PG&E KERN | Mt Poso | 115 | Distributed_Solar |  |  | 0 | 0 | 0 | 0 | 0 | 0 | 0 | 0 | 0 | 1 | 1 | 1 | 1 | [13 empty] | 1 | 1 | 2 | 1 | 1 | 1 | 1 |  | 0
SDGE | Murray | 69 | Distributed_Solar |  |  | 0 | 0 | 0 | 0 | 0 | 0 | 0 | 0 | 0 | 1 | 1 | 1 | 1 | [13 empty] | 2 | 1 | 2 | 1 | 2 | 1 | 1 |  | 0
PG&E FRESNO | Mustang | 230 | Distributed_Solar |  |  | 0 | 0 | 0 | 0 | 0 | 0 | 0 | 0 | 0 | 5 | 2 | 1 | 1 | [13 empty] | 1 | 1 | 1 | 2 | 1 | 1 | 1 |  | 0
SCE Northern | Neenach | 66 | Distributed_Solar |  |  | 0 | 0 | 0 | 0 | 0 | 0 | 0 | 0 | 0 | 1 | 1 | 1 | 1 | [13 empty] | 2 | 1 | 4 | 1 | 3 | 1 | 1 |  | 0
PG&E KERN | New Sub - Gates - Midway (Proposed) | 230 | Distributed_Solar |  |  | 0 | 0 | 0 | 0 | 0 | 0 | 0 | 0 | 0 | 1 | 1 | 1 | 1 | [13 empty] | 1 | 1 | 4 | 2 | 1 | 1 | 1 |  | 0
PG&E KERN | New Sub - Gates - Templeton (Proposed) | 230 | Distributed_Solar |  |  | 0 | 0 | 0 | 0 | 0 | 0 | 0 | 0 | 0 | 1 | 1 | 1 | 1 | [13 empty] | 1 | 1 | 4 | 2 | 1 | 1 | 1 |  | 0
SCE NOL | New Sub - Kramer - Lugo (Proposed) | 230 | Distributed_Solar |  |  | 0 | 0 | 0 | 0 | 0 | 0 | 0 | 0 | 0 | 3 | 3 | 1 | 1 | [13 empty] | 2 | 1 | 2 | 1 | 1 | 1 | 1 |  | 0
PG&E FRESNO | New Sub - Los Banos - Midway (Proposed) | 500 | Distributed_Solar |  |  | 0 | 0 | 0 | 0 | 0 | 0 | 0 | 0 | 0 | 1 | 1 | 1 | 1 | [13 empty] | 1 | 1 | 4 | 2 | 1 | 1 | 1 |  | 0
SCE NOL | New Sub - Lugo - Pisgah (Proposed) | 230 | Distributed_Solar |  |  | 0 | 0 | 0 | 0 | 0 | 0 | 0 | 0 | 0 | 1 | 1 | 1 | 1 | [13 empty] | 2 | 1 | 3 | 1 | 3 | 1 | 1 |  | 0
PG&E KERN | New Sub - Midway - Wheeler Ridge (Proposed) | 230 | Distributed_Solar |  |  | 0 | 0 | 0 | 0 | 0 | 0 | 0 | 0 | 0 | 1 | 1 | 1 | 1 | [13 empty] | 1 | 1 | 3 | 1 | 1 | 1 | 1 |  | 0
PG&E NGBA | New Sub - Near existing Leavitt (PSREC) | 345 | Distributed_Solar |  |  | 0 | 0 | 0 | 0 | 0 | 0 | 0 | 0 | 0 | 5 | 2 | 1 | 1 | [13 empty] | 2 | 2 | 1 | 1 | 3 | 1 | 1 |  | 0
PG&E NGBA | New Sub - Near existing Madeline (NVE) | 345 | Distributed_Solar |  |  | 0 | 0 | 0 | 0 | 0 | 0 | 0 | 0 | 0 | 5 | 2 | 1 | 1 | [13 empty] | 2 | 2 | 4 | 1 | 3 | 1 | 1 |  | 0
SDGE | New Sub - North Gila - IV (Proposed) | 500 | Distributed_Solar |  |  | 0 | 0 | 0 | 0 | 0 | 0 | 0 | 0 | 0 | 1 | 1 | 1 | 1 | [13 empty] | 2 | 1 | 4 | 2 | 2 | 1 | 1 |  | 0
PG&E NGBA | New Sub - Pit 1 - Cottonwood (Proposed) | 230 | Distributed_Solar |  |  | 0 | 0 | 0 | 0 | 0 | 0 | 0 | 0 | 0 | 5 | 5 | 3 | 3 | [13 empty] | 2 | 2 | 4 | 2 | 3 | 1 | 1 |  | 0
PG&E GBA | New Sub - Rancho Seco - Bellota (Proposed) | 230 | Distributed_Solar |  |  | 0 | 0 | 0 | 0 | 0 | 0 | 0 | 0 | 0 | 5 | 2 | 1 | 1 | [13 empty] | 1 | 1 | 4 | 2 | 3 | 1 | 1 |  | 0
SDGE | New Sub - Suncrest - Ocotillo (Proposed) | 500 | Distributed_Solar |  |  | 0 | 0 | 0 | 0 | 0 | 0 | 0 | 0 | 0 | 1 | 1 | 1 | 1 | [13 empty] | 2 | 1 | 4 | 1 | 3 | 1 | 1 |  | 0
PG&E FRESNO | New Sub - Westley - Quinto (Proposed) | 230 | Distributed_Solar |  |  | 0 | 0 | 0 | 0 | 0 | 0 | 0 | 0 | 0 | 1 | 1 | 1 | 1 | [13 empty] | 1 | 1 | 4 | 2 | 1 | 1 | 1 |  | 0
PG&E GBA | Newark | 115 | Distributed_Solar |  |  | 0 | 0 | 0 | 0 | 0 | 0 | 0 | 0 | 0 | 1 | 1 | 1 | 1 | [13 empty] | 2 | 1 | 3 | 1 | 2 | 1 | 1 |  | 0
PG&E GBA | Newark | 230 | Distributed_Solar |  |  | 0 | 0 | 0 | 0 | 0 | 0 | 0 | 0 | 0 | 1 | 1 | 1 | 1 | [13 empty] | 2 | 1 | 3 | 1 | 2 | 1 | 1 |  | 0
PG&E GBA | Newark | 60 | Distributed_Solar |  |  | 0 | 2.5 | 2.5 | 0 | 0 | 0 | 0 | 2.5 | 2.5 | 5 | 5 | 1 | 1 | [13 empty] | 2 | 1 | 3 | 1 | 2 | 3+ | 1 |  | 1
PG&E FRESNO | Newhall | 115 | Distributed_Solar |  |  | 0 | 0 | 0 | 0 | 0 | 0 | 0 | 0 | 0 | 5 | 2 | 5 | 2 | [13 empty] | 1 | 1 | 4 | 2 | 1 | 1+ | 1 |  | 1
PG&E KERN | Norco | 115 | Distributed_Solar |  |  | 0 | 0 | 0 | 0 | 0 | 0 | 0 | 0 | 0 | 1 | 1 | 1 | 1 | [13 empty] | 1 | 1 | 3 | 1 | 1 | 1 | 1 |  | 0
PG&E GBA | Nortech | 115 | Distributed_Solar |  |  | 0 | 0 | 0 | 0 | 0 | 0 | 0 | 0 | 0 | 1 | 1 | 1 | 1 | [13 empty] | 2 | 1 | 2 | 2 | 1 | 1 | 1 |  | 0
SDGE | North City Metering | 138 | Distributed_Solar |  |  | 0 | 0 | 0 | 0 | 0 | 0 | 0 | 0 | 0 | 1 | 1 | 1 | 1 | [13 empty] | 2 | 1 | 2 | 1 | 3 | 1 | 1 |  | 0
PG&E GBA | North Dublin | 230 | Distributed_Solar |  |  | 0 | 0 | 0 | 0 | 0 | 0 | 0 | 0 | 0 | 5 | 5 | 1 | 1 | [13 empty] | 2 | 1 | 2 | 1 | 3 | 1 | 1 |  | 0
SDGE | North Gila | 500 | Distributed_Solar |  |  | 0 | 0 | 0 | 0 | 0 | 0 | 0 | 0 | 0 | 1 | 1 | 1 | 1 | [13 empty] | 2 | 2 | 4 | 2 | 3 | 1 | 1 |  | 0
SCE Metro | North of SONGS | 230 | Distributed_Solar |  |  | 0 | 0 | 0 | 0 | 0 | 0 | 0 | 0 | 0 | 1 | 1 | 1 | 1 | [13 empty] | 2 | 1 | 3 | 1 | 3 | 1 | 1 |  | 0
SCE Metro | North of SONGS | 500 | Distributed_Solar |  |  | 0 | 0 | 0 | 0 | 0 | 0 | 0 | 0 | 0 | 1 | 1 | 1 | 1 | [13 empty] | 2 | 1 | 3 | 1 | 3 | 1 | 1 |  | 0
PG&E NGBA | Notre Dame | 115 | Distributed_Solar |  |  | 0 | 0 | 0 | 0 | 0 | 0 | 0 | 0 | 0 | 5 | 2 | 1 | 1 | [13 empty] | 2 | 1 | 4 | 2 | 2 | 1+ | 1 |  | 1
PG&E GBA | Oakland C | 115 | Distributed_Solar |  |  | 0 | 0 | 0 | 0 | 0 | 0 | 0 | 0 | 0 | 5 | 2 | 1 | 1 | [13 empty] | 2 | 1 | 1 | 1 | 2 | 1 | 1 |  | 0
PG&E GBA | Oakland J | 115 | Distributed_Solar |  |  | 0 | 0 | 0 | 0 | 0 | 0 | 0 | 0 | 0 | 5 | 2 | 1 | 1 | [13 empty] | 2 | 1 | 2 | 1 | 1 | 4+ | 1 |  | 1
PG&E GBA | Oakland L | 115 | Distributed_Solar |  |  | 0 | 0 | 0 | 0 | 0 | 0 | 0 | 0 | 0 | 5 | 2 | 1 | 1 | [13 empty] | 2 | 1 | 2 | 1 | 1 | 4+ | 1 |  | 1
PG&E GBA | Oakland X | 115 | Distributed_Solar |  |  | 0 | 0 | 0 | 0 | 0 | 0 | 0 | 0 | 0 | 5 | 2 | 1 | 1 | [13 empty] | 2 | 1 | 2 | 1 | 2 | 1 | 1 |  | 0
SDGE | Ocean Ranch | 69 | Distributed_Solar |  |  | 0 | 0 | 0 | 0 | 0 | 0 | 0 | 0 | 0 | 1 | 1 | 1 | 1 | [13 empty] | 2 | 1 | 4 | 1 | 3 | 1 | 1 |  | 0
PG&E KERN | Oceano | 115 | Distributed_Solar |  |  | 0 | 0 | 0 | 0 | 0 | 0 | 0 | 0 | 0 | 1 | 1 | 1 | 1 | [13 empty] | 2 | 2 | 4 | 2 | 3 | 1 | 1 |  | 0
SDGE | Ocotillo Express | 500 | Distributed_Solar |  |  | 0 | 0 | 0 | 0 | 0 | 0 | 0 | 0 | 0 | 1 | 1 | 1 | 1 | [13 empty] | 2 | 1 | 4 | 2 | 3 | 1 | 1 |  | 0
PG&E KERN | Old River | 70 | Distributed_Solar |  |  | 0 | 2.4 | 2.4 | 0 | 2.4 | 2.4 | 0 | 0 | 0 | 1 | 1 | 1 | 1 | [13 empty] | 1 | 1 | 4 | 1 | 2 | 1 | 1 |  | 1
SDGE | Old Town | 230 | Distributed_Solar |  |  | 0 | 0 | 0 | 0 | 0 | 0 | 0 | 0 | 0 | 1 | 1 | 1 | 1 | [13 empty] | 2 | 1 | 3 | 1 | 2 | 1 | 1 |  | 0
SCE Metro | Olinda | 230 | Distributed_Solar |  |  | 0 | 0 | 0 | 0 | 0 | 0 | 0 | 0 | 0 | 1 | 1 | 1 | 1 | [13 empty] | 1 | 1 | 2 | 1 | 2 | 1 | 1 |  | 0
PG&E FRESNO | Olive | 115 | Distributed_Solar |  |  | 0 | 0 | 0 | 0 | 0 | 0 | 0 | 0 | 0 | 1 | 1 | 1 | 1 | [13 empty] | 1 | 1 | 4 | 1 | 1 | 1 | 1 |  | 0
PG&E NGBA | Olivehurst | 115 | Distributed_Solar |  |  | 0 | 0 | 0 | 0 | 0 | 0 | 0 | 0 | 0 | 5 | 2 | 1 | 1 | [13 empty] | 2 | 2 | 2 | 1 | 2 | 1+ | 1 |  | 1
PG&E NGBA | Oregon Trail | 60 | Distributed_Solar |  |  | 0 | 0 | 0 | 0 | 0 | 0 | 0 | 0 | 0 | 5 | 2 | 1 | 1 | [13 empty] | 2 | 2 | 3 | 2 | 3 | 1 | 1 |  | 0
SCE Northern | Ormond Beach | 230 | Distributed_Solar |  |  | 0 | 0 | 0 | 0 | 0 | 0 | 0 | 0 | 0 | 5 | 5 | 1 | 1 | [13 empty] | 2 | 1 | 1 | 1 | 1 | 1 | 1 |  | 0
PG&E FRESNO | Oro Loma | 115 | Distributed_Solar |  |  | 0 | 0 | 0 | 0 | 0 | 0 | 0 | 0 | 0 | 1 | 1 | 1 | 1 | [13 empty] | 1 | 1 | 4 | 2 | 1 | 1 | 1 |  | 0
PG&E FRESNO | Oro Loma | 70 | Distributed_Solar |  |  | 0 | 5 | 5 | 0 | 5 | 5 | 0 | 0 | 0 | 1 | 1 | 1 | 1 | [13 empty] | 1 | 1 | 4 | 2 | 1 | 4+ | 1 |  | 1
PG&E FRESNO | Orosi | 70 | Distributed_Solar |  |  | 0 | 0 | 0 | 0 | 0 | 0 | 0 | 0 | 0 | 5 | 2 | 5 | 2 | [13 empty] | 1 | 1 | 4 | 1 | 1 | 1 | 1 |  | 0
SDGE | Otay | 69 | Distributed_Solar |  |  | 0 | 0 | 0 | 0 | 0 | 0 | 0 | 0 | 0 | 1 | 1 | 1 | 1 | [13 empty] | 2 | 1 | 1 | 1 | 1 | 1 | 1 |  | 0
SDGE | Otay Mesa | 230 | Distributed_Solar |  |  | 0 | 0 | 0 | 0 | 0 | 0 | 0 | 0 | 0 | 1 | 1 | 1 | 1 | [13 empty] | 2 | 1 | 1 | 1 | 3 | 1 | 1 |  | 0
PG&E FRESNO | Padre Flats SW STA | 230 | Distributed_Solar |  |  | 0 | 0 | 0 | 0 | 0 | 0 | 0 | 0 | 0 | 1 | 1 | 1 | 1 | [13 empty] | 1 | 1 | 4 | 2 | 1 | 1 | 1 |  | 0
EOP | Pahrump | 138 | Distributed_Solar |  |  | 0 | 0 | 0 | 0 | 0 | 0 | 0 | 0 | 0 | 5 | 5 | 1 | 1 | [13 empty] | 2 | 2 | 4 | 1 | 3 | 1 | 1 |  | 0
EOP | Pahrump | 230 | Distributed_Solar |  |  | 0 | 0 | 0 | 0 | 0 | 0 | 0 | 0 | 0 | 5 | 5 | 1 | 1 | [13 empty] | 2 | 2 | 4 | 1 | 3 | 1 | 1 |  | 0
SDGE | Pala | 69 | Distributed_Solar |  |  | 0 | 0 | 0 | 0 | 0 | 0 | 0 | 0 | 0 | 1 | 1 | 1 | 1 | [13 empty] | 2 | 1 | 1 | 1 | 3 | 1 | 1 |  | 0
PG&E NGBA | Palermo | 115 | Distributed_Solar |  |  | 0 | 0 | 0 | 0 | 0 | 0 | 0 | 0 | 0 | 5 | 2 | 1 | 1 | [13 empty] | 2 | 1 | 2 | 2 | 2 | 1 | 1 |  | 0
PG&E NGBA | Palermo | 230 | Distributed_Solar |  |  | 0 | 0 | 0 | 0 | 0 | 0 | 0 | 0 | 0 | 5 | 2 | 1 | 1 | [13 empty] | 2 | 1 | 2 | 2 | 2 | 1 | 1 |  | 0
SCE Eastern | Palo Verde | 500 | Distributed_Solar |  |  | 0 | 0 | 0 | 0 | 0 | 0 | 0 | 0 | 0 | 5 | 5 | 1 | 1 | [13 empty] | 2 | 1 | 4 | 2 | 3 | 1 | 1 |  | 0
SDGE | Palomar Energy | 230 | Distributed_Solar |  |  | 0 | 0 | 0 | 0 | 0 | 0 | 0 | 0 | 0 | 1 | 1 | 1 | 1 | [13 empty] | 2 | 1 | 2 | 1 | 3 | 1 | 1 |  | 0
PG&E KERN | Panama | 70 | Distributed_Solar |  |  | 0 | 0 | 0 | 0 | 0 | 0 | 0 | 0 | 0 | 1 | 1 | 1 | 1 | [13 empty] | 1 | 1 | 4 | 1 | 1 | 1 | 1 |  | 0
PG&E FRESNO | Panoche | 115 | Distributed_Solar |  |  | 0 | 6.15 | 6.15 | 0 | 4.4 | 4.4 | 0 | 1.75 | 1.75 | 5 | 2 | 1 | 1 | [13 empty] | 1 | 1 | 1 | 2 | 1 | 1 | 1 |  | 1
PG&E FRESNO | Panoche | 230 | Distributed_Solar |  |  | 0 | 0 | 0 | 0 | 0 | 0 | 0 | 0 | 0 | 1 | 1 | 1 | 1 | [13 empty] | 1 | 1 | 1 | 2 | 1 | 1 | 1 |  | 0
SCE Northern | Pardee | 230 | Distributed_Solar |  |  | 0 | 0 | 0 | 0 | 0 | 0 | 0 | 0 | 0 | 5 | 5 | 1 | 1 | [13 empty] | 1 | 1 | 3 | 1 | 3 | 1 | 1 |  | 0
PG&E NGBA | Parkway | 230 | Distributed_Solar |  |  | 0 | 0 | 0 | 0 | 0 | 0 | 0 | 0 | 0 | 5 | 5 | 1 | 1 | [13 empty] | 2 | 1 | 4 | 1 | 2 | 1 | 1 |  | 0
SCE Northern | Pastoria | 230 | Distributed_Solar |  |  | 0 | 0 | 0 | 0 | 0 | 0 | 0 | 0 | 0 | 5 | 5 | 1 | 1 | [13 empty] | 1 | 1 | 2 | 1 | 3 | 1 | 1 |  | 0
SCE Metro | Pauda | 230 | Distributed_Solar |  |  | 0 | 0 | 0 | 0 | 0 | 0 | 0 | 0 | 0 | 1 | 1 | 1 | 1 | [13 empty] | 1 | 1 | 2 | 1 | 2 | 1 | 1 |  | 0
PG&E GBA | Paul Sweet | 115 | Distributed_Solar |  |  | 0 | 0 | 0 | 0 | 0 | 0 | 0 | 0 | 0 | 1 | 1 | 1 | 1 | [13 empty] | 2 | 2 | 2 | 2 | 3 | 4+ | 1 |  | 1
PG&E NGBA | Peabody | 230 | Distributed_Solar |  |  | 0 | 8 | 8 | 0 | 0 | 0 | 0 | 8 | 8 | 5 | 5 | 1 | 1 | [13 empty] | 2 | 1 | 2 | 1 | 2 | 3+ | 1 |  | 1
PG&E NGBA | Pease | 115 | Distributed_Solar |  |  | 0 | 0 | 0 | 0 | 0 | 0 | 0 | 0 | 0 | 5 | 2 | 1 | 1 | [13 empty] | 2 | 2 | 2 | 1 | 2 | 1 | 1 |  | 0
PG&E NGBA | Pease | 60 | Distributed_Solar |  |  | 0 | 3 | 3 | 0 | 0 | 0 | 0 | 3 | 3 | 5 | 2 | 1 | 1 | [13 empty] | 2 | 2 | 2 | 1 | 2 | 1 | 1 |  | 1
SDGE | Penasquitos | 138 | Distributed_Solar |  |  | 0 | 0 | 0 | 0 | 0 | 0 | 0 | 0 | 0 | 1 | 1 | 1 | 1 | [13 empty] | 2 | 1 | 2 | 1 | 3 | 1 | 1 |  | 0
SDGE | Penasquitos | 230 | Distributed_Solar |  |  | 0 | 0 | 0 | 0 | 0 | 0 | 0 | 0 | 0 | 1 | 1 | 1 | 1 | [13 empty] | 2 | 1 | 2 | 1 | 3 | 1 | 1 |  | 0
SDGE | Penasquitos | 69 | Distributed_Solar |  |  | 0 | 0 | 0 | 0 | 0 | 0 | 0 | 0 | 0 | 1 | 1 | 1 | 1 | [13 empty] | 2 | 1 | 2 | 1 | 3 | 1 | 1 |  | 0
SDGE | Pendleton | 69 | Distributed_Solar |  |  | 0 | 0 | 0 | 0 | 0 | 0 | 0 | 0 | 0 | 1 | 1 | 1 | 1 | [13 empty] | 2 | 1 | 4 | 1 | 3 | 1 | 1 |  | 0
PG&E NGBA | Penngrove | 115 | Distributed_Solar |  |  | 0 | 0 | 0 | 0 | 0 | 0 | 0 | 0 | 0 | 5 | 5 | 1 | 1 | [13 empty] | 2 | 1 | 3 | 2 | 2 | 4+ | 1 |  | 1
PG&E GBA | Peoria | 115 | Distributed_Solar |  |  | 0 | 0 | 0 | 0 | 0 | 0 | 0 | 0 | 0 | 5 | 2 | 1 | 1 | [13 empty] | 2 | 1 | 4 | 1 | 3 | 1 | 1 |  | 0
PG&E GBA | Piercy | 115 | Distributed_Solar |  |  | 0 | 0 | 0 | 0 | 0 | 0 | 0 | 0 | 0 | 1 | 1 | 1 | 1 | [13 empty] | 2 | 1 | 2 | 2 | 2 | 1 | 1 |  | 0
PG&E FRESNO | Pine Flat | 230 | Distributed_Solar |  |  | 0 | 0 | 0 | 0 | 0 | 0 | 0 | 0 | 0 | 5 | 2 | 1 | 1 | [13 empty] | 1 | 1 | 4 | 2 | 3 | 1 | 1 |  | 0
SCE NOL | Pisgah | 230 | Distributed_Solar |  |  | 0 | 0 | 0 | 0 | 0 | 0 | 0 | 0 | 0 | 1 | 1 | 1 | 1 | [13 empty] | 2 | 1 | 4 | 1 | 1 | 1 | 1 |  | 0
PG&E NGBA | Pit 1 | 230 | Distributed_Solar |  |  | 0 | 0 | 0 | 0 | 0 | 0 | 0 | 0 | 0 | 5 | 5 | 3 | 3 | [13 empty] | 2 | 2 | 4 | 2 | 3 | 1 | 1 |  | 0
PG&E NGBA | Pit 1 | 60 | Distributed_Solar |  |  | 0 | 0 | 0 | 0 | 0 | 0 | 0 | 0 | 0 | 5 | 5 | 3 | 3 | [13 empty] | 2 | 2 | 4 | 2 | 3 | 1 | 1 |  | 0
PG&E NGBA | Pit 3 | 230 | Distributed_Solar |  |  | 0 | 0 | 0 | 0 | 0 | 0 | 0 | 0 | 0 | 5 | 5 | 3 | 3 | [13 empty] | 2 | 2 | 4 | 2 | 3 | 1 | 1 |  | 0
PG&E NGBA | Pit 4 | 230 | Distributed_Solar |  |  | 0 | 0 | 0 | 0 | 0 | 0 | 0 | 0 | 0 | 5 | 2 | 1 | 1 | [13 empty] | 2 | 2 | 4 | 2 | 3 | 1 | 1 |  | 0
PG&E GBA | Pittsburg | 115 | Distributed_Solar |  |  | 0 | 0 | 0 | 0 | 0 | 0 | 0 | 0 | 0 | 5 | 2 | 1 | 1 | [13 empty] | 2 | 1 | 2 | 1 | 1 | 1 | 1 |  | 0
PG&E GBA | Pittsburg | 230 | Distributed_Solar |  |  | 0 | 0 | 0 | 0 | 0 | 0 | 0 | 0 | 0 | 5 | 2 | 1 | 1 | [13 empty] | 2 | 1 | 2 | 1 | 1 | 1 | 1 |  | 0
PG&E NGBA | Pleasant Grove | 115 | Distributed_Solar |  |  | 0 | 0 | 0 | 0 | 0 | 0 | 0 | 0 | 0 | 5 | 2 | 1 | 1 | [13 empty] | 2 | 1 | 2 | 2 | 3 | 4+ | 4 | Shifted to other solar areas due to utility scale mapping | 1
PG&E NGBA | POE | 230 | Distributed_Solar |  |  | 0 | 0 | 0 | 0 | 0 | 0 | 0 | 0 | 0 | 5 | 2 | 1 | 1 | [13 empty] | 2 | 1 | 4 | 2 | 3 | 1 | 1 |  | 0
SDGE | Point Loma | 69 | Distributed_Solar |  |  | 0 | 0 | 0 | 0 | 0 | 0 | 0 | 0 | 0 | 1 | 1 | 1 | 1 | [13 empty] | 2 | 1 | 3 | 1 | 2 | 1 | 1 |  | 0
SDGE | Pomerado | 69 | Distributed_Solar |  |  | 0 | 0 | 0 | 0 | 0 | 0 | 0 | 0 | 0 | 1 | 1 | 1 | 1 | [13 empty] | 2 | 1 | 3 | 1 | 3 | 1 | 1 |  | 0
PG&E KERN | Poso Mountain | 115 | Distributed_Solar |  |  | 0 | 0 | 0 | 0 | 0 | 0 | 0 | 0 | 0 | 1 | 1 | 1 | 1 | [13 empty] | 1 | 1 | 3 | 1 | 2 | 4+ | 4 | Shifted to other solar areas due to utility scale mapping | 1
EOP | Primm | 230 | Distributed_Solar |  |  | 0 | 0 | 0 | 0 | 0 | 0 | 0 | 0 | 0 | 5 | 5 | 1 | 1 | [13 empty] | 2 | 2 | 4 | 1 | 2 | 1 | 1 |  | 0
PG&E NGBA | Putah Creek | 115 | Distributed_Solar |  |  | 0 | 4.3 | 4.3 | 0 | 0 | 0 | 0 | 4.3 | 4.3 | 5 | 5 | 1 | 1 | [13 empty] | 2 | 1 | 3 | 2 | 3 | 1+ | 4 | Reduced to better align with CI | 1
SDGE | Q1806 | 138 | Distributed_Solar |  |  | 0 | 0 | 0 | 0 | 0 | 0 | 0 | 0 | 0 | 1 | 1 | 1 | 1 | [13 empty] | 1 | 1 | 2 | 1 | 3 | 1 | 1 |  | 0
PG&E FRESNO | Quinto | 230 | Distributed_Solar |  |  | 0 | 0 | 0 | 0 | 0 | 0 | 0 | 0 | 0 | 1 | 1 | 1 | 1 | [13 empty] | 1 | 1 | 4 | 2 | 1 | 1 | 1 |  | 0
PG&E GBA | Race Track | 115 | Distributed_Solar |  |  | 0 | 0 | 0 | 0 | 0 | 0 | 0 | 0 | 0 | 5 | 2 | 1 | 1 | [13 empty] | 2 | 1 | 4 | 1 | 3 | 1+ | 1 |  | 1
SDGE | Rancho Mission Viejo | 138 | Distributed_Solar |  |  | 0 | 0 | 0 | 0 | 0 | 0 | 0 | 0 | 0 | 1 | 1 | 1 | 1 | [13 empty] | 1 | 1 | 2 | 1 | 3 | 1 | 1 |  | 0
PG&E GBA | Rancho Seco | 230 | Distributed_Solar |  |  | 0 | 0 | 0 | 0 | 0 | 0 | 0 | 0 | 0 | 5 | 2 | 1 | 1 | [13 empty] | 2 | 1 | 1 | 2 | 3 | 1 | 1 |  | 0
SCE Metro | Rancho Vista | 230 | Distributed_Solar |  |  | 0 | 0 | 0 | 0 | 0 | 0 | 0 | 0 | 0 | 1 | 1 | 1 | 1 | [13 empty] | 1 | 1 | 1 | 1 | 1 | 1 | 1 |  | 0
SCE Metro | Rancho Vista | 500 | Distributed_Solar |  |  | 0 | 0 | 0 | 0 | 0 | 0 | 0 | 0 | 0 | 1 | 1 | 1 | 1 | [13 empty] | 1 | 1 | 1 | 1 | 1 | 1 | 1 |  | 0
SCE NOL | Ransburg | 115 | Distributed_Solar |  |  | 0 | 3.3 | 3.3 | 0 | 0 | 0 | 0 | 3.3 | 3.3 | 3 | 3 | 1 | 1 | [13 empty] | 2 | 1 | 4 | 1 | 1 | 3+ | 1 |  | 1
PG&E GBA | Ravenswood | 115 | Distributed_Solar |  |  | 0 | 0 | 0 | 0 | 0 | 0 | 0 | 0 | 0 | 5 | 2 | 1 | 1 | [13 empty] | 2 | 1 | 2 | 1 | 2 | 1 | 1 |  | 0
PG&E GBA | Ravenswood | 230 | Distributed_Solar |  |  | 0 | 0 | 0 | 0 | 0 | 0 | 0 | 0 | 0 | 5 | 2 | 1 | 1 | [13 empty] | 2 | 1 | 2 | 1 | 2 | 1 | 1 |  | 0
SCE Northern | Rector | 230 | Distributed_Solar |  |  | 0 | 15 | 15 | 0 | 15 | 15 | 0 | 0 | 0 | 1 | 1 | 1 | 1 | [13 empty] | 1 | 1 | 2 | 1 | 2 | 1+ | 1 |  | 1
SCE Eastern | Red Bluff | 230 | Distributed_Solar |  |  | 0 | 0 | 0 | 0 | 0 | 0 | 0 | 0 | 0 | 1 | 1 | 1 | 1 | [13 empty] | 2 | 2 | 4 | 1 | 3 | 1+ | 1 |  | 1
SCE Eastern | Red Bluff | 500 | Distributed_Solar |  |  | 0 | 0 | 0 | 0 | 0 | 0 | 0 | 0 | 0 | 1 | 1 | 1 | 1 | [13 empty] | 2 | 2 | 4 | 1 | 3 | 1 | 1 |  | 0
PG&E NGBA | Redbud | 115 | Distributed_Solar |  |  | 0 | 0 | 0 | 0 | 0 | 0 | 0 | 0 | 0 | 5 | 5 | 1 | 1 | [13 empty] | 2 | 2 | 4 | 2 | 3 | 1 | 1 |  | 0
SCE Metro | Redondo | 230 | Distributed_Solar |  |  | 0 | 0 | 0 | 0 | 0 | 0 | 0 | 0 | 0 | 1 | 1 | 1 | 1 | [13 empty] | 1 | 1 | 2 | 1 | 2 | 1 | 1 |  | 0
PG&E FRESNO | Reedley | 115 | Distributed_Solar |  |  | 0 | 0 | 0 | 0 | 0 | 0 | 0 | 0 | 0 | 5 | 2 | 1 | 1 | [13 empty] | 1 | 1 | 4 | 2 | 1 | 1 | 1 |  | 0
PG&E KERN | Renfro | 115 | Distributed_Solar |  |  | 0 | 0 | 0 | 0 | 0 | 0 | 0 | 0 | 0 | 1 | 1 | 1 | 1 | [13 empty] | 1 | 1 | 2 | 1 | 2 | 1 | 1 |  | 0
PG&E GBA | Richmond R | 115 | Distributed_Solar |  |  | 0 | 8 | 8 | 0 | 0 | 0 | 0 | 8 | 8 | 5 | 2 | 1 | 1 | [13 empty] | 2 | 1 | 2 | 1 | 2 | 1 | 1 |  | 1
PG&E NGBA | Rincon | 115 | Distributed_Solar |  |  | 0 | 0 | 0 | 0 | 0 | 0 | 0 | 0 | 0 | 5 | 5 | 1 | 1 | [13 empty] | 2 | 1 | 3 | 2 | 2 | 1 | 1 |  | 0
PG&E KERN | Rio Bravo | 115 | Distributed_Solar |  |  | 0 | 0 | 0 | 0 | 0 | 0 | 0 | 0 | 0 | 1 | 1 | 1 | 1 | [13 empty] | 1 | 1 | 2 | 1 | 1 | 4+ | 1 |  | 1
SCE Metro | Rio Hondo | 230 | Distributed_Solar |  |  | 0 | 0 | 0 | 0 | 0 | 0 | 0 | 0 | 0 | 1 | 1 | 1 | 1 | [13 empty] | 1 | 1 | 4 | 1 | 1 | 1 | 1 |  | 0
PG&E NGBA | Rio Oso | 115 | Distributed_Solar |  |  | 0 | 0 | 0 | 0 | 0 | 0 | 0 | 0 | 0 | 5 | 2 | 1 | 1 | [13 empty] | 2 | 1 | 4 | 1 | 3 | 1 | 1 |  | 0
PG&E NGBA | Rio Oso | 230 | Distributed_Solar |  |  | 0 | 0 | 0 | 0 | 0 | 0 | 0 | 0 | 0 | 5 | 2 | 1 | 1 | [13 empty] | 2 | 1 | 4 | 1 | 3 | 1 | 1 |  | 0
PG&E GBA | Ripon | 115 | Distributed_Solar |  |  | 0 | 2.6 | 2.6 | 0 | 2.6 | 2.6 | 0 | 0 | 0 | 5 | 2 | 1 | 1 | [13 empty] | 1 | 1 | 2 | 2 | 2 | 1+ | 1 |  | 1
PG&E GBA | Riverbank | 115 | Distributed_Solar |  |  | 0 | 0 | 0 | 0 | 0 | 0 | 0 | 0 | 0 | 5 | 2 | 1 | 1 | [13 empty] | 1 | 1 | 3 | 2 | 2 | 1+ | 1 |  | 1
SCE NOL | Roadway | 115 | Distributed_Solar |  |  | 0 | 2 | 2 | 0 | 2 | 2 | 0 | 0 | 0 | 1 | 1 | 1 | 1 | [13 empty] | 2 | 1 | 2 | 1 | 1 | 1 | 1 |  | 1
PG&E NGBA | Rock Creek 1 | 230 | Distributed_Solar |  |  | 0 | 0 | 0 | 0 | 0 | 0 | 0 | 0 | 0 | 5 | 2 | 1 | 1 | [13 empty] | 2 | 2 | 4 | 1 | 3 | 1 | 1 |  | 0
SCE Northern | Rosamond | 66 | Distributed_Solar |  |  | 0 | 0 | 0 | 0 | 0 | 0 | 0 | 0 | 0 | 1 | 1 | 1 | 1 | [13 empty] | 2 | 1 | 4 | 1 | 3 | 1 | 1 |  | 0
PG&E GBA | Rossmoor | 230 | Distributed_Solar |  |  | 0 | 0 | 0 | 0 | 0 | 0 | 0 | 0 | 0 | 5 | 5 | 1 | 1 | [13 empty] | 2 | 1 | 4 | 1 | 3 | 1+ | 1 |  | 1
PG&E NGBA | Round Mountain | 230 | Distributed_Solar |  |  | 0 | 0 | 0 | 0 | 0 | 0 | 0 | 0 | 0 | 5 | 2 | 1 | 1 | [13 empty] | 2 | 2 | 4 | 2 | 3 | 1 | 1 |  | 0
PG&E NGBA | Round Mountain | 500 | Distributed_Solar |  |  | 0 | 0 | 0 | 0 | 0 | 0 | 0 | 0 | 0 | 5 | 2 | 1 | 1 | [13 empty] | 2 | 2 | 4 | 2 | 3 | 1 | 1 |  | 0
PG&E GBA | Salado | 115 | Distributed_Solar |  |  | 0 | 0 | 0 | 0 | 0 | 0 | 0 | 0 | 0 | 1 | 1 | 1 | 1 | [13 empty] | 1 | 1 | 4 | 2 | 1 | 1 | 1 |  | 0
PG&E GBA | Salado | 60 | Distributed_Solar |  |  | 0 | 0 | 0 | 0 | 0 | 0 | 0 | 0 | 0 | 1 | 1 | 1 | 1 | [13 empty] | 1 | 1 | 4 | 2 | 1 | 1 | 1 |  | 0
PG&E GBA | Salinas | 115 | Distributed_Solar |  |  | 0 | 3 | 3 | 0 | 0 | 0 | 0 | 3 | 3 | 1 | 1 | 1 | 1 | [13 empty] | 2 | 2 | 3 | 2 | 2 | 1 | 1 |  | 1
SDGE | Salt Creek | 69 | Distributed_Solar |  |  | 0 | 0 | 0 | 0 | 0 | 0 | 0 | 0 | 0 | 1 | 1 | 1 | 1 | [13 empty] | 2 | 1 | 3 | 1 | 2 | 1 | 1 |  | 0
SCE Eastern | San Bernardino | 230 | Distributed_Solar |  |  | 0 | 0 | 0 | 0 | 0 | 0 | 0 | 0 | 0 | 1 | 1 | 1 | 1 | [13 empty] | 1 | 1 | 2 | 1 | 2 | 1+ | 1 |  | 1
PG&E GBA | SAN FRAN A (POTRERO PP) | 115 | Distributed_Solar |  |  | 0 | 0 | 0 | 0 | 0 | 0 | 0 | 0 | 0 | 5 | 2 | 1 | 1 | [13 empty] | 2 | 1 | 2 | 1 | 2 | 4+ | 1 |  | 1
PG&E GBA | SAN FRAN A (POTRERO PP) | 230 | Distributed_Solar |  |  | 0 | 0 | 0 | 0 | 0 | 0 | 0 | 0 | 0 | 5 | 2 | 1 | 1 | [13 empty] | 2 | 1 | 2 | 1 | 2 | 1 | 1 |  | 0
PG&E GBA | San Jose A | 115 | Distributed_Solar |  |  | 0 | 0 | 0 | 0 | 0 | 0 | 0 | 0 | 0 | 1 | 1 | 1 | 1 | [13 empty] | 2 | 1 | 2 | 2 | 2 | 1 | 1 |  | 0
PG&E GBA | San Jose B | 115 | Distributed_Solar |  |  | 0 | 0 | 0 | 0 | 0 | 0 | 0 | 0 | 0 | 1 | 1 | 1 | 1 | [13 empty] | 2 | 1 | 3 | 2 | 2 | 1 | 1 |  | 0
PG&E GBA | San Leandro U | 115 | Distributed_Solar |  |  | 0 | 0 | 0 | 0 | 0 | 0 | 0 | 0 | 0 | 5 | 2 | 1 | 1 | [13 empty] | 2 | 1 | 3 | 1 | 2 | 4+ | 1 |  | 1
PG&E KERN | San Luis Obispo | 115 | Distributed_Solar |  |  | 0 | 0 | 0 | 0 | 0 | 0 | 0 | 0 | 0 | 1 | 1 | 1 | 1 | [13 empty] | 2 | 2 | 4 | 2 | 3 | 1 | 1 |  | 0
PG&E KERN | San Luis Obispo | 70 | Distributed_Solar |  |  | 0 | 0 | 0 | 0 | 0 | 0 | 0 | 0 | 0 | 1 | 1 | 1 | 1 | [13 empty] | 2 | 2 | 4 | 2 | 3 | 1+ | 1 |  | 1
SDGE | San Luis Rey | 230 | Distributed_Solar |  |  | 0 | 0 | 0 | 0 | 0 | 0 | 0 | 0 | 0 | 1 | 1 | 1 | 1 | [13 empty] | 2 | 1 | 4 | 1 | 3 | 1 | 1 |  | 0
SDGE | San Luis Rey | 69 | Distributed_Solar |  |  | 0 | 0 | 0 | 0 | 0 | 0 | 0 | 0 | 0 | 1 | 1 | 1 | 1 | [13 empty] | 2 | 1 | 4 | 1 | 3 | 1 | 1 |  | 0
SDGE | San Marcos | 69 | Distributed_Solar |  |  | 0 | 0 | 0 | 0 | 0 | 0 | 0 | 0 | 0 | 1 | 1 | 1 | 1 | [13 empty] | 2 | 1 | 2 | 1 | 3 | 1 | 1 |  | 0
SCE Metro | San Onofre | 230 | Distributed_Solar |  |  | 0 | 0 | 0 | 0 | 0 | 0 | 0 | 0 | 0 | 1 | 1 | 1 | 1 | [13 empty] | 2 | 1 | 4 | 1 | 3 | 1 | 1 |  | 0
PG&E GBA | San Pablo | 115 | Distributed_Solar |  |  | 0 | 0 | 0 | 0 | 0 | 0 | 0 | 0 | 0 | 5 | 2 | 1 | 1 | [13 empty] | 2 | 1 | 2 | 1 | 1 | 1 | 1 |  | 0
PG&E GBA | San Ramon | 230 | Distributed_Solar |  |  | 0 | 0 | 0 | 0 | 0 | 0 | 0 | 0 | 0 | 5 | 2 | 1 | 1 | [13 empty] | 2 | 1 | 2 | 1 | 3 | 4+ | 4 | Shifted to other solar areas due to utility scale mapping | 1
SDGE | San Ysidro | 69 | Distributed_Solar |  |  | 0 | 0 | 0 | 0 | 0 | 0 | 0 | 0 | 0 | 1 | 1 | 1 | 1 | [13 empty] | 2 | 1 | 2 | 1 | 2 | 1 | 1 |  | 0
SCE NOL | Sandlot | 230 | Distributed_Solar |  |  | 0 | 0 | 0 | 0 | 0 | 0 | 0 | 0 | 0 | 3 | 3 | 1 | 1 | [13 empty] | 2 | 1 | 4 | 1 | 2 | 1 | 1 |  | 0
EOP | Sandy | 138 | Distributed_Solar |  |  | 0 | 0 | 0 | 0 | 0 | 0 | 0 | 0 | 0 | 5 | 5 | 1 | 1 | [13 empty] | 2 | 2 | 4 | 1 | 3 | 1 | 1 |  | 0
PG&E FRESNO | Sanger | 115 | Distributed_Solar |  |  | 0 | 0 | 0 | 0 | 0 | 0 | 0 | 0 | 0 | 5 | 2 | 5 | 2 | [13 empty] | 1 | 1 | 2 | 2 | 2 | 4+ | 4 | Shifted to other solar areas due to utility scale mapping | 1
SCE Northern | Santa Clara | 230 | Distributed_Solar |  |  | 0 | 0 | 0 | 0 | 0 | 0 | 0 | 0 | 0 | 5 | 5 | 1 | 1 | [13 empty] | 2 | 1 | 3 | 1 | 2 | 1+ | 1 |  | 1
PG&E NGBA | Santa Rosa A | 115 | Distributed_Solar |  |  | 0 | 0 | 0 | 0 | 0 | 0 | 0 | 0 | 0 | 5 | 5 | 1 | 1 | [13 empty] | 2 | 1 | 3 | 2 | 2 | 1 | 1 |  | 0
PG&E GBA | Santa Teresa | 115 | Distributed_Solar |  |  | 0 | 0 | 0 | 0 | 0 | 0 | 0 | 0 | 0 | 1 | 1 | 1 | 1 | [13 empty] | 2 | 1 | 2 | 2 | 2 | 1 | 1 |  | 0
SDGE | Santee | 138 | Distributed_Solar |  |  | 0 | 0 | 0 | 0 | 0 | 0 | 0 | 0 | 0 | 5 | 5 | 1 | 1 | [13 empty] | 2 | 1 | 2 | 1 | 2 | 1 | 1 |  | 0
SCE Metro | Santiago | 230 | Distributed_Solar |  |  | 0 | 0 | 0 | 0 | 0 | 0 | 0 | 0 | 0 | 1 | 1 | 1 | 1 | [13 empty] | 1 | 1 | 2 | 1 | 2 | 1 | 1 |  | 0
PG&E GBA | Saratoga | 230 | Distributed_Solar |  |  | 0 | 0 | 0 | 0 | 0 | 0 | 0 | 0 | 0 | 1 | 1 | 1 | 1 | [13 empty] | 2 | 1 | 4 | 2 | 3 | 1 | 1 |  | 0
SCE Northern | Saugus | 230 | Distributed_Solar |  |  | 0 | 0 | 0 | 0 | 0 | 0 | 0 | 0 | 0 | 5 | 5 | 1 | 1 | [13 empty] | 1 | 1 | 3 | 1 | 3 | 1 | 1 |  | 0
PG&E FRESNO | Schindler | 115 | Distributed_Solar |  |  | 0 | 0 | 0 | 0 | 0 | 0 | 0 | 0 | 0 | 1 | 1 | 1 | 1 | [13 empty] | 1 | 1 | 4 | 2 | 1 | 1 | 4 | Reduced to better align with CI | 1
PG&E FRESNO | Schindler | 70 | Distributed_Solar |  |  | 0 | 0 | 0 | 0 | 0 | 0 | 0 | 0 | 0 | 1 | 1 | 1 | 1 | [13 empty] | 1 | 1 | 4 | 2 | 1 | 4+ | 1 |  | 1
PG&E GBA | Schulte | 115 | Distributed_Solar |  |  | 0 | 0 | 0 | 0 | 0 | 0 | 0 | 0 | 0 | 5 | 2 | 1 | 1 | [13 empty] | 1 | 1 | 1 | 2 | 2 | 1 | 1 |  | 0
SDGE | Scripps | 69 | Distributed_Solar |  |  | 0 | 0 | 0 | 0 | 0 | 0 | 0 | 0 | 0 | 1 | 1 | 1 | 1 | [13 empty] | 2 | 1 | 2 | 1 | 3 | 1 | 1 |  | 0
PG&E KERN | Semitropic | 115 | Distributed_Solar |  |  | 0 | 4.66 | 4.66 | 0 | 4.66 | 4.66 | 0 | 0 | 0 | 1 | 1 | 1 | 1 | [13 empty] | 1 | 1 | 3 | 1 | 1 | 4+ | 1 |  | 1
SCE Metro | Serrano | 230 | Distributed_Solar |  |  | 0 | 0 | 0 | 0 | 0 | 0 | 0 | 0 | 0 | 1 | 1 | 1 | 1 | [13 empty] | 1 | 1 | 2 | 1 | 2 | 1 | 1 |  | 0
SCE Metro | Serrano | 500 | Distributed_Solar |  |  | 0 | 0 | 0 | 0 | 0 | 0 | 0 | 0 | 0 | 1 | 1 | 1 | 1 | [13 empty] | 1 | 1 | 2 | 1 | 2 | 1 | 1 |  | 0
SDGE | Shadowridge | 138 | Distributed_Solar |  |  | 0 | 0 | 0 | 0 | 0 | 0 | 0 | 0 | 0 | 1 | 1 | 1 | 1 | [13 empty] | 2 | 1 | 3 | 1 | 3 | 1 | 1 |  | 0
PG&E KERN | Shafter | 115 | Distributed_Solar |  |  | 0 | 2.25 | 2.25 | 0 | 2.25 | 2.25 | 0 | 0 | 0 | 1 | 1 | 1 | 1 | [13 empty] | 1 | 1 | 3 | 1 | 1 | 1+ | 1 |  | 1
PG&E NGBA | Silverado | 115 | Distributed_Solar |  |  | 0 | 0 | 0 | 0 | 0 | 0 | 0 | 0 | 0 | 5 | 5 | 1 | 1 | [13 empty] | 2 | 1 | 4 | 2 | 3 | 4+ | 1 |  | 1
SDGE | Silvergate | 230 | Distributed_Solar |  |  | 0 | 0 | 0 | 0 | 0 | 0 | 0 | 0 | 0 | 1 | 1 | 1 | 1 | [13 empty] | 2 | 1 | 1 | 1 | 1 | 1 | 1 |  | 0
SDGE | Silvergate | 69 | Distributed_Solar |  |  | 0 | 0 | 0 | 0 | 0 | 0 | 0 | 0 | 0 | 1 | 1 | 1 | 1 | [13 empty] | 2 | 1 | 1 | 1 | 1 | 1 | 1 |  | 0
PG&E KERN | Sisquoc | 115 | Distributed_Solar |  |  | 0 | 0 | 0 | 0 | 0 | 0 | 0 | 0 | 0 | 1 | 1 | 1 | 1 | [13 empty] | 2 | 2 | 4 | 1 | 3 | 4+ | 1 |  | 1
EOP | Sloan Canyon | 230 | Distributed_Solar |  |  | 0 | 0 | 0 | 0 | 0 | 0 | 0 | 0 | 0 | 5 | 5 | 1 | 1 | [13 empty] | 2 | 2 | 3 | 1 | 3 | 1 | 1 |  | 0
EOP | Sloan Canyon | 500 | Distributed_Solar |  |  | 0 | 0 | 0 | 0 | 0 | 0 | 0 | 0 | 0 | 5 | 5 | 1 | 1 | [13 empty] | 2 | 2 | 3 | 1 | 3 | 1 | 1 |  | 0
PG&E KERN | Smyrna | 115 | Distributed_Solar |  |  | 0 | 6 | 6 | 0 | 0 | 0 | 0 | 6 | 6 | 1 | 1 | 1 | 1 | [13 empty] | 1 | 1 | 4 | 1 | 1 | 1+ | 1 |  | 1
PG&E GBA | Sobrante | 115 | Distributed_Solar |  |  | 0 | 0 | 0 | 0 | 0 | 0 | 0 | 0 | 0 | 5 | 2 | 1 | 1 | [13 empty] | 2 | 1 | 2 | 1 | 3 | 4+ | 4 | Shifted to other solar areas due to utility scale mapping | 1
PG&E GBA | Sobrante | 230 | Distributed_Solar |  |  | 0 | 0 | 0 | 0 | 0 | 0 | 0 | 0 | 0 | 5 | 2 | 1 | 1 | [13 empty] | 2 | 1 | 2 | 1 | 3 | 1 | 1 |  | 0
PG&E KERN | Solar | 230 | Distributed_Solar |  |  | 0 | 0 | 0 | 0 | 0 | 0 | 0 | 0 | 0 | 1 | 1 | 1 | 1 | [13 empty] | 2 | 1 | 4 | 2 | 3 | 1 | 1 |  | 0
PG&E GBA | Soledad | 115 | Distributed_Solar |  |  | 0 | 0 | 0 | 0 | 0 | 0 | 0 | 0 | 0 | 1 | 1 | 1 | 1 | [13 empty] | 2 | 2 | 4 | 2 | 3 | 1 | 1 |  | 0
PG&E GBA | Soledad | 60 | Distributed_Solar |  |  | 0 | 0 | 0 | 0 | 0 | 0 | 0 | 0 | 0 | 1 | 1 | 1 | 1 | [13 empty] | 2 | 2 | 4 | 2 | 3 | 1+ | 1 |  | 1
SDGE | Spring Valley | 69 | Distributed_Solar |  |  | 0 | 0 | 0 | 0 | 0 | 0 | 0 | 0 | 0 | 1 | 1 | 1 | 1 | [13 empty] | 2 | 1 | 2 | 1 | 2 | 1 | 1 |  | 0
SCE Northern | Springville | 230 | Distributed_Solar |  |  | 0 | 3 | 3 | 0 | 3 | 3 | 0 | 0 | 0 | 1 | 1 | 1 | 1 | [13 empty] | 1 | 1 | 4 | 1 | 1 | 4+ | 1 |  | 1
PG&E GBA | Stagg | 230 | Distributed_Solar |  |  | 0 | 0 | 0 | 0 | 0 | 0 | 0 | 0 | 0 | 5 | 2 | 1 | 1 | [13 empty] | 1 | 1 | 3 | 2 | 2 | 1 | 1 |  | 0
PG&E GBA | Standard Oil | 115 | Distributed_Solar |  |  | 0 | 0 | 0 | 0 | 0 | 0 | 0 | 0 | 0 | 5 | 2 | 1 | 1 | [13 empty] | 2 | 1 | 1 | 1 | 2 | 1 | 1 |  | 0
PG&E GBA | Stanislaus | 115 | Distributed_Solar |  |  | 0 | 0 | 0 | 0 | 0 | 0 | 0 | 0 | 0 | 5 | 2 | 1 | 1 | [13 empty] | 2 | 1 | 4 | 1 | 3 | 1 | 1 |  | 0
PG&E KERN | Stockdale | 115 | Distributed_Solar |  |  | 0 | 1.8 | 1.8 | 0 | 0 | 0 | 0 | 1.8 | 1.8 | 1 | 1 | 1 | 1 | [13 empty] | 1 | 1 | 2 | 1 | 2 | 4+ | 1 |  | 1
PG&E KERN | Stockdale | 230 | Distributed_Solar |  |  | 0 | 0 | 0 | 0 | 0 | 0 | 0 | 0 | 0 | 1 | 1 | 1 | 1 | [13 empty] | 1 | 1 | 2 | 1 | 2 | 1 | 1 |  | 0
PG&E GBA | Stockton A | 115 | Distributed_Solar |  |  | 0 | 0 | 0 | 0 | 0 | 0 | 0 | 0 | 0 | 5 | 2 | 1 | 1 | [13 empty] | 1 | 1 | 3 | 2 | 1 | 1 | 1 |  | 0
PG&E GBA | Stone | 115 | Distributed_Solar |  |  | 0 | 0 | 0 | 0 | 0 | 0 | 0 | 0 | 0 | 1 | 1 | 1 | 1 | [13 empty] | 2 | 1 | 3 | 2 | 2 | 1 | 1 |  | 0
PG&E FRESNO | Storey | 230 | Distributed_Solar |  |  | 0 | 0 | 0 | 0 | 0 | 0 | 0 | 0 | 0 | 5 | 2 | 5 | 2 | [13 empty] | 1 | 1 | 4 | 2 | 1 | 4+ | 1 |  | 1
PG&E NGBA | Summit | 115 | Distributed_Solar |  |  | 0 | 0 | 0 | 0 | 0 | 0 | 0 | 0 | 0 | 5 | 2 | 1 | 1 | [13 empty] | 2 | 1 | 4 | 2 | 3 | 1 | 1 |  | 0
SDGE | Suncrest | 230 | Distributed_Solar |  |  | 0 | 0 | 0 | 0 | 0 | 0 | 0 | 0 | 0 | 1 | 1 | 1 | 1 | [13 empty] | 2 | 1 | 4 | 1 | 3 | 1 | 1 |  | 0
SDGE | Suncrest | 500 | Distributed_Solar |  |  | 0 | 0 | 0 | 0 | 0 | 0 | 0 | 0 | 0 | 1 | 1 | 1 | 1 | [13 empty] | 2 | 1 | 4 | 1 | 3 | 1 | 1 |  | 0
PG&E KERN | Sunrise | 230 | Distributed_Solar |  |  | 0 | 0 | 0 | 0 | 0 | 0 | 0 | 0 | 0 | 1 | 1 | 1 | 1 | [13 empty] | 1 | 1 | 1 | 1 | 1 | 1 | 1 |  | 0
PG&E KERN | Sunset | 230 | Distributed_Solar |  |  | 0 | 0 | 0 | 0 | 0 | 0 | 0 | 0 | 0 | 1 | 1 | 1 | 1 | [13 empty] | 1 | 1 | 1 | 1 | 1 | 1 | 1 |  | 0
PG&E GBA | Swift | 115 | Distributed_Solar |  |  | 0 | 0 | 0 | 0 | 0 | 0 | 0 | 0 | 0 | 1 | 1 | 1 | 1 | [13 empty] | 2 | 1 | 2 | 2 | 2 | 1+ | 1 |  | 1
SDGE | Sycamore Canyon | 138 | Distributed_Solar |  |  | 0 | 0 | 0 | 0 | 0 | 0 | 0 | 0 | 0 | 5 | 5 | 1 | 1 | [13 empty] | 2 | 1 | 4 | 1 | 3 | 1 | 1 |  | 0
SDGE | Sycamore Canyon | 230 | Distributed_Solar |  |  | 0 | 0 | 0 | 0 | 0 | 0 | 0 | 0 | 0 | 1 | 1 | 1 | 1 | [13 empty] | 2 | 1 | 4 | 1 | 3 | 1 | 1 |  | 0
SDGE | Sycamore Canyon | 69 | Distributed_Solar |  |  | 0 | 0 | 0 | 0 | 0 | 0 | 0 | 0 | 0 | 1 | 1 | 1 | 1 | [13 empty] | 2 | 1 | 4 | 1 | 3 | 1 | 1 |  | 0
SCE Northern | Sylmar | 230 | Distributed_Solar |  |  | 0 | 0 | 0 | 0 | 0 | 0 | 0 | 0 | 0 | 5 | 5 | 1 | 1 | [13 empty] | 1 | 1 | 2 | 1 | 1 | 1 | 1 |  | 0
PG&E NGBA | Table Mountain | 115 | Distributed_Solar |  |  | 0 | 0 | 0 | 0 | 0 | 0 | 0 | 0 | 0 | 5 | 2 | 1 | 1 | [13 empty] | 2 | 1 | 3 | 2 | 1 | 1 | 1 |  | 0
PG&E NGBA | Table Mountain | 230 | Distributed_Solar |  |  | 0 | 0 | 0 | 0 | 0 | 0 | 0 | 0 | 0 | 5 | 2 | 1 | 1 | [13 empty] | 2 | 1 | 3 | 2 | 1 | 1 | 4 | Reduced to better align with CI | 1
PG&E NGBA | Table Mountain | 500 | Distributed_Solar |  |  | 0 | 0 | 0 | 0 | 0 | 0 | 0 | 0 | 0 | 5 | 2 | 1 | 1 | [13 empty] | 2 | 1 | 3 | 2 | 1 | 1 | 1 |  | 0
PG&E NGBA | Table Mountain | 60 | Distributed_Solar |  |  | 0 | 0 | 0 | 0 | 0 | 0 | 0 | 0 | 0 | 5 | 2 | 1 | 1 | [13 empty] | 2 | 1 | 3 | 2 | 1 | 1 | 1 |  | 0
PG&E KERN | Taft | 115 | Distributed_Solar |  |  | 0 | 8 | 8 | 0 | 0 | 0 | 0 | 8 | 8 | 1 | 1 | 1 | 1 | [13 empty] | 1 | 1 | 2 | 1 | 2 | 4+ | 4 | Shifted to other solar areas due to utility scale mapping | 1
SDGE | Talega | 138 | Distributed_Solar |  |  | 0 | 0 | 0 | 0 | 0 | 0 | 0 | 0 | 0 | 1 | 1 | 1 | 1 | [13 empty] | 2 | 1 | 3 | 1 | 3 | 1 | 1 |  | 0
SDGE | Talega | 230 | Distributed_Solar |  |  | 0 | 0 | 0 | 0 | 0 | 0 | 0 | 0 | 0 | 1 | 1 | 1 | 1 | [13 empty] | 2 | 1 | 3 | 1 | 3 | 1 | 1 |  | 0
PG&E GBA | Tassajara | 230 | Distributed_Solar |  |  | 0 | 0 | 0 | 0 | 0 | 0 | 0 | 0 | 0 | 5 | 2 | 1 | 1 | [13 empty] | 2 | 1 | 3 | 1 | 3 | 1 | 1 |  | 0
PG&E KERN | Tejon | 70 | Distributed_Solar |  |  | 0 | 0 | 0 | 0 | 0 | 0 | 0 | 0 | 0 | 1 | 1 | 1 | 1 | [13 empty] | 1 | 1 | 3 | 1 | 1 | 4+ | 1 |  | 1
SDGE | Telegraph Canyon | 138 | Distributed_Solar |  |  | 0 | 0 | 0 | 0 | 0 | 0 | 0 | 0 | 0 | 1 | 1 | 1 | 1 | [13 empty] | 2 | 1 | 2 | 1 | 2 | 1 | 1 |  | 0
PG&E KERN | Temblor | 115 | Distributed_Solar |  |  | 0 | 0 | 0 | 0 | 0 | 0 | 0 | 0 | 0 | 1 | 1 | 1 | 1 | [13 empty] | 1 | 1 | 2 | 1 | 1 | 1+ | 1 |  | 1
PG&E KERN | Templeton | 230 | Distributed_Solar |  |  | 0 | 0 | 0 | 0 | 0 | 0 | 0 | 0 | 0 | 1 | 1 | 1 | 1 | [13 empty] | 2 | 2 | 4 | 2 | 3 | 1 | 1 |  | 0
PG&E KERN | Templeton | 70 | Distributed_Solar |  |  | 0 | 0 | 0 | 0 | 0 | 0 | 0 | 0 | 0 | 1 | 1 | 1 | 1 | [13 empty] | 2 | 2 | 4 | 2 | 3 | 4+ | 1 |  | 1
PG&E GBA | Tesla | 115 | Distributed_Solar |  |  | 0 | 0 | 0 | 0 | 0 | 0 | 0 | 0 | 0 | 1 | 1 | 1 | 1 | [13 empty] | 2 | 1 | 2 | 1 | 2 | 4+ | 1 |  | 1
PG&E GBA | Tesla | 230 | Distributed_Solar |  |  | 0 | 0 | 0 | 0 | 0 | 0 | 0 | 0 | 0 | 5 | 2 | 1 | 1 | [13 empty] | 2 | 1 | 2 | 1 | 2 | 1 | 1 |  | 0
PG&E GBA | Tesla | 500 | Distributed_Solar |  |  | 0 | 0 | 0 | 0 | 0 | 0 | 0 | 0 | 0 | 1 | 1 | 1 | 1 | [13 empty] | 2 | 1 | 2 | 1 | 2 | 1 | 1 |  | 0
PG&E KERN | Tevis | 115 | Distributed_Solar |  |  | 0 | 0 | 0 | 0 | 0 | 0 | 0 | 0 | 0 | 1 | 1 | 1 | 1 | [13 empty] | 1 | 1 | 2 | 1 | 2 | 4+ | 1 |  | 1
EOP | Thousandaire | 138 | Distributed_Solar |  |  | 0 | 0 | 0 | 0 | 0 | 0 | 0 | 0 | 0 | 5 | 5 | 1 | 1 | [13 empty] | 2 | 2 | 4 | 1 | 3 | 1 | 1 |  | 0
PG&E KERN | Topaz | 230 | Distributed_Solar |  |  | 0 | 0 | 0 | 0 | 0 | 0 | 0 | 0 | 0 | 1 | 1 | 1 | 1 | [13 empty] | 1 | 1 | 3 | 1 | 2 | 1 | 1 |  | 0
SCE NOL | Tortilla | 115 | Distributed_Solar |  |  | 0 | 3 | 3 | 0 | 3 | 3 | 0 | 0 | 0 | 3 | 3 | 1 | 1 | [13 empty] | 2 | 1 | 4 | 1 | 2 | 1+ | 1 |  | 1
SDGE | Trabuco | 138 | Distributed_Solar |  |  | 0 | 0 | 0 | 0 | 0 | 0 | 0 | 0 | 0 | 1 | 1 | 1 | 1 | [13 empty] | 1 | 1 | 1 | 1 | 2 | 1 | 1 |  | 0
PG&E GBA | Tracy | 115 | Distributed_Solar |  |  | 0 | 0 | 0 | 0 | 0 | 0 | 0 | 0 | 0 | 5 | 2 | 1 | 1 | [13 empty] | 2 | 1 | 3 | 1 | 2 | 1+ | 4 | Reduced to better align with CI | 1
PG&E FRESNO | Tranquility | 230 | Distributed_Solar |  |  | 0 | 0 | 0 | 0 | 0 | 0 | 0 | 0 | 0 | 5 | 2 | 1 | 1 | [13 empty] | 1 | 1 | 4 | 2 | 1 | 1 | 1 |  | 0
PG&E GBA | Trimble | 115 | Distributed_Solar |  |  | 0 | 0 | 0 | 0 | 0 | 0 | 0 | 0 | 0 | 1 | 1 | 1 | 1 | [13 empty] | 2 | 1 | 3 | 2 | 2 | 1 | 1 |  | 0
EOP | Trout Canyon | 230 | Distributed_Solar |  |  | 0 | 0 | 0 | 0 | 0 | 0 | 0 | 0 | 0 | 5 | 5 | 1 | 1 | [13 empty] | 2 | 2 | 4 | 1 | 3 | 1 | 1 |  | 0
EOP | Trout Canyon | 500 | Distributed_Solar |  |  | 0 | 0 | 0 | 0 | 0 | 0 | 0 | 0 | 0 | 5 | 5 | 1 | 1 | [13 empty] | 2 | 2 | 4 | 1 | 3 | 1 | 1 |  | 0
PG&E NGBA | Tulucay | 230 | Distributed_Solar |  |  | 0 | 0 | 0 | 0 | 0 | 0 | 0 | 0 | 0 | 5 | 5 | 1 | 1 | [13 empty] | 2 | 1 | 3 | 2 | 3 | 1 | 4 | Reduced to better align with CI | 1
PG&E NGBA | Tulucay | 60 | Distributed_Solar |  |  | 0 | 0 | 0 | 0 | 0 | 0 | 0 | 0 | 0 | 5 | 5 | 1 | 1 | [13 empty] | 2 | 1 | 3 | 2 | 3 | 1 | 1 |  | 0
PG&E KERN | Tupman | 115 | Distributed_Solar |  |  | 0 | 0 | 0 | 0 | 0 | 0 | 0 | 0 | 0 | 1 | 1 | 1 | 1 | [13 empty] | 1 | 1 | 2 | 1 | 1 | 4+ | 1 |  | 1
PG&E NGBA | Ukiah | 115 | Distributed_Solar |  |  | 0 | 0 | 0 | 0 | 0 | 0 | 0 | 0 | 0 | 5 | 5 | 1 | 1 | [13 empty] | 2 | 2 | 4 | 2 | 3 | 1 | 1 |  | 0
PG&E KERN | Union (Estrella) | 70 | Distributed_Solar |  |  | 0 | 0 | 0 | 0 | 0 | 0 | 0 | 0 | 0 | 1 | 1 | 1 | 1 | [13 empty] | 2 | 2 | 4 | 2 | 3 | 1 | 1 |  | 0
PG&E NGBA | Vaca Dixon | 115 | Distributed_Solar |  |  | 0 | 0 | 0 | 0 | 0 | 0 | 0 | 0 | 0 | 5 | 5 | 1 | 1 | [13 empty] | 2 | 1 | 1 | 1 | 3 | 1 | 1 |  | 0
PG&E NGBA | Vaca Dixon | 230 | Distributed_Solar |  |  | 0 | 0 | 0 | 0 | 0 | 0 | 0 | 0 | 0 | 5 | 5 | 1 | 1 | [13 empty] | 2 | 1 | 1 | 1 | 3 | 1 | 1 |  | 0
PG&E NGBA | Vaca Dixon | 500 | Distributed_Solar |  |  | 0 | 0 | 0 | 0 | 0 | 0 | 0 | 0 | 0 | 5 | 5 | 1 | 1 | [13 empty] | 2 | 1 | 1 | 1 | 3 | 1 | 1 |  | 0
PG&E NGBA | Vaca Dixon | 60 | Distributed_Solar |  |  | 0 | 0 | 0 | 0 | 0 | 0 | 0 | 0 | 0 | 5 | 5 | 1 | 1 | [13 empty] | 2 | 1 | 1 | 1 | 3 | 1 | 1 |  | 0
SCE Eastern | Valley (SCE) | 500 | Distributed_Solar |  |  | 0 | 0 | 0 | 0 | 0 | 0 | 0 | 0 | 0 | 1 | 1 | 1 | 1 | [13 empty] | 1 | 1 | 2 | 1 | 2 | 4+ | 1 |  | 1
EOP | Valley (VEA) | 138 | Distributed_Solar |  |  | 0 | 0 | 0 | 0 | 0 | 0 | 0 | 0 | 0 | 5 | 5 | 1 | 1 | [13 empty] | 2 | 2 | 4 | 1 | 3 | 1 | 1 |  | 0
SDGE | Valley Center | 69 | Distributed_Solar |  |  | 0 | 10 | 10 | 0 | 0 | 0 | 0 | 10 | 10 | 1 | 1 | 1 | 1 | [13 empty] | 2 | 1 | 4 | 1 | 3 | 3- | 1 |  | 1
PG&E GBA | Valley Home | 115 | Distributed_Solar |  |  | 0 | 0 | 0 | 0 | 0 | 0 | 0 | 0 | 0 | 5 | 2 | 1 | 1 | [13 empty] | 1 | 1 | 4 | 2 | 1 | 1+ | 1 |  | 1
PG&E GBA | Valley Springs | 230 | Distributed_Solar |  |  | 0 | 0 | 0 | 0 | 0 | 0 | 0 | 0 | 0 | 5 | 2 | 1 | 1 | [13 empty] | 2 | 1 | 4 | 1 | 3 | 1 | 1 |  | 0
PG&E GBA | Valley Springs | 60 | Distributed_Solar |  |  | 0 | 0 | 0 | 0 | 0 | 0 | 0 | 0 | 0 | 5 | 2 | 1 | 1 | [13 empty] | 2 | 1 | 4 | 1 | 3 | 1 | 1 |  | 0
EOP | Valley Switch | 138 | Distributed_Solar |  |  | 0 | 0 | 0 | 0 | 0 | 0 | 0 | 0 | 0 | 5 | 5 | 1 | 1 | [13 empty] | 2 | 2 | 4 | 1 | 3 | 1 | 1 |  | 0
EOP | Valley Switch | 230 | Distributed_Solar |  |  | 0 | 0 | 0 | 0 | 0 | 0 | 0 | 0 | 0 | 5 | 5 | 1 | 1 | [13 empty] | 2 | 2 | 4 | 1 | 3 | 1 | 1 |  | 0
PG&E GBA | Vasco | 230 | Distributed_Solar |  |  | 0 | 0 | 0 | 0 | 0 | 0 | 0 | 0 | 0 | 5 | 5 | 1 | 1 | [13 empty] | 2 | 1 | 3 | 1 | 3 | 1 | 1 |  | 0
PG&E GBA | Vasona | 230 | Distributed_Solar |  |  | 0 | 0 | 0 | 0 | 0 | 0 | 0 | 0 | 0 | 1 | 1 | 1 | 1 | [13 empty] | 2 | 1 | 4 | 2 | 3 | 1 | 1 |  | 0
SCE Northern | Vestal | 230 | Distributed_Solar |  |  | 0 | 0 | 0 | 0 | 0 | 0 | 0 | 0 | 0 | 1 | 1 | 1 | 1 | [13 empty] | 1 | 1 | 4 | 1 | 1 | 1+ | 1 |  | 1
SCE Northern | Vestal | 66 | Distributed_Solar |  |  | 0 | 0 | 0 | 0 | 0 | 0 | 0 | 0 | 0 | 1 | 1 | 1 | 1 | [13 empty] | 1 | 1 | 4 | 1 | 1 | 1 | 1 |  | 0
SCE NOL | Victor | 115 | Distributed_Solar |  |  | 0 | 7 | 7 | 0 | 7 | 7 | 0 | 0 | 0 | 1 | 1 | 1 | 1 | [13 empty] | 2 | 1 | 3 | 1 | 2 | 4+ | 1 |  | 1
SCE NOL | Victor | 230 | Distributed_Solar |  |  | 0 | 5 | 5 | 0 | 5 | 5 | 0 | 0 | 0 | 1 | 1 | 1 | 1 | [13 empty] | 2 | 1 | 3 | 1 | 2 | 1+ | 1 |  | 1
SCE Metro | Viejo | 230 | Distributed_Solar |  |  | 0 | 0 | 0 | 0 | 0 | 0 | 0 | 0 | 0 | 1 | 1 | 1 | 1 | [13 empty] | 1 | 1 | 3 | 1 | 2 | 1 | 1 |  | 0
PG&E GBA | Vierra | 115 | Distributed_Solar |  |  | 0 | 2.975 | 2.975 | 0 | 2.975 | 2.975 | 0 | 0 | 0 | 5 | 2 | 1 | 1 | [13 empty] | 1 | 1 | 1 | 2 | 1 | 4+ | 1 |  | 1
SCE Metro | Villa Park | 230 | Distributed_Solar |  |  | 0 | 0 | 0 | 0 | 0 | 0 | 0 | 0 | 0 | 1 | 1 | 1 | 1 | [13 empty] | 1 | 1 | 2 | 1 | 2 | 1 | 1 |  | 0
SCE Northern | Vincent | 230 | Distributed_Solar |  |  | 0 | 0 | 0 | 0 | 0 | 0 | 0 | 0 | 0 | 1 | 1 | 1 | 1 | [13 empty] | 2 | 1 | 4 | 1 | 3 | 1 | 1 |  | 0
SCE Northern | Vincent | 500 | Distributed_Solar |  |  | 0 | 0 | 0 | 0 | 0 | 0 | 0 | 0 | 0 | 1 | 1 | 1 | 1 | [13 empty] | 2 | 1 | 4 | 1 | 3 | 1 | 1 |  | 0
PG&E GBA | Vineyard | 230 | Distributed_Solar |  |  | 0 | 0 | 0 | 0 | 0 | 0 | 0 | 0 | 0 | 5 | 5 | 1 | 1 | [13 empty] | 2 | 1 | 2 | 1 | 3 | 1 | 1 |  | 0
SDGE | Vineyard | 69 | Distributed_Solar |  |  | 0 | 0 | 0 | 0 | 0 | 0 | 0 | 0 | 0 | 1 | 1 | 1 | 1 | [13 empty] | 2 | 1 | 2 | 1 | 3 | 4+ | 1 |  | 1
SCE Eastern | Vista (SCE) | 230 | Distributed_Solar |  |  | 0 | 0 | 0 | 0 | 0 | 0 | 0 | 0 | 0 | 1 | 1 | 1 | 1 | [13 empty] | 1 | 1 | 2 | 1 | 1 | 1 | 1 |  | 0
EOP | Vista (VEA) | 138 | Distributed_Solar |  |  | 0 | 0 | 0 | 0 | 0 | 0 | 0 | 0 | 0 | 5 | 5 | 1 | 1 | [13 empty] | 2 | 2 | 4 | 1 | 3 | 1 | 1 |  | 0
EOP | Vista (VEA) | 230 | Distributed_Solar |  |  | 0 | 0 | 0 | 0 | 0 | 0 | 0 | 0 | 0 | 5 | 5 | 1 | 1 | [13 empty] | 2 | 2 | 4 | 1 | 3 | 1 | 1 |  | 0
PG&E FRESNO | Wahtoke | 115 | Distributed_Solar |  |  | 0 | 0 | 0 | 0 | 0 | 0 | 0 | 0 | 0 | 5 | 2 | 5 | 2 | [13 empty] | 1 | 1 | 3 | 2 | 1 | 1 | 1 |  | 0
SCE Northern | Wakefield | 66 | Distributed_Solar |  |  | 0 | 0 | 0 | 0 | 0 | 0 | 0 | 0 | 0 | 5 | 5 | 1 | 1 | [13 empty] | 2 | 1 | 4 | 1 | 3 | 1 | 1 |  | 0
SCE Metro | Walnut | 230 | Distributed_Solar |  |  | 0 | 0 | 0 | 0 | 0 | 0 | 0 | 0 | 0 | 1 | 1 | 1 | 1 | [13 empty] | 1 | 1 | 1 | 1 | 1 | 1 | 1 |  | 0
SCE Northern | Warne | 230 | Distributed_Solar |  |  | 0 | 0 | 0 | 0 | 0 | 0 | 0 | 0 | 0 | 5 | 5 | 1 | 1 | [13 empty] | 1 | 1 | 4 | 1 | 3 | 1 | 1 |  | 0
PG&E GBA | Warnerville | 230 | Distributed_Solar |  |  | 0 | 0 | 0 | 0 | 0 | 0 | 0 | 0 | 0 | 5 | 2 | 1 | 1 | [13 empty] | 1 | 1 | 3 | 2 | 2 | 1 | 1 |  | 0
PG&E FRESNO | Waukena | 115 | Distributed_Solar |  |  | 0 | 0 | 0 | 0 | 0 | 0 | 0 | 0 | 0 | 5 | 2 | 5 | 2 | [13 empty] | 1 | 1 | 4 | 2 | 1 | 1 | 1 |  | 0
PG&E GBA | Weber | 230 | Distributed_Solar |  |  | 0 | 0 | 0 | 0 | 0 | 0 | 0 | 0 | 0 | 5 | 2 | 1 | 1 | [13 empty] | 1 | 1 | 3 | 2 | 1 | 1 | 1 |  | 0
PG&E GBA | Weber | 60 | Distributed_Solar |  |  | 0 | 4 | 4 | 0 | 0 | 0 | 0 | 4 | 4 | 5 | 2 | 1 | 1 | [13 empty] | 1 | 1 | 3 | 2 | 1 | 3+ | 1 |  | 1
PG&E FRESNO | West Fresno | 115 | Distributed_Solar |  |  | 0 | 0 | 0 | 0 | 0 | 0 | 0 | 0 | 0 | 5 | 2 | 1 | 1 | [13 empty] | 1 | 1 | 2 | 2 | 1 | 1+ | 1 |  | 1
PG&E FRESNO | Westley | 230 | Distributed_Solar |  |  | 0 | 0 | 0 | 0 | 0 | 0 | 0 | 0 | 0 | 1 | 1 | 1 | 1 | [13 empty] | 1 | 1 | 4 | 2 | 1 | 1 | 1 |  | 0
PG&E KERN | Westpark | 115 | Distributed_Solar |  |  | 0 | 0 | 0 | 0 | 0 | 0 | 0 | 0 | 0 | 1 | 1 | 1 | 1 | [13 empty] | 1 | 1 | 3 | 1 | 1 | 1 | 1 |  | 0
PG&E KERN | Wheeler Ridge | 230 | Distributed_Solar |  |  | 0 | 0 | 0 | 0 | 0 | 0 | 0 | 0 | 0 | 1 | 1 | 1 | 1 | [13 empty] | 1 | 1 | 4 | 1 | 1 | 1 | 1 |  | 0
PG&E KERN | Wheeler Ridge | 115 | Distributed_Solar |  |  | 0 | 0 | 0 | 0 | 0 | 0 | 0 | 0 | 0 | 1 | 1 | 1 | 1 | [13 empty] | 1 | 1 | 4 | 1 | 1 | 1 | 1 |  | 0
PG&E KERN | Wheeler Ridge | 70 | Distributed_Solar |  |  | 0 | 0 | 0 | 0 | 0 | 0 | 0 | 0 | 0 | 1 | 1 | 1 | 1 | [13 empty] | 1 | 1 | 4 | 1 | 1 | 1+ | 1 |  | 1
SCE Northern | Whirlwind | 230 | Distributed_Solar |  |  | 0 | 0 | 0 | 0 | 0 | 0 | 0 | 0 | 0 | 1 | 1 | 1 | 1 | [13 empty] | 2 | 1 | 4 | 1 | 3 | 1 | 1 |  | 0
SCE Northern | Whirlwind | 500 | Distributed_Solar |  |  | 0 | 0 | 0 | 0 | 0 | 0 | 0 | 0 | 0 | 1 | 1 | 1 | 1 | [13 empty] | 2 | 1 | 4 | 1 | 3 | 1 | 1 |  | 0
PG&E GBA | Whisman | 115 | Distributed_Solar |  |  | 0 | 0 | 0 | 0 | 0 | 0 | 0 | 0 | 0 | 1 | 1 | 1 | 1 | [13 empty] | 2 | 1 | 2 | 2 | 2 | 1 | 1 |  | 0
SCE Eastern | Wildlife | 230 | Distributed_Solar |  |  | 0 | 0 | 0 | 0 | 0 | 0 | 0 | 0 | 0 | 1 | 1 | 1 | 1 | [13 empty] | 1 | 1 | 1 | 1 | 1 | 1 | 1 |  | 0
PG&E FRESNO | Wilson | 115 | Distributed_Solar |  |  | 0 | 0 | 0 | 0 | 0 | 0 | 0 | 0 | 0 | 5 | 2 | 1 | 1 | [13 empty] | 1 | 1 | 4 | 2 | 1 | 1 | 1 |  | 0
PG&E FRESNO | Wilson | 230 | Distributed_Solar |  |  | 0 | 0 | 0 | 0 | 0 | 0 | 0 | 0 | 0 | 5 | 2 | 5 | 2 | [13 empty] | 1 | 1 | 4 | 2 | 1 | 1 | 1 |  | 0
SCE Northern | Windhub | 230 | Distributed_Solar |  |  | 0 | 0 | 0 | 0 | 0 | 0 | 0 | 0 | 0 | 1 | 1 | 1 | 1 | [13 empty] | 2 | 1 | 4 | 1 | 2 | 1+ | 1 |  | 1
SCE Northern | Windhub | 500 | Distributed_Solar |  |  | 0 | 0 | 0 | 0 | 0 | 0 | 0 | 0 | 0 | 1 | 1 | 1 | 1 | [13 empty] | 2 | 1 | 4 | 1 | 2 | 1 | 1 |  | 0
PG&E GBA | Windmaster | 230 | Distributed_Solar |  |  | 0 | 0 | 0 | 0 | 0 | 0 | 0 | 0 | 0 | 5 | 2 | 1 | 1 | [13 empty] | 2 | 1 | 2 | 1 | 2 | 1 | 1 |  | 0
PG&E NGBA | Windsor | 60 | Distributed_Solar |  |  | 0 | 0 | 0 | 0 | 0 | 0 | 0 | 0 | 0 | 5 | 5 | 1 | 1 | [13 empty] | 1 | 1 | 2 | 1 | 2 | 1 | 1 |  | 0
PG&E NGBA | Woodland | 115 | Distributed_Solar |  |  | 0 | 0 | 0 | 0 | 0 | 0 | 0 | 0 | 0 | 5 | 2 | 1 | 1 | [13 empty] | 2 | 1 | 4 | 2 | 3 | 1+ | 4 | Reduced to better align with CI | 1
PG&E FRESNO | Woodward | 115 | Distributed_Solar |  |  | 0 | 0 | 0 | 0 | 0 | 0 | 0 | 0 | 0 | 5 | 2 | 5 | 2 | [13 empty] | 1 | 1 | 2 | 2 | 2 | 1 | 1 |  | 0
PG&E NGBA | Wyandotte | 115 | Distributed_Solar |  |  | 0 | 3.6 | 3.6 | 0 | 0 | 0 | 0 | 3.6 | 3.6 | 5 | 2 | 1 | 1 | [13 empty] | 2 | 1 | 2 | 2 | 2 | 1+ | 1 |  | 1
PG&E KERN | 7th Standard | 115 | Solar |  |  | 0 | 0 | 0 | 0 | 0 | 0 | 0 | 0 | 0 | 1 | 1 | 1 | 1 | 1 | 1 | 1 | 2 | 2 | 1 | 1 | 1 | 1 | 1 | 1 | 1 | 1 | 1 | 1 | 3 | 1 | 2 | 1 | 1 |  | 0
SCE Metro | Alamitos | 230 | Solar |  |  | 0 | 0 | 0 | 0 | 0 | 0 | 0 | 0 | 0 | 1 | 1 | 1 | 1 | 1 | 2 | 1 | 4 | 1 | 2 | 1 | 1 | 1 | 3 | 3 | 1 | 1 | 1 | 1 | 1 | 1 | 1 | 1 | 1 |  | 0
SCE Eastern | Alberhill | 115 | Solar |  |  | 0 | 0 | 0 | 0 | 0 | 0 | 0 | 0 | 0 | 1 | 1 | 1 | 1 | 1 | 1 | 0 | 0 | 0 | 2 | 0 | 0 | 0 | 0 | 0 | 0 | 0 | 1 | 1 | 4 | 1 | 1 | 1 | 1 |  | 0
SCE Eastern | Alberhill | 500 | Solar |  |  | 0 | 0 | 0 | 0 | 0 | 0 | 0 | 0 | 0 | 1 | 1 | 1 | 1 | 1 | 1 | 0 | 0 | 0 | 2 | 0 | 0 | 0 | 0 | 0 | 0 | 0 | 1 | 1 | 4 | 1 | 1 | 1 | 1 |  | 0
PG&E GBA | Alhambra | 115 | Solar |  |  | 0 | 0 | 0 | 0 | 0 | 0 | 0 | 0 | 0 | 5 | 2 | 1 | 1 | 1 | 1 | 0 | 0 | 0 | 2 | 0 | 0 | 0 | 0 | 0 | 0 | 0 | 2 | 1 | 2 | 1 | 2 | 1 | 1 |  | 0
PG&E FRESNO | Alpaugh | 115 | Solar |  |  | 0 | 0 | 0 | 0 | 0 | 0 | 0 | 0 | 0 | 1 | 1 | 1 | 1 | 1 | 1 | 1 | 1 | 1 | 1 | 1 | 1 | 1 | 1 | 1 | 1 | 1 | 1 | 1 | 3 | 1 | 1 | 2+ | 1 |  | 1
SDGE | Alpine | 69 | Solar |  |  | 0 | 0 | 0 | 0 | 0 | 0 | 0 | 0 | 0 | 1 | 1 | 1 | 1 | 1 | 3 | 0 | 0 | 0 | 2 | 0 | 0 | 0 | 0 | 0 | 0 | 0 | 2 | 1 | 4 | 1 | 3 | 1 | 1 |  | 0
PG&E GBA | Altamont Midway (Sandhill) | 230 | Solar |  |  | 0 | 0 | 0 | 0 | 0 | 0 | 0 | 0 | 0 | 5 | 2 | 1 | 1 | 1 | 1 | 1 | 2 | 1 | 2 | 2 | 2 | 2 | 2 | 3 | 1 | 1 | 2 | 1 | 2 | 1 | 3 | 1 | 1 |  | 0
SCE Northern | Antelope | 66 | Solar |  |  | 0 | 20 | 20 | 0 | 20 | 20 | 0 | 0 | 0 | 1 | 1 | 1 | 1 | 1 | 3 | 1 | 4 | 1 | 2 | 5 | 1 | 1 | 1 | 1 | 1 | 1 | 2 | 1 | 4 | 1 | 3 | 1 | 1 |  | 1
SCE Northern | Antelope | 230 | Solar |  |  | 56 | 0 | 56 | 56 | 0 | 56 | 0 | 0 | 0 | 1 | 1 | 1 | 1 | 1 | 2 | 1 | 4 | 1 | 2 | 5 | 1 | 1 | 1 | 1 | 1 | 1 | 2 | 1 | 4 | 1 | 3 | 4+ | 4 | Shifted to other buses with in-development solar | 1
SCE Northern | Antelope | 500 | Solar |  |  | 0 | 0 | 0 | 0 | 0 | 0 | 0 | 0 | 0 | 1 | 1 | 1 | 1 | 1 | 1 | 1 | 4 | 1 | 2 | 5 | 1 | 1 | 1 | 1 | 1 | 1 | 2 | 1 | 4 | 1 | 3 | 1 | 1 |  | 0
PG&E NGBA | Arcata | 60 | Solar |  |  | 0 | 0 | 0 | 0 | 0 | 0 | 0 | 0 | 0 | 5 | 2 | 1 | 1 | 1 | 3 | 0 | 0 | 0 | 2 | 0 | 0 | 0 | 0 | 0 | 0 | 0 | 2 | 2 | 4 | 2 | 3 | 1 | 1 |  | 0
PG&E KERN | Arco | 230 | Solar |  |  | 125 | 399 | 524 | 0 | 0 | 0 | 125 | 399 | 524 | 1 | 1 | 1 | 1 | 1 | 1 | 2 | 1 | 1 | 1 | 1 | 2 | 1 | 1 | 3 | 1 | 1 | 1 | 1 | 4 | 1 | 1 | 2- | 1 |  | 1
PG&E KERN | Arco | 70 | Solar |  |  | 0 | 0 | 0 | 0 | 0 | 0 | 0 | 0 | 0 | 1 | 1 | 1 | 1 | 1 | 3 | 2 | 1 | 1 | 1 | 1 | 2 | 1 | 1 | 3 | 1 | 1 | 1 | 1 | 4 | 1 | 1 | 1 | 1 |  | 0
SCE Metro | ArcoGen | 230 | Solar |  |  | 0 | 0 | 0 | 0 | 0 | 0 | 0 | 0 | 0 | 1 | 1 | 1 | 1 | 1 | 1 | 1 | 4 | 1 | 2 | 1 | 1 | 1 | 2 | 2 | 1 | 1 | 1 | 1 | 1 | 1 | 1 | 1 | 1 |  | 0
SDGE | Artesian | 230 | Solar |  |  | 0 | 0 | 0 | 0 | 0 | 0 | 0 | 0 | 0 | 1 | 1 | 1 | 1 | 1 | 1 | 0 | 0 | 0 | 2 | 0 | 0 | 0 | 0 | 0 | 0 | 0 | 2 | 1 | 2 | 1 | 3 | 1 | 1 |  | 0
SDGE | Artesian | 69 | Solar |  |  | 0 | 0 | 0 | 0 | 0 | 0 | 0 | 0 | 0 | 1 | 1 | 1 | 1 | 1 | 1 | 0 | 0 | 0 | 2 | 0 | 0 | 0 | 0 | 0 | 0 | 0 | 2 | 1 | 2 | 1 | 3 | 1 | 1 |  | 0
PG&E FRESNO | Ashlan | 230 | Solar |  |  | 0 | 0 | 0 | 0 | 0 | 0 | 0 | 0 | 0 | 5 | 2 | 5 | 2 | 1 | 1 | 0 | 0 | 0 | 1 | 0 | 0 | 0 | 0 | 0 | 0 | 0 | 1 | 1 | 2 | 2 | 1 | 1 | 1 |  | 0
PG&E NGBA | Atlantic | 115 | Solar |  |  | 0 | 0 | 0 | 0 | 0 | 0 | 0 | 0 | 0 | 5 | 2 | 1 | 1 | 1 | 1 | 0 | 0 | 0 | 2 | 0 | 0 | 0 | 0 | 0 | 0 | 0 | 2 | 1 | 2 | 2 | 3 | 1 | 1 |  | 0
PG&E NGBA | Atlantic | 230 | Solar |  |  | 0 | 0 | 0 | 0 | 0 | 0 | 0 | 0 | 0 | 5 | 2 | 1 | 1 | 1 | 1 | 0 | 0 | 0 | 2 | 0 | 0 | 0 | 0 | 0 | 0 | 0 | 2 | 1 | 2 | 2 | 3 | 1 | 1 |  | 0
PG&E NGBA | Atlantic | 60 | Solar |  |  | 0 | 0 | 0 | 0 | 0 | 0 | 0 | 0 | 0 | 5 | 2 | 1 | 1 | 1 | 1 | 0 | 0 | 0 | 2 | 0 | 0 | 0 | 0 | 0 | 0 | 0 | 2 | 1 | 2 | 2 | 3 | 1 | 1 |  | 0
PG&E FRESNO | Atwater | 115 | Solar |  |  | 0 | 0 | 0 | 0 | 0 | 0 | 0 | 0 | 0 | 5 | 2 | 5 | 2 | 1 | 1 | 0 | 0 | 0 | 1 | 0 | 0 | 0 | 0 | 0 | 0 | 0 | 1 | 1 | 2 | 2 | 1 | 1+ | 1 |  | 1
PG&E GBA | Avena | 115 | Solar |  |  | 0 | 0 | 0 | 0 | 0 | 0 | 0 | 0 | 0 | 5 | 2 | 1 | 1 | 1 | 1 | 0 | 0 | 0 | 1 | 0 | 0 | 0 | 0 | 0 | 0 | 0 | 1 | 1 | 3 | 2 | 1 | 1 | 1 |  | 0
SDGE | Avocado | 69 | Solar |  |  | 0 | 0 | 0 | 0 | 0 | 0 | 0 | 0 | 0 | 1 | 1 | 1 | 1 | 1 | 3 | 0 | 0 | 0 | 2 | 0 | 0 | 0 | 0 | 0 | 0 | 0 | 2 | 1 | 3 | 1 | 3 | 1 | 1 |  | 0
PG&E NGBA | Bahia | 230 | Solar |  |  | 0 | 0 | 0 | 0 | 0 | 0 | 0 | 0 | 0 | 5 | 5 | 1 | 1 | 1 | 1 | 0 | 0 | 0 | 2 | 0 | 0 | 0 | 0 | 0 | 0 | 0 | 2 | 1 | 1 | 1 | 2 | 1 | 1 |  | 0
SCE Northern | Bailey | 230 | Solar |  |  | 0 | 0 | 0 | 0 | 0 | 0 | 0 | 0 | 0 | 5 | 5 | 1 | 1 | 1 | 1 | 1 | 1 | 1 | 2 | 5 | 2 | 2 | 2 | 4 | 1 | 1 | 1 | 1 | 4 | 1 | 3 | 1 | 1 |  | 0
SCE NOL | Baker | 115 | Solar |  |  | 0 | 0 | 0 | 0 | 0 | 0 | 0 | 0 | 0 | 3 | 3 | 1 | 1 | 1 | 1 | 0 | 0 | 0 | 2 | 0 | 0 | 0 | 0 | 0 | 0 | 0 | 2 | 2 | 4 | 1 | 1 | 1 | 1 |  | 0
PG&E KERN | Bakersfield | 230 | Solar |  |  | 0 | 0 | 0 | 0 | 0 | 0 | 0 | 0 | 0 | 1 | 1 | 1 | 1 | 1 | 1 | 1 | 2 | 1 | 1 | 1 | 1 | 1 | 1 | 2 | 1 | 1 | 1 | 1 | 3 | 1 | 1 | 1 | 1 |  | 0
PG&E FRESNO | Balch | 230 | Solar |  |  | 0 | 0 | 0 | 0 | 0 | 0 | 0 | 0 | 0 | 5 | 2 | 1 | 1 | 2 | 1 | 0 | 0 | 0 | 2 | 0 | 0 | 0 | 0 | 0 | 0 | 0 | 1 | 1 | 4 | 2 | 3 | 1 | 1 |  | 0
SCE Eastern | Bannister | 230 | Solar |  |  | 0 | 0 | 0 | 0 | 0 | 0 | 0 | 0 | 0 | 5 | 5 | 3 | 3 | 1 | 1 | 0 | 0 | 0 | 2 | 0 | 0 | 0 | 0 | 0 | 0 | 0 | 2 | 1 | 2 | 2 | 1 | 1 | 1 |  | 0
SCE Metro | Barre | 230 | Solar |  |  | 10 | 10 | 20 | 10 | 10 | 20 | 0 | 0 | 0 | 1 | 1 | 1 | 1 | 1 | 5 | 4 | 5 | 1 | 2 | 1 | 1 | 1 | 5 | 5 | 1 | 1 | 1 | 1 | 1 | 1 | 1 | 1 | 1 |  | 1
SDGE | Bay Boulevard | 69 | Solar |  |  | 0 | 0 | 0 | 0 | 0 | 0 | 0 | 0 | 0 | 1 | 1 | 1 | 1 | 1 | 1 | 1 | 3 | 1 | 2 | 2 | 1 | 2 | 4 | 4 | 1 | 1 | 2 | 1 | 2 | 1 | 1 | 1 | 1 |  | 0
SDGE | Bay Boulevard | 230 | Solar |  |  | 0 | 0 | 0 | 0 | 0 | 0 | 0 | 0 | 0 | 1 | 1 | 1 | 1 | 1 | 1 | 1 | 3 | 1 | 2 | 2 | 1 | 2 | 4 | 4 | 1 | 1 | 2 | 1 | 2 | 1 | 1 | 1 | 1 |  | 0
EOP | Beatty | 138 | Solar |  |  | 0 | 0 | 0 | 0 | 0 | 0 | 0 | 0 | 0 | 5 | 5 | 1 | 1 | 1 | 1 | 1 | N/A | N/A | 2 | N/A | N/A | N/A | N/A | N/A | N/A | N/A | 2 | 2 | 4 | 1 | 3 | 1 | 1 |  | 0
EOP | Beatty | 230 | Solar |  |  | 0 | 0 | 0 | 0 | 0 | 0 | 0 | 0 | 0 | 5 | 5 | 1 | 1 | 1 | 1 | 1 | N/A | N/A | 2 | N/A | N/A | N/A | N/A | N/A | N/A | N/A | 2 | 2 | 4 | 1 | 3 | 2+ | 1 |  | 1
PG&E NGBA | Belden | 230 | Solar |  |  | 0 | 0 | 0 | 0 | 0 | 0 | 0 | 0 | 0 | 5 | 2 | 1 | 1 | 1 | 1 | 0 | 0 | 0 | 2 | 0 | 0 | 0 | 0 | 0 | 0 | 0 | 2 | 2 | 4 | 1 | 3 | 1 | 1 |  | 0
PG&E NGBA | Bell | 115 | Solar |  |  | 0 | 0 | 0 | 0 | 0 | 0 | 0 | 0 | 0 | 5 | 2 | 1 | 1 | 1 | 1 | 0 | 0 | 0 | 2 | 0 | 0 | 0 | 0 | 0 | 0 | 0 | 2 | 1 | 4 | 2 | 3 | 1 | 1 |  | 0
PG&E NGBA | Bellevue | 115 | Solar |  |  | 0 | 0 | 0 | 0 | 0 | 0 | 0 | 0 | 0 | 5 | 5 | 1 | 1 | 1 | 1 | 1 | 3 | 1 | 2 | 3 | 1 | 1 | 2 | 3 | 1 | 1 | 2 | 1 | 2 | 2 | 2 | 1 | 1 |  | 0
PG&E GBA | Bellota | 115 | Solar |  |  | 0 | 0 | 0 | 0 | 0 | 0 | 0 | 0 | 0 | 5 | 2 | 1 | 1 | 2 | 1 | 1 | 2 | 1 | 1 | 1 | 1 | 1 | 1 | 2 | 1 | 1 | 1 | 1 | 4 | 2 | 3 | 1 | 1 |  | 0
PG&E GBA | Bellota | 230 | Solar |  |  | 0 | 0 | 0 | 0 | 0 | 0 | 0 | 0 | 0 | 5 | 2 | 1 | 1 | 1 | 1 | 1 | 2 | 1 | 1 | 1 | 1 | 1 | 1 | 2 | 1 | 1 | 1 | 1 | 4 | 2 | 3 | 1+ | 1 |  | 1
SCE Northern | Big Creek | 230 | Solar |  |  | 0 | 0 | 0 | 0 | 0 | 0 | 0 | 0 | 0 | 1 | 1 | 1 | 1 | 1 | 1 | 1 | 1 | 1 | 2 | 5 | 1 | 2 | 1 | 3 | 3 | 1 | 1 | 1 | 4 | 2 | 3 | 1 | 1 |  | 0
PG&E FRESNO | Biola | 70 | Solar |  |  | 0 | 0 | 0 | 0 | 0 | 0 | 0 | 0 | 0 | 5 | 2 | 5 | 2 | 1 | 1 | 0 | 0 | 0 | 1 | 0 | 0 | 0 | 0 | 0 | 0 | 0 | 1 | 1 | 4 | 2 | 1 | 1 | 1 |  | 0
PG&E GBA | Birds Landing | 230 | Solar |  |  | 0 | 150 | 150 | 0 | 0 | 0 | 0 | 150 | 150 | 5 | 5 | 1 | 1 | 2 | 2 | 1 | 1 | 1 | 2 | 1 | 1 | 1 | 1 | 1 | 1 | 1 | 2 | 1 | 4 | 1 | 1 | 3+ | 1 |  | 1
SCE Northern | Bliss | 66 | Solar |  |  | 0 | 0 | 0 | 0 | 0 | 0 | 0 | 0 | 0 | 1 | 1 | 1 | 1 | 1 | 1 | 0 | 0 | 0 | 1 | 0 | 0 | 0 | 0 | 0 | 0 | 0 | 1 | 1 | 4 | 1 | 1 | 1 | 1 |  | 0
SCE Eastern | Blythe | 161 | Solar |  |  | 0 | 160 | 160 | 0 | 160 | 160 | 0 | 0 | 0 | 5 | 5 | 3 | 3 | 1 | 4 | 1 | 2 | 1 | 2 | 1 | 1 | 1 | 1 | 1 | 1 | 1 | 2 | 2 | 2 | 1 | 1 | 1+ | 1 |  | 1
PG&E NGBA | Bogue | 115 | Solar |  |  | 0 | 0 | 0 | 0 | 0 | 0 | 0 | 0 | 0 | 5 | 2 | 1 | 1 | 1 | 1 | 0 | 0 | 0 | 2 | 0 | 0 | 0 | 0 | 0 | 0 | 0 | 2 | 2 | 2 | 1 | 2 | 1 | 1 |  | 0
PG&E FRESNO | Borden | 230 | Solar |  |  | 95 | 100 | 195 | 0 | 0 | 0 | 95 | 100 | 195 | 5 | 2 | 5 | 2 | 1 | 1 | 1 | 2 | 1 | 1 | 1 | 1 | 1 | 1 | 2 | 1 | 1 | 1 | 1 | 4 | 2 | 1 | 2- | 1 |  | 1
PG&E FRESNO | Borden | 70 | Solar |  |  | 0 | 0 | 0 | 0 | 0 | 0 | 0 | 0 | 0 | 5 | 2 | 5 | 2 | 1 | 1 | 1 | 2 | 1 | 1 | 1 | 1 | 1 | 1 | 2 | 1 | 1 | 1 | 1 | 4 | 2 | 1 | 1 | 1 |  | 0
SDGE | Boulevard East | 138 | Solar |  |  | 0 | 0 | 0 | 0 | 0 | 0 | 0 | 0 | 0 | 1 | 1 | 1 | 1 | 1 | 1 | 1 | 1 | 1 | 2 | 5 | 1 | 1 | 1 | 1 | 1 | 1 | 2 | 1 | 4 | 1 | 3 | 1 | 1 |  | 0
SDGE | Boulevard East | 69 | Solar |  |  | 0 | 40 | 40 | 0 | 17.4 | 17.4 | 0 | 22.6 | 22.6 | 1 | 1 | 1 | 1 | 1 | 4 | 1 | 1 | 1 | 2 | 5 | 1 | 1 | 1 | 1 | 1 | 1 | 2 | 1 | 4 | 1 | 3 | 4+ | 1 |  | 1
PG&E GBA | Brentwood | 230 | Solar |  |  | 0 | 0 | 0 | 0 | 0 | 0 | 0 | 0 | 0 | 5 | 2 | 1 | 1 | 1 | 5 | 1 | 1 | 1 | 2 | 2 | 1 | 1 | 1 | 2 | 1 | 1 | 2 | 1 | 4 | 1 | 3 | 1 | 1 |  | 0
PG&E NGBA | Bridgeville | 115 | Solar |  |  | 0 | 0 | 0 | 0 | 0 | 0 | 0 | 0 | 0 | 5 | 2 | 1 | 1 | 1 | 1 | 1 | 1 | 1 | 2 | 3 | 1 | 1 | 1 | 1 | 3 | 1 | 2 | 2 | 4 | 2 | 3 | 1 | 1 |  | 0
PG&E NGBA | Brighton | 115 | Solar |  |  | 0 | 0 | 0 | 0 | 0 | 0 | 0 | 0 | 0 | 5 | 2 | 1 | 1 | 1 | 1 | 0 | 0 | 0 | 2 | 0 | 0 | 0 | 0 | 0 | 0 | 0 | 2 | 1 | 2 | 2 | 1 | 1 | 1 |  | 0
PG&E NGBA | Brighton | 230 | Solar |  |  | 0 | 0 | 0 | 0 | 0 | 0 | 0 | 0 | 0 | 5 | 2 | 1 | 1 | 1 | 1 | 0 | 0 | 0 | 2 | 0 | 0 | 0 | 0 | 0 | 0 | 0 | 2 | 1 | 2 | 2 | 1 | 1 | 1 |  | 0
PG&E NGBA | Brunswick | 115 | Solar |  |  | 0 | 0 | 0 | 0 | 0 | 0 | 0 | 0 | 0 | 5 | 2 | 1 | 1 | 1 | 1 | 1 | 4 | 1 | 2 | 5 | 3 | 1 | 1 | 3 | 1 | 1 | 2 | 1 | 4 | 1 | 3 | 1 | 1 |  | 0
PG&E NGBA | Bucks Creek | 230 | Solar |  |  | 0 | 0 | 0 | 0 | 0 | 0 | 0 | 0 | 0 | 5 | 2 | 1 | 1 | 1 | 1 | 0 | 0 | 0 | 2 | 0 | 0 | 0 | 0 | 0 | 0 | 0 | 2 | 2 | 4 | 1 | 3 | 1 | 1 |  | 0
PG&E KERN | Buena Vista | 230 | Solar |  |  | 0 | 0 | 0 | 0 | 0 | 0 | 0 | 0 | 0 | 1 | 1 | 1 | 1 | 1 | 1 | 0 | 0 | 0 | 1 | 0 | 0 | 0 | 0 | 0 | 0 | 0 | 2 | 2 | 4 | 2 | 1 | 1 | 1 |  | 0
PG&E FRESNO | Bullard | 115 | Solar |  |  | 0 | 0 | 0 | 0 | 0 | 0 | 0 | 0 | 0 | 5 | 2 | 5 | 2 | 1 | 1 | 0 | 0 | 0 | 1 | 0 | 0 | 0 | 0 | 0 | 0 | 0 | 1 | 1 | 1 | 2 | 2 | 1 | 1 |  | 0
PG&E GBA | Burlingame | 115 | Solar |  |  | 0 | 0 | 0 | 0 | 0 | 0 | 0 | 0 | 0 | 5 | 2 | 1 | 1 | 1 | 1 | 0 | 0 | 0 | 2 | 0 | 0 | 0 | 0 | 0 | 0 | 0 | 2 | 1 | 3 | 1 | 2 | 1 | 1 |  | 0
PG&E NGBA | Burney Forest | 230 | Solar |  |  | 0 | 0 | 0 | 0 | 0 | 0 | 0 | 0 | 0 | 5 | 5 | 3 | 3 | 1 | 1 | 0 | 0 | 0 | 2 | 0 | 0 | 0 | 0 | 0 | 0 | 0 | 2 | 2 | 4 | 2 | 3 | 1 | 1 |  | 0
PG&E NGBA | Butte | 115 | Solar |  |  | 0 | 0 | 0 | 0 | 0 | 0 | 0 | 0 | 0 | 5 | 2 | 1 | 1 | 1 | 1 | 0 | 0 | 0 | 2 | 0 | 0 | 0 | 0 | 0 | 0 | 0 | 2 | 1 | 4 | 2 | 2 | 1 | 1 |  | 0
PG&E KERN | Cabrillo | 115 | Solar |  |  | 0 | 0 | 0 | 0 | 0 | 0 | 0 | 0 | 0 | 1 | 1 | 1 | 1 | 1 | 1 | 1 | 1 | 1 | 2 | 5 | 2 | 1 | 1 | 3 | 1 | 1 | 2 | 2 | 4 | 1 | 3 | 1 | 1 |  | 0
PG&E FRESNO | Cal Flats | 230 | Solar |  |  | 0 | 0 | 0 | 0 | 0 | 0 | 0 | 0 | 0 | 1 | 1 | 1 | 1 | 1 | 1 | 1 | 1 | 1 | 2 | 2 | 1 | 1 | 1 | 2 | 3 | 1 | 2 | 2 | 4 | 2 | 2 | 1 | 1 |  | 0
SCE NOL | Calcite | 230 | Solar |  |  | 200 | 200 | 400 | 0 | 0 | 0 | 200 | 200 | 400 | 1 | 1 | 1 | 1 | 1 | 1 | 1 | 5 | 1 | 2 | 1 | 1 | 1 | 1 | 2 | 1 | 1 | 2 | 1 | 4 | 1 | 3 | 2+ | 1 |  | 1
PG&E KERN | Caliente | 230 | Solar |  |  | 0 | 0 | 0 | 0 | 0 | 0 | 0 | 0 | 0 | 1 | 1 | 1 | 1 | 1 | 1 | 1 | 2 | 1 | 2 | 1 | 1 | 1 | 1 | 2 | 1 | 1 | 2 | 1 | 4 | 2 | 2 | 1+ | 1 |  | 1
PG&E FRESNO | California Ave | 115 | Solar |  |  | 0 | 0 | 0 | 0 | 0 | 0 | 0 | 0 | 0 | 5 | 2 | 5 | 2 | 1 | 1 | 1 | 3 | 2 | 1 | 1 | 1 | 1 | 1 | 1 | 1 | 1 | 1 | 1 | 2 | 2 | 1 | 1 | 1 |  | 0
PG&E KERN | Callender | 115 | Solar |  |  | 0 | 0 | 0 | 0 | 0 | 0 | 0 | 0 | 0 | 1 | 1 | 1 | 1 | 1 | 1 | 0 | 0 | 0 | 2 | 0 | 0 | 0 | 0 | 0 | 0 | 0 | 2 | 2 | 4 | 2 | 2 | 1 | 1 |  | 0
PG&E NGBA | Calpella | 115 | Solar |  |  | 0 | 0 | 0 | 0 | 0 | 0 | 0 | 0 | 0 | 5 | 5 | 1 | 1 | 1 | 1 | 1 | 1 | 1 | 2 | 5 | 1 | 1 | 1 | 2 | 2 | 1 | 2 | 2 | 4 | 2 | 3 | 1 | 1 |  | 0
PG&E GBA | Camanche | 230 | Solar |  |  | 0 | 0 | 0 | 0 | 0 | 0 | 0 | 0 | 0 | 5 | 2 | 1 | 1 | 1 | 1 | 1 | 2 | 1 | 1 | 1 | 2 | 1 | 2 | 3 | 1 | 1 | 1 | 1 | 4 | 2 | 3 | 1 | 1 |  | 0
SDGE | Cameron | 69 | Solar |  |  | 0 | 0 | 0 | 0 | 0 | 0 | 0 | 0 | 0 | 1 | 1 | 1 | 1 | 1 | 3 | 0 | 0 | 0 | 2 | 0 | 0 | 0 | 0 | 0 | 0 | 0 | 1 | 1 | 2 | 1 | 1 | 1 | 1 |  | 0
SDGE | Cannon | 69 | Solar |  |  | 0 | 0 | 0 | 0 | 0 | 0 | 0 | 0 | 0 | 1 | 1 | 1 | 1 | 1 | 1 | 0 | 0 | 0 | 2 | 0 | 0 | 0 | 0 | 0 | 0 | 0 | 2 | 1 | 1 | 1 | 3 | 1 | 1 |  | 0
PG&E FRESNO | Cantua | 115 | Solar |  |  | 0 | 0 | 0 | 0 | 0 | 0 | 0 | 0 | 0 | 1 | 1 | 1 | 1 | 1 | 1 | 1 | 1 | 1 | 1 | 1 | 1 | 1 | 1 | 1 | 1 | 1 | 1 | 1 | 4 | 2 | 1 | 1 | 1 |  | 0
SDGE | Capistrano | 138 | Solar |  |  | 0 | 0 | 0 | 0 | 0 | 0 | 0 | 0 | 0 | 1 | 1 | 1 | 1 | 1 | 2 | 1 | 4 | 1 | 2 | 5 | 1 | 2 | 2 | 3 | 2 | 1 | 1 | 1 | 2 | 1 | 3 | 1 | 1 |  | 0
SDGE | Capistrano | 230 | Solar |  |  | 0 | 0 | 0 | 0 | 0 | 0 | 0 | 0 | 0 | 1 | 1 | 1 | 1 | 1 | 1 | 1 | 4 | 1 | 2 | 5 | 1 | 2 | 2 | 3 | 2 | 1 | 1 | 1 | 2 | 1 | 3 | 1 | 1 |  | 0
PG&E NGBA | Carberry | 230 | Solar |  |  | 0 | 0 | 0 | 0 | 0 | 0 | 0 | 0 | 0 | 5 | 5 | 3 | 3 | 1 | 1 | 0 | 0 | 0 | 2 | 0 | 0 | 0 | 0 | 0 | 0 | 0 | 2 | 2 | 4 | 2 | 3 | 1 | 1 |  | 0
SCE Eastern | Cardiff | 66 | Solar |  |  | 0 | 0 | 0 | 0 | 0 | 0 | 0 | 0 | 0 | 1 | 1 | 1 | 1 | 1 | 1 | 0 | 0 | 0 | 2 | 0 | 0 | 0 | 0 | 0 | 0 | 0 | 1 | 1 | 2 | 1 | 1 | 1 | 1 |  | 0
PG&E NGBA | Caribou | 60 | Solar |  |  | 0 | 0 | 0 | 0 | 0 | 0 | 0 | 0 | 0 | 5 | 2 | 1 | 1 | 2 | 1 | 0 | 0 | 0 | 2 | 0 | 0 | 0 | 0 | 0 | 0 | 0 | 2 | 2 | 4 | 1 | 3 | 1 | 1 |  | 0
PG&E NGBA | Caribou | 115 | Solar |  |  | 0 | 0 | 0 | 0 | 0 | 0 | 0 | 0 | 0 | 5 | 2 | 1 | 1 | 1 | 1 | 0 | 0 | 0 | 2 | 0 | 0 | 0 | 0 | 0 | 0 | 0 | 2 | 2 | 4 | 1 | 3 | 1 | 1 |  | 0
PG&E NGBA | Caribou | 230 | Solar |  |  | 0 | 0 | 0 | 0 | 0 | 0 | 0 | 0 | 0 | 5 | 2 | 1 | 1 | 1 | 1 | 0 | 0 | 0 | 2 | 0 | 0 | 0 | 0 | 0 | 0 | 0 | 2 | 2 | 4 | 1 | 3 | 1 | 1 |  | 0
EOP | Carpenter Canyon (fka Gamebird) | 138 | Solar |  |  | 0 | 0 | 0 | 0 | 0 | 0 | 0 | 0 | 0 | 5 | 5 | 1 | 1 | 1 | 1 | 1 | N/A | N/A | 2 | N/A | N/A | N/A | N/A | N/A | N/A | N/A | 2 | 2 | 4 | 1 | 3 | 1 | 1 |  | 0
EOP | Carpenter Canyon (fka Gamebird) | 230 | Solar |  |  | 20 | 180 | 200 | 0 | 0 | 0 | 20 | 180 | 200 | 5 | 5 | 1 | 1 | 1 | 1 | 1 | N/A | N/A | 2 | N/A | N/A | N/A | N/A | N/A | N/A | N/A | 2 | 2 | 4 | 1 | 3 | 2+ | 5 | Same total, shifted from FCDS to EODS to align with CI | 1
PG&E NGBA | Carquinez | 115 | Solar |  |  | 0 | 0 | 0 | 0 | 0 | 0 | 0 | 0 | 0 | 5 | 5 | 1 | 1 | 1 | 1 | 1 | 4 | 1 | 2 | 2 | 1 | 1 | 1 | 3 | 1 | 1 | 2 | 1 | 2 | 1 | 1 | 1 | 1 |  | 0
SDGE | Carrizo Gorge | 138 | Solar |  |  | 0 | 90 | 90 | 0 | 90 | 90 | 0 | 0 | 0 | 1 | 1 | 1 | 1 | 1 | 3 | 1 | 2 | 1 | 2 | 3 | 1 | 1 | 1 | 2 | 1 | 1 | 2 | 1 | 4 | 1 | 3 | 1 | 1 |  | 1
PG&E KERN | Carrizo Plains | 115 | Solar |  |  | 0 | 0 | 0 | 0 | 0 | 0 | 0 | 0 | 0 | 1 | 1 | 1 | 1 | 1 | 1 | 1 | 1 | 1 | 1 | 2 | 1 | 1 | 1 | 2 | 2 | 1 | 2 | 1 | 4 | 2 | 2 | 1 | 1 |  | 0
PG&E KERN | Casaloma | 230 | Solar |  |  | 0 | 0 | 0 | 0 | 0 | 0 | 0 | 0 | 0 | 1 | 1 | 1 | 1 | 1 | 1 | 0 | 0 | 0 | 1 | 0 | 0 | 0 | 0 | 0 | 0 | 0 | 1 | 1 | 3 | 1 | 1 | 1 | 1 |  | 0
PG&E GBA | Castro Valley | 230 | Solar |  |  | 0 | 0 | 0 | 0 | 0 | 0 | 0 | 0 | 0 | 5 | 5 | 1 | 1 | 1 | 1 | 0 | 0 | 0 | 2 | 0 | 0 | 0 | 0 | 0 | 0 | 0 | 2 | 1 | 2 | 1 | 2 | 1 | 1 |  | 0
PG&E GBA | Cayetano | 230 | Solar |  |  | 0 | 100 | 100 | 0 | 100 | 100 | 0 | 0 | 0 | 5 | 2 | 1 | 1 | 1 | 1 | 2 | 1 | 2 | 2 | 3 | 2 | 2 | 3 | 3 | 1 | 1 | 2 | 1 | 3 | 1 | 3 | 1 | 1 |  | 1
SCE Metro | Center | 230 | Solar |  |  | 0 | 0 | 0 | 0 | 0 | 0 | 0 | 0 | 0 | 1 | 1 | 1 | 1 | 1 | 2 | 1 | 1 | 1 | 2 | 1 | 1 | 1 | 1 | 1 | 1 | 1 | 1 | 1 | 1 | 1 | 1 | 1 | 1 |  | 0
PG&E KERN | Charca | 115 | Solar |  |  | 0 | 0 | 0 | 0 | 0 | 0 | 0 | 0 | 0 | 1 | 1 | 1 | 1 | 1 | 1 | 1 | 1 | 3 | 1 | 1 | 1 | 1 | 1 | 1 | 1 | 1 | 1 | 1 | 4 | 1 | 1 | 1 | 1 |  | 0
EOP | Charleston | 138 | Solar |  |  | 0 | 0 | 0 | 0 | 0 | 0 | 0 | 0 | 0 | 5 | 5 | 1 | 1 | 1 | 1 | 0 | N/A | N/A | 2 | N/A | N/A | N/A | N/A | N/A | N/A | N/A | 2 | 2 | 4 | 1 | 3 | 1 | 1 |  | 0
SCE Metro | Chevmain | 230 | Solar |  |  | 0 | 0 | 0 | 0 | 0 | 0 | 0 | 0 | 0 | 1 | 1 | 1 | 1 | 1 | 1 | 1 | 1 | 1 | 2 | 2 | 1 | 1 | 2 | 2 | 1 | 1 | 1 | 1 | 1 | 1 | 1 | 1 | 1 |  | 0
SDGE | Chicarita | 138 | Solar |  |  | 0 | 0 | 0 | 0 | 0 | 0 | 0 | 0 | 0 | 1 | 1 | 1 | 1 | 1 | 1 | 0 | 0 | 0 | 2 | 0 | 0 | 0 | 0 | 0 | 0 | 0 | 2 | 1 | 3 | 1 | 3 | 1 | 1 |  | 0
SCE Metro | Chino | 230 | Solar |  |  | 0 | 0 | 0 | 0 | 0 | 0 | 0 | 0 | 0 | 1 | 1 | 1 | 1 | 1 | 1 | 1 | 4 | 1 | 2 | 5 | 1 | 1 | 1 | 2 | 1 | 1 | 1 | 1 | 1 | 1 | 2 | 1 | 1 |  | 0
PG&E FRESNO | Chowchilla | 115 | Solar |  |  | 0 | 0 | 0 | 0 | 0 | 0 | 0 | 0 | 0 | 5 | 2 | 5 | 2 | 1 | 2 | 0 | 0 | 0 | 1 | 0 | 0 | 0 | 0 | 0 | 0 | 0 | 1 | 1 | 1 | 2 | 2 | 1 | 1 |  | 0
PG&E GBA | Christie | 60 | Solar |  |  | 0 | 0 | 0 | 0 | 0 | 0 | 0 | 0 | 0 | 5 | 2 | 1 | 1 | 1 | 1 | 0 | 0 | 0 | 2 | 0 | 0 | 0 | 0 | 0 | 0 | 0 | 2 | 1 | 2 | 1 | 2 | 1 | 1 |  | 0
PG&E GBA | Christie | 115 | Solar |  |  | 0 | 0 | 0 | 0 | 0 | 0 | 0 | 0 | 0 | 5 | 2 | 1 | 1 | 3 | 1 | 0 | 0 | 0 | 2 | 0 | 0 | 0 | 0 | 0 | 0 | 0 | 2 | 1 | 2 | 1 | 2 | 1 | 1 |  | 0
SCE Eastern | Cielo Azul | 500 | Solar |  |  | 0 | 2025 | 2025 | 0 | 2025 | 2025 | 0 | 0 | 0 | 5 | 5 | 1 | 1 | 1 | 3 | 1 | N/A | N/A | 2 | N/A | N/A | N/A | N/A | N/A | N/A | N/A | 2 | 2 | 4 | 1 | 3 | 4+ | 5 | More total mapped, less FCDS as shifted to EODS to align with in-dev | 1
PG&E GBA | Clay | 60 | Solar |  |  | 0 | 0 | 0 | 0 | 0 | 0 | 0 | 0 | 0 | 5 | 2 | 1 | 1 | 1 | 1 | 0 | 0 | 0 | 2 | 0 | 0 | 0 | 0 | 0 | 0 | 0 | 2 | 1 | 3 | 1 | 3 | 1 | 1 |  | 0
PG&E GBA | Clayton | 115 | Solar |  |  | 0 | 0 | 0 | 0 | 0 | 0 | 0 | 0 | 0 | 5 | 2 | 1 | 1 | 1 | 1 | 1 | 1 | 1 | 2 | 4 | 1 | 3 | 2 | 3 | 1 | 1 | 2 | 1 | 4 | 1 | 2 | 1 | 1 |  | 0
PG&E NGBA | Cloverdale | 115 | Solar |  |  | 0 | 0 | 0 | 0 | 0 | 0 | 0 | 0 | 0 | 5 | 5 | 1 | 1 | 1 | 1 | 1 | 1 | 1 | 2 | 5 | 2 | 1 | 2 | 3 | 2 | 1 | 2 | 2 | 4 | 2 | 3 | 1 | 1 |  | 0
PG&E FRESNO | Clovis | 115 | Solar |  |  | 0 | 0 | 0 | 0 | 0 | 0 | 0 | 0 | 0 | 5 | 2 | 5 | 2 | 1 | 1 | 0 | 0 | 0 | 1 | 0 | 0 | 0 | 0 | 0 | 0 | 0 | 1 | 1 | 2 | 2 | 2 | 1 | 1 |  | 0
PG&E GBA | Coburn | 230 | Solar |  |  | 0 | 0 | 0 | 0 | 0 | 0 | 0 | 0 | 0 | 1 | 1 | 1 | 1 | 1 | 1 | 1 | 1 | 1 | 2 | 2 | 1 | 1 | 1 | 1 | 1 | 1 | 2 | 2 | 2 | 2 | 3 | 1+ | 1 |  | 1
PG&E GBA | Coburn | 60 | Solar |  |  | 0 | 0 | 0 | 0 | 0 | 0 | 0 | 0 | 0 | 1 | 1 | 1 | 1 | 1 | 1 | 1 | 1 | 1 | 2 | 2 | 1 | 1 | 1 | 1 | 1 | 1 | 2 | 2 | 2 | 2 | 3 | 1 | 1 |  | 0
PG&E NGBA | Colgate | 230 | Solar |  |  | 0 | 0 | 0 | 0 | 0 | 0 | 0 | 0 | 0 | 5 | 2 | 1 | 1 | 1 | 1 | 1 | 2 | 1 | 2 | 5 | 3 | 1 | 1 | 4 | 1 | 1 | 2 | 1 | 4 | 1 | 3 | 1+ | 1 |  | 1
PG&E GBA | Collierville | 230 | Solar |  |  | 0 | 0 | 0 | 0 | 0 | 0 | 0 | 0 | 0 | 5 | 2 | 1 | 1 | 2 | 1 | 0 | 0 | 0 | 2 | 0 | 0 | 0 | 0 | 0 | 0 | 0 | 2 | 1 | 4 | 1 | 3 | 1 | 1 |  | 0
PG&E GBA | Collinsville | 230 | Solar |  |  | 0 | 0 | 0 | 0 | 0 | 0 | 0 | 0 | 0 | 5 | 2 | 1 | 1 | 1 | 1 | 0 | 0 | 0 | 2 | 0 | 0 | 0 | 0 | 0 | 0 | 0 | 2 | 1 | 3 | 1 | 1 | 1+ | 1 |  | 1
PG&E GBA | Collinsville | 500 | Solar |  |  | 0 | 0 | 0 | 0 | 0 | 0 | 0 | 0 | 0 | 5 | 2 | 1 | 1 | 1 | 1 | 0 | 0 | 0 | 2 | 0 | 0 | 0 | 0 | 0 | 0 | 0 | 2 | 1 | 3 | 1 | 1 | 1 | 1 |  | 0
SCE Eastern | Colorado River | 230 | Solar |  |  | 300 | 500 | 800 | 300 | 500 | 800 | 0 | 0 | 0 | 1 | 1 | 1 | 1 | 1 | 1 | 2 | 1 | 2 | 2 | 1 | 1 | 1 | 1 | 2 | 1 | 1 | 2 | 2 | 3 | 1 | 3 | 4+ | 1 |  | 1
SCE Eastern | Colorado River | 500 | Solar |  |  | 0 | 0 | 0 | 0 | 0 | 0 | 0 | 0 | 0 | 1 | 1 | 1 | 1 | 1 | 1 | 3 | 2 | 2 | 2 | 1 | 1 | 1 | 1 | 2 | 1 | 1 | 2 | 2 | 3 | 1 | 3 | 1+ | 1 |  | 1
PG&E KERN | Columbus | 115 | Solar |  |  | 0 | 0 | 0 | 0 | 0 | 0 | 0 | 0 | 0 | 1 | 1 | 1 | 1 | 2 | 1 | 1 | 1 | 1 | 1 | 2 | 2 | 1 | 1 | 2 | 1 | 1 | 1 | 1 | 2 | 1 | 2 | 1 | 1 |  | 0
PG&E GBA | Contra Costa | 115 | Solar |  |  | 0 | 0 | 0 | 0 | 0 | 0 | 0 | 0 | 0 | 5 | 5 | 1 | 1 | 2 | 1 | 1 | 1 | 1 | 2 | 2 | 1 | 2 | 1 | 2 | 1 | 1 | 2 | 1 | 2 | 1 | 2 | 1 | 1 |  | 0
PG&E GBA | Contra Costa | 230 | Solar |  |  | 0 | 0 | 0 | 0 | 0 | 0 | 0 | 0 | 0 | 5 | 2 | 1 | 1 | 2 | 1 | 1 | 1 | 1 | 2 | 2 | 1 | 2 | 1 | 2 | 1 | 1 | 2 | 1 | 2 | 1 | 2 | 1 | 1 |  | 0
PG&E GBA | Contra Costa PP | 230 | Solar |  |  | 0 | 0 | 0 | 0 | 0 | 0 | 0 | 0 | 0 | 5 | 5 | 1 | 1 | 1 | 1 | 0 | 0 | 0 | 2 | 0 | 0 | 0 | 0 | 0 | 0 | 0 | 2 | 1 | 1 | 1 | 2 | 1 | 1 |  | 0
SCE NOL | Control | 115 | Solar |  |  | 0 | 0 | 0 | 0 | 0 | 0 | 0 | 0 | 0 | 5 | 5 | 1 | 1 | 1 | 1 | 1 | 1 | 1 | 2 | 5 | 1 | 1 | 1 | 1 | 2 | 1 | 2 | 2 | 4 | 1 | 3 | 1+ | 1 |  | 1
SCE NOL | Control | 55 | Solar |  |  | 0 | 0 | 0 | 0 | 0 | 0 | 0 | 0 | 0 | 5 | 5 | 1 | 1 | 1 | 1 | 0 | N/A | N/A | 2 | N/A | N/A | N/A | N/A | N/A | N/A | N/A | 2 | 2 | 4 | 1 | 3 | 1 | 1 |  | 0
PG&E GBA | Cooley Landing | 115 | Solar |  |  | 0 | 0 | 0 | 0 | 0 | 0 | 0 | 0 | 0 | 5 | 2 | 1 | 1 | 3 | 1 | 0 | 0 | 0 | 2 | 0 | 0 | 0 | 0 | 0 | 0 | 0 | 2 | 1 | 2 | 1 | 1 | 1 | 1 |  | 0
PG&E GBA | Cooley Landing | 60 | Solar |  |  | 0 | 0 | 0 | 0 | 0 | 0 | 0 | 0 | 0 | 1 | 1 | 1 | 1 | 1 | 1 | 0 | 0 | 0 | 2 | 0 | 0 | 0 | 0 | 0 | 0 | 0 | 2 | 1 | 2 | 1 | 1 | 1 | 1 |  | 0
SCE NOL | Coolwater | 230 | Solar |  |  | 0 | 0 | 0 | 0 | 0 | 0 | 0 | 0 | 0 | 3 | 3 | 1 | 1 | 1 | 1 | 2 | 3 | 1 | 2 | 1 | 3 | 1 | 1 | 3 | 1 | 1 | 2 | 1 | 2 | 1 | 1 | 1 | 1 |  | 0
SCE NOL | Coolwater | 115 | Solar |  |  | 150 | 50 | 200 | 0 | 0 | 0 | 150 | 50 | 200 | 3 | 3 | 1 | 1 | 2 | 5 | 2 | 3 | 1 | 2 | 1 | 3 | 1 | 1 | 3 | 1 | 1 | 2 | 1 | 2 | 1 | 1 | 4+ | 4 | Less overall, shifted due to Tx and Env impacts | 1
PG&E KERN | Copus | 70 | Solar |  |  | 0 | 0 | 0 | 0 | 0 | 0 | 0 | 0 | 0 | 1 | 1 | 1 | 1 | 1 | 1 | 0 | 0 | 0 | 1 | 0 | 0 | 0 | 0 | 0 | 0 | 0 | 1 | 1 | 3 | 1 | 1 | 1 | 1 |  | 0
PG&E FRESNO | Corcoran | 70 | Solar |  |  | 0 | 0 | 0 | 0 | 0 | 0 | 0 | 0 | 0 | 5 | 2 | 5 | 2 | 1 | 1 | 1 | 1 | 1 | 1 | 1 | 1 | 1 | 1 | 1 | 1 | 1 | 1 | 1 | 4 | 2 | 1 | 1 | 1 |  | 0
PG&E FRESNO | Corcoran | 115 | Solar |  |  | 0 | 0 | 0 | 0 | 0 | 0 | 0 | 0 | 0 | 5 | 2 | 5 | 2 | 1 | 1 | 1 | 1 | 1 | 1 | 1 | 1 | 1 | 1 | 1 | 1 | 1 | 1 | 1 | 4 | 2 | 1 | 1 | 1 |  | 0
PG&E NGBA | Corona | 115 | Solar |  |  | 0 | 0 | 0 | 0 | 0 | 0 | 0 | 0 | 0 | 5 | 5 | 1 | 1 | 1 | 1 | 0 | 0 | 0 | 2 | 0 | 0 | 0 | 0 | 0 | 0 | 0 | 2 | 1 | 3 | 2 | 3 | 1 | 1 |  | 0
PG&E NGBA | Cortina | 230 | Solar |  |  | 0 | 0 | 0 | 0 | 0 | 0 | 0 | 0 | 0 | 5 | 5 | 1 | 1 | 1 | 1 | 1 | 1 | 1 | 2 | 2 | 1 | 1 | 1 | 3 | 1 | 1 | 2 | 2 | 4 | 1 | 3 | 1 | 1 |  | 0
PG&E NGBA | Cortina | 115 | Solar |  |  | 0 | 80 | 80 | 0 | 0 | 0 | 0 | 80 | 80 | 5 | 5 | 1 | 1 | 1 | 3 | 3 | 1 | 1 | 2 | 1 | 1 | 1 | 1 | 3 | 1 | 1 | 2 | 2 | 4 | 1 | 3 | 1+ | 4 | Less mapped to better align with CI | 1
PG&E GBA | Cottle | 230 | Solar |  |  | 0 | 0 | 0 | 0 | 0 | 0 | 0 | 0 | 0 | 5 | 2 | 1 | 1 | 1 | 1 | 0 | 0 | 0 | 1 | 0 | 0 | 0 | 0 | 0 | 0 | 0 | 1 | 1 | 3 | 2 | 1 | 1 | 1 |  | 0
PG&E NGBA | Cottonwood | 115 | Solar |  |  | 0 | 0 | 0 | 0 | 0 | 0 | 0 | 0 | 0 | 5 | 2 | 1 | 1 | 1 | 1 | 1 | 3 | 1 | 2 | 3 | 1 | 1 | 1 | 2 | 1 | 1 | 2 | 2 | 3 | 2 | 3 | 1 | 1 |  | 0
PG&E NGBA | Cottonwood | 230 | Solar |  |  | 0 | 0 | 0 | 0 | 0 | 0 | 0 | 0 | 0 | 5 | 2 | 1 | 1 | 1 | 1 | 1 | 3 | 1 | 2 | 3 | 1 | 1 | 1 | 2 | 1 | 1 | 2 | 2 | 3 | 2 | 3 | 1 | 1 |  | 0
PG&E NGBA | Cottonwood | 60 | Solar |  |  | 0 | 0 | 0 | 0 | 0 | 0 | 0 | 0 | 0 | 5 | 2 | 1 | 1 | 1 | 1 | 1 | 3 | 1 | 2 | 3 | 1 | 1 | 1 | 2 | 1 | 1 | 2 | 2 | 3 | 2 | 3 | 1 | 1 |  | 0
PG&E NGBA | Cove Road | 230 | Solar |  |  | 0 | 0 | 0 | 0 | 0 | 0 | 0 | 0 | 0 | 5 | 2 | 1 | 1 | 1 | 1 | 1 | 1 | 1 | 2 | 5 | 2 | 1 | 1 | 2 | 2 | 1 | 2 | 2 | 4 | 2 | 3 | 1 | 1 |  | 0
PG&E GBA | Coyote | 230 | Solar |  |  | 0 | 0 | 0 | 0 | 0 | 0 | 0 | 0 | 0 | 1 | 1 | 1 | 1 | 1 | 1 | 1 | 1 | 1 | 2 | 5 | 3 | 1 | 1 | 3 | 2 | 1 | 2 | 1 | 3 | 2 | 2 | 1 | 1 |  | 0
PG&E GBA | Crazy Horse Canyon | 115 | Solar |  |  | 0 | 0 | 0 | 0 | 0 | 0 | 0 | 0 | 0 | 1 | 1 | 1 | 1 | 1 | 1 | 0 | 0 | 0 | 1 | 0 | 0 | 0 | 0 | 0 | 0 | 0 | 2 | 2 | 4 | 2 | 3 | 1 | 1 |  | 0
SDGE | Creelman | 69 | Solar |  |  | 0 | 0 | 0 | 0 | 0 | 0 | 0 | 0 | 0 | 1 | 1 | 1 | 1 | 1 | 3 | 0 | 0 | 0 | 2 | 0 | 0 | 0 | 0 | 0 | 0 | 0 | 2 | 1 | 4 | 1 | 3 | 1 | 1 |  | 0
PG&E FRESNO | Crescent | 70 | Solar |  |  | 5 | 65 | 70 | 0 | 35 | 35 | 5 | 30 | 35 | 5 | 2 | 1 | 1 | 1 | 5 | 1 | 1 | 1 | 1 | 1 | 1 | 1 | 1 | 1 | 1 | 1 | 1 | 1 | 3 | 2 | 1 | 2- | 1 |  | 1
PG&E FRESNO | Cressey | 115 | Solar |  |  | 0 | 0 | 0 | 0 | 0 | 0 | 0 | 0 | 0 | 5 | 2 | 5 | 2 | 1 | 1 | 0 | 0 | 0 | 1 | 0 | 0 | 0 | 0 | 0 | 0 | 0 | 1 | 1 | 3 | 2 | 1 | 1 | 1 |  | 0
PG&E NGBA | Cresta | 230 | Solar |  |  | 0 | 0 | 0 | 0 | 0 | 0 | 0 | 0 | 0 | 5 | 2 | 1 | 1 | 1 | 1 | 0 | 0 | 0 | 2 | 0 | 0 | 0 | 0 | 0 | 0 | 0 | 2 | 1 | 4 | 2 | 3 | 1 | 1 |  | 0
SDGE | Crestwood | 69 | Solar |  |  | 0 | 0 | 0 | 0 | 0 | 0 | 0 | 0 | 0 | 1 | 1 | 1 | 1 | 1 | 1 | 0 | 0 | 0 | 2 | 0 | 0 | 0 | 0 | 0 | 0 | 0 | 2 | 1 | 4 | 1 | 3 | 1+ | 1 |  | 1
PG&E GBA | Crow Creek | 60 | Solar |  |  | 0 | 0 | 0 | 0 | 0 | 0 | 0 | 0 | 0 | 5 | 2 | 1 | 1 | 1 | 1 | 1 | 1 | 1 | 1 | 2 | 1 | 1 | 1 | 2 | 1 | 1 | 1 | 1 | 4 | 2 | 1 | 1 | 1 |  | 0
PG&E GBA | Crows Landing | 60 | Solar |  |  | 0 | 0 | 0 | 0 | 0 | 0 | 0 | 0 | 0 | 5 | 2 | 1 | 1 | 1 | 1 | 0 | 0 | 0 | 1 | 0 | 0 | 0 | 0 | 0 | 0 | 0 | 1 | 1 | 4 | 2 | 1 | 1 | 1 |  | 0
PG&E GBA | Curtis | 115 | Solar |  |  | 0 | 0 | 0 | 0 | 0 | 0 | 0 | 0 | 0 | 5 | 2 | 1 | 1 | 1 | 1 | 1 | 2 | 1 | 2 | 5 | 1 | 1 | 1 | 3 | 2 | 1 | 2 | 1 | 4 | 1 | 3 | 1 | 1 |  | 0
PG&E FRESNO | Dairyland | 115 | Solar |  |  | 0 | 0 | 0 | 0 | 0 | 0 | 0 | 0 | 0 | 5 | 2 | 5 | 2 | 1 | 1 | 1 | 1 | 1 | 1 | 1 | 1 | 1 | 1 | 1 | 1 | 1 | 1 | 1 | 3 | 2 | 1 | 1 | 1 |  | 0
PG&E NGBA | Davis | 115 | Solar |  |  | 0 | 0 | 0 | 0 | 0 | 0 | 0 | 0 | 0 | 5 | 5 | 1 | 1 | 1 | 1 | 1 | 1 | 3 | 2 | 1 | 1 | 1 | 1 | 1 | 1 | 1 | 2 | 1 | 4 | 2 | 3 | 2+ | 1 |  | 1
SCE Metro | Del Amo | 500 | Solar |  |  | 0 | 0 | 0 | 0 | 0 | 0 | 0 | 0 | 0 | 1 | 1 | 1 | 1 | 1 | 1 | 1 | 3 | 1 | 2 | 1 | 1 | 1 | 1 | 1 | 1 | 1 | 1 | 1 | 3 | 1 | 2 | 1 | 1 |  | 0
SCE Metro | Del Amo | 230 | Solar |  |  | 0 | 0 | 0 | 0 | 0 | 0 | 0 | 0 | 0 | 1 | 1 | 1 | 1 | 1 | 1 | 1 | 3 | 1 | 2 | 1 | 1 | 1 | 1 | 1 | 1 | 1 | 1 | 1 | 3 | 1 | 2 | 4+ | 1 |  | 1
SCE Eastern | Delaney | 500 | Solar |  |  | 0 | 0 | 0 | 0 | 0 | 0 | 0 | 0 | 0 | 5 | 5 | 1 | 1 | 1 | 1 | 1 | N/A | N/A | 2 | N/A | N/A | N/A | N/A | N/A | N/A | N/A | 2 | 1 | 4 | 2 | 3 | 2+ | 5 | Shifted to other buses with in-development solar | 1
PG&E NGBA | Delevan | 230 | Solar |  |  | 50 | 150 | 200 | 0 | 0 | 0 | 50 | 150 | 200 | 5 | 5 | 1 | 1 | 1 | 1 | 1 | 1 | 1 | 2 | 1 | 1 | 1 | 1 | 2 | 1 | 1 | 2 | 2 | 1 | 1 | 3 | 4+ | 4 |  | 1
PG&E GBA | Delta PP | 230 | Solar |  |  | 0 | 0 | 0 | 0 | 0 | 0 | 0 | 0 | 0 | 5 | 2 | 1 | 1 | 1 | 1 | 1 | 1 | 1 | 2 | 2 | 2 | 1 | 2 | 2 | 1 | 1 | 2 | 1 | 3 | 1 | 2 | 1 | 1 |  | 0
EOP | Desert View | 230 | Solar |  |  | 0 | 0 | 0 | 0 | 0 | 0 | 0 | 0 | 0 | 5 | 5 | 1 | 1 | 1 | 1 | 1 | N/A | N/A | 2 | N/A | N/A | N/A | N/A | N/A | N/A | N/A | 2 | 1 | 4 | 1 | 3 | 2+ | 1 |  | 1
SCE Eastern | Devers | 230 | Solar |  |  | 0 | 0 | 0 | 0 | 0 | 0 | 0 | 0 | 0 | 1 | 1 | 1 | 1 | 2 | 1 | 1 | 4 | 1 | 2 | 2 | 1 | 2 | 1 | 2 | 1 | 1 | 2 | 1 | 1 | 1 | 3 | 4+ | 5 | Shifted to other buses with in-development solar | 1
SCE Eastern | Devers | 500 | Solar |  |  | 0 | 0 | 0 | 0 | 0 | 0 | 0 | 0 | 0 | 1 | 1 | 1 | 1 | 1 | 1 | 1 | 4 | 1 | 2 | 2 | 1 | 2 | 1 | 2 | 1 | 1 | 2 | 1 | 1 | 1 | 3 | 1+ | 1 |  | 1
PG&E KERN | Diablo Canyon | 230 | Solar |  |  | 0 | 0 | 0 | 0 | 0 | 0 | 0 | 0 | 0 | 1 | 1 | 1 | 1 | 1 | 1 | 1 | 1 | 1 | 2 | 5 | 1 | 1 | 3 | 3 | 1 | 1 | 2 | 2 | 4 | 2 | 3 | 1 | 1 |  | 0
PG&E KERN | Diablo Canyon | 500 | Solar |  |  | 0 | 0 | 0 | 0 | 0 | 0 | 0 | 0 | 0 | 1 | 1 | 1 | 1 | 1 | 1 | 1 | 1 | 1 | 2 | 5 | 1 | 1 | 3 | 3 | 1 | 1 | 2 | 2 | 4 | 2 | 3 | 1 | 1 |  | 0
PG&E KERN | Divide | 115 | Solar |  |  | 0 | 0 | 0 | 0 | 0 | 0 | 0 | 0 | 0 | 1 | 1 | 1 | 1 | 1 | 1 | 0 | 0 | 0 | 2 | 0 | 0 | 0 | 0 | 0 | 0 | 0 | 2 | 2 | 4 | 1 | 2 | 1 | 1 |  | 0
PG&E GBA | Dixon Landing | 115 | Solar |  |  | 0 | 0 | 0 | 0 | 0 | 0 | 0 | 0 | 0 | 1 | 1 | 1 | 1 | 1 | 1 | 0 | 0 | 0 | 2 | 0 | 0 | 0 | 0 | 0 | 0 | 0 | 2 | 1 | 2 | 1 | 2 | 1 | 1 |  | 0
PG&E FRESNO | Dos Amigos | 230 | Solar |  |  | 0 | 0 | 0 | 0 | 0 | 0 | 0 | 0 | 0 | 1 | 1 | 1 | 1 | 1 | 1 | 0 | 0 | 0 | 1 | 0 | 0 | 0 | 0 | 0 | 0 | 0 | 1 | 1 | 4 | 2 | 1 | 1 | 1 |  | 0
PG&E NGBA | Drum | 115 | Solar |  |  | 0 | 0 | 0 | 0 | 0 | 0 | 0 | 0 | 0 | 5 | 2 | 1 | 1 | 1 | 1 | 1 | 1 | 1 | 2 | 5 | 1 | 1 | 1 | 1 | 1 | 1 | 2 | 1 | 4 | 2 | 3 | 1 | 1 |  | 0
PG&E GBA | Dumbarton | 115 | Solar |  |  | 0 | 0 | 0 | 0 | 0 | 0 | 0 | 0 | 0 | 5 | 2 | 1 | 1 | 1 | 1 | 0 | 0 | 0 | 2 | 0 | 0 | 0 | 0 | 0 | 0 | 0 | 2 | 1 | 3 | 1 | 2 | 1 | 1 |  | 0
SCE NOL | Dunn Siding | 115 | Solar |  |  | 0 | 0 | 0 | 0 | 0 | 0 | 0 | 0 | 0 | 3 | 3 | 1 | 1 | 1 | 1 | 0 | 0 | 0 | 2 | 0 | 0 | 0 | 0 | 0 | 0 | 0 | 2 | 1 | 4 | 1 | 1 | 1 | 1 |  | 0
SCE Eastern | Eagle Mountain | 230 | Solar |  |  | 0 | 0 | 0 | 0 | 0 | 0 | 0 | 0 | 0 | 5 | 5 | 3 | 3 | 1 | 1 | 0 | 0 | 0 | 2 | 0 | 0 | 0 | 0 | 0 | 0 | 0 | 2 | 2 | 4 | 1 | 3 | 1 | 1 |  | 0
PG&E NGBA | Eagle Rock (PGE) | 60 | Solar |  |  | 0 | 0 | 0 | 0 | 0 | 0 | 0 | 0 | 0 | 5 | 5 | 1 | 1 | 1 | 1 | 1 | 1 | 1 | 2 | 5 | 2 | 2 | 3 | 4 | 1 | 1 | 2 | 2 | 4 | 2 | 3 | 1 | 1 |  | 0
PG&E NGBA | Eagle Rock (PGE) | 115 | Solar |  |  | 0 | 0 | 0 | 0 | 0 | 0 | 0 | 0 | 0 | 5 | 5 | 1 | 1 | 2 | 1 | 1 | 1 | 1 | 2 | 5 | 2 | 2 | 3 | 4 | 1 | 1 | 2 | 2 | 4 | 2 | 3 | 1 | 1 |  | 0
SCE Metro | Eagle Rock (SCE) | 230 | Solar |  |  | 0 | 0 | 0 | 0 | 0 | 0 | 0 | 0 | 0 | 1 | 1 | 1 | 1 | 1 | 1 | 0 | 0 | 0 | 2 | 0 | 0 | 0 | 0 | 0 | 0 | 0 | 1 | 1 | 2 | 1 | 2 | 1 | 1 |  | 0
PG&E NGBA | East Marysville | 115 | Solar |  |  | 0 | 0 | 0 | 0 | 0 | 0 | 0 | 0 | 0 | 5 | 2 | 1 | 1 | 1 | 1 | 1 | 2 | 1 | 2 | 1 | 1 | 1 | 1 | 2 | 1 | 1 | 2 | 2 | 2 | 1 | 2 | 1 | 1 |  | 0
PG&E NGBA | East Nicolaus | 115 | Solar |  |  | 0 | 0 | 0 | 0 | 0 | 0 | 0 | 0 | 0 | 5 | 2 | 1 | 1 | 1 | 1 | 0 | 0 | 0 | 2 | 0 | 0 | 0 | 0 | 0 | 0 | 0 | 2 | 1 | 4 | 1 | 3 | 1 | 1 |  | 0
PG&E NGBA | East Nicolaus | 60 | Solar |  |  | 0 | 0 | 0 | 0 | 0 | 0 | 0 | 0 | 0 | 5 | 2 | 1 | 1 | 1 | 1 | 0 | 0 | 0 | 2 | 0 | 0 | 0 | 0 | 0 | 0 | 0 | 2 | 1 | 4 | 1 | 3 | 1 | 1 |  | 0
PG&E GBA | Eastshore | 115 | Solar |  |  | 0 | 0 | 0 | 0 | 0 | 0 | 0 | 0 | 0 | 5 | 2 | 1 | 1 | 1 | 1 | 1 | 4 | 1 | 2 | 5 | 1 | 1 | 2 | 3 | 1 | 1 | 2 | 1 | 2 | 1 | 1 | 1 | 1 |  | 0
PG&E GBA | Eastshore | 230 | Solar |  |  | 0 | 0 | 0 | 0 | 0 | 0 | 0 | 0 | 0 | 5 | 2 | 1 | 1 | 1 | 1 | 1 | 4 | 1 | 2 | 5 | 1 | 1 | 2 | 3 | 1 | 1 | 2 | 1 | 2 | 1 | 1 | 1 | 1 |  | 0
SDGE | ECO | 138 | Solar |  |  | 0 | 0 | 0 | 0 | 0 | 0 | 0 | 0 | 0 | 1 | 1 | 1 | 1 | 1 | 1 | 1 | 2 | 1 | 2 | 3 | 1 | 1 | 1 | 2 | 1 | 1 | 2 | 1 | 4 | 1 | 3 | 1 | 4 | Shifted to Boulevard East for more accurate representation | 1
SDGE | ECO | 230 | Solar |  |  | 0 | 0 | 0 | 0 | 0 | 0 | 0 | 0 | 0 | 1 | 1 | 1 | 1 | 3 | 1 | 0 | 0 | 0 | 2 | 0 | 0 | 0 | 0 | 0 | 0 | 0 | 2 | 1 | 4 | 1 | 3 | 1 | 1 |  | 0
SDGE | ECO | 500 | Solar |  |  | 0 | 0 | 0 | 0 | 0 | 0 | 0 | 0 | 0 | 1 | 1 | 1 | 1 | 2 | 1 | 0 | 0 | 0 | 2 | 0 | 0 | 0 | 0 | 0 | 0 | 0 | 2 | 1 | 4 | 1 | 3 | 1 | 1 |  | 0
PG&E GBA | Edenvale | 115 | Solar |  |  | 0 | 0 | 0 | 0 | 0 | 0 | 0 | 0 | 0 | 1 | 1 | 1 | 1 | 1 | 1 | 0 | 0 | 0 | 2 | 0 | 0 | 0 | 0 | 0 | 0 | 0 | 2 | 1 | 2 | 2 | 2 | 1 | 1 |  | 0
PG&E GBA | Edes | 115 | Solar |  |  | 0 | 0 | 0 | 0 | 0 | 0 | 0 | 0 | 0 | 5 | 2 | 1 | 1 | 1 | 1 | 0 | 0 | 0 | 2 | 0 | 0 | 0 | 0 | 0 | 0 | 0 | 2 | 1 | 3 | 1 | 1 | 1 | 1 |  | 0
PG&E GBA | Eight Mile | 230 | Solar |  |  | 0 | 0 | 0 | 0 | 0 | 0 | 0 | 0 | 0 | 5 | 2 | 1 | 1 | 1 | 1 | 1 | 2 | 2 | 1 | 1 | 1 | 1 | 1 | 1 | 1 | 1 | 1 | 1 | 2 | 2 | 1 | 1 | 1 |  | 0
SDGE | El Cajon | 69 | Solar |  |  | 0 | 0 | 0 | 0 | 0 | 0 | 0 | 0 | 0 | 1 | 1 | 1 | 1 | 1 | 4 | 0 | 0 | 0 | 2 | 0 | 0 | 0 | 0 | 0 | 0 | 0 | 2 | 1 | 2 | 1 | 1 | 1 | 1 |  | 0
SCE Eastern | El Casco | 230 | Solar |  |  | 0 | 0 | 0 | 0 | 0 | 0 | 0 | 0 | 0 | 1 | 1 | 1 | 1 | 1 | 2 | 1 | 2 | 1 | 2 | 5 | 1 | 1 | 2 | 3 | 1 | 1 | 1 | 1 | 4 | 1 | 2 | 1+ | 1 |  | 1
PG&E GBA | El Cerrito G | 115 | Solar |  |  | 0 | 0 | 0 | 0 | 0 | 0 | 0 | 0 | 0 | 5 | 2 | 1 | 1 | 1 | 1 | 0 | 0 | 0 | 2 | 0 | 0 | 0 | 0 | 0 | 0 | 0 | 2 | 1 | 2 | 1 | 2 | 1 | 1 |  | 0
PG&E NGBA | El Dorado PH | 115 | Solar |  |  | 0 | 0 | 0 | 0 | 0 | 0 | 0 | 0 | 0 | 5 | 2 | 1 | 1 | 1 | 1 | 0 | 0 | 0 | 2 | 0 | 0 | 0 | 0 | 0 | 0 | 0 | 2 | 1 | 4 | 2 | 3 | 1 | 1 |  | 0
PG&E FRESNO | El Nido (PGE) | 115 | Solar |  |  | 0 | 0 | 0 | 0 | 0 | 0 | 0 | 0 | 0 | 5 | 2 | 1 | 1 | 1 | 1 | 0 | 0 | 0 | 1 | 0 | 0 | 0 | 0 | 0 | 0 | 0 | 1 | 1 | 4 | 2 | 1 | 1+ | 1 |  | 1
SCE Metro | El Nido (SCE) | 230 | Solar |  |  | 0 | 0 | 0 | 0 | 0 | 0 | 0 | 0 | 0 | 1 | 1 | 1 | 1 | 1 | 1 | 1 | 1 | 1 | 2 | 2 | 1 | 1 | 2 | 2 | 1 | 1 | 1 | 1 | 2 | 1 | 2 | 1 | 1 |  | 0
PG&E GBA | El Patio | 115 | Solar |  |  | 0 | 0 | 0 | 0 | 0 | 0 | 0 | 0 | 0 | 1 | 1 | 1 | 1 | 1 | 1 | 0 | 0 | 0 | 2 | 0 | 0 | 0 | 0 | 0 | 0 | 0 | 2 | 1 | 3 | 2 | 2 | 1 | 1 |  | 0
SCE Metro | El Segundo | 230 | Solar |  |  | 0 | 0 | 0 | 0 | 0 | 0 | 0 | 0 | 0 | 1 | 1 | 1 | 1 | 1 | 1 | 1 | 1 | 1 | 2 | 1 | 1 | 1 | 2 | 2 | 1 | 1 | 1 | 1 | 1 | 1 | 1 | 1 | 1 |  | 0
EOP | Eldorado | 230 | Solar |  |  | 0 | 0 | 0 | 0 | 0 | 0 | 0 | 0 | 0 | 5 | 5 | 1 | 1 | 1 | 1 | 1 | N/A | N/A | 2 | N/A | N/A | N/A | N/A | N/A | N/A | N/A | 2 | 2 | 2 | 1 | 3 | 1 | 4 | Shifted to other buses with in-development solar and better align with CI | 1
EOP | Eldorado | 500 | Solar |  |  | 0 | 0 | 0 | 0 | 0 | 0 | 0 | 0 | 0 | 5 | 5 | 1 | 1 | 1 | 1 | 1 | N/A | N/A | 2 | N/A | N/A | N/A | N/A | N/A | N/A | N/A | 2 | 2 | 2 | 1 | 3 | 1+ | 1 |  | 1
SCE Northern | Elizabeth Lake | 66 | Solar |  |  | 0 | 0 | 0 | 0 | 0 | 0 | 0 | 0 | 0 | 5 | 5 | 1 | 1 | 1 | 1 | 0 | 0 | 0 | 2 | 0 | 0 | 0 | 0 | 0 | 0 | 0 | 1 | 1 | 3 | 1 | 3 | 1 | 1 |  | 0
PG&E KERN | Elk Hills | 230 | Solar |  |  | 0 | 0 | 0 | 0 | 0 | 0 | 0 | 0 | 0 | 1 | 1 | 1 | 1 | 1 | 1 | 1 | 1 | 1 | 1 | 1 | 1 | 2 | 4 | 4 | 1 | 1 | 1 | 1 | 3 | 1 | 1 | 1 | 1 |  | 0
SDGE | Elliot | 69 | Solar |  |  | 0 | 0 | 0 | 0 | 0 | 0 | 0 | 0 | 0 | 1 | 1 | 1 | 1 | 1 | 3 | 0 | 0 | 0 | 2 | 0 | 0 | 0 | 0 | 0 | 0 | 0 | 2 | 1 | 2 | 1 | 2 | 1 | 1 |  | 0
SCE Metro | Ellis | 230 | Solar |  |  | 0 | 0 | 0 | 0 | 0 | 0 | 0 | 0 | 0 | 1 | 1 | 1 | 1 | 1 | 1 | 1 | 4 | 1 | 2 | 2 | 1 | 1 | 4 | 5 | 1 | 1 | 1 | 1 | 2 | 1 | 2 | 1 | 1 |  | 0
SDGE | Encina | 138 | Solar |  |  | 0 | 0 | 0 | 0 | 0 | 0 | 0 | 0 | 0 | 1 | 1 | 1 | 1 | 1 | 1 | 1 | 1 | 1 | 2 | 2 | 1 | 2 | 2 | 3 | 1 | 1 | 2 | 1 | 1 | 1 | 3 | 1 | 1 |  | 0
SDGE | Encina | 230 | Solar |  |  | 0 | 0 | 0 | 0 | 0 | 0 | 0 | 0 | 0 | 1 | 1 | 1 | 1 | 1 | 1 | 1 | 1 | 1 | 2 | 2 | 1 | 2 | 2 | 3 | 1 | 1 | 2 | 1 | 1 | 1 | 3 | 1 | 1 |  | 0
SDGE | Escondido | 230 | Solar |  |  | 0 | 0 | 0 | 0 | 0 | 0 | 0 | 0 | 0 | 1 | 1 | 1 | 1 | 1 | 1 | 1 | 4 | 1 | 2 | 5 | 1 | 1 | 1 | 2 | 1 | 1 | 2 | 1 | 1 | 1 | 3 | 1 | 1 |  | 0
SDGE | Escondido | 69 | Solar |  |  | 0 | 0 | 0 | 0 | 0 | 0 | 0 | 0 | 0 | 1 | 1 | 1 | 1 | 1 | 3 | 1 | 4 | 1 | 2 | 5 | 1 | 1 | 1 | 2 | 1 | 1 | 2 | 1 | 1 | 1 | 3 | 1 | 1 |  | 0
PG&E KERN | Estrella | 230 | Solar |  |  | 0 | 0 | 0 | 0 | 0 | 0 | 0 | 0 | 0 | 1 | 1 | 1 | 1 | 1 | 1 | 0 | 0 | 0 | 1 | 0 | 0 | 0 | 0 | 0 | 0 | 0 | 2 | 2 | 4 | 2 | 3 | 1 | 1 |  | 0
SCE Eastern | Etiwanda | 230 | Solar |  |  | 0 | 0 | 0 | 0 | 0 | 0 | 0 | 0 | 0 | 1 | 1 | 1 | 1 | 1 | 2 | 1 | 4 | 1 | 2 | 4 | 1 | 1 | 1 | 1 | 1 | 1 | 1 | 1 | 2 | 1 | 1 | 1 | 1 |  | 0
PG&E GBA | Evergreen | 115 | Solar |  |  | 0 | 0 | 0 | 0 | 0 | 0 | 0 | 0 | 0 | 1 | 1 | 1 | 1 | 1 | 1 | 0 | 0 | 0 | 2 | 0 | 0 | 0 | 0 | 0 | 0 | 0 | 2 | 1 | 2 | 2 | 2 | 1 | 1 |  | 0
PG&E GBA | Evergreen | 60 | Solar |  |  | 0 | 0 | 0 | 0 | 0 | 0 | 0 | 0 | 0 | 1 | 1 | 1 | 1 | 1 | 1 | 0 | 0 | 0 | 2 | 0 | 0 | 0 | 0 | 0 | 0 | 0 | 2 | 1 | 2 | 2 | 2 | 1 | 1 |  | 0
PG&E FRESNO | Excelsior | 115 | Solar |  |  | 0 | 0 | 0 | 0 | 0 | 0 | 0 | 0 | 0 | 5 | 2 | 1 | 1 | 1 | 1 | 1 | 1 | 2 | 1 | 1 | 1 | 1 | 1 | 1 | 1 | 1 | 1 | 1 | 4 | 2 | 1 | 2+ | 1 |  | 1
PG&E FRESNO | Exchequer | 115 | Solar |  |  | 0 | 0 | 0 | 0 | 0 | 0 | 0 | 0 | 0 | 5 | 2 | 5 | 2 | 1 | 1 | 0 | 0 | 0 | 1 | 0 | 0 | 0 | 0 | 0 | 0 | 0 | 2 | 1 | 4 | 1 | 2 | 1+ | 1 |  | 1
PG&E KERN | Fairway | 115 | Solar |  |  | 0 | 0 | 0 | 0 | 0 | 0 | 0 | 0 | 0 | 1 | 1 | 1 | 1 | 1 | 1 | 0 | 0 | 0 | 2 | 0 | 0 | 0 | 0 | 0 | 0 | 0 | 2 | 2 | 3 | 1 | 2 | 1 | 1 |  | 0
PG&E KERN | Famoso | 115 | Solar |  |  | 0 | 0 | 0 | 0 | 0 | 0 | 0 | 0 | 0 | 1 | 1 | 1 | 1 | 1 | 1 | 0 | 0 | 0 | 1 | 0 | 0 | 0 | 0 | 0 | 0 | 0 | 1 | 1 | 4 | 1 | 1 | 1 | 1 |  | 0
PG&E NGBA | Fern Road | 500 | Solar |  |  | 0 | 0 | 0 | 0 | 0 | 0 | 0 | 0 | 0 | 5 | 2 | 1 | 1 | 1 | 1 | 0 | 0 | 0 | 2 | 0 | 0 | 0 | 0 | 0 | 0 | 0 | 2 | 2 | 4 | 2 | 3 | 1 | 1 |  | 0
PG&E GBA | Fibreboard (SPI Sonora) | 115 | Solar |  |  | 0 | 0 | 0 | 0 | 0 | 0 | 0 | 0 | 0 | 5 | 2 | 1 | 1 | 2 | 1 | 0 | 0 | 0 | 2 | 0 | 0 | 0 | 0 | 0 | 0 | 0 | 2 | 1 | 2 | 1 | 2 | 1 | 1 |  | 0
PG&E FRESNO | Figarden | 230 | Solar |  |  | 0 | 0 | 0 | 0 | 0 | 0 | 0 | 0 | 0 | 5 | 2 | 5 | 2 | 1 | 1 | 0 | 0 | 0 | 1 | 0 | 0 | 0 | 0 | 0 | 0 | 0 | 1 | 1 | 3 | 2 | 2 | 1 | 1 |  | 0
PG&E FRESNO | Fink | 230 | Solar |  |  | 30 | 110 | 140 | 30 | 110 | 140 | 0 | 0 | 0 | 1 | 1 | 1 | 1 | 1 | 1 | 1 | 1 | 1 | 1 | 2 | 1 | 1 | 1 | 2 | 1 | 1 | 1 | 1 | 4 | 2 | 1 | 1 | 5 | Nearly the same total, shifted from FCDS to EODS to align with in-dev | 1
PG&E NGBA | Fitch Mountain | 60 | Solar |  |  | 0 | 0 | 0 | 0 | 0 | 0 | 0 | 0 | 0 | 5 | 5 | 1 | 1 | 1 | 1 | 0 | 0 | 0 | 2 | 0 | 0 | 0 | 0 | 0 | 0 | 0 | 2 | 2 | 4 | 2 | 3 | 1 | 1 |  | 0
PG&E GBA | FMC | 115 | Solar |  |  | 0 | 0 | 0 | 0 | 0 | 0 | 0 | 0 | 0 | 1 | 1 | 1 | 1 | 1 | 1 | 0 | 0 | 0 | 2 | 0 | 0 | 0 | 0 | 0 | 0 | 0 | 2 | 1 | 2 | 2 | 2 | 1 | 1 |  | 0
PG&E GBA | Fremont | 115 | Solar |  |  | 0 | 0 | 0 | 0 | 0 | 0 | 0 | 0 | 0 | 1 | 1 | 1 | 1 | 1 | 1 | 0 | 0 | 0 | 2 | 0 | 0 | 0 | 0 | 0 | 0 | 0 | 2 | 1 | 3 | 1 | 2 | 1 | 1 |  | 0
PG&E GBA | French Camp | 60 | Solar |  |  | 0 | 0 | 0 | 0 | 0 | 0 | 0 | 0 | 0 | 5 | 2 | 1 | 1 | 1 | 1 | 0 | 0 | 0 | 1 | 0 | 0 | 0 | 0 | 0 | 0 | 0 | 1 | 1 | 3 | 2 | 1 | 1 | 1 |  | 0
PG&E GBA | Frogtown | 115 | Solar |  |  | 0 | 0 | 0 | 0 | 0 | 0 | 0 | 0 | 0 | 5 | 2 | 1 | 1 | 1 | 1 | 0 | 0 | 0 | 2 | 0 | 0 | 0 | 0 | 0 | 0 | 0 | 2 | 1 | 4 | 1 | 3 | 1 | 1 |  | 0
PG&E NGBA | Fulton | 115 | Solar |  |  | 0 | 0 | 0 | 0 | 0 | 0 | 0 | 0 | 0 | 5 | 5 | 1 | 1 | 1 | 1 | 1 | 3 | 1 | 2 | 5 | 1 | 2 | 3 | 4 | 1 | 1 | 2 | 1 | 3 | 2 | 2 | 1 | 1 |  | 0
PG&E NGBA | Fulton | 230 | Solar |  |  | 0 | 0 | 0 | 0 | 0 | 0 | 0 | 0 | 0 | 5 | 5 | 1 | 1 | 1 | 5 | 1 | 3 | 1 | 2 | 5 | 1 | 2 | 3 | 4 | 1 | 1 | 2 | 1 | 3 | 2 | 2 | 1 | 1 |  | 0
PG&E NGBA | Fulton | 60 | Solar |  |  | 0 | 0 | 0 | 0 | 0 | 0 | 0 | 0 | 0 | 5 | 5 | 1 | 1 | 1 | 1 | 1 | 3 | 1 | 2 | 5 | 1 | 2 | 3 | 4 | 1 | 1 | 2 | 1 | 3 | 2 | 2 | 1 | 1 |  | 0
PG&E KERN | Ganso | 115 | Solar |  |  | 0 | 0 | 0 | 0 | 0 | 0 | 0 | 0 | 0 | 1 | 1 | 1 | 1 | 1 | 1 | 0 | 0 | 0 | 1 | 0 | 0 | 0 | 0 | 0 | 0 | 0 | 1 | 1 | 3 | 1 | 1 | 1 | 1 |  | 0
PG&E FRESNO | Gates | 230 | Solar |  |  | 759.5 | 560.5 | 1320 | 614.5 | 310.5 | 925 | 145 | 250 | 395 | 1 | 1 | 1 | 1 | 1 | 3 | 3 | 2 | 3 | 1 | 1 | 1 | 1 | 1 | 1 | 1 | 1 | 1 | 1 | 3 | 2 | 1 | 2+ | 3 | Less FCDS, more total | 1
PG&E FRESNO | Gates | 500 | Solar |  |  | 0 | 0 | 0 | 0 | 0 | 0 | 0 | 0 | 0 | 1 | 1 | 1 | 1 | 1 | 2 | 3 | 2 | 3 | 1 | 1 | 1 | 1 | 1 | 1 | 1 | 1 | 1 | 1 | 3 | 2 | 1 | 1 | 1 |  | 0
PG&E NGBA | Geysers 12 | 230 | Solar |  |  | 0 | 0 | 0 | 0 | 0 | 0 | 0 | 0 | 0 | 5 | 5 | 1 | 1 | 1 | 1 | 1 | 1 | 1 | 2 | 5 | 2 | 2 | 3 | 5 | 1 | 1 | 2 | 2 | 4 | 2 | 3 | 1 | 1 |  | 0
PG&E NGBA | Geysers 17 | 230 | Solar |  |  | 0 | 0 | 0 | 0 | 0 | 0 | 0 | 0 | 0 | 5 | 5 | 1 | 1 | 1 | 1 | 1 | 1 | 1 | 2 | 5 | 2 | 2 | 3 | 5 | 1 | 1 | 2 | 2 | 4 | 2 | 3 | 1 | 1 |  | 0
PG&E NGBA | Geysers 3 | 115 | Solar |  |  | 0 | 0 | 0 | 0 | 0 | 0 | 0 | 0 | 0 | 5 | 5 | 1 | 1 | 1 | 1 | 1 | 1 | 1 | 2 | 5 | 2 | 2 | 3 | 5 | 1 | 1 | 2 | 2 | 4 | 2 | 3 | 1 | 1 |  | 0
PG&E NGBA | Glenn | 230 | Solar |  |  | 0 | 0 | 0 | 0 | 0 | 0 | 0 | 0 | 0 | 5 | 2 | 1 | 1 | 1 | 1 | 1 | 1 | 2 | 2 | 1 | 2 | 1 | 1 | 2 | 1 | 1 | 2 | 2 | 4 | 1 | 3 | 2+ | 1 |  | 1
PG&E NGBA | Glenn | 60 | Solar |  |  | 0 | 0 | 0 | 0 | 0 | 0 | 0 | 0 | 0 | 5 | 2 | 1 | 1 | 1 | 1 | 1 | 1 | 2 | 2 | 1 | 2 | 1 | 1 | 2 | 1 | 1 | 2 | 2 | 4 | 1 | 3 | 1 | 1 |  | 0
PG&E NGBA | Gold Hill | 115 | Solar |  |  | 0 | 0 | 0 | 0 | 0 | 0 | 0 | 0 | 0 | 5 | 2 | 1 | 1 | 1 | 1 | 1 | 4 | 1 | 2 | 4 | 1 | 1 | 1 | 2 | 2 | 1 | 2 | 1 | 4 | 2 | 3 | 1 | 1 |  | 0
PG&E NGBA | Gold Hill | 230 | Solar |  |  | 0 | 0 | 0 | 0 | 0 | 0 | 0 | 0 | 0 | 5 | 2 | 1 | 1 | 1 | 1 | 1 | 4 | 1 | 2 | 4 | 1 | 1 | 1 | 2 | 2 | 1 | 2 | 1 | 4 | 2 | 3 | 1 | 1 |  | 0
SCE Northern | Goleta | 230 | Solar |  |  | 0 | 0 | 0 | 0 | 0 | 0 | 0 | 0 | 0 | 5 | 5 | 1 | 1 | 1 | 2 | 1 | 1 | 1 | 2 | 5 | 1 | 1 | 1 | 1 | 2 | 1 | 2 | 2 | 2 | 1 | 2 | 1 | 1 |  | 0
SCE Metro | Goodrich | 230 | Solar |  |  | 0 | 0 | 0 | 0 | 0 | 0 | 0 | 0 | 0 | 1 | 1 | 1 | 1 | 1 | 1 | 1 | 1 | 1 | 2 | 5 | 1 | 2 | 1 | 2 | 2 | 1 | 1 | 1 | 3 | 1 | 2 | 1 | 1 |  | 0
PG&E KERN | Goose Lake | 115 | Solar |  |  | 0 | 0 | 0 | 0 | 0 | 0 | 0 | 0 | 0 | 1 | 1 | 1 | 1 | 1 | 1 | 1 | 1 | 1 | 1 | 1 | 1 | 1 | 1 | 2 | 1 | 1 | 1 | 1 | 2 | 1 | 1 | 1+ | 1 |  | 1
SCE Metro | Gould | 230 | Solar |  |  | 0 | 0 | 0 | 0 | 0 | 0 | 0 | 0 | 0 | 1 | 1 | 1 | 1 | 1 | 1 | 1 | 1 | 1 | 2 | 5 | 1 | 1 | 1 | 1 | 3 | 1 | 1 | 1 | 4 | 1 | 2 | 1 | 1 |  | 0
PG&E NGBA | Grand Island | 115 | Solar |  |  | 0 | 0 | 0 | 0 | 0 | 0 | 0 | 0 | 0 | 5 | 2 | 1 | 1 | 1 | 1 | 1 | 1 | 1 | 1 | 1 | 1 | 1 | 1 | 1 | 1 | 1 | 2 | 1 | 4 | 2 | 2 | 1 | 1 |  | 0
SDGE | Granite | 69 | Solar |  |  | 0 | 0 | 0 | 0 | 0 | 0 | 0 | 0 | 0 | 1 | 1 | 1 | 1 | 1 | 3 | 0 | 0 | 0 | 2 | 0 | 0 | 0 | 0 | 0 | 0 | 0 | 2 | 1 | 2 | 2 | 2 | 1 | 1 |  | 0
PG&E GBA | Grant | 115 | Solar |  |  | 0 | 0 | 0 | 0 | 0 | 0 | 0 | 0 | 0 | 5 | 2 | 1 | 1 | 1 | 1 | 0 | 0 | 0 | 2 | 0 | 0 | 0 | 0 | 0 | 0 | 0 | 2 | 1 | 2 | 1 | 2 | 1 | 1 |  | 0
PG&E GBA | Green Valley | 115 | Solar |  |  | 0 | 0 | 0 | 0 | 0 | 0 | 0 | 0 | 0 | 1 | 1 | 1 | 1 | 1 | 1 | 0 | 0 | 0 | 1 | 0 | 0 | 0 | 0 | 0 | 0 | 0 | 2 | 2 | 3 | 2 | 2 | 1 | 1 |  | 0
PG&E NGBA | Greenleaf 1 | 115 | Solar |  |  | 0 | 0 | 0 | 0 | 0 | 0 | 0 | 0 | 0 | 5 | 2 | 1 | 1 | 1 | 1 | 0 | 0 | 0 | 2 | 0 | 0 | 0 | 0 | 0 | 0 | 0 | 2 | 2 | 1 | 1 | 3 | 1 | 1 |  | 0
PG&E FRESNO | Gregg | 230 | Solar |  |  | 0 | 0 | 0 | 0 | 0 | 0 | 0 | 0 | 0 | 5 | 2 | 5 | 2 | 1 | 1 | 1 | 2 | 2 | 1 | 1 | 1 | 1 | 1 | 1 | 1 | 1 | 1 | 1 | 3 | 2 | 1 | 1 | 1 |  | 0
PG&E FRESNO | Grimmway-Malaga | 115 | Solar |  |  | 0 | 0 | 0 | 0 | 0 | 0 | 0 | 0 | 0 | 5 | 2 | 1 | 1 | 1 | 1 | 1 | 1 | 2 | 1 | 2 | 1 | 1 | 1 | 1 | 1 | 1 | 1 | 1 | 2 | 1 | 1 | 1 | 1 |  | 0
PG&E NGBA | Grizzly | 230 | Solar |  |  | 0 | 0 | 0 | 0 | 0 | 0 | 0 | 0 | 0 | 5 | 2 | 1 | 1 | 2 | 1 | 0 | 0 | 0 | 2 | 0 | 0 | 0 | 0 | 0 | 0 | 0 | 2 | 2 | 4 | 1 | 3 | 1 | 1 |  | 0
PG&E FRESNO | Guernsey | 70 | Solar |  |  | 0 | 0 | 0 | 0 | 0 | 0 | 0 | 0 | 0 | 5 | 2 | 1 | 1 | 1 | 1 | 0 | 0 | 0 | 1 | 0 | 0 | 0 | 0 | 0 | 0 | 0 | 1 | 1 | 3 | 2 | 1 | 1 | 1 |  | 0
PG&E FRESNO | GWF Hanford | 115 | Solar |  |  | 0 | 0 | 0 | 0 | 0 | 0 | 0 | 0 | 0 | 5 | 2 | 5 | 2 | 1 | 3 | 1 | 1 | 1 | 2 | 1 | 1 | 1 | 1 | 1 | 1 | 1 | 2 | 1 | 2 | 1 | 1 | 1 | 1 |  | 0
PG&E FRESNO | Haas | 230 | Solar |  |  | 0 | 0 | 0 | 0 | 0 | 0 | 0 | 0 | 0 | 5 | 2 | 1 | 1 | 1 | 1 | 0 | 0 | 0 | 2 | 0 | 0 | 0 | 0 | 0 | 0 | 0 | 1 | 1 | 4 | 2 | 3 | 1 | 1 |  | 0
PG&E FRESNO | Hammonds | 115 | Solar |  |  | 0 | 0 | 0 | 0 | 0 | 0 | 0 | 0 | 0 | 1 | 1 | 1 | 1 | 1 | 1 | 0 | 0 | 0 | 1 | 0 | 0 | 0 | 0 | 0 | 0 | 0 | 1 | 1 | 2 | 2 | 1 | 1+ | 1 |  | 1
SCE Metro | HarborGen | 230 | Solar |  |  | 0 | 0 | 0 | 0 | 0 | 0 | 0 | 0 | 0 | 1 | 1 | 1 | 1 | 1 | 1 | 1 | 3 | 1 | 2 | 1 | 1 | 1 | 2 | 2 | 1 | 1 | 1 | 1 | 2 | 1 | 1 | 1 | 1 |  | 0
PG&E NGBA | Harris | 60 | Solar |  |  | 0 | 0 | 0 | 0 | 0 | 0 | 0 | 0 | 0 | 5 | 2 | 1 | 1 | 1 | 1 | 0 | 0 | 0 | 2 | 0 | 0 | 0 | 0 | 0 | 0 | 0 | 2 | 2 | 2 | 2 | 3 | 1 | 1 |  | 0
EOP | Harry Allen | 500 | Solar |  |  | 0 | 0 | 0 | 0 | 0 | 0 | 0 | 0 | 0 | 5 | 5 | 1 | 1 | 1 | 1 | 0 | N/A | N/A | 2 | N/A | N/A | N/A | N/A | N/A | N/A | N/A | 2 | 2 | 4 | 1 | 3 | 1+ | 1 |  | 1
PG&E NGBA | Hartley | 60 | Solar |  |  | 0 | 0 | 0 | 0 | 0 | 0 | 0 | 0 | 0 | 5 | 5 | 1 | 1 | 1 | 1 | 0 | 0 | 0 | 2 | 0 | 0 | 0 | 0 | 0 | 0 | 0 | 2 | 2 | 4 | 2 | 3 | 1 | 1 |  | 0
SCE NOL | Harvard | 115 | Solar |  |  | 0 | 0 | 0 | 0 | 0 | 0 | 0 | 0 | 0 | 3 | 3 | 1 | 1 | 1 | 1 | 0 | 0 | 0 | 2 | 0 | 0 | 0 | 0 | 0 | 0 | 0 | 2 | 1 | 4 | 1 | 1 | 1 | 1 |  | 0
SDGE | Hassayampa | 500 | Solar |  |  | 172 | 160 | 332 | 52.5 | 160 | 212.5 | 119.5 | 0 | 119.5 | 5 | 5 | 1 | 1 | 1 | 1 | 1 | N/A | N/A | 2 | N/A | N/A | N/A | N/A | N/A | N/A | N/A | 2 | 1 | 4 | 2 | 3 | 4+ | 3 | Less FCDS, more total | 1
PG&E FRESNO | Helm | 230 | Solar |  |  | 0 | 0 | 0 | 0 | 0 | 0 | 0 | 0 | 0 | 5 | 2 | 1 | 1 | 1 | 1 | 1 | 1 | 1 | 1 | 1 | 1 | 1 | 1 | 1 | 1 | 1 | 1 | 1 | 2 | 2 | 1 | 1+ | 4 | Less to better align with CI | 1
PG&E FRESNO | Helm | 70 | Solar |  |  | 0 | 0 | 0 | 0 | 0 | 0 | 0 | 0 | 0 | 1 | 1 | 1 | 1 | 1 | 1 | 1 | 1 | 1 | 1 | 1 | 1 | 1 | 1 | 1 | 1 | 1 | 1 | 1 | 2 | 2 | 1 | 2+ | 1 |  | 1
PG&E FRESNO | Henrietta | 115 | Solar |  |  | 0 | 0 | 0 | 0 | 0 | 0 | 0 | 0 | 0 | 1 | 1 | 1 | 1 | 1 | 1 | 1 | 1 | 1 | 1 | 1 | 1 | 1 | 1 | 1 | 1 | 1 | 1 | 1 | 1 | 2 | 1 | 1 | 1 |  | 0
PG&E FRESNO | Henrietta | 230 | Solar |  |  | 0 | 0 | 0 | 0 | 0 | 0 | 0 | 0 | 0 | 1 | 1 | 1 | 1 | 1 | 1 | 1 | 1 | 1 | 1 | 1 | 1 | 1 | 1 | 1 | 1 | 1 | 1 | 1 | 1 | 2 | 1 | 1+ | 1 |  | 1
PG&E FRESNO | Henrietta | 70 | Solar |  |  | 0 | 0 | 0 | 0 | 0 | 0 | 0 | 0 | 0 | 5 | 2 | 1 | 1 | 1 | 5 | 1 | 1 | 1 | 1 | 1 | 1 | 1 | 1 | 1 | 1 | 1 | 1 | 1 | 1 | 2 | 1 | 1 | 1 |  | 0
PG&E FRESNO | Herndon | 115 | Solar |  |  | 0 | 0 | 0 | 0 | 0 | 0 | 0 | 0 | 0 | 5 | 2 | 5 | 2 | 1 | 1 | 0 | 0 | 0 | 1 | 0 | 0 | 0 | 0 | 0 | 0 | 0 | 1 | 1 | 3 | 2 | 1 | 1 | 1 |  | 0
PG&E FRESNO | Herndon | 230 | Solar |  |  | 0 | 0 | 0 | 0 | 0 | 0 | 0 | 0 | 0 | 5 | 2 | 5 | 2 | 1 | 1 | 0 | 0 | 0 | 1 | 0 | 0 | 0 | 0 | 0 | 0 | 0 | 1 | 1 | 3 | 2 | 1 | 1 | 1 |  | 0
PG&E GBA | Hicks | 230 | Solar |  |  | 0 | 0 | 0 | 0 | 0 | 0 | 0 | 0 | 0 | 1 | 1 | 1 | 1 | 1 | 1 | 1 | 3 | 1 | 2 | 5 | 3 | 1 | 2 | 4 | 1 | 1 | 2 | 1 | 4 | 2 | 2 | 1 | 1 |  | 0
PG&E NGBA | Higgins | 115 | Solar |  |  | 0 | 0 | 0 | 0 | 0 | 0 | 0 | 0 | 0 | 5 | 2 | 1 | 1 | 1 | 1 | 1 | 4 | 1 | 2 | 5 | 3 | 1 | 1 | 3 | 1 | 1 | 2 | 1 | 4 | 1 | 3 | 1+ | 1 |  | 1
PG&E NGBA | Hilltop | 345 | Solar |  |  | 0 | 0 | 0 | 0 | 0 | 0 | 0 | 0 | 0 | 5 | 2 | 1 | 1 | 3 | 1 | 1 | 2 | 1 | 2 | 1 | 1 | 1 | 1 | 2 | 2 | 1 | 2 | 2 | 4 | 1 | 3 | 1 | 1 |  | 0
SCE Metro | Hinson | 230 | Solar |  |  | 0 | 0 | 0 | 0 | 0 | 0 | 0 | 0 | 0 | 1 | 1 | 1 | 1 | 1 | 1 | 1 | 4 | 1 | 2 | 1 | 1 | 1 | 2 | 2 | 1 | 1 | 1 | 1 | 2 | 1 | 1 | 1 | 1 |  | 0
PG&E GBA | Hollister | 115 | Solar |  |  | 0 | 0 | 0 | 0 | 0 | 0 | 0 | 0 | 0 | 1 | 1 | 1 | 1 | 1 | 1 | 1 | 1 | 1 | 2 | 1 | 1 | 1 | 1 | 2 | 1 | 1 | 2 | 2 | 4 | 2 | 3 | 2+ | 1 |  | 1
PG&E NGBA | Homestake | 115 | Solar |  |  | 0 | 0 | 0 | 0 | 0 | 0 | 0 | 0 | 0 | 5 | 5 | 1 | 1 | 1 | 1 | 0 | 0 | 0 | 2 | 0 | 0 | 0 | 0 | 0 | 0 | 0 | 2 | 1 | 4 | 2 | 3 | 1 | 1 |  | 0
PG&E NGBA | Honcut | 115 | Solar |  |  | 0 | 0 | 0 | 0 | 0 | 0 | 0 | 0 | 0 | 5 | 2 | 1 | 1 | 1 | 1 | 1 | 2 | 1 | 2 | 1 | 3 | 1 | 1 | 3 | 1 | 1 | 2 | 1 | 4 | 2 | 3 | 1 | 1 |  | 0
SDGE | Hoodoo Wash | 500 | Solar |  |  | 247.5 | 679 | 926.5 | 0 | 679 | 679 | 247.5 | 0 | 247.5 | 5 | 5 | 1 | 1 | 1 | 1 | 2 | N/A | N/A | 2 | N/A | N/A | N/A | N/A | N/A | N/A | N/A | 2 | 2 | 4 | 2 | 3 | 4+ | 1 |  | 1
PG&E NGBA | Hopland | 115 | Solar |  |  | 0 | 0 | 0 | 0 | 0 | 0 | 0 | 0 | 0 | 5 | 5 | 1 | 1 | 1 | 1 | 1 | 1 | 1 | 2 | 5 | 3 | 1 | 1 | 3 | 2 | 1 | 2 | 2 | 4 | 2 | 3 | 1 | 1 |  | 0
PG&E NGBA | Hopland | 60 | Solar |  |  | 0 | 0 | 0 | 0 | 0 | 0 | 0 | 0 | 0 | 5 | 5 | 1 | 1 | 1 | 1 | 1 | 1 | 1 | 2 | 5 | 3 | 1 | 1 | 3 | 2 | 1 | 2 | 2 | 4 | 2 | 3 | 1 | 1 |  | 0
PG&E NGBA | Humboldt | 115 | Solar |  |  | 0 | 0 | 0 | 0 | 0 | 0 | 0 | 0 | 0 | 5 | 2 | 1 | 1 | 1 | 1 | 1 | 2 | 1 | 2 | 3 | 1 | 1 | 2 | 2 | 2 | 1 | 2 | 2 | 3 | 2 | 3 | 1 | 1 |  | 0
PG&E NGBA | Humboldt | 60 | Solar |  |  | 0 | 0 | 0 | 0 | 0 | 0 | 0 | 0 | 0 | 5 | 2 | 1 | 1 | 1 | 3 | 1 | 2 | 1 | 2 | 3 | 1 | 1 | 2 | 2 | 2 | 1 | 2 | 2 | 3 | 2 | 3 | 1 | 1 |  | 0
PG&E NGBA | Humboldt | 500 | Solar |  |  | 0 | 0 | 0 | 0 | 0 | 0 | 0 | 0 | 0 | 5 | 2 | 1 | 1 | 1 | 1 | 1 | 2 | 1 | 2 | 3 | 1 | 1 | 2 | 2 | 2 | 1 | 2 | 2 | 3 | 2 | 3 | 1 | 1 |  | 0
SCE Metro | Huntington Beach | 230 | Solar |  |  | 0 | 0 | 0 | 0 | 0 | 0 | 0 | 0 | 0 | 1 | 1 | 1 | 1 | 1 | 1 | 1 | 4 | 1 | 2 | 1 | 1 | 1 | 5 | 5 | 1 | 1 | 1 | 1 | 1 | 1 | 2 | 1 | 1 |  | 0
PG&E NGBA | Ignacio | 115 | Solar |  |  | 0 | 0 | 0 | 0 | 0 | 0 | 0 | 0 | 0 | 5 | 2 | 1 | 1 | 1 | 1 | 1 | 2 | 1 | 2 | 4 | 2 | 1 | 1 | 3 | 1 | 1 | 2 | 1 | 4 | 1 | 3 | 1 | 1 |  | 0
PG&E NGBA | Ignacio | 230 | Solar |  |  | 0 | 0 | 0 | 0 | 0 | 0 | 0 | 0 | 0 | 5 | 5 | 1 | 1 | 1 | 1 | 1 | 2 | 1 | 2 | 4 | 2 | 1 | 1 | 3 | 1 | 1 | 2 | 1 | 4 | 1 | 3 | 1 | 1 |  | 0
PG&E NGBA | Ignacio | 60 | Solar |  |  | 0 | 0 | 0 | 0 | 0 | 0 | 0 | 0 | 0 | 5 | 5 | 1 | 1 | 1 | 1 | 1 | 2 | 1 | 2 | 4 | 2 | 1 | 1 | 3 | 1 | 1 | 2 | 1 | 4 | 1 | 3 | 1 | 1 |  | 0
SDGE | Imperial Beach | 69 | Solar |  |  | 0 | 0 | 0 | 0 | 0 | 0 | 0 | 0 | 0 | 1 | 1 | 1 | 1 | 1 | 3 | 0 | 0 | 0 | 2 | 0 | 0 | 0 | 0 | 0 | 0 | 0 | 2 | 1 | 3 | 1 | 2 | 1 | 1 |  | 0
SDGE | Imperial Valley | 230 | Solar |  |  | 0 | 192 | 192 | 0 | 192 | 192 | 0 | 0 | 0 | 1 | 1 | 1 | 1 | 1 | 1 | 3 | 3 | 3 | 2 | 1 | 1 | 1 | 1 | 1 | 1 | 1 | 1 | 1 | 2 | 2 | 1 | 4+ | 5 | Shifted from FCDS too EODS to align with in-dev | 1
SDGE | Imperial Valley | 500 | Solar |  |  | 0 | 0 | 0 | 0 | 0 | 0 | 0 | 0 | 0 | 1 | 1 | 1 | 1 | 1 | 1 | 1 | 3 | 2 | 2 | 1 | 1 | 1 | 1 | 1 | 1 | 1 | 1 | 1 | 2 | 2 | 1 | 1+ | 1 |  | 1
EOP | Innovation | 138 | Solar |  |  | 0 | 0 | 0 | 0 | 0 | 0 | 0 | 0 | 0 | 5 | 5 | 1 | 1 | 1 | 1 | 1 | N/A | N/A | 2 | N/A | N/A | N/A | N/A | N/A | N/A | N/A | 2 | 2 | 4 | 1 | 3 | 1 | 1 |  | 0
EOP | Innovation | 230 | Solar |  |  | 300 | 0 | 300 | 0 | 0 | 0 | 300 | 0 | 300 | 5 | 5 | 1 | 1 | 1 | 1 | 1 | N/A | N/A | 2 | N/A | N/A | N/A | N/A | N/A | N/A | N/A | 2 | 2 | 4 | 1 | 3 | 1+ | 4 | Less total to better align with CI | 1
SCE NOL | Inyokern | 115 | Solar |  |  | 0 | 31.8 | 31.8 | 0 | 31.8 | 31.8 | 0 | 0 | 0 | 3 | 3 | 1 | 1 | 1 | 2 | 1 | 5 | 1 | 1 | 1 | 1 | 1 | 1 | 2 | 1 | 1 | 2 | 2 | 4 | 1 | 3 | 1+ | 1 |  | 1
EOP | IS Tap | 138 | Solar |  |  | 0 | 0 | 0 | 0 | 0 | 0 | 0 | 0 | 0 | 5 | 5 | 1 | 1 | 1 | 1 | 0 | N/A | N/A | 2 | N/A | N/A | N/A | N/A | N/A | N/A | N/A | 2 | 2 | 4 | 1 | 3 | 1 | 1 |  | 0
EOP | Ivanpah | 115 | Solar |  |  | 0 | 0 | 0 | 0 | 0 | 0 | 0 | 0 | 0 | 5 | 5 | 1 | 1 | 1 | 1 | 0 | N/A | N/A | 2 | N/A | N/A | N/A | N/A | N/A | N/A | N/A | 2 | 2 | 4 | 1 | 1 | 1+ | 1 |  | 1
EOP | Ivanpah | 230 | Solar |  |  | 0 | 0 | 0 | 0 | 0 | 0 | 0 | 0 | 0 | 5 | 5 | 1 | 1 | 1 | 1 | 0 | N/A | N/A | 2 | N/A | N/A | N/A | N/A | N/A | N/A | N/A | 2 | 2 | 4 | 1 | 1 | 1+ | 1 |  | 1
EOP | Jackass (DOE) | 138 | Solar |  |  | 0 | 0 | 0 | 0 | 0 | 0 | 0 | 0 | 0 | 5 | 5 | 1 | 1 | 1 | 1 | 0 | N/A | N/A | 2 | N/A | N/A | N/A | N/A | N/A | N/A | N/A | 2 | 2 | 4 | 1 | 3 | 1 | 1 |  | 0
PG&E NGBA | James B Black | 230 | Solar |  |  | 0 | 0 | 0 | 0 | 0 | 0 | 0 | 0 | 0 | 5 | 2 | 1 | 1 | 1 | 1 | 0 | 0 | 0 | 2 | 0 | 0 | 0 | 0 | 0 | 0 | 0 | 2 | 2 | 4 | 2 | 3 | 1 | 1 |  | 0
PG&E GBA | Jefferson | 230 | Solar |  |  | 0 | 0 | 0 | 0 | 0 | 0 | 0 | 0 | 0 | 1 | 1 | 1 | 1 | 1 | 1 | 0 | 0 | 0 | 2 | 0 | 0 | 0 | 0 | 0 | 0 | 0 | 2 | 1 | 3 | 1 | 2 | 1 | 1 |  | 0
PG&E NGBA | Jessup | 115 | Solar |  |  | 0 | 0 | 0 | 0 | 0 | 0 | 0 | 0 | 0 | 5 | 2 | 1 | 1 | 1 | 1 | 1 | 4 | 1 | 2 | 3 | 2 | 1 | 1 | 2 | 1 | 1 | 2 | 2 | 3 | 2 | 3 | 1 | 1 |  | 0
SCE Metro | Johanna | 230 | Solar |  |  | 0 | 0 | 0 | 0 | 0 | 0 | 0 | 0 | 0 | 1 | 1 | 1 | 1 | 1 | 1 | 1 | 4 | 1 | 2 | 3 | 1 | 1 | 3 | 3 | 1 | 1 | 1 | 1 | 2 | 1 | 1 | 1 | 1 |  | 0
SCE Eastern | Julian Hinds | 230 | Solar |  |  | 0 | 0 | 0 | 0 | 0 | 0 | 0 | 0 | 0 | 5 | 5 | 3 | 3 | 3 | 1 | 1 | 1 | 1 | 2 | 1 | 5 | 1 | 1 | 5 | 1 | 1 | 2 | 1 | 4 | 1 | 3 | 1+ | 1 |  | 1
PG&E GBA | Kasson | 115 | Solar |  |  | 0 | 0 | 0 | 0 | 0 | 0 | 0 | 0 | 0 | 5 | 2 | 1 | 1 | 1 | 1 | 0 | 0 | 0 | 1 | 0 | 0 | 0 | 0 | 0 | 0 | 0 | 1 | 1 | 4 | 2 | 1 | 1+ | 1 |  | 1
PG&E GBA | Kasson | 60 | Solar |  |  | 0 | 0 | 0 | 0 | 0 | 0 | 0 | 0 | 0 | 5 | 2 | 1 | 1 | 1 | 1 | 0 | 0 | 0 | 1 | 0 | 0 | 0 | 0 | 0 | 0 | 0 | 1 | 1 | 4 | 2 | 1 | 1 | 1 |  | 0
PG&E FRESNO | Kearney | 230 | Solar |  |  | 0 | 0 | 0 | 0 | 0 | 0 | 0 | 0 | 0 | 5 | 2 | 5 | 2 | 1 | 1 | 1 | 2 | 2 | 1 | 1 | 1 | 1 | 1 | 1 | 1 | 1 | 1 | 1 | 3 | 2 | 1 | 1+ | 1 |  | 1
PG&E FRESNO | Kearney | 70 | Solar |  |  | 0 | 0 | 0 | 0 | 0 | 0 | 0 | 0 | 0 | 5 | 2 | 5 | 2 | 1 | 1 | 1 | 2 | 2 | 1 | 1 | 1 | 1 | 1 | 1 | 1 | 1 | 1 | 1 | 3 | 2 | 1 | 1 | 1 |  | 0
PG&E GBA | Kelso | 230 | Solar |  |  | 0 | 0 | 0 | 0 | 0 | 0 | 0 | 0 | 0 | 5 | 2 | 1 | 1 | 1 | 2 | 1 | 1 | 1 | 2 | 2 | 2 | 1 | 1 | 2 | 1 | 1 | 2 | 1 | 2 | 1 | 2 | 1+ | 1 |  | 1
PG&E FRESNO | Kerchoff 1 | 115 | Solar |  |  | 0 | 0 | 0 | 0 | 0 | 0 | 0 | 0 | 0 | 5 | 2 | 1 | 1 | 1 | 1 | 0 | 0 | 0 | 2 | 0 | 0 | 0 | 0 | 0 | 0 | 0 | 1 | 1 | 4 | 2 | 3 | 1 | 1 |  | 0
PG&E KERN | Kern Oil | 115 | Solar |  |  | 0 | 0 | 0 | 0 | 0 | 0 | 0 | 0 | 0 | 1 | 1 | 1 | 1 | 1 | 1 | 1 | 2 | 1 | 1 | 1 | 2 | 1 | 1 | 2 | 1 | 1 | 1 | 1 | 1 | 1 | 1 | 1 | 1 |  | 0
PG&E KERN | Kern PP | 115 | Solar |  |  | 0 | 0 | 0 | 0 | 0 | 0 | 0 | 0 | 0 | 1 | 1 | 1 | 1 | 1 | 1 | 1 | 2 | 1 | 1 | 1 | 1 | 1 | 1 | 2 | 1 | 1 | 1 | 1 | 2 | 1 | 2 | 1+ | 1 |  | 1
PG&E KERN | Kern PP | 230 | Solar |  |  | 0 | 0 | 0 | 0 | 0 | 0 | 0 | 0 | 0 | 1 | 1 | 1 | 1 | 1 | 1 | 1 | 2 | 1 | 1 | 1 | 1 | 1 | 1 | 2 | 1 | 1 | 1 | 1 | 2 | 1 | 2 | 1 | 1 |  | 0
PG&E KERN | Kern PP | 70 | Solar |  |  | 0 | 0 | 0 | 0 | 0 | 0 | 0 | 0 | 0 | 1 | 1 | 1 | 1 | 1 | 1 | 1 | 2 | 1 | 1 | 1 | 1 | 1 | 1 | 2 | 1 | 1 | 1 | 1 | 2 | 1 | 2 | 1 | 1 |  | 0
PG&E KERN | Kernridge | 115 | Solar |  |  | 0 | 0 | 0 | 0 | 0 | 0 | 0 | 0 | 0 | 1 | 1 | 1 | 1 | 1 | 1 | 1 | 1 | 1 | 1 | 1 | 2 | 1 | 1 | 2 | 1 | 1 | 1 | 1 | 1 | 1 | 1 | 1 | 1 |  | 0
PG&E FRESNO | Kingsburg | 115 | Solar |  |  | 0 | 0 | 0 | 0 | 0 | 0 | 0 | 0 | 0 | 5 | 2 | 5 | 2 | 1 | 1 | 1 | 2 | 2 | 1 | 1 | 1 | 1 | 1 | 1 | 1 | 1 | 1 | 1 | 2 | 2 | 1 | 1 | 1 |  | 0
PG&E GBA | Kirker | 115 | Solar |  |  | 0 | 0 | 0 | 0 | 0 | 0 | 0 | 0 | 0 | 5 | 2 | 1 | 1 | 1 | 1 | 1 | 1 | 1 | 2 | 2 | 1 | 1 | 1 | 2 | 1 | 1 | 2 | 1 | 3 | 1 | 1 | 1 | 1 |  | 0
PG&E NGBA | Knights Landing | 115 | Solar |  |  | 0 | 0 | 0 | 0 | 0 | 0 | 0 | 0 | 0 | 5 | 2 | 1 | 1 | 1 | 1 | 0 | 0 | 0 | 2 | 0 | 0 | 0 | 0 | 0 | 0 | 0 | 2 | 1 | 4 | 2 | 3 | 1 | 1 |  | 0
PG&E NGBA | Konocti | 60 | Solar |  |  | 0 | 0 | 0 | 0 | 0 | 0 | 0 | 0 | 0 | 5 | 5 | 1 | 1 | 1 | 1 | 0 | 0 | 0 | 2 | 0 | 0 | 0 | 0 | 0 | 0 | 0 | 2 | 2 | 4 | 2 | 3 | 1 | 1 |  | 0
SCE NOL | Kramer | 115 | Solar |  |  | 0 | 8 | 8 | 0 | 8 | 8 | 0 | 0 | 0 | 3 | 3 | 1 | 1 | 1 | 1 | 4 | 4 | 1 | 2 | 1 | 4 | 1 | 1 | 5 | 2 | 1 | 2 | 1 | 4 | 1 | 3 | 1+ | 1 |  | 1
SCE NOL | Kramer | 230 | Solar |  |  | 89 | 200 | 289 | 75 | 200 | 275 | 14 | 0 | 14 | 3 | 3 | 1 | 1 | 1 | 1 | 4 | 4 | 1 | 2 | 1 | 4 | 1 | 1 | 5 | 2 | 1 | 2 | 1 | 4 | 1 | 3 | 4+ | 5 | Less overall, shifted due to Tx and Env impacts | 1
SCE Metro | La Cienega | 230 | Solar |  |  | 0 | 0 | 0 | 0 | 0 | 0 | 0 | 0 | 0 | 1 | 1 | 1 | 1 | 1 | 1 | 1 | 1 | 1 | 2 | 3 | 1 | 1 | 1 | 1 | 1 | 1 | 1 | 1 | 2 | 1 | 2 | 1 | 1 |  | 0
SCE Metro | La Fresa | 230 | Solar |  |  | 0 | 0 | 0 | 0 | 0 | 0 | 0 | 0 | 0 | 1 | 1 | 1 | 1 | 1 | 1 | 1 | 2 | 1 | 2 | 1 | 1 | 1 | 3 | 3 | 1 | 1 | 1 | 1 | 2 | 1 | 2 | 1 | 1 |  | 0
SCE Metro | Laguna Bell | 230 | Solar |  |  | 0 | 0 | 0 | 0 | 0 | 0 | 0 | 0 | 0 | 1 | 1 | 1 | 1 | 1 | 1 | 1 | 1 | 1 | 2 | 1 | 1 | 1 | 1 | 1 | 1 | 1 | 1 | 1 | 2 | 1 | 1 | 1 | 1 |  | 0
PG&E KERN | Lakeview | 70 | Solar |  |  | 0 | 70 | 70 | 0 | 70 | 70 | 0 | 0 | 0 | 1 | 1 | 1 | 1 | 1 | 5 | 2 | 2 | 2 | 1 | 1 | 1 | 1 | 1 | 1 | 1 | 1 | 1 | 1 | 4 | 1 | 1 | 1 | 1 |  | 1
PG&E NGBA | Lakeville | 230 | Solar |  |  | 0 | 0 | 0 | 0 | 0 | 0 | 0 | 0 | 0 | 5 | 5 | 1 | 1 | 1 | 1 | 1 | 2 | 1 | 2 | 3 | 3 | 1 | 2 | 3 | 1 | 1 | 2 | 1 | 4 | 2 | 3 | 1 | 4 | Less to better align with CI | 1
PG&E NGBA | Lakeville | 60 | Solar |  |  | 0 | 0 | 0 | 0 | 0 | 0 | 0 | 0 | 0 | 5 | 5 | 1 | 1 | 1 | 1 | 1 | 2 | 1 | 2 | 3 | 3 | 1 | 2 | 3 | 1 | 1 | 2 | 1 | 4 | 2 | 3 | 1 | 1 |  | 0
PG&E NGBA | Lakeville | 115 | Solar |  |  | 0 | 0 | 0 | 0 | 0 | 0 | 0 | 0 | 0 | 5 | 5 | 1 | 1 | 1 | 2 | 1 | 2 | 1 | 2 | 3 | 3 | 1 | 2 | 3 | 1 | 1 | 2 | 1 | 4 | 2 | 3 | 1 | 1 |  | 0
PG&E GBA | Lakewood | 115 | Solar |  |  | 0 | 0 | 0 | 0 | 0 | 0 | 0 | 0 | 0 | 5 | 2 | 1 | 1 | 1 | 1 | 0 | 0 | 0 | 2 | 0 | 0 | 0 | 0 | 0 | 0 | 0 | 2 | 1 | 3 | 1 | 2 | 1 | 1 |  | 0
PG&E NGBA | Lambie | 230 | Solar |  |  | 0 | 0 | 0 | 0 | 0 | 0 | 0 | 0 | 0 | 5 | 5 | 1 | 1 | 1 | 1 | 0 | 0 | 0 | 2 | 0 | 0 | 0 | 0 | 0 | 0 | 0 | 2 | 1 | 1 | 1 | 1 | 1 | 1 |  | 0
PG&E GBA | Lammers | 115 | Solar |  |  | 0 | 0 | 0 | 0 | 0 | 0 | 0 | 0 | 0 | 5 | 2 | 1 | 1 | 1 | 1 | 0 | 0 | 0 | 1 | 0 | 0 | 0 | 0 | 0 | 0 | 0 | 1 | 1 | 1 | 2 | 2 | 1 | 1 |  | 0
PG&E KERN | Lamont | 115 | Solar |  |  | 0 | 80 | 80 | 0 | 0 | 0 | 0 | 80 | 80 | 1 | 1 | 1 | 1 | 1 | 2 | 1 | 1 | 2 | 1 | 1 | 1 | 1 | 1 | 1 | 1 | 1 | 1 | 1 | 2 | 1 | 1 | 3+ | 1 |  | 1
PG&E FRESNO | Las Aguilas | 230 | Solar |  |  | 0 | 0 | 0 | 0 | 0 | 0 | 0 | 0 | 0 | 1 | 1 | 1 | 1 | 1 | 1 | 0 | 0 | 0 | 2 | 0 | 0 | 0 | 0 | 0 | 0 | 0 | 2 | 2 | 4 | 2 | 2 | 1 | 1 |  | 0
EOP | Lathrop | 138 | Solar |  |  | 0 | 0 | 0 | 0 | 0 | 0 | 0 | 0 | 0 | 5 | 5 | 1 | 1 | 1 | 1 | 1 | N/A | N/A | 2 | N/A | N/A | N/A | N/A | N/A | N/A | N/A | 2 | 2 | 4 | 1 | 3 | 1 | 1 |  | 0
EOP | Lathrop | 230 | Solar |  |  | 0 | 0 | 0 | 0 | 0 | 0 | 0 | 0 | 0 | 5 | 5 | 1 | 1 | 2 | 1 | 1 | N/A | N/A | 2 | N/A | N/A | N/A | N/A | N/A | N/A | N/A | 2 | 2 | 4 | 1 | 3 | 2+ | 1 |  | 1
PG&E FRESNO | Le Grand | 115 | Solar |  |  | 30 | 75 | 105 | 0 | 0 | 0 | 30 | 75 | 105 | 5 | 2 | 5 | 2 | 1 | 3 | 1 | 1 | 1 | 1 | 1 | 1 | 1 | 1 | 2 | 1 | 1 | 1 | 1 | 3 | 2 | 1 | 2- | 1 |  | 1
PG&E FRESNO | Lemoore | 70 | Solar |  |  | 0 | 22 | 22 | 0 | 0 | 0 | 0 | 22 | 22 | 1 | 1 | 1 | 1 | 1 | 3 | 1 | 1 | 1 | 1 | 1 | 1 | 1 | 1 | 1 | 1 | 1 | 1 | 1 | 3 | 2 | 2 | 1 | 1 |  | 1
PG&E KERN | Lerdo | 115 | Solar |  |  | 0 | 0 | 0 | 0 | 0 | 0 | 0 | 0 | 0 | 1 | 1 | 1 | 1 | 1 | 1 | 1 | 1 | 2 | 1 | 1 | 1 | 1 | 1 | 1 | 1 | 1 | 1 | 1 | 4 | 1 | 1 | 1 | 1 |  | 0
SCE Metro | Lewis | 230 | Solar |  |  | 0 | 0 | 0 | 0 | 0 | 0 | 0 | 0 | 0 | 1 | 1 | 1 | 1 | 1 | 1 | 1 | 3 | 1 | 2 | 5 | 1 | 1 | 1 | 1 | 1 | 1 | 1 | 1 | 3 | 1 | 2 | 1 | 1 |  | 0
SCE Metro | Lighthipe | 230 | Solar |  |  | 0 | 0 | 0 | 0 | 0 | 0 | 0 | 0 | 0 | 1 | 1 | 1 | 1 | 1 | 1 | 1 | 4 | 1 | 2 | 1 | 1 | 1 | 1 | 1 | 1 | 1 | 1 | 1 | 2 | 1 | 1 | 1 | 1 |  | 0
SDGE | Lilac | 69 | Solar |  |  | 0 | 0 | 0 | 0 | 0 | 0 | 0 | 0 | 0 | 1 | 1 | 1 | 1 | 1 | 1 | 0 | 0 | 0 | 2 | 0 | 0 | 0 | 0 | 0 | 0 | 0 | 2 | 1 | 3 | 1 | 3 | 1 | 1 |  | 0
PG&E NGBA | Lincoln | 115 | Solar |  |  | 0 | 0 | 0 | 0 | 0 | 0 | 0 | 0 | 0 | 5 | 2 | 1 | 1 | 1 | 1 | 0 | 0 | 0 | 2 | 0 | 0 | 0 | 0 | 0 | 0 | 0 | 2 | 1 | 3 | 2 | 3 | 1 | 1 |  | 0
PG&E KERN | Live Oak | 115 | Solar |  |  | 0 | 0 | 0 | 0 | 0 | 0 | 0 | 0 | 0 | 1 | 1 | 1 | 1 | 1 | 1 | 0 | 0 | 0 | 1 | 0 | 0 | 0 | 0 | 0 | 0 | 0 | 1 | 1 | 1 | 1 | 1 | 1 | 1 |  | 0
PG&E GBA | Llagas | 115 | Solar |  |  | 0 | 0 | 0 | 0 | 0 | 0 | 0 | 0 | 0 | 1 | 1 | 1 | 1 | 1 | 1 | 1 | 2 | 1 | 2 | 3 | 2 | 1 | 1 | 2 | 1 | 1 | 2 | 1 | 2 | 2 | 1 | 1+ | 1 |  | 1
PG&E GBA | Lockeford | 115 | Solar |  |  | 0 | 0 | 0 | 0 | 0 | 0 | 0 | 0 | 0 | 5 | 2 | 1 | 1 | 1 | 1 | 1 | 3 | 1 | 1 | 1 | 1 | 1 | 1 | 1 | 1 | 1 | 1 | 1 | 4 | 2 | 2 | 1 | 1 |  | 0
PG&E GBA | Lockeford | 230 | Solar |  |  | 0 | 0 | 0 | 0 | 0 | 0 | 0 | 0 | 0 | 5 | 2 | 1 | 1 | 1 | 1 | 1 | 3 | 1 | 1 | 1 | 1 | 1 | 1 | 1 | 1 | 1 | 1 | 1 | 4 | 2 | 2 | 1 | 1 |  | 0
PG&E GBA | Lockeford | 60 | Solar |  |  | 0 | 0 | 0 | 0 | 0 | 0 | 0 | 0 | 0 | 5 | 2 | 1 | 1 | 1 | 1 | 1 | 3 | 1 | 1 | 1 | 1 | 1 | 1 | 1 | 1 | 1 | 1 | 1 | 4 | 2 | 2 | 1 | 1 |  | 0
PG&E GBA | Lodi | 230 | Solar |  |  | 0 | 0 | 0 | 0 | 0 | 0 | 0 | 0 | 0 | 5 | 2 | 1 | 1 | 1 | 1 | 0 | 0 | 0 | 1 | 0 | 0 | 0 | 0 | 0 | 0 | 0 | 1 | 1 | 1 | 2 | 1 | 1 | 1 |  | 0
PG&E NGBA | Logan Creek | 230 | Solar |  |  | 0 | 0 | 0 | 0 | 0 | 0 | 0 | 0 | 0 | 5 | 5 | 1 | 1 | 1 | 1 | 1 | 1 | 1 | 2 | 1 | 1 | 1 | 1 | 1 | 1 | 1 | 2 | 2 | 4 | 1 | 2 | 1+ | 1 |  | 1
PG&E GBA | Lone Tree | 230 | Solar |  |  | 0 | 0 | 0 | 0 | 0 | 0 | 0 | 0 | 0 | 5 | 5 | 1 | 1 | 1 | 1 | 1 | 1 | 1 | 2 | 2 | 1 | 2 | 2 | 2 | 1 | 1 | 2 | 1 | 3 | 1 | 2 | 1 | 1 |  | 0
PG&E FRESNO | Los Banos | 230 | Solar |  |  | 70 | 430 | 500 | 0 | 0 | 0 | 70 | 430 | 500 | 1 | 1 | 1 | 1 | 2 | 1 | 2 | 1 | 2 | 1 | 1 | 2 | 1 | 1 | 2 | 1 | 1 | 1 | 1 | 4 | 2 | 1 | 2- | 5 | Same total, shifted from FCDS to EODS to align with CI | 1
PG&E FRESNO | Los Banos | 500 | Solar |  |  | 0 | 0 | 0 | 0 | 0 | 0 | 0 | 0 | 0 | 1 | 1 | 1 | 1 | 1 | 1 | 2 | 1 | 2 | 1 | 1 | 2 | 1 | 1 | 2 | 1 | 1 | 1 | 1 | 4 | 2 | 1 | 2+ | 1 |  | 1
SDGE | Los Coches | 138 | Solar |  |  | 0 | 0 | 0 | 0 | 0 | 0 | 0 | 0 | 0 | 5 | 5 | 1 | 1 | 1 | 1 | 0 | 0 | 0 | 2 | 0 | 0 | 0 | 0 | 0 | 0 | 0 | 2 | 2 | 4 | 2 | 3 | 1 | 1 |  | 0
SDGE | Los Coches | 69 | Solar |  |  | 0 | 0 | 0 | 0 | 0 | 0 | 0 | 0 | 0 | 1 | 1 | 1 | 1 | 1 | 3 | 0 | 0 | 0 | 2 | 0 | 0 | 0 | 0 | 0 | 0 | 0 | 2 | 2 | 4 | 2 | 3 | 1 | 1 |  | 0
PG&E GBA | Los Esteros | 115 | Solar |  |  | 0 | 0 | 0 | 0 | 0 | 0 | 0 | 0 | 0 | 1 | 1 | 1 | 1 | 1 | 1 | 1 | 1 | 1 | 2 | 5 | 1 | 1 | 1 | 2 | 2 | 1 | 2 | 1 | 1 | 2 | 1 | 1 | 1 |  | 0
PG&E GBA | Los Esteros | 230 | Solar |  |  | 0 | 0 | 0 | 0 | 0 | 0 | 0 | 0 | 0 | 1 | 1 | 1 | 1 | 1 | 2 | 1 | 1 | 1 | 2 | 5 | 1 | 1 | 1 | 2 | 2 | 1 | 2 | 1 | 1 | 2 | 1 | 1 | 1 |  | 0
PG&E GBA | Los Positas | 230 | Solar |  |  | 0 | 0 | 0 | 0 | 0 | 0 | 0 | 0 | 0 | 5 | 5 | 1 | 1 | 1 | 1 | 0 | 0 | 0 | 2 | 0 | 0 | 0 | 0 | 0 | 0 | 0 | 2 | 1 | 3 | 1 | 3 | 1 | 1 |  | 0
PG&E GBA | Los Positas | 60 | Solar |  |  | 0 | 0 | 0 | 0 | 0 | 0 | 0 | 0 | 0 | 5 | 5 | 1 | 1 | 1 | 1 | 0 | 0 | 0 | 2 | 0 | 0 | 0 | 0 | 0 | 0 | 0 | 2 | 1 | 3 | 1 | 3 | 1 | 1 |  | 0
SDGE | Loveland | 69 | Solar |  |  | 0 | 0 | 0 | 0 | 0 | 0 | 0 | 0 | 0 | 1 | 1 | 1 | 1 | 1 | 1 | 0 | 0 | 0 | 2 | 0 | 0 | 0 | 0 | 0 | 0 | 0 | 2 | 1 | 3 | 1 | 3 | 1 | 1 |  | 0
SCE NOL | Lugo | 230 | Solar |  |  | 0 | 0 | 0 | 0 | 0 | 0 | 0 | 0 | 0 | 1 | 1 | 1 | 1 | 1 | 1 | 1 | 3 | 1 | 2 | 5 | 1 | 3 | 2 | 3 | 1 | 1 | 2 | 1 | 4 | 1 | 2 | 1 | 1 |  | 0
SCE Metro | Lugo | 500 | Solar |  |  | 0 | 0 | 0 | 0 | 0 | 0 | 0 | 0 | 0 | 1 | 1 | 1 | 1 | 3 | 1 | 0 | N/A | N/A | 2 | N/A | N/A | N/A | N/A | N/A | N/A | N/A | 2 | 1 | 4 | 1 | 2 | 1 | 1 |  | 0
PG&E FRESNO | Madera | 70 | Solar |  |  | 0 | 0 | 0 | 0 | 0 | 0 | 0 | 0 | 0 | 5 | 2 | 5 | 2 | 1 | 1 | 0 | 0 | 0 | 1 | 0 | 0 | 0 | 0 | 0 | 0 | 0 | 1 | 1 | 4 | 2 | 1 | 1 | 1 |  | 0
PG&E NGBA | Madison | 115 | Solar |  |  | 0 | 13 | 13 | 0 | 13 | 13 | 0 | 0 | 0 | 5 | 5 | 1 | 1 | 3 | 1 | 1 | 1 | 2 | 2 | 1 | 3 | 1 | 1 | 3 | 1 | 1 | 2 | 1 | 4 | 2 | 3 | 1 | 1 |  | 1
PG&E KERN | Magunden | 115 | Solar |  |  | 0 | 0 | 0 | 0 | 0 | 0 | 0 | 0 | 0 | 1 | 1 | 1 | 1 | 1 | 1 | 1 | 1 | 1 | 1 | 1 | 1 | 1 | 1 | 2 | 1 | 1 | 1 | 1 | 2 | 1 | 1 | 1 | 1 |  | 0
SCE Northern | Magunden | 230 | Solar |  |  | 0 | 0 | 0 | 0 | 0 | 0 | 0 | 0 | 0 | 1 | 1 | 1 | 1 | 1 | 1 | 1 | 1 | 1 | 1 | 1 | 1 | 1 | 1 | 2 | 1 | 1 | 1 | 1 | 2 | 1 | 1 | 1 | 1 |  | 0
PG&E FRESNO | Malaga | 115 | Solar |  |  | 0 | 0 | 0 | 0 | 0 | 0 | 0 | 0 | 0 | 5 | 2 | 5 | 2 | 1 | 2 | 1 | 3 | 2 | 1 | 1 | 1 | 1 | 1 | 1 | 1 | 1 | 1 | 1 | 1 | 2 | 1 | 1 | 1 |  | 0
PG&E NGBA | Malin | 500 | Solar |  |  | 0 | 0 | 0 | 0 | 0 | 0 | 0 | 0 | 0 | 5 | 2 | 1 | 1 | 1 | 1 | 0 | 0 | 0 | 2 | 0 | 0 | 0 | 0 | 0 | 0 | 0 | 2 | 2 | 4 | 2 | 3 | 1 | 1 |  | 0
SCE Northern | Mandalay | 230 | Solar |  |  | 0 | 0 | 0 | 0 | 0 | 0 | 0 | 0 | 0 | 5 | 5 | 1 | 1 | 1 | 1 | 1 | 1 | 1 | 1 | 5 | 1 | 1 | 1 | 1 | 1 | 1 | 2 | 1 | 2 | 1 | 1 | 1 | 1 |  | 0
PG&E FRESNO | Manning | 230 | Solar |  |  | 0 | 0 | 0 | 0 | 0 | 0 | 0 | 0 | 0 | 1 | 1 | 1 | 1 | 1 | 1 | 2 | 2 | 2 | 1 | 1 | 1 | 1 | 1 | 1 | 1 | 1 | 1 | 1 | 2 | 2 | 1 | 1+ | 1 |  | 1
PG&E FRESNO | Manning | 500 | Solar |  |  | 200 | 500 | 700 | 0 | 0 | 0 | 200 | 500 | 700 | 1 | 1 | 1 | 1 | 1 | 1 | 2 | 2 | 2 | 1 | 1 | 1 | 1 | 1 | 1 | 1 | 1 | 1 | 1 | 2 | 2 | 1 | 3- | 4 | Same total, shifted from FCDS to EODS to align with CI | 1
PG&E GBA | Manteca | 115 | Solar |  |  | 0 | 0 | 0 | 0 | 0 | 0 | 0 | 0 | 0 | 5 | 2 | 1 | 1 | 1 | 1 | 0 | 0 | 0 | 1 | 0 | 0 | 0 | 0 | 0 | 0 | 0 | 1 | 1 | 2 | 2 | 2 | 1 | 1 |  | 0
SDGE | Margarita | 138 | Solar |  |  | 0 | 0 | 0 | 0 | 0 | 0 | 0 | 0 | 0 | 1 | 1 | 1 | 1 | 1 | 1 | 1 | 4 | 1 | 2 | 5 | 1 | 2 | 2 | 3 | 2 | 1 | 1 | 1 | 2 | 1 | 3 | 1 | 1 |  | 0
PG&E GBA | Martin | 230 | Solar |  |  | 0 | 0 | 0 | 0 | 0 | 0 | 0 | 0 | 0 | 5 | 2 | 1 | 1 | 1 | 1 | 1 | 4 | 1 | 2 | 4 | 1 | 1 | 2 | 2 | 1 | 1 | 2 | 1 | 3 | 1 | 2 | 1 | 1 |  | 0
PG&E GBA | Martin | 115 | Solar |  |  | 0 | 0 | 0 | 0 | 0 | 0 | 0 | 0 | 0 | 1 | 1 | 1 | 1 | 1 | 3 | 1 | 4 | 1 | 2 | 4 | 1 | 1 | 2 | 2 | 1 | 1 | 2 | 1 | 3 | 1 | 2 | 1 | 1 |  | 0
PG&E GBA | Martinez | 115 | Solar |  |  | 0 | 0 | 0 | 0 | 0 | 0 | 0 | 0 | 0 | 5 | 2 | 1 | 1 | 1 | 1 | 1 | 4 | 1 | 2 | 2 | 1 | 1 | 2 | 3 | 1 | 1 | 2 | 1 | 1 | 1 | 1 | 1 | 1 |  | 0
PG&E FRESNO | Mc Mullin | 230 | Solar |  |  | 0 | 0 | 0 | 0 | 0 | 0 | 0 | 0 | 0 | 5 | 2 | 1 | 1 | 1 | 1 | 1 | 1 | 1 | 1 | 1 | 1 | 1 | 1 | 1 | 1 | 1 | 1 | 1 | 3 | 2 | 1 | 1+ | 1 |  | 1
PG&E FRESNO | McCall | 115 | Solar |  |  | 0 | 0 | 0 | 0 | 0 | 0 | 0 | 0 | 0 | 5 | 2 | 5 | 2 | 1 | 1 | 1 | 3 | 3 | 1 | 1 | 1 | 1 | 1 | 1 | 1 | 1 | 1 | 1 | 3 | 2 | 1 | 1 | 1 |  | 0
PG&E FRESNO | McCall | 230 | Solar |  |  | 0 | 0 | 0 | 0 | 0 | 0 | 0 | 0 | 0 | 5 | 2 | 1 | 1 | 1 | 1 | 1 | 3 | 3 | 1 | 1 | 1 | 1 | 1 | 1 | 1 | 1 | 1 | 1 | 3 | 2 | 1 | 1 | 1 |  | 0
PG&E GBA | Meadow Lane | 115 | Solar |  |  | 0 | 0 | 0 | 0 | 0 | 0 | 0 | 0 | 0 | 5 | 2 | 1 | 1 | 1 | 1 | 0 | 0 | 0 | 2 | 0 | 0 | 0 | 0 | 0 | 0 | 0 | 2 | 1 | 2 | 1 | 1 | 1 | 1 |  | 0
PG&E GBA | Melones | 115 | Solar |  |  | 0 | 0 | 0 | 0 | 0 | 0 | 0 | 0 | 0 | 5 | 2 | 1 | 1 | 1 | 1 | 1 | 2 | 1 | 2 | 3 | 2 | 1 | 2 | 3 | 2 | 1 | 2 | 1 | 4 | 1 | 3 | 1 | 1 |  | 0
PG&E GBA | Melones | 230 | Solar |  |  | 0 | 0 | 0 | 0 | 0 | 0 | 0 | 0 | 0 | 5 | 2 | 1 | 1 | 1 | 1 | 1 | 2 | 1 | 2 | 3 | 2 | 1 | 2 | 3 | 2 | 1 | 2 | 1 | 4 | 1 | 3 | 1 | 1 |  | 0
SDGE | Melrose | 69 | Solar |  |  | 0 | 0 | 0 | 0 | 0 | 0 | 0 | 0 | 0 | 1 | 1 | 1 | 1 | 1 | 3 | 0 | 0 | 0 | 2 | 0 | 0 | 0 | 0 | 0 | 0 | 0 | 2 | 1 | 3 | 1 | 3 | 1 | 1 |  | 0
PG&E NGBA | Mendocino | 115 | Solar |  |  | 0 | 0 | 0 | 0 | 0 | 0 | 0 | 0 | 0 | 5 | 5 | 1 | 1 | 1 | 1 | 1 | 1 | 1 | 2 | 5 | 1 | 1 | 1 | 2 | 2 | 1 | 2 | 2 | 4 | 2 | 3 | 1 | 1 |  | 0
PG&E NGBA | Mendocino | 60 | Solar |  |  | 0 | 0 | 0 | 0 | 0 | 0 | 0 | 0 | 0 | 5 | 5 | 1 | 1 | 1 | 1 | 1 | 1 | 1 | 2 | 5 | 1 | 1 | 1 | 2 | 2 | 1 | 2 | 2 | 4 | 2 | 3 | 1 | 1 |  | 0
PG&E FRESNO | Mendota | 115 | Solar |  |  | 0 | 0 | 0 | 0 | 0 | 0 | 0 | 0 | 0 | 5 | 2 | 5 | 2 | 1 | 1 | 1 | 1 | 1 | 1 | 1 | 1 | 1 | 1 | 1 | 1 | 1 | 1 | 1 | 3 | 2 | 1 | 1+ | 1 |  | 1
PG&E GBA | Menlo | 60 | Solar |  |  | 0 | 0 | 0 | 0 | 0 | 0 | 0 | 0 | 0 | 5 | 2 | 1 | 1 | 1 | 1 | 0 | 0 | 0 | 2 | 0 | 0 | 0 | 0 | 0 | 0 | 0 | 2 | 1 | 3 | 1 | 2 | 1 | 1 |  | 0
PG&E FRESNO | Merced | 115 | Solar |  |  | 0 | 0 | 0 | 0 | 0 | 0 | 0 | 0 | 0 | 5 | 2 | 5 | 2 | 1 | 1 | 1 | 1 | 1 | 1 | 1 | 1 | 1 | 1 | 3 | 1 | 1 | 1 | 1 | 4 | 2 | 1 | 1 | 1 |  | 0
EOP | Mercury | 138 | Solar |  |  | 0 | 0 | 0 | 0 | 0 | 0 | 0 | 0 | 0 | 5 | 5 | 1 | 1 | 1 | 1 | 1 | N/A | N/A | 2 | N/A | N/A | N/A | N/A | N/A | N/A | N/A | 2 | 2 | 4 | 1 | 3 | 1 | 1 |  | 0
PG&E FRESNO | Mercy Springs | 70 | Solar |  |  | 0 | 75 | 75 | 0 | 75 | 75 | 0 | 0 | 0 | 1 | 1 | 1 | 1 | 1 | 5 | 1 | 1 | 1 | 1 | 1 | 1 | 1 | 1 | 1 | 1 | 1 | 1 | 1 | 4 | 2 | 1 | 1 | 1 |  | 1
PG&E NGBA | Meridian | 60 | Solar |  |  | 0 | 0 | 0 | 0 | 0 | 0 | 0 | 0 | 0 | 5 | 5 | 1 | 1 | 1 | 1 | 0 | 0 | 0 | 2 | 0 | 0 | 0 | 0 | 0 | 0 | 0 | 2 | 2 | 4 | 1 | 3 | 1 | 1 |  | 0
PG&E KERN | Mesa (PGE) | 115 | Solar |  |  | 0 | 0 | 0 | 0 | 0 | 0 | 0 | 0 | 0 | 1 | 1 | 1 | 1 | 1 | 1 | 1 | 1 | 1 | 2 | 4 | 1 | 1 | 1 | 1 | 1 | 1 | 2 | 2 | 3 | 2 | 2 | 1+ | 1 |  | 1
PG&E KERN | Mesa (PGE) | 230 | Solar |  |  | 0 | 0 | 0 | 0 | 0 | 0 | 0 | 0 | 0 | 1 | 1 | 1 | 1 | 1 | 1 | 1 | 1 | 1 | 2 | 4 | 1 | 1 | 1 | 1 | 1 | 1 | 2 | 2 | 3 | 2 | 2 | 1 | 1 |  | 0
SCE Metro | Mesa (SCE) | 230 | Solar |  |  | 0 | 0 | 0 | 0 | 0 | 0 | 0 | 0 | 0 | 1 | 1 | 1 | 1 | 1 | 5 | 1 | 1 | 1 | 2 | 1 | 1 | 1 | 1 | 1 | 1 | 1 | 1 | 1 | 3 | 1 | 2 | 1 | 1 |  | 0
SCE Metro | Mesa (SCE) | 500 | Solar |  |  | 0 | 0 | 0 | 0 | 0 | 0 | 0 | 0 | 0 | 1 | 1 | 1 | 1 | 1 | 1 | 1 | 1 | 1 | 2 | 1 | 1 | 1 | 1 | 1 | 1 | 1 | 1 | 1 | 3 | 1 | 2 | 1 | 1 |  | 0
SDGE | Mesa Heights | 69 | Solar |  |  | 0 | 0 | 0 | 0 | 0 | 0 | 0 | 0 | 0 | 1 | 1 | 1 | 1 | 1 | 3 | 0 | 0 | 0 | 2 | 0 | 0 | 0 | 0 | 0 | 0 | 0 | 2 | 1 | 2 | 1 | 3 | 1 | 1 |  | 0
PG&E GBA | Metcalf | 115 | Solar |  |  | 0 | 0 | 0 | 0 | 0 | 0 | 0 | 0 | 0 | 1 | 1 | 1 | 1 | 1 | 1 | 1 | 1 | 1 | 2 | 5 | 3 | 1 | 1 | 3 | 2 | 1 | 2 | 1 | 1 | 2 | 3 | 1 | 1 |  | 0
PG&E GBA | Metcalf | 230 | Solar |  |  | 0 | 0 | 0 | 0 | 0 | 0 | 0 | 0 | 0 | 1 | 1 | 1 | 1 | 1 | 2 | 1 | 1 | 1 | 2 | 5 | 3 | 1 | 1 | 3 | 2 | 1 | 2 | 1 | 1 | 2 | 3 | 1 | 1 |  | 0
PG&E GBA | Metcalf | 500 | Solar |  |  | 0 | 0 | 0 | 0 | 0 | 0 | 0 | 0 | 0 | 1 | 1 | 1 | 1 | 1 | 1 | 1 | 1 | 1 | 2 | 5 | 3 | 1 | 1 | 3 | 2 | 1 | 2 | 1 | 1 | 2 | 3 | 1+ | 1 |  | 1
PG&E KERN | Midway | 115 | Solar |  |  | 205 | 180 | 385 | 0 | 0 | 0 | 205 | 180 | 385 | 1 | 1 | 1 | 1 | 3 | 5 | 2 | 1 | 2 | 1 | 1 | 1 | 1 | 2 | 2 | 1 | 1 | 1 | 1 | 3 | 1 | 1 | 2+ | 1 |  | 1
PG&E KERN | Midway | 230 | Solar |  |  | 0 | 0 | 0 | 0 | 0 | 0 | 0 | 0 | 0 | 1 | 1 | 1 | 1 | 1 | 1 | 3 | 2 | 2 | 1 | 1 | 1 | 1 | 2 | 2 | 1 | 1 | 1 | 1 | 3 | 1 | 1 | 1+ | 1 |  | 1
PG&E KERN | Midway | 500 | Solar |  |  | 200 | 450 | 650 | 0 | 0 | 0 | 200 | 450 | 650 | 1 | 1 | 1 | 1 | 1 | 1 | 2 | 1 | 2 | 1 | 1 | 1 | 1 | 2 | 2 | 1 | 1 | 1 | 1 | 3 | 1 | 1 | 3+ | 1 |  | 1
SDGE | Miguel | 230 | Solar |  |  | 0 | 0 | 0 | 0 | 0 | 0 | 0 | 0 | 0 | 1 | 1 | 1 | 1 | 1 | 1 | 1 | 2 | 1 | 2 | 5 | 1 | 3 | 4 | 5 | 1 | 1 | 2 | 1 | 3 | 1 | 2 | 1 | 1 |  | 0
SDGE | Miguel | 500 | Solar |  |  | 0 | 0 | 0 | 0 | 0 | 0 | 0 | 0 | 0 | 1 | 1 | 1 | 1 | 1 | 1 | 1 | 2 | 1 | 2 | 5 | 1 | 3 | 4 | 5 | 1 | 1 | 2 | 1 | 3 | 1 | 2 | 1 | 1 |  | 0
SDGE | Miguel | 69 | Solar |  |  | 0 | 0 | 0 | 0 | 0 | 0 | 0 | 0 | 0 | 1 | 1 | 1 | 1 | 1 | 3 | 1 | 2 | 1 | 2 | 5 | 1 | 3 | 4 | 5 | 1 | 1 | 2 | 1 | 3 | 1 | 2 | 1 | 1 |  | 0
PG&E GBA | Millbrae | 115 | Solar |  |  | 0 | 0 | 0 | 0 | 0 | 0 | 0 | 0 | 0 | 1 | 1 | 1 | 1 | 1 | 1 | 0 | 0 | 0 | 2 | 0 | 0 | 0 | 0 | 0 | 0 | 0 | 2 | 1 | 3 | 1 | 2 | 1 | 1 |  | 0
PG&E GBA | Miller | 115 | Solar |  |  | 0 | 0 | 0 | 0 | 0 | 0 | 0 | 0 | 0 | 5 | 2 | 1 | 1 | 1 | 1 | 1 | 1 | 1 | 1 | 1 | 1 | 1 | 1 | 1 | 1 | 1 | 1 | 1 | 4 | 2 | 1 | 1 | 1 |  | 0
SCE Metro | Mira Loma | 230 | Solar |  |  | 0 | 0 | 0 | 0 | 0 | 0 | 0 | 0 | 0 | 1 | 1 | 1 | 1 | 1 | 5 | 1 | 4 | 1 | 2 | 3 | 1 | 1 | 1 | 1 | 1 | 1 | 1 | 1 | 1 | 1 | 1 | 1 | 1 |  | 0
SCE Metro | Mira Loma | 500 | Solar |  |  | 0 | 0 | 0 | 0 | 0 | 0 | 0 | 0 | 0 | 1 | 1 | 1 | 1 | 1 | 1 | 1 | 4 | 1 | 2 | 3 | 1 | 1 | 1 | 1 | 1 | 1 | 1 | 1 | 1 | 1 | 1 | 1 | 1 |  | 0
SCE Eastern | Mirage | 115 | Solar |  |  | 0 | 0 | 0 | 0 | 0 | 0 | 0 | 0 | 0 | 5 | 5 | 3 | 3 | 1 | 1 | 1 | 4 | 1 | 2 | 1 | 1 | 1 | 1 | 1 | 1 | 1 | 2 | 1 | 3 | 1 | 3 | 1 | 1 |  | 0
SCE Eastern | Mirage | 230 | Solar |  |  | 0 | 0 | 0 | 0 | 0 | 0 | 0 | 0 | 0 | 5 | 5 | 3 | 3 | 1 | 2 | 1 | 4 | 1 | 2 | 1 | 1 | 1 | 1 | 1 | 1 | 1 | 2 | 1 | 3 | 1 | 3 | 2+ | 1 |  | 1
SDGE | Mission | 138 | Solar |  |  | 0 | 0 | 0 | 0 | 0 | 0 | 0 | 0 | 0 | 1 | 1 | 1 | 1 | 1 | 1 | 1 | 4 | 1 | 2 | 1 | 1 | 1 | 2 | 3 | 1 | 1 | 2 | 1 | 2 | 1 | 2 | 1 | 1 |  | 0
SDGE | Mission | 230 | Solar |  |  | 0 | 0 | 0 | 0 | 0 | 0 | 0 | 0 | 0 | 1 | 1 | 1 | 1 | 1 | 1 | 1 | 4 | 1 | 2 | 1 | 1 | 1 | 2 | 3 | 1 | 1 | 2 | 1 | 2 | 1 | 2 | 1 | 1 |  | 0
SDGE | Mission | 69 | Solar |  |  | 0 | 0 | 0 | 0 | 0 | 0 | 0 | 0 | 0 | 1 | 1 | 1 | 1 | 1 | 1 | 1 | 4 | 1 | 2 | 1 | 1 | 1 | 2 | 3 | 1 | 1 | 2 | 1 | 2 | 1 | 2 | 1 | 1 |  | 0
PG&E GBA | Mi-Wuk | 115 | Solar |  |  | 0 | 0 | 0 | 0 | 0 | 0 | 0 | 0 | 0 | 5 | 2 | 1 | 1 | 1 | 1 | 0 | 0 | 0 | 2 | 0 | 0 | 0 | 0 | 0 | 0 | 0 | 2 | 1 | 4 | 1 | 3 | 1 | 1 |  | 0
EOP | Mohave | 500 | Solar |  |  | 0 | 587 | 587 | 0 | 0 | 0 | 0 | 587 | 587 | 5 | 5 | 1 | 1 | 2 | 1 | 2 | N/A | N/A | 2 | N/A | N/A | N/A | N/A | N/A | N/A | N/A | 2 | 2 | 3 | 1 | 3 | 2+ | 3 | Shifted to North of Path 26 for improve reliability SERVM analysis | 1
PG&E NGBA | Monroe | 115 | Solar |  |  | 0 | 0 | 0 | 0 | 0 | 0 | 0 | 0 | 0 | 5 | 5 | 1 | 1 | 1 | 1 | 0 | 0 | 0 | 2 | 0 | 0 | 0 | 0 | 0 | 0 | 0 | 2 | 1 | 3 | 2 | 2 | 1 | 1 |  | 0
SDGE | Monserate | 69 | Solar |  |  | 0 | 0 | 0 | 0 | 0 | 0 | 0 | 0 | 0 | 1 | 1 | 1 | 1 | 1 | 1 | 0 | 0 | 0 | 2 | 0 | 0 | 0 | 0 | 0 | 0 | 0 | 2 | 1 | 3 | 1 | 3 | 1 | 1 |  | 0
PG&E GBA | Monta Vista | 115 | Solar |  |  | 0 | 0 | 0 | 0 | 0 | 0 | 0 | 0 | 0 | 1 | 1 | 1 | 1 | 1 | 1 | 0 | 0 | 0 | 2 | 0 | 0 | 0 | 0 | 0 | 0 | 0 | 2 | 1 | 3 | 2 | 3 | 1 | 1 |  | 0
PG&E GBA | Monta Vista | 230 | Solar |  |  | 0 | 0 | 0 | 0 | 0 | 0 | 0 | 0 | 0 | 1 | 1 | 1 | 1 | 1 | 1 | 0 | 0 | 0 | 2 | 0 | 0 | 0 | 0 | 0 | 0 | 0 | 2 | 1 | 3 | 2 | 3 | 1 | 1 |  | 0
PG&E GBA | Monta Vista | 60 | Solar |  |  | 0 | 0 | 0 | 0 | 0 | 0 | 0 | 0 | 0 | 1 | 1 | 1 | 1 | 1 | 1 | 0 | 0 | 0 | 2 | 0 | 0 | 0 | 0 | 0 | 0 | 0 | 2 | 1 | 3 | 2 | 3 | 1 | 1 |  | 0
PG&E NGBA | Monticello | 115 | Solar |  |  | 0 | 0 | 0 | 0 | 0 | 0 | 0 | 0 | 0 | 5 | 5 | 1 | 1 | 1 | 1 | 0 | 0 | 0 | 2 | 0 | 0 | 0 | 0 | 0 | 0 | 0 | 2 | 1 | 4 | 2 | 3 | 1 | 1 |  | 0
SCE Northern | Moorpark | 230 | Solar |  |  | 0 | 0 | 0 | 0 | 0 | 0 | 0 | 0 | 0 | 5 | 5 | 1 | 1 | 1 | 1 | 1 | 2 | 1 | 1 | 5 | 1 | 1 | 1 | 1 | 1 | 1 | 2 | 1 | 4 | 1 | 3 | 1 | 1 |  | 0
SCE Northern | Moorpark | 66 | Solar |  |  | 0 | 0 | 0 | 0 | 0 | 0 | 0 | 0 | 0 | 5 | 5 | 1 | 1 | 1 | 1 | 1 | 2 | 1 | 1 | 5 | 1 | 1 | 1 | 1 | 1 | 1 | 2 | 1 | 4 | 1 | 3 | 1 | 1 |  | 0
PG&E GBA | Moraga | 115 | Solar |  |  | 0 | 0 | 0 | 0 | 0 | 0 | 0 | 0 | 0 | 5 | 2 | 1 | 1 | 1 | 1 | 0 | 0 | 0 | 2 | 0 | 0 | 0 | 0 | 0 | 0 | 0 | 2 | 1 | 3 | 1 | 3 | 1 | 1 |  | 0
PG&E GBA | Moraga | 230 | Solar |  |  | 0 | 0 | 0 | 0 | 0 | 0 | 0 | 0 | 0 | 5 | 2 | 1 | 1 | 1 | 1 | 0 | 0 | 0 | 2 | 0 | 0 | 0 | 0 | 0 | 0 | 0 | 2 | 1 | 3 | 1 | 3 | 1 | 1 |  | 0
PG&E GBA | Morgan Hill | 115 | Solar |  |  | 0 | 0 | 0 | 0 | 0 | 0 | 0 | 0 | 0 | 1 | 1 | 1 | 1 | 1 | 1 | 0 | 0 | 0 | 2 | 0 | 0 | 0 | 0 | 0 | 0 | 0 | 2 | 1 | 3 | 2 | 2 | 1 | 1 |  | 0
PG&E KERN | Morro Bay | 115 | Solar |  |  | 0 | 0 | 0 | 0 | 0 | 0 | 0 | 0 | 0 | 1 | 1 | 1 | 1 | 1 | 1 | 1 | 1 | 1 | 2 | 5 | 2 | 1 | 1 | 3 | 2 | 1 | 2 | 2 | 2 | 2 | 3 | 1 | 1 |  | 0
PG&E KERN | Morro Bay | 230 | Solar |  |  | 0 | 0 | 0 | 0 | 0 | 0 | 0 | 0 | 0 | 1 | 1 | 1 | 1 | 1 | 1 | 1 | 1 | 1 | 2 | 5 | 2 | 1 | 1 | 3 | 2 | 1 | 2 | 2 | 2 | 2 | 3 | 1 | 1 |  | 0
PG&E KERN | Morro Bay | 500 | Solar |  |  | 0 | 0 | 0 | 0 | 0 | 0 | 0 | 0 | 0 | 1 | 1 | 1 | 1 | 1 | 1 | 1 | 1 | 1 | 2 | 5 | 2 | 1 | 1 | 3 | 2 | 1 | 2 | 2 | 2 | 2 | 3 | 1+ | 1 |  | 1
PG&E GBA | Moss Landing | 115 | Solar |  |  | 0 | 0 | 0 | 0 | 0 | 0 | 0 | 0 | 0 | 1 | 1 | 1 | 1 | 1 | 1 | 1 | 3 | 1 | 1 | 1 | 1 | 1 | 1 | 1 | 1 | 1 | 2 | 2 | 1 | 2 | 2 | 1 | 1 |  | 0
PG&E GBA | Moss Landing | 230 | Solar |  |  | 0 | 0 | 0 | 0 | 0 | 0 | 0 | 0 | 0 | 1 | 1 | 1 | 1 | 3 | 1 | 1 | 3 | 1 | 1 | 1 | 1 | 1 | 1 | 1 | 1 | 1 | 2 | 2 | 1 | 2 | 2 | 1 | 1 |  | 0
PG&E GBA | Moss Landing | 500 | Solar |  |  | 0 | 0 | 0 | 0 | 0 | 0 | 0 | 0 | 0 | 5 | 2 | 1 | 1 | 1 | 1 | 1 | 3 | 1 | 1 | 1 | 1 | 1 | 1 | 1 | 1 | 1 | 2 | 2 | 1 | 2 | 2 | 1 | 1 |  | 0
EOP | Mountain Pass | 115 | Solar |  |  | 0 | 0 | 0 | 0 | 0 | 0 | 0 | 0 | 0 | 5 | 5 | 1 | 1 | 1 | 1 | 0 | N/A | N/A | 2 | N/A | N/A | N/A | N/A | N/A | N/A | N/A | 2 | 2 | 4 | 1 | 1 | 1 | 1 |  | 0
PG&E GBA | Mountain View | 115 | Solar |  |  | 0 | 0 | 0 | 0 | 0 | 0 | 0 | 0 | 0 | 1 | 1 | 1 | 1 | 1 | 1 | 0 | 0 | 0 | 2 | 0 | 0 | 0 | 0 | 0 | 0 | 0 | 2 | 1 | 2 | 2 | 2 | 1 | 1 |  | 0
PG&E GBA | Mt Eden | 115 | Solar |  |  | 0 | 0 | 0 | 0 | 0 | 0 | 0 | 0 | 0 | 5 | 2 | 1 | 1 | 1 | 1 | 0 | 0 | 0 | 2 | 0 | 0 | 0 | 0 | 0 | 0 | 0 | 2 | 1 | 2 | 1 | 2 | 1 | 1 |  | 0
PG&E KERN | Mt Poso | 115 | Solar |  |  | 0 | 0 | 0 | 0 | 0 | 0 | 0 | 0 | 0 | 1 | 1 | 1 | 1 | 1 | 1 | 0 | 0 | 0 | 1 | 0 | 0 | 0 | 0 | 0 | 0 | 0 | 1 | 1 | 2 | 1 | 1 | 1 | 1 |  | 0
SDGE | Murray | 69 | Solar |  |  | 0 | 0 | 0 | 0 | 0 | 0 | 0 | 0 | 0 | 1 | 1 | 1 | 1 | 1 | 3 | 0 | 0 | 0 | 2 | 0 | 0 | 0 | 0 | 0 | 0 | 0 | 2 | 1 | 2 | 1 | 2 | 1 | 1 |  | 0
PG&E FRESNO | Mustang | 230 | Solar |  |  | 131.5 | 175 | 306.5 | 106.5 | 0 | 106.5 | 25 | 175 | 200 | 5 | 2 | 1 | 1 | 1 | 1 | 1 | 1 | 1 | 1 | 1 | 1 | 1 | 1 | 1 | 1 | 1 | 1 | 1 | 1 | 2 | 1 | 4+ | 1 |  | 1
SCE Northern | Neenach | 66 | Solar |  |  | 0 | 0 | 0 | 0 | 0 | 0 | 0 | 0 | 0 | 1 | 1 | 1 | 1 | 1 | 1 | 0 | 0 | 0 | 2 | 0 | 0 | 0 | 0 | 0 | 0 | 0 | 2 | 1 | 4 | 1 | 3 | 1 | 1 |  | 0
PG&E KERN | New Sub - Gates - Midway (Proposed) | 230 | Solar |  |  | 0 | 440 | 440 | 0 | 440 | 440 | 0 | 0 | 0 | 1 | 1 | 1 | 1 | 1 | 1 | 1 | 1 | 1 | 1 | 1 | 2 | 1 | 1 | 2 | 1 | 1 | 1 | 1 | 4 | 2 | 1 | 4+ | 1 |  | 1
PG&E KERN | New Sub - Gates - Templeton (Proposed) | 230 | Solar |  |  | 0 | 0 | 0 | 0 | 0 | 0 | 0 | 0 | 0 | 1 | 1 | 1 | 1 | 1 | 1 | 0 | 0 | 0 | 1 | 0 | 0 | 0 | 0 | 0 | 0 | 0 | 1 | 1 | 4 | 2 | 1 | 2+ | 1 |  | 1
SCE NOL | New Sub - Kramer - Lugo (Proposed) | 230 | Solar |  |  | 0 | 0 | 0 | 0 | 0 | 0 | 0 | 0 | 0 | 3 | 3 | 1 | 1 | 1 | 1 | 0 | 0 | 0 | 2 | 0 | 0 | 0 | 0 | 0 | 0 | 0 | 2 | 1 | 2 | 1 | 1 | 1 | 1 |  | 0
PG&E FRESNO | New Sub - Los Banos - Midway (Proposed) | 500 | Solar |  |  | 0 | 0 | 0 | 0 | 0 | 0 | 0 | 0 | 0 | 1 | 1 | 1 | 1 | 1 | 1 | 0 | 0 | 0 | 1 | 0 | 0 | 0 | 0 | 0 | 0 | 0 | 1 | 1 | 4 | 2 | 1 | 4+ | 1 |  | 1
SCE NOL | New Sub - Lugo - Pisgah (Proposed) | 230 | Solar |  |  | 0 | 0 | 0 | 0 | 0 | 0 | 0 | 0 | 0 | 1 | 1 | 1 | 1 | 2 | 1 | 1 | 4 | 1 | 2 | 1 | 1 | 1 | 1 | 1 | 2 | 1 | 2 | 1 | 3 | 1 | 3 | 1+ | 1 |  | 1
PG&E KERN | New Sub - Midway - Wheeler Ridge (Proposed) | 230 | Solar |  |  | 0 | 150 | 150 | 0 | 150 | 150 | 0 | 0 | 0 | 1 | 1 | 1 | 1 | 1 | 1 | 1 | 1 | 1 | 1 | 1 | 1 | 1 | 1 | 2 | 1 | 1 | 1 | 1 | 3 | 1 | 1 | 4+ | 1 |  | 1
PG&E NGBA | New Sub - Near existing Leavitt (PSREC) | 345 | Solar |  |  | 0 | 0 | 0 | 0 | 0 | 0 | 0 | 0 | 0 | 5 | 2 | 1 | 1 | 2 | 1 | 1 | 2 | 1 | 2 | 3 | 1 | 1 | 1 | 3 | 1 | 1 | 2 | 2 | 1 | 1 | 3 | 1 | 1 |  | 0
PG&E NGBA | New Sub - Near existing Madeline (NVE) | 345 | Solar |  |  | 0 | 0 | 0 | 0 | 0 | 0 | 0 | 0 | 0 | 5 | 2 | 1 | 1 | 2 | 1 | 1 | 1 | 1 | 2 | 2 | 1 | 1 | 1 | 1 | 2 | 1 | 2 | 2 | 4 | 1 | 3 | 1 | 1 |  | 0
SDGE | New Sub - North Gila - IV (Proposed) | 500 | Solar |  |  | 0 | 0 | 0 | 0 | 0 | 0 | 0 | 0 | 0 | 1 | 1 | 1 | 1 | 1 | 1 | 1 | 1 | 2 | 2 | 1 | 1 | 1 | 1 | 1 | 1 | 1 | 2 | 1 | 4 | 2 | 2 | 2+ | 1 |  | 1
PG&E NGBA | New Sub - Pit 1 - Cottonwood (Proposed) | 230 | Solar |  |  | 0 | 0 | 0 | 0 | 0 | 0 | 0 | 0 | 0 | 5 | 5 | 3 | 3 | 2 | 1 | 1 | 1 | 1 | 2 | 5 | 2 | 1 | 1 | 2 | 2 | 1 | 2 | 2 | 4 | 2 | 3 | 1+ | 1 |  | 1
PG&E GBA | New Sub - Rancho Seco - Bellota (Proposed) | 230 | Solar |  |  | 0 | 0 | 0 | 0 | 0 | 0 | 0 | 0 | 0 | 5 | 2 | 1 | 1 | 1 | 1 | 1 | 2 | 1 | 1 | 1 | 1 | 1 | 2 | 3 | 1 | 1 | 1 | 1 | 4 | 2 | 3 | 2+ | 1 |  | 1
SDGE | New Sub - Suncrest - Ocotillo (Proposed) | 500 | Solar |  |  | 0 | 0 | 0 | 0 | 0 | 0 | 0 | 0 | 0 | 1 | 1 | 1 | 1 | 2 | 1 | 1 | 1 | 1 | 2 | 5 | 1 | 1 | 1 | 2 | 2 | 1 | 2 | 1 | 4 | 1 | 3 | 1 | 1 |  | 0
PG&E FRESNO | New Sub - Westley - Quinto (Proposed) | 230 | Solar |  |  | 0 | 0 | 0 | 0 | 0 | 0 | 0 | 0 | 0 | 1 | 1 | 1 | 1 | 1 | 1 | 0 | 0 | 0 | 1 | 0 | 0 | 0 | 0 | 0 | 0 | 0 | 1 | 1 | 4 | 2 | 1 | 1 | 1 |  | 0
PG&E GBA | Newark | 115 | Solar |  |  | 0 | 0 | 0 | 0 | 0 | 0 | 0 | 0 | 0 | 1 | 1 | 1 | 1 | 1 | 1 | 1 | 1 | 1 | 2 | 3 | 2 | 1 | 2 | 3 | 1 | 1 | 2 | 1 | 3 | 1 | 2 | 1 | 1 |  | 0
PG&E GBA | Newark | 230 | Solar |  |  | 0 | 0 | 0 | 0 | 0 | 0 | 0 | 0 | 0 | 1 | 1 | 1 | 1 | 1 | 1 | 1 | 1 | 1 | 2 | 3 | 2 | 1 | 2 | 3 | 1 | 1 | 2 | 1 | 3 | 1 | 2 | 1 | 1 |  | 0
PG&E GBA | Newark | 60 | Solar |  |  | 0 | 0 | 0 | 0 | 0 | 0 | 0 | 0 | 0 | 5 | 5 | 1 | 1 | 1 | 1 | 1 | 1 | 1 | 2 | 3 | 2 | 1 | 2 | 3 | 1 | 1 | 2 | 1 | 3 | 1 | 2 | 1+ | 1 |  | 1
PG&E FRESNO | Newhall | 115 | Solar |  |  | 0 | 0 | 0 | 0 | 0 | 0 | 0 | 0 | 0 | 5 | 2 | 5 | 2 | 1 | 1 | 1 | 1 | 1 | 1 | 1 | 2 | 1 | 1 | 2 | 1 | 1 | 1 | 1 | 4 | 2 | 1 | 1 | 1 |  | 0
PG&E KERN | Norco | 115 | Solar |  |  | 0 | 0 | 0 | 0 | 0 | 0 | 0 | 0 | 0 | 1 | 1 | 1 | 1 | 2 | 1 | 1 | 1 | 1 | 1 | 1 | 1 | 2 | 3 | 3 | 1 | 1 | 1 | 1 | 3 | 1 | 1 | 1 | 1 |  | 0
PG&E GBA | Nortech | 115 | Solar |  |  | 0 | 0 | 0 | 0 | 0 | 0 | 0 | 0 | 0 | 1 | 1 | 1 | 1 | 2 | 1 | 0 | 0 | 0 | 2 | 0 | 0 | 0 | 0 | 0 | 0 | 0 | 2 | 1 | 2 | 2 | 1 | 1 | 1 |  | 0
SDGE | North City Metering | 138 | Solar |  |  | 0 | 0 | 0 | 0 | 0 | 0 | 0 | 0 | 0 | 1 | 1 | 1 | 1 | 2 | 1 | 0 | 0 | 0 | 2 | 0 | 0 | 0 | 0 | 0 | 0 | 0 | 2 | 1 | 2 | 1 | 3 | 1 | 1 |  | 0
PG&E GBA | North Dublin | 230 | Solar |  |  | 0 | 0 | 0 | 0 | 0 | 0 | 0 | 0 | 0 | 5 | 5 | 1 | 1 | 1 | 1 | 0 | 0 | 0 | 2 | 0 | 0 | 0 | 0 | 0 | 0 | 0 | 2 | 1 | 2 | 1 | 3 | 1 | 1 |  | 0
SDGE | North Gila | 500 | Solar |  |  | 0 | 0 | 0 | 0 | 0 | 0 | 0 | 0 | 0 | 1 | 1 | 1 | 1 | 1 | 1 | 1 | N/A | N/A | 2 | N/A | N/A | N/A | N/A | N/A | N/A | N/A | 2 | 2 | 4 | 2 | 3 | 1+ | 1 |  | 1
SCE Metro | North of SONGS | 230 | Solar |  |  | 0 | 0 | 0 | 0 | 0 | 0 | 0 | 0 | 0 | 1 | 1 | 1 | 1 | 1 | 1 | 0 | 0 | 0 | 2 | 0 | 0 | 0 | 0 | 0 | 0 | 0 | 2 | 1 | 3 | 1 | 3 | 1 | 1 |  | 0
SCE Metro | North of SONGS | 500 | Solar |  |  | 0 | 0 | 0 | 0 | 0 | 0 | 0 | 0 | 0 | 1 | 1 | 1 | 1 | 1 | 1 | 0 | 0 | 0 | 2 | 0 | 0 | 0 | 0 | 0 | 0 | 0 | 2 | 1 | 3 | 1 | 3 | 1 | 1 |  | 0
PG&E NGBA | Notre Dame | 115 | Solar |  |  | 0 | 0 | 0 | 0 | 0 | 0 | 0 | 0 | 0 | 5 | 2 | 1 | 1 | 1 | 1 | 0 | 0 | 0 | 2 | 0 | 0 | 0 | 0 | 0 | 0 | 0 | 2 | 1 | 4 | 2 | 2 | 1 | 1 |  | 0
PG&E GBA | Oakland C | 115 | Solar |  |  | 0 | 0 | 0 | 0 | 0 | 0 | 0 | 0 | 0 | 5 | 2 | 1 | 1 | 1 | 1 | 0 | 0 | 0 | 2 | 0 | 0 | 0 | 0 | 0 | 0 | 0 | 2 | 1 | 1 | 1 | 2 | 1 | 1 |  | 0
PG&E GBA | Oakland J | 115 | Solar |  |  | 0 | 0 | 0 | 0 | 0 | 0 | 0 | 0 | 0 | 5 | 2 | 1 | 1 | 1 | 1 | 0 | 0 | 0 | 2 | 0 | 0 | 0 | 0 | 0 | 0 | 0 | 2 | 1 | 2 | 1 | 1 | 1 | 1 |  | 0
PG&E GBA | Oakland L | 115 | Solar |  |  | 0 | 0 | 0 | 0 | 0 | 0 | 0 | 0 | 0 | 5 | 2 | 1 | 1 | 1 | 1 | 0 | 0 | 0 | 2 | 0 | 0 | 0 | 0 | 0 | 0 | 0 | 2 | 1 | 2 | 1 | 1 | 1 | 1 |  | 0
PG&E GBA | Oakland X | 115 | Solar |  |  | 0 | 0 | 0 | 0 | 0 | 0 | 0 | 0 | 0 | 5 | 2 | 1 | 1 | 1 | 1 | 0 | 0 | 0 | 2 | 0 | 0 | 0 | 0 | 0 | 0 | 0 | 2 | 1 | 2 | 1 | 2 | 1 | 1 |  | 0
SDGE | Ocean Ranch | 69 | Solar |  |  | 0 | 0 | 0 | 0 | 0 | 0 | 0 | 0 | 0 | 1 | 1 | 1 | 1 | 1 | 1 | 0 | 0 | 0 | 2 | 0 | 0 | 0 | 0 | 0 | 0 | 0 | 2 | 1 | 4 | 1 | 3 | 1 | 1 |  | 0
PG&E KERN | Oceano | 115 | Solar |  |  | 0 | 0 | 0 | 0 | 0 | 0 | 0 | 0 | 0 | 1 | 1 | 1 | 1 | 1 | 1 | 1 | 2 | 1 | 2 | 4 | 1 | 1 | 1 | 1 | 1 | 1 | 2 | 2 | 4 | 2 | 3 | 1 | 1 |  | 0
SDGE | Ocotillo Express | 500 | Solar |  |  | 0 | 0 | 0 | 0 | 0 | 0 | 0 | 0 | 0 | 1 | 1 | 1 | 1 | 1 | 1 | 1 | 1 | 1 | 2 | 1 | 1 | 1 | 1 | 2 | 1 | 1 | 2 | 1 | 4 | 2 | 3 | 1 | 1 |  | 0
PG&E KERN | Old River | 70 | Solar |  |  | 0 | 0 | 0 | 0 | 0 | 0 | 0 | 0 | 0 | 1 | 1 | 1 | 1 | 1 | 1 | 0 | 0 | 0 | 1 | 0 | 0 | 0 | 0 | 0 | 0 | 0 | 1 | 1 | 4 | 1 | 2 | 1 | 1 |  | 0
SDGE | Old Town | 230 | Solar |  |  | 0 | 0 | 0 | 0 | 0 | 0 | 0 | 0 | 0 | 1 | 1 | 1 | 1 | 1 | 1 | 1 | 3 | 1 | 2 | 1 | 1 | 1 | 3 | 3 | 1 | 1 | 2 | 1 | 3 | 1 | 2 | 1 | 1 |  | 0
SCE Metro | Olinda | 230 | Solar |  |  | 0 | 0 | 0 | 0 | 0 | 0 | 0 | 0 | 0 | 1 | 1 | 1 | 1 | 1 | 1 | 1 | 3 | 1 | 2 | 5 | 2 | 1 | 1 | 2 | 1 | 1 | 1 | 1 | 2 | 1 | 2 | 1 | 1 |  | 0
PG&E FRESNO | Olive | 115 | Solar |  |  | 40 | 0 | 40 | 40 | 0 | 40 | 0 | 0 | 0 | 1 | 1 | 1 | 1 | 1 | 2 | 1 | 2 | 1 | 1 | 1 | 2 | 1 | 1 | 2 | 1 | 1 | 1 | 1 | 4 | 1 | 1 | 2+ | 1 |  | 1
PG&E NGBA | Olivehurst | 115 | Solar |  |  | 0 | 0 | 0 | 0 | 0 | 0 | 0 | 0 | 0 | 5 | 2 | 1 | 1 | 1 | 1 | 1 | 2 | 2 | 2 | 1 | 1 | 1 | 1 | 1 | 1 | 1 | 2 | 2 | 2 | 1 | 2 | 1 | 1 |  | 0
PG&E NGBA | Oregon Trail | 60 | Solar |  |  | 0 | 0 | 0 | 0 | 0 | 0 | 0 | 0 | 0 | 5 | 2 | 1 | 1 | 1 | 1 | 0 | 0 | 0 | 2 | 0 | 0 | 0 | 0 | 0 | 0 | 0 | 2 | 2 | 3 | 2 | 3 | 1 | 1 |  | 0
SCE Northern | Ormond Beach | 230 | Solar |  |  | 0 | 0 | 0 | 0 | 0 | 0 | 0 | 0 | 0 | 5 | 5 | 1 | 1 | 1 | 1 | 0 | 0 | 0 | 1 | 0 | 0 | 0 | 0 | 0 | 0 | 0 | 2 | 1 | 1 | 1 | 1 | 1 | 1 |  | 0
PG&E FRESNO | Oro Loma | 115 | Solar |  |  | 0 | 0 | 0 | 0 | 0 | 0 | 0 | 0 | 0 | 1 | 1 | 1 | 1 | 1 | 1 | 1 | 1 | 1 | 1 | 1 | 1 | 1 | 1 | 1 | 1 | 1 | 1 | 1 | 4 | 2 | 1 | 1+ | 1 |  | 1
PG&E FRESNO | Oro Loma | 70 | Solar |  |  | 0 | 0 | 0 | 0 | 0 | 0 | 0 | 0 | 0 | 1 | 1 | 1 | 1 | 1 | 1 | 1 | 1 | 1 | 1 | 1 | 1 | 1 | 1 | 1 | 1 | 1 | 1 | 1 | 4 | 2 | 1 | 1 | 1 |  | 0
PG&E FRESNO | Orosi | 70 | Solar |  |  | 0 | 0 | 0 | 0 | 0 | 0 | 0 | 0 | 0 | 5 | 2 | 5 | 2 | 1 | 1 | 0 | 0 | 0 | 1 | 0 | 0 | 0 | 0 | 0 | 0 | 0 | 1 | 1 | 4 | 1 | 1 | 1+ | 1 |  | 1
SDGE | Otay | 69 | Solar |  |  | 0 | 0 | 0 | 0 | 0 | 0 | 0 | 0 | 0 | 1 | 1 | 1 | 1 | 1 | 3 | 0 | 0 | 0 | 2 | 0 | 0 | 0 | 0 | 0 | 0 | 0 | 2 | 1 | 1 | 1 | 1 | 1 | 1 |  | 0
SDGE | Otay Mesa | 230 | Solar |  |  | 0 | 0 | 0 | 0 | 0 | 0 | 0 | 0 | 0 | 1 | 1 | 1 | 1 | 1 | 2 | 1 | 2 | 1 | 2 | 5 | 1 | 4 | 5 | 5 | 2 | 1 | 2 | 1 | 1 | 1 | 3 | 1 | 1 |  | 0
PG&E FRESNO | Padre Flats SW STA | 230 | Solar |  |  | 0 | 0 | 0 | 0 | 0 | 0 | 0 | 0 | 0 | 1 | 1 | 1 | 1 | 1 | 1 | 0 | 0 | 0 | 1 | 0 | 0 | 0 | 0 | 0 | 0 | 0 | 1 | 1 | 4 | 2 | 1 | 1 | 1 |  | 0
EOP | Pahrump | 138 | Solar |  |  | 0 | 0 | 0 | 0 | 0 | 0 | 0 | 0 | 0 | 5 | 5 | 1 | 1 | 1 | 1 | 1 | N/A | N/A | 2 | N/A | N/A | N/A | N/A | N/A | N/A | N/A | 2 | 2 | 4 | 1 | 3 | 1 | 1 |  | 0
EOP | Pahrump | 230 | Solar |  |  | 0 | 0 | 0 | 0 | 0 | 0 | 0 | 0 | 0 | 5 | 5 | 1 | 1 | 1 | 1 | 1 | N/A | N/A | 2 | N/A | N/A | N/A | N/A | N/A | N/A | N/A | 2 | 2 | 4 | 1 | 3 | 1 | 1 |  | 0
SDGE | Pala | 69 | Solar |  |  | 0 | 0 | 0 | 0 | 0 | 0 | 0 | 0 | 0 | 1 | 1 | 1 | 1 | 1 | 3 | 0 | 0 | 0 | 2 | 0 | 0 | 0 | 0 | 0 | 0 | 0 | 2 | 1 | 1 | 1 | 3 | 1 | 1 |  | 0
PG&E NGBA | Palermo | 115 | Solar |  |  | 0 | 0 | 0 | 0 | 0 | 0 | 0 | 0 | 0 | 5 | 2 | 1 | 1 | 1 | 1 | 1 | 2 | 1 | 2 | 2 | 3 | 1 | 1 | 4 | 1 | 1 | 2 | 1 | 2 | 2 | 2 | 1 | 1 |  | 0
PG&E NGBA | Palermo | 230 | Solar |  |  | 0 | 0 | 0 | 0 | 0 | 0 | 0 | 0 | 0 | 5 | 2 | 1 | 1 | 1 | 1 | 1 | 2 | 1 | 2 | 2 | 3 | 1 | 1 | 4 | 1 | 1 | 2 | 1 | 2 | 2 | 2 | 1 | 1 |  | 0
SCE Eastern | Palo Verde | 500 | Solar |  |  | 0 | 0 | 0 | 0 | 0 | 0 | 0 | 0 | 0 | 5 | 5 | 1 | 1 | 1 | 1 | 1 | 1 | 1 | 2 | 1 | 1 | 1 | 1 | 1 | 1 | 1 | 2 | 1 | 4 | 2 | 3 | 1 | 1 |  | 0
SDGE | Palomar Energy | 230 | Solar |  |  | 0 | 0 | 0 | 0 | 0 | 0 | 0 | 0 | 0 | 1 | 1 | 1 | 1 | 1 | 1 | 1 | 3 | 1 | 2 | 5 | 1 | 1 | 1 | 2 | 1 | 1 | 2 | 1 | 2 | 1 | 3 | 1 | 1 |  | 0
PG&E KERN | Panama | 70 | Solar |  |  | 0 | 0 | 0 | 0 | 0 | 0 | 0 | 0 | 0 | 1 | 1 | 1 | 1 | 1 | 1 | 0 | 0 | 0 | 1 | 0 | 0 | 0 | 0 | 0 | 0 | 0 | 1 | 1 | 4 | 1 | 1 | 1 | 1 |  | 0
PG&E FRESNO | Panoche | 115 | Solar |  |  | 0 | 0 | 0 | 0 | 0 | 0 | 0 | 0 | 0 | 5 | 2 | 1 | 1 | 1 | 1 | 2 | 2 | 2 | 1 | 1 | 1 | 1 | 1 | 1 | 1 | 1 | 1 | 1 | 1 | 2 | 1 | 1 | 1 |  | 0
PG&E FRESNO | Panoche | 230 | Solar |  |  | 0 | 0 | 0 | 0 | 0 | 0 | 0 | 0 | 0 | 1 | 1 | 1 | 1 | 1 | 1 | 2 | 2 | 2 | 1 | 1 | 1 | 1 | 1 | 1 | 1 | 1 | 1 | 1 | 1 | 2 | 1 | 1+ | 5 | Less to better align with CI | 1
SCE Northern | Pardee | 230 | Solar |  |  | 0 | 0 | 0 | 0 | 0 | 0 | 0 | 0 | 0 | 5 | 5 | 1 | 1 | 1 | 5 | 1 | 2 | 1 | 2 | 5 | 1 | 1 | 1 | 2 | 2 | 1 | 1 | 1 | 3 | 1 | 3 | 1 | 1 |  | 0
PG&E NGBA | Parkway | 230 | Solar |  |  | 0 | 0 | 0 | 0 | 0 | 0 | 0 | 0 | 0 | 5 | 5 | 1 | 1 | 1 | 1 | 0 | 0 | 0 | 2 | 0 | 0 | 0 | 0 | 0 | 0 | 0 | 2 | 1 | 4 | 1 | 2 | 1 | 1 |  | 0
SCE Northern | Pastoria | 230 | Solar |  |  | 0 | 105 | 105 | 0 | 105 | 105 | 0 | 0 | 0 | 5 | 5 | 1 | 1 | 1 | 2 | 3 | 1 | 2 | 2 | 2 | 2 | 1 | 1 | 2 | 1 | 1 | 1 | 1 | 2 | 1 | 3 | 1+ | 1 |  | 1
SCE Metro | Pauda | 230 | Solar |  |  | 0 | 0 | 0 | 0 | 0 | 0 | 0 | 0 | 0 | 1 | 1 | 1 | 1 | 1 | 2 | 1 | 4 | 1 | 2 | 5 | 1 | 1 | 1 | 1 | 1 | 1 | 1 | 1 | 2 | 1 | 2 | 1 | 1 |  | 0
PG&E GBA | Paul Sweet | 115 | Solar |  |  | 0 | 0 | 0 | 0 | 0 | 0 | 0 | 0 | 0 | 1 | 1 | 1 | 1 | 1 | 1 | 0 | 0 | 0 | 1 | 0 | 0 | 0 | 0 | 0 | 0 | 0 | 2 | 2 | 2 | 2 | 3 | 1 | 1 |  | 0
PG&E NGBA | Peabody | 230 | Solar |  |  | 0 | 0 | 0 | 0 | 0 | 0 | 0 | 0 | 0 | 5 | 5 | 1 | 1 | 1 | 1 | 1 | 1 | 1 | 2 | 2 | 1 | 1 | 1 | 2 | 1 | 1 | 2 | 1 | 2 | 1 | 2 | 1+ | 1 |  | 1
PG&E NGBA | Pease | 115 | Solar |  |  | 0 | 0 | 0 | 0 | 0 | 0 | 0 | 0 | 0 | 5 | 2 | 1 | 1 | 1 | 1 | 1 | 2 | 1 | 2 | 1 | 1 | 1 | 1 | 2 | 1 | 1 | 2 | 2 | 2 | 1 | 2 | 1 | 1 |  | 0
PG&E NGBA | Pease | 60 | Solar |  |  | 0 | 0 | 0 | 0 | 0 | 0 | 0 | 0 | 0 | 5 | 2 | 1 | 1 | 1 | 1 | 1 | 2 | 1 | 2 | 1 | 1 | 1 | 1 | 2 | 1 | 1 | 2 | 2 | 2 | 1 | 2 | 1 | 1 |  | 0
SDGE | Penasquitos | 138 | Solar |  |  | 0 | 0 | 0 | 0 | 0 | 0 | 0 | 0 | 0 | 1 | 1 | 1 | 1 | 1 | 1 | 1 | 2 | 1 | 2 | 5 | 1 | 2 | 2 | 3 | 1 | 1 | 2 | 1 | 2 | 1 | 3 | 1 | 1 |  | 0
SDGE | Penasquitos | 230 | Solar |  |  | 0 | 0 | 0 | 0 | 0 | 0 | 0 | 0 | 0 | 1 | 1 | 1 | 1 | 1 | 1 | 1 | 2 | 1 | 2 | 5 | 1 | 2 | 2 | 3 | 1 | 1 | 2 | 1 | 2 | 1 | 3 | 1 | 1 |  | 0
SDGE | Penasquitos | 69 | Solar |  |  | 0 | 0 | 0 | 0 | 0 | 0 | 0 | 0 | 0 | 1 | 1 | 1 | 1 | 4 | 1 | 1 | 2 | 1 | 2 | 5 | 1 | 2 | 2 | 3 | 1 | 1 | 2 | 1 | 2 | 1 | 3 | 1 | 1 |  | 0
SDGE | Pendleton | 69 | Solar |  |  | 0 | 0 | 0 | 0 | 0 | 0 | 0 | 0 | 0 | 1 | 1 | 1 | 1 | 1 | 4 | 0 | 0 | 0 | 2 | 0 | 0 | 0 | 0 | 0 | 0 | 0 | 2 | 1 | 4 | 1 | 3 | 1 | 1 |  | 0
PG&E NGBA | Penngrove | 115 | Solar |  |  | 0 | 0 | 0 | 0 | 0 | 0 | 0 | 0 | 0 | 5 | 5 | 1 | 1 | 1 | 1 | 1 | 2 | 1 | 2 | 3 | 2 | 1 | 2 | 3 | 2 | 1 | 2 | 1 | 3 | 2 | 2 | 1 | 1 |  | 0
PG&E GBA | Peoria | 115 | Solar |  |  | 0 | 0 | 0 | 0 | 0 | 0 | 0 | 0 | 0 | 5 | 2 | 1 | 1 | 2 | 1 | 1 | 1 | 1 | 2 | 2 | 2 | 1 | 1 | 3 | 3 | 1 | 2 | 1 | 4 | 1 | 3 | 1 | 1 |  | 0
PG&E GBA | Piercy | 115 | Solar |  |  | 0 | 0 | 0 | 0 | 0 | 0 | 0 | 0 | 0 | 1 | 1 | 1 | 1 | 1 | 1 | 0 | 0 | 0 | 2 | 0 | 0 | 0 | 0 | 0 | 0 | 0 | 2 | 1 | 2 | 2 | 2 | 1 | 1 |  | 0
PG&E FRESNO | Pine Flat | 230 | Solar |  |  | 0 | 0 | 0 | 0 | 0 | 0 | 0 | 0 | 0 | 5 | 2 | 1 | 1 | 1 | 1 | 0 | 0 | 0 | 1 | 0 | 0 | 0 | 0 | 0 | 0 | 0 | 1 | 1 | 4 | 2 | 3 | 1 | 1 |  | 0
SCE NOL | Pisgah | 230 | Solar |  |  | 0 | 0 | 0 | 0 | 0 | 0 | 0 | 0 | 0 | 1 | 1 | 1 | 1 | 1 | 1 | 1 | 1 | 1 | 2 | 1 | 2 | 3 | 3 | 3 | 1 | 1 | 2 | 1 | 4 | 1 | 1 | 2+ | 1 |  | 1
PG&E NGBA | Pit 1 | 230 | Solar |  |  | 0 | 0 | 0 | 0 | 0 | 0 | 0 | 0 | 0 | 5 | 5 | 3 | 3 | 1 | 1 | 1 | 1 | 1 | 2 | 5 | 1 | 1 | 1 | 2 | 1 | 1 | 2 | 2 | 4 | 2 | 3 | 1+ | 1 |  | 1
PG&E NGBA | Pit 1 | 60 | Solar |  |  | 0 | 0 | 0 | 0 | 0 | 0 | 0 | 0 | 0 | 5 | 5 | 3 | 3 | 1 | 1 | 1 | 1 | 1 | 2 | 5 | 1 | 1 | 1 | 2 | 1 | 1 | 2 | 2 | 4 | 2 | 3 | 1 | 1 |  | 0
PG&E NGBA | Pit 3 | 230 | Solar |  |  | 0 | 0 | 0 | 0 | 0 | 0 | 0 | 0 | 0 | 5 | 5 | 3 | 3 | 1 | 1 | 0 | 0 | 0 | 2 | 0 | 0 | 0 | 0 | 0 | 0 | 0 | 2 | 2 | 4 | 2 | 3 | 1 | 1 |  | 0
PG&E NGBA | Pit 4 | 230 | Solar |  |  | 0 | 0 | 0 | 0 | 0 | 0 | 0 | 0 | 0 | 5 | 2 | 1 | 1 | 1 | 1 | 0 | 0 | 0 | 2 | 0 | 0 | 0 | 0 | 0 | 0 | 0 | 2 | 2 | 4 | 2 | 3 | 1 | 1 |  | 0
PG&E GBA | Pittsburg | 115 | Solar |  |  | 0 | 0 | 0 | 0 | 0 | 0 | 0 | 0 | 0 | 5 | 2 | 1 | 1 | 1 | 1 | 1 | 1 | 1 | 2 | 2 | 1 | 1 | 1 | 2 | 1 | 1 | 2 | 1 | 2 | 1 | 1 | 1 | 1 |  | 0
PG&E GBA | Pittsburg | 230 | Solar |  |  | 0 | 0 | 0 | 0 | 0 | 0 | 0 | 0 | 0 | 5 | 2 | 1 | 1 | 1 | 1 | 1 | 1 | 1 | 2 | 2 | 1 | 1 | 1 | 2 | 1 | 1 | 2 | 1 | 2 | 1 | 1 | 1 | 1 |  | 0
PG&E NGBA | Pleasant Grove | 115 | Solar |  |  | 0 | 0 | 0 | 0 | 0 | 0 | 0 | 0 | 0 | 5 | 2 | 1 | 1 | 1 | 1 | 1 | 4 | 1 | 2 | 1 | 1 | 1 | 1 | 1 | 1 | 1 | 2 | 1 | 2 | 2 | 3 | 1 | 1 |  | 0
PG&E NGBA | POE | 230 | Solar |  |  | 0 | 0 | 0 | 0 | 0 | 0 | 0 | 0 | 0 | 5 | 2 | 1 | 1 | 1 | 1 | 0 | 0 | 0 | 2 | 0 | 0 | 0 | 0 | 0 | 0 | 0 | 2 | 1 | 4 | 2 | 3 | 1 | 1 |  | 0
SDGE | Point Loma | 69 | Solar |  |  | 0 | 0 | 0 | 0 | 0 | 0 | 0 | 0 | 0 | 1 | 1 | 1 | 1 | 1 | 1 | 0 | 0 | 0 | 2 | 0 | 0 | 0 | 0 | 0 | 0 | 0 | 2 | 1 | 3 | 1 | 2 | 1 | 1 |  | 0
SDGE | Pomerado | 69 | Solar |  |  | 0 | 0 | 0 | 0 | 0 | 0 | 0 | 0 | 0 | 1 | 1 | 1 | 1 | 1 | 5 | 0 | 0 | 0 | 2 | 0 | 0 | 0 | 0 | 0 | 0 | 0 | 2 | 1 | 3 | 1 | 3 | 1 | 1 |  | 0
PG&E KERN | Poso Mountain | 115 | Solar |  |  | 0 | 0 | 0 | 0 | 0 | 0 | 0 | 0 | 0 | 1 | 1 | 1 | 1 | 1 | 1 | 1 | 1 | 1 | 1 | 2 | 3 | 1 | 1 | 3 | 1 | 1 | 1 | 1 | 3 | 1 | 2 | 1 | 1 |  | 0
EOP | Primm | 230 | Solar |  |  | 0 | 0 | 0 | 0 | 0 | 0 | 0 | 0 | 0 | 5 | 5 | 1 | 1 | 1 | 1 | 1 | N/A | N/A | 2 | N/A | N/A | N/A | N/A | N/A | N/A | N/A | 2 | 2 | 4 | 1 | 2 | 1 | 1 |  | 0
PG&E NGBA | Putah Creek | 115 | Solar |  |  | 0 | 3 | 3 | 0 | 3 | 3 | 0 | 0 | 0 | 5 | 5 | 1 | 1 | 1 | 1 | 1 | 1 | 1 | 2 | 2 | 2 | 1 | 1 | 2 | 1 | 1 | 2 | 1 | 3 | 2 | 3 | 1 | 1 |  | 1
SDGE | Q1806 | 138 | Solar |  |  | 0 | 0 | 0 | 0 | 0 | 0 | 0 | 0 | 0 | 1 | 1 | 1 | 1 | 1 | 1 | 0 | 0 | 0 | 2 | 0 | 0 | 0 | 0 | 0 | 0 | 0 | 1 | 1 | 2 | 1 | 3 | 1 | 1 |  | 0
PG&E FRESNO | Quinto | 230 | Solar |  |  | 10 | 140 | 150 | 0 | 0 | 0 | 10 | 140 | 150 | 1 | 1 | 1 | 1 | 1 | 1 | 1 | 1 | 1 | 1 | 1 | 2 | 1 | 1 | 2 | 1 | 1 | 1 | 1 | 4 | 2 | 1 | 2- | 4 | Same total, shifted from FCDS to EODS to align with CI | 1
PG&E GBA | Race Track | 115 | Solar |  |  | 0 | 0 | 0 | 0 | 0 | 0 | 0 | 0 | 0 | 5 | 2 | 1 | 1 | 1 | 1 | 0 | 0 | 0 | 2 | 0 | 0 | 0 | 0 | 0 | 0 | 0 | 2 | 1 | 4 | 1 | 3 | 1 | 1 |  | 0
SDGE | Rancho Mission Viejo | 138 | Solar |  |  | 0 | 0 | 0 | 0 | 0 | 0 | 0 | 0 | 0 | 1 | 1 | 1 | 1 | 1 | 1 | 0 | 0 | 0 | 2 | 0 | 0 | 0 | 0 | 0 | 0 | 0 | 1 | 1 | 2 | 1 | 3 | 1 | 1 |  | 0
PG&E GBA | Rancho Seco | 230 | Solar |  |  | 0 | 0 | 0 | 0 | 0 | 0 | 0 | 0 | 0 | 5 | 2 | 1 | 1 | 1 | 1 | 0 | 0 | 0 | 1 | 0 | 0 | 0 | 0 | 0 | 0 | 0 | 2 | 1 | 1 | 2 | 3 | 1 | 1 |  | 0
SCE Metro | Rancho Vista | 230 | Solar |  |  | 0 | 0 | 0 | 0 | 0 | 0 | 0 | 0 | 0 | 1 | 1 | 1 | 1 | 1 | 1 | 1 | 4 | 1 | 2 | 4 | 1 | 1 | 1 | 1 | 1 | 1 | 1 | 1 | 1 | 1 | 1 | 1 | 1 |  | 0
SCE Metro | Rancho Vista | 500 | Solar |  |  | 0 | 0 | 0 | 0 | 0 | 0 | 0 | 0 | 0 | 1 | 1 | 1 | 1 | 1 | 1 | 1 | 4 | 1 | 2 | 4 | 1 | 1 | 1 | 1 | 1 | 1 | 1 | 1 | 1 | 1 | 1 | 1 | 1 |  | 0
SCE NOL | Ransburg | 115 | Solar |  |  | 0 | 0 | 0 | 0 | 0 | 0 | 0 | 0 | 0 | 3 | 3 | 1 | 1 | 1 | 1 | 1 | 2 | 1 | 2 | 1 | 1 | 1 | 1 | 1 | 2 | 1 | 2 | 1 | 4 | 1 | 1 | 1 | 1 |  | 0
PG&E GBA | Ravenswood | 115 | Solar |  |  | 0 | 0 | 0 | 0 | 0 | 0 | 0 | 0 | 0 | 5 | 2 | 1 | 1 | 1 | 1 | 0 | 0 | 0 | 2 | 0 | 0 | 0 | 0 | 0 | 0 | 0 | 2 | 1 | 2 | 1 | 2 | 1 | 1 |  | 0
PG&E GBA | Ravenswood | 230 | Solar |  |  | 0 | 0 | 0 | 0 | 0 | 0 | 0 | 0 | 0 | 5 | 2 | 1 | 1 | 1 | 1 | 0 | 0 | 0 | 2 | 0 | 0 | 0 | 0 | 0 | 0 | 0 | 2 | 1 | 2 | 1 | 2 | 1 | 1 |  | 0
SCE Northern | Rector | 230 | Solar |  |  | 0 | 0 | 0 | 0 | 0 | 0 | 0 | 0 | 0 | 1 | 1 | 1 | 1 | 1 | 1 | 1 | 2 | 2 | 1 | 1 | 1 | 1 | 1 | 1 | 1 | 1 | 1 | 1 | 2 | 1 | 2 | 2+ | 1 |  | 1
SCE Eastern | Red Bluff | 230 | Solar |  |  | 0 | 463.5 | 463.5 | 0 | 463.5 | 463.5 | 0 | 0 | 0 | 1 | 1 | 1 | 1 | 1 | 1 | 3 | 2 | 1 | 2 | 1 | 2 | 2 | 2 | 2 | 2 | 1 | 2 | 2 | 4 | 1 | 3 | 4+ | 4 | Same total, shifted from FCDS to EODS to align with CI | 1
SCE Eastern | Red Bluff | 500 | Solar |  |  | 175 | 250 | 425 | 175 | 250 | 425 | 0 | 0 | 0 | 1 | 1 | 1 | 1 | 1 | 1 | 3 | 2 | 1 | 2 | 1 | 2 | 2 | 2 | 2 | 2 | 1 | 2 | 2 | 4 | 1 | 3 | 4+ | 1 |  | 1
PG&E NGBA | Redbud | 115 | Solar |  |  | 0 | 0 | 0 | 0 | 0 | 0 | 0 | 0 | 0 | 5 | 5 | 1 | 1 | 1 | 1 | 0 | 0 | 0 | 2 | 0 | 0 | 0 | 0 | 0 | 0 | 0 | 2 | 2 | 4 | 2 | 3 | 1 | 1 |  | 0
SCE Metro | Redondo | 230 | Solar |  |  | 0 | 0 | 0 | 0 | 0 | 0 | 0 | 0 | 0 | 1 | 1 | 1 | 1 | 1 | 1 | 1 | 1 | 1 | 2 | 1 | 1 | 1 | 3 | 3 | 1 | 1 | 1 | 1 | 2 | 1 | 2 | 1 | 1 |  | 0
PG&E FRESNO | Reedley | 115 | Solar |  |  | 0 | 0 | 0 | 0 | 0 | 0 | 0 | 0 | 0 | 5 | 2 | 1 | 1 | 1 | 1 | 1 | 2 | 1 | 1 | 1 | 1 | 1 | 1 | 1 | 1 | 1 | 1 | 1 | 4 | 2 | 1 | 1 | 1 |  | 0
PG&E KERN | Renfro | 115 | Solar |  |  | 0 | 0 | 0 | 0 | 0 | 0 | 0 | 0 | 0 | 1 | 1 | 1 | 1 | 1 | 1 | 1 | 2 | 2 | 1 | 1 | 1 | 1 | 1 | 1 | 1 | 1 | 1 | 1 | 2 | 1 | 2 | 1 | 1 |  | 0
PG&E GBA | Richmond R | 115 | Solar |  |  | 0 | 0 | 0 | 0 | 0 | 0 | 0 | 0 | 0 | 5 | 2 | 1 | 1 | 1 | 1 | 1 | 1 | 1 | 2 | 5 | 1 | 1 | 1 | 2 | 2 | 1 | 2 | 1 | 2 | 1 | 2 | 1 | 1 |  | 0
PG&E NGBA | Rincon | 115 | Solar |  |  | 0 | 0 | 0 | 0 | 0 | 0 | 0 | 0 | 0 | 5 | 5 | 1 | 1 | 1 | 1 | 0 | 0 | 0 | 2 | 0 | 0 | 0 | 0 | 0 | 0 | 0 | 2 | 1 | 3 | 2 | 2 | 1 | 1 |  | 0
PG&E KERN | Rio Bravo | 115 | Solar |  |  | 0 | 0 | 0 | 0 | 0 | 0 | 0 | 0 | 0 | 1 | 1 | 1 | 1 | 1 | 1 | 1 | 2 | 2 | 1 | 1 | 1 | 1 | 1 | 1 | 1 | 1 | 1 | 1 | 2 | 1 | 1 | 1 | 1 |  | 0
SCE Metro | Rio Hondo | 230 | Solar |  |  | 0 | 0 | 0 | 0 | 0 | 0 | 0 | 0 | 0 | 1 | 1 | 1 | 1 | 1 | 1 | 1 | 1 | 1 | 2 | 5 | 1 | 3 | 3 | 4 | 3 | 1 | 1 | 1 | 4 | 1 | 1 | 1 | 1 |  | 0
PG&E NGBA | Rio Oso | 115 | Solar |  |  | 0 | 0 | 0 | 0 | 0 | 0 | 0 | 0 | 0 | 5 | 2 | 1 | 1 | 1 | 1 | 1 | 1 | 1 | 2 | 1 | 1 | 1 | 1 | 2 | 1 | 1 | 2 | 1 | 4 | 1 | 3 | 1 | 1 |  | 0
PG&E NGBA | Rio Oso | 230 | Solar |  |  | 0 | 0 | 0 | 0 | 0 | 0 | 0 | 0 | 0 | 5 | 2 | 1 | 1 | 1 | 1 | 1 | 1 | 1 | 2 | 1 | 1 | 1 | 1 | 2 | 1 | 1 | 2 | 1 | 4 | 1 | 3 | 1+ | 1 |  | 1
PG&E GBA | Ripon | 115 | Solar |  |  | 0 | 0 | 0 | 0 | 0 | 0 | 0 | 0 | 0 | 5 | 2 | 1 | 1 | 1 | 2 | 1 | 2 | 2 | 1 | 1 | 1 | 1 | 1 | 1 | 1 | 1 | 1 | 1 | 2 | 2 | 2 | 1 | 1 |  | 0
PG&E GBA | Riverbank | 115 | Solar |  |  | 0 | 0 | 0 | 0 | 0 | 0 | 0 | 0 | 0 | 5 | 2 | 1 | 1 | 1 | 1 | 1 | 2 | 1 | 1 | 1 | 2 | 1 | 1 | 2 | 1 | 1 | 1 | 1 | 3 | 2 | 2 | 1+ | 1 |  | 1
SCE NOL | Roadway | 115 | Solar |  |  | 211 | 34 | 245 | 200 | 0 | 200 | 11 | 34 | 45 | 1 | 1 | 1 | 1 | 1 | 4 | 1 | 5 | 1 | 2 | 1 | 1 | 1 | 1 | 2 | 1 | 1 | 2 | 1 | 2 | 1 | 1 | 1 | 1 |  | 1
PG&E NGBA | Rock Creek 1 | 230 | Solar |  |  | 0 | 0 | 0 | 0 | 0 | 0 | 0 | 0 | 0 | 5 | 2 | 1 | 1 | 1 | 1 | 0 | 0 | 0 | 2 | 0 | 0 | 0 | 0 | 0 | 0 | 0 | 2 | 2 | 4 | 1 | 3 | 1 | 1 |  | 0
SCE Northern | Rosamond | 66 | Solar |  |  | 0 | 0 | 0 | 0 | 0 | 0 | 0 | 0 | 0 | 1 | 1 | 1 | 1 | 1 | 1 | 0 | 0 | 0 | 2 | 0 | 0 | 0 | 0 | 0 | 0 | 0 | 2 | 1 | 4 | 1 | 3 | 1 | 1 |  | 0
PG&E GBA | Rossmoor | 230 | Solar |  |  | 0 | 0 | 0 | 0 | 0 | 0 | 0 | 0 | 0 | 5 | 5 | 1 | 1 | 1 | 1 | 0 | 0 | 0 | 2 | 0 | 0 | 0 | 0 | 0 | 0 | 0 | 2 | 1 | 4 | 1 | 3 | 1 | 1 |  | 0
PG&E NGBA | Round Mountain | 230 | Solar |  |  | 0 | 0 | 0 | 0 | 0 | 0 | 0 | 0 | 0 | 5 | 2 | 1 | 1 | 1 | 1 | 1 | 1 | 1 | 2 | 5 | 3 | 1 | 1 | 3 | 2 | 1 | 2 | 2 | 4 | 2 | 3 | 1 | 1 |  | 0
PG&E NGBA | Round Mountain | 500 | Solar |  |  | 0 | 0 | 0 | 0 | 0 | 0 | 0 | 0 | 0 | 5 | 2 | 1 | 1 | 1 | 1 | 1 | 1 | 1 | 2 | 5 | 3 | 1 | 1 | 3 | 2 | 1 | 2 | 2 | 4 | 2 | 3 | 1 | 1 |  | 0
PG&E GBA | Salado | 115 | Solar |  |  | 0 | 0 | 0 | 0 | 0 | 0 | 0 | 0 | 0 | 1 | 1 | 1 | 1 | 1 | 1 | 0 | 0 | 0 | 1 | 0 | 0 | 0 | 0 | 0 | 0 | 0 | 1 | 1 | 4 | 2 | 1 | 1 | 1 |  | 0
PG&E GBA | Salado | 60 | Solar |  |  | 0 | 0 | 0 | 0 | 0 | 0 | 0 | 0 | 0 | 1 | 1 | 1 | 1 | 1 | 1 | 0 | 0 | 0 | 1 | 0 | 0 | 0 | 0 | 0 | 0 | 0 | 1 | 1 | 4 | 2 | 1 | 1 | 1 |  | 0
PG&E GBA | Salinas | 115 | Solar |  |  | 0 | 0 | 0 | 0 | 0 | 0 | 0 | 0 | 0 | 1 | 1 | 1 | 1 | 1 | 1 | 0 | 0 | 0 | 1 | 0 | 0 | 0 | 0 | 0 | 0 | 0 | 2 | 2 | 3 | 2 | 2 | 1 | 1 |  | 0
SDGE | Salt Creek | 69 | Solar |  |  | 0 | 0 | 0 | 0 | 0 | 0 | 0 | 0 | 0 | 1 | 1 | 1 | 1 | 1 | 1 | 0 | 0 | 0 | 2 | 0 | 0 | 0 | 0 | 0 | 0 | 0 | 2 | 1 | 3 | 1 | 2 | 1 | 1 |  | 0
SCE Eastern | San Bernardino | 230 | Solar |  |  | 0 | 0 | 0 | 0 | 0 | 0 | 0 | 0 | 0 | 1 | 1 | 1 | 1 | 1 | 1 | 1 | 3 | 1 | 2 | 5 | 1 | 1 | 2 | 3 | 1 | 1 | 1 | 1 | 2 | 1 | 2 | 1 | 1 |  | 0
PG&E GBA | SAN FRAN A (POTRERO PP) | 115 | Solar |  |  | 0 | 0 | 0 | 0 | 0 | 0 | 0 | 0 | 0 | 5 | 2 | 1 | 1 | 1 | 1 | 0 | 0 | 0 | 2 | 0 | 0 | 0 | 0 | 0 | 0 | 0 | 2 | 1 | 2 | 1 | 2 | 1 | 1 |  | 0
PG&E GBA | SAN FRAN A (POTRERO PP) | 230 | Solar |  |  | 0 | 0 | 0 | 0 | 0 | 0 | 0 | 0 | 0 | 5 | 2 | 1 | 1 | 1 | 1 | 0 | 0 | 0 | 2 | 0 | 0 | 0 | 0 | 0 | 0 | 0 | 2 | 1 | 2 | 1 | 2 | 1 | 1 |  | 0
PG&E GBA | San Jose A | 115 | Solar |  |  | 0 | 0 | 0 | 0 | 0 | 0 | 0 | 0 | 0 | 1 | 1 | 1 | 1 | 1 | 1 | 0 | 0 | 0 | 2 | 0 | 0 | 0 | 0 | 0 | 0 | 0 | 2 | 1 | 2 | 2 | 2 | 1 | 1 |  | 0
PG&E GBA | San Jose B | 115 | Solar |  |  | 0 | 0 | 0 | 0 | 0 | 0 | 0 | 0 | 0 | 1 | 1 | 1 | 1 | 1 | 1 | 0 | 0 | 0 | 2 | 0 | 0 | 0 | 0 | 0 | 0 | 0 | 2 | 1 | 3 | 2 | 2 | 1 | 1 |  | 0
PG&E GBA | San Leandro U | 115 | Solar |  |  | 0 | 0 | 0 | 0 | 0 | 0 | 0 | 0 | 0 | 5 | 2 | 1 | 1 | 1 | 1 | 0 | 0 | 0 | 2 | 0 | 0 | 0 | 0 | 0 | 0 | 0 | 2 | 1 | 3 | 1 | 2 | 1 | 1 |  | 0
PG&E KERN | San Luis Obispo | 115 | Solar |  |  | 0 | 0 | 0 | 0 | 0 | 0 | 0 | 0 | 0 | 1 | 1 | 1 | 1 | 1 | 1 | 1 | 1 | 1 | 2 | 5 | 1 | 1 | 2 | 2 | 1 | 1 | 2 | 2 | 4 | 2 | 3 | 1 | 1 |  | 0
PG&E KERN | San Luis Obispo | 70 | Solar |  |  | 0 | 0 | 0 | 0 | 0 | 0 | 0 | 0 | 0 | 1 | 1 | 1 | 1 | 1 | 1 | 1 | 1 | 1 | 2 | 5 | 1 | 1 | 2 | 2 | 1 | 1 | 2 | 2 | 4 | 2 | 3 | 1 | 1 |  | 0
SDGE | San Luis Rey | 230 | Solar |  |  | 0 | 0 | 0 | 0 | 0 | 0 | 0 | 0 | 0 | 1 | 1 | 1 | 1 | 1 | 1 | 1 | 4 | 1 | 2 | 5 | 2 | 1 | 2 | 3 | 1 | 1 | 2 | 1 | 4 | 1 | 3 | 1 | 1 |  | 0
SDGE | San Luis Rey | 69 | Solar |  |  | 0 | 0 | 0 | 0 | 0 | 0 | 0 | 0 | 0 | 1 | 1 | 1 | 1 | 1 | 1 | 1 | 4 | 1 | 2 | 5 | 2 | 1 | 2 | 3 | 1 | 1 | 2 | 1 | 4 | 1 | 3 | 1+ | 1 |  | 1
SDGE | San Marcos | 69 | Solar |  |  | 0 | 0 | 0 | 0 | 0 | 0 | 0 | 0 | 0 | 1 | 1 | 1 | 1 | 1 | 1 | 0 | 0 | 0 | 2 | 0 | 0 | 0 | 0 | 0 | 0 | 0 | 2 | 1 | 2 | 1 | 3 | 1 | 1 |  | 0
SCE Metro | San Onofre | 230 | Solar |  |  | 0 | 0 | 0 | 0 | 0 | 0 | 0 | 0 | 0 | 1 | 1 | 1 | 1 | 1 | 1 | 1 | 1 | 1 | 2 | 5 | 1 | 3 | 3 | 3 | 2 | 1 | 2 | 1 | 4 | 1 | 3 | 1 | 1 |  | 0
PG&E GBA | San Pablo | 115 | Solar |  |  | 0 | 0 | 0 | 0 | 0 | 0 | 0 | 0 | 0 | 5 | 2 | 1 | 1 | 1 | 1 | 0 | 0 | 0 | 2 | 0 | 0 | 0 | 0 | 0 | 0 | 0 | 2 | 1 | 2 | 1 | 1 | 1 | 1 |  | 0
PG&E GBA | San Ramon | 230 | Solar |  |  | 0 | 0 | 0 | 0 | 0 | 0 | 0 | 0 | 0 | 5 | 2 | 1 | 1 | 1 | 1 | 0 | 0 | 0 | 2 | 0 | 0 | 0 | 0 | 0 | 0 | 0 | 2 | 1 | 2 | 1 | 3 | 1 | 1 |  | 0
SDGE | San Ysidro | 69 | Solar |  |  | 0 | 0 | 0 | 0 | 0 | 0 | 0 | 0 | 0 | 1 | 1 | 1 | 1 | 1 | 1 | 0 | 0 | 0 | 2 | 0 | 0 | 0 | 0 | 0 | 0 | 0 | 2 | 1 | 2 | 1 | 2 | 1 | 1 |  | 0
SCE NOL | Sandlot | 230 | Solar |  |  | 0 | 0 | 0 | 0 | 0 | 0 | 0 | 0 | 0 | 3 | 3 | 1 | 1 | 1 | 1 | 0 | 0 | 0 | 2 | 0 | 0 | 0 | 0 | 0 | 0 | 0 | 2 | 1 | 4 | 1 | 2 | 1 | 1 |  | 0
EOP | Sandy | 138 | Solar |  |  | 0 | 0 | 0 | 0 | 0 | 0 | 0 | 0 | 0 | 5 | 5 | 1 | 1 | 1 | 1 | 1 | N/A | N/A | 2 | N/A | N/A | N/A | N/A | N/A | N/A | N/A | 2 | 2 | 4 | 1 | 3 | 1 | 1 |  | 0
PG&E FRESNO | Sanger | 115 | Solar |  |  | 0 | 0 | 0 | 0 | 0 | 0 | 0 | 0 | 0 | 5 | 2 | 5 | 2 | 1 | 1 | 1 | 3 | 2 | 1 | 1 | 1 | 1 | 1 | 1 | 1 | 1 | 1 | 1 | 2 | 2 | 2 | 1+ | 1 |  | 1
SCE Northern | Santa Clara | 230 | Solar |  |  | 0 | 0 | 0 | 0 | 0 | 0 | 0 | 0 | 0 | 5 | 5 | 1 | 1 | 1 | 1 | 1 | 1 | 1 | 2 | 5 | 1 | 1 | 1 | 1 | 1 | 1 | 2 | 1 | 3 | 1 | 2 | 1 | 1 |  | 0
PG&E NGBA | Santa Rosa A | 115 | Solar |  |  | 0 | 0 | 0 | 0 | 0 | 0 | 0 | 0 | 0 | 5 | 5 | 1 | 1 | 1 | 1 | 0 | 0 | 0 | 2 | 0 | 0 | 0 | 0 | 0 | 0 | 0 | 2 | 1 | 3 | 2 | 2 | 1 | 1 |  | 0
PG&E GBA | Santa Teresa | 115 | Solar |  |  | 0 | 0 | 0 | 0 | 0 | 0 | 0 | 0 | 0 | 1 | 1 | 1 | 1 | 1 | 1 | 0 | 0 | 0 | 2 | 0 | 0 | 0 | 0 | 0 | 0 | 0 | 2 | 1 | 2 | 2 | 2 | 1 | 1 |  | 0
SDGE | Santee | 138 | Solar |  |  | 0 | 0 | 0 | 0 | 0 | 0 | 0 | 0 | 0 | 5 | 5 | 1 | 1 | 1 | 1 | 0 | 0 | 0 | 2 | 0 | 0 | 0 | 0 | 0 | 0 | 0 | 2 | 1 | 2 | 1 | 2 | 1 | 1 |  | 0
SCE Metro | Santiago | 230 | Solar |  |  | 0 | 0 | 0 | 0 | 0 | 0 | 0 | 0 | 0 | 1 | 1 | 1 | 1 | 1 | 1 | 1 | 4 | 1 | 2 | 5 | 1 | 2 | 2 | 3 | 1 | 1 | 1 | 1 | 2 | 1 | 2 | 1 | 1 |  | 0
PG&E GBA | Saratoga | 230 | Solar |  |  | 0 | 0 | 0 | 0 | 0 | 0 | 0 | 0 | 0 | 1 | 1 | 1 | 1 | 1 | 1 | 0 | 0 | 0 | 2 | 0 | 0 | 0 | 0 | 0 | 0 | 0 | 2 | 1 | 4 | 2 | 3 | 1 | 1 |  | 0
SCE Northern | Saugus | 230 | Solar |  |  | 0 | 0 | 0 | 0 | 0 | 0 | 0 | 0 | 0 | 5 | 5 | 1 | 1 | 1 | 1 | 1 | 2 | 1 | 2 | 5 | 1 | 1 | 1 | 2 | 1 | 1 | 1 | 1 | 3 | 1 | 3 | 1 | 1 |  | 0
PG&E FRESNO | Schindler | 115 | Solar |  |  | 0 | 0 | 0 | 0 | 0 | 0 | 0 | 0 | 0 | 1 | 1 | 1 | 1 | 1 | 1 | 1 | 1 | 1 | 1 | 1 | 1 | 1 | 1 | 1 | 1 | 1 | 1 | 1 | 4 | 2 | 1 | 1+ | 1 |  | 1
PG&E FRESNO | Schindler | 70 | Solar |  |  | 0 | 0 | 0 | 0 | 0 | 0 | 0 | 0 | 0 | 1 | 1 | 1 | 1 | 1 | 1 | 1 | 1 | 1 | 1 | 1 | 1 | 1 | 1 | 1 | 1 | 1 | 1 | 1 | 4 | 2 | 1 | 1 | 1 |  | 0
PG&E GBA | Schulte | 115 | Solar |  |  | 0 | 0 | 0 | 0 | 0 | 0 | 0 | 0 | 0 | 5 | 2 | 1 | 1 | 1 | 1 | 1 | 1 | 1 | 1 | 5 | 1 | 1 | 1 | 1 | 1 | 1 | 1 | 1 | 1 | 2 | 2 | 1 | 1 |  | 0
SDGE | Scripps | 69 | Solar |  |  | 0 | 0 | 0 | 0 | 0 | 0 | 0 | 0 | 0 | 1 | 1 | 1 | 1 | 1 | 1 | 0 | 0 | 0 | 2 | 0 | 0 | 0 | 0 | 0 | 0 | 0 | 2 | 1 | 2 | 1 | 3 | 1 | 1 |  | 0
PG&E KERN | Semitropic | 115 | Solar |  |  | 0 | 0 | 0 | 0 | 0 | 0 | 0 | 0 | 0 | 1 | 1 | 1 | 1 | 1 | 1 | 1 | 1 | 2 | 1 | 1 | 1 | 1 | 1 | 2 | 1 | 1 | 1 | 1 | 3 | 1 | 1 | 1+ | 1 |  | 1
SCE Metro | Serrano | 230 | Solar |  |  | 0 | 0 | 0 | 0 | 0 | 0 | 0 | 0 | 0 | 1 | 1 | 1 | 1 | 1 | 1 | 1 | 1 | 1 | 2 | 5 | 2 | 1 | 1 | 3 | 1 | 1 | 1 | 1 | 2 | 1 | 2 | 1 | 1 |  | 0
SCE Metro | Serrano | 500 | Solar |  |  | 0 | 0 | 0 | 0 | 0 | 0 | 0 | 0 | 0 | 1 | 1 | 1 | 1 | 1 | 1 | 1 | 1 | 1 | 2 | 5 | 2 | 1 | 1 | 3 | 1 | 1 | 1 | 1 | 2 | 1 | 2 | 1 | 1 |  | 0
SDGE | Shadowridge | 138 | Solar |  |  | 0 | 0 | 0 | 0 | 0 | 0 | 0 | 0 | 0 | 1 | 1 | 1 | 1 | 1 | 1 | 0 | 0 | 0 | 2 | 0 | 0 | 0 | 0 | 0 | 0 | 0 | 2 | 1 | 3 | 1 | 3 | 1 | 1 |  | 0
PG&E KERN | Shafter | 115 | Solar |  |  | 0 | 0 | 0 | 0 | 0 | 0 | 0 | 0 | 0 | 1 | 1 | 1 | 1 | 1 | 1 | 1 | 1 | 3 | 1 | 1 | 1 | 1 | 1 | 1 | 1 | 1 | 1 | 1 | 3 | 1 | 1 | 1+ | 1 |  | 1
PG&E NGBA | Silverado | 115 | Solar |  |  | 0 | 0 | 0 | 0 | 0 | 0 | 0 | 0 | 0 | 5 | 5 | 1 | 1 | 1 | 1 | 0 | 0 | 0 | 2 | 0 | 0 | 0 | 0 | 0 | 0 | 0 | 2 | 1 | 4 | 2 | 3 | 1 | 1 |  | 0
SDGE | Silvergate | 230 | Solar |  |  | 0 | 0 | 0 | 0 | 0 | 0 | 0 | 0 | 0 | 1 | 1 | 1 | 1 | 1 | 1 | 1 | 3 | 1 | 2 | 1 | 1 | 1 | 3 | 3 | 1 | 1 | 2 | 1 | 1 | 1 | 1 | 1 | 1 |  | 0
SDGE | Silvergate | 69 | Solar |  |  | 0 | 0 | 0 | 0 | 0 | 0 | 0 | 0 | 0 | 1 | 1 | 1 | 1 | 1 | 1 | 1 | 3 | 1 | 2 | 1 | 1 | 1 | 3 | 3 | 1 | 1 | 2 | 1 | 1 | 1 | 1 | 1 | 1 |  | 0
PG&E KERN | Sisquoc | 115 | Solar |  |  | 0 | 0 | 0 | 0 | 0 | 0 | 0 | 0 | 0 | 1 | 1 | 1 | 1 | 1 | 1 | 1 | 1 | 1 | 2 | 3 | 1 | 1 | 1 | 1 | 1 | 1 | 2 | 2 | 4 | 1 | 3 | 1 | 1 |  | 0
EOP | Sloan Canyon | 230 | Solar |  |  | 0 | 0 | 0 | 0 | 0 | 0 | 0 | 0 | 0 | 5 | 5 | 1 | 1 | 2 | 1 | 1 | N/A | N/A | 2 | N/A | N/A | N/A | N/A | N/A | N/A | N/A | 2 | 2 | 3 | 1 | 3 | 1+ | 1 |  | 1
EOP | Sloan Canyon | 500 | Solar |  |  | 0 | 0 | 0 | 0 | 0 | 0 | 0 | 0 | 0 | 5 | 5 | 1 | 1 | 1 | 1 | 1 | N/A | N/A | 2 | N/A | N/A | N/A | N/A | N/A | N/A | N/A | 2 | 2 | 3 | 1 | 3 | 1 | 1 |  | 0
PG&E KERN | Smyrna | 115 | Solar |  |  | 0 | 0 | 0 | 0 | 0 | 0 | 0 | 0 | 0 | 1 | 1 | 1 | 1 | 1 | 1 | 1 | 1 | 1 | 1 | 1 | 1 | 1 | 1 | 1 | 1 | 1 | 1 | 1 | 4 | 1 | 1 | 1 | 1 |  | 0
PG&E GBA | Sobrante | 115 | Solar |  |  | 0 | 0 | 0 | 0 | 0 | 0 | 0 | 0 | 0 | 5 | 2 | 1 | 1 | 1 | 1 | 0 | 0 | 0 | 2 | 0 | 0 | 0 | 0 | 0 | 0 | 0 | 2 | 1 | 2 | 1 | 3 | 1 | 1 |  | 0
PG&E GBA | Sobrante | 230 | Solar |  |  | 0 | 0 | 0 | 0 | 0 | 0 | 0 | 0 | 0 | 5 | 2 | 1 | 1 | 1 | 1 | 0 | 0 | 0 | 2 | 0 | 0 | 0 | 0 | 0 | 0 | 0 | 2 | 1 | 2 | 1 | 3 | 1 | 1 |  | 0
PG&E KERN | Solar | 230 | Solar |  |  | 0 | 0 | 0 | 0 | 0 | 0 | 0 | 0 | 0 | 1 | 1 | 1 | 1 | 1 | 1 | 1 | 1 | 1 | 2 | 2 | 1 | 1 | 1 | 2 | 2 | 1 | 2 | 1 | 4 | 2 | 3 | 1 | 1 |  | 0
PG&E GBA | Soledad | 115 | Solar |  |  | 0 | 0 | 0 | 0 | 0 | 0 | 0 | 0 | 0 | 1 | 1 | 1 | 1 | 1 | 1 | 0 | 0 | 0 | 2 | 0 | 0 | 0 | 0 | 0 | 0 | 0 | 2 | 2 | 4 | 2 | 3 | 1 | 1 |  | 0
PG&E GBA | Soledad | 60 | Solar |  |  | 0 | 0 | 0 | 0 | 0 | 0 | 0 | 0 | 0 | 1 | 1 | 1 | 1 | 1 | 1 | 1 | 1 | 1 | 2 | 2 | 1 | 1 | 1 | 1 | 1 | 1 | 2 | 2 | 4 | 2 | 3 | 1 | 1 |  | 0
SDGE | Spring Valley | 69 | Solar |  |  | 0 | 0 | 0 | 0 | 0 | 0 | 0 | 0 | 0 | 1 | 1 | 1 | 1 | 1 | 1 | 0 | 0 | 0 | 2 | 0 | 0 | 0 | 0 | 0 | 0 | 0 | 2 | 1 | 2 | 1 | 2 | 1 | 1 |  | 0
SCE Northern | Springville | 230 | Solar |  |  | 0 | 0 | 0 | 0 | 0 | 0 | 0 | 0 | 0 | 1 | 1 | 1 | 1 | 1 | 1 | 1 | 2 | 1 | 1 | 3 | 2 | 1 | 1 | 3 | 2 | 1 | 1 | 1 | 4 | 1 | 1 | 4+ | 1 |  | 1
PG&E GBA | Stagg | 230 | Solar |  |  | 0 | 0 | 0 | 0 | 0 | 0 | 0 | 0 | 0 | 5 | 2 | 1 | 1 | 1 | 1 | 1 | 1 | 3 | 1 | 1 | 1 | 1 | 1 | 1 | 1 | 1 | 1 | 1 | 3 | 2 | 2 | 1 | 1 |  | 0
PG&E GBA | Standard Oil | 115 | Solar |  |  | 0 | 0 | 0 | 0 | 0 | 0 | 0 | 0 | 0 | 5 | 2 | 1 | 1 | 1 | 1 | 0 | 0 | 0 | 2 | 0 | 0 | 0 | 0 | 0 | 0 | 0 | 2 | 1 | 1 | 1 | 2 | 1+ | 1 |  | 1
PG&E GBA | Stanislaus | 115 | Solar |  |  | 0 | 0 | 0 | 0 | 0 | 0 | 0 | 0 | 0 | 5 | 2 | 1 | 1 | 1 | 1 | 0 | 0 | 0 | 2 | 0 | 0 | 0 | 0 | 0 | 0 | 0 | 2 | 1 | 4 | 1 | 3 | 1 | 1 |  | 0
PG&E KERN | Stockdale | 115 | Solar |  |  | 0 | 0 | 0 | 0 | 0 | 0 | 0 | 0 | 0 | 1 | 1 | 1 | 1 | 1 | 1 | 1 | 2 | 2 | 1 | 1 | 1 | 1 | 1 | 1 | 1 | 1 | 1 | 1 | 2 | 1 | 2 | 1 | 1 |  | 0
PG&E KERN | Stockdale | 230 | Solar |  |  | 0 | 0 | 0 | 0 | 0 | 0 | 0 | 0 | 0 | 1 | 1 | 1 | 1 | 1 | 1 | 1 | 2 | 2 | 1 | 1 | 1 | 1 | 1 | 1 | 1 | 1 | 1 | 1 | 2 | 1 | 2 | 1 | 1 |  | 0
PG&E GBA | Stockton A | 115 | Solar |  |  | 0 | 0 | 0 | 0 | 0 | 0 | 0 | 0 | 0 | 5 | 2 | 1 | 1 | 1 | 1 | 0 | 0 | 0 | 1 | 0 | 0 | 0 | 0 | 0 | 0 | 0 | 1 | 1 | 3 | 2 | 1 | 1 | 1 |  | 0
PG&E GBA | Stone | 115 | Solar |  |  | 0 | 0 | 0 | 0 | 0 | 0 | 0 | 0 | 0 | 1 | 1 | 1 | 1 | 1 | 1 | 0 | 0 | 0 | 2 | 0 | 0 | 0 | 0 | 0 | 0 | 0 | 2 | 1 | 3 | 2 | 2 | 1 | 1 |  | 0
PG&E FRESNO | Storey | 230 | Solar |  |  | 0 | 0 | 0 | 0 | 0 | 0 | 0 | 0 | 0 | 5 | 2 | 5 | 2 | 1 | 1 | 0 | 0 | 0 | 1 | 0 | 0 | 0 | 0 | 0 | 0 | 0 | 1 | 1 | 4 | 2 | 1 | 1 | 1 |  | 0
PG&E NGBA | Summit | 115 | Solar |  |  | 0 | 0 | 0 | 0 | 0 | 0 | 0 | 0 | 0 | 5 | 2 | 1 | 1 | 1 | 1 | 0 | N/A | N/A | 2 | N/A | N/A | N/A | N/A | N/A | N/A | N/A | 2 | 1 | 4 | 2 | 3 | 1 | 1 |  | 0
SDGE | Suncrest | 230 | Solar |  |  | 0 | 0 | 0 | 0 | 0 | 0 | 0 | 0 | 0 | 1 | 1 | 1 | 1 | 1 | 1 | 1 | 2 | 1 | 2 | 5 | 1 | 1 | 2 | 2 | 2 | 1 | 2 | 1 | 4 | 1 | 3 | 1 | 1 |  | 0
SDGE | Suncrest | 500 | Solar |  |  | 0 | 0 | 0 | 0 | 0 | 0 | 0 | 0 | 0 | 1 | 1 | 1 | 1 | 1 | 1 | 1 | 2 | 1 | 2 | 5 | 1 | 1 | 2 | 2 | 2 | 1 | 2 | 1 | 4 | 1 | 3 | 1 | 1 |  | 0
PG&E KERN | Sunrise | 230 | Solar |  |  | 0 | 0 | 0 | 0 | 0 | 0 | 0 | 0 | 0 | 1 | 1 | 1 | 1 | 1 | 1 | 0 | 0 | 0 | 1 | 0 | 0 | 0 | 0 | 0 | 0 | 0 | 1 | 1 | 1 | 1 | 1 | 1 | 1 |  | 0
PG&E KERN | Sunset | 230 | Solar |  |  | 0 | 0 | 0 | 0 | 0 | 0 | 0 | 0 | 0 | 1 | 1 | 1 | 1 | 1 | 1 | 0 | 0 | 0 | 1 | 0 | 0 | 0 | 0 | 0 | 0 | 0 | 1 | 1 | 1 | 1 | 1 | 1 | 1 |  | 0
PG&E GBA | Swift | 115 | Solar |  |  | 0 | 0 | 0 | 0 | 0 | 0 | 0 | 0 | 0 | 1 | 1 | 1 | 1 | 1 | 1 | 0 | 0 | 0 | 2 | 0 | 0 | 0 | 0 | 0 | 0 | 0 | 2 | 1 | 2 | 2 | 2 | 1 | 1 |  | 0
SDGE | Sycamore Canyon | 138 | Solar |  |  | 0 | 0 | 0 | 0 | 0 | 0 | 0 | 0 | 0 | 5 | 5 | 1 | 1 | 1 | 1 | 1 | 3 | 1 | 2 | 5 | 3 | 2 | 2 | 5 | 1 | 1 | 2 | 1 | 4 | 1 | 3 | 1 | 1 |  | 0
SDGE | Sycamore Canyon | 230 | Solar |  |  | 0 | 0 | 0 | 0 | 0 | 0 | 0 | 0 | 0 | 1 | 1 | 1 | 1 | 1 | 1 | 1 | 3 | 1 | 2 | 5 | 3 | 2 | 2 | 5 | 1 | 1 | 2 | 1 | 4 | 1 | 3 | 1 | 1 |  | 0
SDGE | Sycamore Canyon | 69 | Solar |  |  | 0 | 0 | 0 | 0 | 0 | 0 | 0 | 0 | 0 | 1 | 1 | 1 | 1 | 1 | 1 | 1 | 3 | 1 | 2 | 5 | 3 | 2 | 2 | 5 | 1 | 1 | 2 | 1 | 4 | 1 | 3 | 1 | 1 |  | 0
SCE Northern | Sylmar | 230 | Solar |  |  | 0 | 0 | 0 | 0 | 0 | 0 | 0 | 0 | 0 | 5 | 5 | 1 | 1 | 1 | 1 | 1 | 2 | 1 | 2 | 5 | 1 | 1 | 1 | 1 | 1 | 1 | 1 | 1 | 2 | 1 | 1 | 1 | 1 |  | 0
PG&E NGBA | Table Mountain | 115 | Solar |  |  | 0 | 0 | 0 | 0 | 0 | 0 | 0 | 0 | 0 | 5 | 2 | 1 | 1 | 1 | 1 | 1 | 1 | 1 | 2 | 2 | 3 | 1 | 2 | 4 | 1 | 1 | 2 | 1 | 3 | 2 | 1 | 1 | 1 |  | 0
PG&E NGBA | Table Mountain | 230 | Solar |  |  | 0 | 0 | 0 | 0 | 0 | 0 | 0 | 0 | 0 | 5 | 2 | 1 | 1 | 1 | 1 | 1 | 1 | 1 | 2 | 2 | 3 | 1 | 2 | 4 | 1 | 1 | 2 | 1 | 3 | 2 | 1 | 1 | 1 |  | 0
PG&E NGBA | Table Mountain | 500 | Solar |  |  | 0 | 0 | 0 | 0 | 0 | 0 | 0 | 0 | 0 | 5 | 2 | 1 | 1 | 1 | 1 | 1 | 1 | 1 | 2 | 2 | 3 | 1 | 2 | 4 | 1 | 1 | 2 | 1 | 3 | 2 | 1 | 1 | 1 |  | 0
PG&E NGBA | Table Mountain | 60 | Solar |  |  | 0 | 0 | 0 | 0 | 0 | 0 | 0 | 0 | 0 | 5 | 2 | 1 | 1 | 1 | 1 | 1 | 1 | 1 | 2 | 2 | 3 | 1 | 2 | 4 | 1 | 1 | 2 | 1 | 3 | 2 | 1 | 1 | 1 |  | 0
PG&E KERN | Taft | 115 | Solar |  |  | 0 | 3 | 3 | 0 | 3 | 3 | 0 | 0 | 0 | 1 | 1 | 1 | 1 | 1 | 1 | 1 | 1 | 1 | 1 | 1 | 1 | 2 | 3 | 4 | 1 | 1 | 1 | 1 | 2 | 1 | 2 | 1 | 1 |  | 1
SDGE | Talega | 138 | Solar |  |  | 0 | 0 | 0 | 0 | 0 | 0 | 0 | 0 | 0 | 1 | 1 | 1 | 1 | 1 | 1 | 1 | 4 | 1 | 2 | 5 | 1 | 2 | 2 | 3 | 2 | 1 | 2 | 1 | 3 | 1 | 3 | 1 | 1 |  | 0
SDGE | Talega | 230 | Solar |  |  | 0 | 0 | 0 | 0 | 0 | 0 | 0 | 0 | 0 | 1 | 1 | 1 | 1 | 1 | 1 | 1 | 4 | 1 | 2 | 5 | 1 | 2 | 2 | 3 | 2 | 1 | 2 | 1 | 3 | 1 | 3 | 1 | 1 |  | 0
PG&E GBA | Tassajara | 230 | Solar |  |  | 0 | 0 | 0 | 0 | 0 | 0 | 0 | 0 | 0 | 5 | 2 | 1 | 1 | 1 | 1 | 0 | 0 | 0 | 2 | 0 | 0 | 0 | 0 | 0 | 0 | 0 | 2 | 1 | 3 | 1 | 3 | 1 | 1 |  | 0
PG&E KERN | Tejon | 70 | Solar |  |  | 0 | 0 | 0 | 0 | 0 | 0 | 0 | 0 | 0 | 1 | 1 | 1 | 1 | 1 | 1 | 0 | 0 | 0 | 1 | 0 | 0 | 0 | 0 | 0 | 0 | 0 | 1 | 1 | 3 | 1 | 1 | 1 | 1 |  | 0
SDGE | Telegraph Canyon | 138 | Solar |  |  | 0 | 0 | 0 | 0 | 0 | 0 | 0 | 0 | 0 | 1 | 1 | 1 | 1 | 1 | 1 | 0 | 0 | 0 | 2 | 0 | 0 | 0 | 0 | 0 | 0 | 0 | 2 | 1 | 2 | 1 | 2 | 1 | 1 |  | 0
PG&E KERN | Temblor | 115 | Solar |  |  | 0 | 0 | 0 | 0 | 0 | 0 | 0 | 0 | 0 | 1 | 1 | 1 | 1 | 1 | 1 | 1 | 1 | 1 | 1 | 1 | 1 | 1 | 1 | 2 | 1 | 1 | 1 | 1 | 2 | 1 | 1 | 1 | 1 |  | 0
PG&E KERN | Templeton | 230 | Solar |  |  | 0 | 0 | 0 | 0 | 0 | 0 | 0 | 0 | 0 | 1 | 1 | 1 | 1 | 1 | 1 | 1 | 2 | 1 | 1 | 4 | 1 | 1 | 1 | 1 | 1 | 1 | 2 | 2 | 4 | 2 | 3 | 1 | 1 |  | 0
PG&E KERN | Templeton | 70 | Solar |  |  | 0 | 0 | 0 | 0 | 0 | 0 | 0 | 0 | 0 | 1 | 1 | 1 | 1 | 1 | 1 | 1 | 2 | 1 | 1 | 4 | 1 | 1 | 1 | 1 | 1 | 1 | 2 | 2 | 4 | 2 | 3 | 1 | 1 |  | 0
PG&E GBA | Tesla | 115 | Solar |  |  | 0 | 0 | 0 | 0 | 0 | 0 | 0 | 0 | 0 | 1 | 1 | 1 | 1 | 1 | 1 | 1 | 2 | 1 | 2 | 1 | 3 | 2 | 2 | 3 | 1 | 1 | 2 | 1 | 2 | 1 | 2 | 1 | 1 |  | 0
PG&E GBA | Tesla | 230 | Solar |  |  | 0 | 0 | 0 | 0 | 0 | 0 | 0 | 0 | 0 | 5 | 2 | 1 | 1 | 2 | 2 | 1 | 2 | 1 | 2 | 1 | 3 | 2 | 2 | 3 | 1 | 1 | 2 | 1 | 2 | 1 | 2 | 1 | 1 |  | 0
PG&E GBA | Tesla | 500 | Solar |  |  | 0 | 0 | 0 | 0 | 0 | 0 | 0 | 0 | 0 | 1 | 1 | 1 | 1 | 2 | 1 | 1 | 2 | 1 | 2 | 1 | 3 | 2 | 2 | 3 | 1 | 1 | 2 | 1 | 2 | 1 | 2 | 4+ | 1 |  | 1
PG&E KERN | Tevis | 115 | Solar |  |  | 0 | 0 | 0 | 0 | 0 | 0 | 0 | 0 | 0 | 1 | 1 | 1 | 1 | 1 | 1 | 1 | 2 | 1 | 1 | 1 | 1 | 1 | 2 | 2 | 1 | 1 | 1 | 1 | 2 | 1 | 2 | 1 | 1 |  | 0
EOP | Thousandaire | 138 | Solar |  |  | 0 | 0 | 0 | 0 | 0 | 0 | 0 | 0 | 0 | 5 | 5 | 1 | 1 | 1 | 1 | 1 | N/A | N/A | 2 | N/A | N/A | N/A | N/A | N/A | N/A | N/A | 2 | 2 | 4 | 1 | 3 | 1 | 1 |  | 0
PG&E KERN | Topaz | 230 | Solar |  |  | 0 | 0 | 0 | 0 | 0 | 0 | 0 | 0 | 0 | 1 | 1 | 1 | 1 | 1 | 1 | 0 | 0 | 0 | 2 | 0 | 0 | 0 | 0 | 0 | 0 | 0 | 1 | 1 | 3 | 1 | 2 | 1 | 1 |  | 0
SCE NOL | Tortilla | 115 | Solar |  |  | 0 | 0 | 0 | 0 | 0 | 0 | 0 | 0 | 0 | 3 | 3 | 1 | 1 | 1 | 1 | 1 | 3 | 1 | 2 | 1 | 2 | 2 | 1 | 3 | 1 | 1 | 2 | 1 | 4 | 1 | 2 | 1+ | 1 |  | 1
SDGE | Trabuco | 138 | Solar |  |  | 0 | 0 | 0 | 0 | 0 | 0 | 0 | 0 | 0 | 1 | 1 | 1 | 1 | 1 | 1 | 1 | 4 | 1 | 2 | 5 | 1 | 2 | 3 | 3 | 1 | 1 | 1 | 1 | 1 | 1 | 2 | 1 | 1 |  | 0
PG&E GBA | Tracy | 115 | Solar |  |  | 0 | 0 | 0 | 0 | 0 | 0 | 0 | 0 | 0 | 5 | 2 | 1 | 1 | 1 | 1 | 0 | 0 | 0 | 2 | 0 | 0 | 0 | 0 | 0 | 0 | 0 | 2 | 1 | 3 | 1 | 2 | 1 | 1 |  | 0
PG&E FRESNO | Tranquility | 230 | Solar |  |  | 100 | 600 | 700 | 0 | 600 | 600 | 100 | 0 | 100 | 5 | 2 | 1 | 1 | 1 | 2 | 1 | 2 | 1 | 1 | 1 | 1 | 1 | 1 | 1 | 1 | 1 | 1 | 1 | 4 | 2 | 1 | 4+ | 4 | More total mapped, less FCDS as shifted to EODS to align with in-dev | 1
PG&E GBA | Trimble | 115 | Solar |  |  | 0 | 0 | 0 | 0 | 0 | 0 | 0 | 0 | 0 | 1 | 1 | 1 | 1 | 1 | 1 | 0 | 0 | 0 | 2 | 0 | 0 | 0 | 0 | 0 | 0 | 0 | 2 | 1 | 3 | 2 | 2 | 1 | 1 |  | 0
EOP | Trout Canyon | 230 | Solar |  |  | 566 | 745 | 1311 | 125 | 650 | 775 | 441 | 95 | 536 | 5 | 5 | 1 | 1 | 3 | 3 | 1 | N/A | N/A | 2 | N/A | N/A | N/A | N/A | N/A | N/A | N/A | 2 | 2 | 4 | 1 | 3 | 4+ | 1 |  | 1
EOP | Trout Canyon | 500 | Solar |  |  | 0 | 0 | 0 | 0 | 0 | 0 | 0 | 0 | 0 | 5 | 5 | 1 | 1 | 1 | 1 | 2 | N/A | N/A | 2 | N/A | N/A | N/A | N/A | N/A | N/A | N/A | 2 | 2 | 4 | 1 | 3 | 1+ | 1 |  | 1
PG&E NGBA | Tulucay | 230 | Solar |  |  | 0 | 0 | 0 | 0 | 0 | 0 | 0 | 0 | 0 | 5 | 5 | 1 | 1 | 1 | 1 | 1 | 3 | 1 | 2 | 2 | 2 | 1 | 1 | 3 | 1 | 1 | 2 | 1 | 3 | 2 | 3 | 1 | 4 | Shifted to lower voltage bus to align with In-dev res | 1
PG&E NGBA | Tulucay | 60 | Solar |  |  | 24.5 | 0 | 24.5 | 0 | 0 | 0 | 24.5 | 0 | 24.5 | 5 | 5 | 1 | 1 | 1 | 3 | 1 | 3 | 1 | 2 | 2 | 2 | 1 | 1 | 3 | 1 | 1 | 2 | 1 | 3 | 2 | 3 | 1 | 1 |  | 1
PG&E KERN | Tupman | 115 | Solar |  |  | 0 | 0 | 0 | 0 | 0 | 0 | 0 | 0 | 0 | 1 | 1 | 1 | 1 | 1 | 1 | 1 | 1 | 1 | 1 | 1 | 1 | 1 | 2 | 2 | 1 | 1 | 1 | 1 | 2 | 1 | 1 | 1 | 4 | Less to better align with CI | 1
PG&E NGBA | Ukiah | 115 | Solar |  |  | 0 | 0 | 0 | 0 | 0 | 0 | 0 | 0 | 0 | 5 | 5 | 1 | 1 | 1 | 1 | 1 | 1 | 1 | 2 | 5 | 1 | 1 | 2 | 2 | 2 | 1 | 2 | 2 | 4 | 2 | 3 | 1 | 1 |  | 0
PG&E KERN | Union (Estrella) | 70 | Solar |  |  | 0 | 0 | 0 | 0 | 0 | 0 | 0 | 0 | 0 | 1 | 1 | 1 | 1 | 1 | 1 | 0 | 0 | 0 | 1 | 0 | 0 | 0 | 0 | 0 | 0 | 0 | 2 | 2 | 4 | 2 | 3 | 1 | 1 |  | 0
PG&E NGBA | Vaca Dixon | 115 | Solar |  |  | 0 | 0 | 0 | 0 | 0 | 0 | 0 | 0 | 0 | 5 | 5 | 1 | 1 | 1 | 1 | 1 | 1 | 2 | 2 | 1 | 1 | 1 | 1 | 1 | 1 | 1 | 2 | 1 | 1 | 1 | 3 | 1 | 1 |  | 0
PG&E NGBA | Vaca Dixon | 230 | Solar |  |  | 0 | 0 | 0 | 0 | 0 | 0 | 0 | 0 | 0 | 5 | 5 | 1 | 1 | 1 | 1 | 1 | 1 | 2 | 2 | 1 | 1 | 1 | 1 | 1 | 1 | 1 | 2 | 1 | 1 | 1 | 3 | 1+ | 1 |  | 1
PG&E NGBA | Vaca Dixon | 500 | Solar |  |  | 0 | 0 | 0 | 0 | 0 | 0 | 0 | 0 | 0 | 5 | 5 | 1 | 1 | 1 | 1 | 1 | 1 | 2 | 2 | 1 | 1 | 1 | 1 | 1 | 1 | 1 | 2 | 1 | 1 | 1 | 3 | 1+ | 1 |  | 1
PG&E NGBA | Vaca Dixon | 60 | Solar |  |  | 0 | 0 | 0 | 0 | 0 | 0 | 0 | 0 | 0 | 5 | 5 | 1 | 1 | 1 | 1 | 1 | 1 | 2 | 2 | 1 | 1 | 1 | 1 | 1 | 1 | 1 | 2 | 1 | 1 | 1 | 3 | 1 | 1 |  | 0
SCE Eastern | Valley (SCE) | 500 | Solar |  |  | 0 | 0 | 0 | 0 | 0 | 0 | 0 | 0 | 0 | 1 | 1 | 1 | 1 | 1 | 1 | 1 | 4 | 1 | 2 | 5 | 1 | 1 | 2 | 2 | 1 | 1 | 1 | 1 | 2 | 1 | 2 | 1+ | 1 |  | 1
EOP | Valley (VEA) | 138 | Solar |  |  | 0 | 0 | 0 | 0 | 0 | 0 | 0 | 0 | 0 | 5 | 5 | 1 | 1 | 1 | 1 | 1 | N/A | N/A | 2 | N/A | N/A | N/A | N/A | N/A | N/A | N/A | 2 | 2 | 4 | 1 | 3 | 1 | 1 |  | 0
SDGE | Valley Center | 69 | Solar |  |  | 0 | 0 | 0 | 0 | 0 | 0 | 0 | 0 | 0 | 1 | 1 | 1 | 1 | 1 | 1 | 0 | 0 | 0 | 2 | 0 | 0 | 0 | 0 | 0 | 0 | 0 | 2 | 1 | 4 | 1 | 3 | 1 | 1 |  | 0
PG&E GBA | Valley Home | 115 | Solar |  |  | 0 | 0 | 0 | 0 | 0 | 0 | 0 | 0 | 0 | 5 | 2 | 1 | 1 | 1 | 1 | 0 | 0 | 0 | 1 | 0 | 0 | 0 | 0 | 0 | 0 | 0 | 1 | 1 | 4 | 2 | 1 | 1 | 1 |  | 0
PG&E GBA | Valley Springs | 230 | Solar |  |  | 0 | 0 | 0 | 0 | 0 | 0 | 0 | 0 | 0 | 5 | 2 | 1 | 1 | 1 | 1 | 0 | 0 | 0 | 1 | 0 | 0 | 0 | 0 | 0 | 0 | 0 | 2 | 1 | 4 | 1 | 3 | 1+ | 1 |  | 1
PG&E GBA | Valley Springs | 60 | Solar |  |  | 0 | 0 | 0 | 0 | 0 | 0 | 0 | 0 | 0 | 5 | 2 | 1 | 1 | 1 | 1 | 0 | 0 | 0 | 1 | 0 | 0 | 0 | 0 | 0 | 0 | 0 | 2 | 1 | 4 | 1 | 3 | 1 | 1 |  | 0
EOP | Valley Switch | 138 | Solar |  |  | 0 | 0 | 0 | 0 | 0 | 0 | 0 | 0 | 0 | 5 | 5 | 1 | 1 | 1 | 1 | 1 | N/A | N/A | 2 | N/A | N/A | N/A | N/A | N/A | N/A | N/A | 2 | 2 | 4 | 1 | 3 | 1+ | 1 |  | 1
EOP | Valley Switch | 230 | Solar |  |  | 0 | 0 | 0 | 0 | 0 | 0 | 0 | 0 | 0 | 5 | 5 | 1 | 1 | 1 | 1 | 1 | N/A | N/A | 2 | N/A | N/A | N/A | N/A | N/A | N/A | N/A | 2 | 2 | 4 | 1 | 3 | 1+ | 1 |  | 1
PG&E GBA | Vasco | 230 | Solar |  |  | 0 | 0 | 0 | 0 | 0 | 0 | 0 | 0 | 0 | 5 | 5 | 1 | 1 | 1 | 1 | 0 | 0 | 0 | 2 | 0 | 0 | 0 | 0 | 0 | 0 | 0 | 2 | 1 | 3 | 1 | 3 | 1 | 1 |  | 0
PG&E GBA | Vasona | 230 | Solar |  |  | 0 | 0 | 0 | 0 | 0 | 0 | 0 | 0 | 0 | 1 | 1 | 1 | 1 | 1 | 1 | 0 | 0 | 0 | 2 | 0 | 0 | 0 | 0 | 0 | 0 | 0 | 2 | 1 | 4 | 2 | 3 | 1 | 1 |  | 0
SCE Northern | Vestal | 230 | Solar |  |  | 125 | 275 | 400 | 0 | 50 | 50 | 125 | 225 | 350 | 1 | 1 | 1 | 1 | 1 | 1 | 1 | 2 | 1 | 1 | 1 | 1 | 1 | 1 | 1 | 1 | 1 | 1 | 1 | 4 | 1 | 1 | 2- | 4 | More total mapped, less FCDS as shifted to EODS to align with in-dev | 1
SCE Northern | Vestal | 66 | Solar |  |  | 0 | 0 | 0 | 0 | 0 | 0 | 0 | 0 | 0 | 1 | 1 | 1 | 1 | 1 | 4 | 1 | 2 | 1 | 1 | 1 | 1 | 1 | 1 | 1 | 1 | 1 | 1 | 1 | 4 | 1 | 1 | 1 | 1 |  | 0
SCE NOL | Victor | 115 | Solar |  |  | 0 | 0 | 0 | 0 | 0 | 0 | 0 | 0 | 0 | 1 | 1 | 1 | 1 | 1 | 1 | 1 | 4 | 1 | 2 | 1 | 1 | 1 | 1 | 2 | 1 | 1 | 2 | 1 | 3 | 1 | 2 | 1+ | 1 |  | 1
SCE NOL | Victor | 230 | Solar |  |  | 0 | 0 | 0 | 0 | 0 | 0 | 0 | 0 | 0 | 1 | 1 | 1 | 1 | 1 | 1 | 1 | 4 | 1 | 2 | 1 | 1 | 1 | 1 | 2 | 1 | 1 | 2 | 1 | 3 | 1 | 2 | 1+ | 1 |  | 1
SCE Metro | Viejo | 230 | Solar |  |  | 0 | 0 | 0 | 0 | 0 | 0 | 0 | 0 | 0 | 1 | 1 | 1 | 1 | 1 | 1 | 1 | 4 | 1 | 2 | 5 | 2 | 1 | 2 | 3 | 2 | 1 | 1 | 1 | 3 | 1 | 2 | 1 | 1 |  | 0
PG&E GBA | Vierra | 115 | Solar |  |  | 0 | 0 | 0 | 0 | 0 | 0 | 0 | 0 | 0 | 5 | 2 | 1 | 1 | 1 | 2 | 1 | 2 | 2 | 1 | 1 | 1 | 1 | 1 | 1 | 1 | 1 | 1 | 1 | 1 | 2 | 1 | 1 | 1 |  | 0
SCE Metro | Villa Park | 230 | Solar |  |  | 0 | 0 | 0 | 0 | 0 | 0 | 0 | 0 | 0 | 1 | 1 | 1 | 1 | 1 | 1 | 1 | 2 | 1 | 2 | 5 | 2 | 1 | 1 | 3 | 1 | 1 | 1 | 1 | 2 | 1 | 2 | 1 | 1 |  | 0
SCE Northern | Vincent | 230 | Solar |  |  | 0 | 0 | 0 | 0 | 0 | 0 | 0 | 0 | 0 | 1 | 1 | 1 | 1 | 1 | 1 | 1 | 4 | 1 | 2 | 5 | 1 | 1 | 1 | 1 | 1 | 1 | 2 | 1 | 4 | 1 | 3 | 4+ | 4 | Shifted to North of Path 26 for improve reliability SERVM analysis | 1
SCE Northern | Vincent | 500 | Solar |  |  | 0 | 0 | 0 | 0 | 0 | 0 | 0 | 0 | 0 | 1 | 1 | 1 | 1 | 1 | 1 | 1 | 4 | 1 | 2 | 5 | 1 | 1 | 1 | 1 | 1 | 1 | 2 | 1 | 4 | 1 | 3 | 1+ | 1 |  | 1
PG&E GBA | Vineyard | 230 | Solar |  |  | 0 | 0 | 0 | 0 | 0 | 0 | 0 | 0 | 0 | 5 | 5 | 1 | 1 | 1 | 1 | 0 | 0 | 0 | 2 | 0 | 0 | 0 | 0 | 0 | 0 | 0 | 2 | 1 | 2 | 1 | 3 | 1 | 1 |  | 0
SDGE | Vineyard | 69 | Solar |  |  | 0 | 0 | 0 | 0 | 0 | 0 | 0 | 0 | 0 | 1 | 1 | 1 | 1 | 1 | 1 | 0 | 0 | 0 | 2 | 0 | 0 | 0 | 0 | 0 | 0 | 0 | 2 | 1 | 2 | 1 | 3 | 1 | 1 |  | 0
SCE Eastern | Vista (SCE) | 230 | Solar |  |  | 0 | 0 | 0 | 0 | 0 | 0 | 0 | 0 | 0 | 1 | 1 | 1 | 1 | 1 | 1 | 1 | 4 | 1 | 2 | 5 | 1 | 2 | 3 | 5 | 1 | 1 | 1 | 1 | 2 | 1 | 1 | 1 | 1 |  | 0
EOP | Vista (VEA) | 138 | Solar |  |  | 0 | 0 | 0 | 0 | 0 | 0 | 0 | 0 | 0 | 5 | 5 | 1 | 1 | 1 | 1 | 1 | N/A | N/A | 2 | N/A | N/A | N/A | N/A | N/A | N/A | N/A | 2 | 2 | 4 | 1 | 3 | 1 | 1 |  | 0
EOP | Vista (VEA) | 230 | Solar |  |  | 0 | 0 | 0 | 0 | 0 | 0 | 0 | 0 | 0 | 5 | 5 | 1 | 1 | 1 | 1 | 1 | N/A | N/A | 2 | N/A | N/A | N/A | N/A | N/A | N/A | N/A | 2 | 2 | 4 | 1 | 3 | 2+ | 1 |  | 1
PG&E FRESNO | Wahtoke | 115 | Solar |  |  | 0 | 0 | 0 | 0 | 0 | 0 | 0 | 0 | 0 | 5 | 2 | 5 | 2 | 1 | 1 | 1 | 3 | 2 | 1 | 1 | 1 | 1 | 1 | 1 | 1 | 1 | 1 | 1 | 3 | 2 | 1 | 1 | 1 |  | 0
SCE Northern | Wakefield | 66 | Solar |  |  | 0 | 0 | 0 | 0 | 0 | 0 | 0 | 0 | 0 | 5 | 5 | 1 | 1 | 1 | 3 | 0 | 0 | 0 | 2 | 0 | 0 | 0 | 0 | 0 | 0 | 0 | 2 | 1 | 4 | 1 | 3 | 1 | 1 |  | 0
SCE Metro | Walnut | 230 | Solar |  |  | 0 | 0 | 0 | 0 | 0 | 0 | 0 | 0 | 0 | 1 | 1 | 1 | 1 | 1 | 1 | 1 | 2 | 1 | 2 | 5 | 2 | 1 | 1 | 2 | 1 | 1 | 1 | 1 | 1 | 1 | 1 | 1 | 1 |  | 0
SCE Northern | Warne | 230 | Solar |  |  | 0 | 0 | 0 | 0 | 0 | 0 | 0 | 0 | 0 | 5 | 5 | 1 | 1 | 1 | 1 | 0 | 0 | 0 | 2 | 0 | 0 | 0 | 0 | 0 | 0 | 0 | 1 | 1 | 4 | 1 | 3 | 1 | 1 |  | 0
PG&E GBA | Warnerville | 230 | Solar |  |  | 0 | 0 | 0 | 0 | 0 | 0 | 0 | 0 | 0 | 5 | 2 | 1 | 1 | 1 | 1 | 1 | 2 | 1 | 2 | 1 | 2 | 1 | 1 | 3 | 1 | 1 | 1 | 1 | 3 | 2 | 2 | 1 | 1 |  | 0
PG&E FRESNO | Waukena | 115 | Solar |  |  | 0 | 0 | 0 | 0 | 0 | 0 | 0 | 0 | 0 | 5 | 2 | 5 | 2 | 1 | 1 | 1 | 1 | 1 | 1 | 1 | 1 | 1 | 1 | 1 | 1 | 1 | 1 | 1 | 4 | 2 | 1 | 1+ | 1 |  | 1
PG&E GBA | Weber | 230 | Solar |  |  | 0 | 0 | 0 | 0 | 0 | 0 | 0 | 0 | 0 | 5 | 2 | 1 | 1 | 1 | 1 | 1 | 2 | 2 | 1 | 1 | 1 | 1 | 1 | 1 | 1 | 1 | 1 | 1 | 3 | 2 | 1 | 1+ | 1 |  | 1
PG&E GBA | Weber | 60 | Solar |  |  | 0 | 0 | 0 | 0 | 0 | 0 | 0 | 0 | 0 | 5 | 2 | 1 | 1 | 1 | 3 | 1 | 2 | 2 | 1 | 1 | 1 | 1 | 1 | 1 | 1 | 1 | 1 | 1 | 3 | 2 | 1 | 1 | 1 |  | 0
PG&E FRESNO | West Fresno | 115 | Solar |  |  | 0 | 0 | 0 | 0 | 0 | 0 | 0 | 0 | 0 | 5 | 2 | 1 | 1 | 1 | 1 | 1 | 3 | 2 | 1 | 1 | 1 | 1 | 1 | 1 | 1 | 1 | 1 | 1 | 2 | 2 | 1 | 1 | 1 |  | 0
PG&E FRESNO | Westley | 230 | Solar |  |  | 0 | 0 | 0 | 0 | 0 | 0 | 0 | 0 | 0 | 1 | 1 | 1 | 1 | 1 | 1 | 1 | 2 | 2 | 1 | 1 | 2 | 1 | 1 | 3 | 1 | 1 | 1 | 1 | 4 | 2 | 1 | 1 | 1 |  | 0
PG&E KERN | Westpark | 115 | Solar |  |  | 0 | 0 | 0 | 0 | 0 | 0 | 0 | 0 | 0 | 1 | 1 | 1 | 1 | 1 | 1 | 1 | 2 | 1 | 1 | 1 | 1 | 1 | 1 | 1 | 1 | 1 | 1 | 1 | 3 | 1 | 1 | 1 | 1 |  | 0
PG&E KERN | Wheeler Ridge | 230 | Solar |  |  | 300 | 200 | 500 | 200 | 0 | 200 | 100 | 200 | 300 | 1 | 1 | 1 | 1 | 1 | 1 | 2 | 2 | 2 | 1 | 1 | 1 | 1 | 1 | 1 | 1 | 1 | 1 | 1 | 4 | 1 | 1 | 2- | 1 |  | 1
PG&E KERN | Wheeler Ridge | 115 | Solar |  |  | 0 | 0 | 0 | 0 | 0 | 0 | 0 | 0 | 0 | 1 | 1 | 1 | 1 | 1 | 1 | 2 | 2 | 2 | 1 | 1 | 1 | 1 | 1 | 1 | 1 | 1 | 1 | 1 | 4 | 1 | 1 | 1 | 1 |  | 0
PG&E KERN | Wheeler Ridge | 70 | Solar |  |  | 0 | 0 | 0 | 0 | 0 | 0 | 0 | 0 | 0 | 1 | 1 | 1 | 1 | 1 | 4 | 2 | 2 | 2 | 1 | 1 | 1 | 1 | 1 | 1 | 1 | 1 | 1 | 1 | 4 | 1 | 1 | 1 | 1 |  | 0
SCE Northern | Whirlwind | 230 | Solar |  |  | 218 | 188 | 406 | 218 | 188 | 406 | 0 | 0 | 0 | 1 | 1 | 1 | 1 | 1 | 2 | 1 | 4 | 1 | 2 | 2 | 1 | 1 | 1 | 2 | 1 | 1 | 2 | 1 | 4 | 1 | 3 | 4+ | 3 | More total mapped, less FCDS as shifted to EODS to align with in-dev | 1
SCE Northern | Whirlwind | 500 | Solar |  |  | 0 | 0 | 0 | 0 | 0 | 0 | 0 | 0 | 0 | 1 | 1 | 1 | 1 | 1 | 1 | 1 | 4 | 1 | 2 | 2 | 1 | 1 | 1 | 2 | 1 | 1 | 2 | 1 | 4 | 1 | 3 | 1+ | 1 |  | 1
PG&E GBA | Whisman | 115 | Solar |  |  | 0 | 0 | 0 | 0 | 0 | 0 | 0 | 0 | 0 | 1 | 1 | 1 | 1 | 1 | 1 | 0 | 0 | 0 | 2 | 0 | 0 | 0 | 0 | 0 | 0 | 0 | 2 | 1 | 2 | 2 | 2 | 1 | 1 |  | 0
SCE Eastern | Wildlife | 230 | Solar |  |  | 0 | 0 | 0 | 0 | 0 | 0 | 0 | 0 | 0 | 1 | 1 | 1 | 1 | 1 | 1 | 0 | 0 | 0 | 2 | 0 | 0 | 0 | 0 | 0 | 0 | 0 | 1 | 1 | 1 | 1 | 1 | 1 | 1 |  | 0
PG&E FRESNO | Wilson | 115 | Solar |  |  | 0 | 0 | 0 | 0 | 0 | 0 | 0 | 0 | 0 | 5 | 2 | 1 | 1 | 1 | 1 | 1 | 1 | 1 | 1 | 1 | 2 | 2 | 2 | 3 | 1 | 1 | 1 | 1 | 4 | 2 | 1 | 1 | 1 |  | 0
PG&E FRESNO | Wilson | 230 | Solar |  |  | 0 | 0 | 0 | 0 | 0 | 0 | 0 | 0 | 0 | 5 | 2 | 5 | 2 | 2 | 1 | 1 | 1 | 1 | 1 | 1 | 2 | 2 | 2 | 3 | 1 | 1 | 1 | 1 | 4 | 2 | 1 | 1 | 1 |  | 0
SCE Northern | Windhub | 230 | Solar |  |  | 0 | 1020 | 1020 | 0 | 1020 | 1020 | 0 | 0 | 0 | 1 | 1 | 1 | 1 | 1 | 3 | 2 | 5 | 1 | 2 | 2 | 1 | 1 | 1 | 2 | 1 | 1 | 2 | 1 | 4 | 1 | 2 | 4+ | 4 | More total mapped, less FCDS as shifted to EODS to align with in-dev | 1
SCE Northern | Windhub | 500 | Solar |  |  | 778.5 | 0 | 778.5 | 153 | 0 | 153 | 625.5 | 0 | 625.5 | 1 | 1 | 1 | 1 | 1 | 1 | 2 | 5 | 1 | 2 | 2 | 1 | 1 | 1 | 2 | 1 | 1 | 2 | 1 | 4 | 1 | 2 | 2+ | 1 |  | 1
PG&E GBA | Windmaster | 230 | Solar |  |  | 0 | 0 | 0 | 0 | 0 | 0 | 0 | 0 | 0 | 5 | 2 | 1 | 1 | 1 | 1 | 0 | 0 | 0 | 2 | 0 | 0 | 0 | 0 | 0 | 0 | 0 | 2 | 1 | 2 | 1 | 2 | 1 | 1 |  | 0
PG&E NGBA | Windsor | 60 | Solar |  |  | 0 | 0 | 0 | 0 | 0 | 0 | 0 | 0 | 0 | 5 | 5 | 1 | 1 | 1 | 1 | 0 | 0 | 0 | 2 | 0 | 0 | 0 | 0 | 0 | 0 | 0 | 1 | 1 | 2 | 1 | 2 | 1 | 1 |  | 0
PG&E NGBA | Woodland | 115 | Solar |  |  | 0 | 12 | 12 | 0 | 12 | 12 | 0 | 0 | 0 | 5 | 2 | 1 | 1 | 1 | 1 | 1 | 1 | 2 | 2 | 1 | 2 | 1 | 1 | 2 | 1 | 1 | 2 | 1 | 4 | 2 | 3 | 1 | 1 |  | 1
PG&E FRESNO | Woodward | 115 | Solar |  |  | 0 | 0 | 0 | 0 | 0 | 0 | 0 | 0 | 0 | 5 | 2 | 5 | 2 | 1 | 1 | 0 | 0 | 0 | 1 | 0 | 0 | 0 | 0 | 0 | 0 | 0 | 1 | 1 | 2 | 2 | 2 | 1 | 1 |  | 0
PG&E NGBA | Wyandotte | 115 | Solar |  |  | 0 | 0 | 0 | 0 | 0 | 0 | 0 | 0 | 0 | 5 | 2 | 1 | 1 | 1 | 1 | 1 | 2 | 1 | 2 | 2 | 3 | 1 | 1 | 4 | 1 | 1 | 2 | 1 | 2 | 2 | 2 | 1 | 1 |  | 0
PG&E KERN | 7th Standard | 115 | Battery |  |  | 0 | 0 | 0 | 0 | 0 | 0 | 0 | 0 | 0 | 1 | 1 | 1 | 1 |  | 1 | [11 empty] | 1 | 1 | 3 | 1 | 2 | 2+ | 1 |  | 1
SCE Metro | Alamitos | 230 | Battery |  |  | 82 | 0 | 82 | 82 | 0 | 82 | 0 | 0 | 0 | 1 | 1 | 1 | 1 |  | 2 | [11 empty] | 1 | 1 | 1 | 1 | 1 | 4+ | 1 |  | 1
SCE Eastern | Alberhill | 115 | Battery |  |  | 0 | 0 | 0 | 0 | 0 | 0 | 0 | 0 | 0 | 1 | 1 | 1 | 1 |  | 1 | [11 empty] | 1 | 1 | 4 | 1 | 1 | 1+ | 1 |  | 1
SCE Eastern | Alberhill | 500 | Battery |  |  | 0 | 0 | 0 | 0 | 0 | 0 | 0 | 0 | 0 | 1 | 1 | 1 | 1 |  | 1 | [11 empty] | 1 | 1 | 4 | 1 | 1 | 1 | 1 |  | 0
PG&E GBA | Alhambra | 115 | Battery |  |  | 0 | 0 | 0 | 0 | 0 | 0 | 0 | 0 | 0 | 5 | 2 | 1 | 1 |  | 1 | [11 empty] | 2 | 1 | 2 | 1 | 2 | 1 | 1 |  | 0
PG&E FRESNO | Alpaugh | 115 | Battery |  |  | 10 | 0 | 10 | 10 | 0 | 10 | 0 | 0 | 0 | 1 | 1 | 1 | 1 |  | 1 | [11 empty] | 1 | 1 | 3 | 1 | 1 | 2+ | 1 |  | 1
SDGE | Alpine | 69 | Battery |  |  | 6 | 0 | 6 | 6 | 0 | 6 | 0 | 0 | 0 | 1 | 1 | 1 | 1 |  | 3 | [11 empty] | 2 | 1 | 4 | 1 | 3 | 1 | 1 |  | 1
PG&E GBA | Altamont Midway (Sandhill) | 230 | Battery |  |  | 0 | 0 | 0 | 0 | 0 | 0 | 0 | 0 | 0 | 5 | 2 | 1 | 1 |  | 1 | [11 empty] | 2 | 1 | 2 | 1 | 3 | 1 | 1 |  | 0
SCE Northern | Antelope | 66 | Battery |  |  | 0 | 0 | 0 | 0 | 0 | 0 | 0 | 0 | 0 | 1 | 1 | 1 | 1 |  | 3 | [11 empty] | 2 | 1 | 4 | 1 | 3 | 1 | 1 |  | 0
SCE Northern | Antelope | 230 | Battery |  |  | 28 | 0 | 28 | 28 | 0 | 28 | 0 | 0 | 0 | 1 | 1 | 1 | 1 |  | 2 | [11 empty] | 2 | 1 | 4 | 1 | 3 | 4+ | 4 | Batteries shifted to better align with in-dev | 1
SCE Northern | Antelope | 500 | Battery |  |  | 0 | 0 | 0 | 0 | 0 | 0 | 0 | 0 | 0 | 1 | 1 | 1 | 1 |  | 1 | [11 empty] | 2 | 1 | 4 | 1 | 3 | 1+ | 1 |  | 1
PG&E NGBA | Arcata | 60 | Battery |  |  | 2.5 | 0 | 2.5 | 2.5 | 0 | 2.5 | 0 | 0 | 0 | 5 | 2 | 1 | 1 |  | 3 | [11 empty] | 2 | 2 | 4 | 2 | 3 | 1 | 1 |  | 1
PG&E KERN | Arco | 230 | Battery |  |  | 0 | 125 | 125 | 0 | 0 | 0 | 0 | 125 | 125 | 1 | 1 | 1 | 1 |  | 1 | [11 empty] | 1 | 1 | 4 | 1 | 1 | 4+ | 3 | Batteries shifted to better align with in-dev | 1
PG&E KERN | Arco | 70 | Battery |  |  | 2 | 0 | 2 | 2 | 0 | 2 | 0 | 0 | 0 | 1 | 1 | 1 | 1 |  | 3 | [11 empty] | 1 | 1 | 4 | 1 | 1 | 2+ | 1 |  | 1
SCE Metro | ArcoGen | 230 | Battery |  |  | 0 | 0 | 0 | 0 | 0 | 0 | 0 | 0 | 0 | 1 | 1 | 1 | 1 |  | 1 | [11 empty] | 1 | 1 | 1 | 1 | 1 | 1 | 1 |  | 0
SDGE | Artesian | 230 | Battery |  |  | 0 | 0 | 0 | 0 | 0 | 0 | 0 | 0 | 0 | 1 | 1 | 1 | 1 |  | 1 | [11 empty] | 2 | 1 | 2 | 1 | 3 | 1 | 1 |  | 0
SDGE | Artesian | 69 | Battery |  |  | 0 | 0 | 0 | 0 | 0 | 0 | 0 | 0 | 0 | 1 | 1 | 1 | 1 |  | 1 | [11 empty] | 2 | 1 | 2 | 1 | 3 | 1 | 1 |  | 0
PG&E FRESNO | Ashlan | 230 | Battery |  |  | 0 | 0 | 0 | 0 | 0 | 0 | 0 | 0 | 0 | 5 | 2 | 5 | 2 |  | 1 | [11 empty] | 1 | 1 | 2 | 2 | 1 | 1 | 1 |  | 0
PG&E NGBA | Atlantic | 115 | Battery |  |  | 0 | 0 | 0 | 0 | 0 | 0 | 0 | 0 | 0 | 5 | 2 | 1 | 1 |  | 1 | [11 empty] | 2 | 1 | 2 | 2 | 3 | 1 | 1 |  | 0
PG&E NGBA | Atlantic | 230 | Battery |  |  | 0 | 0 | 0 | 0 | 0 | 0 | 0 | 0 | 0 | 5 | 2 | 1 | 1 |  | 1 | [11 empty] | 2 | 1 | 2 | 2 | 3 | 1 | 1 |  | 0
PG&E NGBA | Atlantic | 60 | Battery |  |  | 0 | 0 | 0 | 0 | 0 | 0 | 0 | 0 | 0 | 5 | 2 | 1 | 1 |  | 1 | [11 empty] | 2 | 1 | 2 | 2 | 3 | 1 | 1 |  | 0
PG&E FRESNO | Atwater | 115 | Battery |  |  | 0 | 0 | 0 | 0 | 0 | 0 | 0 | 0 | 0 | 5 | 2 | 5 | 2 |  | 1 | [11 empty] | 1 | 1 | 2 | 2 | 1 | 4+ | 1 |  | 1
PG&E GBA | Avena | 115 | Battery |  |  | 0 | 0 | 0 | 0 | 0 | 0 | 0 | 0 | 0 | 5 | 2 | 1 | 1 |  | 1 | [11 empty] | 1 | 1 | 3 | 2 | 1 | 1 | 1 |  | 0
SDGE | Avocado | 69 | Battery |  |  | 29.6 | 0 | 29.6 | 29.6 | 0 | 29.6 | 0 | 0 | 0 | 1 | 1 | 1 | 1 |  | 3 | [11 empty] | 2 | 1 | 3 | 1 | 3 | 1 | 1 |  | 1
PG&E NGBA | Bahia | 230 | Battery |  |  | 0 | 0 | 0 | 0 | 0 | 0 | 0 | 0 | 0 | 5 | 5 | 1 | 1 |  | 1 | [11 empty] | 2 | 1 | 1 | 1 | 2 | 1 | 1 |  | 0
SCE Northern | Bailey | 230 | Battery |  |  | 0 | 0 | 0 | 0 | 0 | 0 | 0 | 0 | 0 | 5 | 5 | 1 | 1 |  | 1 | [11 empty] | 1 | 1 | 4 | 1 | 3 | 1 | 1 |  | 0
SCE NOL | Baker | 115 | Battery |  |  | 0 | 0 | 0 | 0 | 0 | 0 | 0 | 0 | 0 | 3 | 3 | 1 | 1 |  | 1 | [11 empty] | 2 | 2 | 4 | 1 | 1 | 1 | 1 |  | 0
PG&E KERN | Bakersfield | 230 | Battery |  |  | 0 | 0 | 0 | 0 | 0 | 0 | 0 | 0 | 0 | 1 | 1 | 1 | 1 |  | 1 | [11 empty] | 1 | 1 | 3 | 1 | 1 | 1 | 1 |  | 0
PG&E FRESNO | Balch | 230 | Battery |  |  | 0 | 0 | 0 | 0 | 0 | 0 | 0 | 0 | 0 | 5 | 2 | 1 | 1 |  | 1 | [11 empty] | 1 | 1 | 4 | 2 | 3 | 1 | 1 |  | 0
SCE Eastern | Bannister | 230 | Battery |  |  | 0 | 0 | 0 | 0 | 0 | 0 | 0 | 0 | 0 | 5 | 5 | 3 | 3 |  | 1 | [11 empty] | 2 | 1 | 2 | 2 | 1 | 1 | 1 |  | 0
SCE Metro | Barre | 230 | Battery |  |  | 10 | 0 | 10 | 10 | 0 | 10 | 0 | 0 | 0 | 1 | 1 | 1 | 1 |  | 5 | [11 empty] | 1 | 1 | 1 | 1 | 1 | 4+ | 1 |  | 1
SDGE | Bay Boulevard | 69 | Battery |  |  | 0 | 0 | 0 | 0 | 0 | 0 | 0 | 0 | 0 | 1 | 1 | 1 | 1 |  | 1 | [11 empty] | 2 | 1 | 2 | 1 | 1 | 1 | 1 |  | 0
SDGE | Bay Boulevard | 230 | Battery |  |  | 0 | 0 | 0 | 0 | 0 | 0 | 0 | 0 | 0 | 1 | 1 | 1 | 1 |  | 1 | [11 empty] | 2 | 1 | 2 | 1 | 1 | 1 | 1 |  | 0
EOP | Beatty | 138 | Battery |  |  | 0 | 0 | 0 | 0 | 0 | 0 | 0 | 0 | 0 | 5 | 5 | 1 | 1 |  | 1 | [11 empty] | 2 | 2 | 4 | 1 | 3 | 1 | 1 |  | 0
EOP | Beatty | 230 | Battery |  |  | 0 | 0 | 0 | 0 | 0 | 0 | 0 | 0 | 0 | 5 | 5 | 1 | 1 |  | 1 | [11 empty] | 2 | 2 | 4 | 1 | 3 | 2+ | 1 |  | 1
PG&E NGBA | Belden | 230 | Battery |  |  | 0 | 0 | 0 | 0 | 0 | 0 | 0 | 0 | 0 | 5 | 2 | 1 | 1 |  | 1 | [11 empty] | 2 | 2 | 4 | 1 | 3 | 1 | 1 |  | 0
PG&E NGBA | Bell | 115 | Battery |  |  | 0 | 0 | 0 | 0 | 0 | 0 | 0 | 0 | 0 | 5 | 2 | 1 | 1 |  | 1 | [11 empty] | 2 | 1 | 4 | 2 | 3 | 1 | 1 |  | 0
PG&E NGBA | Bellevue | 115 | Battery |  |  | 0 | 0 | 0 | 0 | 0 | 0 | 0 | 0 | 0 | 5 | 5 | 1 | 1 |  | 1 | [11 empty] | 2 | 1 | 2 | 2 | 2 | 1 | 1 |  | 0
PG&E GBA | Bellota | 115 | Battery |  |  | 0 | 0 | 0 | 0 | 0 | 0 | 0 | 0 | 0 | 5 | 2 | 1 | 1 |  | 1 | [11 empty] | 1 | 1 | 4 | 2 | 3 | 2+ | 1 |  | 1
PG&E GBA | Bellota | 230 | Battery |  |  | 0 | 0 | 0 | 0 | 0 | 0 | 0 | 0 | 0 | 5 | 2 | 1 | 1 |  | 1 | [11 empty] | 1 | 1 | 4 | 2 | 3 | 1+ | 1 |  | 1
SCE Northern | Big Creek | 230 | Battery |  |  | 0 | 0 | 0 | 0 | 0 | 0 | 0 | 0 | 0 | 1 | 1 | 1 | 1 |  | 1 | [11 empty] | 1 | 1 | 4 | 2 | 3 | 1 | 1 |  | 0
PG&E FRESNO | Biola | 70 | Battery |  |  | 0 | 0 | 0 | 0 | 0 | 0 | 0 | 0 | 0 | 5 | 2 | 5 | 2 |  | 1 | [11 empty] | 1 | 1 | 4 | 2 | 1 | 1 | 1 |  | 0
PG&E GBA | Birds Landing | 230 | Battery |  |  | 0 | 25 | 25 | 0 | 0 | 0 | 0 | 25 | 25 | 5 | 5 | 1 | 1 |  | 2 | [11 empty] | 2 | 1 | 4 | 1 | 1 | 4+ | 4 | Batteries shifted to better align with in-dev | 1
SCE Northern | Bliss | 66 | Battery |  |  | 0 | 0 | 0 | 0 | 0 | 0 | 0 | 0 | 0 | 1 | 1 | 1 | 1 |  | 1 | [11 empty] | 1 | 1 | 4 | 1 | 1 | 1 | 1 |  | 0
SCE Eastern | Blythe | 161 | Battery |  |  | 160 | 0 | 160 | 160 | 0 | 160 | 0 | 0 | 0 | 5 | 5 | 3 | 3 |  | 4 | [11 empty] | 2 | 2 | 2 | 1 | 1 | 1 | 1 |  | 1
PG&E NGBA | Bogue | 115 | Battery |  |  | 0 | 0 | 0 | 0 | 0 | 0 | 0 | 0 | 0 | 5 | 2 | 1 | 1 |  | 1 | [11 empty] | 2 | 2 | 2 | 1 | 2 | 1 | 1 |  | 0
PG&E FRESNO | Borden | 230 | Battery |  |  | 0 | 20 | 20 | 0 | 0 | 0 | 0 | 20 | 20 | 5 | 2 | 5 | 2 |  | 1 | [11 empty] | 1 | 1 | 4 | 2 | 1 | 2- | 1 |  | 1
PG&E FRESNO | Borden | 70 | Battery |  |  | 0 | 0 | 0 | 0 | 0 | 0 | 0 | 0 | 0 | 5 | 2 | 5 | 2 |  | 1 | [11 empty] | 1 | 1 | 4 | 2 | 1 | 1 | 1 |  | 0
SDGE | Boulevard East | 138 | Battery |  |  | 0 | 0 | 0 | 0 | 0 | 0 | 0 | 0 | 0 | 1 | 1 | 1 | 1 |  | 1 | [11 empty] | 2 | 1 | 4 | 1 | 3 | 4+ | 1 |  | 1
SDGE | Boulevard East | 69 | Battery |  |  | 27.15 | 0 | 27.15 | 27.15 | 0 | 27.15 | 0 | 0 | 0 | 1 | 1 | 1 | 1 |  | 4 | [11 empty] | 2 | 1 | 4 | 1 | 3 | 1 | 1 |  | 1
PG&E GBA | Brentwood | 230 | Battery |  |  | 0.8 | 0 | 0.8 | 0.8 | 0 | 0.8 | 0 | 0 | 0 | 5 | 2 | 1 | 1 |  | 5 | [11 empty] | 2 | 1 | 4 | 1 | 3 | 1 | 1 |  | 1
PG&E NGBA | Bridgeville | 115 | Battery |  |  | 0 | 0 | 0 | 0 | 0 | 0 | 0 | 0 | 0 | 5 | 2 | 1 | 1 |  | 1 | [11 empty] | 2 | 2 | 4 | 2 | 3 | 1 | 1 |  | 0
PG&E NGBA | Brighton | 115 | Battery |  |  | 0 | 0 | 0 | 0 | 0 | 0 | 0 | 0 | 0 | 5 | 2 | 1 | 1 |  | 1 | [11 empty] | 2 | 1 | 2 | 2 | 1 | 1 | 1 |  | 0
PG&E NGBA | Brighton | 230 | Battery |  |  | 0 | 0 | 0 | 0 | 0 | 0 | 0 | 0 | 0 | 5 | 2 | 1 | 1 |  | 1 | [11 empty] | 2 | 1 | 2 | 2 | 1 | 1 | 1 |  | 0
PG&E NGBA | Brunswick | 115 | Battery |  |  | 0 | 0 | 0 | 0 | 0 | 0 | 0 | 0 | 0 | 5 | 2 | 1 | 1 |  | 1 | [11 empty] | 2 | 1 | 4 | 1 | 3 | 1 | 1 |  | 0
PG&E NGBA | Bucks Creek | 230 | Battery |  |  | 0 | 0 | 0 | 0 | 0 | 0 | 0 | 0 | 0 | 5 | 2 | 1 | 1 |  | 1 | [11 empty] | 2 | 2 | 4 | 1 | 3 | 1 | 1 |  | 0
PG&E KERN | Buena Vista | 230 | Battery |  |  | 0 | 0 | 0 | 0 | 0 | 0 | 0 | 0 | 0 | 1 | 1 | 1 | 1 |  | 1 | [11 empty] | 2 | 2 | 4 | 2 | 1 | 1 | 1 |  | 0
PG&E FRESNO | Bullard | 115 | Battery |  |  | 0 | 0 | 0 | 0 | 0 | 0 | 0 | 0 | 0 | 5 | 2 | 5 | 2 |  | 1 | [11 empty] | 1 | 1 | 1 | 2 | 2 | 1 | 1 |  | 0
PG&E GBA | Burlingame | 115 | Battery |  |  | 0 | 0 | 0 | 0 | 0 | 0 | 0 | 0 | 0 | 5 | 2 | 1 | 1 |  | 1 | [11 empty] | 2 | 1 | 3 | 1 | 2 | 1 | 1 |  | 0
PG&E NGBA | Burney Forest | 230 | Battery |  |  | 0 | 0 | 0 | 0 | 0 | 0 | 0 | 0 | 0 | 5 | 5 | 3 | 3 |  | 1 | [11 empty] | 2 | 2 | 4 | 2 | 3 | 1 | 1 |  | 0
PG&E NGBA | Butte | 115 | Battery |  |  | 0 | 0 | 0 | 0 | 0 | 0 | 0 | 0 | 0 | 5 | 2 | 1 | 1 |  | 1 | [11 empty] | 2 | 1 | 4 | 2 | 2 | 1 | 1 |  | 0
PG&E KERN | Cabrillo | 115 | Battery |  |  | 0 | 0 | 0 | 0 | 0 | 0 | 0 | 0 | 0 | 1 | 1 | 1 | 1 |  | 1 | [11 empty] | 2 | 2 | 4 | 1 | 3 | 1 | 1 |  | 0
PG&E FRESNO | Cal Flats | 230 | Battery |  |  | 0 | 0 | 0 | 0 | 0 | 0 | 0 | 0 | 0 | 1 | 1 | 1 | 1 |  | 1 | [11 empty] | 2 | 2 | 4 | 2 | 2 | 1 | 1 |  | 0
SCE NOL | Calcite | 230 | Battery |  |  | 0 | 92 | 92 | 0 | 0 | 0 | 0 | 92 | 92 | 1 | 1 | 1 | 1 |  | 1 | [11 empty] | 2 | 1 | 4 | 1 | 3 | 4+ | 5 | Batteries shifted to better align with in-dev | 1
PG&E KERN | Caliente | 230 | Battery |  |  | 0 | 0 | 0 | 0 | 0 | 0 | 0 | 0 | 0 | 1 | 1 | 1 | 1 |  | 1 | [11 empty] | 2 | 1 | 4 | 2 | 2 | 2+ | 1 |  | 1
PG&E FRESNO | California Ave | 115 | Battery |  |  | 0 | 0 | 0 | 0 | 0 | 0 | 0 | 0 | 0 | 5 | 2 | 5 | 2 |  | 1 | [11 empty] | 1 | 1 | 2 | 2 | 1 | 1 | 1 |  | 0
PG&E KERN | Callender | 115 | Battery |  |  | 0 | 0 | 0 | 0 | 0 | 0 | 0 | 0 | 0 | 1 | 1 | 1 | 1 |  | 1 | [11 empty] | 2 | 2 | 4 | 2 | 2 | 1 | 1 |  | 0
PG&E NGBA | Calpella | 115 | Battery |  |  | 4 | 0 | 4 | 4 | 0 | 4 | 0 | 0 | 0 | 5 | 5 | 1 | 1 |  | 1 | [11 empty] | 2 | 2 | 4 | 2 | 3 | 1 | 1 |  | 1
PG&E GBA | Camanche | 230 | Battery |  |  | 0 | 0 | 0 | 0 | 0 | 0 | 0 | 0 | 0 | 5 | 2 | 1 | 1 |  | 1 | [11 empty] | 1 | 1 | 4 | 2 | 3 | 1 | 1 |  | 0
SDGE | Cameron | 69 | Battery |  |  | 0.46 | 0 | 0.46 | 0.46 | 0 | 0.46 | 0 | 0 | 0 | 1 | 1 | 1 | 1 |  | 3 | [11 empty] | 1 | 1 | 2 | 1 | 1 | 1 | 1 |  | 1
SDGE | Cannon | 69 | Battery |  |  | 0 | 0 | 0 | 0 | 0 | 0 | 0 | 0 | 0 | 1 | 1 | 1 | 1 |  | 1 | [11 empty] | 2 | 1 | 1 | 1 | 3 | 1 | 1 |  | 0
PG&E FRESNO | Cantua | 115 | Battery |  |  | 0 | 0 | 0 | 0 | 0 | 0 | 0 | 0 | 0 | 1 | 1 | 1 | 1 |  | 1 | [11 empty] | 1 | 1 | 4 | 2 | 1 | 1 | 1 |  | 0
SDGE | Capistrano | 138 | Battery |  |  | 0 | 50 | 50 | 0 | 0 | 0 | 0 | 50 | 50 | 1 | 1 | 1 | 1 |  | 2 | [11 empty] | 1 | 1 | 2 | 1 | 3 | 4+ | 4 | Batteries shifted to better align with in-dev | 1
SDGE | Capistrano | 230 | Battery |  |  | 0 | 0 | 0 | 0 | 0 | 0 | 0 | 0 | 0 | 1 | 1 | 1 | 1 |  | 1 | [11 empty] | 1 | 1 | 2 | 1 | 3 | 1 | 1 |  | 0
PG&E NGBA | Carberry | 230 | Battery |  |  | 0 | 0 | 0 | 0 | 0 | 0 | 0 | 0 | 0 | 5 | 5 | 3 | 3 |  | 1 | [11 empty] | 2 | 2 | 4 | 2 | 3 | 1 | 1 |  | 0
SCE Eastern | Cardiff | 66 | Battery |  |  | 0 | 0 | 0 | 0 | 0 | 0 | 0 | 0 | 0 | 1 | 1 | 1 | 1 |  | 1 | [11 empty] | 1 | 1 | 2 | 1 | 1 | 1 | 1 |  | 0
PG&E NGBA | Caribou | 60 | Battery |  |  | 0 | 0 | 0 | 0 | 0 | 0 | 0 | 0 | 0 | 5 | 2 | 1 | 1 |  | 1 | [11 empty] | 2 | 2 | 4 | 1 | 3 | 1 | 1 |  | 0
PG&E NGBA | Caribou | 115 | Battery |  |  | 0 | 0 | 0 | 0 | 0 | 0 | 0 | 0 | 0 | 5 | 2 | 1 | 1 |  | 1 | [11 empty] | 2 | 2 | 4 | 1 | 3 | 1 | 1 |  | 0
PG&E NGBA | Caribou | 230 | Battery |  |  | 0 | 0 | 0 | 0 | 0 | 0 | 0 | 0 | 0 | 5 | 2 | 1 | 1 |  | 1 | [11 empty] | 2 | 2 | 4 | 1 | 3 | 1 | 1 |  | 0
EOP | Carpenter Canyon (fka Gamebird) | 138 | Battery |  |  | 0 | 0 | 0 | 0 | 0 | 0 | 0 | 0 | 0 | 5 | 5 | 1 | 1 |  | 1 | [11 empty] | 2 | 2 | 4 | 1 | 3 | 1 | 1 |  | 0
EOP | Carpenter Canyon (fka Gamebird) | 230 | Battery |  |  | 0 | 60 | 60 | 0 | 0 | 0 | 0 | 60 | 60 | 5 | 5 | 1 | 1 |  | 1 | [11 empty] | 2 | 2 | 4 | 1 | 3 | 4+ | 5 | Batteries shifted to better align with in-dev | 1
PG&E NGBA | Carquinez | 115 | Battery |  |  | 0 | 0 | 0 | 0 | 0 | 0 | 0 | 0 | 0 | 5 | 5 | 1 | 1 |  | 1 | [11 empty] | 2 | 1 | 2 | 1 | 1 | 1 | 1 |  | 0
SDGE | Carrizo Gorge | 138 | Battery |  |  | 70 | 0 | 70 | 70 | 0 | 70 | 0 | 0 | 0 | 1 | 1 | 1 | 1 |  | 3 | [11 empty] | 2 | 1 | 4 | 1 | 3 | 4+ | 1 |  | 1
PG&E KERN | Carrizo Plains | 115 | Battery |  |  | 0 | 0 | 0 | 0 | 0 | 0 | 0 | 0 | 0 | 1 | 1 | 1 | 1 |  | 1 | [11 empty] | 2 | 1 | 4 | 2 | 2 | 1 | 1 |  | 0
PG&E KERN | Casaloma | 230 | Battery |  |  | 0 | 0 | 0 | 0 | 0 | 0 | 0 | 0 | 0 | 1 | 1 | 1 | 1 |  | 1 | [11 empty] | 1 | 1 | 3 | 1 | 1 | 1 | 1 |  | 0
PG&E GBA | Castro Valley | 230 | Battery |  |  | 0 | 0 | 0 | 0 | 0 | 0 | 0 | 0 | 0 | 5 | 5 | 1 | 1 |  | 1 | [11 empty] | 2 | 1 | 2 | 1 | 2 | 1 | 1 |  | 0
PG&E GBA | Cayetano | 230 | Battery |  |  | 100 | 0 | 100 | 100 | 0 | 100 | 0 | 0 | 0 | 5 | 2 | 1 | 1 |  | 1 | [11 empty] | 2 | 1 | 3 | 1 | 3 | 1 | 1 |  | 1
SCE Metro | Center | 230 | Battery |  |  | 90 | 0 | 90 | 90 | 0 | 90 | 0 | 0 | 0 | 1 | 1 | 1 | 1 |  | 2 | [11 empty] | 1 | 1 | 1 | 1 | 1 | 1 | 1 |  | 1
PG&E KERN | Charca | 115 | Battery |  |  | 0 | 0 | 0 | 0 | 0 | 0 | 0 | 0 | 0 | 1 | 1 | 1 | 1 |  | 1 | [11 empty] | 1 | 1 | 4 | 1 | 1 | 1 | 1 |  | 0
EOP | Charleston | 138 | Battery |  |  | 0 | 0 | 0 | 0 | 0 | 0 | 0 | 0 | 0 | 5 | 5 | 1 | 1 |  | 1 | [11 empty] | 2 | 2 | 4 | 1 | 3 | 1 | 1 |  | 0
SCE Metro | Chevmain | 230 | Battery |  |  | 0 | 0 | 0 | 0 | 0 | 0 | 0 | 0 | 0 | 1 | 1 | 1 | 1 |  | 1 | [11 empty] | 1 | 1 | 1 | 1 | 1 | 1 | 1 |  | 0
SDGE | Chicarita | 138 | Battery |  |  | 0 | 0 | 0 | 0 | 0 | 0 | 0 | 0 | 0 | 1 | 1 | 1 | 1 |  | 1 | [11 empty] | 2 | 1 | 3 | 1 | 3 | 1 | 1 |  | 0
SCE Metro | Chino | 230 | Battery |  |  | 0 | 0 | 0 | 0 | 0 | 0 | 0 | 0 | 0 | 1 | 1 | 1 | 1 |  | 1 | [11 empty] | 1 | 1 | 1 | 1 | 2 | 4+ | 1 |  | 1
PG&E FRESNO | Chowchilla | 115 | Battery |  |  | 0 | 50 | 50 | 0 | 0 | 0 | 0 | 50 | 50 | 5 | 2 | 5 | 2 |  | 2 | [11 empty] | 1 | 1 | 1 | 2 | 2 | 4+ | 1 |  | 1
PG&E GBA | Christie | 60 | Battery |  |  | 0 | 0 | 0 | 0 | 0 | 0 | 0 | 0 | 0 | 5 | 2 | 1 | 1 |  | 1 | [11 empty] | 2 | 1 | 2 | 1 | 2 | 1 | 1 |  | 0
PG&E GBA | Christie | 115 | Battery |  |  | 0 | 0 | 0 | 0 | 0 | 0 | 0 | 0 | 0 | 5 | 2 | 1 | 1 |  | 1 | [11 empty] | 2 | 1 | 2 | 1 | 2 | 1 | 1 |  | 0
SCE Eastern | Cielo Azul | 500 | Battery |  |  | 1549.4 | 0 | 1549.4 | 1549.4 | 0 | 1549.4 | 0 | 0 | 0 | 5 | 5 | 1 | 1 |  | 3 | [11 empty] | 2 | 2 | 4 | 1 | 3 | 4+ | 1 |  | 1
PG&E GBA | Clay | 60 | Battery |  |  | 0 | 0 | 0 | 0 | 0 | 0 | 0 | 0 | 0 | 5 | 2 | 1 | 1 |  | 1 | [11 empty] | 2 | 1 | 3 | 1 | 3 | 1 | 1 |  | 0
PG&E GBA | Clayton | 115 | Battery |  |  | 0 | 0 | 0 | 0 | 0 | 0 | 0 | 0 | 0 | 5 | 2 | 1 | 1 |  | 1 | [11 empty] | 2 | 1 | 4 | 1 | 2 | 1 | 1 |  | 0
PG&E NGBA | Cloverdale | 115 | Battery |  |  | 0 | 0 | 0 | 0 | 0 | 0 | 0 | 0 | 0 | 5 | 5 | 1 | 1 |  | 1 | [11 empty] | 2 | 2 | 4 | 2 | 3 | 1 | 1 |  | 0
PG&E FRESNO | Clovis | 115 | Battery |  |  | 0 | 0 | 0 | 0 | 0 | 0 | 0 | 0 | 0 | 5 | 2 | 5 | 2 |  | 1 | [11 empty] | 1 | 1 | 2 | 2 | 2 | 1 | 1 |  | 0
PG&E GBA | Coburn | 230 | Battery |  |  | 0 | 0 | 0 | 0 | 0 | 0 | 0 | 0 | 0 | 1 | 1 | 1 | 1 |  | 1 | [11 empty] | 2 | 2 | 2 | 2 | 3 | 2+ | 1 |  | 1
PG&E GBA | Coburn | 60 | Battery |  |  | 0 | 0 | 0 | 0 | 0 | 0 | 0 | 0 | 0 | 1 | 1 | 1 | 1 |  | 1 | [11 empty] | 2 | 2 | 2 | 2 | 3 | 1 | 1 |  | 0
PG&E NGBA | Colgate | 230 | Battery |  |  | 0 | 0 | 0 | 0 | 0 | 0 | 0 | 0 | 0 | 5 | 2 | 1 | 1 |  | 1 | [11 empty] | 2 | 1 | 4 | 1 | 3 | 1 | 1 |  | 0
PG&E GBA | Collierville | 230 | Battery |  |  | 0 | 0 | 0 | 0 | 0 | 0 | 0 | 0 | 0 | 5 | 2 | 1 | 1 |  | 1 | [11 empty] | 2 | 1 | 4 | 1 | 3 | 1 | 1 |  | 0
PG&E GBA | Collinsville | 230 | Battery |  |  | 0 | 0 | 0 | 0 | 0 | 0 | 0 | 0 | 0 | 5 | 2 | 1 | 1 |  | 1 | [11 empty] | 2 | 1 | 3 | 1 | 1 | 1+ | 1 |  | 1
PG&E GBA | Collinsville | 500 | Battery |  |  | 0 | 0 | 0 | 0 | 0 | 0 | 0 | 0 | 0 | 5 | 2 | 1 | 1 |  | 1 | [11 empty] | 2 | 1 | 3 | 1 | 1 | 1 | 1 |  | 0
SCE Eastern | Colorado River | 230 | Battery |  |  | 180 | 0 | 180 | 180 | 0 | 180 | 0 | 0 | 0 | 1 | 1 | 1 | 1 |  | 1 | [11 empty] | 2 | 2 | 3 | 1 | 3 | 4+ | 3 | Batteries shifted to better align with in-dev | 1
SCE Eastern | Colorado River | 500 | Battery |  |  | 0 | 0 | 0 | 0 | 0 | 0 | 0 | 0 | 0 | 1 | 1 | 1 | 1 |  | 1 | [11 empty] | 2 | 2 | 3 | 1 | 3 | 1+ | 1 |  | 1
PG&E KERN | Columbus | 115 | Battery |  |  | 0 | 0 | 0 | 0 | 0 | 0 | 0 | 0 | 0 | 1 | 1 | 1 | 1 |  | 1 | [11 empty] | 1 | 1 | 2 | 1 | 2 | 4+ | 1 |  | 1
PG&E GBA | Contra Costa | 115 | Battery |  |  | 0 | 0 | 0 | 0 | 0 | 0 | 0 | 0 | 0 | 5 | 5 | 1 | 1 |  | 1 | [11 empty] | 2 | 1 | 2 | 1 | 2 | 1 | 1 |  | 0
PG&E GBA | Contra Costa | 230 | Battery |  |  | 0 | 0 | 0 | 0 | 0 | 0 | 0 | 0 | 0 | 5 | 2 | 1 | 1 |  | 1 | [11 empty] | 2 | 1 | 2 | 1 | 2 | 2+ | 1 |  | 1
PG&E GBA | Contra Costa PP | 230 | Battery |  |  | 0 | 0 | 0 | 0 | 0 | 0 | 0 | 0 | 0 | 5 | 5 | 1 | 1 |  | 1 | [11 empty] | 2 | 1 | 1 | 1 | 2 | 1 | 1 |  | 0
SCE NOL | Control | 115 | Battery |  |  | 0 | 0 | 0 | 0 | 0 | 0 | 0 | 0 | 0 | 5 | 5 | 1 | 1 |  | 1 | [11 empty] | 2 | 2 | 4 | 1 | 3 | 1 | 1 |  | 0
SCE NOL | Control | 55 | Battery |  |  | 0 | 0 | 0 | 0 | 0 | 0 | 0 | 0 | 0 | 5 | 5 | 1 | 1 |  | 1 | [11 empty] | 2 | 2 | 4 | 1 | 3 | 1 | 1 |  | 0
PG&E GBA | Cooley Landing | 115 | Battery |  |  | 0 | 0 | 0 | 0 | 0 | 0 | 0 | 0 | 0 | 5 | 2 | 1 | 1 |  | 1 | [11 empty] | 2 | 1 | 2 | 1 | 1 | 1 | 1 |  | 0
PG&E GBA | Cooley Landing | 60 | Battery |  |  | 0 | 0 | 0 | 0 | 0 | 0 | 0 | 0 | 0 | 1 | 1 | 1 | 1 |  | 1 | [11 empty] | 2 | 1 | 2 | 1 | 1 | 4+ | 1 |  | 1
SCE NOL | Coolwater | 230 | Battery |  |  | 0 | 0 | 0 | 0 | 0 | 0 | 0 | 0 | 0 | 3 | 3 | 1 | 1 |  | 1 | [11 empty] | 2 | 1 | 2 | 1 | 1 | 1 | 1 |  | 0
SCE NOL | Coolwater | 115 | Battery |  |  | 113.5 | 5 | 118.5 | 113.5 | 0 | 113.5 | 0 | 5 | 5 | 3 | 3 | 1 | 1 |  | 5 | [11 empty] | 2 | 1 | 2 | 1 | 1 | 4+ | 1 |  | 1
PG&E KERN | Copus | 70 | Battery |  |  | 0 | 0 | 0 | 0 | 0 | 0 | 0 | 0 | 0 | 1 | 1 | 1 | 1 |  | 1 | [11 empty] | 1 | 1 | 3 | 1 | 1 | 1 | 1 |  | 0
PG&E FRESNO | Corcoran | 70 | Battery |  |  | 0 | 0 | 0 | 0 | 0 | 0 | 0 | 0 | 0 | 5 | 2 | 5 | 2 |  | 1 | [11 empty] | 1 | 1 | 4 | 2 | 1 | 1 | 1 |  | 0
PG&E FRESNO | Corcoran | 115 | Battery |  |  | 0 | 0 | 0 | 0 | 0 | 0 | 0 | 0 | 0 | 5 | 2 | 5 | 2 |  | 1 | [11 empty] | 1 | 1 | 4 | 2 | 1 | 1 | 1 |  | 0
PG&E NGBA | Corona | 115 | Battery |  |  | 0 | 0 | 0 | 0 | 0 | 0 | 0 | 0 | 0 | 5 | 5 | 1 | 1 |  | 1 | [11 empty] | 2 | 1 | 3 | 2 | 3 | 1 | 1 |  | 0
PG&E NGBA | Cortina | 230 | Battery |  |  | 0 | 0 | 0 | 0 | 0 | 0 | 0 | 0 | 0 | 5 | 5 | 1 | 1 |  | 1 | [11 empty] | 2 | 2 | 4 | 1 | 3 | 1 | 1 |  | 0
PG&E NGBA | Cortina | 115 | Battery |  |  | 0 | 45 | 45 | 0 | 0 | 0 | 0 | 45 | 45 | 5 | 5 | 1 | 1 |  | 3 | [11 empty] | 2 | 2 | 4 | 1 | 3 | 4+ | 4 | Batteries shifted to better align with in-dev | 1
PG&E GBA | Cottle | 230 | Battery |  |  | 0 | 0 | 0 | 0 | 0 | 0 | 0 | 0 | 0 | 5 | 2 | 1 | 1 |  | 1 | [11 empty] | 1 | 1 | 3 | 2 | 1 | 4+ | 1 |  | 1
PG&E NGBA | Cottonwood | 115 | Battery |  |  | 0 | 0 | 0 | 0 | 0 | 0 | 0 | 0 | 0 | 5 | 2 | 1 | 1 |  | 1 | [11 empty] | 2 | 2 | 3 | 2 | 3 | 1 | 1 |  | 0
PG&E NGBA | Cottonwood | 230 | Battery |  |  | 0 | 0 | 0 | 0 | 0 | 0 | 0 | 0 | 0 | 5 | 2 | 1 | 1 |  | 1 | [11 empty] | 2 | 2 | 3 | 2 | 3 | 1 | 1 |  | 0
PG&E NGBA | Cottonwood | 60 | Battery |  |  | 0 | 0 | 0 | 0 | 0 | 0 | 0 | 0 | 0 | 5 | 2 | 1 | 1 |  | 1 | [11 empty] | 2 | 2 | 3 | 2 | 3 | 1 | 1 |  | 0
PG&E NGBA | Cove Road | 230 | Battery |  |  | 0 | 0 | 0 | 0 | 0 | 0 | 0 | 0 | 0 | 5 | 2 | 1 | 1 |  | 1 | [11 empty] | 2 | 2 | 4 | 2 | 3 | 1 | 1 |  | 0
PG&E GBA | Coyote | 230 | Battery |  |  | 0 | 0 | 0 | 0 | 0 | 0 | 0 | 0 | 0 | 1 | 1 | 1 | 1 |  | 1 | [11 empty] | 2 | 1 | 3 | 2 | 2 | 1 | 1 |  | 0
PG&E GBA | Crazy Horse Canyon | 115 | Battery |  |  | 0 | 0 | 0 | 0 | 0 | 0 | 0 | 0 | 0 | 1 | 1 | 1 | 1 |  | 1 | [11 empty] | 2 | 2 | 4 | 2 | 3 | 1 | 1 |  | 0
SDGE | Creelman | 69 | Battery |  |  | 7.8 | 0 | 7.8 | 7.8 | 0 | 7.8 | 0 | 0 | 0 | 1 | 1 | 1 | 1 |  | 3 | [11 empty] | 2 | 1 | 4 | 1 | 3 | 2+ | 1 |  | 1
PG&E FRESNO | Crescent | 70 | Battery |  |  | 35 | 0 | 35 | 35 | 0 | 35 | 0 | 0 | 0 | 5 | 2 | 1 | 1 |  | 5 | [11 empty] | 1 | 1 | 3 | 2 | 1 | 4+ | 1 |  | 1
PG&E FRESNO | Cressey | 115 | Battery |  |  | 0 | 0 | 0 | 0 | 0 | 0 | 0 | 0 | 0 | 5 | 2 | 5 | 2 |  | 1 | [11 empty] | 1 | 1 | 3 | 2 | 1 | 1 | 1 |  | 0
PG&E NGBA | Cresta | 230 | Battery |  |  | 0 | 0 | 0 | 0 | 0 | 0 | 0 | 0 | 0 | 5 | 2 | 1 | 1 |  | 1 | [11 empty] | 2 | 1 | 4 | 2 | 3 | 1 | 1 |  | 0
SDGE | Crestwood | 69 | Battery |  |  | 0 | 0 | 0 | 0 | 0 | 0 | 0 | 0 | 0 | 1 | 1 | 1 | 1 |  | 1 | [11 empty] | 2 | 1 | 4 | 1 | 3 | 1 | 1 |  | 0
PG&E GBA | Crow Creek | 60 | Battery |  |  | 0 | 0 | 0 | 0 | 0 | 0 | 0 | 0 | 0 | 5 | 2 | 1 | 1 |  | 1 | [11 empty] | 1 | 1 | 4 | 2 | 1 | 1 | 1 |  | 0
PG&E GBA | Crows Landing | 60 | Battery |  |  | 0 | 0 | 0 | 0 | 0 | 0 | 0 | 0 | 0 | 5 | 2 | 1 | 1 |  | 1 | [11 empty] | 1 | 1 | 4 | 2 | 1 | 1 | 1 |  | 0
PG&E GBA | Curtis | 115 | Battery |  |  | 0 | 0 | 0 | 0 | 0 | 0 | 0 | 0 | 0 | 5 | 2 | 1 | 1 |  | 1 | [11 empty] | 2 | 1 | 4 | 1 | 3 | 1 | 1 |  | 0
PG&E FRESNO | Dairyland | 115 | Battery |  |  | 0 | 0 | 0 | 0 | 0 | 0 | 0 | 0 | 0 | 5 | 2 | 5 | 2 |  | 1 | [11 empty] | 1 | 1 | 3 | 2 | 1 | 1 | 1 |  | 0
PG&E NGBA | Davis | 115 | Battery |  |  | 0 | 0 | 0 | 0 | 0 | 0 | 0 | 0 | 0 | 5 | 5 | 1 | 1 |  | 1 | [11 empty] | 2 | 1 | 4 | 2 | 3 | 4+ | 1 |  | 1
SCE Metro | Del Amo | 500 | Battery |  |  | 0 | 0 | 0 | 0 | 0 | 0 | 0 | 0 | 0 | 1 | 1 | 1 | 1 |  | 1 | [11 empty] | 1 | 1 | 3 | 1 | 2 | 1 | 1 |  | 0
SCE Metro | Del Amo | 230 | Battery |  |  | 0 | 0 | 0 | 0 | 0 | 0 | 0 | 0 | 0 | 1 | 1 | 1 | 1 |  | 1 | [11 empty] | 1 | 1 | 3 | 1 | 2 | 4+ | 1 |  | 1
SCE Eastern | Delaney | 500 | Battery |  |  | 0 | 0 | 0 | 0 | 0 | 0 | 0 | 0 | 0 | 5 | 5 | 1 | 1 |  | 1 | [11 empty] | 2 | 1 | 4 | 2 | 3 | 4+ | 1 |  | 1
PG&E NGBA | Delevan | 230 | Battery |  |  | 0 | 50 | 50 | 0 | 0 | 0 | 0 | 50 | 50 | 5 | 5 | 1 | 1 |  | 1 | [11 empty] | 2 | 2 | 1 | 1 | 3 | 4+ | 1 |  | 1
PG&E GBA | Delta PP | 230 | Battery |  |  | 0 | 0 | 0 | 0 | 0 | 0 | 0 | 0 | 0 | 5 | 2 | 1 | 1 |  | 1 | [11 empty] | 2 | 1 | 3 | 1 | 2 | 4+ | 1 |  | 1
EOP | Desert View | 230 | Battery |  |  | 0 | 0 | 0 | 0 | 0 | 0 | 0 | 0 | 0 | 5 | 5 | 1 | 1 |  | 1 | [11 empty] | 2 | 1 | 4 | 1 | 3 | 4+ | 1 |  | 1
SCE Eastern | Devers | 230 | Battery |  |  | 220 | 100 | 320 | 220 | 100 | 320 | 0 | 0 | 0 | 1 | 1 | 1 | 1 |  | 1 | [11 empty] | 2 | 1 | 1 | 1 | 3 | 4+ | 1 |  | 1
SCE Eastern | Devers | 500 | Battery |  |  | 0 | 0 | 0 | 0 | 0 | 0 | 0 | 0 | 0 | 1 | 1 | 1 | 1 |  | 1 | [11 empty] | 2 | 1 | 1 | 1 | 3 | 1+ | 1 |  | 1
PG&E KERN | Diablo Canyon | 230 | Battery |  |  | 0 | 0 | 0 | 0 | 0 | 0 | 0 | 0 | 0 | 1 | 1 | 1 | 1 |  | 1 | [11 empty] | 2 | 2 | 4 | 2 | 3 | 1 | 1 |  | 0
PG&E KERN | Diablo Canyon | 500 | Battery |  |  | 0 | 0 | 0 | 0 | 0 | 0 | 0 | 0 | 0 | 1 | 1 | 1 | 1 |  | 1 | [11 empty] | 2 | 2 | 4 | 2 | 3 | 2+ | 1 |  | 1
PG&E KERN | Divide | 115 | Battery |  |  | 0 | 0 | 0 | 0 | 0 | 0 | 0 | 0 | 0 | 1 | 1 | 1 | 1 |  | 1 | [11 empty] | 2 | 2 | 4 | 1 | 2 | 1 | 1 |  | 0
PG&E GBA | Dixon Landing | 115 | Battery |  |  | 0 | 0 | 0 | 0 | 0 | 0 | 0 | 0 | 0 | 1 | 1 | 1 | 1 |  | 1 | [11 empty] | 2 | 1 | 2 | 1 | 2 | 1 | 1 |  | 0
PG&E FRESNO | Dos Amigos | 230 | Battery |  |  | 0 | 0 | 0 | 0 | 0 | 0 | 0 | 0 | 0 | 1 | 1 | 1 | 1 |  | 1 | [11 empty] | 1 | 1 | 4 | 2 | 1 | 1 | 1 |  | 0
PG&E NGBA | Drum | 115 | Battery |  |  | 0 | 0 | 0 | 0 | 0 | 0 | 0 | 0 | 0 | 5 | 2 | 1 | 1 |  | 1 | [11 empty] | 2 | 1 | 4 | 2 | 3 | 1 | 1 |  | 0
PG&E GBA | Dumbarton | 115 | Battery |  |  | 0 | 0 | 0 | 0 | 0 | 0 | 0 | 0 | 0 | 5 | 2 | 1 | 1 |  | 1 | [11 empty] | 2 | 1 | 3 | 1 | 2 | 1 | 1 |  | 0
SCE NOL | Dunn Siding | 115 | Battery |  |  | 0 | 0 | 0 | 0 | 0 | 0 | 0 | 0 | 0 | 3 | 3 | 1 | 1 |  | 1 | [11 empty] | 2 | 1 | 4 | 1 | 1 | 1 | 1 |  | 0
SCE Eastern | Eagle Mountain | 230 | Battery |  |  | 0 | 0 | 0 | 0 | 0 | 0 | 0 | 0 | 0 | 5 | 5 | 3 | 3 |  | 1 | [11 empty] | 2 | 2 | 4 | 1 | 3 | 1 | 1 |  | 0
PG&E NGBA | Eagle Rock (PGE) | 60 | Battery |  |  | 0 | 0 | 0 | 0 | 0 | 0 | 0 | 0 | 0 | 5 | 5 | 1 | 1 |  | 1 | [11 empty] | 2 | 2 | 4 | 2 | 3 | 1 | 1 |  | 0
PG&E NGBA | Eagle Rock (PGE) | 115 | Battery |  |  | 0 | 0 | 0 | 0 | 0 | 0 | 0 | 0 | 0 | 5 | 5 | 1 | 1 |  | 1 | [11 empty] | 2 | 2 | 4 | 2 | 3 | 1 | 1 |  | 0
SCE Metro | Eagle Rock (SCE) | 230 | Battery |  |  | 0 | 0 | 0 | 0 | 0 | 0 | 0 | 0 | 0 | 1 | 1 | 1 | 1 |  | 1 | [11 empty] | 1 | 1 | 2 | 1 | 2 | 1 | 1 |  | 0
PG&E NGBA | East Marysville | 115 | Battery |  |  | 0 | 0 | 0 | 0 | 0 | 0 | 0 | 0 | 0 | 5 | 2 | 1 | 1 |  | 1 | [11 empty] | 2 | 2 | 2 | 1 | 2 | 1 | 1 |  | 0
PG&E NGBA | East Nicolaus | 115 | Battery |  |  | 0 | 0 | 0 | 0 | 0 | 0 | 0 | 0 | 0 | 5 | 2 | 1 | 1 |  | 1 | [11 empty] | 2 | 1 | 4 | 1 | 3 | 1 | 1 |  | 0
PG&E NGBA | East Nicolaus | 60 | Battery |  |  | 0 | 0 | 0 | 0 | 0 | 0 | 0 | 0 | 0 | 5 | 2 | 1 | 1 |  | 1 | [11 empty] | 2 | 1 | 4 | 1 | 3 | 1 | 1 |  | 0
PG&E GBA | Eastshore | 115 | Battery |  |  | 0 | 0 | 0 | 0 | 0 | 0 | 0 | 0 | 0 | 5 | 2 | 1 | 1 |  | 1 | [11 empty] | 2 | 1 | 2 | 1 | 1 | 2+ | 1 |  | 1
PG&E GBA | Eastshore | 230 | Battery |  |  | 0 | 0 | 0 | 0 | 0 | 0 | 0 | 0 | 0 | 5 | 2 | 1 | 1 |  | 1 | [11 empty] | 2 | 1 | 2 | 1 | 1 | 1 | 1 |  | 0
SDGE | ECO | 138 | Battery |  |  | 0 | 0 | 0 | 0 | 0 | 0 | 0 | 0 | 0 | 1 | 1 | 1 | 1 |  | 1 | [11 empty] | 2 | 1 | 4 | 1 | 3 | 1 | 5 | Batteries shifted to better align with in-dev | 1
SDGE | ECO | 230 | Battery |  |  | 0 | 0 | 0 | 0 | 0 | 0 | 0 | 0 | 0 | 1 | 1 | 1 | 1 |  | 1 | [11 empty] | 2 | 1 | 4 | 1 | 3 | 1 | 1 |  | 0
SDGE | ECO | 500 | Battery |  |  | 0 | 0 | 0 | 0 | 0 | 0 | 0 | 0 | 0 | 1 | 1 | 1 | 1 |  | 1 | [11 empty] | 2 | 1 | 4 | 1 | 3 | 1 | 1 |  | 0
PG&E GBA | Edenvale | 115 | Battery |  |  | 0 | 0 | 0 | 0 | 0 | 0 | 0 | 0 | 0 | 1 | 1 | 1 | 1 |  | 1 | [11 empty] | 2 | 1 | 2 | 2 | 2 | 1 | 1 |  | 0
PG&E GBA | Edes | 115 | Battery |  |  | 0 | 0 | 0 | 0 | 0 | 0 | 0 | 0 | 0 | 5 | 2 | 1 | 1 |  | 1 | [11 empty] | 2 | 1 | 3 | 1 | 1 | 1 | 1 |  | 0
PG&E GBA | Eight Mile | 230 | Battery |  |  | 0 | 0 | 0 | 0 | 0 | 0 | 0 | 0 | 0 | 5 | 2 | 1 | 1 |  | 1 | [11 empty] | 1 | 1 | 2 | 2 | 1 | 1 | 1 |  | 0
SDGE | El Cajon | 69 | Battery |  |  | 50 | 0 | 50 | 50 | 0 | 50 | 0 | 0 | 0 | 1 | 1 | 1 | 1 |  | 4 | [11 empty] | 2 | 1 | 2 | 1 | 1 | 4+ | 1 |  | 1
SCE Eastern | El Casco | 230 | Battery |  |  | 65 | 0 | 65 | 65 | 0 | 65 | 0 | 0 | 0 | 1 | 1 | 1 | 1 |  | 2 | [11 empty] | 1 | 1 | 4 | 1 | 2 | 1+ | 1 |  | 1
PG&E GBA | El Cerrito G | 115 | Battery |  |  | 0 | 0 | 0 | 0 | 0 | 0 | 0 | 0 | 0 | 5 | 2 | 1 | 1 |  | 1 | [11 empty] | 2 | 1 | 2 | 1 | 2 | 1 | 1 |  | 0
PG&E NGBA | El Dorado PH | 115 | Battery |  |  | 0 | 0 | 0 | 0 | 0 | 0 | 0 | 0 | 0 | 5 | 2 | 1 | 1 |  | 1 | [11 empty] | 2 | 1 | 4 | 2 | 3 | 1 | 1 |  | 0
PG&E FRESNO | El Nido (PGE) | 115 | Battery |  |  | 0 | 0 | 0 | 0 | 0 | 0 | 0 | 0 | 0 | 5 | 2 | 1 | 1 |  | 1 | [11 empty] | 1 | 1 | 4 | 2 | 1 | 1 | 1 |  | 0
SCE Metro | El Nido (SCE) | 230 | Battery |  |  | 0 | 0 | 0 | 0 | 0 | 0 | 0 | 0 | 0 | 1 | 1 | 1 | 1 |  | 1 | [11 empty] | 1 | 1 | 2 | 1 | 2 | 2+ | 4 | Batteries shifted to better align with in-dev | 1
PG&E GBA | El Patio | 115 | Battery |  |  | 0 | 0 | 0 | 0 | 0 | 0 | 0 | 0 | 0 | 1 | 1 | 1 | 1 |  | 1 | [11 empty] | 2 | 1 | 3 | 2 | 2 | 1 | 1 |  | 0
SCE Metro | El Segundo | 230 | Battery |  |  | 0 | 0 | 0 | 0 | 0 | 0 | 0 | 0 | 0 | 1 | 1 | 1 | 1 |  | 1 | [11 empty] | 1 | 1 | 1 | 1 | 1 | 1 | 1 |  | 0
EOP | Eldorado | 230 | Battery |  |  | 279 | 0 | 279 | 279 | 0 | 279 | 0 | 0 | 0 | 5 | 5 | 1 | 1 |  | 1 | [11 empty] | 2 | 2 | 2 | 1 | 3 | 4+ | 1 |  | 1
EOP | Eldorado | 500 | Battery |  |  | 0 | 0 | 0 | 0 | 0 | 0 | 0 | 0 | 0 | 5 | 5 | 1 | 1 |  | 1 | [11 empty] | 2 | 2 | 2 | 1 | 3 | 1+ | 1 |  | 1
SCE Northern | Elizabeth Lake | 66 | Battery |  |  | 0 | 0 | 0 | 0 | 0 | 0 | 0 | 0 | 0 | 5 | 5 | 1 | 1 |  | 1 | [11 empty] | 1 | 1 | 3 | 1 | 3 | 1 | 1 |  | 0
PG&E KERN | Elk Hills | 230 | Battery |  |  | 0 | 0 | 0 | 0 | 0 | 0 | 0 | 0 | 0 | 1 | 1 | 1 | 1 |  | 1 | [11 empty] | 1 | 1 | 3 | 1 | 1 | 1 | 1 |  | 0
SDGE | Elliot | 69 | Battery |  |  | 9.75 | 0 | 9.75 | 9.75 | 0 | 9.75 | 0 | 0 | 0 | 1 | 1 | 1 | 1 |  | 3 | [11 empty] | 2 | 1 | 2 | 1 | 2 | 1 | 1 |  | 1
SCE Metro | Ellis | 230 | Battery |  |  | 0 | 0 | 0 | 0 | 0 | 0 | 0 | 0 | 0 | 1 | 1 | 1 | 1 |  | 1 | [11 empty] | 1 | 1 | 2 | 1 | 2 | 1 | 1 |  | 0
SDGE | Encina | 138 | Battery |  |  | 0 | 0 | 0 | 0 | 0 | 0 | 0 | 0 | 0 | 1 | 1 | 1 | 1 |  | 1 | [11 empty] | 2 | 1 | 1 | 1 | 3 | 2+ | 1 |  | 1
SDGE | Encina | 230 | Battery |  |  | 0 | 0 | 0 | 0 | 0 | 0 | 0 | 0 | 0 | 1 | 1 | 1 | 1 |  | 1 | [11 empty] | 2 | 1 | 1 | 1 | 3 | 1 | 1 |  | 0
SDGE | Escondido | 230 | Battery |  |  | 0 | 0 | 0 | 0 | 0 | 0 | 0 | 0 | 0 | 1 | 1 | 1 | 1 |  | 1 | [11 empty] | 2 | 1 | 1 | 1 | 3 | 4+ | 1 |  | 1
SDGE | Escondido | 69 | Battery |  |  | 13 | 0 | 13 | 13 | 0 | 13 | 0 | 0 | 0 | 1 | 1 | 1 | 1 |  | 3 | [11 empty] | 2 | 1 | 1 | 1 | 3 | 4+ | 1 |  | 1
PG&E KERN | Estrella | 230 | Battery |  |  | 0 | 0 | 0 | 0 | 0 | 0 | 0 | 0 | 0 | 1 | 1 | 1 | 1 |  | 1 | [11 empty] | 2 | 2 | 4 | 2 | 3 | 1 | 1 |  | 0
SCE Eastern | Etiwanda | 230 | Battery |  |  | 170 | 0 | 170 | 170 | 0 | 170 | 0 | 0 | 0 | 1 | 1 | 1 | 1 |  | 2 | [11 empty] | 1 | 1 | 2 | 1 | 1 | 4+ | 1 |  | 1
PG&E GBA | Evergreen | 115 | Battery |  |  | 0 | 0 | 0 | 0 | 0 | 0 | 0 | 0 | 0 | 1 | 1 | 1 | 1 |  | 1 | [11 empty] | 2 | 1 | 2 | 2 | 2 | 1 | 1 |  | 0
PG&E GBA | Evergreen | 60 | Battery |  |  | 0 | 0 | 0 | 0 | 0 | 0 | 0 | 0 | 0 | 1 | 1 | 1 | 1 |  | 1 | [11 empty] | 2 | 1 | 2 | 2 | 2 | 1 | 1 |  | 0
PG&E FRESNO | Excelsior | 115 | Battery |  |  | 0 | 0 | 0 | 0 | 0 | 0 | 0 | 0 | 0 | 5 | 2 | 1 | 1 |  | 1 | [11 empty] | 1 | 1 | 4 | 2 | 1 | 4+ | 1 |  | 1
PG&E FRESNO | Exchequer | 115 | Battery |  |  | 0 | 0 | 0 | 0 | 0 | 0 | 0 | 0 | 0 | 5 | 2 | 5 | 2 |  | 1 | [11 empty] | 2 | 1 | 4 | 1 | 2 | 1 | 1 |  | 0
PG&E KERN | Fairway | 115 | Battery |  |  | 0 | 0 | 0 | 0 | 0 | 0 | 0 | 0 | 0 | 1 | 1 | 1 | 1 |  | 1 | [11 empty] | 2 | 2 | 3 | 1 | 2 | 4+ | 1 |  | 1
PG&E KERN | Famoso | 115 | Battery |  |  | 0 | 0 | 0 | 0 | 0 | 0 | 0 | 0 | 0 | 1 | 1 | 1 | 1 |  | 1 | [11 empty] | 1 | 1 | 4 | 1 | 1 | 1 | 1 |  | 0
PG&E NGBA | Fern Road | 500 | Battery |  |  | 0 | 0 | 0 | 0 | 0 | 0 | 0 | 0 | 0 | 5 | 2 | 1 | 1 |  | 1 | [11 empty] | 2 | 2 | 4 | 2 | 3 | 1 | 1 |  | 0
PG&E GBA | Fibreboard (SPI Sonora) | 115 | Battery |  |  | 0 | 0 | 0 | 0 | 0 | 0 | 0 | 0 | 0 | 5 | 2 | 1 | 1 |  | 1 | [11 empty] | 2 | 1 | 2 | 1 | 2 | 1 | 1 |  | 0
PG&E FRESNO | Figarden | 230 | Battery |  |  | 0 | 0 | 0 | 0 | 0 | 0 | 0 | 0 | 0 | 5 | 2 | 5 | 2 |  | 1 | [11 empty] | 1 | 1 | 3 | 2 | 2 | 1 | 1 |  | 0
PG&E FRESNO | Fink | 230 | Battery |  |  | 157 | 0 | 157 | 157 | 0 | 157 | 0 | 0 | 0 | 1 | 1 | 1 | 1 |  | 1 | [11 empty] | 1 | 1 | 4 | 2 | 1 | 1 | 3 | Batteries shifted to better align with in-dev | 1
PG&E NGBA | Fitch Mountain | 60 | Battery |  |  | 0 | 0 | 0 | 0 | 0 | 0 | 0 | 0 | 0 | 5 | 5 | 1 | 1 |  | 1 | [11 empty] | 2 | 2 | 4 | 2 | 3 | 1 | 1 |  | 0
PG&E GBA | FMC | 115 | Battery |  |  | 0 | 0 | 0 | 0 | 0 | 0 | 0 | 0 | 0 | 1 | 1 | 1 | 1 |  | 1 | [11 empty] | 2 | 1 | 2 | 2 | 2 | 1 | 1 |  | 0
PG&E GBA | Fremont | 115 | Battery |  |  | 0 | 0 | 0 | 0 | 0 | 0 | 0 | 0 | 0 | 1 | 1 | 1 | 1 |  | 1 | [11 empty] | 2 | 1 | 3 | 1 | 2 | 1 | 1 |  | 0
PG&E GBA | French Camp | 60 | Battery |  |  | 0 | 0 | 0 | 0 | 0 | 0 | 0 | 0 | 0 | 5 | 2 | 1 | 1 |  | 1 | [11 empty] | 1 | 1 | 3 | 2 | 1 | 1 | 1 |  | 0
PG&E GBA | Frogtown | 115 | Battery |  |  | 0 | 0 | 0 | 0 | 0 | 0 | 0 | 0 | 0 | 5 | 2 | 1 | 1 |  | 1 | [11 empty] | 2 | 1 | 4 | 1 | 3 | 1 | 1 |  | 0
PG&E NGBA | Fulton | 115 | Battery |  |  | 0 | 0 | 0 | 0 | 0 | 0 | 0 | 0 | 0 | 5 | 5 | 1 | 1 |  | 1 | [11 empty] | 2 | 1 | 3 | 2 | 2 | 2+ | 1 |  | 1
PG&E NGBA | Fulton | 230 | Battery |  |  | 38 | 0 | 38 | 38 | 0 | 38 | 0 | 0 | 0 | 5 | 5 | 1 | 1 |  | 5 | [11 empty] | 2 | 1 | 3 | 2 | 2 | 2+ | 1 |  | 1
PG&E NGBA | Fulton | 60 | Battery |  |  | 0 | 0 | 0 | 0 | 0 | 0 | 0 | 0 | 0 | 5 | 5 | 1 | 1 |  | 1 | [11 empty] | 2 | 1 | 3 | 2 | 2 | 1 | 1 |  | 0
PG&E KERN | Ganso | 115 | Battery |  |  | 0 | 0 | 0 | 0 | 0 | 0 | 0 | 0 | 0 | 1 | 1 | 1 | 1 |  | 1 | [11 empty] | 1 | 1 | 3 | 1 | 1 | 1 | 1 |  | 0
PG&E FRESNO | Gates | 230 | Battery |  |  | 753.25 | 60 | 813.25 | 753.25 | 0 | 753.25 | 0 | 60 | 60 | 1 | 1 | 1 | 1 |  | 3 | [11 empty] | 1 | 1 | 3 | 2 | 1 | 4+ | 1 |  | 1
PG&E FRESNO | Gates | 500 | Battery |  |  | 190 | 35 | 225 | 190 | 35 | 225 | 0 | 0 | 0 | 1 | 1 | 1 | 1 |  | 2 | [11 empty] | 1 | 1 | 3 | 2 | 1 | 4+ | 1 |  | 1
PG&E NGBA | Geysers 12 | 230 | Battery |  |  | 0 | 0 | 0 | 0 | 0 | 0 | 0 | 0 | 0 | 5 | 5 | 1 | 1 |  | 1 | [11 empty] | 2 | 2 | 4 | 2 | 3 | 1 | 1 |  | 0
PG&E NGBA | Geysers 17 | 230 | Battery |  |  | 0 | 0 | 0 | 0 | 0 | 0 | 0 | 0 | 0 | 5 | 5 | 1 | 1 |  | 1 | [11 empty] | 2 | 2 | 4 | 2 | 3 | 4+ | 1 |  | 1
PG&E NGBA | Geysers 3 | 115 | Battery |  |  | 0 | 0 | 0 | 0 | 0 | 0 | 0 | 0 | 0 | 5 | 5 | 1 | 1 |  | 1 | [11 empty] | 2 | 2 | 4 | 2 | 3 | 1 | 1 |  | 0
PG&E NGBA | Glenn | 230 | Battery |  |  | 0 | 0 | 0 | 0 | 0 | 0 | 0 | 0 | 0 | 5 | 2 | 1 | 1 |  | 1 | [11 empty] | 2 | 2 | 4 | 1 | 3 | 2+ | 1 |  | 1
PG&E NGBA | Glenn | 60 | Battery |  |  | 0 | 0 | 0 | 0 | 0 | 0 | 0 | 0 | 0 | 5 | 2 | 1 | 1 |  | 1 | [11 empty] | 2 | 2 | 4 | 1 | 3 | 1 | 1 |  | 0
PG&E NGBA | Gold Hill | 115 | Battery |  |  | 0 | 0 | 0 | 0 | 0 | 0 | 0 | 0 | 0 | 5 | 2 | 1 | 1 |  | 1 | [11 empty] | 2 | 1 | 4 | 2 | 3 | 4+ | 1 |  | 1
PG&E NGBA | Gold Hill | 230 | Battery |  |  | 0 | 0 | 0 | 0 | 0 | 0 | 0 | 0 | 0 | 5 | 2 | 1 | 1 |  | 1 | [11 empty] | 2 | 1 | 4 | 2 | 3 | 1 | 4 | Batteries shifted to better align with in-dev | 1
SCE Northern | Goleta | 230 | Battery |  |  | 70 | 0 | 70 | 70 | 0 | 70 | 0 | 0 | 0 | 5 | 5 | 1 | 1 |  | 2 | [11 empty] | 2 | 2 | 2 | 1 | 2 | 4+ | 1 |  | 1
SCE Metro | Goodrich | 230 | Battery |  |  | 0 | 0 | 0 | 0 | 0 | 0 | 0 | 0 | 0 | 1 | 1 | 1 | 1 |  | 1 | [11 empty] | 1 | 1 | 3 | 1 | 2 | 1 | 1 |  | 0
PG&E KERN | Goose Lake | 115 | Battery |  |  | 0 | 0 | 0 | 0 | 0 | 0 | 0 | 0 | 0 | 1 | 1 | 1 | 1 |  | 1 | [11 empty] | 1 | 1 | 2 | 1 | 1 | 1 | 1 |  | 0
SCE Metro | Gould | 230 | Battery |  |  | 0 | 0 | 0 | 0 | 0 | 0 | 0 | 0 | 0 | 1 | 1 | 1 | 1 |  | 1 | [11 empty] | 1 | 1 | 4 | 1 | 2 | 1 | 1 |  | 0
PG&E NGBA | Grand Island | 115 | Battery |  |  | 0 | 0 | 0 | 0 | 0 | 0 | 0 | 0 | 0 | 5 | 2 | 1 | 1 |  | 1 | [11 empty] | 2 | 1 | 4 | 2 | 2 | 1 | 1 |  | 0
SDGE | Granite | 69 | Battery |  |  | 4.5 | 0 | 4.5 | 4.5 | 0 | 4.5 | 0 | 0 | 0 | 1 | 1 | 1 | 1 |  | 3 | [11 empty] | 2 | 1 | 2 | 2 | 2 | 1 | 1 |  | 1
PG&E GBA | Grant | 115 | Battery |  |  | 0 | 0 | 0 | 0 | 0 | 0 | 0 | 0 | 0 | 5 | 2 | 1 | 1 |  | 1 | [11 empty] | 2 | 1 | 2 | 1 | 2 | 1 | 1 |  | 0
PG&E GBA | Green Valley | 115 | Battery |  |  | 0 | 0 | 0 | 0 | 0 | 0 | 0 | 0 | 0 | 1 | 1 | 1 | 1 |  | 1 | [11 empty] | 2 | 2 | 3 | 2 | 2 | 4+ | 1 |  | 1
PG&E NGBA | Greenleaf 1 | 115 | Battery |  |  | 0 | 0 | 0 | 0 | 0 | 0 | 0 | 0 | 0 | 5 | 2 | 1 | 1 |  | 1 | [11 empty] | 2 | 2 | 1 | 1 | 3 | 4+ | 1 |  | 1
PG&E FRESNO | Gregg | 230 | Battery |  |  | 0 | 0 | 0 | 0 | 0 | 0 | 0 | 0 | 0 | 5 | 2 | 5 | 2 |  | 1 | [11 empty] | 1 | 1 | 3 | 2 | 1 | 2+ | 1 |  | 1
PG&E FRESNO | Grimmway-Malaga | 115 | Battery |  |  | 0 | 0 | 0 | 0 | 0 | 0 | 0 | 0 | 0 | 5 | 2 | 1 | 1 |  | 1 | [11 empty] | 1 | 1 | 2 | 1 | 1 | 1 | 1 |  | 0
PG&E NGBA | Grizzly | 230 | Battery |  |  | 0 | 0 | 0 | 0 | 0 | 0 | 0 | 0 | 0 | 5 | 2 | 1 | 1 |  | 1 | [11 empty] | 2 | 2 | 4 | 1 | 3 | 1 | 1 |  | 0
PG&E FRESNO | Guernsey | 70 | Battery |  |  | 0 | 0 | 0 | 0 | 0 | 0 | 0 | 0 | 0 | 5 | 2 | 1 | 1 |  | 1 | [11 empty] | 1 | 1 | 3 | 2 | 1 | 1 | 1 |  | 0
PG&E FRESNO | GWF Hanford | 115 | Battery |  |  | 131.4 | 0 | 131.4 | 131.4 | 0 | 131.4 | 0 | 0 | 0 | 5 | 2 | 5 | 2 |  | 3 | [11 empty] | 2 | 1 | 2 | 1 | 1 | 4+ | 1 |  | 1
PG&E FRESNO | Haas | 230 | Battery |  |  | 0 | 0 | 0 | 0 | 0 | 0 | 0 | 0 | 0 | 5 | 2 | 1 | 1 |  | 1 | [11 empty] | 1 | 1 | 4 | 2 | 3 | 1 | 1 |  | 0
PG&E FRESNO | Hammonds | 115 | Battery |  |  | 0 | 0 | 0 | 0 | 0 | 0 | 0 | 0 | 0 | 1 | 1 | 1 | 1 |  | 1 | [11 empty] | 1 | 1 | 2 | 2 | 1 | 1 | 1 |  | 0
SCE Metro | HarborGen | 230 | Battery |  |  | 0 | 0 | 0 | 0 | 0 | 0 | 0 | 0 | 0 | 1 | 1 | 1 | 1 |  | 1 | [11 empty] | 1 | 1 | 2 | 1 | 1 | 1 | 1 |  | 0
PG&E NGBA | Harris | 60 | Battery |  |  | 0 | 0 | 0 | 0 | 0 | 0 | 0 | 0 | 0 | 5 | 2 | 1 | 1 |  | 1 | [11 empty] | 2 | 2 | 2 | 2 | 3 | 1 | 1 |  | 0
EOP | Harry Allen | 500 | Battery |  |  | 0 | 0 | 0 | 0 | 0 | 0 | 0 | 0 | 0 | 5 | 5 | 1 | 1 |  | 1 | [11 empty] | 2 | 2 | 4 | 1 | 3 | 1 | 1 |  | 0
PG&E NGBA | Hartley | 60 | Battery |  |  | 0 | 0 | 0 | 0 | 0 | 0 | 0 | 0 | 0 | 5 | 5 | 1 | 1 |  | 1 | [11 empty] | 2 | 2 | 4 | 2 | 3 | 1 | 1 |  | 0
SCE NOL | Harvard | 115 | Battery |  |  | 0 | 0 | 0 | 0 | 0 | 0 | 0 | 0 | 0 | 3 | 3 | 1 | 1 |  | 1 | [11 empty] | 2 | 1 | 4 | 1 | 1 | 1 | 1 |  | 0
SDGE | Hassayampa | 500 | Battery |  |  | 95 | 0 | 95 | 95 | 0 | 95 | 0 | 0 | 0 | 5 | 5 | 1 | 1 |  | 1 | [11 empty] | 2 | 1 | 4 | 2 | 3 | 4+ | 1 |  | 1
PG&E FRESNO | Helm | 230 | Battery |  |  | 0 | 0 | 0 | 0 | 0 | 0 | 0 | 0 | 0 | 5 | 2 | 1 | 1 |  | 1 | [11 empty] | 1 | 1 | 2 | 2 | 1 | 1 | 5 | Batteries shifted to better align with in-dev | 1
PG&E FRESNO | Helm | 70 | Battery |  |  | 0 | 0 | 0 | 0 | 0 | 0 | 0 | 0 | 0 | 1 | 1 | 1 | 1 |  | 1 | [11 empty] | 1 | 1 | 2 | 2 | 1 | 4+ | 1 |  | 1
PG&E FRESNO | Henrietta | 115 | Battery |  |  | 0 | 0 | 0 | 0 | 0 | 0 | 0 | 0 | 0 | 1 | 1 | 1 | 1 |  | 1 | [11 empty] | 1 | 1 | 1 | 2 | 1 | 1 | 1 |  | 0
PG&E FRESNO | Henrietta | 230 | Battery |  |  | 0 | 0 | 0 | 0 | 0 | 0 | 0 | 0 | 0 | 1 | 1 | 1 | 1 |  | 1 | [11 empty] | 1 | 1 | 1 | 2 | 1 | 1 | 1 |  | 0
PG&E FRESNO | Henrietta | 70 | Battery |  |  | 173.2 | 0 | 173.2 | 173.2 | 0 | 173.2 | 0 | 0 | 0 | 5 | 2 | 1 | 1 |  | 5 | [11 empty] | 1 | 1 | 1 | 2 | 1 | 4+ | 1 |  | 1
PG&E FRESNO | Herndon | 115 | Battery |  |  | 0 | 0 | 0 | 0 | 0 | 0 | 0 | 0 | 0 | 5 | 2 | 5 | 2 |  | 1 | [11 empty] | 1 | 1 | 3 | 2 | 1 | 1 | 1 |  | 0
PG&E FRESNO | Herndon | 230 | Battery |  |  | 0 | 0 | 0 | 0 | 0 | 0 | 0 | 0 | 0 | 5 | 2 | 5 | 2 |  | 1 | [11 empty] | 1 | 1 | 3 | 2 | 1 | 1 | 1 |  | 0
PG&E GBA | Hicks | 230 | Battery |  |  | 0 | 0 | 0 | 0 | 0 | 0 | 0 | 0 | 0 | 1 | 1 | 1 | 1 |  | 1 | [11 empty] | 2 | 1 | 4 | 2 | 2 | 1 | 1 |  | 0
PG&E NGBA | Higgins | 115 | Battery |  |  | 0 | 0 | 0 | 0 | 0 | 0 | 0 | 0 | 0 | 5 | 2 | 1 | 1 |  | 1 | [11 empty] | 2 | 1 | 4 | 1 | 3 | 1 | 1 |  | 0
PG&E NGBA | Hilltop | 345 | Battery |  |  | 0 | 0 | 0 | 0 | 0 | 0 | 0 | 0 | 0 | 5 | 2 | 1 | 1 |  | 1 | [11 empty] | 2 | 2 | 4 | 1 | 3 | 1 | 1 |  | 0
SCE Metro | Hinson | 230 | Battery |  |  | 525 | 0 | 525 | 525 | 0 | 525 | 0 | 0 | 0 | 1 | 1 | 1 | 1 |  | 1 | [11 empty] | 1 | 1 | 2 | 1 | 1 | 2+ | 1 |  | 1
PG&E GBA | Hollister | 115 | Battery |  |  | 0 | 10 | 10 | 0 | 0 | 0 | 0 | 10 | 10 | 1 | 1 | 1 | 1 |  | 1 | [11 empty] | 2 | 2 | 4 | 2 | 3 | 4+ | 1 |  | 1
PG&E NGBA | Homestake | 115 | Battery |  |  | 0 | 0 | 0 | 0 | 0 | 0 | 0 | 0 | 0 | 5 | 5 | 1 | 1 |  | 1 | [11 empty] | 2 | 1 | 4 | 2 | 3 | 1 | 1 |  | 0
PG&E NGBA | Honcut | 115 | Battery |  |  | 0 | 0 | 0 | 0 | 0 | 0 | 0 | 0 | 0 | 5 | 2 | 1 | 1 |  | 1 | [11 empty] | 2 | 1 | 4 | 2 | 3 | 1 | 1 |  | 0
SDGE | Hoodoo Wash | 500 | Battery |  |  | 547.5 | 0 | 547.5 | 547.5 | 0 | 547.5 | 0 | 0 | 0 | 5 | 5 | 1 | 1 |  | 1 | [11 empty] | 2 | 2 | 4 | 2 | 3 | 4+ | 1 |  | 1
PG&E NGBA | Hopland | 115 | Battery |  |  | 0 | 0 | 0 | 0 | 0 | 0 | 0 | 0 | 0 | 5 | 5 | 1 | 1 |  | 1 | [11 empty] | 2 | 2 | 4 | 2 | 3 | 1 | 1 |  | 0
PG&E NGBA | Hopland | 60 | Battery |  |  | 0 | 0 | 0 | 0 | 0 | 0 | 0 | 0 | 0 | 5 | 5 | 1 | 1 |  | 1 | [11 empty] | 2 | 2 | 4 | 2 | 3 | 1 | 1 |  | 0
PG&E NGBA | Humboldt | 115 | Battery |  |  | 0 | 0 | 0 | 0 | 0 | 0 | 0 | 0 | 0 | 5 | 2 | 1 | 1 |  | 1 | [11 empty] | 2 | 2 | 3 | 2 | 3 | 1 | 4 | Batteries shifted to better align with in-dev | 1
PG&E NGBA | Humboldt | 60 | Battery |  |  | 17.25 | 0 | 17.25 | 17.25 | 0 | 17.25 | 0 | 0 | 0 | 5 | 2 | 1 | 1 |  | 3 | [11 empty] | 2 | 2 | 3 | 2 | 3 | 1 | 1 |  | 1
PG&E NGBA | Humboldt | 500 | Battery |  |  | 0 | 0 | 0 | 0 | 0 | 0 | 0 | 0 | 0 | 5 | 2 | 1 | 1 |  | 1 | [11 empty] | 2 | 2 | 3 | 2 | 3 | 1 | 1 |  | 0
SCE Metro | Huntington Beach | 230 | Battery |  |  | 0 | 0 | 0 | 0 | 0 | 0 | 0 | 0 | 0 | 1 | 1 | 1 | 1 |  | 1 | [11 empty] | 1 | 1 | 1 | 1 | 2 | 1 | 1 |  | 0
PG&E NGBA | Ignacio | 115 | Battery |  |  | 0 | 0 | 0 | 0 | 0 | 0 | 0 | 0 | 0 | 5 | 2 | 1 | 1 |  | 1 | [11 empty] | 2 | 1 | 4 | 1 | 3 | 2+ | 1 |  | 1
PG&E NGBA | Ignacio | 230 | Battery |  |  | 0 | 0 | 0 | 0 | 0 | 0 | 0 | 0 | 0 | 5 | 5 | 1 | 1 |  | 1 | [11 empty] | 2 | 1 | 4 | 1 | 3 | 1 | 1 |  | 0
PG&E NGBA | Ignacio | 60 | Battery |  |  | 0 | 0 | 0 | 0 | 0 | 0 | 0 | 0 | 0 | 5 | 5 | 1 | 1 |  | 1 | [11 empty] | 2 | 1 | 4 | 1 | 3 | 1 | 1 |  | 0
SDGE | Imperial Beach | 69 | Battery |  |  | 3 | 0 | 3 | 3 | 0 | 3 | 0 | 0 | 0 | 1 | 1 | 1 | 1 |  | 3 | [11 empty] | 2 | 1 | 3 | 1 | 2 | 1 | 1 |  | 1
SDGE | Imperial Valley | 230 | Battery |  |  | 578 | 0 | 578 | 578 | 0 | 578 | 0 | 0 | 0 | 1 | 1 | 1 | 1 |  | 1 | [11 empty] | 1 | 1 | 2 | 2 | 1 | 4+ | 1 |  | 1
SDGE | Imperial Valley | 500 | Battery |  |  | 0 | 0 | 0 | 0 | 0 | 0 | 0 | 0 | 0 | 1 | 1 | 1 | 1 |  | 1 | [11 empty] | 1 | 1 | 2 | 2 | 1 | 1+ | 1 |  | 1
EOP | Innovation | 138 | Battery |  |  | 0 | 0 | 0 | 0 | 0 | 0 | 0 | 0 | 0 | 5 | 5 | 1 | 1 |  | 1 | [11 empty] | 2 | 2 | 4 | 1 | 3 | 1 | 1 |  | 0
EOP | Innovation | 230 | Battery |  |  | 0 | 50 | 50 | 0 | 0 | 0 | 0 | 50 | 50 | 5 | 5 | 1 | 1 |  | 1 | [11 empty] | 2 | 2 | 4 | 1 | 3 | 4+ | 5 | Batteries shifted to better align with in-dev | 1
SCE NOL | Inyokern | 115 | Battery |  |  | 25 | 0 | 25 | 25 | 0 | 25 | 0 | 0 | 0 | 3 | 3 | 1 | 1 |  | 2 | [11 empty] | 2 | 2 | 4 | 1 | 3 | 1 | 1 |  | 1
EOP | IS Tap | 138 | Battery |  |  | 0 | 0 | 0 | 0 | 0 | 0 | 0 | 0 | 0 | 5 | 5 | 1 | 1 |  | 1 | [11 empty] | 2 | 2 | 4 | 1 | 3 | 1 | 1 |  | 0
EOP | Ivanpah | 115 | Battery |  |  | 0 | 0 | 0 | 0 | 0 | 0 | 0 | 0 | 0 | 5 | 5 | 1 | 1 |  | 1 | [11 empty] | 2 | 2 | 4 | 1 | 1 | 1 | 1 |  | 0
EOP | Ivanpah | 230 | Battery |  |  | 0 | 0 | 0 | 0 | 0 | 0 | 0 | 0 | 0 | 5 | 5 | 1 | 1 |  | 1 | [11 empty] | 2 | 2 | 4 | 1 | 1 | 1+ | 1 |  | 1
EOP | Jackass (DOE) | 138 | Battery |  |  | 0 | 0 | 0 | 0 | 0 | 0 | 0 | 0 | 0 | 5 | 5 | 1 | 1 |  | 1 | [11 empty] | 2 | 2 | 4 | 1 | 3 | 1 | 1 |  | 0
PG&E NGBA | James B Black | 230 | Battery |  |  | 0 | 0 | 0 | 0 | 0 | 0 | 0 | 0 | 0 | 5 | 2 | 1 | 1 |  | 1 | [11 empty] | 2 | 2 | 4 | 2 | 3 | 1 | 1 |  | 0
PG&E GBA | Jefferson | 230 | Battery |  |  | 0 | 0 | 0 | 0 | 0 | 0 | 0 | 0 | 0 | 1 | 1 | 1 | 1 |  | 1 | [11 empty] | 2 | 1 | 3 | 1 | 2 | 1 | 1 |  | 0
PG&E NGBA | Jessup | 115 | Battery |  |  | 0 | 0 | 0 | 0 | 0 | 0 | 0 | 0 | 0 | 5 | 2 | 1 | 1 |  | 1 | [11 empty] | 2 | 2 | 3 | 2 | 3 | 1 | 1 |  | 0
SCE Metro | Johanna | 230 | Battery |  |  | 0 | 0 | 0 | 0 | 0 | 0 | 0 | 0 | 0 | 1 | 1 | 1 | 1 |  | 1 | [11 empty] | 1 | 1 | 2 | 1 | 1 | 4+ | 4 | Batteries shifted to better align with in-dev | 1
SCE Eastern | Julian Hinds | 230 | Battery |  |  | 0 | 0 | 0 | 0 | 0 | 0 | 0 | 0 | 0 | 5 | 5 | 3 | 3 |  | 1 | [11 empty] | 2 | 1 | 4 | 1 | 3 | 1+ | 1 |  | 1
PG&E GBA | Kasson | 115 | Battery |  |  | 0 | 0 | 0 | 0 | 0 | 0 | 0 | 0 | 0 | 5 | 2 | 1 | 1 |  | 1 | [11 empty] | 1 | 1 | 4 | 2 | 1 | 1+ | 1 |  | 1
PG&E GBA | Kasson | 60 | Battery |  |  | 0 | 0 | 0 | 0 | 0 | 0 | 0 | 0 | 0 | 5 | 2 | 1 | 1 |  | 1 | [11 empty] | 1 | 1 | 4 | 2 | 1 | 1 | 1 |  | 0
PG&E FRESNO | Kearney | 230 | Battery |  |  | 0 | 0 | 0 | 0 | 0 | 0 | 0 | 0 | 0 | 5 | 2 | 5 | 2 |  | 1 | [11 empty] | 1 | 1 | 3 | 2 | 1 | 1 | 1 |  | 0
PG&E FRESNO | Kearney | 70 | Battery |  |  | 0 | 0 | 0 | 0 | 0 | 0 | 0 | 0 | 0 | 5 | 2 | 5 | 2 |  | 1 | [11 empty] | 1 | 1 | 3 | 2 | 1 | 1 | 1 |  | 0
PG&E GBA | Kelso | 230 | Battery |  |  | 90.7 | 0 | 90.7 | 90.7 | 0 | 90.7 | 0 | 0 | 0 | 5 | 2 | 1 | 1 |  | 2 | [11 empty] | 2 | 1 | 2 | 1 | 2 | 4+ | 1 |  | 1
PG&E FRESNO | Kerchoff 1 | 115 | Battery |  |  | 0 | 0 | 0 | 0 | 0 | 0 | 0 | 0 | 0 | 5 | 2 | 1 | 1 |  | 1 | [11 empty] | 1 | 1 | 4 | 2 | 3 | 1 | 1 |  | 0
PG&E KERN | Kern Oil | 115 | Battery |  |  | 0 | 0 | 0 | 0 | 0 | 0 | 0 | 0 | 0 | 1 | 1 | 1 | 1 |  | 1 | [11 empty] | 1 | 1 | 1 | 1 | 1 | 1 | 1 |  | 0
PG&E KERN | Kern PP | 115 | Battery |  |  | 0 | 0 | 0 | 0 | 0 | 0 | 0 | 0 | 0 | 1 | 1 | 1 | 1 |  | 1 | [11 empty] | 1 | 1 | 2 | 1 | 2 | 1+ | 1 |  | 1
PG&E KERN | Kern PP | 230 | Battery |  |  | 0 | 0 | 0 | 0 | 0 | 0 | 0 | 0 | 0 | 1 | 1 | 1 | 1 |  | 1 | [11 empty] | 1 | 1 | 2 | 1 | 2 | 4+ | 1 |  | 1
PG&E KERN | Kern PP | 70 | Battery |  |  | 0 | 0 | 0 | 0 | 0 | 0 | 0 | 0 | 0 | 1 | 1 | 1 | 1 |  | 1 | [11 empty] | 1 | 1 | 2 | 1 | 2 | 1 | 1 |  | 0
PG&E KERN | Kernridge | 115 | Battery |  |  | 0 | 0 | 0 | 0 | 0 | 0 | 0 | 0 | 0 | 1 | 1 | 1 | 1 |  | 1 | [11 empty] | 1 | 1 | 1 | 1 | 1 | 1 | 1 |  | 0
PG&E FRESNO | Kingsburg | 115 | Battery |  |  | 0 | 0 | 0 | 0 | 0 | 0 | 0 | 0 | 0 | 5 | 2 | 5 | 2 |  | 1 | [11 empty] | 1 | 1 | 2 | 2 | 1 | 1 | 1 |  | 0
PG&E GBA | Kirker | 115 | Battery |  |  | 0 | 0 | 0 | 0 | 0 | 0 | 0 | 0 | 0 | 5 | 2 | 1 | 1 |  | 1 | [11 empty] | 2 | 1 | 3 | 1 | 1 | 4+ | 4 | Batteries shifted to better align with in-dev | 1
PG&E NGBA | Knights Landing | 115 | Battery |  |  | 0 | 0 | 0 | 0 | 0 | 0 | 0 | 0 | 0 | 5 | 2 | 1 | 1 |  | 1 | [11 empty] | 2 | 1 | 4 | 2 | 3 | 1 | 1 |  | 0
PG&E NGBA | Konocti | 60 | Battery |  |  | 0 | 0 | 0 | 0 | 0 | 0 | 0 | 0 | 0 | 5 | 5 | 1 | 1 |  | 1 | [11 empty] | 2 | 2 | 4 | 2 | 3 | 1 | 1 |  | 0
SCE NOL | Kramer | 115 | Battery |  |  | 0 | 6 | 6 | 0 | 6 | 6 | 0 | 0 | 0 | 3 | 3 | 1 | 1 |  | 1 | [11 empty] | 2 | 1 | 4 | 1 | 3 | 4+ | 1 |  | 1
SCE NOL | Kramer | 230 | Battery |  |  | 268.7 | 0 | 268.7 | 268.7 | 0 | 268.7 | 0 | 0 | 0 | 3 | 3 | 1 | 1 |  | 1 | [11 empty] | 2 | 1 | 4 | 1 | 3 | 4+ | 3 | Batteries shifted to better align with in-dev | 1
SCE Metro | La Cienega | 230 | Battery |  |  | 0 | 0 | 0 | 0 | 0 | 0 | 0 | 0 | 0 | 1 | 1 | 1 | 1 |  | 1 | [11 empty] | 1 | 1 | 2 | 1 | 2 | 2+ | 1 |  | 1
SCE Metro | La Fresa | 230 | Battery |  |  | 0 | 0 | 0 | 0 | 0 | 0 | 0 | 0 | 0 | 1 | 1 | 1 | 1 |  | 1 | [11 empty] | 1 | 1 | 2 | 1 | 2 | 1+ | 1 |  | 1
SCE Metro | Laguna Bell | 230 | Battery |  |  | 350 | 0 | 350 | 350 | 0 | 350 | 0 | 0 | 0 | 1 | 1 | 1 | 1 |  | 1 | [11 empty] | 1 | 1 | 2 | 1 | 1 | 4+ | 4 | Batteries shifted to better align with in-dev | 1
PG&E KERN | Lakeview | 70 | Battery |  |  | 65.5 | 0 | 65.5 | 65.5 | 0 | 65.5 | 0 | 0 | 0 | 1 | 1 | 1 | 1 |  | 5 | [11 empty] | 1 | 1 | 4 | 1 | 1 | 4+ | 1 |  | 1
PG&E NGBA | Lakeville | 230 | Battery |  |  | 0 | 0 | 0 | 0 | 0 | 0 | 0 | 0 | 0 | 5 | 5 | 1 | 1 |  | 1 | [11 empty] | 2 | 1 | 4 | 2 | 3 | 1+ | 5 | Batteries shifted to better align with in-dev | 1
PG&E NGBA | Lakeville | 60 | Battery |  |  | 0 | 0 | 0 | 0 | 0 | 0 | 0 | 0 | 0 | 5 | 5 | 1 | 1 |  | 1 | [11 empty] | 2 | 1 | 4 | 2 | 3 | 1 | 1 |  | 0
PG&E NGBA | Lakeville | 115 | Battery |  |  | 50 | 0 | 50 | 50 | 0 | 50 | 0 | 0 | 0 | 5 | 5 | 1 | 1 |  | 2 | [11 empty] | 2 | 1 | 4 | 2 | 3 | 2+ | 1 |  | 1
PG&E GBA | Lakewood | 115 | Battery |  |  | 0 | 0 | 0 | 0 | 0 | 0 | 0 | 0 | 0 | 5 | 2 | 1 | 1 |  | 1 | [11 empty] | 2 | 1 | 3 | 1 | 2 | 1 | 1 |  | 0
PG&E NGBA | Lambie | 230 | Battery |  |  | 0 | 0 | 0 | 0 | 0 | 0 | 0 | 0 | 0 | 5 | 5 | 1 | 1 |  | 1 | [11 empty] | 2 | 1 | 1 | 1 | 1 | 2+ | 1 |  | 1
PG&E GBA | Lammers | 115 | Battery |  |  | 0 | 0 | 0 | 0 | 0 | 0 | 0 | 0 | 0 | 5 | 2 | 1 | 1 |  | 1 | [11 empty] | 1 | 1 | 1 | 2 | 2 | 2+ | 1 |  | 1
PG&E KERN | Lamont | 115 | Battery |  |  | 0 | 0 | 0 | 0 | 0 | 0 | 0 | 0 | 0 | 1 | 1 | 1 | 1 |  | 2 | [11 empty] | 1 | 1 | 2 | 1 | 1 | 4+ | 1 |  | 1
PG&E FRESNO | Las Aguilas | 230 | Battery |  |  | 0 | 0 | 0 | 0 | 0 | 0 | 0 | 0 | 0 | 1 | 1 | 1 | 1 |  | 1 | [11 empty] | 2 | 2 | 4 | 2 | 2 | 1 | 1 |  | 0
EOP | Lathrop | 138 | Battery |  |  | 0 | 0 | 0 | 0 | 0 | 0 | 0 | 0 | 0 | 5 | 5 | 1 | 1 |  | 1 | [11 empty] | 2 | 2 | 4 | 1 | 3 | 1 | 1 |  | 0
EOP | Lathrop | 230 | Battery |  |  | 0 | 0 | 0 | 0 | 0 | 0 | 0 | 0 | 0 | 5 | 5 | 1 | 1 |  | 1 | [11 empty] | 2 | 2 | 4 | 1 | 3 | 2+ | 1 |  | 1
PG&E FRESNO | Le Grand | 115 | Battery |  |  | 0 | 0 | 0 | 0 | 0 | 0 | 0 | 0 | 0 | 5 | 2 | 5 | 2 |  | 3 | [11 empty] | 1 | 1 | 3 | 2 | 1 | 2+ | 1 |  | 1
PG&E FRESNO | Lemoore | 70 | Battery |  |  | 0 | 5 | 5 | 0 | 0 | 0 | 0 | 5 | 5 | 1 | 1 | 1 | 1 |  | 3 | [11 empty] | 1 | 1 | 3 | 2 | 2 | 2- | 1 |  | 1
PG&E KERN | Lerdo | 115 | Battery |  |  | 0 | 0 | 0 | 0 | 0 | 0 | 0 | 0 | 0 | 1 | 1 | 1 | 1 |  | 1 | [11 empty] | 1 | 1 | 4 | 1 | 1 | 1 | 1 |  | 0
SCE Metro | Lewis | 230 | Battery |  |  | 0 | 0 | 0 | 0 | 0 | 0 | 0 | 0 | 0 | 1 | 1 | 1 | 1 |  | 1 | [11 empty] | 1 | 1 | 3 | 1 | 2 | 1 | 1 |  | 0
SCE Metro | Lighthipe | 230 | Battery |  |  | 0 | 0 | 0 | 0 | 0 | 0 | 0 | 0 | 0 | 1 | 1 | 1 | 1 |  | 1 | [11 empty] | 1 | 1 | 2 | 1 | 1 | 4+ | 4 | Batteries shifted to better align with in-dev | 1
SDGE | Lilac | 69 | Battery |  |  | 0 | 0 | 0 | 0 | 0 | 0 | 0 | 0 | 0 | 1 | 1 | 1 | 1 |  | 1 | [11 empty] | 2 | 1 | 3 | 1 | 3 | 1 | 1 |  | 0
PG&E NGBA | Lincoln | 115 | Battery |  |  | 0 | 0 | 0 | 0 | 0 | 0 | 0 | 0 | 0 | 5 | 2 | 1 | 1 |  | 1 | [11 empty] | 2 | 1 | 3 | 2 | 3 | 1 | 1 |  | 0
PG&E KERN | Live Oak | 115 | Battery |  |  | 0 | 0 | 0 | 0 | 0 | 0 | 0 | 0 | 0 | 1 | 1 | 1 | 1 |  | 1 | [11 empty] | 1 | 1 | 1 | 1 | 1 | 1 | 1 |  | 0
PG&E GBA | Llagas | 115 | Battery |  |  | 0 | 0 | 0 | 0 | 0 | 0 | 0 | 0 | 0 | 1 | 1 | 1 | 1 |  | 1 | [11 empty] | 2 | 1 | 2 | 2 | 1 | 4+ | 5 | Batteries shifted to better align with in-dev | 1
PG&E GBA | Lockeford | 115 | Battery |  |  | 0 | 0 | 0 | 0 | 0 | 0 | 0 | 0 | 0 | 5 | 2 | 1 | 1 |  | 1 | [11 empty] | 1 | 1 | 4 | 2 | 2 | 1 | 1 |  | 0
PG&E GBA | Lockeford | 230 | Battery |  |  | 0 | 0 | 0 | 0 | 0 | 0 | 0 | 0 | 0 | 5 | 2 | 1 | 1 |  | 1 | [11 empty] | 1 | 1 | 4 | 2 | 2 | 1 | 1 |  | 0
PG&E GBA | Lockeford | 60 | Battery |  |  | 0 | 0 | 0 | 0 | 0 | 0 | 0 | 0 | 0 | 5 | 2 | 1 | 1 |  | 1 | [11 empty] | 1 | 1 | 4 | 2 | 2 | 1 | 1 |  | 0
PG&E GBA | Lodi | 230 | Battery |  |  | 0 | 0 | 0 | 0 | 0 | 0 | 0 | 0 | 0 | 5 | 2 | 1 | 1 |  | 1 | [11 empty] | 1 | 1 | 1 | 2 | 1 | 1 | 1 |  | 0
PG&E NGBA | Logan Creek | 230 | Battery |  |  | 0 | 0 | 0 | 0 | 0 | 0 | 0 | 0 | 0 | 5 | 5 | 1 | 1 |  | 1 | [11 empty] | 2 | 2 | 4 | 1 | 2 | 1+ | 1 |  | 1
PG&E GBA | Lone Tree | 230 | Battery |  |  | 0 | 0 | 0 | 0 | 0 | 0 | 0 | 0 | 0 | 5 | 5 | 1 | 1 |  | 1 | [11 empty] | 2 | 1 | 3 | 1 | 2 | 1 | 1 |  | 0
PG&E FRESNO | Los Banos | 230 | Battery |  |  | 0.9 | 160 | 160.9 | 0.9 | 0 | 0.9 | 0 | 160 | 160 | 1 | 1 | 1 | 1 |  | 1 | [11 empty] | 1 | 1 | 4 | 2 | 1 | 4+ | 1 |  | 1
PG&E FRESNO | Los Banos | 500 | Battery |  |  | 0 | 0 | 0 | 0 | 0 | 0 | 0 | 0 | 0 | 1 | 1 | 1 | 1 |  | 1 | [11 empty] | 1 | 1 | 4 | 2 | 1 | 4+ | 1 |  | 1
SDGE | Los Coches | 138 | Battery |  |  | 0 | 0 | 0 | 0 | 0 | 0 | 0 | 0 | 0 | 5 | 5 | 1 | 1 |  | 1 | [11 empty] | 2 | 2 | 4 | 2 | 3 | 1 | 1 |  | 0
SDGE | Los Coches | 69 | Battery |  |  | 1.5 | 0 | 1.5 | 1.5 | 0 | 1.5 | 0 | 0 | 0 | 1 | 1 | 1 | 1 |  | 3 | [11 empty] | 2 | 2 | 4 | 2 | 3 | 1 | 1 |  | 1
PG&E GBA | Los Esteros | 115 | Battery |  |  | 3.3 | 0 | 3.3 | 3.3 | 0 | 3.3 | 0 | 0 | 0 | 1 | 1 | 1 | 1 |  | 1 | [11 empty] | 2 | 1 | 1 | 2 | 1 | 1 | 4 | Batteries shifted to better align with in-dev | 1
PG&E GBA | Los Esteros | 230 | Battery |  |  | 0 | 100 | 100 | 0 | 0 | 0 | 0 | 100 | 100 | 1 | 1 | 1 | 1 |  | 2 | [11 empty] | 2 | 1 | 1 | 2 | 1 | 4+ | 1 |  | 1
PG&E GBA | Los Positas | 230 | Battery |  |  | 0 | 0 | 0 | 0 | 0 | 0 | 0 | 0 | 0 | 5 | 5 | 1 | 1 |  | 1 | [11 empty] | 2 | 1 | 3 | 1 | 3 | 1 | 1 |  | 0
PG&E GBA | Los Positas | 60 | Battery |  |  | 0 | 0 | 0 | 0 | 0 | 0 | 0 | 0 | 0 | 5 | 5 | 1 | 1 |  | 1 | [11 empty] | 2 | 1 | 3 | 1 | 3 | 1 | 1 |  | 0
SDGE | Loveland | 69 | Battery |  |  | 0 | 0 | 0 | 0 | 0 | 0 | 0 | 0 | 0 | 1 | 1 | 1 | 1 |  | 1 | [11 empty] | 2 | 1 | 3 | 1 | 3 | 1 | 1 |  | 0
SCE NOL | Lugo | 230 | Battery |  |  | 0 | 0 | 0 | 0 | 0 | 0 | 0 | 0 | 0 | 1 | 1 | 1 | 1 |  | 1 | [11 empty] | 2 | 1 | 4 | 1 | 2 | 1+ | 1 |  | 1
SCE Metro | Lugo | 500 | Battery |  |  | 0 | 0 | 0 | 0 | 0 | 0 | 0 | 0 | 0 | 1 | 1 | 1 | 1 |  | 1 | [11 empty] | 2 | 1 | 4 | 1 | 2 | 4+ | 1 |  | 1
PG&E FRESNO | Madera | 70 | Battery |  |  | 0 | 0 | 0 | 0 | 0 | 0 | 0 | 0 | 0 | 5 | 2 | 5 | 2 |  | 1 | [11 empty] | 1 | 1 | 4 | 2 | 1 | 1 | 1 |  | 0
PG&E NGBA | Madison | 115 | Battery |  |  | 10.2 | 0 | 10.2 | 10.2 | 0 | 10.2 | 0 | 0 | 0 | 5 | 5 | 1 | 1 |  | 1 | [11 empty] | 2 | 1 | 4 | 2 | 3 | 1 | 1 |  | 1
PG&E KERN | Magunden | 115 | Battery |  |  | 0 | 0 | 0 | 0 | 0 | 0 | 0 | 0 | 0 | 1 | 1 | 1 | 1 |  | 1 | [11 empty] | 1 | 1 | 2 | 1 | 1 | 1 | 1 |  | 0
SCE Northern | Magunden | 230 | Battery |  |  | 0 | 0 | 0 | 0 | 0 | 0 | 0 | 0 | 0 | 1 | 1 | 1 | 1 |  | 1 | [11 empty] | 1 | 1 | 2 | 1 | 1 | 1 | 1 |  | 0
PG&E FRESNO | Malaga | 115 | Battery |  |  | 97 | 0 | 97 | 97 | 0 | 97 | 0 | 0 | 0 | 5 | 2 | 5 | 2 |  | 2 | [11 empty] | 1 | 1 | 1 | 2 | 1 | 4+ | 1 |  | 1
PG&E NGBA | Malin | 500 | Battery |  |  | 0 | 0 | 0 | 0 | 0 | 0 | 0 | 0 | 0 | 5 | 2 | 1 | 1 |  | 1 | [11 empty] | 2 | 2 | 4 | 2 | 3 | 1 | 1 |  | 0
SCE Northern | Mandalay | 230 | Battery |  |  | 0 | 0 | 0 | 0 | 0 | 0 | 0 | 0 | 0 | 5 | 5 | 1 | 1 |  | 1 | [11 empty] | 2 | 1 | 2 | 1 | 1 | 4+ | 4 | Batteries shifted to better align with in-dev | 1
PG&E FRESNO | Manning | 230 | Battery |  |  | 0 | 0 | 0 | 0 | 0 | 0 | 0 | 0 | 0 | 1 | 1 | 1 | 1 |  | 1 | [11 empty] | 1 | 1 | 2 | 2 | 1 | 1+ | 1 |  | 1
PG&E FRESNO | Manning | 500 | Battery |  |  | 0 | 260 | 260 | 0 | 0 | 0 | 0 | 260 | 260 | 1 | 1 | 1 | 1 |  | 1 | [11 empty] | 1 | 1 | 2 | 2 | 1 | 3- | 1 |  | 1
PG&E GBA | Manteca | 115 | Battery |  |  | 0 | 0 | 0 | 0 | 0 | 0 | 0 | 0 | 0 | 5 | 2 | 1 | 1 |  | 1 | [11 empty] | 1 | 1 | 2 | 2 | 2 | 1 | 1 |  | 0
SDGE | Margarita | 138 | Battery |  |  | 0 | 0 | 0 | 0 | 0 | 0 | 0 | 0 | 0 | 1 | 1 | 1 | 1 |  | 1 | [11 empty] | 1 | 1 | 2 | 1 | 3 | 1 | 1 |  | 0
PG&E GBA | Martin | 230 | Battery |  |  | 0 | 0 | 0 | 0 | 0 | 0 | 0 | 0 | 0 | 5 | 2 | 1 | 1 |  | 1 | [11 empty] | 2 | 1 | 3 | 1 | 2 | 1 | 1 |  | 0
PG&E GBA | Martin | 115 | Battery |  |  | 188 | 0 | 188 | 188 | 0 | 188 | 0 | 0 | 0 | 1 | 1 | 1 | 1 |  | 3 | [11 empty] | 2 | 1 | 3 | 1 | 2 | 4+ | 3 | Batteries shifted to better align with in-dev | 1
PG&E GBA | Martinez | 115 | Battery |  |  | 0 | 0 | 0 | 0 | 0 | 0 | 0 | 0 | 0 | 5 | 2 | 1 | 1 |  | 1 | [11 empty] | 2 | 1 | 1 | 1 | 1 | 1 | 1 |  | 0
PG&E FRESNO | Mc Mullin | 230 | Battery |  |  | 0 | 0 | 0 | 0 | 0 | 0 | 0 | 0 | 0 | 5 | 2 | 1 | 1 |  | 1 | [11 empty] | 1 | 1 | 3 | 2 | 1 | 1+ | 1 |  | 1
PG&E FRESNO | McCall | 115 | Battery |  |  | 0 | 0 | 0 | 0 | 0 | 0 | 0 | 0 | 0 | 5 | 2 | 5 | 2 |  | 1 | [11 empty] | 1 | 1 | 3 | 2 | 1 | 1 | 1 |  | 0
PG&E FRESNO | McCall | 230 | Battery |  |  | 0 | 0 | 0 | 0 | 0 | 0 | 0 | 0 | 0 | 5 | 2 | 1 | 1 |  | 1 | [11 empty] | 1 | 1 | 3 | 2 | 1 | 1 | 1 |  | 0
PG&E GBA | Meadow Lane | 115 | Battery |  |  | 0 | 0 | 0 | 0 | 0 | 0 | 0 | 0 | 0 | 5 | 2 | 1 | 1 |  | 1 | [11 empty] | 2 | 1 | 2 | 1 | 1 | 1 | 1 |  | 0
PG&E GBA | Melones | 115 | Battery |  |  | 0 | 0 | 0 | 0 | 0 | 0 | 0 | 0 | 0 | 5 | 2 | 1 | 1 |  | 1 | [11 empty] | 2 | 1 | 4 | 1 | 3 | 1 | 1 |  | 0
PG&E GBA | Melones | 230 | Battery |  |  | 0 | 0 | 0 | 0 | 0 | 0 | 0 | 0 | 0 | 5 | 2 | 1 | 1 |  | 1 | [11 empty] | 2 | 1 | 4 | 1 | 3 | 1 | 1 |  | 0
SDGE | Melrose | 69 | Battery |  |  | 20 | 0 | 20 | 20 | 0 | 20 | 0 | 0 | 0 | 1 | 1 | 1 | 1 |  | 3 | [11 empty] | 2 | 1 | 3 | 1 | 3 | 1 | 1 |  | 1
PG&E NGBA | Mendocino | 115 | Battery |  |  | 0 | 0 | 0 | 0 | 0 | 0 | 0 | 0 | 0 | 5 | 5 | 1 | 1 |  | 1 | [11 empty] | 2 | 2 | 4 | 2 | 3 | 1 | 1 |  | 0
PG&E NGBA | Mendocino | 60 | Battery |  |  | 0 | 0 | 0 | 0 | 0 | 0 | 0 | 0 | 0 | 5 | 5 | 1 | 1 |  | 1 | [11 empty] | 2 | 2 | 4 | 2 | 3 | 1 | 1 |  | 0
PG&E FRESNO | Mendota | 115 | Battery |  |  | 0 | 0 | 0 | 0 | 0 | 0 | 0 | 0 | 0 | 5 | 2 | 5 | 2 |  | 1 | [11 empty] | 1 | 1 | 3 | 2 | 1 | 2+ | 1 |  | 1
PG&E GBA | Menlo | 60 | Battery |  |  | 0 | 0 | 0 | 0 | 0 | 0 | 0 | 0 | 0 | 5 | 2 | 1 | 1 |  | 1 | [11 empty] | 2 | 1 | 3 | 1 | 2 | 1 | 1 |  | 0
PG&E FRESNO | Merced | 115 | Battery |  |  | 0 | 0 | 0 | 0 | 0 | 0 | 0 | 0 | 0 | 5 | 2 | 5 | 2 |  | 1 | [11 empty] | 1 | 1 | 4 | 2 | 1 | 1 | 1 |  | 0
EOP | Mercury | 138 | Battery |  |  | 0 | 0 | 0 | 0 | 0 | 0 | 0 | 0 | 0 | 5 | 5 | 1 | 1 |  | 1 | [11 empty] | 2 | 2 | 4 | 1 | 3 | 1 | 1 |  | 0
PG&E FRESNO | Mercy Springs | 70 | Battery |  |  | 78 | 0 | 78 | 78 | 0 | 78 | 0 | 0 | 0 | 1 | 1 | 1 | 1 |  | 5 | [11 empty] | 1 | 1 | 4 | 2 | 1 | 1 | 1 |  | 1
PG&E NGBA | Meridian | 60 | Battery |  |  | 0 | 0 | 0 | 0 | 0 | 0 | 0 | 0 | 0 | 5 | 5 | 1 | 1 |  | 1 | [11 empty] | 2 | 2 | 4 | 1 | 3 | 1 | 1 |  | 0
PG&E KERN | Mesa (PGE) | 115 | Battery |  |  | 0 | 0 | 0 | 0 | 0 | 0 | 0 | 0 | 0 | 1 | 1 | 1 | 1 |  | 1 | [11 empty] | 2 | 2 | 3 | 2 | 2 | 1 | 1 |  | 0
PG&E KERN | Mesa (PGE) | 230 | Battery |  |  | 0 | 0 | 0 | 0 | 0 | 0 | 0 | 0 | 0 | 1 | 1 | 1 | 1 |  | 1 | [11 empty] | 2 | 2 | 3 | 2 | 2 | 1+ | 1 |  | 1
SCE Metro | Mesa (SCE) | 230 | Battery |  |  | 6.5 | 0 | 6.5 | 6.5 | 0 | 6.5 | 0 | 0 | 0 | 1 | 1 | 1 | 1 |  | 5 | [11 empty] | 1 | 1 | 3 | 1 | 2 | 4+ | 1 |  | 1
SCE Metro | Mesa (SCE) | 500 | Battery |  |  | 0 | 0 | 0 | 0 | 0 | 0 | 0 | 0 | 0 | 1 | 1 | 1 | 1 |  | 1 | [11 empty] | 1 | 1 | 3 | 1 | 2 | 4+ | 1 |  | 1
SDGE | Mesa Heights | 69 | Battery |  |  | 10.5 | 0 | 10.5 | 10.5 | 0 | 10.5 | 0 | 0 | 0 | 1 | 1 | 1 | 1 |  | 3 | [11 empty] | 2 | 1 | 2 | 1 | 3 | 1 | 1 |  | 1
PG&E GBA | Metcalf | 115 | Battery |  |  | 0 | 0 | 0 | 0 | 0 | 0 | 0 | 0 | 0 | 1 | 1 | 1 | 1 |  | 1 | [11 empty] | 2 | 1 | 1 | 2 | 3 | 1 | 1 |  | 0
PG&E GBA | Metcalf | 230 | Battery |  |  | 0 | 101.075 | 101.075 | 0 | 0 | 0 | 0 | 101.075 | 101.075 | 1 | 1 | 1 | 1 |  | 2 | [11 empty] | 2 | 1 | 1 | 2 | 3 | 4+ | 4 | Batteries shifted to better align with in-dev | 1
PG&E GBA | Metcalf | 500 | Battery |  |  | 0 | 0 | 0 | 0 | 0 | 0 | 0 | 0 | 0 | 1 | 1 | 1 | 1 |  | 1 | [11 empty] | 2 | 1 | 1 | 2 | 3 | 1+ | 1 |  | 1
PG&E KERN | Midway | 115 | Battery |  |  | 0 | 60 | 60 | 0 | 0 | 0 | 0 | 60 | 60 | 1 | 1 | 1 | 1 |  | 5 | [11 empty] | 1 | 1 | 3 | 1 | 1 | 4+ | 3 | Batteries shifted to better align with in-dev | 1
PG&E KERN | Midway | 230 | Battery |  |  | 0 | 0 | 0 | 0 | 0 | 0 | 0 | 0 | 0 | 1 | 1 | 1 | 1 |  | 1 | [11 empty] | 1 | 1 | 3 | 1 | 1 | 1 | 1 |  | 0
PG&E KERN | Midway | 500 | Battery |  |  | 0 | 175 | 175 | 0 | 0 | 0 | 0 | 175 | 175 | 1 | 1 | 1 | 1 |  | 1 | [11 empty] | 1 | 1 | 3 | 1 | 1 | 4+ | 4 | Batteries shifted to better align with in-dev | 1
SDGE | Miguel | 230 | Battery |  |  | 0 | 0 | 0 | 0 | 0 | 0 | 0 | 0 | 0 | 1 | 1 | 1 | 1 |  | 1 | [11 empty] | 2 | 1 | 3 | 1 | 2 | 1+ | 5 | Batteries shifted to better align with in-dev | 1
SDGE | Miguel | 500 | Battery |  |  | 0 | 0 | 0 | 0 | 0 | 0 | 0 | 0 | 0 | 1 | 1 | 1 | 1 |  | 1 | [11 empty] | 2 | 1 | 3 | 1 | 2 | 1 | 1 |  | 0
SDGE | Miguel | 69 | Battery |  |  | 9.75 | 0 | 9.75 | 9.75 | 0 | 9.75 | 0 | 0 | 0 | 1 | 1 | 1 | 1 |  | 3 | [11 empty] | 2 | 1 | 3 | 1 | 2 | 1 | 1 |  | 1
PG&E GBA | Millbrae | 115 | Battery |  |  | 0 | 0 | 0 | 0 | 0 | 0 | 0 | 0 | 0 | 1 | 1 | 1 | 1 |  | 1 | [11 empty] | 2 | 1 | 3 | 1 | 2 | 4+ | 1 |  | 1
PG&E GBA | Miller | 115 | Battery |  |  | 0 | 0 | 0 | 0 | 0 | 0 | 0 | 0 | 0 | 5 | 2 | 1 | 1 |  | 1 | [11 empty] | 1 | 1 | 4 | 2 | 1 | 1 | 1 |  | 0
SCE Metro | Mira Loma | 230 | Battery |  |  | 42 | 0 | 42 | 42 | 0 | 42 | 0 | 0 | 0 | 1 | 1 | 1 | 1 |  | 5 | [11 empty] | 1 | 1 | 1 | 1 | 1 | 4+ | 4 | Batteries shifted to better align with in-dev | 1
SCE Metro | Mira Loma | 500 | Battery |  |  | 0 | 0 | 0 | 0 | 0 | 0 | 0 | 0 | 0 | 1 | 1 | 1 | 1 |  | 1 | [11 empty] | 1 | 1 | 1 | 1 | 1 | 1 | 1 |  | 0
SCE Eastern | Mirage | 115 | Battery |  |  | 0 | 0 | 0 | 0 | 0 | 0 | 0 | 0 | 0 | 5 | 5 | 3 | 3 |  | 1 | [11 empty] | 2 | 1 | 3 | 1 | 3 | 1 | 1 |  | 0
SCE Eastern | Mirage | 230 | Battery |  |  | 50 | 0 | 50 | 50 | 0 | 50 | 0 | 0 | 0 | 5 | 5 | 3 | 3 |  | 2 | [11 empty] | 2 | 1 | 3 | 1 | 3 | 2+ | 1 |  | 1
SDGE | Mission | 138 | Battery |  |  | 0 | 0 | 0 | 0 | 0 | 0 | 0 | 0 | 0 | 1 | 1 | 1 | 1 |  | 1 | [11 empty] | 2 | 1 | 2 | 1 | 2 | 1 | 1 |  | 0
SDGE | Mission | 230 | Battery |  |  | 0 | 0 | 0 | 0 | 0 | 0 | 0 | 0 | 0 | 1 | 1 | 1 | 1 |  | 1 | [11 empty] | 2 | 1 | 2 | 1 | 2 | 1 | 5 | Batteries shifted to better align with in-dev | 1
SDGE | Mission | 69 | Battery |  |  | 0 | 0 | 0 | 0 | 0 | 0 | 0 | 0 | 0 | 1 | 1 | 1 | 1 |  | 1 | [11 empty] | 2 | 1 | 2 | 1 | 2 | 1 | 1 |  | 0
PG&E GBA | Mi-Wuk | 115 | Battery |  |  | 0 | 0 | 0 | 0 | 0 | 0 | 0 | 0 | 0 | 5 | 2 | 1 | 1 |  | 1 | [11 empty] | 2 | 1 | 4 | 1 | 3 | 1 | 1 |  | 0
EOP | Mohave | 500 | Battery |  |  | 0 | 150 | 150 | 0 | 0 | 0 | 0 | 150 | 150 | 5 | 5 | 1 | 1 |  | 1 | [11 empty] | 2 | 2 | 3 | 1 | 3 | 4+ | 4 | Batteries shifted to better align with in-dev | 1
PG&E NGBA | Monroe | 115 | Battery |  |  | 0 | 0 | 0 | 0 | 0 | 0 | 0 | 0 | 0 | 5 | 5 | 1 | 1 |  | 1 | [11 empty] | 2 | 1 | 3 | 2 | 2 | 1 | 1 |  | 0
SDGE | Monserate | 69 | Battery |  |  | 0 | 0 | 0 | 0 | 0 | 0 | 0 | 0 | 0 | 1 | 1 | 1 | 1 |  | 1 | [11 empty] | 2 | 1 | 3 | 1 | 3 | 1 | 1 |  | 0
PG&E GBA | Monta Vista | 115 | Battery |  |  | 0 | 0 | 0 | 0 | 0 | 0 | 0 | 0 | 0 | 1 | 1 | 1 | 1 |  | 1 | [11 empty] | 2 | 1 | 3 | 2 | 3 | 1 | 1 |  | 0
PG&E GBA | Monta Vista | 230 | Battery |  |  | 0 | 0 | 0 | 0 | 0 | 0 | 0 | 0 | 0 | 1 | 1 | 1 | 1 |  | 1 | [11 empty] | 2 | 1 | 3 | 2 | 3 | 1 | 1 |  | 0
PG&E GBA | Monta Vista | 60 | Battery |  |  | 0 | 0 | 0 | 0 | 0 | 0 | 0 | 0 | 0 | 1 | 1 | 1 | 1 |  | 1 | [11 empty] | 2 | 1 | 3 | 2 | 3 | 1 | 1 |  | 0
PG&E NGBA | Monticello | 115 | Battery |  |  | 0 | 0 | 0 | 0 | 0 | 0 | 0 | 0 | 0 | 5 | 5 | 1 | 1 |  | 1 | [11 empty] | 2 | 1 | 4 | 2 | 3 | 1 | 1 |  | 0
SCE Northern | Moorpark | 230 | Battery |  |  | 350 | 0 | 350 | 350 | 0 | 350 | 0 | 0 | 0 | 5 | 5 | 1 | 1 |  | 1 | [11 empty] | 2 | 1 | 4 | 1 | 3 | 4+ | 3 | Batteries shifted to better align with in-dev | 1
SCE Northern | Moorpark | 66 | Battery |  |  | 0 | 0 | 0 | 0 | 0 | 0 | 0 | 0 | 0 | 5 | 5 | 1 | 1 |  | 1 | [11 empty] | 2 | 1 | 4 | 1 | 3 | 1 | 1 |  | 0
PG&E GBA | Moraga | 115 | Battery |  |  | 0 | 0 | 0 | 0 | 0 | 0 | 0 | 0 | 0 | 5 | 2 | 1 | 1 |  | 1 | [11 empty] | 2 | 1 | 3 | 1 | 3 | 1 | 1 |  | 0
PG&E GBA | Moraga | 230 | Battery |  |  | 0 | 0 | 0 | 0 | 0 | 0 | 0 | 0 | 0 | 5 | 2 | 1 | 1 |  | 1 | [11 empty] | 2 | 1 | 3 | 1 | 3 | 1 | 1 |  | 0
PG&E GBA | Morgan Hill | 115 | Battery |  |  | 0 | 0 | 0 | 0 | 0 | 0 | 0 | 0 | 0 | 1 | 1 | 1 | 1 |  | 1 | [11 empty] | 2 | 1 | 3 | 2 | 2 | 4+ | 1 |  | 1
PG&E KERN | Morro Bay | 115 | Battery |  |  | 0 | 0 | 0 | 0 | 0 | 0 | 0 | 0 | 0 | 1 | 1 | 1 | 1 |  | 1 | [11 empty] | 2 | 2 | 2 | 2 | 3 | 1 | 1 |  | 0
PG&E KERN | Morro Bay | 230 | Battery |  |  | 0 | 0 | 0 | 0 | 0 | 0 | 0 | 0 | 0 | 1 | 1 | 1 | 1 |  | 1 | [11 empty] | 2 | 2 | 2 | 2 | 3 | 4+ | 1 |  | 1
PG&E KERN | Morro Bay | 500 | Battery |  |  | 0 | 0 | 0 | 0 | 0 | 0 | 0 | 0 | 0 | 1 | 1 | 1 | 1 |  | 1 | [11 empty] | 2 | 2 | 2 | 2 | 3 | 2+ | 1 |  | 1
PG&E GBA | Moss Landing | 115 | Battery |  |  | 0 | 0 | 0 | 0 | 0 | 0 | 0 | 0 | 0 | 1 | 1 | 1 | 1 |  | 1 | [11 empty] | 2 | 2 | 1 | 2 | 2 | 1 | 1 |  | 0
PG&E GBA | Moss Landing | 230 | Battery |  |  | 0 | 0 | 0 | 0 | 0 | 0 | 0 | 0 | 0 | 1 | 1 | 1 | 1 |  | 1 | [11 empty] | 2 | 2 | 1 | 2 | 2 | 1 | 1 |  | 0
PG&E GBA | Moss Landing | 500 | Battery |  |  | 0 | 0 | 0 | 0 | 0 | 0 | 0 | 0 | 0 | 5 | 2 | 1 | 1 |  | 1 | [11 empty] | 2 | 2 | 1 | 2 | 2 | 4+ | 1 |  | 1
EOP | Mountain Pass | 115 | Battery |  |  | 0 | 0 | 0 | 0 | 0 | 0 | 0 | 0 | 0 | 5 | 5 | 1 | 1 |  | 1 | [11 empty] | 2 | 2 | 4 | 1 | 1 | 1 | 1 |  | 0
PG&E GBA | Mountain View | 115 | Battery |  |  | 0 | 0 | 0 | 0 | 0 | 0 | 0 | 0 | 0 | 1 | 1 | 1 | 1 |  | 1 | [11 empty] | 2 | 1 | 2 | 2 | 2 | 1 | 1 |  | 0
PG&E GBA | Mt Eden | 115 | Battery |  |  | 0 | 0 | 0 | 0 | 0 | 0 | 0 | 0 | 0 | 5 | 2 | 1 | 1 |  | 1 | [11 empty] | 2 | 1 | 2 | 1 | 2 | 4+ | 1 |  | 1
PG&E KERN | Mt Poso | 115 | Battery |  |  | 0 | 0 | 0 | 0 | 0 | 0 | 0 | 0 | 0 | 1 | 1 | 1 | 1 |  | 1 | [11 empty] | 1 | 1 | 2 | 1 | 1 | 1 | 1 |  | 0
SDGE | Murray | 69 | Battery |  |  | 9 | 0 | 9 | 9 | 0 | 9 | 0 | 0 | 0 | 1 | 1 | 1 | 1 |  | 3 | [11 empty] | 2 | 1 | 2 | 1 | 2 | 1 | 1 |  | 1
PG&E FRESNO | Mustang | 230 | Battery |  |  | 0 | 60 | 60 | 0 | 0 | 0 | 0 | 60 | 60 | 5 | 2 | 1 | 1 |  | 1 | [11 empty] | 1 | 1 | 1 | 2 | 1 | 4+ | 1 |  | 1
SCE Northern | Neenach | 66 | Battery |  |  | 0 | 0 | 0 | 0 | 0 | 0 | 0 | 0 | 0 | 1 | 1 | 1 | 1 |  | 1 | [11 empty] | 2 | 1 | 4 | 1 | 3 | 4+ | 1 |  | 1
PG&E KERN | New Sub - Gates - Midway (Proposed) | 230 | Battery |  |  | 238.5 | 0 | 238.5 | 238.5 | 0 | 238.5 | 0 | 0 | 0 | 1 | 1 | 1 | 1 |  | 1 | [11 empty] | 1 | 1 | 4 | 2 | 1 | 4+ | 1 |  | 1
PG&E KERN | New Sub - Gates - Templeton (Proposed) | 230 | Battery |  |  | 0 | 0 | 0 | 0 | 0 | 0 | 0 | 0 | 0 | 1 | 1 | 1 | 1 |  | 1 | [11 empty] | 1 | 1 | 4 | 2 | 1 | 4+ | 1 |  | 1
SCE NOL | New Sub - Kramer - Lugo (Proposed) | 230 | Battery |  |  | 0 | 0 | 0 | 0 | 0 | 0 | 0 | 0 | 0 | 3 | 3 | 1 | 1 |  | 1 | [11 empty] | 2 | 1 | 2 | 1 | 1 | 4+ | 1 |  | 1
PG&E FRESNO | New Sub - Los Banos - Midway (Proposed) | 500 | Battery |  |  | 0 | 0 | 0 | 0 | 0 | 0 | 0 | 0 | 0 | 1 | 1 | 1 | 1 |  | 1 | [11 empty] | 1 | 1 | 4 | 2 | 1 | 4+ | 1 |  | 1
SCE NOL | New Sub - Lugo - Pisgah (Proposed) | 230 | Battery |  |  | 0 | 0 | 0 | 0 | 0 | 0 | 0 | 0 | 0 | 1 | 1 | 1 | 1 |  | 1 | [11 empty] | 2 | 1 | 3 | 1 | 3 | 1+ | 1 |  | 1
PG&E KERN | New Sub - Midway - Wheeler Ridge (Proposed) | 230 | Battery |  |  | 92 | 0 | 92 | 92 | 0 | 92 | 0 | 0 | 0 | 1 | 1 | 1 | 1 |  | 1 | [11 empty] | 1 | 1 | 3 | 1 | 1 | 1 | 1 |  | 1
PG&E NGBA | New Sub - Near existing Leavitt (PSREC) | 345 | Battery |  |  | 0 | 0 | 0 | 0 | 0 | 0 | 0 | 0 | 0 | 5 | 2 | 1 | 1 |  | 1 | [11 empty] | 2 | 2 | 1 | 1 | 3 | 1 | 1 |  | 0
PG&E NGBA | New Sub - Near existing Madeline (NVE) | 345 | Battery |  |  | 0 | 0 | 0 | 0 | 0 | 0 | 0 | 0 | 0 | 5 | 2 | 1 | 1 |  | 1 | [11 empty] | 2 | 2 | 4 | 1 | 3 | 1 | 1 |  | 0
SDGE | New Sub - North Gila - IV (Proposed) | 500 | Battery |  |  | 0 | 0 | 0 | 0 | 0 | 0 | 0 | 0 | 0 | 1 | 1 | 1 | 1 |  | 1 | [11 empty] | 2 | 1 | 4 | 2 | 2 | 4+ | 1 |  | 1
PG&E NGBA | New Sub - Pit 1 - Cottonwood (Proposed) | 230 | Battery |  |  | 0 | 0 | 0 | 0 | 0 | 0 | 0 | 0 | 0 | 5 | 5 | 3 | 3 |  | 1 | [11 empty] | 2 | 2 | 4 | 2 | 3 | 1 | 1 |  | 0
PG&E GBA | New Sub - Rancho Seco - Bellota (Proposed) | 230 | Battery |  |  | 0 | 0 | 0 | 0 | 0 | 0 | 0 | 0 | 0 | 5 | 2 | 1 | 1 |  | 1 | [11 empty] | 1 | 1 | 4 | 2 | 3 | 4+ | 1 |  | 1
SDGE | New Sub - Suncrest - Ocotillo (Proposed) | 500 | Battery |  |  | 0 | 0 | 0 | 0 | 0 | 0 | 0 | 0 | 0 | 1 | 1 | 1 | 1 |  | 1 | [11 empty] | 2 | 1 | 4 | 1 | 3 | 1 | 1 |  | 0
PG&E FRESNO | New Sub - Westley - Quinto (Proposed) | 230 | Battery |  |  | 0 | 0 | 0 | 0 | 0 | 0 | 0 | 0 | 0 | 1 | 1 | 1 | 1 |  | 1 | [11 empty] | 1 | 1 | 4 | 2 | 1 | 4+ | 1 |  | 1
PG&E GBA | Newark | 115 | Battery |  |  | 0 | 0 | 0 | 0 | 0 | 0 | 0 | 0 | 0 | 1 | 1 | 1 | 1 |  | 1 | [11 empty] | 2 | 1 | 3 | 1 | 2 | 1 | 1 |  | 0
PG&E GBA | Newark | 230 | Battery |  |  | 0 | 0 | 0 | 0 | 0 | 0 | 0 | 0 | 0 | 1 | 1 | 1 | 1 |  | 1 | [11 empty] | 2 | 1 | 3 | 1 | 2 | 4+ | 1 |  | 1
PG&E GBA | Newark | 60 | Battery |  |  | 0 | 0 | 0 | 0 | 0 | 0 | 0 | 0 | 0 | 5 | 5 | 1 | 1 |  | 1 | [11 empty] | 2 | 1 | 3 | 1 | 2 | 1 | 1 |  | 0
PG&E FRESNO | Newhall | 115 | Battery |  |  | 0 | 0 | 0 | 0 | 0 | 0 | 0 | 0 | 0 | 5 | 2 | 5 | 2 |  | 1 | [11 empty] | 1 | 1 | 4 | 2 | 1 | 1 | 1 |  | 0
PG&E KERN | Norco | 115 | Battery |  |  | 0 | 0 | 0 | 0 | 0 | 0 | 0 | 0 | 0 | 1 | 1 | 1 | 1 |  | 1 | [11 empty] | 1 | 1 | 3 | 1 | 1 | 1 | 1 |  | 0
PG&E GBA | Nortech | 115 | Battery |  |  | 0 | 0 | 0 | 0 | 0 | 0 | 0 | 0 | 0 | 1 | 1 | 1 | 1 |  | 1 | [11 empty] | 2 | 1 | 2 | 2 | 1 | 1 | 1 |  | 0
SDGE | North City Metering | 138 | Battery |  |  | 0 | 0 | 0 | 0 | 0 | 0 | 0 | 0 | 0 | 1 | 1 | 1 | 1 |  | 1 | [11 empty] | 2 | 1 | 2 | 1 | 3 | 1 | 1 |  | 0
PG&E GBA | North Dublin | 230 | Battery |  |  | 0 | 0 | 0 | 0 | 0 | 0 | 0 | 0 | 0 | 5 | 5 | 1 | 1 |  | 1 | [11 empty] | 2 | 1 | 2 | 1 | 3 | 1 | 1 |  | 0
SDGE | North Gila | 500 | Battery |  |  | 0 | 0 | 0 | 0 | 0 | 0 | 0 | 0 | 0 | 1 | 1 | 1 | 1 |  | 1 | [11 empty] | 2 | 2 | 4 | 2 | 3 | 1+ | 1 |  | 1
SCE Metro | North of SONGS | 230 | Battery |  |  | 0 | 0 | 0 | 0 | 0 | 0 | 0 | 0 | 0 | 1 | 1 | 1 | 1 |  | 1 | [11 empty] | 2 | 1 | 3 | 1 | 3 | 1 | 1 |  | 0
SCE Metro | North of SONGS | 500 | Battery |  |  | 0 | 0 | 0 | 0 | 0 | 0 | 0 | 0 | 0 | 1 | 1 | 1 | 1 |  | 1 | [11 empty] | 2 | 1 | 3 | 1 | 3 | 1 | 1 |  | 0
PG&E NGBA | Notre Dame | 115 | Battery |  |  | 0 | 0 | 0 | 0 | 0 | 0 | 0 | 0 | 0 | 5 | 2 | 1 | 1 |  | 1 | [11 empty] | 2 | 1 | 4 | 2 | 2 | 1 | 1 |  | 0
PG&E GBA | Oakland C | 115 | Battery |  |  | 0 | 0 | 0 | 0 | 0 | 0 | 0 | 0 | 0 | 5 | 2 | 1 | 1 |  | 1 | [11 empty] | 2 | 1 | 1 | 1 | 2 | 2+ | 5 | Batteries shifted to better align with in-dev | 1
PG&E GBA | Oakland J | 115 | Battery |  |  | 0 | 0 | 0 | 0 | 0 | 0 | 0 | 0 | 0 | 5 | 2 | 1 | 1 |  | 1 | [11 empty] | 2 | 1 | 2 | 1 | 1 | 4+ | 1 |  | 1
PG&E GBA | Oakland L | 115 | Battery |  |  | 0 | 0 | 0 | 0 | 0 | 0 | 0 | 0 | 0 | 5 | 2 | 1 | 1 |  | 1 | [11 empty] | 2 | 1 | 2 | 1 | 1 | 1 | 1 |  | 0
PG&E GBA | Oakland X | 115 | Battery |  |  | 0 | 0 | 0 | 0 | 0 | 0 | 0 | 0 | 0 | 5 | 2 | 1 | 1 |  | 1 | [11 empty] | 2 | 1 | 2 | 1 | 2 | 1 | 1 |  | 0
SDGE | Ocean Ranch | 69 | Battery |  |  | 0 | 0 | 0 | 0 | 0 | 0 | 0 | 0 | 0 | 1 | 1 | 1 | 1 |  | 1 | [11 empty] | 2 | 1 | 4 | 1 | 3 | 1 | 1 |  | 0
PG&E KERN | Oceano | 115 | Battery |  |  | 0 | 0 | 0 | 0 | 0 | 0 | 0 | 0 | 0 | 1 | 1 | 1 | 1 |  | 1 | [11 empty] | 2 | 2 | 4 | 2 | 3 | 1 | 1 |  | 0
SDGE | Ocotillo Express | 500 | Battery |  |  | 0 | 0 | 0 | 0 | 0 | 0 | 0 | 0 | 0 | 1 | 1 | 1 | 1 |  | 1 | [11 empty] | 2 | 1 | 4 | 2 | 3 | 1 | 1 |  | 0
PG&E KERN | Old River | 70 | Battery |  |  | 0 | 0 | 0 | 0 | 0 | 0 | 0 | 0 | 0 | 1 | 1 | 1 | 1 |  | 1 | [11 empty] | 1 | 1 | 4 | 1 | 2 | 1 | 1 |  | 0
SDGE | Old Town | 230 | Battery |  |  | 0 | 0 | 0 | 0 | 0 | 0 | 0 | 0 | 0 | 1 | 1 | 1 | 1 |  | 1 | [11 empty] | 2 | 1 | 3 | 1 | 2 | 1 | 1 |  | 0
SCE Metro | Olinda | 230 | Battery |  |  | 0 | 0 | 0 | 0 | 0 | 0 | 0 | 0 | 0 | 1 | 1 | 1 | 1 |  | 1 | [11 empty] | 1 | 1 | 2 | 1 | 2 | 4+ | 1 |  | 1
PG&E FRESNO | Olive | 115 | Battery |  |  | 20 | 0 | 20 | 20 | 0 | 20 | 0 | 0 | 0 | 1 | 1 | 1 | 1 |  | 2 | [11 empty] | 1 | 1 | 4 | 1 | 1 | 2+ | 1 |  | 1
PG&E NGBA | Olivehurst | 115 | Battery |  |  | 0 | 0 | 0 | 0 | 0 | 0 | 0 | 0 | 0 | 5 | 2 | 1 | 1 |  | 1 | [11 empty] | 2 | 2 | 2 | 1 | 2 | 4+ | 1 |  | 1
PG&E NGBA | Oregon Trail | 60 | Battery |  |  | 0 | 0 | 0 | 0 | 0 | 0 | 0 | 0 | 0 | 5 | 2 | 1 | 1 |  | 1 | [11 empty] | 2 | 2 | 3 | 2 | 3 | 1 | 1 |  | 0
SCE Northern | Ormond Beach | 230 | Battery |  |  | 0 | 0 | 0 | 0 | 0 | 0 | 0 | 0 | 0 | 5 | 5 | 1 | 1 |  | 1 | [11 empty] | 2 | 1 | 1 | 1 | 1 | 1 | 1 |  | 0
PG&E FRESNO | Oro Loma | 115 | Battery |  |  | 0 | 0 | 0 | 0 | 0 | 0 | 0 | 0 | 0 | 1 | 1 | 1 | 1 |  | 1 | [11 empty] | 1 | 1 | 4 | 2 | 1 | 1 | 1 |  | 0
PG&E FRESNO | Oro Loma | 70 | Battery |  |  | 0 | 0 | 0 | 0 | 0 | 0 | 0 | 0 | 0 | 1 | 1 | 1 | 1 |  | 1 | [11 empty] | 1 | 1 | 4 | 2 | 1 | 1 | 1 |  | 0
PG&E FRESNO | Orosi | 70 | Battery |  |  | 0 | 0 | 0 | 0 | 0 | 0 | 0 | 0 | 0 | 5 | 2 | 5 | 2 |  | 1 | [11 empty] | 1 | 1 | 4 | 1 | 1 | 1 | 1 |  | 0
SDGE | Otay | 69 | Battery |  |  | 49.7 | 0 | 49.7 | 49.7 | 0 | 49.7 | 0 | 0 | 0 | 1 | 1 | 1 | 1 |  | 3 | [11 empty] | 2 | 1 | 1 | 1 | 1 | 1 | 1 |  | 1
SDGE | Otay Mesa | 230 | Battery |  |  | 65 | 0 | 65 | 65 | 0 | 65 | 0 | 0 | 0 | 1 | 1 | 1 | 1 |  | 2 | [11 empty] | 2 | 1 | 1 | 1 | 3 | 4+ | 1 |  | 1
PG&E FRESNO | Padre Flats SW STA | 230 | Battery |  |  | 0 | 0 | 0 | 0 | 0 | 0 | 0 | 0 | 0 | 1 | 1 | 1 | 1 |  | 1 | [11 empty] | 1 | 1 | 4 | 2 | 1 | 1 | 1 |  | 0
EOP | Pahrump | 138 | Battery |  |  | 0 | 0 | 0 | 0 | 0 | 0 | 0 | 0 | 0 | 5 | 5 | 1 | 1 |  | 1 | [11 empty] | 2 | 2 | 4 | 1 | 3 | 1 | 1 |  | 0
EOP | Pahrump | 230 | Battery |  |  | 0 | 0 | 0 | 0 | 0 | 0 | 0 | 0 | 0 | 5 | 5 | 1 | 1 |  | 1 | [11 empty] | 2 | 2 | 4 | 1 | 3 | 1 | 1 |  | 0
SDGE | Pala | 69 | Battery |  |  | 10 | 0 | 10 | 10 | 0 | 10 | 0 | 0 | 0 | 1 | 1 | 1 | 1 |  | 3 | [11 empty] | 2 | 1 | 1 | 1 | 3 | 1 | 1 |  | 1
PG&E NGBA | Palermo | 115 | Battery |  |  | 0 | 0 | 0 | 0 | 0 | 0 | 0 | 0 | 0 | 5 | 2 | 1 | 1 |  | 1 | [11 empty] | 2 | 1 | 2 | 2 | 2 | 2+ | 1 |  | 1
PG&E NGBA | Palermo | 230 | Battery |  |  | 0 | 0 | 0 | 0 | 0 | 0 | 0 | 0 | 0 | 5 | 2 | 1 | 1 |  | 1 | [11 empty] | 2 | 1 | 2 | 2 | 2 | 1 | 1 |  | 0
SCE Eastern | Palo Verde | 500 | Battery |  |  | 0 | 0 | 0 | 0 | 0 | 0 | 0 | 0 | 0 | 5 | 5 | 1 | 1 |  | 1 | [11 empty] | 2 | 1 | 4 | 2 | 3 | 1 | 1 |  | 0
SDGE | Palomar Energy | 230 | Battery |  |  | 0 | 0 | 0 | 0 | 0 | 0 | 0 | 0 | 0 | 1 | 1 | 1 | 1 |  | 1 | [11 empty] | 2 | 1 | 2 | 1 | 3 | 1 | 1 |  | 0
PG&E KERN | Panama | 70 | Battery |  |  | 0 | 0 | 0 | 0 | 0 | 0 | 0 | 0 | 0 | 1 | 1 | 1 | 1 |  | 1 | [11 empty] | 1 | 1 | 4 | 1 | 1 | 1 | 1 |  | 0
PG&E FRESNO | Panoche | 115 | Battery |  |  | 0 | 0 | 0 | 0 | 0 | 0 | 0 | 0 | 0 | 5 | 2 | 1 | 1 |  | 1 | [11 empty] | 1 | 1 | 1 | 2 | 1 | 4+ | 1 |  | 1
PG&E FRESNO | Panoche | 230 | Battery |  |  | 0 | 0 | 0 | 0 | 0 | 0 | 0 | 0 | 0 | 1 | 1 | 1 | 1 |  | 1 | [11 empty] | 1 | 1 | 1 | 2 | 1 | 1+ | 1 |  | 1
SCE Northern | Pardee | 230 | Battery |  |  | 15 | 0 | 15 | 15 | 0 | 15 | 0 | 0 | 0 | 5 | 5 | 1 | 1 |  | 5 | [11 empty] | 1 | 1 | 3 | 1 | 3 | 1 | 1 |  | 1
PG&E NGBA | Parkway | 230 | Battery |  |  | 0 | 0 | 0 | 0 | 0 | 0 | 0 | 0 | 0 | 5 | 5 | 1 | 1 |  | 1 | [11 empty] | 2 | 1 | 4 | 1 | 2 | 1 | 1 |  | 0
SCE Northern | Pastoria | 230 | Battery |  |  | 80 | 0 | 80 | 80 | 0 | 80 | 0 | 0 | 0 | 5 | 5 | 1 | 1 |  | 2 | [11 empty] | 1 | 1 | 2 | 1 | 3 | 1+ | 1 |  | 1
SCE Metro | Pauda | 230 | Battery |  |  | 120 | 0 | 120 | 120 | 0 | 120 | 0 | 0 | 0 | 1 | 1 | 1 | 1 |  | 2 | [11 empty] | 1 | 1 | 2 | 1 | 2 | 1+ | 4 | Batteries shifted to better align with in-dev | 1
PG&E GBA | Paul Sweet | 115 | Battery |  |  | 0 | 0 | 0 | 0 | 0 | 0 | 0 | 0 | 0 | 1 | 1 | 1 | 1 |  | 1 | [11 empty] | 2 | 2 | 2 | 2 | 3 | 4+ | 1 |  | 1
PG&E NGBA | Peabody | 230 | Battery |  |  | 0 | 0 | 0 | 0 | 0 | 0 | 0 | 0 | 0 | 5 | 5 | 1 | 1 |  | 1 | [11 empty] | 2 | 1 | 2 | 1 | 2 | 4+ | 1 |  | 1
PG&E NGBA | Pease | 115 | Battery |  |  | 0 | 0 | 0 | 0 | 0 | 0 | 0 | 0 | 0 | 5 | 2 | 1 | 1 |  | 1 | [11 empty] | 2 | 2 | 2 | 1 | 2 | 1 | 1 |  | 0
PG&E NGBA | Pease | 60 | Battery |  |  | 0 | 0 | 0 | 0 | 0 | 0 | 0 | 0 | 0 | 5 | 2 | 1 | 1 |  | 1 | [11 empty] | 2 | 2 | 2 | 1 | 2 | 2+ | 1 |  | 1
SDGE | Penasquitos | 138 | Battery |  |  | 0 | 0 | 0 | 0 | 0 | 0 | 0 | 0 | 0 | 1 | 1 | 1 | 1 |  | 1 | [11 empty] | 2 | 1 | 2 | 1 | 3 | 1 | 1 |  | 0
SDGE | Penasquitos | 230 | Battery |  |  | 0 | 0 | 0 | 0 | 0 | 0 | 0 | 0 | 0 | 1 | 1 | 1 | 1 |  | 1 | [11 empty] | 2 | 1 | 2 | 1 | 3 | 1 | 1 |  | 0
SDGE | Penasquitos | 69 | Battery |  |  | 0 | 0 | 0 | 0 | 0 | 0 | 0 | 0 | 0 | 1 | 1 | 1 | 1 |  | 1 | [11 empty] | 2 | 1 | 2 | 1 | 3 | 1 | 1 |  | 0
SDGE | Pendleton | 69 | Battery |  |  | 0 | 50 | 50 | 0 | 50 | 50 | 0 | 0 | 0 | 1 | 1 | 1 | 1 |  | 4 | [11 empty] | 2 | 1 | 4 | 1 | 3 | 1 | 1 |  | 1
PG&E NGBA | Penngrove | 115 | Battery |  |  | 0 | 0 | 0 | 0 | 0 | 0 | 0 | 0 | 0 | 5 | 5 | 1 | 1 |  | 1 | [11 empty] | 2 | 1 | 3 | 2 | 2 | 4+ | 1 |  | 1
PG&E GBA | Peoria | 115 | Battery |  |  | 0 | 0 | 0 | 0 | 0 | 0 | 0 | 0 | 0 | 5 | 2 | 1 | 1 |  | 1 | [11 empty] | 2 | 1 | 4 | 1 | 3 | 1 | 1 |  | 0
PG&E GBA | Piercy | 115 | Battery |  |  | 0 | 0 | 0 | 0 | 0 | 0 | 0 | 0 | 0 | 1 | 1 | 1 | 1 |  | 1 | [11 empty] | 2 | 1 | 2 | 2 | 2 | 1 | 1 |  | 0
PG&E FRESNO | Pine Flat | 230 | Battery |  |  | 0 | 0 | 0 | 0 | 0 | 0 | 0 | 0 | 0 | 5 | 2 | 1 | 1 |  | 1 | [11 empty] | 1 | 1 | 4 | 2 | 3 | 1 | 1 |  | 0
SCE NOL | Pisgah | 230 | Battery |  |  | 0 | 0 | 0 | 0 | 0 | 0 | 0 | 0 | 0 | 1 | 1 | 1 | 1 |  | 1 | [11 empty] | 2 | 1 | 4 | 1 | 1 | 4+ | 1 |  | 1
PG&E NGBA | Pit 1 | 230 | Battery |  |  | 0 | 0 | 0 | 0 | 0 | 0 | 0 | 0 | 0 | 5 | 5 | 3 | 3 |  | 1 | [11 empty] | 2 | 2 | 4 | 2 | 3 | 1 | 1 |  | 0
PG&E NGBA | Pit 1 | 60 | Battery |  |  | 0 | 0 | 0 | 0 | 0 | 0 | 0 | 0 | 0 | 5 | 5 | 3 | 3 |  | 1 | [11 empty] | 2 | 2 | 4 | 2 | 3 | 1 | 1 |  | 0
PG&E NGBA | Pit 3 | 230 | Battery |  |  | 0 | 0 | 0 | 0 | 0 | 0 | 0 | 0 | 0 | 5 | 5 | 3 | 3 |  | 1 | [11 empty] | 2 | 2 | 4 | 2 | 3 | 1 | 1 |  | 0
PG&E NGBA | Pit 4 | 230 | Battery |  |  | 0 | 0 | 0 | 0 | 0 | 0 | 0 | 0 | 0 | 5 | 2 | 1 | 1 |  | 1 | [11 empty] | 2 | 2 | 4 | 2 | 3 | 1 | 1 |  | 0
PG&E GBA | Pittsburg | 115 | Battery |  |  | 0 | 0 | 0 | 0 | 0 | 0 | 0 | 0 | 0 | 5 | 2 | 1 | 1 |  | 1 | [11 empty] | 2 | 1 | 2 | 1 | 1 | 4+ | 1 |  | 1
PG&E GBA | Pittsburg | 230 | Battery |  |  | 0 | 0 | 0 | 0 | 0 | 0 | 0 | 0 | 0 | 5 | 2 | 1 | 1 |  | 1 | [11 empty] | 2 | 1 | 2 | 1 | 1 | 4+ | 1 |  | 1
PG&E NGBA | Pleasant Grove | 115 | Battery |  |  | 0 | 0 | 0 | 0 | 0 | 0 | 0 | 0 | 0 | 5 | 2 | 1 | 1 |  | 1 | [11 empty] | 2 | 1 | 2 | 2 | 3 | 1 | 1 |  | 0
PG&E NGBA | POE | 230 | Battery |  |  | 0 | 0 | 0 | 0 | 0 | 0 | 0 | 0 | 0 | 5 | 2 | 1 | 1 |  | 1 | [11 empty] | 2 | 1 | 4 | 2 | 3 | 1 | 1 |  | 0
SDGE | Point Loma | 69 | Battery |  |  | 0 | 0 | 0 | 0 | 0 | 0 | 0 | 0 | 0 | 1 | 1 | 1 | 1 |  | 1 | [11 empty] | 2 | 1 | 3 | 1 | 2 | 2+ | 1 |  | 1
SDGE | Pomerado | 69 | Battery |  |  | 100 | 0 | 100 | 100 | 0 | 100 | 0 | 0 | 0 | 1 | 1 | 1 | 1 |  | 5 | [11 empty] | 2 | 1 | 3 | 1 | 3 | 1 | 1 |  | 1
PG&E KERN | Poso Mountain | 115 | Battery |  |  | 0 | 0 | 0 | 0 | 0 | 0 | 0 | 0 | 0 | 1 | 1 | 1 | 1 |  | 1 | [11 empty] | 1 | 1 | 3 | 1 | 2 | 1 | 1 |  | 0
EOP | Primm | 230 | Battery |  |  | 200 | 0 | 200 | 200 | 0 | 200 | 0 | 0 | 0 | 5 | 5 | 1 | 1 |  | 1 | [11 empty] | 2 | 2 | 4 | 1 | 2 | 1 | 1 |  | 1
PG&E NGBA | Putah Creek | 115 | Battery |  |  | 3 | 0 | 3 | 3 | 0 | 3 | 0 | 0 | 0 | 5 | 5 | 1 | 1 |  | 1 | [11 empty] | 2 | 1 | 3 | 2 | 3 | 1 | 1 |  | 1
SDGE | Q1806 | 138 | Battery |  |  | 0 | 0 | 0 | 0 | 0 | 0 | 0 | 0 | 0 | 1 | 1 | 1 | 1 |  | 1 | [11 empty] | 1 | 1 | 2 | 1 | 3 | 1 | 1 |  | 0
PG&E FRESNO | Quinto | 230 | Battery |  |  | 0 | 50 | 50 | 0 | 0 | 0 | 0 | 50 | 50 | 1 | 1 | 1 | 1 |  | 1 | [11 empty] | 1 | 1 | 4 | 2 | 1 | 4+ | 1 |  | 1
PG&E GBA | Race Track | 115 | Battery |  |  | 0 | 0 | 0 | 0 | 0 | 0 | 0 | 0 | 0 | 5 | 2 | 1 | 1 |  | 1 | [11 empty] | 2 | 1 | 4 | 1 | 3 | 1 | 1 |  | 0
SDGE | Rancho Mission Viejo | 138 | Battery |  |  | 0 | 0 | 0 | 0 | 0 | 0 | 0 | 0 | 0 | 1 | 1 | 1 | 1 |  | 1 | [11 empty] | 1 | 1 | 2 | 1 | 3 | 1 | 1 |  | 0
PG&E GBA | Rancho Seco | 230 | Battery |  |  | 0 | 0 | 0 | 0 | 0 | 0 | 0 | 0 | 0 | 5 | 2 | 1 | 1 |  | 1 | [11 empty] | 2 | 1 | 1 | 2 | 3 | 1 | 1 |  | 0
SCE Metro | Rancho Vista | 230 | Battery |  |  | 0 | 0 | 0 | 0 | 0 | 0 | 0 | 0 | 0 | 1 | 1 | 1 | 1 |  | 1 | [11 empty] | 1 | 1 | 1 | 1 | 1 | 1 | 1 |  | 0
SCE Metro | Rancho Vista | 500 | Battery |  |  | 0 | 0 | 0 | 0 | 0 | 0 | 0 | 0 | 0 | 1 | 1 | 1 | 1 |  | 1 | [11 empty] | 1 | 1 | 1 | 1 | 1 | 1 | 1 |  | 0
SCE NOL | Ransburg | 115 | Battery |  |  | 0 | 0 | 0 | 0 | 0 | 0 | 0 | 0 | 0 | 3 | 3 | 1 | 1 |  | 1 | [11 empty] | 2 | 1 | 4 | 1 | 1 | 4+ | 1 |  | 1
PG&E GBA | Ravenswood | 115 | Battery |  |  | 0 | 0 | 0 | 0 | 0 | 0 | 0 | 0 | 0 | 5 | 2 | 1 | 1 |  | 1 | [11 empty] | 2 | 1 | 2 | 1 | 2 | 1 | 1 |  | 0
PG&E GBA | Ravenswood | 230 | Battery |  |  | 0 | 0 | 0 | 0 | 0 | 0 | 0 | 0 | 0 | 5 | 2 | 1 | 1 |  | 1 | [11 empty] | 2 | 1 | 2 | 1 | 2 | 1 | 1 |  | 0
SCE Northern | Rector | 230 | Battery |  |  | 0 | 0 | 0 | 0 | 0 | 0 | 0 | 0 | 0 | 1 | 1 | 1 | 1 |  | 1 | [11 empty] | 1 | 1 | 2 | 1 | 2 | 4+ | 1 |  | 1
SCE Eastern | Red Bluff | 230 | Battery |  |  | 446 | 0 | 446 | 446 | 0 | 446 | 0 | 0 | 0 | 1 | 1 | 1 | 1 |  | 1 | [11 empty] | 2 | 2 | 4 | 1 | 3 | 4+ | 1 |  | 1
SCE Eastern | Red Bluff | 500 | Battery |  |  | 225 | 0 | 225 | 225 | 0 | 225 | 0 | 0 | 0 | 1 | 1 | 1 | 1 |  | 1 | [11 empty] | 2 | 2 | 4 | 1 | 3 | 4+ | 4 | Batteries shifted to better align with in-dev | 1
PG&E NGBA | Redbud | 115 | Battery |  |  | 0 | 0 | 0 | 0 | 0 | 0 | 0 | 0 | 0 | 5 | 5 | 1 | 1 |  | 1 | [11 empty] | 2 | 2 | 4 | 2 | 3 | 1 | 1 |  | 0
SCE Metro | Redondo | 230 | Battery |  |  | 0 | 0 | 0 | 0 | 0 | 0 | 0 | 0 | 0 | 1 | 1 | 1 | 1 |  | 1 | [11 empty] | 1 | 1 | 2 | 1 | 2 | 1 | 1 |  | 0
PG&E FRESNO | Reedley | 115 | Battery |  |  | 0 | 0 | 0 | 0 | 0 | 0 | 0 | 0 | 0 | 5 | 2 | 1 | 1 |  | 1 | [11 empty] | 1 | 1 | 4 | 2 | 1 | 1 | 1 |  | 0
PG&E KERN | Renfro | 115 | Battery |  |  | 0 | 0 | 0 | 0 | 0 | 0 | 0 | 0 | 0 | 1 | 1 | 1 | 1 |  | 1 | [11 empty] | 1 | 1 | 2 | 1 | 2 | 1 | 1 |  | 0
PG&E GBA | Richmond R | 115 | Battery |  |  | 0 | 0 | 0 | 0 | 0 | 0 | 0 | 0 | 0 | 5 | 2 | 1 | 1 |  | 1 | [11 empty] | 2 | 1 | 2 | 1 | 2 | 1 | 1 |  | 0
PG&E NGBA | Rincon | 115 | Battery |  |  | 0 | 0 | 0 | 0 | 0 | 0 | 0 | 0 | 0 | 5 | 5 | 1 | 1 |  | 1 | [11 empty] | 2 | 1 | 3 | 2 | 2 | 1 | 1 |  | 0
PG&E KERN | Rio Bravo | 115 | Battery |  |  | 0 | 0 | 0 | 0 | 0 | 0 | 0 | 0 | 0 | 1 | 1 | 1 | 1 |  | 1 | [11 empty] | 1 | 1 | 2 | 1 | 1 | 1 | 1 |  | 0
SCE Metro | Rio Hondo | 230 | Battery |  |  | 265 | 10 | 275 | 265 | 10 | 275 | 0 | 0 | 0 | 1 | 1 | 1 | 1 |  | 1 | [11 empty] | 1 | 1 | 4 | 1 | 1 | 4+ | 1 |  | 1
PG&E NGBA | Rio Oso | 115 | Battery |  |  | 0 | 0 | 0 | 0 | 0 | 0 | 0 | 0 | 0 | 5 | 2 | 1 | 1 |  | 1 | [11 empty] | 2 | 1 | 4 | 1 | 3 | 1 | 1 |  | 0
PG&E NGBA | Rio Oso | 230 | Battery |  |  | 0 | 0 | 0 | 0 | 0 | 0 | 0 | 0 | 0 | 5 | 2 | 1 | 1 |  | 1 | [11 empty] | 2 | 1 | 4 | 1 | 3 | 1+ | 1 |  | 1
PG&E GBA | Ripon | 115 | Battery |  |  | 99 | 0 | 99 | 99 | 0 | 99 | 0 | 0 | 0 | 5 | 2 | 1 | 1 |  | 2 | [11 empty] | 1 | 1 | 2 | 2 | 2 | 1 | 1 |  | 1
PG&E GBA | Riverbank | 115 | Battery |  |  | 0 | 0 | 0 | 0 | 0 | 0 | 0 | 0 | 0 | 5 | 2 | 1 | 1 |  | 1 | [11 empty] | 1 | 1 | 3 | 2 | 2 | 1 | 1 |  | 0
SCE NOL | Roadway | 115 | Battery |  |  | 100 | 10 | 110 | 100 | 0 | 100 | 0 | 10 | 10 | 1 | 1 | 1 | 1 |  | 4 | [11 empty] | 2 | 1 | 2 | 1 | 1 | 4+ | 1 |  | 1
PG&E NGBA | Rock Creek 1 | 230 | Battery |  |  | 0 | 0 | 0 | 0 | 0 | 0 | 0 | 0 | 0 | 5 | 2 | 1 | 1 |  | 1 | [11 empty] | 2 | 2 | 4 | 1 | 3 | 1 | 1 |  | 0
SCE Northern | Rosamond | 66 | Battery |  |  | 0 | 0 | 0 | 0 | 0 | 0 | 0 | 0 | 0 | 1 | 1 | 1 | 1 |  | 1 | [11 empty] | 2 | 1 | 4 | 1 | 3 | 1 | 1 |  | 0
PG&E GBA | Rossmoor | 230 | Battery |  |  | 0 | 0 | 0 | 0 | 0 | 0 | 0 | 0 | 0 | 5 | 5 | 1 | 1 |  | 1 | [11 empty] | 2 | 1 | 4 | 1 | 3 | 1 | 1 |  | 0
PG&E NGBA | Round Mountain | 230 | Battery |  |  | 0 | 0 | 0 | 0 | 0 | 0 | 0 | 0 | 0 | 5 | 2 | 1 | 1 |  | 1 | [11 empty] | 2 | 2 | 4 | 2 | 3 | 1 | 1 |  | 0
PG&E NGBA | Round Mountain | 500 | Battery |  |  | 0 | 0 | 0 | 0 | 0 | 0 | 0 | 0 | 0 | 5 | 2 | 1 | 1 |  | 1 | [11 empty] | 2 | 2 | 4 | 2 | 3 | 1 | 1 |  | 0
PG&E GBA | Salado | 115 | Battery |  |  | 0 | 0 | 0 | 0 | 0 | 0 | 0 | 0 | 0 | 1 | 1 | 1 | 1 |  | 1 | [11 empty] | 1 | 1 | 4 | 2 | 1 | 1 | 1 |  | 0
PG&E GBA | Salado | 60 | Battery |  |  | 0 | 0 | 0 | 0 | 0 | 0 | 0 | 0 | 0 | 1 | 1 | 1 | 1 |  | 1 | [11 empty] | 1 | 1 | 4 | 2 | 1 | 4+ | 1 |  | 1
PG&E GBA | Salinas | 115 | Battery |  |  | 0 | 0 | 0 | 0 | 0 | 0 | 0 | 0 | 0 | 1 | 1 | 1 | 1 |  | 1 | [11 empty] | 2 | 2 | 3 | 2 | 2 | 1 | 1 |  | 0
SDGE | Salt Creek | 69 | Battery |  |  | 0 | 0 | 0 | 0 | 0 | 0 | 0 | 0 | 0 | 1 | 1 | 1 | 1 |  | 1 | [11 empty] | 2 | 1 | 3 | 1 | 2 | 1 | 1 |  | 0
SCE Eastern | San Bernardino | 230 | Battery |  |  | 0 | 0 | 0 | 0 | 0 | 0 | 0 | 0 | 0 | 1 | 1 | 1 | 1 |  | 1 | [11 empty] | 1 | 1 | 2 | 1 | 2 | 2+ | 1 |  | 1
PG&E GBA | SAN FRAN A (POTRERO PP) | 115 | Battery |  |  | 0 | 0 | 0 | 0 | 0 | 0 | 0 | 0 | 0 | 5 | 2 | 1 | 1 |  | 1 | [11 empty] | 2 | 1 | 2 | 1 | 2 | 1 | 1 |  | 0
PG&E GBA | SAN FRAN A (POTRERO PP) | 230 | Battery |  |  | 0 | 0 | 0 | 0 | 0 | 0 | 0 | 0 | 0 | 5 | 2 | 1 | 1 |  | 1 | [11 empty] | 2 | 1 | 2 | 1 | 2 | 1 | 1 |  | 0
PG&E GBA | San Jose A | 115 | Battery |  |  | 0 | 0 | 0 | 0 | 0 | 0 | 0 | 0 | 0 | 1 | 1 | 1 | 1 |  | 1 | [11 empty] | 2 | 1 | 2 | 2 | 2 | 1 | 1 |  | 0
PG&E GBA | San Jose B | 115 | Battery |  |  | 0 | 0 | 0 | 0 | 0 | 0 | 0 | 0 | 0 | 1 | 1 | 1 | 1 |  | 1 | [11 empty] | 2 | 1 | 3 | 2 | 2 | 1 | 1 |  | 0
PG&E GBA | San Leandro U | 115 | Battery |  |  | 0 | 0 | 0 | 0 | 0 | 0 | 0 | 0 | 0 | 5 | 2 | 1 | 1 |  | 1 | [11 empty] | 2 | 1 | 3 | 1 | 2 | 1 | 1 |  | 0
PG&E KERN | San Luis Obispo | 115 | Battery |  |  | 0 | 0 | 0 | 0 | 0 | 0 | 0 | 0 | 0 | 1 | 1 | 1 | 1 |  | 1 | [11 empty] | 2 | 2 | 4 | 2 | 3 | 1 | 1 |  | 0
PG&E KERN | San Luis Obispo | 70 | Battery |  |  | 0 | 0 | 0 | 0 | 0 | 0 | 0 | 0 | 0 | 1 | 1 | 1 | 1 |  | 1 | [11 empty] | 2 | 2 | 4 | 2 | 3 | 1 | 1 |  | 0
SDGE | San Luis Rey | 230 | Battery |  |  | 0 | 0 | 0 | 0 | 0 | 0 | 0 | 0 | 0 | 1 | 1 | 1 | 1 |  | 1 | [11 empty] | 2 | 1 | 4 | 1 | 3 | 1 | 4 | Batteries shifted to better align with in-dev | 1
SDGE | San Luis Rey | 69 | Battery |  |  | 0 | 0 | 0 | 0 | 0 | 0 | 0 | 0 | 0 | 1 | 1 | 1 | 1 |  | 1 | [11 empty] | 2 | 1 | 4 | 1 | 3 | 1 | 1 |  | 0
SDGE | San Marcos | 69 | Battery |  |  | 0 | 0 | 0 | 0 | 0 | 0 | 0 | 0 | 0 | 1 | 1 | 1 | 1 |  | 1 | [11 empty] | 2 | 1 | 2 | 1 | 3 | 1 | 1 |  | 0
SCE Metro | San Onofre | 230 | Battery |  |  | 0 | 0 | 0 | 0 | 0 | 0 | 0 | 0 | 0 | 1 | 1 | 1 | 1 |  | 1 | [11 empty] | 2 | 1 | 4 | 1 | 3 | 1+ | 1 |  | 1
PG&E GBA | San Pablo | 115 | Battery |  |  | 0 | 0 | 0 | 0 | 0 | 0 | 0 | 0 | 0 | 5 | 2 | 1 | 1 |  | 1 | [11 empty] | 2 | 1 | 2 | 1 | 1 | 1 | 1 |  | 0
PG&E GBA | San Ramon | 230 | Battery |  |  | 0 | 0 | 0 | 0 | 0 | 0 | 0 | 0 | 0 | 5 | 2 | 1 | 1 |  | 1 | [11 empty] | 2 | 1 | 2 | 1 | 3 | 4+ | 1 |  | 1
SDGE | San Ysidro | 69 | Battery |  |  | 0 | 0 | 0 | 0 | 0 | 0 | 0 | 0 | 0 | 1 | 1 | 1 | 1 |  | 1 | [11 empty] | 2 | 1 | 2 | 1 | 2 | 1 | 1 |  | 0
SCE NOL | Sandlot | 230 | Battery |  |  | 0 | 0 | 0 | 0 | 0 | 0 | 0 | 0 | 0 | 3 | 3 | 1 | 1 |  | 1 | [11 empty] | 2 | 1 | 4 | 1 | 2 | 1 | 1 |  | 0
EOP | Sandy | 138 | Battery |  |  | 0 | 0 | 0 | 0 | 0 | 0 | 0 | 0 | 0 | 5 | 5 | 1 | 1 |  | 1 | [11 empty] | 2 | 2 | 4 | 1 | 3 | 1 | 1 |  | 0
PG&E FRESNO | Sanger | 115 | Battery |  |  | 0 | 0 | 0 | 0 | 0 | 0 | 0 | 0 | 0 | 5 | 2 | 5 | 2 |  | 1 | [11 empty] | 1 | 1 | 2 | 2 | 2 | 4+ | 1 |  | 1
SCE Northern | Santa Clara | 230 | Battery |  |  | 0 | 0 | 0 | 0 | 0 | 0 | 0 | 0 | 0 | 5 | 5 | 1 | 1 |  | 1 | [11 empty] | 2 | 1 | 3 | 1 | 2 | 1+ | 4 | Batteries shifted to better align with in-dev | 1
PG&E NGBA | Santa Rosa A | 115 | Battery |  |  | 0 | 0 | 0 | 0 | 0 | 0 | 0 | 0 | 0 | 5 | 5 | 1 | 1 |  | 1 | [11 empty] | 2 | 1 | 3 | 2 | 2 | 1 | 1 |  | 0
PG&E GBA | Santa Teresa | 115 | Battery |  |  | 0 | 0 | 0 | 0 | 0 | 0 | 0 | 0 | 0 | 1 | 1 | 1 | 1 |  | 1 | [11 empty] | 2 | 1 | 2 | 2 | 2 | 4+ | 1 |  | 1
SDGE | Santee | 138 | Battery |  |  | 10 | 0 | 10 | 10 | 0 | 10 | 0 | 0 | 0 | 5 | 5 | 1 | 1 |  | 1 | [11 empty] | 2 | 1 | 2 | 1 | 2 | 1 | 1 |  | 1
SCE Metro | Santiago | 230 | Battery |  |  | 0 | 0 | 0 | 0 | 0 | 0 | 0 | 0 | 0 | 1 | 1 | 1 | 1 |  | 1 | [11 empty] | 1 | 1 | 2 | 1 | 2 | 1 | 1 |  | 0
PG&E GBA | Saratoga | 230 | Battery |  |  | 0 | 0 | 0 | 0 | 0 | 0 | 0 | 0 | 0 | 1 | 1 | 1 | 1 |  | 1 | [11 empty] | 2 | 1 | 4 | 2 | 3 | 1 | 1 |  | 0
SCE Northern | Saugus | 230 | Battery |  |  | 0 | 0 | 0 | 0 | 0 | 0 | 0 | 0 | 0 | 5 | 5 | 1 | 1 |  | 1 | [11 empty] | 1 | 1 | 3 | 1 | 3 | 1 | 1 |  | 0
PG&E FRESNO | Schindler | 115 | Battery |  |  | 0 | 0 | 0 | 0 | 0 | 0 | 0 | 0 | 0 | 1 | 1 | 1 | 1 |  | 1 | [11 empty] | 1 | 1 | 4 | 2 | 1 | 4+ | 1 |  | 1
PG&E FRESNO | Schindler | 70 | Battery |  |  | 0 | 0 | 0 | 0 | 0 | 0 | 0 | 0 | 0 | 1 | 1 | 1 | 1 |  | 1 | [11 empty] | 1 | 1 | 4 | 2 | 1 | 1 | 1 |  | 0
PG&E GBA | Schulte | 115 | Battery |  |  | 0 | 0 | 0 | 0 | 0 | 0 | 0 | 0 | 0 | 5 | 2 | 1 | 1 |  | 1 | [11 empty] | 1 | 1 | 1 | 2 | 2 | 4+ | 1 |  | 1
SDGE | Scripps | 69 | Battery |  |  | 0 | 0 | 0 | 0 | 0 | 0 | 0 | 0 | 0 | 1 | 1 | 1 | 1 |  | 1 | [11 empty] | 2 | 1 | 2 | 1 | 3 | 1 | 1 |  | 0
PG&E KERN | Semitropic | 115 | Battery |  |  | 0 | 0 | 0 | 0 | 0 | 0 | 0 | 0 | 0 | 1 | 1 | 1 | 1 |  | 1 | [11 empty] | 1 | 1 | 3 | 1 | 1 | 1 | 1 |  | 0
SCE Metro | Serrano | 230 | Battery |  |  | 0 | 0 | 0 | 0 | 0 | 0 | 0 | 0 | 0 | 1 | 1 | 1 | 1 |  | 1 | [11 empty] | 1 | 1 | 2 | 1 | 2 | 1 | 1 |  | 0
SCE Metro | Serrano | 500 | Battery |  |  | 0 | 0 | 0 | 0 | 0 | 0 | 0 | 0 | 0 | 1 | 1 | 1 | 1 |  | 1 | [11 empty] | 1 | 1 | 2 | 1 | 2 | 1 | 1 |  | 0
SDGE | Shadowridge | 138 | Battery |  |  | 0 | 0 | 0 | 0 | 0 | 0 | 0 | 0 | 0 | 1 | 1 | 1 | 1 |  | 1 | [11 empty] | 2 | 1 | 3 | 1 | 3 | 1 | 1 |  | 0
PG&E KERN | Shafter | 115 | Battery |  |  | 0 | 0 | 0 | 0 | 0 | 0 | 0 | 0 | 0 | 1 | 1 | 1 | 1 |  | 1 | [11 empty] | 1 | 1 | 3 | 1 | 1 | 1 | 1 |  | 0
PG&E NGBA | Silverado | 115 | Battery |  |  | 0 | 0 | 0 | 0 | 0 | 0 | 0 | 0 | 0 | 5 | 5 | 1 | 1 |  | 1 | [11 empty] | 2 | 1 | 4 | 2 | 3 | 1 | 1 |  | 0
SDGE | Silvergate | 230 | Battery |  |  | 0 | 0 | 0 | 0 | 0 | 0 | 0 | 0 | 0 | 1 | 1 | 1 | 1 |  | 1 | [11 empty] | 2 | 1 | 1 | 1 | 1 | 1+ | 4 | Batteries shifted to better align with in-dev | 1
SDGE | Silvergate | 69 | Battery |  |  | 0 | 0 | 0 | 0 | 0 | 0 | 0 | 0 | 0 | 1 | 1 | 1 | 1 |  | 1 | [11 empty] | 2 | 1 | 1 | 1 | 1 | 1 | 1 |  | 0
PG&E KERN | Sisquoc | 115 | Battery |  |  | 0 | 0 | 0 | 0 | 0 | 0 | 0 | 0 | 0 | 1 | 1 | 1 | 1 |  | 1 | [11 empty] | 2 | 2 | 4 | 1 | 3 | 1 | 1 |  | 0
EOP | Sloan Canyon | 230 | Battery |  |  | 0 | 0 | 0 | 0 | 0 | 0 | 0 | 0 | 0 | 5 | 5 | 1 | 1 |  | 1 | [11 empty] | 2 | 2 | 3 | 1 | 3 | 4+ | 1 |  | 1
EOP | Sloan Canyon | 500 | Battery |  |  | 0 | 0 | 0 | 0 | 0 | 0 | 0 | 0 | 0 | 5 | 5 | 1 | 1 |  | 1 | [11 empty] | 2 | 2 | 3 | 1 | 3 | 1 | 1 |  | 0
PG&E KERN | Smyrna | 115 | Battery |  |  | 0 | 0 | 0 | 0 | 0 | 0 | 0 | 0 | 0 | 1 | 1 | 1 | 1 |  | 1 | [11 empty] | 1 | 1 | 4 | 1 | 1 | 1 | 1 |  | 0
PG&E GBA | Sobrante | 115 | Battery |  |  | 0 | 0 | 0 | 0 | 0 | 0 | 0 | 0 | 0 | 5 | 2 | 1 | 1 |  | 1 | [11 empty] | 2 | 1 | 2 | 1 | 3 | 1 | 1 |  | 0
PG&E GBA | Sobrante | 230 | Battery |  |  | 0 | 0 | 0 | 0 | 0 | 0 | 0 | 0 | 0 | 5 | 2 | 1 | 1 |  | 1 | [11 empty] | 2 | 1 | 2 | 1 | 3 | 1 | 1 |  | 0
PG&E KERN | Solar | 230 | Battery |  |  | 0 | 0 | 0 | 0 | 0 | 0 | 0 | 0 | 0 | 1 | 1 | 1 | 1 |  | 1 | [11 empty] | 2 | 1 | 4 | 2 | 3 | 1 | 1 |  | 0
PG&E GBA | Soledad | 115 | Battery |  |  | 0 | 0 | 0 | 0 | 0 | 0 | 0 | 0 | 0 | 1 | 1 | 1 | 1 |  | 1 | [11 empty] | 2 | 2 | 4 | 2 | 3 | 1 | 1 |  | 0
PG&E GBA | Soledad | 60 | Battery |  |  | 0 | 0 | 0 | 0 | 0 | 0 | 0 | 0 | 0 | 1 | 1 | 1 | 1 |  | 1 | [11 empty] | 2 | 2 | 4 | 2 | 3 | 1 | 1 |  | 0
SDGE | Spring Valley | 69 | Battery |  |  | 0 | 0 | 0 | 0 | 0 | 0 | 0 | 0 | 0 | 1 | 1 | 1 | 1 |  | 1 | [11 empty] | 2 | 1 | 2 | 1 | 2 | 1 | 1 |  | 0
SCE Northern | Springville | 230 | Battery |  |  | 225 | 0 | 225 | 225 | 0 | 225 | 0 | 0 | 0 | 1 | 1 | 1 | 1 |  | 1 | [11 empty] | 1 | 1 | 4 | 1 | 1 | 4+ | 1 |  | 1
PG&E GBA | Stagg | 230 | Battery |  |  | 0 | 0 | 0 | 0 | 0 | 0 | 0 | 0 | 0 | 5 | 2 | 1 | 1 |  | 1 | [11 empty] | 1 | 1 | 3 | 2 | 2 | 4+ | 1 |  | 1
PG&E GBA | Standard Oil | 115 | Battery |  |  | 0 | 0 | 0 | 0 | 0 | 0 | 0 | 0 | 0 | 5 | 2 | 1 | 1 |  | 1 | [11 empty] | 2 | 1 | 1 | 1 | 2 | 1 | 1 |  | 0
PG&E GBA | Stanislaus | 115 | Battery |  |  | 0 | 0 | 0 | 0 | 0 | 0 | 0 | 0 | 0 | 5 | 2 | 1 | 1 |  | 1 | [11 empty] | 2 | 1 | 4 | 1 | 3 | 1 | 1 |  | 0
PG&E KERN | Stockdale | 115 | Battery |  |  | 0 | 0 | 0 | 0 | 0 | 0 | 0 | 0 | 0 | 1 | 1 | 1 | 1 |  | 1 | [11 empty] | 1 | 1 | 2 | 1 | 2 | 4+ | 1 |  | 1
PG&E KERN | Stockdale | 230 | Battery |  |  | 0 | 0 | 0 | 0 | 0 | 0 | 0 | 0 | 0 | 1 | 1 | 1 | 1 |  | 1 | [11 empty] | 1 | 1 | 2 | 1 | 2 | 1 | 1 |  | 0
PG&E GBA | Stockton A | 115 | Battery |  |  | 0 | 0 | 0 | 0 | 0 | 0 | 0 | 0 | 0 | 5 | 2 | 1 | 1 |  | 1 | [11 empty] | 1 | 1 | 3 | 2 | 1 | 1 | 1 |  | 0
PG&E GBA | Stone | 115 | Battery |  |  | 0 | 0 | 0 | 0 | 0 | 0 | 0 | 0 | 0 | 1 | 1 | 1 | 1 |  | 1 | [11 empty] | 2 | 1 | 3 | 2 | 2 | 1 | 1 |  | 0
PG&E FRESNO | Storey | 230 | Battery |  |  | 0 | 0 | 0 | 0 | 0 | 0 | 0 | 0 | 0 | 5 | 2 | 5 | 2 |  | 1 | [11 empty] | 1 | 1 | 4 | 2 | 1 | 1 | 1 |  | 0
PG&E NGBA | Summit | 115 | Battery |  |  | 0 | 0 | 0 | 0 | 0 | 0 | 0 | 0 | 0 | 5 | 2 | 1 | 1 |  | 1 | [11 empty] | 2 | 1 | 4 | 2 | 3 | 1 | 1 |  | 0
SDGE | Suncrest | 230 | Battery |  |  | 0 | 0 | 0 | 0 | 0 | 0 | 0 | 0 | 0 | 1 | 1 | 1 | 1 |  | 1 | [11 empty] | 2 | 1 | 4 | 1 | 3 | 1 | 1 |  | 0
SDGE | Suncrest | 500 | Battery |  |  | 0 | 0 | 0 | 0 | 0 | 0 | 0 | 0 | 0 | 1 | 1 | 1 | 1 |  | 1 | [11 empty] | 2 | 1 | 4 | 1 | 3 | 1 | 1 |  | 0
PG&E KERN | Sunrise | 230 | Battery |  |  | 0 | 0 | 0 | 0 | 0 | 0 | 0 | 0 | 0 | 1 | 1 | 1 | 1 |  | 1 | [11 empty] | 1 | 1 | 1 | 1 | 1 | 1 | 1 |  | 0
PG&E KERN | Sunset | 230 | Battery |  |  | 0 | 0 | 0 | 0 | 0 | 0 | 0 | 0 | 0 | 1 | 1 | 1 | 1 |  | 1 | [11 empty] | 1 | 1 | 1 | 1 | 1 | 1 | 1 |  | 0
PG&E GBA | Swift | 115 | Battery |  |  | 0 | 0 | 0 | 0 | 0 | 0 | 0 | 0 | 0 | 1 | 1 | 1 | 1 |  | 1 | [11 empty] | 2 | 1 | 2 | 2 | 2 | 1 | 1 |  | 0
SDGE | Sycamore Canyon | 138 | Battery |  |  | 0 | 0 | 0 | 0 | 0 | 0 | 0 | 0 | 0 | 5 | 5 | 1 | 1 |  | 1 | [11 empty] | 2 | 1 | 4 | 1 | 3 | 1 | 1 |  | 0
SDGE | Sycamore Canyon | 230 | Battery |  |  | 0 | 0 | 0 | 0 | 0 | 0 | 0 | 0 | 0 | 1 | 1 | 1 | 1 |  | 1 | [11 empty] | 2 | 1 | 4 | 1 | 3 | 1 | 1 |  | 0
SDGE | Sycamore Canyon | 69 | Battery |  |  | 0 | 0 | 0 | 0 | 0 | 0 | 0 | 0 | 0 | 1 | 1 | 1 | 1 |  | 1 | [11 empty] | 2 | 1 | 4 | 1 | 3 | 1 | 1 |  | 0
SCE Northern | Sylmar | 230 | Battery |  |  | 0 | 0 | 0 | 0 | 0 | 0 | 0 | 0 | 0 | 5 | 5 | 1 | 1 |  | 1 | [11 empty] | 1 | 1 | 2 | 1 | 1 | 2+ | 1 |  | 1
PG&E NGBA | Table Mountain | 115 | Battery |  |  | 0 | 0 | 0 | 0 | 0 | 0 | 0 | 0 | 0 | 5 | 2 | 1 | 1 |  | 1 | [11 empty] | 2 | 1 | 3 | 2 | 1 | 1 | 1 |  | 0
PG&E NGBA | Table Mountain | 230 | Battery |  |  | 0 | 0 | 0 | 0 | 0 | 0 | 0 | 0 | 0 | 5 | 2 | 1 | 1 |  | 1 | [11 empty] | 2 | 1 | 3 | 2 | 1 | 1 | 1 |  | 0
PG&E NGBA | Table Mountain | 500 | Battery |  |  | 0 | 0 | 0 | 0 | 0 | 0 | 0 | 0 | 0 | 5 | 2 | 1 | 1 |  | 1 | [11 empty] | 2 | 1 | 3 | 2 | 1 | 1 | 1 |  | 0
PG&E NGBA | Table Mountain | 60 | Battery |  |  | 0 | 0 | 0 | 0 | 0 | 0 | 0 | 0 | 0 | 5 | 2 | 1 | 1 |  | 1 | [11 empty] | 2 | 1 | 3 | 2 | 1 | 1 | 1 |  | 0
PG&E KERN | Taft | 115 | Battery |  |  | 3 | 0 | 3 | 3 | 0 | 3 | 0 | 0 | 0 | 1 | 1 | 1 | 1 |  | 1 | [11 empty] | 1 | 1 | 2 | 1 | 2 | 1 | 1 |  | 1
SDGE | Talega | 138 | Battery |  |  | 0 | 0 | 0 | 0 | 0 | 0 | 0 | 0 | 0 | 1 | 1 | 1 | 1 |  | 1 | [11 empty] | 2 | 1 | 3 | 1 | 3 | 4+ | 1 |  | 1
SDGE | Talega | 230 | Battery |  |  | 0 | 0 | 0 | 0 | 0 | 0 | 0 | 0 | 0 | 1 | 1 | 1 | 1 |  | 1 | [11 empty] | 2 | 1 | 3 | 1 | 3 | 1 | 4 | Batteries shifted to better align with in-dev | 1
PG&E GBA | Tassajara | 230 | Battery |  |  | 0 | 0 | 0 | 0 | 0 | 0 | 0 | 0 | 0 | 5 | 2 | 1 | 1 |  | 1 | [11 empty] | 2 | 1 | 3 | 1 | 3 | 1 | 1 |  | 0
PG&E KERN | Tejon | 70 | Battery |  |  | 0 | 0 | 0 | 0 | 0 | 0 | 0 | 0 | 0 | 1 | 1 | 1 | 1 |  | 1 | [11 empty] | 1 | 1 | 3 | 1 | 1 | 1 | 1 |  | 0
SDGE | Telegraph Canyon | 138 | Battery |  |  | 0 | 0 | 0 | 0 | 0 | 0 | 0 | 0 | 0 | 1 | 1 | 1 | 1 |  | 1 | [11 empty] | 2 | 1 | 2 | 1 | 2 | 1 | 1 |  | 0
PG&E KERN | Temblor | 115 | Battery |  |  | 0 | 0 | 0 | 0 | 0 | 0 | 0 | 0 | 0 | 1 | 1 | 1 | 1 |  | 1 | [11 empty] | 1 | 1 | 2 | 1 | 1 | 4+ | 1 |  | 1
PG&E KERN | Templeton | 230 | Battery |  |  | 0 | 0 | 0 | 0 | 0 | 0 | 0 | 0 | 0 | 1 | 1 | 1 | 1 |  | 1 | [11 empty] | 2 | 2 | 4 | 2 | 3 | 1+ | 1 |  | 1
PG&E KERN | Templeton | 70 | Battery |  |  | 0 | 0 | 0 | 0 | 0 | 0 | 0 | 0 | 0 | 1 | 1 | 1 | 1 |  | 1 | [11 empty] | 2 | 2 | 4 | 2 | 3 | 1 | 1 |  | 0
PG&E GBA | Tesla | 115 | Battery |  |  | 0 | 0 | 0 | 0 | 0 | 0 | 0 | 0 | 0 | 1 | 1 | 1 | 1 |  | 1 | [11 empty] | 2 | 1 | 2 | 1 | 2 | 1 | 1 |  | 0
PG&E GBA | Tesla | 230 | Battery |  |  | 125 | 0 | 125 | 125 | 0 | 125 | 0 | 0 | 0 | 5 | 2 | 1 | 1 |  | 2 | [11 empty] | 2 | 1 | 2 | 1 | 2 | 4+ | 1 |  | 1
PG&E GBA | Tesla | 500 | Battery |  |  | 0 | 0 | 0 | 0 | 0 | 0 | 0 | 0 | 0 | 1 | 1 | 1 | 1 |  | 1 | [11 empty] | 2 | 1 | 2 | 1 | 2 | 4+ | 1 |  | 1
PG&E KERN | Tevis | 115 | Battery |  |  | 0 | 0 | 0 | 0 | 0 | 0 | 0 | 0 | 0 | 1 | 1 | 1 | 1 |  | 1 | [11 empty] | 1 | 1 | 2 | 1 | 2 | 1 | 1 |  | 0
EOP | Thousandaire | 138 | Battery |  |  | 0 | 0 | 0 | 0 | 0 | 0 | 0 | 0 | 0 | 5 | 5 | 1 | 1 |  | 1 | [11 empty] | 2 | 2 | 4 | 1 | 3 | 1 | 1 |  | 0
PG&E KERN | Topaz | 230 | Battery |  |  | 0 | 0 | 0 | 0 | 0 | 0 | 0 | 0 | 0 | 1 | 1 | 1 | 1 |  | 1 | [11 empty] | 1 | 1 | 3 | 1 | 2 | 1 | 1 |  | 0
SCE NOL | Tortilla | 115 | Battery |  |  | 0 | 0 | 0 | 0 | 0 | 0 | 0 | 0 | 0 | 3 | 3 | 1 | 1 |  | 1 | [11 empty] | 2 | 1 | 4 | 1 | 2 | 1 | 1 |  | 0
SDGE | Trabuco | 138 | Battery |  |  | 0 | 0 | 0 | 0 | 0 | 0 | 0 | 0 | 0 | 1 | 1 | 1 | 1 |  | 1 | [11 empty] | 1 | 1 | 1 | 1 | 2 | 1 | 1 |  | 0
PG&E GBA | Tracy | 115 | Battery |  |  | 0 | 0 | 0 | 0 | 0 | 0 | 0 | 0 | 0 | 5 | 2 | 1 | 1 |  | 1 | [11 empty] | 2 | 1 | 3 | 1 | 2 | 1 | 1 |  | 0
PG&E FRESNO | Tranquility | 230 | Battery |  |  | 662 | 0 | 662 | 662 | 0 | 662 | 0 | 0 | 0 | 5 | 2 | 1 | 1 |  | 2 | [11 empty] | 1 | 1 | 4 | 2 | 1 | 4+ | 1 |  | 1
PG&E GBA | Trimble | 115 | Battery |  |  | 0 | 0 | 0 | 0 | 0 | 0 | 0 | 0 | 0 | 1 | 1 | 1 | 1 |  | 1 | [11 empty] | 2 | 1 | 3 | 2 | 2 | 1 | 1 |  | 0
EOP | Trout Canyon | 230 | Battery |  |  | 731 | 60 | 791 | 731 | 0 | 731 | 0 | 60 | 60 | 5 | 5 | 1 | 1 |  | 3 | [11 empty] | 2 | 2 | 4 | 1 | 3 | 4+ | 1 |  | 1
EOP | Trout Canyon | 500 | Battery |  |  | 0 | 0 | 0 | 0 | 0 | 0 | 0 | 0 | 0 | 5 | 5 | 1 | 1 |  | 1 | [11 empty] | 2 | 2 | 4 | 1 | 3 | 1+ | 1 |  | 1
PG&E NGBA | Tulucay | 230 | Battery |  |  | 0 | 0 | 0 | 0 | 0 | 0 | 0 | 0 | 0 | 5 | 5 | 1 | 1 |  | 1 | [11 empty] | 2 | 1 | 3 | 2 | 3 | 2+ | 1 |  | 1
PG&E NGBA | Tulucay | 60 | Battery |  |  | 0 | 0 | 0 | 0 | 0 | 0 | 0 | 0 | 0 | 5 | 5 | 1 | 1 |  | 3 | [11 empty] | 2 | 1 | 3 | 2 | 3 | 4+ | 1 |  | 1
PG&E KERN | Tupman | 115 | Battery |  |  | 0 | 0 | 0 | 0 | 0 | 0 | 0 | 0 | 0 | 1 | 1 | 1 | 1 |  | 1 | [11 empty] | 1 | 1 | 2 | 1 | 1 | 1 | 1 |  | 0
PG&E NGBA | Ukiah | 115 | Battery |  |  | 0 | 0 | 0 | 0 | 0 | 0 | 0 | 0 | 0 | 5 | 5 | 1 | 1 |  | 1 | [11 empty] | 2 | 2 | 4 | 2 | 3 | 1 | 1 |  | 0
PG&E KERN | Union (Estrella) | 70 | Battery |  |  | 0 | 0 | 0 | 0 | 0 | 0 | 0 | 0 | 0 | 1 | 1 | 1 | 1 |  | 1 | [11 empty] | 2 | 2 | 4 | 2 | 3 | 1 | 1 |  | 0
PG&E NGBA | Vaca Dixon | 115 | Battery |  |  | 0 | 0 | 0 | 0 | 0 | 0 | 0 | 0 | 0 | 5 | 5 | 1 | 1 |  | 1 | [11 empty] | 2 | 1 | 1 | 1 | 3 | 2+ | 1 |  | 1
PG&E NGBA | Vaca Dixon | 230 | Battery |  |  | 0 | 0 | 0 | 0 | 0 | 0 | 0 | 0 | 0 | 5 | 5 | 1 | 1 |  | 1 | [11 empty] | 2 | 1 | 1 | 1 | 3 | 4+ | 1 |  | 1
PG&E NGBA | Vaca Dixon | 500 | Battery |  |  | 0 | 0 | 0 | 0 | 0 | 0 | 0 | 0 | 0 | 5 | 5 | 1 | 1 |  | 1 | [11 empty] | 2 | 1 | 1 | 1 | 3 | 2+ | 1 |  | 1
PG&E NGBA | Vaca Dixon | 60 | Battery |  |  | 0 | 0 | 0 | 0 | 0 | 0 | 0 | 0 | 0 | 5 | 5 | 1 | 1 |  | 1 | [11 empty] | 2 | 1 | 1 | 1 | 3 | 1 | 1 |  | 0
SCE Eastern | Valley (SCE) | 500 | Battery |  |  | 720 | 0 | 720 | 720 | 0 | 720 | 0 | 0 | 0 | 1 | 1 | 1 | 1 |  | 1 | [11 empty] | 1 | 1 | 2 | 1 | 2 | 4+ | 1 |  | 1
EOP | Valley (VEA) | 138 | Battery |  |  | 0 | 0 | 0 | 0 | 0 | 0 | 0 | 0 | 0 | 5 | 5 | 1 | 1 |  | 1 | [11 empty] | 2 | 2 | 4 | 1 | 3 | 4+ | 1 |  | 1
SDGE | Valley Center | 69 | Battery |  |  | 0 | 0 | 0 | 0 | 0 | 0 | 0 | 0 | 0 | 1 | 1 | 1 | 1 |  | 1 | [11 empty] | 2 | 1 | 4 | 1 | 3 | 1 | 1 |  | 0
PG&E GBA | Valley Home | 115 | Battery |  |  | 0 | 0 | 0 | 0 | 0 | 0 | 0 | 0 | 0 | 5 | 2 | 1 | 1 |  | 1 | [11 empty] | 1 | 1 | 4 | 2 | 1 | 1 | 1 |  | 0
PG&E GBA | Valley Springs | 230 | Battery |  |  | 0 | 0 | 0 | 0 | 0 | 0 | 0 | 0 | 0 | 5 | 2 | 1 | 1 |  | 1 | [11 empty] | 2 | 1 | 4 | 1 | 3 | 1 | 1 |  | 0
PG&E GBA | Valley Springs | 60 | Battery |  |  | 0 | 0 | 0 | 0 | 0 | 0 | 0 | 0 | 0 | 5 | 2 | 1 | 1 |  | 1 | [11 empty] | 2 | 1 | 4 | 1 | 3 | 4+ | 1 |  | 1
EOP | Valley Switch | 138 | Battery |  |  | 0 | 0 | 0 | 0 | 0 | 0 | 0 | 0 | 0 | 5 | 5 | 1 | 1 |  | 1 | [11 empty] | 2 | 2 | 4 | 1 | 3 | 1 | 1 |  | 0
EOP | Valley Switch | 230 | Battery |  |  | 0 | 0 | 0 | 0 | 0 | 0 | 0 | 0 | 0 | 5 | 5 | 1 | 1 |  | 1 | [11 empty] | 2 | 2 | 4 | 1 | 3 | 1+ | 1 |  | 1
PG&E GBA | Vasco | 230 | Battery |  |  | 0 | 0 | 0 | 0 | 0 | 0 | 0 | 0 | 0 | 5 | 5 | 1 | 1 |  | 1 | [11 empty] | 2 | 1 | 3 | 1 | 3 | 1 | 1 |  | 0
PG&E GBA | Vasona | 230 | Battery |  |  | 0 | 0 | 0 | 0 | 0 | 0 | 0 | 0 | 0 | 1 | 1 | 1 | 1 |  | 1 | [11 empty] | 2 | 1 | 4 | 2 | 3 | 1 | 1 |  | 0
SCE Northern | Vestal | 230 | Battery |  |  | 110 | 55 | 165 | 110 | 0 | 110 | 0 | 55 | 55 | 1 | 1 | 1 | 1 |  | 1 | [11 empty] | 1 | 1 | 4 | 1 | 1 | 4+ | 3 | Batteries shifted to better align with in-dev | 1
SCE Northern | Vestal | 66 | Battery |  |  | 80 | 0 | 80 | 80 | 0 | 80 | 0 | 0 | 0 | 1 | 1 | 1 | 1 |  | 4 | [11 empty] | 1 | 1 | 4 | 1 | 1 | 1 | 1 |  | 1
SCE NOL | Victor | 115 | Battery |  |  | 0 | 0 | 0 | 0 | 0 | 0 | 0 | 0 | 0 | 1 | 1 | 1 | 1 |  | 1 | [11 empty] | 2 | 1 | 3 | 1 | 2 | 4+ | 1 |  | 1
SCE NOL | Victor | 230 | Battery |  |  | 0 | 0 | 0 | 0 | 0 | 0 | 0 | 0 | 0 | 1 | 1 | 1 | 1 |  | 1 | [11 empty] | 2 | 1 | 3 | 1 | 2 | 4+ | 1 |  | 1
SCE Metro | Viejo | 230 | Battery |  |  | 0 | 0 | 0 | 0 | 0 | 0 | 0 | 0 | 0 | 1 | 1 | 1 | 1 |  | 1 | [11 empty] | 1 | 1 | 3 | 1 | 2 | 4+ | 1 |  | 1
PG&E GBA | Vierra | 115 | Battery |  |  | 92 | 0 | 92 | 92 | 0 | 92 | 0 | 0 | 0 | 5 | 2 | 1 | 1 |  | 2 | [11 empty] | 1 | 1 | 1 | 2 | 1 | 4+ | 1 |  | 1
SCE Metro | Villa Park | 230 | Battery |  |  | 0 | 0 | 0 | 0 | 0 | 0 | 0 | 0 | 0 | 1 | 1 | 1 | 1 |  | 1 | [11 empty] | 1 | 1 | 2 | 1 | 2 | 1 | 1 |  | 0
SCE Northern | Vincent | 230 | Battery |  |  | 399 | 0 | 399 | 399 | 0 | 399 | 0 | 0 | 0 | 1 | 1 | 1 | 1 |  | 1 | [11 empty] | 2 | 1 | 4 | 1 | 3 | 4+ | 4 | Batteries shifted to better align with in-dev | 1
SCE Northern | Vincent | 500 | Battery |  |  | 0 | 0 | 0 | 0 | 0 | 0 | 0 | 0 | 0 | 1 | 1 | 1 | 1 |  | 1 | [11 empty] | 2 | 1 | 4 | 1 | 3 | 1+ | 1 |  | 1
PG&E GBA | Vineyard | 230 | Battery |  |  | 0 | 0 | 0 | 0 | 0 | 0 | 0 | 0 | 0 | 5 | 5 | 1 | 1 |  | 1 | [11 empty] | 2 | 1 | 2 | 1 | 3 | 1 | 1 |  | 0
SDGE | Vineyard | 69 | Battery |  |  | 0 | 0 | 0 | 0 | 0 | 0 | 0 | 0 | 0 | 1 | 1 | 1 | 1 |  | 1 | [11 empty] | 2 | 1 | 2 | 1 | 3 | 1 | 1 |  | 0
SCE Eastern | Vista (SCE) | 230 | Battery |  |  | 200 | 0 | 200 | 200 | 0 | 200 | 0 | 0 | 0 | 1 | 1 | 1 | 1 |  | 1 | [11 empty] | 1 | 1 | 2 | 1 | 1 | 4+ | 1 |  | 1
EOP | Vista (VEA) | 138 | Battery |  |  | 0 | 0 | 0 | 0 | 0 | 0 | 0 | 0 | 0 | 5 | 5 | 1 | 1 |  | 1 | [11 empty] | 2 | 2 | 4 | 1 | 3 | 1 | 1 |  | 0
EOP | Vista (VEA) | 230 | Battery |  |  | 0 | 0 | 0 | 0 | 0 | 0 | 0 | 0 | 0 | 5 | 5 | 1 | 1 |  | 1 | [11 empty] | 2 | 2 | 4 | 1 | 3 | 2+ | 1 |  | 1
PG&E FRESNO | Wahtoke | 115 | Battery |  |  | 0 | 0 | 0 | 0 | 0 | 0 | 0 | 0 | 0 | 5 | 2 | 5 | 2 |  | 1 | [11 empty] | 1 | 1 | 3 | 2 | 1 | 1 | 1 |  | 0
SCE Northern | Wakefield | 66 | Battery |  |  | 15 | 0 | 15 | 15 | 0 | 15 | 0 | 0 | 0 | 5 | 5 | 1 | 1 |  | 3 | [11 empty] | 2 | 1 | 4 | 1 | 3 | 1 | 1 |  | 1
SCE Metro | Walnut | 230 | Battery |  |  | 400 | 0 | 400 | 400 | 0 | 400 | 0 | 0 | 0 | 1 | 1 | 1 | 1 |  | 1 | [11 empty] | 1 | 1 | 1 | 1 | 1 | 4+ | 1 |  | 1
SCE Northern | Warne | 230 | Battery |  |  | 0 | 0 | 0 | 0 | 0 | 0 | 0 | 0 | 0 | 5 | 5 | 1 | 1 |  | 1 | [11 empty] | 1 | 1 | 4 | 1 | 3 | 1 | 1 |  | 0
PG&E GBA | Warnerville | 230 | Battery |  |  | 0 | 0 | 0 | 0 | 0 | 0 | 0 | 0 | 0 | 5 | 2 | 1 | 1 |  | 1 | [11 empty] | 1 | 1 | 3 | 2 | 2 | 1 | 1 |  | 0
PG&E FRESNO | Waukena | 115 | Battery |  |  | 0 | 0 | 0 | 0 | 0 | 0 | 0 | 0 | 0 | 5 | 2 | 5 | 2 |  | 1 | [11 empty] | 1 | 1 | 4 | 2 | 1 | 1 | 1 |  | 0
PG&E GBA | Weber | 230 | Battery |  |  | 0 | 0 | 0 | 0 | 0 | 0 | 0 | 0 | 0 | 5 | 2 | 1 | 1 |  | 1 | [11 empty] | 1 | 1 | 3 | 2 | 1 | 1+ | 1 |  | 1
PG&E GBA | Weber | 60 | Battery |  |  | 20 | 0 | 20 | 20 | 0 | 20 | 0 | 0 | 0 | 5 | 2 | 1 | 1 |  | 3 | [11 empty] | 1 | 1 | 3 | 2 | 1 | 4+ | 1 |  | 1
PG&E FRESNO | West Fresno | 115 | Battery |  |  | 0 | 0 | 0 | 0 | 0 | 0 | 0 | 0 | 0 | 5 | 2 | 1 | 1 |  | 1 | [11 empty] | 1 | 1 | 2 | 2 | 1 | 1 | 1 |  | 0
PG&E FRESNO | Westley | 230 | Battery |  |  | 0 | 0 | 0 | 0 | 0 | 0 | 0 | 0 | 0 | 1 | 1 | 1 | 1 |  | 1 | [11 empty] | 1 | 1 | 4 | 2 | 1 | 1 | 1 |  | 0
PG&E KERN | Westpark | 115 | Battery |  |  | 0 | 0 | 0 | 0 | 0 | 0 | 0 | 0 | 0 | 1 | 1 | 1 | 1 |  | 1 | [11 empty] | 1 | 1 | 3 | 1 | 1 | 1 | 1 |  | 0
PG&E KERN | Wheeler Ridge | 230 | Battery |  |  | 0 | 50 | 50 | 0 | 0 | 0 | 0 | 50 | 50 | 1 | 1 | 1 | 1 |  | 1 | [11 empty] | 1 | 1 | 4 | 1 | 1 | 2- | 1 |  | 1
PG&E KERN | Wheeler Ridge | 115 | Battery |  |  | 0 | 0 | 0 | 0 | 0 | 0 | 0 | 0 | 0 | 1 | 1 | 1 | 1 |  | 1 | [11 empty] | 1 | 1 | 4 | 1 | 1 | 1 | 1 |  | 0
PG&E KERN | Wheeler Ridge | 70 | Battery |  |  | 92 | 0 | 92 | 92 | 0 | 92 | 0 | 0 | 0 | 1 | 1 | 1 | 1 |  | 4 | [11 empty] | 1 | 1 | 4 | 1 | 1 | 1 | 1 |  | 1
SCE Northern | Whirlwind | 230 | Battery |  |  | 837 | 454 | 1291 | 837 | 454 | 1291 | 0 | 0 | 0 | 1 | 1 | 1 | 1 |  | 2 | [11 empty] | 2 | 1 | 4 | 1 | 3 | 4+ | 1 |  | 1
SCE Northern | Whirlwind | 500 | Battery |  |  | 0 | 0 | 0 | 0 | 0 | 0 | 0 | 0 | 0 | 1 | 1 | 1 | 1 |  | 1 | [11 empty] | 2 | 1 | 4 | 1 | 3 | 4+ | 1 |  | 1
PG&E GBA | Whisman | 115 | Battery |  |  | 0 | 0 | 0 | 0 | 0 | 0 | 0 | 0 | 0 | 1 | 1 | 1 | 1 |  | 1 | [11 empty] | 2 | 1 | 2 | 2 | 2 | 1 | 1 |  | 0
SCE Eastern | Wildlife | 230 | Battery |  |  | 0 | 0 | 0 | 0 | 0 | 0 | 0 | 0 | 0 | 1 | 1 | 1 | 1 |  | 1 | [11 empty] | 1 | 1 | 1 | 1 | 1 | 2+ | 1 |  | 1
PG&E FRESNO | Wilson | 115 | Battery |  |  | 0 | 0 | 0 | 0 | 0 | 0 | 0 | 0 | 0 | 5 | 2 | 1 | 1 |  | 1 | [11 empty] | 1 | 1 | 4 | 2 | 1 | 4+ | 1 |  | 1
PG&E FRESNO | Wilson | 230 | Battery |  |  | 0 | 0 | 0 | 0 | 0 | 0 | 0 | 0 | 0 | 5 | 2 | 5 | 2 |  | 1 | [11 empty] | 1 | 1 | 4 | 2 | 1 | 2+ | 1 |  | 1
SCE Northern | Windhub | 230 | Battery |  |  | 1000 | 0 | 1000 | 1000 | 0 | 1000 | 0 | 0 | 0 | 1 | 1 | 1 | 1 |  | 3 | [11 empty] | 2 | 1 | 4 | 1 | 2 | 4+ | 1 |  | 1
SCE Northern | Windhub | 500 | Battery |  |  | 15 | 0 | 15 | 15 | 0 | 15 | 0 | 0 | 0 | 1 | 1 | 1 | 1 |  | 1 | [11 empty] | 2 | 1 | 4 | 1 | 2 | 4+ | 1 |  | 1
PG&E GBA | Windmaster | 230 | Battery |  |  | 0 | 0 | 0 | 0 | 0 | 0 | 0 | 0 | 0 | 5 | 2 | 1 | 1 |  | 1 | [11 empty] | 2 | 1 | 2 | 1 | 2 | 1 | 1 |  | 0
PG&E NGBA | Windsor | 60 | Battery |  |  | 0 | 0 | 0 | 0 | 0 | 0 | 0 | 0 | 0 | 5 | 5 | 1 | 1 |  | 1 | [11 empty] | 1 | 1 | 2 | 1 | 2 | 1 | 1 |  | 0
PG&E NGBA | Woodland | 115 | Battery |  |  | 0 | 0 | 0 | 0 | 0 | 0 | 0 | 0 | 0 | 5 | 2 | 1 | 1 |  | 1 | [11 empty] | 2 | 1 | 4 | 2 | 3 | 1 | 1 |  | 0
PG&E FRESNO | Woodward | 115 | Battery |  |  | 0 | 0 | 0 | 0 | 0 | 0 | 0 | 0 | 0 | 5 | 2 | 5 | 2 |  | 1 | [11 empty] | 1 | 1 | 2 | 2 | 2 | 1 | 1 |  | 0
PG&E NGBA | Wyandotte | 115 | Battery |  |  | 0 | 0 | 0 | 0 | 0 | 0 | 0 | 0 | 0 | 5 | 2 | 1 | 1 |  | 1 | [11 empty] | 2 | 1 | 2 | 2 | 2 | 1 | 1 |  | 0
PG&E KERN | 7th Standard | 115 | LDES |  |  | 0 | 0 | 0 | 0 | 0 | 0 | 0 | 0 | 0 | 1 | 1 | 1 | 1 | [13 empty] | 1 | 1 | 3 | 1 | 2 | 1 | 1 |  | 0
SCE Metro | Alamitos | 230 | LDES |  |  | 0 | 0 | 0 | 0 | 0 | 0 | 0 | 0 | 0 | 1 | 1 | 1 | 1 | [13 empty] | 1 | 1 | 1 | 1 | 1 | 1 | 1 |  | 0
SCE Eastern | Alberhill | 115 | LDES |  |  | 0 | 0 | 0 | 0 | 0 | 0 | 0 | 0 | 0 | 1 | 1 | 1 | 1 | [13 empty] | 1 | 1 | 4 | 1 | 1 | 1 | 1 |  | 0
SCE Eastern | Alberhill | 500 | LDES |  |  | 0 | 0 | 0 | 0 | 0 | 0 | 0 | 0 | 0 | 1 | 1 | 1 | 1 |  |  | See 'LandEnv_PSH' tab for PSH potential impacts analysis | [10 empty] | 1 | 1 | 4 | 1 | 1 | 4+ | 1 |  | 1
PG&E GBA | Alhambra | 115 | LDES |  |  | 0 | 0 | 0 | 0 | 0 | 0 | 0 | 0 | 0 | 5 | 2 | 1 | 1 | [13 empty] | 2 | 1 | 2 | 1 | 2 | 1 | 1 |  | 0
PG&E FRESNO | Alpaugh | 115 | LDES |  |  | 0 | 0 | 0 | 0 | 0 | 0 | 0 | 0 | 0 | 1 | 1 | 1 | 1 | [13 empty] | 1 | 1 | 3 | 1 | 1 | 1 | 1 |  | 0
SDGE | Alpine | 69 | LDES |  |  | 0 | 0 | 0 | 0 | 0 | 0 | 0 | 0 | 0 | 1 | 1 | 1 | 1 | [13 empty] | 2 | 1 | 4 | 1 | 3 | 1 | 1 |  | 0
PG&E GBA | Altamont Midway (Sandhill) | 230 | LDES |  |  | 0 | 0 | 0 | 0 | 0 | 0 | 0 | 0 | 0 | 5 | 2 | 1 | 1 | [13 empty] | 2 | 1 | 2 | 1 | 3 | 1 | 1 |  | 0
SCE Northern | Antelope | 66 | LDES |  |  | 0 | 0 | 0 | 0 | 0 | 0 | 0 | 0 | 0 | 1 | 1 | 1 | 1 | [13 empty] | 2 | 1 | 4 | 1 | 3 | 1 | 1 |  | 0
SCE Northern | Antelope | 230 | LDES |  |  | 0 | 0 | 0 | 0 | 0 | 0 | 0 | 0 | 0 | 1 | 1 | 1 | 1 | [13 empty] | 2 | 1 | 4 | 1 | 3 | 1 | 1 |  | 0
SCE Northern | Antelope | 500 | LDES |  |  | 0 | 0 | 0 | 0 | 0 | 0 | 0 | 0 | 0 | 1 | 1 | 1 | 1 | [13 empty] | 2 | 1 | 4 | 1 | 3 | 1 | 1 |  | 0
PG&E NGBA | Arcata | 60 | LDES |  |  | 0 | 0 | 0 | 0 | 0 | 0 | 0 | 0 | 0 | 5 | 2 | 1 | 1 | [13 empty] | 2 | 2 | 4 | 2 | 3 | 1 | 1 |  | 0
PG&E KERN | Arco | 230 | LDES |  |  | 0 | 0 | 0 | 0 | 0 | 0 | 0 | 0 | 0 | 1 | 1 | 1 | 1 | [13 empty] | 1 | 1 | 4 | 1 | 1 | 1 | 1 |  | 0
PG&E KERN | Arco | 70 | LDES |  |  | 0 | 0 | 0 | 0 | 0 | 0 | 0 | 0 | 0 | 1 | 1 | 1 | 1 | [13 empty] | 1 | 1 | 4 | 1 | 1 | 1 | 1 |  | 0
SCE Metro | ArcoGen | 230 | LDES |  |  | 0 | 0 | 0 | 0 | 0 | 0 | 0 | 0 | 0 | 1 | 1 | 1 | 1 | [13 empty] | 1 | 1 | 1 | 1 | 1 | 1 | 1 |  | 0
SDGE | Artesian | 230 | LDES |  |  | 0 | 0 | 0 | 0 | 0 | 0 | 0 | 0 | 0 | 1 | 1 | 1 | 1 | [13 empty] | 2 | 1 | 2 | 1 | 3 | 1 | 1 |  | 0
SDGE | Artesian | 69 | LDES |  |  | 0 | 0 | 0 | 0 | 0 | 0 | 0 | 0 | 0 | 1 | 1 | 1 | 1 | [13 empty] | 2 | 1 | 2 | 1 | 3 | 1 | 1 |  | 0
PG&E FRESNO | Ashlan | 230 | LDES |  |  | 0 | 0 | 0 | 0 | 0 | 0 | 0 | 0 | 0 | 5 | 2 | 5 | 2 | [13 empty] | 1 | 1 | 2 | 2 | 1 | 1 | 1 |  | 0
PG&E NGBA | Atlantic | 115 | LDES |  |  | 0 | 0 | 0 | 0 | 0 | 0 | 0 | 0 | 0 | 5 | 2 | 1 | 1 | [13 empty] | 2 | 1 | 2 | 2 | 3 | 1 | 1 |  | 0
PG&E NGBA | Atlantic | 230 | LDES |  |  | 0 | 0 | 0 | 0 | 0 | 0 | 0 | 0 | 0 | 5 | 2 | 1 | 1 | [13 empty] | 2 | 1 | 2 | 2 | 3 | 1 | 1 |  | 0
PG&E NGBA | Atlantic | 60 | LDES |  |  | 0 | 0 | 0 | 0 | 0 | 0 | 0 | 0 | 0 | 5 | 2 | 1 | 1 | [13 empty] | 2 | 1 | 2 | 2 | 3 | 1 | 1 |  | 0
PG&E FRESNO | Atwater | 115 | LDES |  |  | 0 | 0 | 0 | 0 | 0 | 0 | 0 | 0 | 0 | 5 | 2 | 5 | 2 | [13 empty] | 1 | 1 | 2 | 2 | 1 | 1 | 1 |  | 0
PG&E GBA | Avena | 115 | LDES |  |  | 0 | 0 | 0 | 0 | 0 | 0 | 0 | 0 | 0 | 5 | 2 | 1 | 1 | [13 empty] | 1 | 1 | 3 | 2 | 1 | 1 | 1 |  | 0
SDGE | Avocado | 69 | LDES |  |  | 0 | 0 | 0 | 0 | 0 | 0 | 0 | 0 | 0 | 1 | 1 | 1 | 1 | [13 empty] | 2 | 1 | 3 | 1 | 3 | 1 | 1 |  | 0
PG&E NGBA | Bahia | 230 | LDES |  |  | 0 | 0 | 0 | 0 | 0 | 0 | 0 | 0 | 0 | 5 | 5 | 1 | 1 | [13 empty] | 2 | 1 | 1 | 1 | 2 | 1 | 1 |  | 0
SCE Northern | Bailey | 230 | LDES |  |  | 0 | 0 | 0 | 0 | 0 | 0 | 0 | 0 | 0 | 5 | 5 | 1 | 1 | [13 empty] | 1 | 1 | 4 | 1 | 3 | 1 | 1 |  | 0
SCE NOL | Baker | 115 | LDES |  |  | 0 | 0 | 0 | 0 | 0 | 0 | 0 | 0 | 0 | 3 | 3 | 1 | 1 | [13 empty] | 2 | 2 | 4 | 1 | 1 | 1 | 1 |  | 0
PG&E KERN | Bakersfield | 230 | LDES |  |  | 0 | 0 | 0 | 0 | 0 | 0 | 0 | 0 | 0 | 1 | 1 | 1 | 1 | [13 empty] | 1 | 1 | 3 | 1 | 1 | 1 | 1 |  | 0
PG&E FRESNO | Balch | 230 | LDES |  |  | 0 | 0 | 0 | 0 | 0 | 0 | 0 | 0 | 0 | 5 | 2 | 1 | 1 | [13 empty] | 1 | 1 | 4 | 2 | 3 | 1 | 1 |  | 0
SCE Eastern | Bannister | 230 | LDES |  |  | 0 | 0 | 0 | 0 | 0 | 0 | 0 | 0 | 0 | 5 | 5 | 3 | 3 | [13 empty] | 2 | 1 | 2 | 2 | 1 | 1 | 1 |  | 0
SCE Metro | Barre | 230 | LDES |  |  | 0 | 0 | 0 | 0 | 0 | 0 | 0 | 0 | 0 | 1 | 1 | 1 | 1 | [13 empty] | 1 | 1 | 1 | 1 | 1 | 1 | 1 |  | 0
SDGE | Bay Boulevard | 69 | LDES |  |  | 0 | 0 | 0 | 0 | 0 | 0 | 0 | 0 | 0 | 1 | 1 | 1 | 1 | [13 empty] | 2 | 1 | 2 | 1 | 1 | 1 | 1 |  | 0
SDGE | Bay Boulevard | 230 | LDES |  |  | 0 | 0 | 0 | 0 | 0 | 0 | 0 | 0 | 0 | 1 | 1 | 1 | 1 | [13 empty] | 2 | 1 | 2 | 1 | 1 | 1 | 1 |  | 0
EOP | Beatty | 138 | LDES |  |  | 0 | 0 | 0 | 0 | 0 | 0 | 0 | 0 | 0 | 5 | 5 | 1 | 1 | [13 empty] | 2 | 2 | 4 | 1 | 3 | 1 | 1 |  | 0
EOP | Beatty | 230 | LDES |  |  | 0 | 0 | 0 | 0 | 0 | 0 | 0 | 0 | 0 | 5 | 5 | 1 | 1 | [13 empty] | 2 | 2 | 4 | 1 | 3 | 1 | 1 |  | 0
PG&E NGBA | Belden | 230 | LDES |  |  | 0 | 0 | 0 | 0 | 0 | 0 | 0 | 0 | 0 | 5 | 2 | 1 | 1 | [13 empty] | 2 | 2 | 4 | 1 | 3 | 1 | 1 |  | 0
PG&E NGBA | Bell | 115 | LDES |  |  | 0 | 0 | 0 | 0 | 0 | 0 | 0 | 0 | 0 | 5 | 2 | 1 | 1 | [13 empty] | 2 | 1 | 4 | 2 | 3 | 1 | 1 |  | 0
PG&E NGBA | Bellevue | 115 | LDES |  |  | 0 | 0 | 0 | 0 | 0 | 0 | 0 | 0 | 0 | 5 | 5 | 1 | 1 | [13 empty] | 2 | 1 | 2 | 2 | 2 | 1 | 1 |  | 0
PG&E GBA | Bellota | 115 | LDES |  |  | 0 | 0 | 0 | 0 | 0 | 0 | 0 | 0 | 0 | 5 | 2 | 1 | 1 | [13 empty] | 1 | 1 | 4 | 2 | 3 | 1 | 1 |  | 0
PG&E GBA | Bellota | 230 | LDES |  | Mapped as PSH | 310 | 0 | 310 | 0 | 0 | 0 | 310 | 0 | 310 | 5 | 2 | 1 | 1 |  |  | See 'LandEnv_PSH' tab for PSH potential impacts analysis | [10 empty] | 1 | 1 | 4 | 2 | 3 | 3- | 1 |  | 1
SCE Northern | Big Creek | 230 | LDES |  |  | 0 | 0 | 0 | 0 | 0 | 0 | 0 | 0 | 0 | 1 | 1 | 1 | 1 | [13 empty] | 1 | 1 | 4 | 2 | 3 | 1 | 1 |  | 0
PG&E FRESNO | Biola | 70 | LDES |  |  | 0 | 0 | 0 | 0 | 0 | 0 | 0 | 0 | 0 | 5 | 2 | 5 | 2 | [13 empty] | 1 | 1 | 4 | 2 | 1 | 1 | 1 |  | 0
PG&E GBA | Birds Landing | 230 | LDES |  |  | 0 | 0 | 0 | 0 | 0 | 0 | 0 | 0 | 0 | 5 | 5 | 1 | 1 | [13 empty] | 2 | 1 | 4 | 1 | 1 | 1 | 1 |  | 0
SCE Northern | Bliss | 66 | LDES |  |  | 0 | 0 | 0 | 0 | 0 | 0 | 0 | 0 | 0 | 1 | 1 | 1 | 1 | [13 empty] | 1 | 1 | 4 | 1 | 1 | 1 | 1 |  | 0
SCE Eastern | Blythe | 161 | LDES |  |  | 0 | 0 | 0 | 0 | 0 | 0 | 0 | 0 | 0 | 5 | 5 | 3 | 3 | [13 empty] | 2 | 2 | 2 | 1 | 1 | 1 | 1 |  | 0
PG&E NGBA | Bogue | 115 | LDES |  |  | 0 | 0 | 0 | 0 | 0 | 0 | 0 | 0 | 0 | 5 | 2 | 1 | 1 | [13 empty] | 2 | 2 | 2 | 1 | 2 | 1 | 1 |  | 0
PG&E FRESNO | Borden | 230 | LDES |  |  | 0 | 0 | 0 | 0 | 0 | 0 | 0 | 0 | 0 | 5 | 2 | 5 | 2 | [13 empty] | 1 | 1 | 4 | 2 | 1 | 1 | 1 |  | 0
PG&E FRESNO | Borden | 70 | LDES |  |  | 0 | 0 | 0 | 0 | 0 | 0 | 0 | 0 | 0 | 5 | 2 | 5 | 2 | [13 empty] | 1 | 1 | 4 | 2 | 1 | 1 | 1 |  | 0
SDGE | Boulevard East | 138 | LDES |  |  | 0 | 0 | 0 | 0 | 0 | 0 | 0 | 0 | 0 | 1 | 1 | 1 | 1 | [13 empty] | 2 | 1 | 4 | 1 | 3 | 1 | 1 |  | 0
SDGE | Boulevard East | 69 | LDES |  |  | 0 | 0 | 0 | 0 | 0 | 0 | 0 | 0 | 0 | 1 | 1 | 1 | 1 | [13 empty] | 2 | 1 | 4 | 1 | 3 | 1 | 1 |  | 0
PG&E GBA | Brentwood | 230 | LDES |  |  | 0 | 0 | 0 | 0 | 0 | 0 | 0 | 0 | 0 | 5 | 2 | 1 | 1 | [13 empty] | 2 | 1 | 4 | 1 | 3 | 1 | 1 |  | 0
PG&E NGBA | Bridgeville | 115 | LDES |  |  | 0 | 0 | 0 | 0 | 0 | 0 | 0 | 0 | 0 | 5 | 2 | 1 | 1 | [13 empty] | 2 | 2 | 4 | 2 | 3 | 1 | 1 |  | 0
PG&E NGBA | Brighton | 115 | LDES |  |  | 0 | 0 | 0 | 0 | 0 | 0 | 0 | 0 | 0 | 5 | 2 | 1 | 1 | [13 empty] | 2 | 1 | 2 | 2 | 1 | 1 | 1 |  | 0
PG&E NGBA | Brighton | 230 | LDES |  |  | 0 | 0 | 0 | 0 | 0 | 0 | 0 | 0 | 0 | 5 | 2 | 1 | 1 | [13 empty] | 2 | 1 | 2 | 2 | 1 | 1 | 1 |  | 0
PG&E NGBA | Brunswick | 115 | LDES |  |  | 0 | 0 | 0 | 0 | 0 | 0 | 0 | 0 | 0 | 5 | 2 | 1 | 1 | [13 empty] | 2 | 1 | 4 | 1 | 3 | 1 | 1 |  | 0
PG&E NGBA | Bucks Creek | 230 | LDES |  |  | 0 | 0 | 0 | 0 | 0 | 0 | 0 | 0 | 0 | 5 | 2 | 1 | 1 | [13 empty] | 2 | 2 | 4 | 1 | 3 | 1 | 1 |  | 0
PG&E KERN | Buena Vista | 230 | LDES |  |  | 0 | 0 | 0 | 0 | 0 | 0 | 0 | 0 | 0 | 1 | 1 | 1 | 1 | [13 empty] | 2 | 2 | 4 | 2 | 1 | 1 | 1 |  | 0
PG&E FRESNO | Bullard | 115 | LDES |  |  | 0 | 0 | 0 | 0 | 0 | 0 | 0 | 0 | 0 | 5 | 2 | 5 | 2 | [13 empty] | 1 | 1 | 1 | 2 | 2 | 1 | 1 |  | 0
PG&E GBA | Burlingame | 115 | LDES |  |  | 0 | 0 | 0 | 0 | 0 | 0 | 0 | 0 | 0 | 5 | 2 | 1 | 1 | [13 empty] | 2 | 1 | 3 | 1 | 2 | 1 | 1 |  | 0
PG&E NGBA | Burney Forest | 230 | LDES |  |  | 0 | 0 | 0 | 0 | 0 | 0 | 0 | 0 | 0 | 5 | 5 | 3 | 3 | [13 empty] | 2 | 2 | 4 | 2 | 3 | 1 | 1 |  | 0
PG&E NGBA | Butte | 115 | LDES |  |  | 0 | 0 | 0 | 0 | 0 | 0 | 0 | 0 | 0 | 5 | 2 | 1 | 1 | [13 empty] | 2 | 1 | 4 | 2 | 2 | 1 | 1 |  | 0
PG&E KERN | Cabrillo | 115 | LDES |  |  | 0 | 0 | 0 | 0 | 0 | 0 | 0 | 0 | 0 | 1 | 1 | 1 | 1 | [13 empty] | 2 | 2 | 4 | 1 | 3 | 1 | 1 |  | 0
PG&E FRESNO | Cal Flats | 230 | LDES |  |  | 0 | 0 | 0 | 0 | 0 | 0 | 0 | 0 | 0 | 1 | 1 | 1 | 1 | [13 empty] | 2 | 2 | 4 | 2 | 2 | 1 | 1 |  | 0
SCE NOL | Calcite | 230 | LDES |  |  | 0 | 0 | 0 | 0 | 0 | 0 | 0 | 0 | 0 | 1 | 1 | 1 | 1 | [13 empty] | 2 | 1 | 4 | 1 | 3 | 1 | 1 |  | 0
PG&E KERN | Caliente | 230 | LDES |  |  | 0 | 0 | 0 | 0 | 0 | 0 | 0 | 0 | 0 | 1 | 1 | 1 | 1 | [13 empty] | 2 | 1 | 4 | 2 | 2 | 1 | 1 |  | 0
PG&E FRESNO | California Ave | 115 | LDES |  |  | 0 | 0 | 0 | 0 | 0 | 0 | 0 | 0 | 0 | 5 | 2 | 5 | 2 | [13 empty] | 1 | 1 | 2 | 2 | 1 | 1 | 1 |  | 0
PG&E KERN | Callender | 115 | LDES |  |  | 0 | 0 | 0 | 0 | 0 | 0 | 0 | 0 | 0 | 1 | 1 | 1 | 1 | [13 empty] | 2 | 2 | 4 | 2 | 2 | 1 | 1 |  | 0
PG&E NGBA | Calpella | 115 | LDES |  |  | 0 | 0 | 0 | 0 | 0 | 0 | 0 | 0 | 0 | 5 | 5 | 1 | 1 | [13 empty] | 2 | 2 | 4 | 2 | 3 | 1 | 1 |  | 0
PG&E GBA | Camanche | 230 | LDES |  |  | 0 | 0 | 0 | 0 | 0 | 0 | 0 | 0 | 0 | 5 | 2 | 1 | 1 | [13 empty] | 1 | 1 | 4 | 2 | 3 | 1 | 1 |  | 0
SDGE | Cameron | 69 | LDES |  |  | 0 | 0 | 0 | 0 | 0 | 0 | 0 | 0 | 0 | 1 | 1 | 1 | 1 | [13 empty] | 1 | 1 | 2 | 1 | 1 | 1 | 1 |  | 0
SDGE | Cannon | 69 | LDES |  |  | 0 | 0 | 0 | 0 | 0 | 0 | 0 | 0 | 0 | 1 | 1 | 1 | 1 | [13 empty] | 2 | 1 | 1 | 1 | 3 | 1 | 1 |  | 0
PG&E FRESNO | Cantua | 115 | LDES |  |  | 0 | 0 | 0 | 0 | 0 | 0 | 0 | 0 | 0 | 1 | 1 | 1 | 1 | [13 empty] | 1 | 1 | 4 | 2 | 1 | 1 | 1 |  | 0
SDGE | Capistrano | 138 | LDES |  |  | 0 | 0 | 0 | 0 | 0 | 0 | 0 | 0 | 0 | 1 | 1 | 1 | 1 | [13 empty] | 1 | 1 | 2 | 1 | 3 | 1 | 1 |  | 0
SDGE | Capistrano | 230 | LDES |  |  | 0 | 0 | 0 | 0 | 0 | 0 | 0 | 0 | 0 | 1 | 1 | 1 | 1 | [13 empty] | 1 | 1 | 2 | 1 | 3 | 1 | 1 |  | 0
PG&E NGBA | Carberry | 230 | LDES |  |  | 0 | 0 | 0 | 0 | 0 | 0 | 0 | 0 | 0 | 5 | 5 | 3 | 3 | [13 empty] | 2 | 2 | 4 | 2 | 3 | 1 | 1 |  | 0
SCE Eastern | Cardiff | 66 | LDES |  |  | 0 | 0 | 0 | 0 | 0 | 0 | 0 | 0 | 0 | 1 | 1 | 1 | 1 | [13 empty] | 1 | 1 | 2 | 1 | 1 | 1 | 1 |  | 0
PG&E NGBA | Caribou | 60 | LDES |  |  | 0 | 0 | 0 | 0 | 0 | 0 | 0 | 0 | 0 | 5 | 2 | 1 | 1 | [13 empty] | 2 | 2 | 4 | 1 | 3 | 1 | 1 |  | 0
PG&E NGBA | Caribou | 115 | LDES |  |  | 0 | 0 | 0 | 0 | 0 | 0 | 0 | 0 | 0 | 5 | 2 | 1 | 1 | [13 empty] | 2 | 2 | 4 | 1 | 3 | 1 | 1 |  | 0
PG&E NGBA | Caribou | 230 | LDES |  |  | 0 | 0 | 0 | 0 | 0 | 0 | 0 | 0 | 0 | 5 | 2 | 1 | 1 | [13 empty] | 2 | 2 | 4 | 1 | 3 | 1 | 1 |  | 0
EOP | Carpenter Canyon (fka Gamebird) | 138 | LDES |  |  | 0 | 0 | 0 | 0 | 0 | 0 | 0 | 0 | 0 | 5 | 5 | 1 | 1 | [13 empty] | 2 | 2 | 4 | 1 | 3 | 1 | 1 |  | 0
EOP | Carpenter Canyon (fka Gamebird) | 230 | LDES |  |  | 0 | 0 | 0 | 0 | 0 | 0 | 0 | 0 | 0 | 5 | 5 | 1 | 1 | [13 empty] | 2 | 2 | 4 | 1 | 3 | 1 | 1 |  | 0
PG&E NGBA | Carquinez | 115 | LDES |  |  | 0 | 0 | 0 | 0 | 0 | 0 | 0 | 0 | 0 | 5 | 5 | 1 | 1 | [13 empty] | 2 | 1 | 2 | 1 | 1 | 1 | 1 |  | 0
SDGE | Carrizo Gorge | 138 | LDES |  |  | 0 | 0 | 0 | 0 | 0 | 0 | 0 | 0 | 0 | 1 | 1 | 1 | 1 | [13 empty] | 2 | 1 | 4 | 1 | 3 | 1 | 1 |  | 0
PG&E KERN | Carrizo Plains | 115 | LDES |  |  | 0 | 0 | 0 | 0 | 0 | 0 | 0 | 0 | 0 | 1 | 1 | 1 | 1 | [13 empty] | 2 | 1 | 4 | 2 | 2 | 1 | 1 |  | 0
PG&E KERN | Casaloma | 230 | LDES |  |  | 0 | 0 | 0 | 0 | 0 | 0 | 0 | 0 | 0 | 1 | 1 | 1 | 1 | [13 empty] | 1 | 1 | 3 | 1 | 1 | 1 | 1 |  | 0
PG&E GBA | Castro Valley | 230 | LDES |  |  | 0 | 0 | 0 | 0 | 0 | 0 | 0 | 0 | 0 | 5 | 5 | 1 | 1 | [13 empty] | 2 | 1 | 2 | 1 | 2 | 1 | 1 |  | 0
PG&E GBA | Cayetano | 230 | LDES |  |  | 0 | 0 | 0 | 0 | 0 | 0 | 0 | 0 | 0 | 5 | 2 | 1 | 1 | [13 empty] | 2 | 1 | 3 | 1 | 3 | 1 | 1 |  | 0
SCE Metro | Center | 230 | LDES |  |  | 0 | 0 | 0 | 0 | 0 | 0 | 0 | 0 | 0 | 1 | 1 | 1 | 1 | [13 empty] | 1 | 1 | 1 | 1 | 1 | 1 | 1 |  | 0
PG&E KERN | Charca | 115 | LDES |  |  | 0 | 0 | 0 | 0 | 0 | 0 | 0 | 0 | 0 | 1 | 1 | 1 | 1 | [13 empty] | 1 | 1 | 4 | 1 | 1 | 1 | 1 |  | 0
EOP | Charleston | 138 | LDES |  |  | 0 | 0 | 0 | 0 | 0 | 0 | 0 | 0 | 0 | 5 | 5 | 1 | 1 | [13 empty] | 2 | 2 | 4 | 1 | 3 | 1 | 1 |  | 0
SCE Metro | Chevmain | 230 | LDES |  |  | 0 | 0 | 0 | 0 | 0 | 0 | 0 | 0 | 0 | 1 | 1 | 1 | 1 | [13 empty] | 1 | 1 | 1 | 1 | 1 | 1 | 1 |  | 0
SDGE | Chicarita | 138 | LDES |  |  | 0 | 0 | 0 | 0 | 0 | 0 | 0 | 0 | 0 | 1 | 1 | 1 | 1 | [13 empty] | 2 | 1 | 3 | 1 | 3 | 1 | 1 |  | 0
SCE Metro | Chino | 230 | LDES |  |  | 0 | 0 | 0 | 0 | 0 | 0 | 0 | 0 | 0 | 1 | 1 | 1 | 1 | [13 empty] | 1 | 1 | 1 | 1 | 2 | 1 | 1 |  | 0
PG&E FRESNO | Chowchilla | 115 | LDES |  |  | 0 | 0 | 0 | 0 | 0 | 0 | 0 | 0 | 0 | 5 | 2 | 5 | 2 | [13 empty] | 1 | 1 | 1 | 2 | 2 | 1 | 1 |  | 0
PG&E GBA | Christie | 60 | LDES |  |  | 0 | 0 | 0 | 0 | 0 | 0 | 0 | 0 | 0 | 5 | 2 | 1 | 1 | [13 empty] | 2 | 1 | 2 | 1 | 2 | 1 | 1 |  | 0
PG&E GBA | Christie | 115 | LDES |  |  | 0 | 0 | 0 | 0 | 0 | 0 | 0 | 0 | 0 | 5 | 2 | 1 | 1 | [13 empty] | 2 | 1 | 2 | 1 | 2 | 1 | 1 |  | 0
SCE Eastern | Cielo Azul | 500 | LDES |  |  | 0 | 0 | 0 | 0 | 0 | 0 | 0 | 0 | 0 | 5 | 5 | 1 | 1 | [13 empty] | 2 | 2 | 4 | 1 | 3 | 1 | 1 |  | 0
PG&E GBA | Clay | 60 | LDES |  |  | 0 | 0 | 0 | 0 | 0 | 0 | 0 | 0 | 0 | 5 | 2 | 1 | 1 | [13 empty] | 2 | 1 | 3 | 1 | 3 | 1 | 1 |  | 0
PG&E GBA | Clayton | 115 | LDES |  |  | 0 | 0 | 0 | 0 | 0 | 0 | 0 | 0 | 0 | 5 | 2 | 1 | 1 | [13 empty] | 2 | 1 | 4 | 1 | 2 | 1 | 1 |  | 0
PG&E NGBA | Cloverdale | 115 | LDES |  |  | 0 | 0 | 0 | 0 | 0 | 0 | 0 | 0 | 0 | 5 | 5 | 1 | 1 | [13 empty] | 2 | 2 | 4 | 2 | 3 | 1 | 1 |  | 0
PG&E FRESNO | Clovis | 115 | LDES |  |  | 0 | 0 | 0 | 0 | 0 | 0 | 0 | 0 | 0 | 5 | 2 | 5 | 2 | [13 empty] | 1 | 1 | 2 | 2 | 2 | 1 | 1 |  | 0
PG&E GBA | Coburn | 230 | LDES |  |  | 0 | 0 | 0 | 0 | 0 | 0 | 0 | 0 | 0 | 1 | 1 | 1 | 1 | [13 empty] | 2 | 2 | 2 | 2 | 3 | 1 | 1 |  | 0
PG&E GBA | Coburn | 60 | LDES |  |  | 0 | 0 | 0 | 0 | 0 | 0 | 0 | 0 | 0 | 1 | 1 | 1 | 1 | [13 empty] | 2 | 2 | 2 | 2 | 3 | 1 | 1 |  | 0
PG&E NGBA | Colgate | 230 | LDES |  |  | 0 | 0 | 0 | 0 | 0 | 0 | 0 | 0 | 0 | 5 | 2 | 1 | 1 | [13 empty] | 2 | 1 | 4 | 1 | 3 | 1 | 1 |  | 0
PG&E GBA | Collierville | 230 | LDES |  |  | 0 | 0 | 0 | 0 | 0 | 0 | 0 | 0 | 0 | 5 | 2 | 1 | 1 | [13 empty] | 2 | 1 | 4 | 1 | 3 | 1 | 1 |  | 0
PG&E GBA | Collinsville | 230 | LDES |  |  | 0 | 0 | 0 | 0 | 0 | 0 | 0 | 0 | 0 | 5 | 2 | 1 | 1 | [13 empty] | 2 | 1 | 3 | 1 | 1 | 1 | 1 |  | 0
PG&E GBA | Collinsville | 500 | LDES |  |  | 0 | 0 | 0 | 0 | 0 | 0 | 0 | 0 | 0 | 5 | 2 | 1 | 1 | [13 empty] | 2 | 1 | 3 | 1 | 1 | 1 | 1 |  | 0
SCE Eastern | Colorado River | 230 | LDES |  |  | 0 | 0 | 0 | 0 | 0 | 0 | 0 | 0 | 0 | 1 | 1 | 1 | 1 | [13 empty] | 2 | 2 | 3 | 1 | 3 | 1 | 1 |  | 0
SCE Eastern | Colorado River | 500 | LDES |  |  | 0 | 0 | 0 | 0 | 0 | 0 | 0 | 0 | 0 | 1 | 1 | 1 | 1 | [13 empty] | 2 | 2 | 3 | 1 | 3 | 1 | 1 |  | 0
PG&E KERN | Columbus | 115 | LDES |  |  | 0 | 0 | 0 | 0 | 0 | 0 | 0 | 0 | 0 | 1 | 1 | 1 | 1 | [13 empty] | 1 | 1 | 2 | 1 | 2 | 1 | 1 |  | 0
PG&E GBA | Contra Costa | 115 | LDES |  |  | 0 | 0 | 0 | 0 | 0 | 0 | 0 | 0 | 0 | 5 | 5 | 1 | 1 | [13 empty] | 2 | 1 | 2 | 1 | 2 | 1 | 1 |  | 0
PG&E GBA | Contra Costa | 230 | LDES |  |  | 0 | 0 | 0 | 0 | 0 | 0 | 0 | 0 | 0 | 5 | 2 | 1 | 1 | [13 empty] | 2 | 1 | 2 | 1 | 2 | 1 | 1 |  | 0
PG&E GBA | Contra Costa PP | 230 | LDES |  |  | 0 | 0 | 0 | 0 | 0 | 0 | 0 | 0 | 0 | 5 | 5 | 1 | 1 | [13 empty] | 2 | 1 | 1 | 1 | 2 | 1 | 1 |  | 0
SCE NOL | Control | 115 | LDES |  |  | 0 | 0 | 0 | 0 | 0 | 0 | 0 | 0 | 0 | 5 | 5 | 1 | 1 | [13 empty] | 2 | 2 | 4 | 1 | 3 | 1 | 1 |  | 0
SCE NOL | Control | 55 | LDES |  |  | 0 | 0 | 0 | 0 | 0 | 0 | 0 | 0 | 0 | 5 | 5 | 1 | 1 | [13 empty] | 2 | 2 | 4 | 1 | 3 | 1 | 1 |  | 0
PG&E GBA | Cooley Landing | 115 | LDES |  |  | 0 | 0 | 0 | 0 | 0 | 0 | 0 | 0 | 0 | 5 | 2 | 1 | 1 | [13 empty] | 2 | 1 | 2 | 1 | 1 | 1 | 1 |  | 0
PG&E GBA | Cooley Landing | 60 | LDES |  |  | 0 | 0 | 0 | 0 | 0 | 0 | 0 | 0 | 0 | 1 | 1 | 1 | 1 | [13 empty] | 2 | 1 | 2 | 1 | 1 | 1 | 1 |  | 0
SCE NOL | Coolwater | 230 | LDES |  |  | 0 | 0 | 0 | 0 | 0 | 0 | 0 | 0 | 0 | 3 | 3 | 1 | 1 | [13 empty] | 2 | 1 | 2 | 1 | 1 | 1 | 1 |  | 0
SCE NOL | Coolwater | 115 | LDES |  |  | 0 | 0 | 0 | 0 | 0 | 0 | 0 | 0 | 0 | 3 | 3 | 1 | 1 | [13 empty] | 2 | 1 | 2 | 1 | 1 | 1 | 1 |  | 0
PG&E KERN | Copus | 70 | LDES |  |  | 0 | 0 | 0 | 0 | 0 | 0 | 0 | 0 | 0 | 1 | 1 | 1 | 1 | [13 empty] | 1 | 1 | 3 | 1 | 1 | 1 | 1 |  | 0
PG&E FRESNO | Corcoran | 70 | LDES |  |  | 0 | 0 | 0 | 0 | 0 | 0 | 0 | 0 | 0 | 5 | 2 | 5 | 2 | [13 empty] | 1 | 1 | 4 | 2 | 1 | 1 | 1 |  | 0
PG&E FRESNO | Corcoran | 115 | LDES |  |  | 0 | 0 | 0 | 0 | 0 | 0 | 0 | 0 | 0 | 5 | 2 | 5 | 2 | [13 empty] | 1 | 1 | 4 | 2 | 1 | 1 | 1 |  | 0
PG&E NGBA | Corona | 115 | LDES |  |  | 0 | 0 | 0 | 0 | 0 | 0 | 0 | 0 | 0 | 5 | 5 | 1 | 1 | [13 empty] | 2 | 1 | 3 | 2 | 3 | 1 | 1 |  | 0
PG&E NGBA | Cortina | 230 | LDES |  |  | 0 | 0 | 0 | 0 | 0 | 0 | 0 | 0 | 0 | 5 | 5 | 1 | 1 | [13 empty] | 2 | 2 | 4 | 1 | 3 | 1 | 1 |  | 0
PG&E NGBA | Cortina | 115 | LDES |  |  | 0 | 0 | 0 | 0 | 0 | 0 | 0 | 0 | 0 | 5 | 5 | 1 | 1 | [13 empty] | 2 | 2 | 4 | 1 | 3 | 1 | 1 |  | 0
PG&E GBA | Cottle | 230 | LDES |  |  | 0 | 0 | 0 | 0 | 0 | 0 | 0 | 0 | 0 | 5 | 2 | 1 | 1 | [13 empty] | 1 | 1 | 3 | 2 | 1 | 1 | 1 |  | 0
PG&E NGBA | Cottonwood | 115 | LDES |  |  | 0 | 0 | 0 | 0 | 0 | 0 | 0 | 0 | 0 | 5 | 2 | 1 | 1 | [13 empty] | 2 | 2 | 3 | 2 | 3 | 1 | 1 |  | 0
PG&E NGBA | Cottonwood | 230 | LDES |  |  | 0 | 0 | 0 | 0 | 0 | 0 | 0 | 0 | 0 | 5 | 2 | 1 | 1 | [13 empty] | 2 | 2 | 3 | 2 | 3 | 1 | 1 |  | 0
PG&E NGBA | Cottonwood | 60 | LDES |  |  | 0 | 0 | 0 | 0 | 0 | 0 | 0 | 0 | 0 | 5 | 2 | 1 | 1 | [13 empty] | 2 | 2 | 3 | 2 | 3 | 1 | 1 |  | 0
PG&E NGBA | Cove Road | 230 | LDES |  |  | 0 | 0 | 0 | 0 | 0 | 0 | 0 | 0 | 0 | 5 | 2 | 1 | 1 | [13 empty] | 2 | 2 | 4 | 2 | 3 | 1 | 1 |  | 0
PG&E GBA | Coyote | 230 | LDES |  |  | 0 | 0 | 0 | 0 | 0 | 0 | 0 | 0 | 0 | 1 | 1 | 1 | 1 | [13 empty] | 2 | 1 | 3 | 2 | 2 | 1 | 1 |  | 0
PG&E GBA | Crazy Horse Canyon | 115 | LDES |  |  | 0 | 0 | 0 | 0 | 0 | 0 | 0 | 0 | 0 | 1 | 1 | 1 | 1 | [13 empty] | 2 | 2 | 4 | 2 | 3 | 1 | 1 |  | 0
SDGE | Creelman | 69 | LDES |  |  | 0 | 0 | 0 | 0 | 0 | 0 | 0 | 0 | 0 | 1 | 1 | 1 | 1 | [13 empty] | 2 | 1 | 4 | 1 | 3 | 1 | 1 |  | 0
PG&E FRESNO | Crescent | 70 | LDES |  |  | 0 | 0 | 0 | 0 | 0 | 0 | 0 | 0 | 0 | 5 | 2 | 1 | 1 | [13 empty] | 1 | 1 | 3 | 2 | 1 | 1 | 1 |  | 0
PG&E FRESNO | Cressey | 115 | LDES |  |  | 0 | 0 | 0 | 0 | 0 | 0 | 0 | 0 | 0 | 5 | 2 | 5 | 2 | [13 empty] | 1 | 1 | 3 | 2 | 1 | 1 | 1 |  | 0
PG&E NGBA | Cresta | 230 | LDES |  |  | 0 | 0 | 0 | 0 | 0 | 0 | 0 | 0 | 0 | 5 | 2 | 1 | 1 | [13 empty] | 2 | 1 | 4 | 2 | 3 | 1 | 1 |  | 0
SDGE | Crestwood | 69 | LDES |  |  | 0 | 0 | 0 | 0 | 0 | 0 | 0 | 0 | 0 | 1 | 1 | 1 | 1 | [13 empty] | 2 | 1 | 4 | 1 | 3 | 1 | 1 |  | 0
PG&E GBA | Crow Creek | 60 | LDES |  |  | 0 | 0 | 0 | 0 | 0 | 0 | 0 | 0 | 0 | 5 | 2 | 1 | 1 | [13 empty] | 1 | 1 | 4 | 2 | 1 | 1 | 1 |  | 0
PG&E GBA | Crows Landing | 60 | LDES |  |  | 0 | 0 | 0 | 0 | 0 | 0 | 0 | 0 | 0 | 5 | 2 | 1 | 1 | [13 empty] | 1 | 1 | 4 | 2 | 1 | 1 | 1 |  | 0
PG&E GBA | Curtis | 115 | LDES |  |  | 0 | 0 | 0 | 0 | 0 | 0 | 0 | 0 | 0 | 5 | 2 | 1 | 1 | [13 empty] | 2 | 1 | 4 | 1 | 3 | 1 | 1 |  | 0
PG&E FRESNO | Dairyland | 115 | LDES |  |  | 0 | 0 | 0 | 0 | 0 | 0 | 0 | 0 | 0 | 5 | 2 | 5 | 2 | [13 empty] | 1 | 1 | 3 | 2 | 1 | 1 | 1 |  | 0
PG&E NGBA | Davis | 115 | LDES |  |  | 0 | 0 | 0 | 0 | 0 | 0 | 0 | 0 | 0 | 5 | 5 | 1 | 1 | [13 empty] | 2 | 1 | 4 | 2 | 3 | 1 | 1 |  | 0
SCE Metro | Del Amo | 500 | LDES |  |  | 0 | 0 | 0 | 0 | 0 | 0 | 0 | 0 | 0 | 1 | 1 | 1 | 1 | [13 empty] | 1 | 1 | 3 | 1 | 2 | 1 | 1 |  | 0
SCE Metro | Del Amo | 230 | LDES |  |  | 0 | 0 | 0 | 0 | 0 | 0 | 0 | 0 | 0 | 1 | 1 | 1 | 1 | [13 empty] | 1 | 1 | 3 | 1 | 2 | 1 | 1 |  | 0
SCE Eastern | Delaney | 500 | LDES |  |  | 0 | 0 | 0 | 0 | 0 | 0 | 0 | 0 | 0 | 5 | 5 | 1 | 1 | [13 empty] | 2 | 1 | 4 | 2 | 3 | 1 | 1 |  | 0
PG&E NGBA | Delevan | 230 | LDES |  |  | 0 | 0 | 0 | 0 | 0 | 0 | 0 | 0 | 0 | 5 | 5 | 1 | 1 | [13 empty] | 2 | 2 | 1 | 1 | 3 | 1+ | 1 |  | 1
PG&E GBA | Delta PP | 230 | LDES |  |  | 0 | 0 | 0 | 0 | 0 | 0 | 0 | 0 | 0 | 5 | 2 | 1 | 1 | [13 empty] | 2 | 1 | 3 | 1 | 2 | 1 | 1 |  | 0
EOP | Desert View | 230 | LDES |  |  | 0 | 0 | 0 | 0 | 0 | 0 | 0 | 0 | 0 | 5 | 5 | 1 | 1 | [13 empty] | 2 | 1 | 4 | 1 | 3 | 1 | 1 |  | 0
SCE Eastern | Devers | 230 | LDES |  |  | 0 | 0 | 0 | 0 | 0 | 0 | 0 | 0 | 0 | 1 | 1 | 1 | 1 | [13 empty] | 2 | 1 | 1 | 1 | 3 | 1 | 1 |  | 0
SCE Eastern | Devers | 500 | LDES |  |  | 0 | 0 | 0 | 0 | 0 | 0 | 0 | 0 | 0 | 1 | 1 | 1 | 1 | [13 empty] | 2 | 1 | 1 | 1 | 3 | 1 | 1 |  | 0
PG&E KERN | Diablo Canyon | 230 | LDES |  |  | 0 | 0 | 0 | 0 | 0 | 0 | 0 | 0 | 0 | 1 | 1 | 1 | 1 | [13 empty] | 2 | 2 | 4 | 2 | 3 | 1 | 1 |  | 0
PG&E KERN | Diablo Canyon | 500 | LDES |  |  | 0 | 0 | 0 | 0 | 0 | 0 | 0 | 0 | 0 | 1 | 1 | 1 | 1 | [13 empty] | 2 | 2 | 4 | 2 | 3 | 1 | 1 |  | 0
PG&E KERN | Divide | 115 | LDES |  |  | 0 | 0 | 0 | 0 | 0 | 0 | 0 | 0 | 0 | 1 | 1 | 1 | 1 | [13 empty] | 2 | 2 | 4 | 1 | 2 | 1 | 1 |  | 0
PG&E GBA | Dixon Landing | 115 | LDES |  |  | 0 | 0 | 0 | 0 | 0 | 0 | 0 | 0 | 0 | 1 | 1 | 1 | 1 | [13 empty] | 2 | 1 | 2 | 1 | 2 | 1 | 1 |  | 0
PG&E FRESNO | Dos Amigos | 230 | LDES |  |  | 0 | 0 | 0 | 0 | 0 | 0 | 0 | 0 | 0 | 1 | 1 | 1 | 1 | [13 empty] | 1 | 1 | 4 | 2 | 1 | 1 | 1 |  | 0
PG&E NGBA | Drum | 115 | LDES |  |  | 0 | 0 | 0 | 0 | 0 | 0 | 0 | 0 | 0 | 5 | 2 | 1 | 1 | [13 empty] | 2 | 1 | 4 | 2 | 3 | 1 | 1 |  | 0
PG&E GBA | Dumbarton | 115 | LDES |  |  | 0 | 0 | 0 | 0 | 0 | 0 | 0 | 0 | 0 | 5 | 2 | 1 | 1 | [13 empty] | 2 | 1 | 3 | 1 | 2 | 1 | 1 |  | 0
SCE NOL | Dunn Siding | 115 | LDES |  |  | 0 | 0 | 0 | 0 | 0 | 0 | 0 | 0 | 0 | 3 | 3 | 1 | 1 | [13 empty] | 2 | 1 | 4 | 1 | 1 | 1 | 1 |  | 0
SCE Eastern | Eagle Mountain | 230 | LDES |  |  | 0 | 0 | 0 | 0 | 0 | 0 | 0 | 0 | 0 | 5 | 5 | 3 | 3 | [13 empty] | 2 | 2 | 4 | 1 | 3 | 1 | 1 |  | 0
PG&E NGBA | Eagle Rock (PGE) | 60 | LDES |  |  | 0 | 0 | 0 | 0 | 0 | 0 | 0 | 0 | 0 | 5 | 5 | 1 | 1 | [13 empty] | 2 | 2 | 4 | 2 | 3 | 1 | 1 |  | 0
PG&E NGBA | Eagle Rock (PGE) | 115 | LDES |  |  | 0 | 0 | 0 | 0 | 0 | 0 | 0 | 0 | 0 | 5 | 5 | 1 | 1 | [13 empty] | 2 | 2 | 4 | 2 | 3 | 1 | 1 |  | 0
SCE Metro | Eagle Rock (SCE) | 230 | LDES |  |  | 0 | 0 | 0 | 0 | 0 | 0 | 0 | 0 | 0 | 1 | 1 | 1 | 1 | [13 empty] | 1 | 1 | 2 | 1 | 2 | 1 | 1 |  | 0
PG&E NGBA | East Marysville | 115 | LDES |  |  | 0 | 0 | 0 | 0 | 0 | 0 | 0 | 0 | 0 | 5 | 2 | 1 | 1 | [13 empty] | 2 | 2 | 2 | 1 | 2 | 1 | 1 |  | 0
PG&E NGBA | East Nicolaus | 115 | LDES |  |  | 0 | 0 | 0 | 0 | 0 | 0 | 0 | 0 | 0 | 5 | 2 | 1 | 1 | [13 empty] | 2 | 1 | 4 | 1 | 3 | 1 | 1 |  | 0
PG&E NGBA | East Nicolaus | 60 | LDES |  |  | 0 | 0 | 0 | 0 | 0 | 0 | 0 | 0 | 0 | 5 | 2 | 1 | 1 | [13 empty] | 2 | 1 | 4 | 1 | 3 | 1 | 1 |  | 0
PG&E GBA | Eastshore | 115 | LDES |  |  | 0 | 0 | 0 | 0 | 0 | 0 | 0 | 0 | 0 | 5 | 2 | 1 | 1 | [13 empty] | 2 | 1 | 2 | 1 | 1 | 1 | 1 |  | 0
PG&E GBA | Eastshore | 230 | LDES |  |  | 0 | 0 | 0 | 0 | 0 | 0 | 0 | 0 | 0 | 5 | 2 | 1 | 1 | [13 empty] | 2 | 1 | 2 | 1 | 1 | 1 | 1 |  | 0
SDGE | ECO | 138 | LDES |  |  | 0 | 0 | 0 | 0 | 0 | 0 | 0 | 0 | 0 | 1 | 1 | 1 | 1 | [13 empty] | 2 | 1 | 4 | 1 | 3 | 1 | 1 |  | 0
SDGE | ECO | 230 | LDES |  |  | 0 | 0 | 0 | 0 | 0 | 0 | 0 | 0 | 0 | 1 | 1 | 1 | 1 | [13 empty] | 2 | 1 | 4 | 1 | 3 | 1 | 1 |  | 0
SDGE | ECO | 500 | LDES |  |  | 0 | 0 | 0 | 0 | 0 | 0 | 0 | 0 | 0 | 1 | 1 | 1 | 1 | [13 empty] | 2 | 1 | 4 | 1 | 3 | 1 | 1 |  | 0
PG&E GBA | Edenvale | 115 | LDES |  |  | 0 | 0 | 0 | 0 | 0 | 0 | 0 | 0 | 0 | 1 | 1 | 1 | 1 | [13 empty] | 2 | 1 | 2 | 2 | 2 | 1 | 1 |  | 0
PG&E GBA | Edes | 115 | LDES |  |  | 0 | 0 | 0 | 0 | 0 | 0 | 0 | 0 | 0 | 5 | 2 | 1 | 1 | [13 empty] | 2 | 1 | 3 | 1 | 1 | 1 | 1 |  | 0
PG&E GBA | Eight Mile | 230 | LDES |  |  | 0 | 0 | 0 | 0 | 0 | 0 | 0 | 0 | 0 | 5 | 2 | 1 | 1 | [13 empty] | 1 | 1 | 2 | 2 | 1 | 1 | 1 |  | 0
SDGE | El Cajon | 69 | LDES |  |  | 0 | 0 | 0 | 0 | 0 | 0 | 0 | 0 | 0 | 1 | 1 | 1 | 1 | [13 empty] | 2 | 1 | 2 | 1 | 1 | 1 | 1 |  | 0
SCE Eastern | El Casco | 230 | LDES |  |  | 0 | 0 | 0 | 0 | 0 | 0 | 0 | 0 | 0 | 1 | 1 | 1 | 1 | [13 empty] | 1 | 1 | 4 | 1 | 2 | 1 | 1 |  | 0
PG&E GBA | El Cerrito G | 115 | LDES |  |  | 0 | 0 | 0 | 0 | 0 | 0 | 0 | 0 | 0 | 5 | 2 | 1 | 1 | [13 empty] | 2 | 1 | 2 | 1 | 2 | 1 | 1 |  | 0
PG&E NGBA | El Dorado PH | 115 | LDES |  |  | 0 | 0 | 0 | 0 | 0 | 0 | 0 | 0 | 0 | 5 | 2 | 1 | 1 | [13 empty] | 2 | 1 | 4 | 2 | 3 | 1 | 1 |  | 0
PG&E FRESNO | El Nido (PGE) | 115 | LDES |  |  | 0 | 0 | 0 | 0 | 0 | 0 | 0 | 0 | 0 | 5 | 2 | 1 | 1 | [13 empty] | 1 | 1 | 4 | 2 | 1 | 1 | 1 |  | 0
SCE Metro | El Nido (SCE) | 230 | LDES |  |  | 0 | 0 | 0 | 0 | 0 | 0 | 0 | 0 | 0 | 1 | 1 | 1 | 1 | [13 empty] | 1 | 1 | 2 | 1 | 2 | 1 | 1 |  | 0
PG&E GBA | El Patio | 115 | LDES |  |  | 0 | 0 | 0 | 0 | 0 | 0 | 0 | 0 | 0 | 1 | 1 | 1 | 1 | [13 empty] | 2 | 1 | 3 | 2 | 2 | 1 | 1 |  | 0
SCE Metro | El Segundo | 230 | LDES |  |  | 0 | 0 | 0 | 0 | 0 | 0 | 0 | 0 | 0 | 1 | 1 | 1 | 1 | [13 empty] | 1 | 1 | 1 | 1 | 1 | 1 | 1 |  | 0
EOP | Eldorado | 230 | LDES |  |  | 0 | 0 | 0 | 0 | 0 | 0 | 0 | 0 | 0 | 5 | 5 | 1 | 1 | [13 empty] | 2 | 2 | 2 | 1 | 3 | 1+ | 1 |  | 1
EOP | Eldorado | 500 | LDES |  |  | 0 | 0 | 0 | 0 | 0 | 0 | 0 | 0 | 0 | 5 | 5 | 1 | 1 | [13 empty] | 2 | 2 | 2 | 1 | 3 | 1 | 1 |  | 0
SCE Northern | Elizabeth Lake | 66 | LDES |  |  | 0 | 0 | 0 | 0 | 0 | 0 | 0 | 0 | 0 | 5 | 5 | 1 | 1 | [13 empty] | 1 | 1 | 3 | 1 | 3 | 1 | 1 |  | 0
PG&E KERN | Elk Hills | 230 | LDES |  |  | 0 | 0 | 0 | 0 | 0 | 0 | 0 | 0 | 0 | 1 | 1 | 1 | 1 | [13 empty] | 1 | 1 | 3 | 1 | 1 | 1 | 1 |  | 0
SDGE | Elliot | 69 | LDES |  |  | 0 | 0 | 0 | 0 | 0 | 0 | 0 | 0 | 0 | 1 | 1 | 1 | 1 | [13 empty] | 2 | 1 | 2 | 1 | 2 | 1 | 1 |  | 0
SCE Metro | Ellis | 230 | LDES |  |  | 0 | 0 | 0 | 0 | 0 | 0 | 0 | 0 | 0 | 1 | 1 | 1 | 1 | [13 empty] | 1 | 1 | 2 | 1 | 2 | 1 | 1 |  | 0
SDGE | Encina | 138 | LDES |  |  | 0 | 0 | 0 | 0 | 0 | 0 | 0 | 0 | 0 | 1 | 1 | 1 | 1 | [13 empty] | 2 | 1 | 1 | 1 | 3 | 1 | 1 |  | 0
SDGE | Encina | 230 | LDES |  |  | 0 | 0 | 0 | 0 | 0 | 0 | 0 | 0 | 0 | 1 | 1 | 1 | 1 | [13 empty] | 2 | 1 | 1 | 1 | 3 | 1 | 1 |  | 0
SDGE | Escondido | 230 | LDES |  |  | 0 | 0 | 0 | 0 | 0 | 0 | 0 | 0 | 0 | 1 | 1 | 1 | 1 | [13 empty] | 2 | 1 | 1 | 1 | 3 | 1 | 1 |  | 0
SDGE | Escondido | 69 | LDES |  |  | 0 | 0 | 0 | 0 | 0 | 0 | 0 | 0 | 0 | 1 | 1 | 1 | 1 | [13 empty] | 2 | 1 | 1 | 1 | 3 | 1 | 1 |  | 0
PG&E KERN | Estrella | 230 | LDES |  |  | 0 | 0 | 0 | 0 | 0 | 0 | 0 | 0 | 0 | 1 | 1 | 1 | 1 | [13 empty] | 2 | 2 | 4 | 2 | 3 | 1 | 1 |  | 0
SCE Eastern | Etiwanda | 230 | LDES |  |  | 0 | 0 | 0 | 0 | 0 | 0 | 0 | 0 | 0 | 1 | 1 | 1 | 1 | [13 empty] | 1 | 1 | 2 | 1 | 1 | 1 | 1 |  | 0
PG&E GBA | Evergreen | 115 | LDES |  |  | 0 | 0 | 0 | 0 | 0 | 0 | 0 | 0 | 0 | 1 | 1 | 1 | 1 | [13 empty] | 2 | 1 | 2 | 2 | 2 | 1 | 1 |  | 0
PG&E GBA | Evergreen | 60 | LDES |  |  | 0 | 0 | 0 | 0 | 0 | 0 | 0 | 0 | 0 | 1 | 1 | 1 | 1 | [13 empty] | 2 | 1 | 2 | 2 | 2 | 1 | 1 |  | 0
PG&E FRESNO | Excelsior | 115 | LDES |  |  | 0 | 0 | 0 | 0 | 0 | 0 | 0 | 0 | 0 | 5 | 2 | 1 | 1 | [13 empty] | 1 | 1 | 4 | 2 | 1 | 1 | 1 |  | 0
PG&E FRESNO | Exchequer | 115 | LDES |  |  | 0 | 0 | 0 | 0 | 0 | 0 | 0 | 0 | 0 | 5 | 2 | 5 | 2 | [13 empty] | 2 | 1 | 4 | 1 | 2 | 1 | 1 |  | 0
PG&E KERN | Fairway | 115 | LDES |  |  | 0 | 0 | 0 | 0 | 0 | 0 | 0 | 0 | 0 | 1 | 1 | 1 | 1 | [13 empty] | 2 | 2 | 3 | 1 | 2 | 1 | 1 |  | 0
PG&E KERN | Famoso | 115 | LDES |  |  | 0 | 0 | 0 | 0 | 0 | 0 | 0 | 0 | 0 | 1 | 1 | 1 | 1 | [13 empty] | 1 | 1 | 4 | 1 | 1 | 1 | 1 |  | 0
PG&E NGBA | Fern Road | 500 | LDES |  |  | 0 | 0 | 0 | 0 | 0 | 0 | 0 | 0 | 0 | 5 | 2 | 1 | 1 | [13 empty] | 2 | 2 | 4 | 2 | 3 | 1 | 1 |  | 0
PG&E GBA | Fibreboard (SPI Sonora) | 115 | LDES |  |  | 0 | 0 | 0 | 0 | 0 | 0 | 0 | 0 | 0 | 5 | 2 | 1 | 1 | [13 empty] | 2 | 1 | 2 | 1 | 2 | 1 | 1 |  | 0
PG&E FRESNO | Figarden | 230 | LDES |  |  | 0 | 0 | 0 | 0 | 0 | 0 | 0 | 0 | 0 | 5 | 2 | 5 | 2 | [13 empty] | 1 | 1 | 3 | 2 | 2 | 1 | 1 |  | 0
PG&E FRESNO | Fink | 230 | LDES |  |  | 0 | 0 | 0 | 0 | 0 | 0 | 0 | 0 | 0 | 1 | 1 | 1 | 1 | [13 empty] | 1 | 1 | 4 | 2 | 1 | 1 | 1 |  | 0
PG&E NGBA | Fitch Mountain | 60 | LDES |  |  | 0 | 0 | 0 | 0 | 0 | 0 | 0 | 0 | 0 | 5 | 5 | 1 | 1 | [13 empty] | 2 | 2 | 4 | 2 | 3 | 1 | 1 |  | 0
PG&E GBA | FMC | 115 | LDES |  |  | 0 | 0 | 0 | 0 | 0 | 0 | 0 | 0 | 0 | 1 | 1 | 1 | 1 | [13 empty] | 2 | 1 | 2 | 2 | 2 | 1 | 1 |  | 0
PG&E GBA | Fremont | 115 | LDES |  |  | 0 | 0 | 0 | 0 | 0 | 0 | 0 | 0 | 0 | 1 | 1 | 1 | 1 | [13 empty] | 2 | 1 | 3 | 1 | 2 | 1 | 1 |  | 0
PG&E GBA | French Camp | 60 | LDES |  |  | 0 | 0 | 0 | 0 | 0 | 0 | 0 | 0 | 0 | 5 | 2 | 1 | 1 | [13 empty] | 1 | 1 | 3 | 2 | 1 | 1 | 1 |  | 0
PG&E GBA | Frogtown | 115 | LDES |  |  | 0 | 0 | 0 | 0 | 0 | 0 | 0 | 0 | 0 | 5 | 2 | 1 | 1 | [13 empty] | 2 | 1 | 4 | 1 | 3 | 1 | 1 |  | 0
PG&E NGBA | Fulton | 115 | LDES |  |  | 0 | 0 | 0 | 0 | 0 | 0 | 0 | 0 | 0 | 5 | 5 | 1 | 1 | [13 empty] | 2 | 1 | 3 | 2 | 2 | 1 | 1 |  | 0
PG&E NGBA | Fulton | 230 | LDES |  |  | 0 | 0 | 0 | 0 | 0 | 0 | 0 | 0 | 0 | 5 | 5 | 1 | 1 | [13 empty] | 2 | 1 | 3 | 2 | 2 | 1 | 1 |  | 0
PG&E NGBA | Fulton | 60 | LDES |  |  | 0 | 0 | 0 | 0 | 0 | 0 | 0 | 0 | 0 | 5 | 5 | 1 | 1 | [13 empty] | 2 | 1 | 3 | 2 | 2 | 1 | 1 |  | 0
PG&E KERN | Ganso | 115 | LDES |  |  | 0 | 0 | 0 | 0 | 0 | 0 | 0 | 0 | 0 | 1 | 1 | 1 | 1 | [13 empty] | 1 | 1 | 3 | 1 | 1 | 1 | 1 |  | 0
PG&E FRESNO | Gates | 230 | LDES |  |  | 0 | 0 | 0 | 0 | 0 | 0 | 0 | 0 | 0 | 1 | 1 | 1 | 1 | [13 empty] | 1 | 1 | 3 | 2 | 1 | 1 | 1 |  | 0
PG&E FRESNO | Gates | 500 | LDES |  |  | 0 | 0 | 0 | 0 | 0 | 0 | 0 | 0 | 0 | 1 | 1 | 1 | 1 | [13 empty] | 1 | 1 | 3 | 2 | 1 | 1 | 1 |  | 0
PG&E NGBA | Geysers 12 | 230 | LDES |  |  | 0 | 0 | 0 | 0 | 0 | 0 | 0 | 0 | 0 | 5 | 5 | 1 | 1 | [13 empty] | 2 | 2 | 4 | 2 | 3 | 1 | 1 |  | 0
PG&E NGBA | Geysers 17 | 230 | LDES |  |  | 0 | 0 | 0 | 0 | 0 | 0 | 0 | 0 | 0 | 5 | 5 | 1 | 1 | [13 empty] | 2 | 2 | 4 | 2 | 3 | 1 | 1 |  | 0
PG&E NGBA | Geysers 3 | 115 | LDES |  |  | 0 | 0 | 0 | 0 | 0 | 0 | 0 | 0 | 0 | 5 | 5 | 1 | 1 | [13 empty] | 2 | 2 | 4 | 2 | 3 | 1 | 1 |  | 0
PG&E NGBA | Glenn | 230 | LDES |  |  | 0 | 0 | 0 | 0 | 0 | 0 | 0 | 0 | 0 | 5 | 2 | 1 | 1 | [13 empty] | 2 | 2 | 4 | 1 | 3 | 1 | 1 |  | 0
PG&E NGBA | Glenn | 60 | LDES |  |  | 0 | 0 | 0 | 0 | 0 | 0 | 0 | 0 | 0 | 5 | 2 | 1 | 1 | [13 empty] | 2 | 2 | 4 | 1 | 3 | 1 | 1 |  | 0
PG&E NGBA | Gold Hill | 115 | LDES |  |  | 0 | 0 | 0 | 0 | 0 | 0 | 0 | 0 | 0 | 5 | 2 | 1 | 1 | [13 empty] | 2 | 1 | 4 | 2 | 3 | 1 | 1 |  | 0
PG&E NGBA | Gold Hill | 230 | LDES |  |  | 0 | 0 | 0 | 0 | 0 | 0 | 0 | 0 | 0 | 5 | 2 | 1 | 1 | [13 empty] | 2 | 1 | 4 | 2 | 3 | 1 | 1 |  | 0
SCE Northern | Goleta | 230 | LDES |  |  | 0 | 0 | 0 | 0 | 0 | 0 | 0 | 0 | 0 | 5 | 5 | 1 | 1 | [13 empty] | 2 | 2 | 2 | 1 | 2 | 1 | 1 |  | 0
SCE Metro | Goodrich | 230 | LDES |  |  | 0 | 0 | 0 | 0 | 0 | 0 | 0 | 0 | 0 | 1 | 1 | 1 | 1 | [13 empty] | 1 | 1 | 3 | 1 | 2 | 1 | 1 |  | 0
PG&E KERN | Goose Lake | 115 | LDES |  |  | 0 | 0 | 0 | 0 | 0 | 0 | 0 | 0 | 0 | 1 | 1 | 1 | 1 | [13 empty] | 1 | 1 | 2 | 1 | 1 | 1 | 1 |  | 0
SCE Metro | Gould | 230 | LDES |  |  | 0 | 0 | 0 | 0 | 0 | 0 | 0 | 0 | 0 | 1 | 1 | 1 | 1 | [13 empty] | 1 | 1 | 4 | 1 | 2 | 1 | 1 |  | 0
PG&E NGBA | Grand Island | 115 | LDES |  |  | 0 | 0 | 0 | 0 | 0 | 0 | 0 | 0 | 0 | 5 | 2 | 1 | 1 | [13 empty] | 2 | 1 | 4 | 2 | 2 | 1 | 1 |  | 0
SDGE | Granite | 69 | LDES |  |  | 0 | 0 | 0 | 0 | 0 | 0 | 0 | 0 | 0 | 1 | 1 | 1 | 1 | [13 empty] | 2 | 1 | 2 | 2 | 2 | 1 | 1 |  | 0
PG&E GBA | Grant | 115 | LDES |  |  | 0 | 0 | 0 | 0 | 0 | 0 | 0 | 0 | 0 | 5 | 2 | 1 | 1 | [13 empty] | 2 | 1 | 2 | 1 | 2 | 1 | 1 |  | 0
PG&E GBA | Green Valley | 115 | LDES |  |  | 0 | 0 | 0 | 0 | 0 | 0 | 0 | 0 | 0 | 1 | 1 | 1 | 1 | [13 empty] | 2 | 2 | 3 | 2 | 2 | 1 | 1 |  | 0
PG&E NGBA | Greenleaf 1 | 115 | LDES |  |  | 0 | 0 | 0 | 0 | 0 | 0 | 0 | 0 | 0 | 5 | 2 | 1 | 1 | [13 empty] | 2 | 2 | 1 | 1 | 3 | 1 | 1 |  | 0
PG&E FRESNO | Gregg | 230 | LDES |  | Mapped as PSH | 140 | 0 | 140 | 0 | 0 | 0 | 140 | 0 | 140 | 5 | 2 | 5 | 2 | [13 empty] | 1 | 1 | 3 | 2 | 1 | 4- | 1 |  | 1
PG&E FRESNO | Grimmway-Malaga | 115 | LDES |  |  | 0 | 0 | 0 | 0 | 0 | 0 | 0 | 0 | 0 | 5 | 2 | 1 | 1 | [13 empty] | 1 | 1 | 2 | 1 | 1 | 1 | 1 |  | 0
PG&E NGBA | Grizzly | 230 | LDES |  |  | 0 | 0 | 0 | 0 | 0 | 0 | 0 | 0 | 0 | 5 | 2 | 1 | 1 | [13 empty] | 2 | 2 | 4 | 1 | 3 | 1 | 1 |  | 0
PG&E FRESNO | Guernsey | 70 | LDES |  |  | 0 | 0 | 0 | 0 | 0 | 0 | 0 | 0 | 0 | 5 | 2 | 1 | 1 | [13 empty] | 1 | 1 | 3 | 2 | 1 | 1 | 1 |  | 0
PG&E FRESNO | GWF Hanford | 115 | LDES |  |  | 0 | 0 | 0 | 0 | 0 | 0 | 0 | 0 | 0 | 5 | 2 | 5 | 2 | [13 empty] | 2 | 1 | 2 | 1 | 1 | 1 | 1 |  | 0
PG&E FRESNO | Haas | 230 | LDES |  |  | 0 | 0 | 0 | 0 | 0 | 0 | 0 | 0 | 0 | 5 | 2 | 1 | 1 | [13 empty] | 1 | 1 | 4 | 2 | 3 | 1 | 1 |  | 0
PG&E FRESNO | Hammonds | 115 | LDES |  |  | 0 | 0 | 0 | 0 | 0 | 0 | 0 | 0 | 0 | 1 | 1 | 1 | 1 | [13 empty] | 1 | 1 | 2 | 2 | 1 | 1 | 1 |  | 0
SCE Metro | HarborGen | 230 | LDES |  |  | 0 | 0 | 0 | 0 | 0 | 0 | 0 | 0 | 0 | 1 | 1 | 1 | 1 | [13 empty] | 1 | 1 | 2 | 1 | 1 | 1 | 1 |  | 0
PG&E NGBA | Harris | 60 | LDES |  |  | 0 | 0 | 0 | 0 | 0 | 0 | 0 | 0 | 0 | 5 | 2 | 1 | 1 | [13 empty] | 2 | 2 | 2 | 2 | 3 | 1 | 1 |  | 0
EOP | Harry Allen | 500 | LDES |  |  | 0 | 0 | 0 | 0 | 0 | 0 | 0 | 0 | 0 | 5 | 5 | 1 | 1 | [13 empty] | 2 | 2 | 4 | 1 | 3 | 1 | 1 |  | 0
PG&E NGBA | Hartley | 60 | LDES |  |  | 0 | 0 | 0 | 0 | 0 | 0 | 0 | 0 | 0 | 5 | 5 | 1 | 1 | [13 empty] | 2 | 2 | 4 | 2 | 3 | 1 | 1 |  | 0
SCE NOL | Harvard | 115 | LDES |  |  | 0 | 0 | 0 | 0 | 0 | 0 | 0 | 0 | 0 | 3 | 3 | 1 | 1 | [13 empty] | 2 | 1 | 4 | 1 | 1 | 1 | 1 |  | 0
SDGE | Hassayampa | 500 | LDES |  |  | 0 | 0 | 0 | 0 | 0 | 0 | 0 | 0 | 0 | 5 | 5 | 1 | 1 | [13 empty] | 2 | 1 | 4 | 2 | 3 | 1 | 1 |  | 0
PG&E FRESNO | Helm | 230 | LDES |  |  | 0 | 0 | 0 | 0 | 0 | 0 | 0 | 0 | 0 | 5 | 2 | 1 | 1 | [13 empty] | 1 | 1 | 2 | 2 | 1 | 1 | 1 |  | 0
PG&E FRESNO | Helm | 70 | LDES |  |  | 0 | 0 | 0 | 0 | 0 | 0 | 0 | 0 | 0 | 1 | 1 | 1 | 1 | [13 empty] | 1 | 1 | 2 | 2 | 1 | 1 | 1 |  | 0
PG&E FRESNO | Henrietta | 115 | LDES |  |  | 0 | 0 | 0 | 0 | 0 | 0 | 0 | 0 | 0 | 1 | 1 | 1 | 1 | [13 empty] | 1 | 1 | 1 | 2 | 1 | 1 | 1 |  | 0
PG&E FRESNO | Henrietta | 230 | LDES |  |  | 0 | 0 | 0 | 0 | 0 | 0 | 0 | 0 | 0 | 1 | 1 | 1 | 1 | [13 empty] | 1 | 1 | 1 | 2 | 1 | 1 | 1 |  | 0
PG&E FRESNO | Henrietta | 70 | LDES |  |  | 0 | 0 | 0 | 0 | 0 | 0 | 0 | 0 | 0 | 5 | 2 | 1 | 1 | [13 empty] | 1 | 1 | 1 | 2 | 1 | 1 | 1 |  | 0
PG&E FRESNO | Herndon | 115 | LDES |  |  | 0 | 0 | 0 | 0 | 0 | 0 | 0 | 0 | 0 | 5 | 2 | 5 | 2 | [13 empty] | 1 | 1 | 3 | 2 | 1 | 1 | 1 |  | 0
PG&E FRESNO | Herndon | 230 | LDES |  |  | 0 | 0 | 0 | 0 | 0 | 0 | 0 | 0 | 0 | 5 | 2 | 5 | 2 | [13 empty] | 1 | 1 | 3 | 2 | 1 | 1 | 1 |  | 0
PG&E GBA | Hicks | 230 | LDES |  |  | 0 | 0 | 0 | 0 | 0 | 0 | 0 | 0 | 0 | 1 | 1 | 1 | 1 | [13 empty] | 2 | 1 | 4 | 2 | 2 | 1 | 1 |  | 0
PG&E NGBA | Higgins | 115 | LDES |  |  | 0 | 0 | 0 | 0 | 0 | 0 | 0 | 0 | 0 | 5 | 2 | 1 | 1 | [13 empty] | 2 | 1 | 4 | 1 | 3 | 1 | 1 |  | 0
PG&E NGBA | Hilltop | 345 | LDES |  |  | 0 | 0 | 0 | 0 | 0 | 0 | 0 | 0 | 0 | 5 | 2 | 1 | 1 | [13 empty] | 2 | 2 | 4 | 1 | 3 | 1 | 1 |  | 0
SCE Metro | Hinson | 230 | LDES |  |  | 0 | 0 | 0 | 0 | 0 | 0 | 0 | 0 | 0 | 1 | 1 | 1 | 1 | [13 empty] | 1 | 1 | 2 | 1 | 1 | 1 | 1 |  | 0
PG&E GBA | Hollister | 115 | LDES |  |  | 0 | 0 | 0 | 0 | 0 | 0 | 0 | 0 | 0 | 1 | 1 | 1 | 1 | [13 empty] | 2 | 2 | 4 | 2 | 3 | 1 | 1 |  | 0
PG&E NGBA | Homestake | 115 | LDES |  |  | 0 | 0 | 0 | 0 | 0 | 0 | 0 | 0 | 0 | 5 | 5 | 1 | 1 | [13 empty] | 2 | 1 | 4 | 2 | 3 | 1 | 1 |  | 0
PG&E NGBA | Honcut | 115 | LDES |  |  | 0 | 0 | 0 | 0 | 0 | 0 | 0 | 0 | 0 | 5 | 2 | 1 | 1 | [13 empty] | 2 | 1 | 4 | 2 | 3 | 1 | 1 |  | 0
SDGE | Hoodoo Wash | 500 | LDES |  |  | 0 | 0 | 0 | 0 | 0 | 0 | 0 | 0 | 0 | 5 | 5 | 1 | 1 | [13 empty] | 2 | 2 | 4 | 2 | 3 | 1 | 1 |  | 0
PG&E NGBA | Hopland | 115 | LDES |  |  | 0 | 0 | 0 | 0 | 0 | 0 | 0 | 0 | 0 | 5 | 5 | 1 | 1 | [13 empty] | 2 | 2 | 4 | 2 | 3 | 1 | 1 |  | 0
PG&E NGBA | Hopland | 60 | LDES |  |  | 0 | 0 | 0 | 0 | 0 | 0 | 0 | 0 | 0 | 5 | 5 | 1 | 1 | [13 empty] | 2 | 2 | 4 | 2 | 3 | 1 | 1 |  | 0
PG&E NGBA | Humboldt | 115 | LDES |  |  | 0 | 0 | 0 | 0 | 0 | 0 | 0 | 0 | 0 | 5 | 2 | 1 | 1 | [13 empty] | 2 | 2 | 3 | 2 | 3 | 1 | 1 |  | 0
PG&E NGBA | Humboldt | 60 | LDES |  |  | 0 | 0 | 0 | 0 | 0 | 0 | 0 | 0 | 0 | 5 | 2 | 1 | 1 | [13 empty] | 2 | 2 | 3 | 2 | 3 | 1 | 1 |  | 0
PG&E NGBA | Humboldt | 500 | LDES |  |  | 0 | 0 | 0 | 0 | 0 | 0 | 0 | 0 | 0 | 5 | 2 | 1 | 1 | [13 empty] | 2 | 2 | 3 | 2 | 3 | 1 | 1 |  | 0
SCE Metro | Huntington Beach | 230 | LDES |  |  | 0 | 0 | 0 | 0 | 0 | 0 | 0 | 0 | 0 | 1 | 1 | 1 | 1 | [13 empty] | 1 | 1 | 1 | 1 | 2 | 1 | 1 |  | 0
PG&E NGBA | Ignacio | 115 | LDES |  |  | 0 | 0 | 0 | 0 | 0 | 0 | 0 | 0 | 0 | 5 | 2 | 1 | 1 | [13 empty] | 2 | 1 | 4 | 1 | 3 | 1 | 1 |  | 0
PG&E NGBA | Ignacio | 230 | LDES |  |  | 0 | 0 | 0 | 0 | 0 | 0 | 0 | 0 | 0 | 5 | 5 | 1 | 1 | [13 empty] | 2 | 1 | 4 | 1 | 3 | 1 | 1 |  | 0
PG&E NGBA | Ignacio | 60 | LDES |  |  | 0 | 0 | 0 | 0 | 0 | 0 | 0 | 0 | 0 | 5 | 5 | 1 | 1 | [13 empty] | 2 | 1 | 4 | 1 | 3 | 1 | 1 |  | 0
SDGE | Imperial Beach | 69 | LDES |  |  | 0 | 0 | 0 | 0 | 0 | 0 | 0 | 0 | 0 | 1 | 1 | 1 | 1 | [13 empty] | 2 | 1 | 3 | 1 | 2 | 1 | 1 |  | 0
SDGE | Imperial Valley | 230 | LDES |  |  | 0 | 0 | 0 | 0 | 0 | 0 | 0 | 0 | 0 | 1 | 1 | 1 | 1 | [13 empty] | 1 | 1 | 2 | 2 | 1 | 1 | 1 |  | 0
SDGE | Imperial Valley | 500 | LDES |  |  | 0 | 0 | 0 | 0 | 0 | 0 | 0 | 0 | 0 | 1 | 1 | 1 | 1 | [13 empty] | 1 | 1 | 2 | 2 | 1 | 1 | 1 |  | 0
EOP | Innovation | 138 | LDES |  |  | 0 | 0 | 0 | 0 | 0 | 0 | 0 | 0 | 0 | 5 | 5 | 1 | 1 | [13 empty] | 2 | 2 | 4 | 1 | 3 | 1 | 1 |  | 0
EOP | Innovation | 230 | LDES |  |  | 0 | 0 | 0 | 0 | 0 | 0 | 0 | 0 | 0 | 5 | 5 | 1 | 1 | [13 empty] | 2 | 2 | 4 | 1 | 3 | 1 | 1 |  | 0
SCE NOL | Inyokern | 115 | LDES |  |  | 0 | 0 | 0 | 0 | 0 | 0 | 0 | 0 | 0 | 3 | 3 | 1 | 1 | [13 empty] | 2 | 2 | 4 | 1 | 3 | 1 | 1 |  | 0
EOP | IS Tap | 138 | LDES |  |  | 0 | 0 | 0 | 0 | 0 | 0 | 0 | 0 | 0 | 5 | 5 | 1 | 1 | [13 empty] | 2 | 2 | 4 | 1 | 3 | 1 | 1 |  | 0
EOP | Ivanpah | 115 | LDES |  |  | 0 | 0 | 0 | 0 | 0 | 0 | 0 | 0 | 0 | 5 | 5 | 1 | 1 | [13 empty] | 2 | 2 | 4 | 1 | 1 | 1 | 1 |  | 0
EOP | Ivanpah | 230 | LDES |  |  | 0 | 0 | 0 | 0 | 0 | 0 | 0 | 0 | 0 | 5 | 5 | 1 | 1 | [13 empty] | 2 | 2 | 4 | 1 | 1 | 1 | 1 |  | 0
EOP | Jackass (DOE) | 138 | LDES |  |  | 0 | 0 | 0 | 0 | 0 | 0 | 0 | 0 | 0 | 5 | 5 | 1 | 1 | [13 empty] | 2 | 2 | 4 | 1 | 3 | 1 | 1 |  | 0
PG&E NGBA | James B Black | 230 | LDES |  |  | 0 | 0 | 0 | 0 | 0 | 0 | 0 | 0 | 0 | 5 | 2 | 1 | 1 | [13 empty] | 2 | 2 | 4 | 2 | 3 | 1 | 1 |  | 0
PG&E GBA | Jefferson | 230 | LDES |  |  | 0 | 0 | 0 | 0 | 0 | 0 | 0 | 0 | 0 | 1 | 1 | 1 | 1 | [13 empty] | 2 | 1 | 3 | 1 | 2 | 1 | 1 |  | 0
PG&E NGBA | Jessup | 115 | LDES |  |  | 0 | 0 | 0 | 0 | 0 | 0 | 0 | 0 | 0 | 5 | 2 | 1 | 1 | [13 empty] | 2 | 2 | 3 | 2 | 3 | 1 | 1 |  | 0
SCE Metro | Johanna | 230 | LDES |  |  | 0 | 0 | 0 | 0 | 0 | 0 | 0 | 0 | 0 | 1 | 1 | 1 | 1 | [13 empty] | 1 | 1 | 2 | 1 | 1 | 1 | 1 |  | 0
SCE Eastern | Julian Hinds | 230 | LDES |  |  | 0 | 0 | 0 | 0 | 0 | 0 | 0 | 0 | 0 | 5 | 5 | 3 | 3 | [13 empty] | 2 | 1 | 4 | 1 | 3 | 1 | 1 |  | 0
PG&E GBA | Kasson | 115 | LDES |  |  | 0 | 0 | 0 | 0 | 0 | 0 | 0 | 0 | 0 | 5 | 2 | 1 | 1 | [13 empty] | 1 | 1 | 4 | 2 | 1 | 1 | 1 |  | 0
PG&E GBA | Kasson | 60 | LDES |  |  | 0 | 0 | 0 | 0 | 0 | 0 | 0 | 0 | 0 | 5 | 2 | 1 | 1 | [13 empty] | 1 | 1 | 4 | 2 | 1 | 1 | 1 |  | 0
PG&E FRESNO | Kearney | 230 | LDES |  |  | 0 | 0 | 0 | 0 | 0 | 0 | 0 | 0 | 0 | 5 | 2 | 5 | 2 | [13 empty] | 1 | 1 | 3 | 2 | 1 | 1 | 1 |  | 0
PG&E FRESNO | Kearney | 70 | LDES |  |  | 0 | 0 | 0 | 0 | 0 | 0 | 0 | 0 | 0 | 5 | 2 | 5 | 2 | [13 empty] | 1 | 1 | 3 | 2 | 1 | 1 | 1 |  | 0
PG&E GBA | Kelso | 230 | LDES |  |  | 0 | 0 | 0 | 0 | 0 | 0 | 0 | 0 | 0 | 5 | 2 | 1 | 1 | [13 empty] | 2 | 1 | 2 | 1 | 2 | 1 | 1 |  | 0
PG&E FRESNO | Kerchoff 1 | 115 | LDES |  |  | 0 | 0 | 0 | 0 | 0 | 0 | 0 | 0 | 0 | 5 | 2 | 1 | 1 | [13 empty] | 1 | 1 | 4 | 2 | 3 | 1 | 1 |  | 0
PG&E KERN | Kern Oil | 115 | LDES |  |  | 0 | 0 | 0 | 0 | 0 | 0 | 0 | 0 | 0 | 1 | 1 | 1 | 1 | [13 empty] | 1 | 1 | 1 | 1 | 1 | 1 | 1 |  | 0
PG&E KERN | Kern PP | 115 | LDES |  |  | 0 | 0 | 0 | 0 | 0 | 0 | 0 | 0 | 0 | 1 | 1 | 1 | 1 | [13 empty] | 1 | 1 | 2 | 1 | 2 | 1 | 1 |  | 0
PG&E KERN | Kern PP | 230 | LDES |  |  | 0 | 0 | 0 | 0 | 0 | 0 | 0 | 0 | 0 | 1 | 1 | 1 | 1 | [13 empty] | 1 | 1 | 2 | 1 | 2 | 1 | 1 |  | 0
PG&E KERN | Kern PP | 70 | LDES |  |  | 0 | 0 | 0 | 0 | 0 | 0 | 0 | 0 | 0 | 1 | 1 | 1 | 1 | [13 empty] | 1 | 1 | 2 | 1 | 2 | 1 | 1 |  | 0
PG&E KERN | Kernridge | 115 | LDES |  |  | 0 | 0 | 0 | 0 | 0 | 0 | 0 | 0 | 0 | 1 | 1 | 1 | 1 | [13 empty] | 1 | 1 | 1 | 1 | 1 | 1 | 1 |  | 0
PG&E FRESNO | Kingsburg | 115 | LDES |  |  | 0 | 0 | 0 | 0 | 0 | 0 | 0 | 0 | 0 | 5 | 2 | 5 | 2 | [13 empty] | 1 | 1 | 2 | 2 | 1 | 1 | 1 |  | 0
PG&E GBA | Kirker | 115 | LDES |  |  | 0 | 0 | 0 | 0 | 0 | 0 | 0 | 0 | 0 | 5 | 2 | 1 | 1 | [13 empty] | 2 | 1 | 3 | 1 | 1 | 1 | 1 |  | 0
PG&E NGBA | Knights Landing | 115 | LDES |  |  | 0 | 0 | 0 | 0 | 0 | 0 | 0 | 0 | 0 | 5 | 2 | 1 | 1 | [13 empty] | 2 | 1 | 4 | 2 | 3 | 1 | 1 |  | 0
PG&E NGBA | Konocti | 60 | LDES |  |  | 0 | 0 | 0 | 0 | 0 | 0 | 0 | 0 | 0 | 5 | 5 | 1 | 1 | [13 empty] | 2 | 2 | 4 | 2 | 3 | 1 | 1 |  | 0
SCE NOL | Kramer | 115 | LDES |  |  | 0 | 0 | 0 | 0 | 0 | 0 | 0 | 0 | 0 | 3 | 3 | 1 | 1 | [13 empty] | 2 | 1 | 4 | 1 | 3 | 1 | 1 |  | 0
SCE NOL | Kramer | 230 | LDES |  |  | 0 | 0 | 0 | 0 | 0 | 0 | 0 | 0 | 0 | 3 | 3 | 1 | 1 | [13 empty] | 2 | 1 | 4 | 1 | 3 | 1+ | 1 |  | 1
SCE Metro | La Cienega | 230 | LDES |  |  | 0 | 0 | 0 | 0 | 0 | 0 | 0 | 0 | 0 | 1 | 1 | 1 | 1 | [13 empty] | 1 | 1 | 2 | 1 | 2 | 1 | 1 |  | 0
SCE Metro | La Fresa | 230 | LDES |  |  | 0 | 0 | 0 | 0 | 0 | 0 | 0 | 0 | 0 | 1 | 1 | 1 | 1 | [13 empty] | 1 | 1 | 2 | 1 | 2 | 1 | 1 |  | 0
SCE Metro | Laguna Bell | 230 | LDES |  |  | 0 | 0 | 0 | 0 | 0 | 0 | 0 | 0 | 0 | 1 | 1 | 1 | 1 | [13 empty] | 1 | 1 | 2 | 1 | 1 | 1 | 1 |  | 0
PG&E KERN | Lakeview | 70 | LDES |  |  | 0 | 0 | 0 | 0 | 0 | 0 | 0 | 0 | 0 | 1 | 1 | 1 | 1 | [13 empty] | 1 | 1 | 4 | 1 | 1 | 1 | 1 |  | 0
PG&E NGBA | Lakeville | 230 | LDES |  |  | 0 | 0 | 0 | 0 | 0 | 0 | 0 | 0 | 0 | 5 | 5 | 1 | 1 | [13 empty] | 2 | 1 | 4 | 2 | 3 | 1 | 1 |  | 0
PG&E NGBA | Lakeville | 60 | LDES |  |  | 0 | 0 | 0 | 0 | 0 | 0 | 0 | 0 | 0 | 5 | 5 | 1 | 1 | [13 empty] | 2 | 1 | 4 | 2 | 3 | 1 | 1 |  | 0
PG&E NGBA | Lakeville | 115 | LDES |  |  | 0 | 0 | 0 | 0 | 0 | 0 | 0 | 0 | 0 | 5 | 5 | 1 | 1 | [13 empty] | 2 | 1 | 4 | 2 | 3 | 1 | 1 |  | 0
PG&E GBA | Lakewood | 115 | LDES |  |  | 0 | 0 | 0 | 0 | 0 | 0 | 0 | 0 | 0 | 5 | 2 | 1 | 1 | [13 empty] | 2 | 1 | 3 | 1 | 2 | 1 | 1 |  | 0
PG&E NGBA | Lambie | 230 | LDES |  |  | 0 | 0 | 0 | 0 | 0 | 0 | 0 | 0 | 0 | 5 | 5 | 1 | 1 | [13 empty] | 2 | 1 | 1 | 1 | 1 | 1 | 1 |  | 0
PG&E GBA | Lammers | 115 | LDES |  |  | 0 | 0 | 0 | 0 | 0 | 0 | 0 | 0 | 0 | 5 | 2 | 1 | 1 | [13 empty] | 1 | 1 | 1 | 2 | 2 | 1 | 1 |  | 0
PG&E KERN | Lamont | 115 | LDES |  |  | 0 | 0 | 0 | 0 | 0 | 0 | 0 | 0 | 0 | 1 | 1 | 1 | 1 | [13 empty] | 1 | 1 | 2 | 1 | 1 | 1 | 1 |  | 0
PG&E FRESNO | Las Aguilas | 230 | LDES |  |  | 0 | 0 | 0 | 0 | 0 | 0 | 0 | 0 | 0 | 1 | 1 | 1 | 1 | [13 empty] | 2 | 2 | 4 | 2 | 2 | 1 | 1 |  | 0
EOP | Lathrop | 138 | LDES |  |  | 0 | 0 | 0 | 0 | 0 | 0 | 0 | 0 | 0 | 5 | 5 | 1 | 1 | [13 empty] | 2 | 2 | 4 | 1 | 3 | 1 | 1 |  | 0
EOP | Lathrop | 230 | LDES |  |  | 0 | 0 | 0 | 0 | 0 | 0 | 0 | 0 | 0 | 5 | 5 | 1 | 1 | [13 empty] | 2 | 2 | 4 | 1 | 3 | 1 | 1 |  | 0
PG&E FRESNO | Le Grand | 115 | LDES |  |  | 0 | 0 | 0 | 0 | 0 | 0 | 0 | 0 | 0 | 5 | 2 | 5 | 2 | [13 empty] | 1 | 1 | 3 | 2 | 1 | 1 | 1 |  | 0
PG&E FRESNO | Lemoore | 70 | LDES |  |  | 0 | 0 | 0 | 0 | 0 | 0 | 0 | 0 | 0 | 1 | 1 | 1 | 1 | [13 empty] | 1 | 1 | 3 | 2 | 2 | 1 | 1 |  | 0
PG&E KERN | Lerdo | 115 | LDES |  |  | 0 | 0 | 0 | 0 | 0 | 0 | 0 | 0 | 0 | 1 | 1 | 1 | 1 | [13 empty] | 1 | 1 | 4 | 1 | 1 | 1 | 1 |  | 0
SCE Metro | Lewis | 230 | LDES |  |  | 0 | 0 | 0 | 0 | 0 | 0 | 0 | 0 | 0 | 1 | 1 | 1 | 1 | [13 empty] | 1 | 1 | 3 | 1 | 2 | 1 | 1 |  | 0
SCE Metro | Lighthipe | 230 | LDES |  |  | 0 | 0 | 0 | 0 | 0 | 0 | 0 | 0 | 0 | 1 | 1 | 1 | 1 | [13 empty] | 1 | 1 | 2 | 1 | 1 | 1 | 1 |  | 0
SDGE | Lilac | 69 | LDES |  |  | 0 | 0 | 0 | 0 | 0 | 0 | 0 | 0 | 0 | 1 | 1 | 1 | 1 | [13 empty] | 2 | 1 | 3 | 1 | 3 | 1 | 1 |  | 0
PG&E NGBA | Lincoln | 115 | LDES |  |  | 0 | 0 | 0 | 0 | 0 | 0 | 0 | 0 | 0 | 5 | 2 | 1 | 1 | [13 empty] | 2 | 1 | 3 | 2 | 3 | 1 | 1 |  | 0
PG&E KERN | Live Oak | 115 | LDES |  |  | 0 | 0 | 0 | 0 | 0 | 0 | 0 | 0 | 0 | 1 | 1 | 1 | 1 | [13 empty] | 1 | 1 | 1 | 1 | 1 | 1 | 1 |  | 0
PG&E GBA | Llagas | 115 | LDES |  |  | 0 | 0 | 0 | 0 | 0 | 0 | 0 | 0 | 0 | 1 | 1 | 1 | 1 | [13 empty] | 2 | 1 | 2 | 2 | 1 | 1 | 1 |  | 0
PG&E GBA | Lockeford | 115 | LDES |  |  | 0 | 0 | 0 | 0 | 0 | 0 | 0 | 0 | 0 | 5 | 2 | 1 | 1 | [13 empty] | 1 | 1 | 4 | 2 | 2 | 1 | 1 |  | 0
PG&E GBA | Lockeford | 230 | LDES |  |  | 0 | 0 | 0 | 0 | 0 | 0 | 0 | 0 | 0 | 5 | 2 | 1 | 1 | [13 empty] | 1 | 1 | 4 | 2 | 2 | 1 | 1 |  | 0
PG&E GBA | Lockeford | 60 | LDES |  |  | 0 | 0 | 0 | 0 | 0 | 0 | 0 | 0 | 0 | 5 | 2 | 1 | 1 | [13 empty] | 1 | 1 | 4 | 2 | 2 | 1 | 1 |  | 0
PG&E GBA | Lodi | 230 | LDES |  |  | 0 | 0 | 0 | 0 | 0 | 0 | 0 | 0 | 0 | 5 | 2 | 1 | 1 | [13 empty] | 1 | 1 | 1 | 2 | 1 | 1 | 1 |  | 0
PG&E NGBA | Logan Creek | 230 | LDES |  |  | 0 | 0 | 0 | 0 | 0 | 0 | 0 | 0 | 0 | 5 | 5 | 1 | 1 | [13 empty] | 2 | 2 | 4 | 1 | 2 | 1 | 1 |  | 0
PG&E GBA | Lone Tree | 230 | LDES |  |  | 0 | 0 | 0 | 0 | 0 | 0 | 0 | 0 | 0 | 5 | 5 | 1 | 1 | [13 empty] | 2 | 1 | 3 | 1 | 2 | 1 | 1 |  | 0
PG&E FRESNO | Los Banos | 230 | LDES |  |  | 0 | 0 | 0 | 0 | 0 | 0 | 0 | 0 | 0 | 1 | 1 | 1 | 1 | [13 empty] | 1 | 1 | 4 | 2 | 1 | 1 | 1 |  | 0
PG&E FRESNO | Los Banos | 500 | LDES |  |  | 0 | 0 | 0 | 0 | 0 | 0 | 0 | 0 | 0 | 1 | 1 | 1 | 1 | [13 empty] | 1 | 1 | 4 | 2 | 1 | 1 | 1 |  | 0
SDGE | Los Coches | 138 | LDES |  |  | 0 | 0 | 0 | 0 | 0 | 0 | 0 | 0 | 0 | 5 | 5 | 1 | 1 | [13 empty] | 2 | 2 | 4 | 2 | 3 | 1 | 1 |  | 0
SDGE | Los Coches | 69 | LDES |  |  | 0 | 0 | 0 | 0 | 0 | 0 | 0 | 0 | 0 | 1 | 1 | 1 | 1 | [13 empty] | 2 | 2 | 4 | 2 | 3 | 1 | 1 |  | 0
PG&E GBA | Los Esteros | 115 | LDES |  |  | 0 | 0 | 0 | 0 | 0 | 0 | 0 | 0 | 0 | 1 | 1 | 1 | 1 | [13 empty] | 2 | 1 | 1 | 2 | 1 | 1 | 1 |  | 0
PG&E GBA | Los Esteros | 230 | LDES |  |  | 0 | 0 | 0 | 0 | 0 | 0 | 0 | 0 | 0 | 1 | 1 | 1 | 1 | [13 empty] | 2 | 1 | 1 | 2 | 1 | 1 | 1 |  | 0
PG&E GBA | Los Positas | 230 | LDES |  |  | 0 | 0 | 0 | 0 | 0 | 0 | 0 | 0 | 0 | 5 | 5 | 1 | 1 | [13 empty] | 2 | 1 | 3 | 1 | 3 | 1 | 1 |  | 0
PG&E GBA | Los Positas | 60 | LDES |  |  | 0 | 0 | 0 | 0 | 0 | 0 | 0 | 0 | 0 | 5 | 5 | 1 | 1 | [13 empty] | 2 | 1 | 3 | 1 | 3 | 1 | 1 |  | 0
SDGE | Loveland | 69 | LDES |  |  | 0 | 0 | 0 | 0 | 0 | 0 | 0 | 0 | 0 | 1 | 1 | 1 | 1 | [13 empty] | 2 | 1 | 3 | 1 | 3 | 1 | 1 |  | 0
SCE NOL | Lugo | 230 | LDES |  |  | 0 | 0 | 0 | 0 | 0 | 0 | 0 | 0 | 0 | 1 | 1 | 1 | 1 | [13 empty] | 2 | 1 | 4 | 1 | 2 | 1 | 1 |  | 0
SCE Metro | Lugo | 500 | LDES |  |  | 0 | 0 | 0 | 0 | 0 | 0 | 0 | 0 | 0 | 1 | 1 | 1 | 1 | [13 empty] | 2 | 1 | 4 | 1 | 2 | 1 | 1 |  | 0
PG&E FRESNO | Madera | 70 | LDES |  |  | 0 | 0 | 0 | 0 | 0 | 0 | 0 | 0 | 0 | 5 | 2 | 5 | 2 | [13 empty] | 1 | 1 | 4 | 2 | 1 | 1 | 1 |  | 0
PG&E NGBA | Madison | 115 | LDES |  |  | 0 | 0 | 0 | 0 | 0 | 0 | 0 | 0 | 0 | 5 | 5 | 1 | 1 | [13 empty] | 2 | 1 | 4 | 2 | 3 | 1 | 1 |  | 0
PG&E KERN | Magunden | 115 | LDES |  |  | 0 | 0 | 0 | 0 | 0 | 0 | 0 | 0 | 0 | 1 | 1 | 1 | 1 | [13 empty] | 1 | 1 | 2 | 1 | 1 | 1 | 1 |  | 0
SCE Northern | Magunden | 230 | LDES |  |  | 0 | 0 | 0 | 0 | 0 | 0 | 0 | 0 | 0 | 1 | 1 | 1 | 1 | [13 empty] | 1 | 1 | 2 | 1 | 1 | 1 | 1 |  | 0
PG&E FRESNO | Malaga | 115 | LDES |  |  | 0 | 0 | 0 | 0 | 0 | 0 | 0 | 0 | 0 | 5 | 2 | 5 | 2 | [13 empty] | 1 | 1 | 1 | 2 | 1 | 1 | 1 |  | 0
PG&E NGBA | Malin | 500 | LDES |  |  | 0 | 0 | 0 | 0 | 0 | 0 | 0 | 0 | 0 | 5 | 2 | 1 | 1 | [13 empty] | 2 | 2 | 4 | 2 | 3 | 1+ | 1 |  | 1
SCE Northern | Mandalay | 230 | LDES |  |  | 0 | 0 | 0 | 0 | 0 | 0 | 0 | 0 | 0 | 5 | 5 | 1 | 1 | [13 empty] | 2 | 1 | 2 | 1 | 1 | 1 | 1 |  | 0
PG&E FRESNO | Manning | 230 | LDES |  |  | 0 | 0 | 0 | 0 | 0 | 0 | 0 | 0 | 0 | 1 | 1 | 1 | 1 | [13 empty] | 1 | 1 | 2 | 2 | 1 | 1 | 1 |  | 0
PG&E FRESNO | Manning | 500 | LDES |  |  | 0 | 0 | 0 | 0 | 0 | 0 | 0 | 0 | 0 | 1 | 1 | 1 | 1 | [13 empty] | 1 | 1 | 2 | 2 | 1 | 1 | 1 |  | 0
PG&E GBA | Manteca | 115 | LDES |  |  | 0 | 0 | 0 | 0 | 0 | 0 | 0 | 0 | 0 | 5 | 2 | 1 | 1 | [13 empty] | 1 | 1 | 2 | 2 | 2 | 1 | 1 |  | 0
SDGE | Margarita | 138 | LDES |  |  | 0 | 0 | 0 | 0 | 0 | 0 | 0 | 0 | 0 | 1 | 1 | 1 | 1 | [13 empty] | 1 | 1 | 2 | 1 | 3 | 1 | 1 |  | 0
PG&E GBA | Martin | 230 | LDES |  |  | 0 | 0 | 0 | 0 | 0 | 0 | 0 | 0 | 0 | 5 | 2 | 1 | 1 | [13 empty] | 2 | 1 | 3 | 1 | 2 | 1 | 1 |  | 0
PG&E GBA | Martin | 115 | LDES |  |  | 0 | 0 | 0 | 0 | 0 | 0 | 0 | 0 | 0 | 1 | 1 | 1 | 1 | [13 empty] | 2 | 1 | 3 | 1 | 2 | 1 | 1 |  | 0
PG&E GBA | Martinez | 115 | LDES |  |  | 0 | 0 | 0 | 0 | 0 | 0 | 0 | 0 | 0 | 5 | 2 | 1 | 1 | [13 empty] | 2 | 1 | 1 | 1 | 1 | 1 | 1 |  | 0
PG&E FRESNO | Mc Mullin | 230 | LDES |  |  | 0 | 0 | 0 | 0 | 0 | 0 | 0 | 0 | 0 | 5 | 2 | 1 | 1 | [13 empty] | 1 | 1 | 3 | 2 | 1 | 1 | 1 |  | 0
PG&E FRESNO | McCall | 115 | LDES |  |  | 0 | 0 | 0 | 0 | 0 | 0 | 0 | 0 | 0 | 5 | 2 | 5 | 2 | [13 empty] | 1 | 1 | 3 | 2 | 1 | 1 | 1 |  | 0
PG&E FRESNO | McCall | 230 | LDES |  |  | 0 | 0 | 0 | 0 | 0 | 0 | 0 | 0 | 0 | 5 | 2 | 1 | 1 | [13 empty] | 1 | 1 | 3 | 2 | 1 | 1 | 1 |  | 0
PG&E GBA | Meadow Lane | 115 | LDES |  |  | 0 | 0 | 0 | 0 | 0 | 0 | 0 | 0 | 0 | 5 | 2 | 1 | 1 | [13 empty] | 2 | 1 | 2 | 1 | 1 | 1 | 1 |  | 0
PG&E GBA | Melones | 115 | LDES |  |  | 0 | 0 | 0 | 0 | 0 | 0 | 0 | 0 | 0 | 5 | 2 | 1 | 1 | [13 empty] | 2 | 1 | 4 | 1 | 3 | 1 | 1 |  | 0
PG&E GBA | Melones | 230 | LDES |  |  | 0 | 0 | 0 | 0 | 0 | 0 | 0 | 0 | 0 | 5 | 2 | 1 | 1 | [13 empty] | 2 | 1 | 4 | 1 | 3 | 1 | 1 |  | 0
SDGE | Melrose | 69 | LDES |  |  | 0 | 0 | 0 | 0 | 0 | 0 | 0 | 0 | 0 | 1 | 1 | 1 | 1 | [13 empty] | 2 | 1 | 3 | 1 | 3 | 1 | 1 |  | 0
PG&E NGBA | Mendocino | 115 | LDES |  |  | 0 | 0 | 0 | 0 | 0 | 0 | 0 | 0 | 0 | 5 | 5 | 1 | 1 | [13 empty] | 2 | 2 | 4 | 2 | 3 | 1 | 5 | Swtched to 60 kV to align with CI | 1
PG&E NGBA | Mendocino | 60 | LDES |  | Mapped as Flow-Battery | 5 | 0 | 5 | 5 | 0 | 5 | 0 | 0 | 0 | 5 | 5 | 1 | 1 | [13 empty] | 2 | 2 | 4 | 2 | 3 | 1 | 1 |  | 1
PG&E FRESNO | Mendota | 115 | LDES |  |  | 0 | 0 | 0 | 0 | 0 | 0 | 0 | 0 | 0 | 5 | 2 | 5 | 2 | [13 empty] | 1 | 1 | 3 | 2 | 1 | 1 | 1 |  | 0
PG&E GBA | Menlo | 60 | LDES |  |  | 0 | 0 | 0 | 0 | 0 | 0 | 0 | 0 | 0 | 5 | 2 | 1 | 1 | [13 empty] | 2 | 1 | 3 | 1 | 2 | 1 | 1 |  | 0
PG&E FRESNO | Merced | 115 | LDES |  |  | 0 | 0 | 0 | 0 | 0 | 0 | 0 | 0 | 0 | 5 | 2 | 5 | 2 | [13 empty] | 1 | 1 | 4 | 2 | 1 | 1 | 1 |  | 0
EOP | Mercury | 138 | LDES |  |  | 0 | 0 | 0 | 0 | 0 | 0 | 0 | 0 | 0 | 5 | 5 | 1 | 1 | [13 empty] | 2 | 2 | 4 | 1 | 3 | 1 | 1 |  | 0
PG&E FRESNO | Mercy Springs | 70 | LDES |  |  | 0 | 0 | 0 | 0 | 0 | 0 | 0 | 0 | 0 | 1 | 1 | 1 | 1 | [13 empty] | 1 | 1 | 4 | 2 | 1 | 1 | 1 |  | 0
PG&E NGBA | Meridian | 60 | LDES |  |  | 0 | 0 | 0 | 0 | 0 | 0 | 0 | 0 | 0 | 5 | 5 | 1 | 1 | [13 empty] | 2 | 2 | 4 | 1 | 3 | 1 | 1 |  | 0
PG&E KERN | Mesa (PGE) | 115 | LDES |  |  | 0 | 0 | 0 | 0 | 0 | 0 | 0 | 0 | 0 | 1 | 1 | 1 | 1 | [13 empty] | 2 | 2 | 3 | 2 | 2 | 1 | 1 |  | 0
PG&E KERN | Mesa (PGE) | 230 | LDES |  |  | 0 | 0 | 0 | 0 | 0 | 0 | 0 | 0 | 0 | 1 | 1 | 1 | 1 | [13 empty] | 2 | 2 | 3 | 2 | 2 | 1 | 1 |  | 0
SCE Metro | Mesa (SCE) | 230 | LDES |  |  | 0 | 0 | 0 | 0 | 0 | 0 | 0 | 0 | 0 | 1 | 1 | 1 | 1 | [13 empty] | 1 | 1 | 3 | 1 | 2 | 1 | 1 |  | 0
SCE Metro | Mesa (SCE) | 500 | LDES |  |  | 0 | 0 | 0 | 0 | 0 | 0 | 0 | 0 | 0 | 1 | 1 | 1 | 1 | [13 empty] | 1 | 1 | 3 | 1 | 2 | 1 | 1 |  | 0
SDGE | Mesa Heights | 69 | LDES |  |  | 0 | 0 | 0 | 0 | 0 | 0 | 0 | 0 | 0 | 1 | 1 | 1 | 1 | [13 empty] | 2 | 1 | 2 | 1 | 3 | 1 | 1 |  | 0
PG&E GBA | Metcalf | 115 | LDES |  |  | 0 | 0 | 0 | 0 | 0 | 0 | 0 | 0 | 0 | 1 | 1 | 1 | 1 | [13 empty] | 2 | 1 | 1 | 2 | 3 | 1 | 1 |  | 0
PG&E GBA | Metcalf | 230 | LDES |  |  | 0 | 0 | 0 | 0 | 0 | 0 | 0 | 0 | 0 | 1 | 1 | 1 | 1 | [13 empty] | 2 | 1 | 1 | 2 | 3 | 1 | 1 |  | 0
PG&E GBA | Metcalf | 500 | LDES |  |  | 0 | 0 | 0 | 0 | 0 | 0 | 0 | 0 | 0 | 1 | 1 | 1 | 1 | [13 empty] | 2 | 1 | 1 | 2 | 3 | 1 | 1 |  | 0
PG&E KERN | Midway | 115 | LDES |  |  | 0 | 0 | 0 | 0 | 0 | 0 | 0 | 0 | 0 | 1 | 1 | 1 | 1 | [13 empty] | 1 | 1 | 3 | 1 | 1 | 1 | 1 |  | 0
PG&E KERN | Midway | 230 | LDES |  |  | 0 | 0 | 0 | 0 | 0 | 0 | 0 | 0 | 0 | 1 | 1 | 1 | 1 | [13 empty] | 1 | 1 | 3 | 1 | 1 | 1 | 1 |  | 0
PG&E KERN | Midway | 500 | LDES |  |  | 0 | 0 | 0 | 0 | 0 | 0 | 0 | 0 | 0 | 1 | 1 | 1 | 1 | [13 empty] | 1 | 1 | 3 | 1 | 1 | 1 | 1 |  | 0
SDGE | Miguel | 230 | LDES |  |  | 0 | 0 | 0 | 0 | 0 | 0 | 0 | 0 | 0 | 1 | 1 | 1 | 1 | [13 empty] | 2 | 1 | 3 | 1 | 2 | 1 | 1 |  | 0
SDGE | Miguel | 500 | LDES |  |  | 0 | 0 | 0 | 0 | 0 | 0 | 0 | 0 | 0 | 1 | 1 | 1 | 1 | [13 empty] | 2 | 1 | 3 | 1 | 2 | 1 | 1 |  | 0
SDGE | Miguel | 69 | LDES |  |  | 0 | 0 | 0 | 0 | 0 | 0 | 0 | 0 | 0 | 1 | 1 | 1 | 1 | [13 empty] | 2 | 1 | 3 | 1 | 2 | 1 | 1 |  | 0
PG&E GBA | Millbrae | 115 | LDES |  |  | 0 | 0 | 0 | 0 | 0 | 0 | 0 | 0 | 0 | 1 | 1 | 1 | 1 | [13 empty] | 2 | 1 | 3 | 1 | 2 | 1 | 1 |  | 0
PG&E GBA | Miller | 115 | LDES |  |  | 0 | 0 | 0 | 0 | 0 | 0 | 0 | 0 | 0 | 5 | 2 | 1 | 1 | [13 empty] | 1 | 1 | 4 | 2 | 1 | 1 | 1 |  | 0
SCE Metro | Mira Loma | 230 | LDES |  |  | 0 | 0 | 0 | 0 | 0 | 0 | 0 | 0 | 0 | 1 | 1 | 1 | 1 | [13 empty] | 1 | 1 | 1 | 1 | 1 | 1 | 1 |  | 0
SCE Metro | Mira Loma | 500 | LDES |  |  | 0 | 0 | 0 | 0 | 0 | 0 | 0 | 0 | 0 | 1 | 1 | 1 | 1 | [13 empty] | 1 | 1 | 1 | 1 | 1 | 1 | 1 |  | 0
SCE Eastern | Mirage | 115 | LDES |  |  | 0 | 0 | 0 | 0 | 0 | 0 | 0 | 0 | 0 | 5 | 5 | 3 | 3 | [13 empty] | 2 | 1 | 3 | 1 | 3 | 1 | 1 |  | 0
SCE Eastern | Mirage | 230 | LDES |  |  | 0 | 0 | 0 | 0 | 0 | 0 | 0 | 0 | 0 | 5 | 5 | 3 | 3 | [13 empty] | 2 | 1 | 3 | 1 | 3 | 1 | 1 |  | 0
SDGE | Mission | 138 | LDES |  |  | 0 | 0 | 0 | 0 | 0 | 0 | 0 | 0 | 0 | 1 | 1 | 1 | 1 | [13 empty] | 2 | 1 | 2 | 1 | 2 | 1 | 1 |  | 0
SDGE | Mission | 230 | LDES |  |  | 0 | 0 | 0 | 0 | 0 | 0 | 0 | 0 | 0 | 1 | 1 | 1 | 1 | [13 empty] | 2 | 1 | 2 | 1 | 2 | 1 | 1 |  | 0
SDGE | Mission | 69 | LDES |  |  | 0 | 0 | 0 | 0 | 0 | 0 | 0 | 0 | 0 | 1 | 1 | 1 | 1 | [13 empty] | 2 | 1 | 2 | 1 | 2 | 1 | 1 |  | 0
PG&E GBA | Mi-Wuk | 115 | LDES |  |  | 0 | 0 | 0 | 0 | 0 | 0 | 0 | 0 | 0 | 5 | 2 | 1 | 1 | [13 empty] | 2 | 1 | 4 | 1 | 3 | 1 | 1 |  | 0
EOP | Mohave | 500 | LDES |  |  | 0 | 0 | 0 | 0 | 0 | 0 | 0 | 0 | 0 | 5 | 5 | 1 | 1 | [13 empty] | 2 | 2 | 3 | 1 | 3 | 1 | 1 |  | 0
PG&E NGBA | Monroe | 115 | LDES |  |  | 0 | 0 | 0 | 0 | 0 | 0 | 0 | 0 | 0 | 5 | 5 | 1 | 1 | [13 empty] | 2 | 1 | 3 | 2 | 2 | 1 | 1 |  | 0
SDGE | Monserate | 69 | LDES |  |  | 0 | 0 | 0 | 0 | 0 | 0 | 0 | 0 | 0 | 1 | 1 | 1 | 1 | [13 empty] | 2 | 1 | 3 | 1 | 3 | 1 | 1 |  | 0
PG&E GBA | Monta Vista | 115 | LDES |  |  | 0 | 0 | 0 | 0 | 0 | 0 | 0 | 0 | 0 | 1 | 1 | 1 | 1 | [13 empty] | 2 | 1 | 3 | 2 | 3 | 1 | 1 |  | 0
PG&E GBA | Monta Vista | 230 | LDES |  |  | 0 | 0 | 0 | 0 | 0 | 0 | 0 | 0 | 0 | 1 | 1 | 1 | 1 | [13 empty] | 2 | 1 | 3 | 2 | 3 | 1 | 1 |  | 0
PG&E GBA | Monta Vista | 60 | LDES |  |  | 0 | 0 | 0 | 0 | 0 | 0 | 0 | 0 | 0 | 1 | 1 | 1 | 1 | [13 empty] | 2 | 1 | 3 | 2 | 3 | 1 | 1 |  | 0
PG&E NGBA | Monticello | 115 | LDES |  |  | 0 | 0 | 0 | 0 | 0 | 0 | 0 | 0 | 0 | 5 | 5 | 1 | 1 | [13 empty] | 2 | 1 | 4 | 2 | 3 | 1 | 1 |  | 0
SCE Northern | Moorpark | 230 | LDES |  |  | 0 | 0 | 0 | 0 | 0 | 0 | 0 | 0 | 0 | 5 | 5 | 1 | 1 | [13 empty] | 2 | 1 | 4 | 1 | 3 | 1 | 1 |  | 0
SCE Northern | Moorpark | 66 | LDES |  |  | 0 | 0 | 0 | 0 | 0 | 0 | 0 | 0 | 0 | 5 | 5 | 1 | 1 | [13 empty] | 2 | 1 | 4 | 1 | 3 | 1 | 1 |  | 0
PG&E GBA | Moraga | 115 | LDES |  |  | 0 | 0 | 0 | 0 | 0 | 0 | 0 | 0 | 0 | 5 | 2 | 1 | 1 | [13 empty] | 2 | 1 | 3 | 1 | 3 | 1 | 1 |  | 0
PG&E GBA | Moraga | 230 | LDES |  |  | 0 | 0 | 0 | 0 | 0 | 0 | 0 | 0 | 0 | 5 | 2 | 1 | 1 | [13 empty] | 2 | 1 | 3 | 1 | 3 | 1 | 1 |  | 0
PG&E GBA | Morgan Hill | 115 | LDES |  |  | 0 | 0 | 0 | 0 | 0 | 0 | 0 | 0 | 0 | 1 | 1 | 1 | 1 | [13 empty] | 2 | 1 | 3 | 2 | 2 | 1 | 1 |  | 0
PG&E KERN | Morro Bay | 115 | LDES |  |  | 0 | 0 | 0 | 0 | 0 | 0 | 0 | 0 | 0 | 1 | 1 | 1 | 1 | [13 empty] | 2 | 2 | 2 | 2 | 3 | 1 | 1 |  | 0
PG&E KERN | Morro Bay | 230 | LDES |  |  | 0 | 0 | 0 | 0 | 0 | 0 | 0 | 0 | 0 | 1 | 1 | 1 | 1 | [13 empty] | 2 | 2 | 2 | 2 | 3 | 4+ | 1 |  | 1
PG&E KERN | Morro Bay | 500 | LDES |  |  | 0 | 0 | 0 | 0 | 0 | 0 | 0 | 0 | 0 | 1 | 1 | 1 | 1 | [13 empty] | 2 | 2 | 2 | 2 | 3 | 1 | 1 |  | 0
PG&E GBA | Moss Landing | 115 | LDES |  |  | 0 | 0 | 0 | 0 | 0 | 0 | 0 | 0 | 0 | 1 | 1 | 1 | 1 | [13 empty] | 2 | 2 | 1 | 2 | 2 | 1 | 1 |  | 0
PG&E GBA | Moss Landing | 230 | LDES |  |  | 0 | 0 | 0 | 0 | 0 | 0 | 0 | 0 | 0 | 1 | 1 | 1 | 1 | [13 empty] | 2 | 2 | 1 | 2 | 2 | 1 | 1 |  | 0
PG&E GBA | Moss Landing | 500 | LDES |  |  | 0 | 0 | 0 | 0 | 0 | 0 | 0 | 0 | 0 | 5 | 2 | 1 | 1 | [13 empty] | 2 | 2 | 1 | 2 | 2 | 1 | 1 |  | 0
EOP | Mountain Pass | 115 | LDES |  |  | 0 | 0 | 0 | 0 | 0 | 0 | 0 | 0 | 0 | 5 | 5 | 1 | 1 | [13 empty] | 2 | 2 | 4 | 1 | 1 | 1 | 1 |  | 0
PG&E GBA | Mountain View | 115 | LDES |  |  | 0 | 0 | 0 | 0 | 0 | 0 | 0 | 0 | 0 | 1 | 1 | 1 | 1 | [13 empty] | 2 | 1 | 2 | 2 | 2 | 1 | 1 |  | 0
PG&E GBA | Mt Eden | 115 | LDES |  |  | 0 | 0 | 0 | 0 | 0 | 0 | 0 | 0 | 0 | 5 | 2 | 1 | 1 | [13 empty] | 2 | 1 | 2 | 1 | 2 | 1 | 1 |  | 0
PG&E KERN | Mt Poso | 115 | LDES |  |  | 0 | 0 | 0 | 0 | 0 | 0 | 0 | 0 | 0 | 1 | 1 | 1 | 1 | [13 empty] | 1 | 1 | 2 | 1 | 1 | 1 | 1 |  | 0
SDGE | Murray | 69 | LDES |  |  | 0 | 0 | 0 | 0 | 0 | 0 | 0 | 0 | 0 | 1 | 1 | 1 | 1 | [13 empty] | 2 | 1 | 2 | 1 | 2 | 1 | 1 |  | 0
PG&E FRESNO | Mustang | 230 | LDES |  |  | 0 | 0 | 0 | 0 | 0 | 0 | 0 | 0 | 0 | 5 | 2 | 1 | 1 | [13 empty] | 1 | 1 | 1 | 2 | 1 | 1 | 1 |  | 0
SCE Northern | Neenach | 66 | LDES |  |  | 0 | 0 | 0 | 0 | 0 | 0 | 0 | 0 | 0 | 1 | 1 | 1 | 1 | [13 empty] | 2 | 1 | 4 | 1 | 3 | 1 | 1 |  | 0
PG&E KERN | New Sub - Gates - Midway (Proposed) | 230 | LDES |  |  | 0 | 0 | 0 | 0 | 0 | 0 | 0 | 0 | 0 | 1 | 1 | 1 | 1 | [13 empty] | 1 | 1 | 4 | 2 | 1 | 1 | 1 |  | 0
PG&E KERN | New Sub - Gates - Templeton (Proposed) | 230 | LDES |  |  | 0 | 0 | 0 | 0 | 0 | 0 | 0 | 0 | 0 | 1 | 1 | 1 | 1 | [13 empty] | 1 | 1 | 4 | 2 | 1 | 1 | 1 |  | 0
SCE NOL | New Sub - Kramer - Lugo (Proposed) | 230 | LDES |  |  | 0 | 0 | 0 | 0 | 0 | 0 | 0 | 0 | 0 | 3 | 3 | 1 | 1 | [13 empty] | 2 | 1 | 2 | 1 | 1 | 1 | 1 |  | 0
PG&E FRESNO | New Sub - Los Banos - Midway (Proposed) | 500 | LDES |  |  | 0 | 0 | 0 | 0 | 0 | 0 | 0 | 0 | 0 | 1 | 1 | 1 | 1 | [13 empty] | 1 | 1 | 4 | 2 | 1 | 1 | 1 |  | 0
SCE NOL | New Sub - Lugo - Pisgah (Proposed) | 230 | LDES |  |  | 0 | 0 | 0 | 0 | 0 | 0 | 0 | 0 | 0 | 1 | 1 | 1 | 1 | [13 empty] | 2 | 1 | 3 | 1 | 3 | 1 | 1 |  | 0
PG&E KERN | New Sub - Midway - Wheeler Ridge (Proposed) | 230 | LDES |  |  | 0 | 0 | 0 | 0 | 0 | 0 | 0 | 0 | 0 | 1 | 1 | 1 | 1 | [13 empty] | 1 | 1 | 3 | 1 | 1 | 1 | 1 |  | 0
PG&E NGBA | New Sub - Near existing Leavitt (PSREC) | 345 | LDES |  |  | 0 | 0 | 0 | 0 | 0 | 0 | 0 | 0 | 0 | 5 | 2 | 1 | 1 | [13 empty] | 2 | 2 | 1 | 1 | 3 | 1 | 1 |  | 0
PG&E NGBA | New Sub - Near existing Madeline (NVE) | 345 | LDES |  |  | 0 | 0 | 0 | 0 | 0 | 0 | 0 | 0 | 0 | 5 | 2 | 1 | 1 | [13 empty] | 2 | 2 | 4 | 1 | 3 | 1 | 1 |  | 0
SDGE | New Sub - North Gila - IV (Proposed) | 500 | LDES |  |  | 0 | 0 | 0 | 0 | 0 | 0 | 0 | 0 | 0 | 1 | 1 | 1 | 1 | [13 empty] | 2 | 1 | 4 | 2 | 2 | 1 | 1 |  | 0
PG&E NGBA | New Sub - Pit 1 - Cottonwood (Proposed) | 230 | LDES |  |  | 0 | 0 | 0 | 0 | 0 | 0 | 0 | 0 | 0 | 5 | 5 | 3 | 3 | [13 empty] | 2 | 2 | 4 | 2 | 3 | 1 | 1 |  | 0
PG&E GBA | New Sub - Rancho Seco - Bellota (Proposed) | 230 | LDES |  |  | 0 | 0 | 0 | 0 | 0 | 0 | 0 | 0 | 0 | 5 | 2 | 1 | 1 | [13 empty] | 1 | 1 | 4 | 2 | 3 | 1 | 1 |  | 0
SDGE | New Sub - Suncrest - Ocotillo (Proposed) | 500 | LDES |  |  | 0 | 0 | 0 | 0 | 0 | 0 | 0 | 0 | 0 | 1 | 1 | 1 | 1 | [13 empty] | 2 | 1 | 4 | 1 | 3 | 1 | 1 |  | 0
PG&E FRESNO | New Sub - Westley - Quinto (Proposed) | 230 | LDES |  |  | 0 | 0 | 0 | 0 | 0 | 0 | 0 | 0 | 0 | 1 | 1 | 1 | 1 | [13 empty] | 1 | 1 | 4 | 2 | 1 | 1 | 1 |  | 0
PG&E GBA | Newark | 115 | LDES |  |  | 0 | 0 | 0 | 0 | 0 | 0 | 0 | 0 | 0 | 1 | 1 | 1 | 1 | [13 empty] | 2 | 1 | 3 | 1 | 2 | 1 | 1 |  | 0
PG&E GBA | Newark | 230 | LDES |  |  | 0 | 0 | 0 | 0 | 0 | 0 | 0 | 0 | 0 | 1 | 1 | 1 | 1 | [13 empty] | 2 | 1 | 3 | 1 | 2 | 1 | 1 |  | 0
PG&E GBA | Newark | 60 | LDES |  |  | 0 | 0 | 0 | 0 | 0 | 0 | 0 | 0 | 0 | 5 | 5 | 1 | 1 | [13 empty] | 2 | 1 | 3 | 1 | 2 | 1 | 1 |  | 0
PG&E FRESNO | Newhall | 115 | LDES |  |  | 0 | 0 | 0 | 0 | 0 | 0 | 0 | 0 | 0 | 5 | 2 | 5 | 2 | [13 empty] | 1 | 1 | 4 | 2 | 1 | 1 | 1 |  | 0
PG&E KERN | Norco | 115 | LDES |  |  | 0 | 0 | 0 | 0 | 0 | 0 | 0 | 0 | 0 | 1 | 1 | 1 | 1 | [13 empty] | 1 | 1 | 3 | 1 | 1 | 1 | 1 |  | 0
PG&E GBA | Nortech | 115 | LDES |  |  | 0 | 0 | 0 | 0 | 0 | 0 | 0 | 0 | 0 | 1 | 1 | 1 | 1 | [13 empty] | 2 | 1 | 2 | 2 | 1 | 1 | 1 |  | 0
SDGE | North City Metering | 138 | LDES |  |  | 0 | 0 | 0 | 0 | 0 | 0 | 0 | 0 | 0 | 1 | 1 | 1 | 1 | [13 empty] | 2 | 1 | 2 | 1 | 3 | 1 | 1 |  | 0
PG&E GBA | North Dublin | 230 | LDES |  |  | 0 | 0 | 0 | 0 | 0 | 0 | 0 | 0 | 0 | 5 | 5 | 1 | 1 | [13 empty] | 2 | 1 | 2 | 1 | 3 | 1 | 1 |  | 0
SDGE | North Gila | 500 | LDES |  |  | 0 | 0 | 0 | 0 | 0 | 0 | 0 | 0 | 0 | 1 | 1 | 1 | 1 | [13 empty] | 2 | 2 | 4 | 2 | 3 | 1 | 1 |  | 0
SCE Metro | North of SONGS | 230 | LDES |  |  | 0 | 0 | 0 | 0 | 0 | 0 | 0 | 0 | 0 | 1 | 1 | 1 | 1 | [13 empty] | 2 | 1 | 3 | 1 | 3 | 1 | 1 |  | 0
SCE Metro | North of SONGS | 500 | LDES |  |  | 0 | 0 | 0 | 0 | 0 | 0 | 0 | 0 | 0 | 1 | 1 | 1 | 1 | [13 empty] | 2 | 1 | 3 | 1 | 3 | 1 | 1 |  | 0
PG&E NGBA | Notre Dame | 115 | LDES |  |  | 0 | 0 | 0 | 0 | 0 | 0 | 0 | 0 | 0 | 5 | 2 | 1 | 1 | [13 empty] | 2 | 1 | 4 | 2 | 2 | 1 | 1 |  | 0
PG&E GBA | Oakland C | 115 | LDES |  |  | 0 | 0 | 0 | 0 | 0 | 0 | 0 | 0 | 0 | 5 | 2 | 1 | 1 | [13 empty] | 2 | 1 | 1 | 1 | 2 | 1 | 1 |  | 0
PG&E GBA | Oakland J | 115 | LDES |  |  | 0 | 0 | 0 | 0 | 0 | 0 | 0 | 0 | 0 | 5 | 2 | 1 | 1 | [13 empty] | 2 | 1 | 2 | 1 | 1 | 1 | 1 |  | 0
PG&E GBA | Oakland L | 115 | LDES |  |  | 0 | 0 | 0 | 0 | 0 | 0 | 0 | 0 | 0 | 5 | 2 | 1 | 1 | [13 empty] | 2 | 1 | 2 | 1 | 1 | 1 | 1 |  | 0
PG&E GBA | Oakland X | 115 | LDES |  |  | 0 | 0 | 0 | 0 | 0 | 0 | 0 | 0 | 0 | 5 | 2 | 1 | 1 | [13 empty] | 2 | 1 | 2 | 1 | 2 | 1 | 1 |  | 0
SDGE | Ocean Ranch | 69 | LDES |  |  | 0 | 0 | 0 | 0 | 0 | 0 | 0 | 0 | 0 | 1 | 1 | 1 | 1 | [13 empty] | 2 | 1 | 4 | 1 | 3 | 1 | 1 |  | 0
PG&E KERN | Oceano | 115 | LDES |  |  | 0 | 0 | 0 | 0 | 0 | 0 | 0 | 0 | 0 | 1 | 1 | 1 | 1 | [13 empty] | 2 | 2 | 4 | 2 | 3 | 1 | 1 |  | 0
SDGE | Ocotillo Express | 500 | LDES |  |  | 0 | 0 | 0 | 0 | 0 | 0 | 0 | 0 | 0 | 1 | 1 | 1 | 1 | [13 empty] | 2 | 1 | 4 | 2 | 3 | 1 | 1 |  | 0
PG&E KERN | Old River | 70 | LDES |  |  | 0 | 0 | 0 | 0 | 0 | 0 | 0 | 0 | 0 | 1 | 1 | 1 | 1 | [13 empty] | 1 | 1 | 4 | 1 | 2 | 1 | 1 |  | 0
SDGE | Old Town | 230 | LDES |  |  | 0 | 0 | 0 | 0 | 0 | 0 | 0 | 0 | 0 | 1 | 1 | 1 | 1 | [13 empty] | 2 | 1 | 3 | 1 | 2 | 1 | 1 |  | 0
SCE Metro | Olinda | 230 | LDES |  |  | 0 | 0 | 0 | 0 | 0 | 0 | 0 | 0 | 0 | 1 | 1 | 1 | 1 | [13 empty] | 1 | 1 | 2 | 1 | 2 | 1 | 1 |  | 0
PG&E FRESNO | Olive | 115 | LDES |  |  | 0 | 0 | 0 | 0 | 0 | 0 | 0 | 0 | 0 | 1 | 1 | 1 | 1 | [13 empty] | 1 | 1 | 4 | 1 | 1 | 1 | 1 |  | 0
PG&E NGBA | Olivehurst | 115 | LDES |  |  | 0 | 0 | 0 | 0 | 0 | 0 | 0 | 0 | 0 | 5 | 2 | 1 | 1 | [13 empty] | 2 | 2 | 2 | 1 | 2 | 1 | 1 |  | 0
PG&E NGBA | Oregon Trail | 60 | LDES |  |  | 0 | 0 | 0 | 0 | 0 | 0 | 0 | 0 | 0 | 5 | 2 | 1 | 1 | [13 empty] | 2 | 2 | 3 | 2 | 3 | 1 | 1 |  | 0
SCE Northern | Ormond Beach | 230 | LDES |  |  | 0 | 0 | 0 | 0 | 0 | 0 | 0 | 0 | 0 | 5 | 5 | 1 | 1 | [13 empty] | 2 | 1 | 1 | 1 | 1 | 1 | 1 |  | 0
PG&E FRESNO | Oro Loma | 115 | LDES |  |  | 0 | 0 | 0 | 0 | 0 | 0 | 0 | 0 | 0 | 1 | 1 | 1 | 1 | [13 empty] | 1 | 1 | 4 | 2 | 1 | 1 | 1 |  | 0
PG&E FRESNO | Oro Loma | 70 | LDES |  |  | 0 | 0 | 0 | 0 | 0 | 0 | 0 | 0 | 0 | 1 | 1 | 1 | 1 | [13 empty] | 1 | 1 | 4 | 2 | 1 | 1 | 1 |  | 0
PG&E FRESNO | Orosi | 70 | LDES |  |  | 0 | 0 | 0 | 0 | 0 | 0 | 0 | 0 | 0 | 5 | 2 | 5 | 2 | [13 empty] | 1 | 1 | 4 | 1 | 1 | 1 | 1 |  | 0
SDGE | Otay | 69 | LDES |  |  | 0 | 0 | 0 | 0 | 0 | 0 | 0 | 0 | 0 | 1 | 1 | 1 | 1 | [13 empty] | 2 | 1 | 1 | 1 | 1 | 1 | 1 |  | 0
SDGE | Otay Mesa | 230 | LDES |  |  | 0 | 0 | 0 | 0 | 0 | 0 | 0 | 0 | 0 | 1 | 1 | 1 | 1 | [13 empty] | 2 | 1 | 1 | 1 | 3 | 1 | 1 |  | 0
PG&E FRESNO | Padre Flats SW STA | 230 | LDES |  |  | 0 | 0 | 0 | 0 | 0 | 0 | 0 | 0 | 0 | 1 | 1 | 1 | 1 | [13 empty] | 1 | 1 | 4 | 2 | 1 | 1 | 1 |  | 0
EOP | Pahrump | 138 | LDES |  |  | 0 | 0 | 0 | 0 | 0 | 0 | 0 | 0 | 0 | 5 | 5 | 1 | 1 | [13 empty] | 2 | 2 | 4 | 1 | 3 | 1 | 1 |  | 0
EOP | Pahrump | 230 | LDES |  |  | 0 | 0 | 0 | 0 | 0 | 0 | 0 | 0 | 0 | 5 | 5 | 1 | 1 | [13 empty] | 2 | 2 | 4 | 1 | 3 | 1 | 1 |  | 0
SDGE | Pala | 69 | LDES |  |  | 0 | 0 | 0 | 0 | 0 | 0 | 0 | 0 | 0 | 1 | 1 | 1 | 1 | [13 empty] | 2 | 1 | 1 | 1 | 3 | 1 | 1 |  | 0
PG&E NGBA | Palermo | 115 | LDES |  |  | 0 | 0 | 0 | 0 | 0 | 0 | 0 | 0 | 0 | 5 | 2 | 1 | 1 | [13 empty] | 2 | 1 | 2 | 2 | 2 | 1 | 1 |  | 0
PG&E NGBA | Palermo | 230 | LDES |  |  | 0 | 0 | 0 | 0 | 0 | 0 | 0 | 0 | 0 | 5 | 2 | 1 | 1 | [13 empty] | 2 | 1 | 2 | 2 | 2 | 1 | 1 |  | 0
SCE Eastern | Palo Verde | 500 | LDES |  |  | 0 | 0 | 0 | 0 | 0 | 0 | 0 | 0 | 0 | 5 | 5 | 1 | 1 | [13 empty] | 2 | 1 | 4 | 2 | 3 | 1 | 1 |  | 0
SDGE | Palomar Energy | 230 | LDES |  |  | 0 | 0 | 0 | 0 | 0 | 0 | 0 | 0 | 0 | 1 | 1 | 1 | 1 | [13 empty] | 2 | 1 | 2 | 1 | 3 | 1 | 1 |  | 0
PG&E KERN | Panama | 70 | LDES |  |  | 0 | 0 | 0 | 0 | 0 | 0 | 0 | 0 | 0 | 1 | 1 | 1 | 1 | [13 empty] | 1 | 1 | 4 | 1 | 1 | 1 | 1 |  | 0
PG&E FRESNO | Panoche | 115 | LDES |  |  | 0 | 0 | 0 | 0 | 0 | 0 | 0 | 0 | 0 | 5 | 2 | 1 | 1 | [13 empty] | 1 | 1 | 1 | 2 | 1 | 1 | 1 |  | 0
PG&E FRESNO | Panoche | 230 | LDES |  |  | 0 | 0 | 0 | 0 | 0 | 0 | 0 | 0 | 0 | 1 | 1 | 1 | 1 | [13 empty] | 1 | 1 | 1 | 2 | 1 | 1 | 1 |  | 0
SCE Northern | Pardee | 230 | LDES |  |  | 0 | 0 | 0 | 0 | 0 | 0 | 0 | 0 | 0 | 5 | 5 | 1 | 1 | [13 empty] | 1 | 1 | 3 | 1 | 3 | 1 | 1 |  | 0
PG&E NGBA | Parkway | 230 | LDES |  |  | 0 | 0 | 0 | 0 | 0 | 0 | 0 | 0 | 0 | 5 | 5 | 1 | 1 | [13 empty] | 2 | 1 | 4 | 1 | 2 | 1 | 1 |  | 0
SCE Northern | Pastoria | 230 | LDES |  |  | 0 | 0 | 0 | 0 | 0 | 0 | 0 | 0 | 0 | 5 | 5 | 1 | 1 | [13 empty] | 1 | 1 | 2 | 1 | 3 | 1 | 1 |  | 0
SCE Metro | Pauda | 230 | LDES |  |  | 0 | 0 | 0 | 0 | 0 | 0 | 0 | 0 | 0 | 1 | 1 | 1 | 1 | [13 empty] | 1 | 1 | 2 | 1 | 2 | 1 | 1 |  | 0
PG&E GBA | Paul Sweet | 115 | LDES |  |  | 0 | 0 | 0 | 0 | 0 | 0 | 0 | 0 | 0 | 1 | 1 | 1 | 1 | [13 empty] | 2 | 2 | 2 | 2 | 3 | 1 | 1 |  | 0
PG&E NGBA | Peabody | 230 | LDES |  |  | 0 | 0 | 0 | 0 | 0 | 0 | 0 | 0 | 0 | 5 | 5 | 1 | 1 | [13 empty] | 2 | 1 | 2 | 1 | 2 | 1 | 1 |  | 0
PG&E NGBA | Pease | 115 | LDES |  |  | 0 | 0 | 0 | 0 | 0 | 0 | 0 | 0 | 0 | 5 | 2 | 1 | 1 | [13 empty] | 2 | 2 | 2 | 1 | 2 | 1 | 1 |  | 0
PG&E NGBA | Pease | 60 | LDES |  |  | 0 | 0 | 0 | 0 | 0 | 0 | 0 | 0 | 0 | 5 | 2 | 1 | 1 | [13 empty] | 2 | 2 | 2 | 1 | 2 | 1 | 1 |  | 0
SDGE | Penasquitos | 138 | LDES |  |  | 0 | 0 | 0 | 0 | 0 | 0 | 0 | 0 | 0 | 1 | 1 | 1 | 1 | [13 empty] | 2 | 1 | 2 | 1 | 3 | 1 | 1 |  | 0
SDGE | Penasquitos | 230 | LDES |  |  | 0 | 0 | 0 | 0 | 0 | 0 | 0 | 0 | 0 | 1 | 1 | 1 | 1 | [13 empty] | 2 | 1 | 2 | 1 | 3 | 1 | 1 |  | 0
SDGE | Penasquitos | 69 | LDES |  |  | 0 | 0 | 0 | 0 | 0 | 0 | 0 | 0 | 0 | 1 | 1 | 1 | 1 | [13 empty] | 2 | 1 | 2 | 1 | 3 | 1 | 1 |  | 0
SDGE | Pendleton | 69 | LDES |  |  | 0 | 0 | 0 | 0 | 0 | 0 | 0 | 0 | 0 | 1 | 1 | 1 | 1 | [13 empty] | 2 | 1 | 4 | 1 | 3 | 1 | 1 |  | 0
PG&E NGBA | Penngrove | 115 | LDES |  |  | 0 | 0 | 0 | 0 | 0 | 0 | 0 | 0 | 0 | 5 | 5 | 1 | 1 | [13 empty] | 2 | 1 | 3 | 2 | 2 | 1 | 1 |  | 0
PG&E GBA | Peoria | 115 | LDES |  |  | 0 | 0 | 0 | 0 | 0 | 0 | 0 | 0 | 0 | 5 | 2 | 1 | 1 | [13 empty] | 2 | 1 | 4 | 1 | 3 | 1 | 1 |  | 0
PG&E GBA | Piercy | 115 | LDES |  |  | 0 | 0 | 0 | 0 | 0 | 0 | 0 | 0 | 0 | 1 | 1 | 1 | 1 | [13 empty] | 2 | 1 | 2 | 2 | 2 | 1 | 1 |  | 0
PG&E FRESNO | Pine Flat | 230 | LDES |  |  | 0 | 0 | 0 | 0 | 0 | 0 | 0 | 0 | 0 | 5 | 2 | 1 | 1 | [13 empty] | 1 | 1 | 4 | 2 | 3 | 1 | 1 |  | 0
SCE NOL | Pisgah | 230 | LDES |  |  | 0 | 0 | 0 | 0 | 0 | 0 | 0 | 0 | 0 | 1 | 1 | 1 | 1 | [13 empty] | 2 | 1 | 4 | 1 | 1 | 1 | 1 |  | 0
PG&E NGBA | Pit 1 | 230 | LDES |  |  | 0 | 0 | 0 | 0 | 0 | 0 | 0 | 0 | 0 | 5 | 5 | 3 | 3 | [13 empty] | 2 | 2 | 4 | 2 | 3 | 1 | 1 |  | 0
PG&E NGBA | Pit 1 | 60 | LDES |  |  | 0 | 0 | 0 | 0 | 0 | 0 | 0 | 0 | 0 | 5 | 5 | 3 | 3 | [13 empty] | 2 | 2 | 4 | 2 | 3 | 1 | 1 |  | 0
PG&E NGBA | Pit 3 | 230 | LDES |  |  | 0 | 0 | 0 | 0 | 0 | 0 | 0 | 0 | 0 | 5 | 5 | 3 | 3 | [13 empty] | 2 | 2 | 4 | 2 | 3 | 1 | 1 |  | 0
PG&E NGBA | Pit 4 | 230 | LDES |  |  | 0 | 0 | 0 | 0 | 0 | 0 | 0 | 0 | 0 | 5 | 2 | 1 | 1 | [13 empty] | 2 | 2 | 4 | 2 | 3 | 1 | 1 |  | 0
PG&E GBA | Pittsburg | 115 | LDES |  |  | 0 | 0 | 0 | 0 | 0 | 0 | 0 | 0 | 0 | 5 | 2 | 1 | 1 | [13 empty] | 2 | 1 | 2 | 1 | 1 | 1 | 1 |  | 0
PG&E GBA | Pittsburg | 230 | LDES |  |  | 0 | 0 | 0 | 0 | 0 | 0 | 0 | 0 | 0 | 5 | 2 | 1 | 1 | [13 empty] | 2 | 1 | 2 | 1 | 1 | 1 | 1 |  | 0
PG&E NGBA | Pleasant Grove | 115 | LDES |  |  | 0 | 0 | 0 | 0 | 0 | 0 | 0 | 0 | 0 | 5 | 2 | 1 | 1 | [13 empty] | 2 | 1 | 2 | 2 | 3 | 1 | 1 |  | 0
PG&E NGBA | POE | 230 | LDES |  |  | 0 | 0 | 0 | 0 | 0 | 0 | 0 | 0 | 0 | 5 | 2 | 1 | 1 | [13 empty] | 2 | 1 | 4 | 2 | 3 | 1 | 1 |  | 0
SDGE | Point Loma | 69 | LDES |  |  | 0 | 0 | 0 | 0 | 0 | 0 | 0 | 0 | 0 | 1 | 1 | 1 | 1 | [13 empty] | 2 | 1 | 3 | 1 | 2 | 1 | 1 |  | 0
SDGE | Pomerado | 69 | LDES |  |  | 0 | 0 | 0 | 0 | 0 | 0 | 0 | 0 | 0 | 1 | 1 | 1 | 1 | [13 empty] | 2 | 1 | 3 | 1 | 3 | 1 | 1 |  | 0
PG&E KERN | Poso Mountain | 115 | LDES |  |  | 0 | 0 | 0 | 0 | 0 | 0 | 0 | 0 | 0 | 1 | 1 | 1 | 1 | [13 empty] | 1 | 1 | 3 | 1 | 2 | 1 | 1 |  | 0
EOP | Primm | 230 | LDES |  |  | 0 | 0 | 0 | 0 | 0 | 0 | 0 | 0 | 0 | 5 | 5 | 1 | 1 | [13 empty] | 2 | 2 | 4 | 1 | 2 | 1 | 1 |  | 0
PG&E NGBA | Putah Creek | 115 | LDES |  |  | 0 | 0 | 0 | 0 | 0 | 0 | 0 | 0 | 0 | 5 | 5 | 1 | 1 | [13 empty] | 2 | 1 | 3 | 2 | 3 | 1 | 1 |  | 0
SDGE | Q1806 | 138 | LDES |  |  | 0 | 0 | 0 | 0 | 0 | 0 | 0 | 0 | 0 | 1 | 1 | 1 | 1 | [13 empty] | 1 | 1 | 2 | 1 | 3 | 1 | 1 |  | 0
PG&E FRESNO | Quinto | 230 | LDES |  |  | 0 | 0 | 0 | 0 | 0 | 0 | 0 | 0 | 0 | 1 | 1 | 1 | 1 | [13 empty] | 1 | 1 | 4 | 2 | 1 | 1 | 1 |  | 0
PG&E GBA | Race Track | 115 | LDES |  |  | 0 | 0 | 0 | 0 | 0 | 0 | 0 | 0 | 0 | 5 | 2 | 1 | 1 | [13 empty] | 2 | 1 | 4 | 1 | 3 | 1 | 1 |  | 0
SDGE | Rancho Mission Viejo | 138 | LDES |  |  | 0 | 0 | 0 | 0 | 0 | 0 | 0 | 0 | 0 | 1 | 1 | 1 | 1 | [13 empty] | 1 | 1 | 2 | 1 | 3 | 1 | 1 |  | 0
PG&E GBA | Rancho Seco | 230 | LDES |  |  | 0 | 0 | 0 | 0 | 0 | 0 | 0 | 0 | 0 | 5 | 2 | 1 | 1 | [13 empty] | 2 | 1 | 1 | 2 | 3 | 1 | 1 |  | 0
SCE Metro | Rancho Vista | 230 | LDES |  |  | 0 | 0 | 0 | 0 | 0 | 0 | 0 | 0 | 0 | 1 | 1 | 1 | 1 | [13 empty] | 1 | 1 | 1 | 1 | 1 | 1 | 1 |  | 0
SCE Metro | Rancho Vista | 500 | LDES |  |  | 0 | 0 | 0 | 0 | 0 | 0 | 0 | 0 | 0 | 1 | 1 | 1 | 1 | [13 empty] | 1 | 1 | 1 | 1 | 1 | 1 | 1 |  | 0
SCE NOL | Ransburg | 115 | LDES |  |  | 0 | 0 | 0 | 0 | 0 | 0 | 0 | 0 | 0 | 3 | 3 | 1 | 1 | [13 empty] | 2 | 1 | 4 | 1 | 1 | 1 | 1 |  | 0
PG&E GBA | Ravenswood | 115 | LDES |  |  | 0 | 0 | 0 | 0 | 0 | 0 | 0 | 0 | 0 | 5 | 2 | 1 | 1 | [13 empty] | 2 | 1 | 2 | 1 | 2 | 1 | 1 |  | 0
PG&E GBA | Ravenswood | 230 | LDES |  |  | 0 | 0 | 0 | 0 | 0 | 0 | 0 | 0 | 0 | 5 | 2 | 1 | 1 | [13 empty] | 2 | 1 | 2 | 1 | 2 | 1 | 1 |  | 0
SCE Northern | Rector | 230 | LDES |  |  | 0 | 0 | 0 | 0 | 0 | 0 | 0 | 0 | 0 | 1 | 1 | 1 | 1 | [13 empty] | 1 | 1 | 2 | 1 | 2 | 1 | 1 |  | 0
SCE Eastern | Red Bluff | 230 | LDES |  |  | 0 | 0 | 0 | 0 | 0 | 0 | 0 | 0 | 0 | 1 | 1 | 1 | 1 | [13 empty] | 2 | 2 | 4 | 1 | 3 | 1 | 1 |  | 0
SCE Eastern | Red Bluff | 500 | LDES |  |  | 0 | 0 | 0 | 0 | 0 | 0 | 0 | 0 | 0 | 1 | 1 | 1 | 1 | [13 empty] | 2 | 2 | 4 | 1 | 3 | 2+ | 1 |  | 1
PG&E NGBA | Redbud | 115 | LDES |  |  | 0 | 0 | 0 | 0 | 0 | 0 | 0 | 0 | 0 | 5 | 5 | 1 | 1 | [13 empty] | 2 | 2 | 4 | 2 | 3 | 1 | 1 |  | 0
SCE Metro | Redondo | 230 | LDES |  |  | 0 | 0 | 0 | 0 | 0 | 0 | 0 | 0 | 0 | 1 | 1 | 1 | 1 | [13 empty] | 1 | 1 | 2 | 1 | 2 | 1 | 1 |  | 0
PG&E FRESNO | Reedley | 115 | LDES |  |  | 0 | 0 | 0 | 0 | 0 | 0 | 0 | 0 | 0 | 5 | 2 | 1 | 1 | [13 empty] | 1 | 1 | 4 | 2 | 1 | 1 | 1 |  | 0
PG&E KERN | Renfro | 115 | LDES |  |  | 0 | 0 | 0 | 0 | 0 | 0 | 0 | 0 | 0 | 1 | 1 | 1 | 1 | [13 empty] | 1 | 1 | 2 | 1 | 2 | 1 | 1 |  | 0
PG&E GBA | Richmond R | 115 | LDES |  |  | 0 | 0 | 0 | 0 | 0 | 0 | 0 | 0 | 0 | 5 | 2 | 1 | 1 | [13 empty] | 2 | 1 | 2 | 1 | 2 | 1 | 1 |  | 0
PG&E NGBA | Rincon | 115 | LDES |  |  | 0 | 0 | 0 | 0 | 0 | 0 | 0 | 0 | 0 | 5 | 5 | 1 | 1 | [13 empty] | 2 | 1 | 3 | 2 | 2 | 1 | 1 |  | 0
PG&E KERN | Rio Bravo | 115 | LDES |  |  | 0 | 0 | 0 | 0 | 0 | 0 | 0 | 0 | 0 | 1 | 1 | 1 | 1 | [13 empty] | 1 | 1 | 2 | 1 | 1 | 1 | 1 |  | 0
SCE Metro | Rio Hondo | 230 | LDES |  |  | 0 | 0 | 0 | 0 | 0 | 0 | 0 | 0 | 0 | 1 | 1 | 1 | 1 | [13 empty] | 1 | 1 | 4 | 1 | 1 | 1 | 1 |  | 0
PG&E NGBA | Rio Oso | 115 | LDES |  |  | 0 | 0 | 0 | 0 | 0 | 0 | 0 | 0 | 0 | 5 | 2 | 1 | 1 | [13 empty] | 2 | 1 | 4 | 1 | 3 | 1 | 1 |  | 0
PG&E NGBA | Rio Oso | 230 | LDES |  |  | 0 | 0 | 0 | 0 | 0 | 0 | 0 | 0 | 0 | 5 | 2 | 1 | 1 | [13 empty] | 2 | 1 | 4 | 1 | 3 | 1 | 1 |  | 0
PG&E GBA | Ripon | 115 | LDES |  |  | 0 | 0 | 0 | 0 | 0 | 0 | 0 | 0 | 0 | 5 | 2 | 1 | 1 | [13 empty] | 1 | 1 | 2 | 2 | 2 | 1 | 1 |  | 0
PG&E GBA | Riverbank | 115 | LDES |  |  | 0 | 0 | 0 | 0 | 0 | 0 | 0 | 0 | 0 | 5 | 2 | 1 | 1 | [13 empty] | 1 | 1 | 3 | 2 | 2 | 1 | 1 |  | 0
SCE NOL | Roadway | 115 | LDES |  |  | 0 | 0 | 0 | 0 | 0 | 0 | 0 | 0 | 0 | 1 | 1 | 1 | 1 | [13 empty] | 2 | 1 | 2 | 1 | 1 | 1 | 1 |  | 0
PG&E NGBA | Rock Creek 1 | 230 | LDES |  |  | 0 | 0 | 0 | 0 | 0 | 0 | 0 | 0 | 0 | 5 | 2 | 1 | 1 | [13 empty] | 2 | 2 | 4 | 1 | 3 | 1 | 1 |  | 0
SCE Northern | Rosamond | 66 | LDES |  |  | 0 | 0 | 0 | 0 | 0 | 0 | 0 | 0 | 0 | 1 | 1 | 1 | 1 | [13 empty] | 2 | 1 | 4 | 1 | 3 | 1 | 1 |  | 0
PG&E GBA | Rossmoor | 230 | LDES |  |  | 0 | 0 | 0 | 0 | 0 | 0 | 0 | 0 | 0 | 5 | 5 | 1 | 1 | [13 empty] | 2 | 1 | 4 | 1 | 3 | 1 | 1 |  | 0
PG&E NGBA | Round Mountain | 230 | LDES |  |  | 0 | 0 | 0 | 0 | 0 | 0 | 0 | 0 | 0 | 5 | 2 | 1 | 1 | [13 empty] | 2 | 2 | 4 | 2 | 3 | 1 | 1 |  | 0
PG&E NGBA | Round Mountain | 500 | LDES |  |  | 0 | 0 | 0 | 0 | 0 | 0 | 0 | 0 | 0 | 5 | 2 | 1 | 1 | [13 empty] | 2 | 2 | 4 | 2 | 3 | 1 | 1 |  | 0
PG&E GBA | Salado | 115 | LDES |  |  | 0 | 0 | 0 | 0 | 0 | 0 | 0 | 0 | 0 | 1 | 1 | 1 | 1 | [13 empty] | 1 | 1 | 4 | 2 | 1 | 1 | 1 |  | 0
PG&E GBA | Salado | 60 | LDES |  |  | 0 | 0 | 0 | 0 | 0 | 0 | 0 | 0 | 0 | 1 | 1 | 1 | 1 | [13 empty] | 1 | 1 | 4 | 2 | 1 | 1 | 1 |  | 0
PG&E GBA | Salinas | 115 | LDES |  |  | 0 | 0 | 0 | 0 | 0 | 0 | 0 | 0 | 0 | 1 | 1 | 1 | 1 | [13 empty] | 2 | 2 | 3 | 2 | 2 | 1 | 1 |  | 0
SDGE | Salt Creek | 69 | LDES |  |  | 0 | 0 | 0 | 0 | 0 | 0 | 0 | 0 | 0 | 1 | 1 | 1 | 1 | [13 empty] | 2 | 1 | 3 | 1 | 2 | 1 | 1 |  | 0
SCE Eastern | San Bernardino | 230 | LDES |  |  | 0 | 0 | 0 | 0 | 0 | 0 | 0 | 0 | 0 | 1 | 1 | 1 | 1 | [13 empty] | 1 | 1 | 2 | 1 | 2 | 1 | 1 |  | 0
PG&E GBA | SAN FRAN A (POTRERO PP) | 115 | LDES |  |  | 0 | 0 | 0 | 0 | 0 | 0 | 0 | 0 | 0 | 5 | 2 | 1 | 1 | [13 empty] | 2 | 1 | 2 | 1 | 2 | 1 | 1 |  | 0
PG&E GBA | SAN FRAN A (POTRERO PP) | 230 | LDES |  |  | 0 | 0 | 0 | 0 | 0 | 0 | 0 | 0 | 0 | 5 | 2 | 1 | 1 | [13 empty] | 2 | 1 | 2 | 1 | 2 | 1 | 1 |  | 0
PG&E GBA | San Jose A | 115 | LDES |  |  | 0 | 0 | 0 | 0 | 0 | 0 | 0 | 0 | 0 | 1 | 1 | 1 | 1 | [13 empty] | 2 | 1 | 2 | 2 | 2 | 1 | 1 |  | 0
PG&E GBA | San Jose B | 115 | LDES |  |  | 0 | 0 | 0 | 0 | 0 | 0 | 0 | 0 | 0 | 1 | 1 | 1 | 1 | [13 empty] | 2 | 1 | 3 | 2 | 2 | 1 | 1 |  | 0
PG&E GBA | San Leandro U | 115 | LDES |  |  | 0 | 0 | 0 | 0 | 0 | 0 | 0 | 0 | 0 | 5 | 2 | 1 | 1 | [13 empty] | 2 | 1 | 3 | 1 | 2 | 1 | 1 |  | 0
PG&E KERN | San Luis Obispo | 115 | LDES |  |  | 0 | 0 | 0 | 0 | 0 | 0 | 0 | 0 | 0 | 1 | 1 | 1 | 1 | [13 empty] | 2 | 2 | 4 | 2 | 3 | 1 | 1 |  | 0
PG&E KERN | San Luis Obispo | 70 | LDES |  |  | 0 | 0 | 0 | 0 | 0 | 0 | 0 | 0 | 0 | 1 | 1 | 1 | 1 | [13 empty] | 2 | 2 | 4 | 2 | 3 | 1 | 1 |  | 0
SDGE | San Luis Rey | 230 | LDES |  |  | 0 | 0 | 0 | 0 | 0 | 0 | 0 | 0 | 0 | 1 | 1 | 1 | 1 | [13 empty] | 2 | 1 | 4 | 1 | 3 | 1 | 1 |  | 0
SDGE | San Luis Rey | 69 | LDES |  |  | 0 | 0 | 0 | 0 | 0 | 0 | 0 | 0 | 0 | 1 | 1 | 1 | 1 | [13 empty] | 2 | 1 | 4 | 1 | 3 | 1 | 1 |  | 0
SDGE | San Marcos | 69 | LDES |  |  | 0 | 0 | 0 | 0 | 0 | 0 | 0 | 0 | 0 | 1 | 1 | 1 | 1 | [13 empty] | 2 | 1 | 2 | 1 | 3 | 1 | 1 |  | 0
SCE Metro | San Onofre | 230 | LDES |  |  | 0 | 0 | 0 | 0 | 0 | 0 | 0 | 0 | 0 | 1 | 1 | 1 | 1 | [13 empty] | 2 | 1 | 4 | 1 | 3 | 1 | 1 |  | 0
PG&E GBA | San Pablo | 115 | LDES |  |  | 0 | 0 | 0 | 0 | 0 | 0 | 0 | 0 | 0 | 5 | 2 | 1 | 1 | [13 empty] | 2 | 1 | 2 | 1 | 1 | 1 | 1 |  | 0
PG&E GBA | San Ramon | 230 | LDES |  |  | 0 | 0 | 0 | 0 | 0 | 0 | 0 | 0 | 0 | 5 | 2 | 1 | 1 | [13 empty] | 2 | 1 | 2 | 1 | 3 | 1 | 1 |  | 0
SDGE | San Ysidro | 69 | LDES |  |  | 0 | 0 | 0 | 0 | 0 | 0 | 0 | 0 | 0 | 1 | 1 | 1 | 1 | [13 empty] | 2 | 1 | 2 | 1 | 2 | 1 | 1 |  | 0
SCE NOL | Sandlot | 230 | LDES |  |  | 0 | 0 | 0 | 0 | 0 | 0 | 0 | 0 | 0 | 3 | 3 | 1 | 1 | [13 empty] | 2 | 1 | 4 | 1 | 2 | 1 | 1 |  | 0
EOP | Sandy | 138 | LDES |  |  | 0 | 0 | 0 | 0 | 0 | 0 | 0 | 0 | 0 | 5 | 5 | 1 | 1 | [13 empty] | 2 | 2 | 4 | 1 | 3 | 1 | 1 |  | 0
PG&E FRESNO | Sanger | 115 | LDES |  |  | 0 | 0 | 0 | 0 | 0 | 0 | 0 | 0 | 0 | 5 | 2 | 5 | 2 | [13 empty] | 1 | 1 | 2 | 2 | 2 | 1 | 1 |  | 0
SCE Northern | Santa Clara | 230 | LDES |  |  | 0 | 0 | 0 | 0 | 0 | 0 | 0 | 0 | 0 | 5 | 5 | 1 | 1 | [13 empty] | 2 | 1 | 3 | 1 | 2 | 1 | 1 |  | 0
PG&E NGBA | Santa Rosa A | 115 | LDES |  |  | 0 | 0 | 0 | 0 | 0 | 0 | 0 | 0 | 0 | 5 | 5 | 1 | 1 | [13 empty] | 2 | 1 | 3 | 2 | 2 | 1 | 1 |  | 0
PG&E GBA | Santa Teresa | 115 | LDES |  |  | 0 | 0 | 0 | 0 | 0 | 0 | 0 | 0 | 0 | 1 | 1 | 1 | 1 | [13 empty] | 2 | 1 | 2 | 2 | 2 | 1 | 1 |  | 0
SDGE | Santee | 138 | LDES |  |  | 0 | 0 | 0 | 0 | 0 | 0 | 0 | 0 | 0 | 5 | 5 | 1 | 1 | [13 empty] | 2 | 1 | 2 | 1 | 2 | 1 | 1 |  | 0
SCE Metro | Santiago | 230 | LDES |  |  | 0 | 0 | 0 | 0 | 0 | 0 | 0 | 0 | 0 | 1 | 1 | 1 | 1 | [13 empty] | 1 | 1 | 2 | 1 | 2 | 1 | 1 |  | 0
PG&E GBA | Saratoga | 230 | LDES |  |  | 0 | 0 | 0 | 0 | 0 | 0 | 0 | 0 | 0 | 1 | 1 | 1 | 1 | [13 empty] | 2 | 1 | 4 | 2 | 3 | 1 | 1 |  | 0
SCE Northern | Saugus | 230 | LDES |  |  | 0 | 0 | 0 | 0 | 0 | 0 | 0 | 0 | 0 | 5 | 5 | 1 | 1 | [13 empty] | 1 | 1 | 3 | 1 | 3 | 1 | 1 |  | 0
PG&E FRESNO | Schindler | 115 | LDES |  |  | 0 | 0 | 0 | 0 | 0 | 0 | 0 | 0 | 0 | 1 | 1 | 1 | 1 | [13 empty] | 1 | 1 | 4 | 2 | 1 | 1 | 1 |  | 0
PG&E FRESNO | Schindler | 70 | LDES |  |  | 0 | 0 | 0 | 0 | 0 | 0 | 0 | 0 | 0 | 1 | 1 | 1 | 1 | [13 empty] | 1 | 1 | 4 | 2 | 1 | 1 | 1 |  | 0
PG&E GBA | Schulte | 115 | LDES |  |  | 0 | 0 | 0 | 0 | 0 | 0 | 0 | 0 | 0 | 5 | 2 | 1 | 1 | [13 empty] | 1 | 1 | 1 | 2 | 2 | 1 | 1 |  | 0
SDGE | Scripps | 69 | LDES |  |  | 0 | 0 | 0 | 0 | 0 | 0 | 0 | 0 | 0 | 1 | 1 | 1 | 1 | [13 empty] | 2 | 1 | 2 | 1 | 3 | 1 | 1 |  | 0
PG&E KERN | Semitropic | 115 | LDES |  |  | 0 | 0 | 0 | 0 | 0 | 0 | 0 | 0 | 0 | 1 | 1 | 1 | 1 | [13 empty] | 1 | 1 | 3 | 1 | 1 | 1 | 1 |  | 0
SCE Metro | Serrano | 230 | LDES |  |  | 0 | 0 | 0 | 0 | 0 | 0 | 0 | 0 | 0 | 1 | 1 | 1 | 1 | [13 empty] | 1 | 1 | 2 | 1 | 2 | 1 | 1 |  | 0
SCE Metro | Serrano | 500 | LDES |  |  | 0 | 0 | 0 | 0 | 0 | 0 | 0 | 0 | 0 | 1 | 1 | 1 | 1 | [13 empty] | 1 | 1 | 2 | 1 | 2 | 1 | 1 |  | 0
SDGE | Shadowridge | 138 | LDES |  |  | 0 | 0 | 0 | 0 | 0 | 0 | 0 | 0 | 0 | 1 | 1 | 1 | 1 | [13 empty] | 2 | 1 | 3 | 1 | 3 | 1 | 1 |  | 0
PG&E KERN | Shafter | 115 | LDES |  |  | 0 | 0 | 0 | 0 | 0 | 0 | 0 | 0 | 0 | 1 | 1 | 1 | 1 | [13 empty] | 1 | 1 | 3 | 1 | 1 | 1 | 1 |  | 0
PG&E NGBA | Silverado | 115 | LDES |  |  | 0 | 0 | 0 | 0 | 0 | 0 | 0 | 0 | 0 | 5 | 5 | 1 | 1 | [13 empty] | 2 | 1 | 4 | 2 | 3 | 1 | 1 |  | 0
SDGE | Silvergate | 230 | LDES |  |  | 0 | 0 | 0 | 0 | 0 | 0 | 0 | 0 | 0 | 1 | 1 | 1 | 1 | [13 empty] | 2 | 1 | 1 | 1 | 1 | 1 | 1 |  | 0
SDGE | Silvergate | 69 | LDES |  |  | 0 | 0 | 0 | 0 | 0 | 0 | 0 | 0 | 0 | 1 | 1 | 1 | 1 | [13 empty] | 2 | 1 | 1 | 1 | 1 | 1 | 1 |  | 0
PG&E KERN | Sisquoc | 115 | LDES |  |  | 0 | 0 | 0 | 0 | 0 | 0 | 0 | 0 | 0 | 1 | 1 | 1 | 1 | [13 empty] | 2 | 2 | 4 | 1 | 3 | 1 | 1 |  | 0
EOP | Sloan Canyon | 230 | LDES |  |  | 0 | 0 | 0 | 0 | 0 | 0 | 0 | 0 | 0 | 5 | 5 | 1 | 1 | [13 empty] | 2 | 2 | 3 | 1 | 3 | 1 | 1 |  | 0
EOP | Sloan Canyon | 500 | LDES |  |  | 0 | 0 | 0 | 0 | 0 | 0 | 0 | 0 | 0 | 5 | 5 | 1 | 1 | [13 empty] | 2 | 2 | 3 | 1 | 3 | 1 | 1 |  | 0
PG&E KERN | Smyrna | 115 | LDES |  |  | 0 | 0 | 0 | 0 | 0 | 0 | 0 | 0 | 0 | 1 | 1 | 1 | 1 | [13 empty] | 1 | 1 | 4 | 1 | 1 | 1 | 1 |  | 0
PG&E GBA | Sobrante | 115 | LDES |  |  | 0 | 0 | 0 | 0 | 0 | 0 | 0 | 0 | 0 | 5 | 2 | 1 | 1 | [13 empty] | 2 | 1 | 2 | 1 | 3 | 1 | 1 |  | 0
PG&E GBA | Sobrante | 230 | LDES |  |  | 0 | 0 | 0 | 0 | 0 | 0 | 0 | 0 | 0 | 5 | 2 | 1 | 1 | [13 empty] | 2 | 1 | 2 | 1 | 3 | 1 | 1 |  | 0
PG&E KERN | Solar | 230 | LDES |  |  | 0 | 0 | 0 | 0 | 0 | 0 | 0 | 0 | 0 | 1 | 1 | 1 | 1 | [13 empty] | 2 | 1 | 4 | 2 | 3 | 1 | 1 |  | 0
PG&E GBA | Soledad | 115 | LDES |  |  | 0 | 0 | 0 | 0 | 0 | 0 | 0 | 0 | 0 | 1 | 1 | 1 | 1 | [13 empty] | 2 | 2 | 4 | 2 | 3 | 1 | 1 |  | 0
PG&E GBA | Soledad | 60 | LDES |  |  | 0 | 0 | 0 | 0 | 0 | 0 | 0 | 0 | 0 | 1 | 1 | 1 | 1 | [13 empty] | 2 | 2 | 4 | 2 | 3 | 1 | 1 |  | 0
SDGE | Spring Valley | 69 | LDES |  |  | 0 | 0 | 0 | 0 | 0 | 0 | 0 | 0 | 0 | 1 | 1 | 1 | 1 | [13 empty] | 2 | 1 | 2 | 1 | 2 | 1 | 1 |  | 0
SCE Northern | Springville | 230 | LDES |  |  | 0 | 0 | 0 | 0 | 0 | 0 | 0 | 0 | 0 | 1 | 1 | 1 | 1 | [13 empty] | 1 | 1 | 4 | 1 | 1 | 1 | 1 |  | 0
PG&E GBA | Stagg | 230 | LDES |  |  | 0 | 0 | 0 | 0 | 0 | 0 | 0 | 0 | 0 | 5 | 2 | 1 | 1 | [13 empty] | 1 | 1 | 3 | 2 | 2 | 1 | 1 |  | 0
PG&E GBA | Standard Oil | 115 | LDES |  |  | 0 | 0 | 0 | 0 | 0 | 0 | 0 | 0 | 0 | 5 | 2 | 1 | 1 | [13 empty] | 2 | 1 | 1 | 1 | 2 | 1 | 1 |  | 0
PG&E GBA | Stanislaus | 115 | LDES |  |  | 0 | 0 | 0 | 0 | 0 | 0 | 0 | 0 | 0 | 5 | 2 | 1 | 1 | [13 empty] | 2 | 1 | 4 | 1 | 3 | 1 | 1 |  | 0
PG&E KERN | Stockdale | 115 | LDES |  |  | 0 | 0 | 0 | 0 | 0 | 0 | 0 | 0 | 0 | 1 | 1 | 1 | 1 | [13 empty] | 1 | 1 | 2 | 1 | 2 | 1 | 1 |  | 0
PG&E KERN | Stockdale | 230 | LDES |  |  | 0 | 0 | 0 | 0 | 0 | 0 | 0 | 0 | 0 | 1 | 1 | 1 | 1 | [13 empty] | 1 | 1 | 2 | 1 | 2 | 1 | 1 |  | 0
PG&E GBA | Stockton A | 115 | LDES |  |  | 0 | 0 | 0 | 0 | 0 | 0 | 0 | 0 | 0 | 5 | 2 | 1 | 1 | [13 empty] | 1 | 1 | 3 | 2 | 1 | 1 | 1 |  | 0
PG&E GBA | Stone | 115 | LDES |  |  | 0 | 0 | 0 | 0 | 0 | 0 | 0 | 0 | 0 | 1 | 1 | 1 | 1 | [13 empty] | 2 | 1 | 3 | 2 | 2 | 1 | 1 |  | 0
PG&E FRESNO | Storey | 230 | LDES |  |  | 0 | 0 | 0 | 0 | 0 | 0 | 0 | 0 | 0 | 5 | 2 | 5 | 2 | [13 empty] | 1 | 1 | 4 | 2 | 1 | 1 | 1 |  | 0
PG&E NGBA | Summit | 115 | LDES |  |  | 0 | 0 | 0 | 0 | 0 | 0 | 0 | 0 | 0 | 5 | 2 | 1 | 1 | [13 empty] | 2 | 1 | 4 | 2 | 3 | 1 | 1 |  | 0
SDGE | Suncrest | 230 | LDES |  |  | 0 | 0 | 0 | 0 | 0 | 0 | 0 | 0 | 0 | 1 | 1 | 1 | 1 | [13 empty] | 2 | 1 | 4 | 1 | 3 | 1 | 1 |  | 0
SDGE | Suncrest | 500 | LDES |  |  | 0 | 0 | 0 | 0 | 0 | 0 | 0 | 0 | 0 | 1 | 1 | 1 | 1 | [13 empty] | 2 | 1 | 4 | 1 | 3 | 1 | 1 |  | 0
PG&E KERN | Sunrise | 230 | LDES |  |  | 0 | 0 | 0 | 0 | 0 | 0 | 0 | 0 | 0 | 1 | 1 | 1 | 1 | [13 empty] | 1 | 1 | 1 | 1 | 1 | 1 | 1 |  | 0
PG&E KERN | Sunset | 230 | LDES |  |  | 0 | 0 | 0 | 0 | 0 | 0 | 0 | 0 | 0 | 1 | 1 | 1 | 1 | [13 empty] | 1 | 1 | 1 | 1 | 1 | 1 | 1 |  | 0
PG&E GBA | Swift | 115 | LDES |  |  | 0 | 0 | 0 | 0 | 0 | 0 | 0 | 0 | 0 | 1 | 1 | 1 | 1 | [13 empty] | 2 | 1 | 2 | 2 | 2 | 1 | 1 |  | 0
SDGE | Sycamore Canyon | 138 | LDES |  |  | 0 | 0 | 0 | 0 | 0 | 0 | 0 | 0 | 0 | 5 | 5 | 1 | 1 | [13 empty] | 2 | 1 | 4 | 1 | 3 | 1 | 1 |  | 0
SDGE | Sycamore Canyon | 230 | LDES |  | Mapped as PSH | 409.2 | 0 | 409.2 | 0 | 0 | 0 | 409.2 | 0 | 409.2 | 1 | 1 | 1 | 1 |  |  | See 'LandEnv_PSH' tab for PSH potential impacts analysis | [10 empty] | 2 | 1 | 4 | 1 | 3 | 3- | 1 |  | 1
SDGE | Sycamore Canyon | 69 | LDES |  |  | 0 | 0 | 0 | 0 | 0 | 0 | 0 | 0 | 0 | 1 | 1 | 1 | 1 | [13 empty] | 2 | 1 | 4 | 1 | 3 | 1 | 1 |  | 0
SCE Northern | Sylmar | 230 | LDES |  |  | 0 | 0 | 0 | 0 | 0 | 0 | 0 | 0 | 0 | 5 | 5 | 1 | 1 | [13 empty] | 1 | 1 | 2 | 1 | 1 | 1 | 1 |  | 0
PG&E NGBA | Table Mountain | 115 | LDES |  |  | 0 | 0 | 0 | 0 | 0 | 0 | 0 | 0 | 0 | 5 | 2 | 1 | 1 | [13 empty] | 2 | 1 | 3 | 2 | 1 | 1 | 1 |  | 0
PG&E NGBA | Table Mountain | 230 | LDES |  |  | 0 | 0 | 0 | 0 | 0 | 0 | 0 | 0 | 0 | 5 | 2 | 1 | 1 | [13 empty] | 2 | 1 | 3 | 2 | 1 | 1 | 1 |  | 0
PG&E NGBA | Table Mountain | 500 | LDES |  |  | 0 | 0 | 0 | 0 | 0 | 0 | 0 | 0 | 0 | 5 | 2 | 1 | 1 | [13 empty] | 2 | 1 | 3 | 2 | 1 | 1 | 1 |  | 0
PG&E NGBA | Table Mountain | 60 | LDES |  |  | 0 | 0 | 0 | 0 | 0 | 0 | 0 | 0 | 0 | 5 | 2 | 1 | 1 | [13 empty] | 2 | 1 | 3 | 2 | 1 | 1 | 1 |  | 0
PG&E KERN | Taft | 115 | LDES |  |  | 0 | 0 | 0 | 0 | 0 | 0 | 0 | 0 | 0 | 1 | 1 | 1 | 1 | [13 empty] | 1 | 1 | 2 | 1 | 2 | 1 | 1 |  | 0
SDGE | Talega | 138 | LDES |  |  | 0 | 0 | 0 | 0 | 0 | 0 | 0 | 0 | 0 | 1 | 1 | 1 | 1 | [13 empty] | 2 | 1 | 3 | 1 | 3 | 1 | 1 |  | 0
SDGE | Talega | 230 | LDES |  |  | 0 | 0 | 0 | 0 | 0 | 0 | 0 | 0 | 0 | 1 | 1 | 1 | 1 | [13 empty] | 2 | 1 | 3 | 1 | 3 | 1 | 1 |  | 0
PG&E GBA | Tassajara | 230 | LDES |  |  | 0 | 0 | 0 | 0 | 0 | 0 | 0 | 0 | 0 | 5 | 2 | 1 | 1 | [13 empty] | 2 | 1 | 3 | 1 | 3 | 1 | 1 |  | 0
PG&E KERN | Tejon | 70 | LDES |  |  | 0 | 0 | 0 | 0 | 0 | 0 | 0 | 0 | 0 | 1 | 1 | 1 | 1 | [13 empty] | 1 | 1 | 3 | 1 | 1 | 1 | 1 |  | 0
SDGE | Telegraph Canyon | 138 | LDES |  |  | 0 | 0 | 0 | 0 | 0 | 0 | 0 | 0 | 0 | 1 | 1 | 1 | 1 | [13 empty] | 2 | 1 | 2 | 1 | 2 | 1 | 1 |  | 0
PG&E KERN | Temblor | 115 | LDES |  |  | 0 | 0 | 0 | 0 | 0 | 0 | 0 | 0 | 0 | 1 | 1 | 1 | 1 | [13 empty] | 1 | 1 | 2 | 1 | 1 | 1 | 1 |  | 0
PG&E KERN | Templeton | 230 | LDES |  |  | 0 | 0 | 0 | 0 | 0 | 0 | 0 | 0 | 0 | 1 | 1 | 1 | 1 | [13 empty] | 2 | 2 | 4 | 2 | 3 | 1 | 1 |  | 0
PG&E KERN | Templeton | 70 | LDES |  |  | 0 | 0 | 0 | 0 | 0 | 0 | 0 | 0 | 0 | 1 | 1 | 1 | 1 | [13 empty] | 2 | 2 | 4 | 2 | 3 | 1 | 1 |  | 0
PG&E GBA | Tesla | 115 | LDES |  |  | 0 | 0 | 0 | 0 | 0 | 0 | 0 | 0 | 0 | 1 | 1 | 1 | 1 | [13 empty] | 2 | 1 | 2 | 1 | 2 | 1 | 1 |  | 0
PG&E GBA | Tesla | 230 | LDES |  |  | 0 | 0 | 0 | 0 | 0 | 0 | 0 | 0 | 0 | 5 | 2 | 1 | 1 | [13 empty] | 2 | 1 | 2 | 1 | 2 | 1 | 1 |  | 0
PG&E GBA | Tesla | 500 | LDES |  |  | 0 | 0 | 0 | 0 | 0 | 0 | 0 | 0 | 0 | 1 | 1 | 1 | 1 | [13 empty] | 2 | 1 | 2 | 1 | 2 | 1 | 1 |  | 0
PG&E KERN | Tevis | 115 | LDES |  |  | 0 | 0 | 0 | 0 | 0 | 0 | 0 | 0 | 0 | 1 | 1 | 1 | 1 | [13 empty] | 1 | 1 | 2 | 1 | 2 | 1 | 1 |  | 0
EOP | Thousandaire | 138 | LDES |  |  | 0 | 0 | 0 | 0 | 0 | 0 | 0 | 0 | 0 | 5 | 5 | 1 | 1 | [13 empty] | 2 | 2 | 4 | 1 | 3 | 1 | 1 |  | 0
PG&E KERN | Topaz | 230 | LDES |  |  | 0 | 0 | 0 | 0 | 0 | 0 | 0 | 0 | 0 | 1 | 1 | 1 | 1 | [13 empty] | 1 | 1 | 3 | 1 | 2 | 1 | 1 |  | 0
SCE NOL | Tortilla | 115 | LDES |  |  | 0 | 0 | 0 | 0 | 0 | 0 | 0 | 0 | 0 | 3 | 3 | 1 | 1 | [13 empty] | 2 | 1 | 4 | 1 | 2 | 1 | 1 |  | 0
SDGE | Trabuco | 138 | LDES |  |  | 0 | 0 | 0 | 0 | 0 | 0 | 0 | 0 | 0 | 1 | 1 | 1 | 1 | [13 empty] | 1 | 1 | 1 | 1 | 2 | 1 | 1 |  | 0
PG&E GBA | Tracy | 115 | LDES |  |  | 0 | 0 | 0 | 0 | 0 | 0 | 0 | 0 | 0 | 5 | 2 | 1 | 1 | [13 empty] | 2 | 1 | 3 | 1 | 2 | 1 | 1 |  | 0
PG&E FRESNO | Tranquility | 230 | LDES |  |  | 0 | 0 | 0 | 0 | 0 | 0 | 0 | 0 | 0 | 5 | 2 | 1 | 1 | [13 empty] | 1 | 1 | 4 | 2 | 1 | 1 | 1 |  | 0
PG&E GBA | Trimble | 115 | LDES |  |  | 0 | 0 | 0 | 0 | 0 | 0 | 0 | 0 | 0 | 1 | 1 | 1 | 1 | [13 empty] | 2 | 1 | 3 | 2 | 2 | 1 | 1 |  | 0
EOP | Trout Canyon | 230 | LDES |  |  | 0 | 0 | 0 | 0 | 0 | 0 | 0 | 0 | 0 | 5 | 5 | 1 | 1 | [13 empty] | 2 | 2 | 4 | 1 | 3 | 1 | 1 |  | 0
EOP | Trout Canyon | 500 | LDES |  |  | 0 | 0 | 0 | 0 | 0 | 0 | 0 | 0 | 0 | 5 | 5 | 1 | 1 | [13 empty] | 2 | 2 | 4 | 1 | 3 | 1 | 1 |  | 0
PG&E NGBA | Tulucay | 230 | LDES |  |  | 0 | 0 | 0 | 0 | 0 | 0 | 0 | 0 | 0 | 5 | 5 | 1 | 1 | [13 empty] | 2 | 1 | 3 | 2 | 3 | 1 | 1 |  | 0
PG&E NGBA | Tulucay | 60 | LDES |  |  | 0 | 0 | 0 | 0 | 0 | 0 | 0 | 0 | 0 | 5 | 5 | 1 | 1 | [13 empty] | 2 | 1 | 3 | 2 | 3 | 1 | 1 |  | 0
PG&E KERN | Tupman | 115 | LDES |  |  | 0 | 0 | 0 | 0 | 0 | 0 | 0 | 0 | 0 | 1 | 1 | 1 | 1 | [13 empty] | 1 | 1 | 2 | 1 | 1 | 1 | 1 |  | 0
PG&E NGBA | Ukiah | 115 | LDES |  |  | 0 | 0 | 0 | 0 | 0 | 0 | 0 | 0 | 0 | 5 | 5 | 1 | 1 | [13 empty] | 2 | 2 | 4 | 2 | 3 | 1 | 1 |  | 0
PG&E KERN | Union (Estrella) | 70 | LDES |  |  | 0 | 0 | 0 | 0 | 0 | 0 | 0 | 0 | 0 | 1 | 1 | 1 | 1 | [13 empty] | 2 | 2 | 4 | 2 | 3 | 1 | 1 |  | 0
PG&E NGBA | Vaca Dixon | 115 | LDES |  |  | 0 | 0 | 0 | 0 | 0 | 0 | 0 | 0 | 0 | 5 | 5 | 1 | 1 | [13 empty] | 2 | 1 | 1 | 1 | 3 | 1 | 1 |  | 0
PG&E NGBA | Vaca Dixon | 230 | LDES |  |  | 0 | 0 | 0 | 0 | 0 | 0 | 0 | 0 | 0 | 5 | 5 | 1 | 1 | [13 empty] | 2 | 1 | 1 | 1 | 3 | 1 | 1 |  | 0
PG&E NGBA | Vaca Dixon | 500 | LDES |  |  | 0 | 0 | 0 | 0 | 0 | 0 | 0 | 0 | 0 | 5 | 5 | 1 | 1 | [13 empty] | 2 | 1 | 1 | 1 | 3 | 1 | 1 |  | 0
PG&E NGBA | Vaca Dixon | 60 | LDES |  |  | 0 | 0 | 0 | 0 | 0 | 0 | 0 | 0 | 0 | 5 | 5 | 1 | 1 | [13 empty] | 2 | 1 | 1 | 1 | 3 | 1 | 1 |  | 0
SCE Eastern | Valley (SCE) | 500 | LDES |  |  | 0 | 0 | 0 | 0 | 0 | 0 | 0 | 0 | 0 | 1 | 1 | 1 | 1 | [13 empty] | 1 | 1 | 2 | 1 | 2 | 1 | 1 |  | 0
EOP | Valley (VEA) | 138 | LDES |  |  | 0 | 0 | 0 | 0 | 0 | 0 | 0 | 0 | 0 | 5 | 5 | 1 | 1 | [13 empty] | 2 | 2 | 4 | 1 | 3 | 1 | 1 |  | 0
SDGE | Valley Center | 69 | LDES |  |  | 0 | 0 | 0 | 0 | 0 | 0 | 0 | 0 | 0 | 1 | 1 | 1 | 1 | [13 empty] | 2 | 1 | 4 | 1 | 3 | 1 | 1 |  | 0
PG&E GBA | Valley Home | 115 | LDES |  |  | 0 | 0 | 0 | 0 | 0 | 0 | 0 | 0 | 0 | 5 | 2 | 1 | 1 | [13 empty] | 1 | 1 | 4 | 2 | 1 | 1 | 1 |  | 0
PG&E GBA | Valley Springs | 230 | LDES |  |  | 0 | 0 | 0 | 0 | 0 | 0 | 0 | 0 | 0 | 5 | 2 | 1 | 1 | [13 empty] | 2 | 1 | 4 | 1 | 3 | 1 | 1 |  | 0
PG&E GBA | Valley Springs | 60 | LDES |  |  | 0 | 0 | 0 | 0 | 0 | 0 | 0 | 0 | 0 | 5 | 2 | 1 | 1 | [13 empty] | 2 | 1 | 4 | 1 | 3 | 1 | 1 |  | 0
EOP | Valley Switch | 138 | LDES |  |  | 0 | 0 | 0 | 0 | 0 | 0 | 0 | 0 | 0 | 5 | 5 | 1 | 1 | [13 empty] | 2 | 2 | 4 | 1 | 3 | 1 | 1 |  | 0
EOP | Valley Switch | 230 | LDES |  |  | 0 | 0 | 0 | 0 | 0 | 0 | 0 | 0 | 0 | 5 | 5 | 1 | 1 | [13 empty] | 2 | 2 | 4 | 1 | 3 | 1 | 1 |  | 0
PG&E GBA | Vasco | 230 | LDES |  |  | 0 | 0 | 0 | 0 | 0 | 0 | 0 | 0 | 0 | 5 | 5 | 1 | 1 | [13 empty] | 2 | 1 | 3 | 1 | 3 | 1 | 1 |  | 0
PG&E GBA | Vasona | 230 | LDES |  |  | 0 | 0 | 0 | 0 | 0 | 0 | 0 | 0 | 0 | 1 | 1 | 1 | 1 | [13 empty] | 2 | 1 | 4 | 2 | 3 | 1 | 1 |  | 0
SCE Northern | Vestal | 230 | LDES |  |  | 0 | 0 | 0 | 0 | 0 | 0 | 0 | 0 | 0 | 1 | 1 | 1 | 1 | [13 empty] | 1 | 1 | 4 | 1 | 1 | 1 | 1 |  | 0
SCE Northern | Vestal | 66 | LDES |  |  | 0 | 0 | 0 | 0 | 0 | 0 | 0 | 0 | 0 | 1 | 1 | 1 | 1 | [13 empty] | 1 | 1 | 4 | 1 | 1 | 1 | 1 |  | 0
SCE NOL | Victor | 115 | LDES |  |  | 0 | 0 | 0 | 0 | 0 | 0 | 0 | 0 | 0 | 1 | 1 | 1 | 1 | [13 empty] | 2 | 1 | 3 | 1 | 2 | 1 | 1 |  | 0
SCE NOL | Victor | 230 | LDES |  |  | 0 | 0 | 0 | 0 | 0 | 0 | 0 | 0 | 0 | 1 | 1 | 1 | 1 | [13 empty] | 2 | 1 | 3 | 1 | 2 | 1 | 1 |  | 0
SCE Metro | Viejo | 230 | LDES |  |  | 0 | 0 | 0 | 0 | 0 | 0 | 0 | 0 | 0 | 1 | 1 | 1 | 1 | [13 empty] | 1 | 1 | 3 | 1 | 2 | 1 | 1 |  | 0
PG&E GBA | Vierra | 115 | LDES |  |  | 0 | 0 | 0 | 0 | 0 | 0 | 0 | 0 | 0 | 5 | 2 | 1 | 1 | [13 empty] | 1 | 1 | 1 | 2 | 1 | 1 | 1 |  | 0
SCE Metro | Villa Park | 230 | LDES |  |  | 0 | 0 | 0 | 0 | 0 | 0 | 0 | 0 | 0 | 1 | 1 | 1 | 1 | [13 empty] | 1 | 1 | 2 | 1 | 2 | 1 | 1 |  | 0
SCE Northern | Vincent | 230 | LDES |  |  | 0 | 0 | 0 | 0 | 0 | 0 | 0 | 0 | 0 | 1 | 1 | 1 | 1 | [13 empty] | 2 | 1 | 4 | 1 | 3 | 1 | 1 |  | 0
SCE Northern | Vincent | 500 | LDES |  |  | 0 | 0 | 0 | 0 | 0 | 0 | 0 | 0 | 0 | 1 | 1 | 1 | 1 | [13 empty] | 2 | 1 | 4 | 1 | 3 | 1 | 1 |  | 0
PG&E GBA | Vineyard | 230 | LDES |  |  | 0 | 0 | 0 | 0 | 0 | 0 | 0 | 0 | 0 | 5 | 5 | 1 | 1 | [13 empty] | 2 | 1 | 2 | 1 | 3 | 1 | 1 |  | 0
SDGE | Vineyard | 69 | LDES |  |  | 0 | 0 | 0 | 0 | 0 | 0 | 0 | 0 | 0 | 1 | 1 | 1 | 1 | [13 empty] | 2 | 1 | 2 | 1 | 3 | 1 | 1 |  | 0
SCE Eastern | Vista (SCE) | 230 | LDES |  |  | 0 | 0 | 0 | 0 | 0 | 0 | 0 | 0 | 0 | 1 | 1 | 1 | 1 | [13 empty] | 1 | 1 | 2 | 1 | 1 | 1 | 1 |  | 0
EOP | Vista (VEA) | 138 | LDES |  |  | 0 | 0 | 0 | 0 | 0 | 0 | 0 | 0 | 0 | 5 | 5 | 1 | 1 | [13 empty] | 2 | 2 | 4 | 1 | 3 | 1 | 1 |  | 0
EOP | Vista (VEA) | 230 | LDES |  |  | 0 | 0 | 0 | 0 | 0 | 0 | 0 | 0 | 0 | 5 | 5 | 1 | 1 | [13 empty] | 2 | 2 | 4 | 1 | 3 | 1 | 1 |  | 0
PG&E FRESNO | Wahtoke | 115 | LDES |  |  | 0 | 0 | 0 | 0 | 0 | 0 | 0 | 0 | 0 | 5 | 2 | 5 | 2 | [13 empty] | 1 | 1 | 3 | 2 | 1 | 1 | 1 |  | 0
SCE Northern | Wakefield | 66 | LDES |  |  | 0 | 0 | 0 | 0 | 0 | 0 | 0 | 0 | 0 | 5 | 5 | 1 | 1 | [13 empty] | 2 | 1 | 4 | 1 | 3 | 1 | 1 |  | 0
SCE Metro | Walnut | 230 | LDES |  |  | 0 | 0 | 0 | 0 | 0 | 0 | 0 | 0 | 0 | 1 | 1 | 1 | 1 | [13 empty] | 1 | 1 | 1 | 1 | 1 | 1 | 1 |  | 0
SCE Northern | Warne | 230 | LDES |  |  | 0 | 0 | 0 | 0 | 0 | 0 | 0 | 0 | 0 | 5 | 5 | 1 | 1 | [13 empty] | 1 | 1 | 4 | 1 | 3 | 1 | 1 |  | 0
PG&E GBA | Warnerville | 230 | LDES |  |  | 0 | 0 | 0 | 0 | 0 | 0 | 0 | 0 | 0 | 5 | 2 | 1 | 1 | [13 empty] | 1 | 1 | 3 | 2 | 2 | 1 | 1 |  | 0
PG&E FRESNO | Waukena | 115 | LDES |  |  | 0 | 0 | 0 | 0 | 0 | 0 | 0 | 0 | 0 | 5 | 2 | 5 | 2 | [13 empty] | 1 | 1 | 4 | 2 | 1 | 1 | 1 |  | 0
PG&E GBA | Weber | 230 | LDES |  |  | 0 | 0 | 0 | 0 | 0 | 0 | 0 | 0 | 0 | 5 | 2 | 1 | 1 | [13 empty] | 1 | 1 | 3 | 2 | 1 | 1 | 1 |  | 0
PG&E GBA | Weber | 60 | LDES |  |  | 0 | 0 | 0 | 0 | 0 | 0 | 0 | 0 | 0 | 5 | 2 | 1 | 1 | [13 empty] | 1 | 1 | 3 | 2 | 1 | 1 | 1 |  | 0
PG&E FRESNO | West Fresno | 115 | LDES |  |  | 0 | 0 | 0 | 0 | 0 | 0 | 0 | 0 | 0 | 5 | 2 | 1 | 1 | [13 empty] | 1 | 1 | 2 | 2 | 1 | 1 | 1 |  | 0
PG&E FRESNO | Westley | 230 | LDES |  |  | 0 | 0 | 0 | 0 | 0 | 0 | 0 | 0 | 0 | 1 | 1 | 1 | 1 | [13 empty] | 1 | 1 | 4 | 2 | 1 | 1 | 1 |  | 0
PG&E KERN | Westpark | 115 | LDES |  |  | 0 | 0 | 0 | 0 | 0 | 0 | 0 | 0 | 0 | 1 | 1 | 1 | 1 | [13 empty] | 1 | 1 | 3 | 1 | 1 | 1 | 1 |  | 0
PG&E KERN | Wheeler Ridge | 230 | LDES |  |  | 0 | 0 | 0 | 0 | 0 | 0 | 0 | 0 | 0 | 1 | 1 | 1 | 1 | [13 empty] | 1 | 1 | 4 | 1 | 1 | 1 | 1 |  | 0
PG&E KERN | Wheeler Ridge | 115 | LDES |  |  | 0 | 0 | 0 | 0 | 0 | 0 | 0 | 0 | 0 | 1 | 1 | 1 | 1 | [13 empty] | 1 | 1 | 4 | 1 | 1 | 1 | 1 |  | 0
PG&E KERN | Wheeler Ridge | 70 | LDES |  |  | 0 | 0 | 0 | 0 | 0 | 0 | 0 | 0 | 0 | 1 | 1 | 1 | 1 | [13 empty] | 1 | 1 | 4 | 1 | 1 | 1 | 1 |  | 0
SCE Northern | Whirlwind | 230 | LDES |  | Mapped as A-CAES | 400 | 0 | 400 | 200 | 0 | 200 | 200 | 0 | 200 | 1 | 1 | 1 | 1 | [13 empty] | 2 | 1 | 4 | 1 | 3 | 4+ | 3 |  | 1
SCE Northern | Whirlwind | 500 | LDES |  |  | 0 | 0 | 0 | 0 | 0 | 0 | 0 | 0 | 0 | 1 | 1 | 1 | 1 | [13 empty] | 2 | 1 | 4 | 1 | 3 | 1 | 1 |  | 0
PG&E GBA | Whisman | 115 | LDES |  |  | 0 | 0 | 0 | 0 | 0 | 0 | 0 | 0 | 0 | 1 | 1 | 1 | 1 | [13 empty] | 2 | 1 | 2 | 2 | 2 | 1 | 1 |  | 0
SCE Eastern | Wildlife | 230 | LDES |  |  | 0 | 0 | 0 | 0 | 0 | 0 | 0 | 0 | 0 | 1 | 1 | 1 | 1 | [13 empty] | 1 | 1 | 1 | 1 | 1 | 1 | 1 |  | 0
PG&E FRESNO | Wilson | 115 | LDES |  |  | 0 | 0 | 0 | 0 | 0 | 0 | 0 | 0 | 0 | 5 | 2 | 1 | 1 | [13 empty] | 1 | 1 | 4 | 2 | 1 | 1 | 1 |  | 0
PG&E FRESNO | Wilson | 230 | LDES |  |  | 0 | 0 | 0 | 0 | 0 | 0 | 0 | 0 | 0 | 5 | 2 | 5 | 2 | [13 empty] | 1 | 1 | 4 | 2 | 1 | 1 | 1 |  | 0
SCE Northern | Windhub | 230 | LDES |  |  | 0 | 0 | 0 | 0 | 0 | 0 | 0 | 0 | 0 | 1 | 1 | 1 | 1 | [13 empty] | 2 | 1 | 4 | 1 | 2 | 1+ | 1 |  | 1
SCE Northern | Windhub | 500 | LDES |  |  | 0 | 0 | 0 | 0 | 0 | 0 | 0 | 0 | 0 | 1 | 1 | 1 | 1 | [13 empty] | 2 | 1 | 4 | 1 | 2 | 1 | 1 |  | 0
PG&E GBA | Windmaster | 230 | LDES |  |  | 0 | 0 | 0 | 0 | 0 | 0 | 0 | 0 | 0 | 5 | 2 | 1 | 1 | [13 empty] | 2 | 1 | 2 | 1 | 2 | 1 | 1 |  | 0
PG&E NGBA | Windsor | 60 | LDES |  |  | 0 | 0 | 0 | 0 | 0 | 0 | 0 | 0 | 0 | 5 | 5 | 1 | 1 | [13 empty] | 1 | 1 | 2 | 1 | 2 | 1 | 1 |  | 0
PG&E NGBA | Woodland | 115 | LDES |  |  | 0 | 0 | 0 | 0 | 0 | 0 | 0 | 0 | 0 | 5 | 2 | 1 | 1 | [13 empty] | 2 | 1 | 4 | 2 | 3 | 1 | 1 |  | 0
PG&E FRESNO | Woodward | 115 | LDES |  |  | 0 | 0 | 0 | 0 | 0 | 0 | 0 | 0 | 0 | 5 | 2 | 5 | 2 | [13 empty] | 1 | 1 | 2 | 2 | 2 | 1 | 1 |  | 0
PG&E NGBA | Wyandotte | 115 | LDES |  |  | 0 | 0 | 0 | 0 | 0 | 0 | 0 | 0 | 0 | 5 | 2 | 1 | 1 | [13 empty] | 2 | 1 | 2 | 2 | 2 | 1 | 1 |  | 0
PG&E KERN | 7th Standard | 115 | OOS_Wind |  |  | 0 | 0 | 0 | 0 | 0 | 0 | 0 | 0 | 0 | 1 | 1 | 1 | 1 | [18 empty] | 1 | 1 |  | 0
SCE Metro | Alamitos | 230 | OOS_Wind |  |  | 0 | 0 | 0 | 0 | 0 | 0 | 0 | 0 | 0 | 1 | 1 | 1 | 1 | [18 empty] | 1 | 1 |  | 0
SCE Eastern | Alberhill | 115 | OOS_Wind |  |  | 0 | 0 | 0 | 0 | 0 | 0 | 0 | 0 | 0 | 1 | 1 | 1 | 1 | [18 empty] | 1 | 1 |  | 0
SCE Eastern | Alberhill | 500 | OOS_Wind |  |  | 0 | 0 | 0 | 0 | 0 | 0 | 0 | 0 | 0 | 1 | 1 | 1 | 1 | [18 empty] | 1 | 1 |  | 0
PG&E GBA | Alhambra | 115 | OOS_Wind |  |  | 0 | 0 | 0 | 0 | 0 | 0 | 0 | 0 | 0 | 5 | 2 | 1 | 1 | [18 empty] | 1 | 1 |  | 0
PG&E FRESNO | Alpaugh | 115 | OOS_Wind |  |  | 0 | 0 | 0 | 0 | 0 | 0 | 0 | 0 | 0 | 1 | 1 | 1 | 1 | [18 empty] | 1 | 1 |  | 0
PG&E GBA | Altamont Midway (Sandhill) | 230 | OOS_Wind |  |  | 0 | 0 | 0 | 0 | 0 | 0 | 0 | 0 | 0 | 5 | 2 | 1 | 1 | [18 empty] | 1 | 1 |  | 0
SCE Northern | Antelope | 230 | OOS_Wind |  |  | 0 | 0 | 0 | 0 | 0 | 0 | 0 | 0 | 0 | 1 | 1 | 1 | 1 | [18 empty] | 1 | 1 |  | 0
SCE Northern | Antelope | 500 | OOS_Wind |  |  | 0 | 0 | 0 | 0 | 0 | 0 | 0 | 0 | 0 | 1 | 1 | 1 | 1 | [18 empty] | 1 | 1 |  | 0
PG&E KERN | Arco | 230 | OOS_Wind |  |  | 0 | 0 | 0 | 0 | 0 | 0 | 0 | 0 | 0 | 1 | 1 | 1 | 1 | [18 empty] | 1 | 1 |  | 0
SCE Metro | ArcoGen | 230 | OOS_Wind |  |  | 0 | 0 | 0 | 0 | 0 | 0 | 0 | 0 | 0 | 1 | 1 | 1 | 1 | [18 empty] | 1 | 1 |  | 0
SDGE | Artesian | 230 | OOS_Wind |  |  | 0 | 0 | 0 | 0 | 0 | 0 | 0 | 0 | 0 | 1 | 1 | 1 | 1 | [18 empty] | 1 | 1 |  | 0
PG&E FRESNO | Ashlan | 230 | OOS_Wind |  |  | 0 | 0 | 0 | 0 | 0 | 0 | 0 | 0 | 0 | 5 | 2 | 5 | 2 | [18 empty] | 1 | 1 |  | 0
PG&E NGBA | Atlantic | 115 | OOS_Wind |  |  | 0 | 0 | 0 | 0 | 0 | 0 | 0 | 0 | 0 | 5 | 2 | 1 | 1 | [18 empty] | 1 | 1 |  | 0
PG&E NGBA | Atlantic | 230 | OOS_Wind |  |  | 0 | 0 | 0 | 0 | 0 | 0 | 0 | 0 | 0 | 5 | 2 | 1 | 1 | [18 empty] | 1 | 1 |  | 0
PG&E FRESNO | Atwater | 115 | OOS_Wind |  |  | 0 | 0 | 0 | 0 | 0 | 0 | 0 | 0 | 0 | 5 | 2 | 5 | 2 | [18 empty] | 1 | 1 |  | 0
PG&E GBA | Avena | 115 | OOS_Wind |  |  | 0 | 0 | 0 | 0 | 0 | 0 | 0 | 0 | 0 | 5 | 2 | 1 | 1 | [18 empty] | 1 | 1 |  | 0
PG&E NGBA | Bahia | 230 | OOS_Wind |  |  | 0 | 0 | 0 | 0 | 0 | 0 | 0 | 0 | 0 | 5 | 5 | 1 | 1 | [18 empty] | 1 | 1 |  | 0
SCE Northern | Bailey | 230 | OOS_Wind |  |  | 0 | 0 | 0 | 0 | 0 | 0 | 0 | 0 | 0 | 5 | 5 | 1 | 1 | [18 empty] | 1 | 1 |  | 0
SCE NOL | Baker | 115 | OOS_Wind |  |  | 0 | 0 | 0 | 0 | 0 | 0 | 0 | 0 | 0 | 3 | 3 | 1 | 1 | [18 empty] | 1 | 1 |  | 0
PG&E KERN | Bakersfield | 230 | OOS_Wind |  |  | 0 | 0 | 0 | 0 | 0 | 0 | 0 | 0 | 0 | 1 | 1 | 1 | 1 | [18 empty] | 1 | 1 |  | 0
PG&E FRESNO | Balch | 230 | OOS_Wind |  |  | 0 | 0 | 0 | 0 | 0 | 0 | 0 | 0 | 0 | 5 | 2 | 1 | 1 | [18 empty] | 1 | 1 |  | 0
SCE Eastern | Bannister | 230 | OOS_Wind |  |  | 0 | 0 | 0 | 0 | 0 | 0 | 0 | 0 | 0 | 5 | 5 | 3 | 3 | [18 empty] | 1 | 1 |  | 0
SCE Metro | Barre | 230 | OOS_Wind |  |  | 0 | 0 | 0 | 0 | 0 | 0 | 0 | 0 | 0 | 1 | 1 | 1 | 1 | [18 empty] | 1 | 1 |  | 0
SDGE | Bay Boulevard | 230 | OOS_Wind |  |  | 0 | 0 | 0 | 0 | 0 | 0 | 0 | 0 | 0 | 1 | 1 | 1 | 1 | [18 empty] | 1 | 1 |  | 0
EOP | Beatty | 138 | OOS_Wind |  |  | 0 | 0 | 0 | 0 | 0 | 0 | 0 | 0 | 0 | 5 | 5 | 1 | 1 | [18 empty] | 1 | 1 |  | 0
EOP | Beatty | 230 | OOS_Wind |  |  | 0 | 0 | 0 | 0 | 0 | 0 | 0 | 0 | 0 | 5 | 5 | 1 | 1 | [18 empty] | 1 | 1 |  | 0
PG&E NGBA | Belden | 230 | OOS_Wind |  |  | 0 | 0 | 0 | 0 | 0 | 0 | 0 | 0 | 0 | 5 | 2 | 1 | 1 | [18 empty] | 1 | 1 |  | 0
PG&E NGBA | Bell | 115 | OOS_Wind |  |  | 0 | 0 | 0 | 0 | 0 | 0 | 0 | 0 | 0 | 5 | 2 | 1 | 1 | [18 empty] | 1 | 1 |  | 0
PG&E NGBA | Bellevue | 115 | OOS_Wind |  |  | 0 | 0 | 0 | 0 | 0 | 0 | 0 | 0 | 0 | 5 | 5 | 1 | 1 | [18 empty] | 1 | 1 |  | 0
PG&E GBA | Bellota | 115 | OOS_Wind |  |  | 0 | 0 | 0 | 0 | 0 | 0 | 0 | 0 | 0 | 5 | 2 | 1 | 1 | [18 empty] | 1 | 1 |  | 0
PG&E GBA | Bellota | 230 | OOS_Wind |  |  | 0 | 0 | 0 | 0 | 0 | 0 | 0 | 0 | 0 | 5 | 2 | 1 | 1 | [18 empty] | 1 | 1 |  | 0
SCE Northern | Big Creek | 230 | OOS_Wind |  |  | 0 | 0 | 0 | 0 | 0 | 0 | 0 | 0 | 0 | 1 | 1 | 1 | 1 | [18 empty] | 1 | 1 |  | 0
PG&E GBA | Birds Landing | 230 | OOS_Wind |  |  | 0 | 0 | 0 | 0 | 0 | 0 | 0 | 0 | 0 | 5 | 5 | 1 | 1 | [18 empty] | 1 | 1 |  | 0
SCE Eastern | Blythe | 161 | OOS_Wind |  |  | 0 | 0 | 0 | 0 | 0 | 0 | 0 | 0 | 0 | 5 | 5 | 3 | 3 | [18 empty] | 1 | 1 |  | 0
PG&E NGBA | Bogue | 115 | OOS_Wind |  |  | 0 | 0 | 0 | 0 | 0 | 0 | 0 | 0 | 0 | 5 | 2 | 1 | 1 | [18 empty] | 1 | 1 |  | 0
PG&E FRESNO | Borden | 230 | OOS_Wind |  |  | 0 | 0 | 0 | 0 | 0 | 0 | 0 | 0 | 0 | 5 | 2 | 5 | 2 | [18 empty] | 1 | 1 |  | 0
SDGE | Boulevard East | 138 | OOS_Wind |  |  | 0 | 0 | 0 | 0 | 0 | 0 | 0 | 0 | 0 | 1 | 1 | 1 | 1 | [18 empty] | 1 | 1 |  | 0
PG&E GBA | Brentwood | 230 | OOS_Wind |  |  | 0 | 0 | 0 | 0 | 0 | 0 | 0 | 0 | 0 | 5 | 2 | 1 | 1 | [18 empty] | 1 | 1 |  | 0
PG&E NGBA | Bridgeville | 115 | OOS_Wind |  |  | 0 | 0 | 0 | 0 | 0 | 0 | 0 | 0 | 0 | 5 | 2 | 1 | 1 | [18 empty] | 1 | 1 |  | 0
PG&E NGBA | Brighton | 115 | OOS_Wind |  |  | 0 | 0 | 0 | 0 | 0 | 0 | 0 | 0 | 0 | 5 | 2 | 1 | 1 | [18 empty] | 1 | 1 |  | 0
PG&E NGBA | Brighton | 230 | OOS_Wind |  |  | 0 | 0 | 0 | 0 | 0 | 0 | 0 | 0 | 0 | 5 | 2 | 1 | 1 | [18 empty] | 1 | 1 |  | 0
PG&E NGBA | Brunswick | 115 | OOS_Wind |  |  | 0 | 0 | 0 | 0 | 0 | 0 | 0 | 0 | 0 | 5 | 2 | 1 | 1 | [18 empty] | 1 | 1 |  | 0
PG&E NGBA | Bucks Creek | 230 | OOS_Wind |  |  | 0 | 0 | 0 | 0 | 0 | 0 | 0 | 0 | 0 | 5 | 2 | 1 | 1 | [18 empty] | 1 | 1 |  | 0
PG&E KERN | Buena Vista | 230 | OOS_Wind |  |  | 0 | 0 | 0 | 0 | 0 | 0 | 0 | 0 | 0 | 1 | 1 | 1 | 1 | [18 empty] | 1 | 1 |  | 0
PG&E FRESNO | Bullard | 115 | OOS_Wind |  |  | 0 | 0 | 0 | 0 | 0 | 0 | 0 | 0 | 0 | 5 | 2 | 5 | 2 | [18 empty] | 1 | 1 |  | 0
PG&E GBA | Burlingame | 115 | OOS_Wind |  |  | 0 | 0 | 0 | 0 | 0 | 0 | 0 | 0 | 0 | 5 | 2 | 1 | 1 | [18 empty] | 1 | 1 |  | 0
PG&E NGBA | Burney Forest | 230 | OOS_Wind |  |  | 0 | 0 | 0 | 0 | 0 | 0 | 0 | 0 | 0 | 5 | 5 | 3 | 3 | [18 empty] | 1 | 1 |  | 0
PG&E NGBA | Butte | 115 | OOS_Wind |  |  | 0 | 0 | 0 | 0 | 0 | 0 | 0 | 0 | 0 | 5 | 2 | 1 | 1 | [18 empty] | 1 | 1 |  | 0
PG&E KERN | Cabrillo | 115 | OOS_Wind |  |  | 0 | 0 | 0 | 0 | 0 | 0 | 0 | 0 | 0 | 1 | 1 | 1 | 1 | [18 empty] | 1 | 1 |  | 0
PG&E FRESNO | Cal Flats | 230 | OOS_Wind |  |  | 0 | 0 | 0 | 0 | 0 | 0 | 0 | 0 | 0 | 1 | 1 | 1 | 1 | [18 empty] | 1 | 1 |  | 0
SCE NOL | Calcite | 230 | OOS_Wind |  |  | 0 | 0 | 0 | 0 | 0 | 0 | 0 | 0 | 0 | 1 | 1 | 1 | 1 | [18 empty] | 1 | 1 |  | 0
PG&E KERN | Caliente | 230 | OOS_Wind |  |  | 0 | 0 | 0 | 0 | 0 | 0 | 0 | 0 | 0 | 1 | 1 | 1 | 1 | [18 empty] | 1 | 1 |  | 0
PG&E FRESNO | California Ave | 115 | OOS_Wind |  |  | 0 | 0 | 0 | 0 | 0 | 0 | 0 | 0 | 0 | 5 | 2 | 5 | 2 | [18 empty] | 1 | 1 |  | 0
PG&E KERN | Callender | 115 | OOS_Wind |  |  | 0 | 0 | 0 | 0 | 0 | 0 | 0 | 0 | 0 | 1 | 1 | 1 | 1 | [18 empty] | 1 | 1 |  | 0
PG&E NGBA | Calpella | 115 | OOS_Wind |  |  | 0 | 0 | 0 | 0 | 0 | 0 | 0 | 0 | 0 | 5 | 5 | 1 | 1 | [18 empty] | 1 | 1 |  | 0
PG&E GBA | Camanche | 230 | OOS_Wind |  |  | 0 | 0 | 0 | 0 | 0 | 0 | 0 | 0 | 0 | 5 | 2 | 1 | 1 | [18 empty] | 1 | 1 |  | 0
PG&E FRESNO | Cantua | 115 | OOS_Wind |  |  | 0 | 0 | 0 | 0 | 0 | 0 | 0 | 0 | 0 | 1 | 1 | 1 | 1 | [18 empty] | 1 | 1 |  | 0
SDGE | Capistrano | 138 | OOS_Wind |  |  | 0 | 0 | 0 | 0 | 0 | 0 | 0 | 0 | 0 | 1 | 1 | 1 | 1 | [18 empty] | 1 | 1 |  | 0
SDGE | Capistrano | 230 | OOS_Wind |  |  | 0 | 0 | 0 | 0 | 0 | 0 | 0 | 0 | 0 | 1 | 1 | 1 | 1 | [18 empty] | 1 | 1 |  | 0
PG&E NGBA | Carberry | 230 | OOS_Wind |  |  | 0 | 0 | 0 | 0 | 0 | 0 | 0 | 0 | 0 | 5 | 5 | 3 | 3 | [18 empty] | 1 | 1 |  | 0
PG&E NGBA | Caribou | 115 | OOS_Wind |  |  | 0 | 0 | 0 | 0 | 0 | 0 | 0 | 0 | 0 | 5 | 2 | 1 | 1 | [18 empty] | 1 | 1 |  | 0
PG&E NGBA | Caribou | 230 | OOS_Wind |  |  | 0 | 0 | 0 | 0 | 0 | 0 | 0 | 0 | 0 | 5 | 2 | 1 | 1 | [18 empty] | 1 | 1 |  | 0
EOP | Carpenter Canyon (fka Gamebird) | 138 | OOS_Wind |  |  | 0 | 0 | 0 | 0 | 0 | 0 | 0 | 0 | 0 | 5 | 5 | 1 | 1 | [18 empty] | 1 | 1 |  | 0
EOP | Carpenter Canyon (fka Gamebird) | 230 | OOS_Wind |  |  | 0 | 0 | 0 | 0 | 0 | 0 | 0 | 0 | 0 | 5 | 5 | 1 | 1 | [18 empty] | 1 | 1 |  | 0
PG&E NGBA | Carquinez | 115 | OOS_Wind |  |  | 0 | 0 | 0 | 0 | 0 | 0 | 0 | 0 | 0 | 5 | 5 | 1 | 1 | [18 empty] | 1 | 1 |  | 0
SDGE | Carrizo Gorge | 138 | OOS_Wind |  |  | 0 | 0 | 0 | 0 | 0 | 0 | 0 | 0 | 0 | 1 | 1 | 1 | 1 | [18 empty] | 1 | 1 |  | 0
PG&E KERN | Carrizo Plains | 115 | OOS_Wind |  |  | 0 | 0 | 0 | 0 | 0 | 0 | 0 | 0 | 0 | 1 | 1 | 1 | 1 | [18 empty] | 1 | 1 |  | 0
PG&E KERN | Casaloma | 230 | OOS_Wind |  |  | 0 | 0 | 0 | 0 | 0 | 0 | 0 | 0 | 0 | 1 | 1 | 1 | 1 | [18 empty] | 1 | 1 |  | 0
PG&E GBA | Castro Valley | 230 | OOS_Wind |  |  | 0 | 0 | 0 | 0 | 0 | 0 | 0 | 0 | 0 | 5 | 5 | 1 | 1 | [18 empty] | 1 | 1 |  | 0
PG&E GBA | Cayetano | 230 | OOS_Wind |  |  | 0 | 0 | 0 | 0 | 0 | 0 | 0 | 0 | 0 | 5 | 2 | 1 | 1 | [18 empty] | 1 | 1 |  | 0
SCE Metro | Center | 230 | OOS_Wind |  |  | 0 | 0 | 0 | 0 | 0 | 0 | 0 | 0 | 0 | 1 | 1 | 1 | 1 | [18 empty] | 1 | 1 |  | 0
PG&E KERN | Charca | 115 | OOS_Wind |  |  | 0 | 0 | 0 | 0 | 0 | 0 | 0 | 0 | 0 | 1 | 1 | 1 | 1 | [18 empty] | 1 | 1 |  | 0
EOP | Charleston | 138 | OOS_Wind |  |  | 0 | 0 | 0 | 0 | 0 | 0 | 0 | 0 | 0 | 5 | 5 | 1 | 1 | [18 empty] | 1 | 1 |  | 0
SCE Metro | Chevmain | 230 | OOS_Wind |  |  | 0 | 0 | 0 | 0 | 0 | 0 | 0 | 0 | 0 | 1 | 1 | 1 | 1 | [18 empty] | 1 | 1 |  | 0
SDGE | Chicarita | 138 | OOS_Wind |  |  | 0 | 0 | 0 | 0 | 0 | 0 | 0 | 0 | 0 | 1 | 1 | 1 | 1 | [18 empty] | 1 | 1 |  | 0
SCE Metro | Chino | 230 | OOS_Wind |  |  | 0 | 0 | 0 | 0 | 0 | 0 | 0 | 0 | 0 | 1 | 1 | 1 | 1 | [18 empty] | 1 | 1 |  | 0
PG&E FRESNO | Chowchilla | 115 | OOS_Wind |  |  | 0 | 0 | 0 | 0 | 0 | 0 | 0 | 0 | 0 | 5 | 2 | 5 | 2 | [18 empty] | 1 | 1 |  | 0
PG&E GBA | Christie | 115 | OOS_Wind |  |  | 0 | 0 | 0 | 0 | 0 | 0 | 0 | 0 | 0 | 5 | 2 | 1 | 1 | [18 empty] | 1 | 1 |  | 0
SCE Eastern | Cielo Azul | 500 | OOS_Wind |  |  | 0 | 0 | 0 | 0 | 0 | 0 | 0 | 0 | 0 | 5 | 5 | 1 | 1 | [18 empty] | 1 | 1 |  | 0
PG&E GBA | Clayton | 115 | OOS_Wind |  |  | 0 | 0 | 0 | 0 | 0 | 0 | 0 | 0 | 0 | 5 | 2 | 1 | 1 | [18 empty] | 1 | 1 |  | 0
PG&E NGBA | Cloverdale | 115 | OOS_Wind |  |  | 0 | 0 | 0 | 0 | 0 | 0 | 0 | 0 | 0 | 5 | 5 | 1 | 1 | [18 empty] | 1 | 1 |  | 0
PG&E FRESNO | Clovis | 115 | OOS_Wind |  |  | 0 | 0 | 0 | 0 | 0 | 0 | 0 | 0 | 0 | 5 | 2 | 5 | 2 | [18 empty] | 1 | 1 |  | 0
PG&E GBA | Coburn | 230 | OOS_Wind |  |  | 0 | 0 | 0 | 0 | 0 | 0 | 0 | 0 | 0 | 1 | 1 | 1 | 1 | [18 empty] | 1 | 1 |  | 0
PG&E NGBA | Colgate | 230 | OOS_Wind |  |  | 0 | 0 | 0 | 0 | 0 | 0 | 0 | 0 | 0 | 5 | 2 | 1 | 1 | [18 empty] | 1 | 1 |  | 0
PG&E GBA | Collierville | 230 | OOS_Wind |  |  | 0 | 0 | 0 | 0 | 0 | 0 | 0 | 0 | 0 | 5 | 2 | 1 | 1 | [18 empty] | 1 | 1 |  | 0
PG&E GBA | Collinsville | 230 | OOS_Wind |  |  | 0 | 0 | 0 | 0 | 0 | 0 | 0 | 0 | 0 | 5 | 2 | 1 | 1 | [18 empty] | 1 | 1 |  | 0
PG&E GBA | Collinsville | 500 | OOS_Wind |  |  | 0 | 0 | 0 | 0 | 0 | 0 | 0 | 0 | 0 | 5 | 2 | 1 | 1 | [18 empty] | 1 | 1 |  | 0
SCE Eastern | Colorado River | 230 | OOS_Wind |  |  | 0 | 0 | 0 | 0 | 0 | 0 | 0 | 0 | 0 | 1 | 1 | 1 | 1 | [18 empty] | 1 | 1 |  | 0
SCE Eastern | Colorado River | 500 | OOS_Wind |  |  | 0 | 0 | 0 | 0 | 0 | 0 | 0 | 0 | 0 | 1 | 1 | 1 | 1 | [18 empty] | 1 | 1 |  | 0
PG&E KERN | Columbus | 115 | OOS_Wind |  |  | 0 | 0 | 0 | 0 | 0 | 0 | 0 | 0 | 0 | 1 | 1 | 1 | 1 | [18 empty] | 1 | 1 |  | 0
PG&E GBA | Contra Costa | 115 | OOS_Wind |  |  | 0 | 0 | 0 | 0 | 0 | 0 | 0 | 0 | 0 | 5 | 5 | 1 | 1 | [18 empty] | 1 | 1 |  | 0
PG&E GBA | Contra Costa | 230 | OOS_Wind |  |  | 0 | 0 | 0 | 0 | 0 | 0 | 0 | 0 | 0 | 5 | 2 | 1 | 1 | [18 empty] | 1 | 1 |  | 0
PG&E GBA | Contra Costa PP | 230 | OOS_Wind |  |  | 0 | 0 | 0 | 0 | 0 | 0 | 0 | 0 | 0 | 5 | 5 | 1 | 1 | [18 empty] | 1 | 1 |  | 0
SCE NOL | Control | 115 | OOS_Wind |  |  | 0 | 0 | 0 | 0 | 0 | 0 | 0 | 0 | 0 | 5 | 5 | 1 | 1 | [18 empty] | 1 | 1 |  | 0
PG&E GBA | Cooley Landing | 115 | OOS_Wind |  |  | 0 | 0 | 0 | 0 | 0 | 0 | 0 | 0 | 0 | 5 | 2 | 1 | 1 | [18 empty] | 1 | 1 |  | 0
SCE NOL | Coolwater | 230 | OOS_Wind |  |  | 0 | 0 | 0 | 0 | 0 | 0 | 0 | 0 | 0 | 3 | 3 | 1 | 1 | [18 empty] | 1 | 1 |  | 0
SCE NOL | Coolwater | 115 | OOS_Wind |  |  | 0 | 0 | 0 | 0 | 0 | 0 | 0 | 0 | 0 | 3 | 3 | 1 | 1 | [18 empty] | 1 | 1 |  | 0
PG&E FRESNO | Corcoran | 115 | OOS_Wind |  |  | 0 | 0 | 0 | 0 | 0 | 0 | 0 | 0 | 0 | 5 | 2 | 5 | 2 | [18 empty] | 1 | 1 |  | 0
PG&E NGBA | Corona | 115 | OOS_Wind |  |  | 0 | 0 | 0 | 0 | 0 | 0 | 0 | 0 | 0 | 5 | 5 | 1 | 1 | [18 empty] | 1 | 1 |  | 0
PG&E NGBA | Cortina | 230 | OOS_Wind |  |  | 0 | 0 | 0 | 0 | 0 | 0 | 0 | 0 | 0 | 5 | 5 | 1 | 1 | [18 empty] | 1 | 1 |  | 0
PG&E NGBA | Cortina | 115 | OOS_Wind |  |  | 0 | 0 | 0 | 0 | 0 | 0 | 0 | 0 | 0 | 5 | 5 | 1 | 1 | [18 empty] | 1 | 1 |  | 0
PG&E GBA | Cottle | 230 | OOS_Wind |  |  | 0 | 0 | 0 | 0 | 0 | 0 | 0 | 0 | 0 | 5 | 2 | 1 | 1 | [18 empty] | 1 | 1 |  | 0
PG&E NGBA | Cottonwood | 115 | OOS_Wind |  |  | 0 | 0 | 0 | 0 | 0 | 0 | 0 | 0 | 0 | 5 | 2 | 1 | 1 | [18 empty] | 1 | 1 |  | 0
PG&E NGBA | Cottonwood | 230 | OOS_Wind |  |  | 0 | 0 | 0 | 0 | 0 | 0 | 0 | 0 | 0 | 5 | 2 | 1 | 1 | [18 empty] | 1 | 1 |  | 0
PG&E NGBA | Cove Road | 230 | OOS_Wind |  |  | 0 | 0 | 0 | 0 | 0 | 0 | 0 | 0 | 0 | 5 | 2 | 1 | 1 | [18 empty] | 1 | 1 |  | 0
PG&E GBA | Coyote | 230 | OOS_Wind |  |  | 0 | 0 | 0 | 0 | 0 | 0 | 0 | 0 | 0 | 1 | 1 | 1 | 1 | [18 empty] | 1 | 1 |  | 0
PG&E GBA | Crazy Horse Canyon | 115 | OOS_Wind |  |  | 0 | 0 | 0 | 0 | 0 | 0 | 0 | 0 | 0 | 1 | 1 | 1 | 1 | [18 empty] | 1 | 1 |  | 0
PG&E FRESNO | Cressey | 115 | OOS_Wind |  |  | 0 | 0 | 0 | 0 | 0 | 0 | 0 | 0 | 0 | 5 | 2 | 5 | 2 | [18 empty] | 1 | 1 |  | 0
PG&E NGBA | Cresta | 230 | OOS_Wind |  |  | 0 | 0 | 0 | 0 | 0 | 0 | 0 | 0 | 0 | 5 | 2 | 1 | 1 | [18 empty] | 1 | 1 |  | 0
PG&E GBA | Curtis | 115 | OOS_Wind |  |  | 0 | 0 | 0 | 0 | 0 | 0 | 0 | 0 | 0 | 5 | 2 | 1 | 1 | [18 empty] | 1 | 1 |  | 0
PG&E FRESNO | Dairyland | 115 | OOS_Wind |  |  | 0 | 0 | 0 | 0 | 0 | 0 | 0 | 0 | 0 | 5 | 2 | 5 | 2 | [18 empty] | 1 | 1 |  | 0
PG&E NGBA | Davis | 115 | OOS_Wind |  |  | 0 | 0 | 0 | 0 | 0 | 0 | 0 | 0 | 0 | 5 | 5 | 1 | 1 | [18 empty] | 1 | 1 |  | 0
SCE Metro | Del Amo | 500 | OOS_Wind |  |  | 0 | 0 | 0 | 0 | 0 | 0 | 0 | 0 | 0 | 1 | 1 | 1 | 1 | [18 empty] | 1 | 1 |  | 0
SCE Metro | Del Amo | 230 | OOS_Wind |  |  | 0 | 0 | 0 | 0 | 0 | 0 | 0 | 0 | 0 | 1 | 1 | 1 | 1 | [18 empty] | 1 | 1 |  | 0
SCE Eastern | Delaney | 500 | OOS_Wind |  |  | 0 | 0 | 0 | 0 | 0 | 0 | 0 | 0 | 0 | 5 | 5 | 1 | 1 | [18 empty] | 1 | 1 |  | 0
PG&E NGBA | Delevan | 230 | OOS_Wind |  |  | 0 | 0 | 0 | 0 | 0 | 0 | 0 | 0 | 0 | 5 | 5 | 1 | 1 | [18 empty] | 1 | 1 |  | 0
PG&E GBA | Delta PP | 230 | OOS_Wind |  |  | 0 | 0 | 0 | 0 | 0 | 0 | 0 | 0 | 0 | 5 | 2 | 1 | 1 | [18 empty] | 1 | 1 |  | 0
EOP | Desert View | 230 | OOS_Wind |  |  | 0 | 0 | 0 | 0 | 0 | 0 | 0 | 0 | 0 | 5 | 5 | 1 | 1 | [18 empty] | 1 | 1 |  | 0
SCE Eastern | Devers | 230 | OOS_Wind |  |  | 0 | 0 | 0 | 0 | 0 | 0 | 0 | 0 | 0 | 1 | 1 | 1 | 1 | [18 empty] | 1 | 1 |  | 0
SCE Eastern | Devers | 500 | OOS_Wind |  |  | 0 | 0 | 0 | 0 | 0 | 0 | 0 | 0 | 0 | 1 | 1 | 1 | 1 | [18 empty] | 1 | 1 |  | 0
PG&E KERN | Diablo Canyon | 230 | OOS_Wind |  |  | 0 | 0 | 0 | 0 | 0 | 0 | 0 | 0 | 0 | 1 | 1 | 1 | 1 | [18 empty] | 1 | 1 |  | 0
PG&E KERN | Diablo Canyon | 500 | OOS_Wind |  |  | 0 | 0 | 0 | 0 | 0 | 0 | 0 | 0 | 0 | 1 | 1 | 1 | 1 | [18 empty] | 1 | 1 |  | 0
PG&E KERN | Divide | 115 | OOS_Wind |  |  | 0 | 0 | 0 | 0 | 0 | 0 | 0 | 0 | 0 | 1 | 1 | 1 | 1 | [18 empty] | 1 | 1 |  | 0
PG&E GBA | Dixon Landing | 115 | OOS_Wind |  |  | 0 | 0 | 0 | 0 | 0 | 0 | 0 | 0 | 0 | 1 | 1 | 1 | 1 | [18 empty] | 1 | 1 |  | 0
PG&E FRESNO | Dos Amigos | 230 | OOS_Wind |  |  | 0 | 0 | 0 | 0 | 0 | 0 | 0 | 0 | 0 | 1 | 1 | 1 | 1 | [18 empty] | 1 | 1 |  | 0
PG&E NGBA | Drum | 115 | OOS_Wind |  |  | 0 | 0 | 0 | 0 | 0 | 0 | 0 | 0 | 0 | 5 | 2 | 1 | 1 | [18 empty] | 1 | 1 |  | 0
PG&E GBA | Dumbarton | 115 | OOS_Wind |  |  | 0 | 0 | 0 | 0 | 0 | 0 | 0 | 0 | 0 | 5 | 2 | 1 | 1 | [18 empty] | 1 | 1 |  | 0
SCE NOL | Dunn Siding | 115 | OOS_Wind |  |  | 0 | 0 | 0 | 0 | 0 | 0 | 0 | 0 | 0 | 3 | 3 | 1 | 1 | [18 empty] | 1 | 1 |  | 0
SCE Eastern | Eagle Mountain | 230 | OOS_Wind |  |  | 0 | 0 | 0 | 0 | 0 | 0 | 0 | 0 | 0 | 5 | 5 | 3 | 3 | [18 empty] | 1 | 1 |  | 0
PG&E NGBA | Eagle Rock (PGE) | 115 | OOS_Wind |  |  | 0 | 0 | 0 | 0 | 0 | 0 | 0 | 0 | 0 | 5 | 5 | 1 | 1 | [18 empty] | 1 | 1 |  | 0
SCE Metro | Eagle Rock (SCE) | 230 | OOS_Wind |  |  | 0 | 0 | 0 | 0 | 0 | 0 | 0 | 0 | 0 | 1 | 1 | 1 | 1 | [18 empty] | 1 | 1 |  | 0
PG&E NGBA | East Marysville | 115 | OOS_Wind |  |  | 0 | 0 | 0 | 0 | 0 | 0 | 0 | 0 | 0 | 5 | 2 | 1 | 1 | [18 empty] | 1 | 1 |  | 0
PG&E NGBA | East Nicolaus | 115 | OOS_Wind |  |  | 0 | 0 | 0 | 0 | 0 | 0 | 0 | 0 | 0 | 5 | 2 | 1 | 1 | [18 empty] | 1 | 1 |  | 0
PG&E GBA | Eastshore | 115 | OOS_Wind |  |  | 0 | 0 | 0 | 0 | 0 | 0 | 0 | 0 | 0 | 5 | 2 | 1 | 1 | [18 empty] | 1 | 1 |  | 0
PG&E GBA | Eastshore | 230 | OOS_Wind |  |  | 0 | 0 | 0 | 0 | 0 | 0 | 0 | 0 | 0 | 5 | 2 | 1 | 1 | [18 empty] | 1 | 1 |  | 0
SDGE | ECO | 138 | OOS_Wind |  |  | 0 | 0 | 0 | 0 | 0 | 0 | 0 | 0 | 0 | 1 | 1 | 1 | 1 | [18 empty] | 1 | 1 |  | 0
SDGE | ECO | 230 | OOS_Wind |  |  | 0 | 0 | 0 | 0 | 0 | 0 | 0 | 0 | 0 | 1 | 1 | 1 | 1 | [18 empty] | 1 | 1 |  | 0
SDGE | ECO | 500 | OOS_Wind |  |  | 0 | 0 | 0 | 0 | 0 | 0 | 0 | 0 | 0 | 1 | 1 | 1 | 1 | [18 empty] | 1 | 1 |  | 0
PG&E GBA | Edenvale | 115 | OOS_Wind |  |  | 0 | 0 | 0 | 0 | 0 | 0 | 0 | 0 | 0 | 1 | 1 | 1 | 1 | [18 empty] | 1 | 1 |  | 0
PG&E GBA | Edes | 115 | OOS_Wind |  |  | 0 | 0 | 0 | 0 | 0 | 0 | 0 | 0 | 0 | 5 | 2 | 1 | 1 | [18 empty] | 1 | 1 |  | 0
PG&E GBA | Eight Mile | 230 | OOS_Wind |  |  | 0 | 0 | 0 | 0 | 0 | 0 | 0 | 0 | 0 | 5 | 2 | 1 | 1 | [18 empty] | 1 | 1 |  | 0
SCE Eastern | El Casco | 230 | OOS_Wind |  |  | 0 | 0 | 0 | 0 | 0 | 0 | 0 | 0 | 0 | 1 | 1 | 1 | 1 | [18 empty] | 1 | 1 |  | 0
PG&E GBA | El Cerrito G | 115 | OOS_Wind |  |  | 0 | 0 | 0 | 0 | 0 | 0 | 0 | 0 | 0 | 5 | 2 | 1 | 1 | [18 empty] | 1 | 1 |  | 0
PG&E NGBA | El Dorado PH | 115 | OOS_Wind |  |  | 0 | 0 | 0 | 0 | 0 | 0 | 0 | 0 | 0 | 5 | 2 | 1 | 1 | [18 empty] | 1 | 1 |  | 0
PG&E FRESNO | El Nido (PGE) | 115 | OOS_Wind |  |  | 0 | 0 | 0 | 0 | 0 | 0 | 0 | 0 | 0 | 5 | 2 | 1 | 1 | [18 empty] | 1 | 1 |  | 0
SCE Metro | El Nido (SCE) | 230 | OOS_Wind |  |  | 0 | 0 | 0 | 0 | 0 | 0 | 0 | 0 | 0 | 1 | 1 | 1 | 1 | [18 empty] | 1 | 1 |  | 0
PG&E GBA | El Patio | 115 | OOS_Wind |  |  | 0 | 0 | 0 | 0 | 0 | 0 | 0 | 0 | 0 | 1 | 1 | 1 | 1 | [18 empty] | 1 | 1 |  | 0
SCE Metro | El Segundo | 230 | OOS_Wind |  |  | 0 | 0 | 0 | 0 | 0 | 0 | 0 | 0 | 0 | 1 | 1 | 1 | 1 | [18 empty] | 1 | 1 |  | 0
EOP | Eldorado | 230 | OOS_Wind | YES | SW_ExtTx_Wind | 51 | 0 | 51 | 51 | 0 | 51 | 0 | 0 | 0 | 5 | 5 | 1 | 1 | [18 empty] | 1+ | 1 |  | 1
EOP | Eldorado | 500 | OOS_Wind | YES | Wyoming Wind | 3000 | 0 | 3000 | 0 | 0 | 0 | 3000 | 0 | 3000 | 5 | 5 | 1 | 1 | [18 empty] | 3- | 1 |  | 1
PG&E KERN | Elk Hills | 230 | OOS_Wind |  |  | 0 | 0 | 0 | 0 | 0 | 0 | 0 | 0 | 0 | 1 | 1 | 1 | 1 | [18 empty] | 1 | 1 |  | 0
SCE Metro | Ellis | 230 | OOS_Wind |  |  | 0 | 0 | 0 | 0 | 0 | 0 | 0 | 0 | 0 | 1 | 1 | 1 | 1 | [18 empty] | 1 | 1 |  | 0
SDGE | Encina | 138 | OOS_Wind |  |  | 0 | 0 | 0 | 0 | 0 | 0 | 0 | 0 | 0 | 1 | 1 | 1 | 1 | [18 empty] | 1 | 1 |  | 0
SDGE | Encina | 230 | OOS_Wind |  |  | 0 | 0 | 0 | 0 | 0 | 0 | 0 | 0 | 0 | 1 | 1 | 1 | 1 | [18 empty] | 1 | 1 |  | 0
SDGE | Escondido | 230 | OOS_Wind |  |  | 0 | 0 | 0 | 0 | 0 | 0 | 0 | 0 | 0 | 1 | 1 | 1 | 1 | [18 empty] | 1 | 1 |  | 0
PG&E KERN | Estrella | 230 | OOS_Wind |  |  | 0 | 0 | 0 | 0 | 0 | 0 | 0 | 0 | 0 | 1 | 1 | 1 | 1 | [18 empty] | 1 | 1 |  | 0
SCE Eastern | Etiwanda | 230 | OOS_Wind |  |  | 0 | 0 | 0 | 0 | 0 | 0 | 0 | 0 | 0 | 1 | 1 | 1 | 1 | [18 empty] | 1 | 1 |  | 0
PG&E GBA | Evergreen | 115 | OOS_Wind |  |  | 0 | 0 | 0 | 0 | 0 | 0 | 0 | 0 | 0 | 1 | 1 | 1 | 1 | [18 empty] | 1 | 1 |  | 0
PG&E FRESNO | Excelsior | 115 | OOS_Wind |  |  | 0 | 0 | 0 | 0 | 0 | 0 | 0 | 0 | 0 | 5 | 2 | 1 | 1 | [18 empty] | 1 | 1 |  | 0
PG&E FRESNO | Exchequer | 115 | OOS_Wind |  |  | 0 | 0 | 0 | 0 | 0 | 0 | 0 | 0 | 0 | 5 | 2 | 5 | 2 | [18 empty] | 1 | 1 |  | 0
PG&E KERN | Fairway | 115 | OOS_Wind |  |  | 0 | 0 | 0 | 0 | 0 | 0 | 0 | 0 | 0 | 1 | 1 | 1 | 1 | [18 empty] | 1 | 1 |  | 0
PG&E KERN | Famoso | 115 | OOS_Wind |  |  | 0 | 0 | 0 | 0 | 0 | 0 | 0 | 0 | 0 | 1 | 1 | 1 | 1 | [18 empty] | 1 | 1 |  | 0
PG&E NGBA | Fern Road | 500 | OOS_Wind |  |  | 0 | 0 | 0 | 0 | 0 | 0 | 0 | 0 | 0 | 5 | 2 | 1 | 1 | [18 empty] | 1 | 1 |  | 0
PG&E GBA | Fibreboard (SPI Sonora) | 115 | OOS_Wind |  |  | 0 | 0 | 0 | 0 | 0 | 0 | 0 | 0 | 0 | 5 | 2 | 1 | 1 | [18 empty] | 1 | 1 |  | 0
PG&E FRESNO | Figarden | 230 | OOS_Wind |  |  | 0 | 0 | 0 | 0 | 0 | 0 | 0 | 0 | 0 | 5 | 2 | 5 | 2 | [18 empty] | 1 | 1 |  | 0
PG&E FRESNO | Fink | 230 | OOS_Wind |  |  | 0 | 0 | 0 | 0 | 0 | 0 | 0 | 0 | 0 | 1 | 1 | 1 | 1 | [18 empty] | 1 | 1 |  | 0
PG&E GBA | FMC | 115 | OOS_Wind |  |  | 0 | 0 | 0 | 0 | 0 | 0 | 0 | 0 | 0 | 1 | 1 | 1 | 1 | [18 empty] | 1 | 1 |  | 0
PG&E GBA | Fremont | 115 | OOS_Wind |  |  | 0 | 0 | 0 | 0 | 0 | 0 | 0 | 0 | 0 | 1 | 1 | 1 | 1 | [18 empty] | 1 | 1 |  | 0
PG&E GBA | Frogtown | 115 | OOS_Wind |  |  | 0 | 0 | 0 | 0 | 0 | 0 | 0 | 0 | 0 | 5 | 2 | 1 | 1 | [18 empty] | 1 | 1 |  | 0
PG&E NGBA | Fulton | 115 | OOS_Wind |  |  | 0 | 0 | 0 | 0 | 0 | 0 | 0 | 0 | 0 | 5 | 5 | 1 | 1 | [18 empty] | 1 | 1 |  | 0
PG&E NGBA | Fulton | 230 | OOS_Wind |  |  | 0 | 0 | 0 | 0 | 0 | 0 | 0 | 0 | 0 | 5 | 5 | 1 | 1 | [18 empty] | 1 | 1 |  | 0
PG&E KERN | Ganso | 115 | OOS_Wind |  |  | 0 | 0 | 0 | 0 | 0 | 0 | 0 | 0 | 0 | 1 | 1 | 1 | 1 | [18 empty] | 1 | 1 |  | 0
PG&E FRESNO | Gates | 230 | OOS_Wind |  |  | 0 | 0 | 0 | 0 | 0 | 0 | 0 | 0 | 0 | 1 | 1 | 1 | 1 | [18 empty] | 1 | 1 |  | 0
PG&E FRESNO | Gates | 500 | OOS_Wind |  |  | 0 | 0 | 0 | 0 | 0 | 0 | 0 | 0 | 0 | 1 | 1 | 1 | 1 | [18 empty] | 1 | 1 |  | 0
PG&E NGBA | Geysers 12 | 230 | OOS_Wind |  |  | 0 | 0 | 0 | 0 | 0 | 0 | 0 | 0 | 0 | 5 | 5 | 1 | 1 | [18 empty] | 1 | 1 |  | 0
PG&E NGBA | Geysers 17 | 230 | OOS_Wind |  |  | 0 | 0 | 0 | 0 | 0 | 0 | 0 | 0 | 0 | 5 | 5 | 1 | 1 | [18 empty] | 1 | 1 |  | 0
PG&E NGBA | Geysers 3 | 115 | OOS_Wind |  |  | 0 | 0 | 0 | 0 | 0 | 0 | 0 | 0 | 0 | 5 | 5 | 1 | 1 | [18 empty] | 1 | 1 |  | 0
PG&E NGBA | Glenn | 230 | OOS_Wind |  |  | 0 | 0 | 0 | 0 | 0 | 0 | 0 | 0 | 0 | 5 | 2 | 1 | 1 | [18 empty] | 1 | 1 |  | 0
PG&E NGBA | Gold Hill | 115 | OOS_Wind |  |  | 0 | 0 | 0 | 0 | 0 | 0 | 0 | 0 | 0 | 5 | 2 | 1 | 1 | [18 empty] | 1 | 1 |  | 0
PG&E NGBA | Gold Hill | 230 | OOS_Wind |  |  | 0 | 0 | 0 | 0 | 0 | 0 | 0 | 0 | 0 | 5 | 2 | 1 | 1 | [18 empty] | 1 | 1 |  | 0
SCE Northern | Goleta | 230 | OOS_Wind |  |  | 0 | 0 | 0 | 0 | 0 | 0 | 0 | 0 | 0 | 5 | 5 | 1 | 1 | [18 empty] | 1 | 1 |  | 0
SCE Metro | Goodrich | 230 | OOS_Wind |  |  | 0 | 0 | 0 | 0 | 0 | 0 | 0 | 0 | 0 | 1 | 1 | 1 | 1 | [18 empty] | 1 | 1 |  | 0
PG&E KERN | Goose Lake | 115 | OOS_Wind |  |  | 0 | 0 | 0 | 0 | 0 | 0 | 0 | 0 | 0 | 1 | 1 | 1 | 1 | [18 empty] | 1 | 1 |  | 0
SCE Metro | Gould | 230 | OOS_Wind |  |  | 0 | 0 | 0 | 0 | 0 | 0 | 0 | 0 | 0 | 1 | 1 | 1 | 1 | [18 empty] | 1 | 1 |  | 0
PG&E NGBA | Grand Island | 115 | OOS_Wind |  |  | 0 | 0 | 0 | 0 | 0 | 0 | 0 | 0 | 0 | 5 | 2 | 1 | 1 | [18 empty] | 1 | 1 |  | 0
PG&E GBA | Grant | 115 | OOS_Wind |  |  | 0 | 0 | 0 | 0 | 0 | 0 | 0 | 0 | 0 | 5 | 2 | 1 | 1 | [18 empty] | 1 | 1 |  | 0
PG&E GBA | Green Valley | 115 | OOS_Wind |  |  | 0 | 0 | 0 | 0 | 0 | 0 | 0 | 0 | 0 | 1 | 1 | 1 | 1 | [18 empty] | 1 | 1 |  | 0
PG&E NGBA | Greenleaf 1 | 115 | OOS_Wind |  |  | 0 | 0 | 0 | 0 | 0 | 0 | 0 | 0 | 0 | 5 | 2 | 1 | 1 | [18 empty] | 1 | 1 |  | 0
PG&E FRESNO | Gregg | 230 | OOS_Wind |  |  | 0 | 0 | 0 | 0 | 0 | 0 | 0 | 0 | 0 | 5 | 2 | 5 | 2 | [18 empty] | 1 | 1 |  | 0
PG&E FRESNO | Grimmway-Malaga | 115 | OOS_Wind |  |  | 0 | 0 | 0 | 0 | 0 | 0 | 0 | 0 | 0 | 5 | 2 | 1 | 1 | [18 empty] | 1 | 1 |  | 0
PG&E NGBA | Grizzly | 230 | OOS_Wind |  |  | 0 | 0 | 0 | 0 | 0 | 0 | 0 | 0 | 0 | 5 | 2 | 1 | 1 | [18 empty] | 1 | 1 |  | 0
PG&E FRESNO | GWF Hanford | 115 | OOS_Wind |  |  | 0 | 0 | 0 | 0 | 0 | 0 | 0 | 0 | 0 | 5 | 2 | 5 | 2 | [18 empty] | 1 | 1 |  | 0
PG&E FRESNO | Haas | 230 | OOS_Wind |  |  | 0 | 0 | 0 | 0 | 0 | 0 | 0 | 0 | 0 | 5 | 2 | 1 | 1 | [18 empty] | 1 | 1 |  | 0
PG&E FRESNO | Hammonds | 115 | OOS_Wind |  |  | 0 | 0 | 0 | 0 | 0 | 0 | 0 | 0 | 0 | 1 | 1 | 1 | 1 | [18 empty] | 1 | 1 |  | 0
SCE Metro | HarborGen | 230 | OOS_Wind |  |  | 0 | 0 | 0 | 0 | 0 | 0 | 0 | 0 | 0 | 1 | 1 | 1 | 1 | [18 empty] | 1 | 1 |  | 0
EOP | Harry Allen | 500 | OOS_Wind | YES | Idaho Windo | 1100 | 0 | 1100 | 0 | 0 | 0 | 1100 | 0 | 1100 | 5 | 5 | 1 | 1 | [18 empty] | 3- | 1 |  | 1
SCE NOL | Harvard | 115 | OOS_Wind |  |  | 0 | 0 | 0 | 0 | 0 | 0 | 0 | 0 | 0 | 3 | 3 | 1 | 1 | [18 empty] | 1 | 1 |  | 0
SDGE | Hassayampa | 500 | OOS_Wind |  |  | 0 | 0 | 0 | 0 | 0 | 0 | 0 | 0 | 0 | 5 | 5 | 1 | 1 | [18 empty] | 1 | 1 |  | 0
PG&E FRESNO | Helm | 230 | OOS_Wind |  |  | 0 | 0 | 0 | 0 | 0 | 0 | 0 | 0 | 0 | 5 | 2 | 1 | 1 | [18 empty] | 1 | 1 |  | 0
PG&E FRESNO | Henrietta | 115 | OOS_Wind |  |  | 0 | 0 | 0 | 0 | 0 | 0 | 0 | 0 | 0 | 1 | 1 | 1 | 1 | [18 empty] | 1 | 1 |  | 0
PG&E FRESNO | Henrietta | 230 | OOS_Wind |  |  | 0 | 0 | 0 | 0 | 0 | 0 | 0 | 0 | 0 | 1 | 1 | 1 | 1 | [18 empty] | 1 | 1 |  | 0
PG&E FRESNO | Herndon | 115 | OOS_Wind |  |  | 0 | 0 | 0 | 0 | 0 | 0 | 0 | 0 | 0 | 5 | 2 | 5 | 2 | [18 empty] | 1 | 1 |  | 0
PG&E FRESNO | Herndon | 230 | OOS_Wind |  |  | 0 | 0 | 0 | 0 | 0 | 0 | 0 | 0 | 0 | 5 | 2 | 5 | 2 | [18 empty] | 1 | 1 |  | 0
PG&E GBA | Hicks | 230 | OOS_Wind |  |  | 0 | 0 | 0 | 0 | 0 | 0 | 0 | 0 | 0 | 1 | 1 | 1 | 1 | [18 empty] | 1 | 1 |  | 0
PG&E NGBA | Higgins | 115 | OOS_Wind |  |  | 0 | 0 | 0 | 0 | 0 | 0 | 0 | 0 | 0 | 5 | 2 | 1 | 1 | [18 empty] | 1 | 1 |  | 0
PG&E NGBA | Hilltop | 345 | OOS_Wind |  |  | 0 | 0 | 0 | 0 | 0 | 0 | 0 | 0 | 0 | 5 | 2 | 1 | 1 | [18 empty] | 1 | 1 |  | 0
SCE Metro | Hinson | 230 | OOS_Wind |  |  | 0 | 0 | 0 | 0 | 0 | 0 | 0 | 0 | 0 | 1 | 1 | 1 | 1 | [18 empty] | 1 | 1 |  | 0
PG&E GBA | Hollister | 115 | OOS_Wind |  |  | 0 | 0 | 0 | 0 | 0 | 0 | 0 | 0 | 0 | 1 | 1 | 1 | 1 | [18 empty] | 1 | 1 |  | 0
PG&E NGBA | Homestake | 115 | OOS_Wind |  |  | 0 | 0 | 0 | 0 | 0 | 0 | 0 | 0 | 0 | 5 | 5 | 1 | 1 | [18 empty] | 1 | 1 |  | 0
PG&E NGBA | Honcut | 115 | OOS_Wind |  |  | 0 | 0 | 0 | 0 | 0 | 0 | 0 | 0 | 0 | 5 | 2 | 1 | 1 | [18 empty] | 1 | 1 |  | 0
SDGE | Hoodoo Wash | 500 | OOS_Wind |  |  | 0 | 0 | 0 | 0 | 0 | 0 | 0 | 0 | 0 | 5 | 5 | 1 | 1 | [18 empty] | 1 | 1 |  | 0
PG&E NGBA | Hopland | 115 | OOS_Wind |  |  | 0 | 0 | 0 | 0 | 0 | 0 | 0 | 0 | 0 | 5 | 5 | 1 | 1 | [18 empty] | 1 | 1 |  | 0
PG&E NGBA | Humboldt | 115 | OOS_Wind |  |  | 0 | 0 | 0 | 0 | 0 | 0 | 0 | 0 | 0 | 5 | 2 | 1 | 1 | [18 empty] | 1 | 1 |  | 0
PG&E NGBA | Humboldt | 500 | OOS_Wind |  |  | 0 | 0 | 0 | 0 | 0 | 0 | 0 | 0 | 0 | 5 | 2 | 1 | 1 | [18 empty] | 1 | 1 |  | 0
SCE Metro | Huntington Beach | 230 | OOS_Wind |  |  | 0 | 0 | 0 | 0 | 0 | 0 | 0 | 0 | 0 | 1 | 1 | 1 | 1 | [18 empty] | 1 | 1 |  | 0
PG&E NGBA | Ignacio | 115 | OOS_Wind |  |  | 0 | 0 | 0 | 0 | 0 | 0 | 0 | 0 | 0 | 5 | 2 | 1 | 1 | [18 empty] | 1 | 1 |  | 0
PG&E NGBA | Ignacio | 230 | OOS_Wind |  |  | 0 | 0 | 0 | 0 | 0 | 0 | 0 | 0 | 0 | 5 | 5 | 1 | 1 | [18 empty] | 1 | 1 |  | 0
SDGE | Imperial Valley | 230 | OOS_Wind |  |  | 0 | 0 | 0 | 0 | 0 | 0 | 0 | 0 | 0 | 1 | 1 | 1 | 1 | [18 empty] | 1 | 1 |  | 0
SDGE | Imperial Valley | 500 | OOS_Wind |  |  | 0 | 0 | 0 | 0 | 0 | 0 | 0 | 0 | 0 | 1 | 1 | 1 | 1 | [18 empty] | 1 | 1 |  | 0
EOP | Innovation | 138 | OOS_Wind |  |  | 0 | 0 | 0 | 0 | 0 | 0 | 0 | 0 | 0 | 5 | 5 | 1 | 1 | [18 empty] | 1 | 1 |  | 0
EOP | Innovation | 230 | OOS_Wind |  |  | 0 | 0 | 0 | 0 | 0 | 0 | 0 | 0 | 0 | 5 | 5 | 1 | 1 | [18 empty] | 1 | 1 |  | 0
SCE NOL | Inyokern | 115 | OOS_Wind |  |  | 0 | 0 | 0 | 0 | 0 | 0 | 0 | 0 | 0 | 3 | 3 | 1 | 1 | [18 empty] | 1 | 1 |  | 0
EOP | IS Tap | 138 | OOS_Wind |  |  | 0 | 0 | 0 | 0 | 0 | 0 | 0 | 0 | 0 | 5 | 5 | 1 | 1 | [18 empty] | 1 | 1 |  | 0
EOP | Ivanpah | 115 | OOS_Wind |  |  | 0 | 0 | 0 | 0 | 0 | 0 | 0 | 0 | 0 | 5 | 5 | 1 | 1 | [18 empty] | 1 | 1 |  | 0
EOP | Ivanpah | 230 | OOS_Wind |  |  | 0 | 0 | 0 | 0 | 0 | 0 | 0 | 0 | 0 | 5 | 5 | 1 | 1 | [18 empty] | 1 | 1 |  | 0
EOP | Jackass (DOE) | 138 | OOS_Wind |  |  | 0 | 0 | 0 | 0 | 0 | 0 | 0 | 0 | 0 | 5 | 5 | 1 | 1 | [18 empty] | 1 | 1 |  | 0
PG&E NGBA | James B Black | 230 | OOS_Wind |  |  | 0 | 0 | 0 | 0 | 0 | 0 | 0 | 0 | 0 | 5 | 2 | 1 | 1 | [18 empty] | 1 | 1 |  | 0
PG&E GBA | Jefferson | 230 | OOS_Wind |  |  | 0 | 0 | 0 | 0 | 0 | 0 | 0 | 0 | 0 | 1 | 1 | 1 | 1 | [18 empty] | 1 | 1 |  | 0
PG&E NGBA | Jessup | 115 | OOS_Wind |  |  | 0 | 0 | 0 | 0 | 0 | 0 | 0 | 0 | 0 | 5 | 2 | 1 | 1 | [18 empty] | 1 | 1 |  | 0
SCE Metro | Johanna | 230 | OOS_Wind |  |  | 0 | 0 | 0 | 0 | 0 | 0 | 0 | 0 | 0 | 1 | 1 | 1 | 1 | [18 empty] | 1 | 1 |  | 0
SCE Eastern | Julian Hinds | 230 | OOS_Wind |  |  | 0 | 0 | 0 | 0 | 0 | 0 | 0 | 0 | 0 | 5 | 5 | 3 | 3 | [18 empty] | 1 | 1 |  | 0
PG&E GBA | Kasson | 115 | OOS_Wind |  |  | 0 | 0 | 0 | 0 | 0 | 0 | 0 | 0 | 0 | 5 | 2 | 1 | 1 | [18 empty] | 1 | 1 |  | 0
PG&E FRESNO | Kearney | 230 | OOS_Wind |  |  | 0 | 0 | 0 | 0 | 0 | 0 | 0 | 0 | 0 | 5 | 2 | 5 | 2 | [18 empty] | 1 | 1 |  | 0
PG&E GBA | Kelso | 230 | OOS_Wind |  |  | 0 | 0 | 0 | 0 | 0 | 0 | 0 | 0 | 0 | 5 | 2 | 1 | 1 | [18 empty] | 1 | 1 |  | 0
PG&E FRESNO | Kerchoff 1 | 115 | OOS_Wind |  |  | 0 | 0 | 0 | 0 | 0 | 0 | 0 | 0 | 0 | 5 | 2 | 1 | 1 | [18 empty] | 1 | 1 |  | 0
PG&E KERN | Kern Oil | 115 | OOS_Wind |  |  | 0 | 0 | 0 | 0 | 0 | 0 | 0 | 0 | 0 | 1 | 1 | 1 | 1 | [18 empty] | 1 | 1 |  | 0
PG&E KERN | Kern PP | 115 | OOS_Wind |  |  | 0 | 0 | 0 | 0 | 0 | 0 | 0 | 0 | 0 | 1 | 1 | 1 | 1 | [18 empty] | 1 | 1 |  | 0
PG&E KERN | Kern PP | 230 | OOS_Wind |  |  | 0 | 0 | 0 | 0 | 0 | 0 | 0 | 0 | 0 | 1 | 1 | 1 | 1 | [18 empty] | 1 | 1 |  | 0
PG&E KERN | Kernridge | 115 | OOS_Wind |  |  | 0 | 0 | 0 | 0 | 0 | 0 | 0 | 0 | 0 | 1 | 1 | 1 | 1 | [18 empty] | 1 | 1 |  | 0
PG&E FRESNO | Kingsburg | 115 | OOS_Wind |  |  | 0 | 0 | 0 | 0 | 0 | 0 | 0 | 0 | 0 | 5 | 2 | 5 | 2 | [18 empty] | 1 | 1 |  | 0
PG&E GBA | Kirker | 115 | OOS_Wind |  |  | 0 | 0 | 0 | 0 | 0 | 0 | 0 | 0 | 0 | 5 | 2 | 1 | 1 | [18 empty] | 1 | 1 |  | 0
PG&E NGBA | Knights Landing | 115 | OOS_Wind |  |  | 0 | 0 | 0 | 0 | 0 | 0 | 0 | 0 | 0 | 5 | 2 | 1 | 1 | [18 empty] | 1 | 1 |  | 0
SCE NOL | Kramer | 115 | OOS_Wind |  |  | 0 | 0 | 0 | 0 | 0 | 0 | 0 | 0 | 0 | 3 | 3 | 1 | 1 | [18 empty] | 1 | 1 |  | 0
SCE NOL | Kramer | 230 | OOS_Wind |  |  | 0 | 0 | 0 | 0 | 0 | 0 | 0 | 0 | 0 | 3 | 3 | 1 | 1 | [18 empty] | 1 | 1 |  | 0
SCE Metro | La Cienega | 230 | OOS_Wind |  |  | 0 | 0 | 0 | 0 | 0 | 0 | 0 | 0 | 0 | 1 | 1 | 1 | 1 | [18 empty] | 1 | 1 |  | 0
SCE Metro | La Fresa | 230 | OOS_Wind |  |  | 0 | 0 | 0 | 0 | 0 | 0 | 0 | 0 | 0 | 1 | 1 | 1 | 1 | [18 empty] | 1 | 1 |  | 0
SCE Metro | Laguna Bell | 230 | OOS_Wind |  |  | 0 | 0 | 0 | 0 | 0 | 0 | 0 | 0 | 0 | 1 | 1 | 1 | 1 | [18 empty] | 1 | 1 |  | 0
PG&E NGBA | Lakeville | 230 | OOS_Wind |  |  | 0 | 0 | 0 | 0 | 0 | 0 | 0 | 0 | 0 | 5 | 5 | 1 | 1 | [18 empty] | 1 | 1 |  | 0
PG&E NGBA | Lakeville | 115 | OOS_Wind |  |  | 0 | 0 | 0 | 0 | 0 | 0 | 0 | 0 | 0 | 5 | 5 | 1 | 1 | [18 empty] | 1 | 1 |  | 0
PG&E GBA | Lakewood | 115 | OOS_Wind |  |  | 0 | 0 | 0 | 0 | 0 | 0 | 0 | 0 | 0 | 5 | 2 | 1 | 1 | [18 empty] | 1 | 1 |  | 0
PG&E NGBA | Lambie | 230 | OOS_Wind |  |  | 0 | 0 | 0 | 0 | 0 | 0 | 0 | 0 | 0 | 5 | 5 | 1 | 1 | [18 empty] | 1 | 1 |  | 0
PG&E GBA | Lammers | 115 | OOS_Wind |  |  | 0 | 0 | 0 | 0 | 0 | 0 | 0 | 0 | 0 | 5 | 2 | 1 | 1 | [18 empty] | 1 | 1 |  | 0
PG&E KERN | Lamont | 115 | OOS_Wind |  |  | 0 | 0 | 0 | 0 | 0 | 0 | 0 | 0 | 0 | 1 | 1 | 1 | 1 | [18 empty] | 1 | 1 |  | 0
PG&E FRESNO | Las Aguilas | 230 | OOS_Wind |  |  | 0 | 0 | 0 | 0 | 0 | 0 | 0 | 0 | 0 | 1 | 1 | 1 | 1 | [18 empty] | 1 | 1 |  | 0
EOP | Lathrop | 138 | OOS_Wind |  |  | 0 | 0 | 0 | 0 | 0 | 0 | 0 | 0 | 0 | 5 | 5 | 1 | 1 | [18 empty] | 1 | 1 |  | 0
EOP | Lathrop | 230 | OOS_Wind |  |  | 0 | 0 | 0 | 0 | 0 | 0 | 0 | 0 | 0 | 5 | 5 | 1 | 1 | [18 empty] | 1 | 1 |  | 0
PG&E FRESNO | Le Grand | 115 | OOS_Wind |  |  | 0 | 0 | 0 | 0 | 0 | 0 | 0 | 0 | 0 | 5 | 2 | 5 | 2 | [18 empty] | 1 | 1 |  | 0
PG&E KERN | Lerdo | 115 | OOS_Wind |  |  | 0 | 0 | 0 | 0 | 0 | 0 | 0 | 0 | 0 | 1 | 1 | 1 | 1 | [18 empty] | 1 | 1 |  | 0
SCE Metro | Lewis | 230 | OOS_Wind |  |  | 0 | 0 | 0 | 0 | 0 | 0 | 0 | 0 | 0 | 1 | 1 | 1 | 1 | [18 empty] | 1 | 1 |  | 0
SCE Metro | Lighthipe | 230 | OOS_Wind |  |  | 0 | 0 | 0 | 0 | 0 | 0 | 0 | 0 | 0 | 1 | 1 | 1 | 1 | [18 empty] | 1 | 1 |  | 0
PG&E NGBA | Lincoln | 115 | OOS_Wind |  |  | 0 | 0 | 0 | 0 | 0 | 0 | 0 | 0 | 0 | 5 | 2 | 1 | 1 | [18 empty] | 1 | 1 |  | 0
PG&E KERN | Live Oak | 115 | OOS_Wind |  |  | 0 | 0 | 0 | 0 | 0 | 0 | 0 | 0 | 0 | 1 | 1 | 1 | 1 | [18 empty] | 1 | 1 |  | 0
PG&E GBA | Llagas | 115 | OOS_Wind |  |  | 0 | 0 | 0 | 0 | 0 | 0 | 0 | 0 | 0 | 1 | 1 | 1 | 1 | [18 empty] | 1 | 1 |  | 0
PG&E GBA | Lockeford | 115 | OOS_Wind |  |  | 0 | 0 | 0 | 0 | 0 | 0 | 0 | 0 | 0 | 5 | 2 | 1 | 1 | [18 empty] | 1 | 1 |  | 0
PG&E GBA | Lockeford | 230 | OOS_Wind |  |  | 0 | 0 | 0 | 0 | 0 | 0 | 0 | 0 | 0 | 5 | 2 | 1 | 1 | [18 empty] | 1 | 1 |  | 0
PG&E GBA | Lodi | 230 | OOS_Wind |  |  | 0 | 0 | 0 | 0 | 0 | 0 | 0 | 0 | 0 | 5 | 2 | 1 | 1 | [18 empty] | 1 | 1 |  | 0
PG&E NGBA | Logan Creek | 230 | OOS_Wind |  |  | 0 | 0 | 0 | 0 | 0 | 0 | 0 | 0 | 0 | 5 | 5 | 1 | 1 | [18 empty] | 1 | 1 |  | 0
PG&E GBA | Lone Tree | 230 | OOS_Wind |  |  | 0 | 0 | 0 | 0 | 0 | 0 | 0 | 0 | 0 | 5 | 5 | 1 | 1 | [18 empty] | 1 | 1 |  | 0
PG&E FRESNO | Los Banos | 230 | OOS_Wind |  |  | 0 | 0 | 0 | 0 | 0 | 0 | 0 | 0 | 0 | 1 | 1 | 1 | 1 | [18 empty] | 1 | 1 |  | 0
PG&E FRESNO | Los Banos | 500 | OOS_Wind |  |  | 0 | 0 | 0 | 0 | 0 | 0 | 0 | 0 | 0 | 1 | 1 | 1 | 1 | [18 empty] | 1 | 1 |  | 0
SDGE | Los Coches | 138 | OOS_Wind |  |  | 0 | 0 | 0 | 0 | 0 | 0 | 0 | 0 | 0 | 5 | 5 | 1 | 1 | [18 empty] | 1 | 1 |  | 0
PG&E GBA | Los Esteros | 115 | OOS_Wind |  |  | 0 | 0 | 0 | 0 | 0 | 0 | 0 | 0 | 0 | 1 | 1 | 1 | 1 | [18 empty] | 1 | 1 |  | 0
PG&E GBA | Los Esteros | 230 | OOS_Wind |  |  | 0 | 0 | 0 | 0 | 0 | 0 | 0 | 0 | 0 | 1 | 1 | 1 | 1 | [18 empty] | 1 | 1 |  | 0
PG&E GBA | Los Positas | 230 | OOS_Wind |  |  | 0 | 0 | 0 | 0 | 0 | 0 | 0 | 0 | 0 | 5 | 5 | 1 | 1 | [18 empty] | 1 | 1 |  | 0
SCE NOL | Lugo | 230 | OOS_Wind |  |  | 0 | 0 | 0 | 0 | 0 | 0 | 0 | 0 | 0 | 1 | 1 | 1 | 1 | [18 empty] | 1 | 1 |  | 0
SCE Metro | Lugo | 500 | OOS_Wind | YES | New Mexico Wind | 1750 | 0 | 1750 | 0 | 0 | 0 | 1750 | 0 | 1750 | 1 | 1 | 1 | 1 | [18 empty] | 5- | 1 |  | 1
PG&E NGBA | Madison | 115 | OOS_Wind |  |  | 0 | 0 | 0 | 0 | 0 | 0 | 0 | 0 | 0 | 5 | 5 | 1 | 1 | [18 empty] | 1 | 1 |  | 0
PG&E KERN | Magunden | 115 | OOS_Wind |  |  | 0 | 0 | 0 | 0 | 0 | 0 | 0 | 0 | 0 | 1 | 1 | 1 | 1 | [18 empty] | 1 | 1 |  | 0
SCE Northern | Magunden | 230 | OOS_Wind |  |  | 0 | 0 | 0 | 0 | 0 | 0 | 0 | 0 | 0 | 1 | 1 | 1 | 1 | [18 empty] | 1 | 1 |  | 0
PG&E FRESNO | Malaga | 115 | OOS_Wind |  |  | 0 | 0 | 0 | 0 | 0 | 0 | 0 | 0 | 0 | 5 | 2 | 5 | 2 | [18 empty] | 1 | 1 |  | 0
PG&E NGBA | Malin | 500 | OOS_Wind |  |  | 0 | 0 | 0 | 0 | 0 | 0 | 0 | 0 | 0 | 5 | 2 | 1 | 1 | [18 empty] | 1 | 1 |  | 0
SCE Northern | Mandalay | 230 | OOS_Wind |  |  | 0 | 0 | 0 | 0 | 0 | 0 | 0 | 0 | 0 | 5 | 5 | 1 | 1 | [18 empty] | 1 | 1 |  | 0
PG&E FRESNO | Manning | 230 | OOS_Wind |  |  | 0 | 0 | 0 | 0 | 0 | 0 | 0 | 0 | 0 | 1 | 1 | 1 | 1 | [18 empty] | 1 | 1 |  | 0
PG&E FRESNO | Manning | 500 | OOS_Wind |  |  | 0 | 0 | 0 | 0 | 0 | 0 | 0 | 0 | 0 | 1 | 1 | 1 | 1 | [18 empty] | 1 | 1 |  | 0
PG&E GBA | Manteca | 115 | OOS_Wind |  |  | 0 | 0 | 0 | 0 | 0 | 0 | 0 | 0 | 0 | 5 | 2 | 1 | 1 | [18 empty] | 1 | 1 |  | 0
SDGE | Margarita | 138 | OOS_Wind |  |  | 0 | 0 | 0 | 0 | 0 | 0 | 0 | 0 | 0 | 1 | 1 | 1 | 1 | [18 empty] | 1 | 1 |  | 0
PG&E GBA | Martin | 230 | OOS_Wind |  |  | 0 | 0 | 0 | 0 | 0 | 0 | 0 | 0 | 0 | 5 | 2 | 1 | 1 | [18 empty] | 1 | 1 |  | 0
PG&E GBA | Martin | 115 | OOS_Wind |  |  | 0 | 0 | 0 | 0 | 0 | 0 | 0 | 0 | 0 | 1 | 1 | 1 | 1 | [18 empty] | 1 | 1 |  | 0
PG&E GBA | Martinez | 115 | OOS_Wind |  |  | 0 | 0 | 0 | 0 | 0 | 0 | 0 | 0 | 0 | 5 | 2 | 1 | 1 | [18 empty] | 1 | 1 |  | 0
PG&E FRESNO | Mc Mullin | 230 | OOS_Wind |  |  | 0 | 0 | 0 | 0 | 0 | 0 | 0 | 0 | 0 | 5 | 2 | 1 | 1 | [18 empty] | 1 | 1 |  | 0
PG&E FRESNO | McCall | 115 | OOS_Wind |  |  | 0 | 0 | 0 | 0 | 0 | 0 | 0 | 0 | 0 | 5 | 2 | 5 | 2 | [18 empty] | 1 | 1 |  | 0
PG&E FRESNO | McCall | 230 | OOS_Wind |  |  | 0 | 0 | 0 | 0 | 0 | 0 | 0 | 0 | 0 | 5 | 2 | 1 | 1 | [18 empty] | 1 | 1 |  | 0
PG&E GBA | Meadow Lane | 115 | OOS_Wind |  |  | 0 | 0 | 0 | 0 | 0 | 0 | 0 | 0 | 0 | 5 | 2 | 1 | 1 | [18 empty] | 1 | 1 |  | 0
PG&E GBA | Melones | 115 | OOS_Wind |  |  | 0 | 0 | 0 | 0 | 0 | 0 | 0 | 0 | 0 | 5 | 2 | 1 | 1 | [18 empty] | 1 | 1 |  | 0
PG&E GBA | Melones | 230 | OOS_Wind |  |  | 0 | 0 | 0 | 0 | 0 | 0 | 0 | 0 | 0 | 5 | 2 | 1 | 1 | [18 empty] | 1 | 1 |  | 0
PG&E NGBA | Mendocino | 115 | OOS_Wind |  |  | 0 | 0 | 0 | 0 | 0 | 0 | 0 | 0 | 0 | 5 | 5 | 1 | 1 | [18 empty] | 1 | 1 |  | 0
PG&E FRESNO | Mendota | 115 | OOS_Wind |  |  | 0 | 0 | 0 | 0 | 0 | 0 | 0 | 0 | 0 | 5 | 2 | 5 | 2 | [18 empty] | 1 | 1 |  | 0
PG&E FRESNO | Merced | 115 | OOS_Wind |  |  | 0 | 0 | 0 | 0 | 0 | 0 | 0 | 0 | 0 | 5 | 2 | 5 | 2 | [18 empty] | 1 | 1 |  | 0
EOP | Mercury | 138 | OOS_Wind |  |  | 0 | 0 | 0 | 0 | 0 | 0 | 0 | 0 | 0 | 5 | 5 | 1 | 1 | [18 empty] | 1 | 1 |  | 0
PG&E KERN | Mesa (PGE) | 115 | OOS_Wind |  |  | 0 | 0 | 0 | 0 | 0 | 0 | 0 | 0 | 0 | 1 | 1 | 1 | 1 | [18 empty] | 1 | 1 |  | 0
PG&E KERN | Mesa (PGE) | 230 | OOS_Wind |  |  | 0 | 0 | 0 | 0 | 0 | 0 | 0 | 0 | 0 | 1 | 1 | 1 | 1 | [18 empty] | 1 | 1 |  | 0
SCE Metro | Mesa (SCE) | 230 | OOS_Wind |  |  | 0 | 0 | 0 | 0 | 0 | 0 | 0 | 0 | 0 | 1 | 1 | 1 | 1 | [18 empty] | 1 | 1 |  | 0
SCE Metro | Mesa (SCE) | 500 | OOS_Wind |  |  | 0 | 0 | 0 | 0 | 0 | 0 | 0 | 0 | 0 | 1 | 1 | 1 | 1 | [18 empty] | 1 | 1 |  | 0
PG&E GBA | Metcalf | 115 | OOS_Wind |  |  | 0 | 0 | 0 | 0 | 0 | 0 | 0 | 0 | 0 | 1 | 1 | 1 | 1 | [18 empty] | 1 | 1 |  | 0
PG&E GBA | Metcalf | 230 | OOS_Wind |  |  | 0 | 0 | 0 | 0 | 0 | 0 | 0 | 0 | 0 | 1 | 1 | 1 | 1 | [18 empty] | 1 | 1 |  | 0
PG&E GBA | Metcalf | 500 | OOS_Wind |  |  | 0 | 0 | 0 | 0 | 0 | 0 | 0 | 0 | 0 | 1 | 1 | 1 | 1 | [18 empty] | 1 | 1 |  | 0
PG&E KERN | Midway | 115 | OOS_Wind |  |  | 0 | 0 | 0 | 0 | 0 | 0 | 0 | 0 | 0 | 1 | 1 | 1 | 1 | [18 empty] | 1 | 1 |  | 0
PG&E KERN | Midway | 230 | OOS_Wind |  |  | 0 | 0 | 0 | 0 | 0 | 0 | 0 | 0 | 0 | 1 | 1 | 1 | 1 | [18 empty] | 1 | 1 |  | 0
PG&E KERN | Midway | 500 | OOS_Wind |  |  | 0 | 0 | 0 | 0 | 0 | 0 | 0 | 0 | 0 | 1 | 1 | 1 | 1 | [18 empty] | 1 | 1 |  | 0
SDGE | Miguel | 230 | OOS_Wind |  |  | 0 | 0 | 0 | 0 | 0 | 0 | 0 | 0 | 0 | 1 | 1 | 1 | 1 | [18 empty] | 1 | 1 |  | 0
SDGE | Miguel | 500 | OOS_Wind |  |  | 0 | 0 | 0 | 0 | 0 | 0 | 0 | 0 | 0 | 1 | 1 | 1 | 1 | [18 empty] | 1 | 1 |  | 0
PG&E GBA | Millbrae | 115 | OOS_Wind |  |  | 0 | 0 | 0 | 0 | 0 | 0 | 0 | 0 | 0 | 1 | 1 | 1 | 1 | [18 empty] | 1 | 1 |  | 0
PG&E GBA | Miller | 115 | OOS_Wind |  |  | 0 | 0 | 0 | 0 | 0 | 0 | 0 | 0 | 0 | 5 | 2 | 1 | 1 | [18 empty] | 1 | 1 |  | 0
SCE Metro | Mira Loma | 230 | OOS_Wind |  |  | 0 | 0 | 0 | 0 | 0 | 0 | 0 | 0 | 0 | 1 | 1 | 1 | 1 | [18 empty] | 1 | 1 |  | 0
SCE Metro | Mira Loma | 500 | OOS_Wind |  |  | 0 | 0 | 0 | 0 | 0 | 0 | 0 | 0 | 0 | 1 | 1 | 1 | 1 | [18 empty] | 1 | 1 |  | 0
SCE Eastern | Mirage | 115 | OOS_Wind |  |  | 0 | 0 | 0 | 0 | 0 | 0 | 0 | 0 | 0 | 5 | 5 | 3 | 3 | [18 empty] | 1 | 1 |  | 0
SCE Eastern | Mirage | 230 | OOS_Wind |  |  | 0 | 0 | 0 | 0 | 0 | 0 | 0 | 0 | 0 | 5 | 5 | 3 | 3 | [18 empty] | 1 | 1 |  | 0
SDGE | Mission | 138 | OOS_Wind |  |  | 0 | 0 | 0 | 0 | 0 | 0 | 0 | 0 | 0 | 1 | 1 | 1 | 1 | [18 empty] | 1 | 1 |  | 0
SDGE | Mission | 230 | OOS_Wind |  |  | 0 | 0 | 0 | 0 | 0 | 0 | 0 | 0 | 0 | 1 | 1 | 1 | 1 | [18 empty] | 1 | 1 |  | 0
PG&E GBA | Mi-Wuk | 115 | OOS_Wind |  |  | 0 | 0 | 0 | 0 | 0 | 0 | 0 | 0 | 0 | 5 | 2 | 1 | 1 | [18 empty] | 1 | 1 |  | 0
EOP | Mohave | 500 | OOS_Wind |  |  | 0 | 0 | 0 | 0 | 0 | 0 | 0 | 0 | 0 | 5 | 5 | 1 | 1 | [18 empty] | 1 | 1 |  | 0
PG&E NGBA | Monroe | 115 | OOS_Wind |  |  | 0 | 0 | 0 | 0 | 0 | 0 | 0 | 0 | 0 | 5 | 5 | 1 | 1 | [18 empty] | 1 | 1 |  | 0
PG&E GBA | Monta Vista | 115 | OOS_Wind |  |  | 0 | 0 | 0 | 0 | 0 | 0 | 0 | 0 | 0 | 1 | 1 | 1 | 1 | [18 empty] | 1 | 1 |  | 0
PG&E GBA | Monta Vista | 230 | OOS_Wind |  |  | 0 | 0 | 0 | 0 | 0 | 0 | 0 | 0 | 0 | 1 | 1 | 1 | 1 | [18 empty] | 1 | 1 |  | 0
PG&E NGBA | Monticello | 115 | OOS_Wind |  |  | 0 | 0 | 0 | 0 | 0 | 0 | 0 | 0 | 0 | 5 | 5 | 1 | 1 | [18 empty] | 1 | 1 |  | 0
SCE Northern | Moorpark | 230 | OOS_Wind |  |  | 0 | 0 | 0 | 0 | 0 | 0 | 0 | 0 | 0 | 5 | 5 | 1 | 1 | [18 empty] | 1 | 1 |  | 0
PG&E GBA | Moraga | 115 | OOS_Wind |  |  | 0 | 0 | 0 | 0 | 0 | 0 | 0 | 0 | 0 | 5 | 2 | 1 | 1 | [18 empty] | 1 | 1 |  | 0
PG&E GBA | Moraga | 230 | OOS_Wind |  |  | 0 | 0 | 0 | 0 | 0 | 0 | 0 | 0 | 0 | 5 | 2 | 1 | 1 | [18 empty] | 1 | 1 |  | 0
PG&E GBA | Morgan Hill | 115 | OOS_Wind |  |  | 0 | 0 | 0 | 0 | 0 | 0 | 0 | 0 | 0 | 1 | 1 | 1 | 1 | [18 empty] | 1 | 1 |  | 0
PG&E KERN | Morro Bay | 115 | OOS_Wind |  |  | 0 | 0 | 0 | 0 | 0 | 0 | 0 | 0 | 0 | 1 | 1 | 1 | 1 | [18 empty] | 1 | 1 |  | 0
PG&E KERN | Morro Bay | 230 | OOS_Wind |  |  | 0 | 0 | 0 | 0 | 0 | 0 | 0 | 0 | 0 | 1 | 1 | 1 | 1 | [18 empty] | 1 | 1 |  | 0
PG&E KERN | Morro Bay | 500 | OOS_Wind |  |  | 0 | 0 | 0 | 0 | 0 | 0 | 0 | 0 | 0 | 1 | 1 | 1 | 1 | [18 empty] | 1 | 1 |  | 0
PG&E GBA | Moss Landing | 115 | OOS_Wind |  |  | 0 | 0 | 0 | 0 | 0 | 0 | 0 | 0 | 0 | 1 | 1 | 1 | 1 | [18 empty] | 1 | 1 |  | 0
PG&E GBA | Moss Landing | 230 | OOS_Wind |  |  | 0 | 0 | 0 | 0 | 0 | 0 | 0 | 0 | 0 | 1 | 1 | 1 | 1 | [18 empty] | 1 | 1 |  | 0
PG&E GBA | Moss Landing | 500 | OOS_Wind |  |  | 0 | 0 | 0 | 0 | 0 | 0 | 0 | 0 | 0 | 5 | 2 | 1 | 1 | [18 empty] | 1 | 1 |  | 0
EOP | Mountain Pass | 115 | OOS_Wind |  |  | 0 | 0 | 0 | 0 | 0 | 0 | 0 | 0 | 0 | 5 | 5 | 1 | 1 | [18 empty] | 1 | 1 |  | 0
PG&E GBA | Mountain View | 115 | OOS_Wind |  |  | 0 | 0 | 0 | 0 | 0 | 0 | 0 | 0 | 0 | 1 | 1 | 1 | 1 | [18 empty] | 1 | 1 |  | 0
PG&E GBA | Mt Eden | 115 | OOS_Wind |  |  | 0 | 0 | 0 | 0 | 0 | 0 | 0 | 0 | 0 | 5 | 2 | 1 | 1 | [18 empty] | 1 | 1 |  | 0
PG&E KERN | Mt Poso | 115 | OOS_Wind |  |  | 0 | 0 | 0 | 0 | 0 | 0 | 0 | 0 | 0 | 1 | 1 | 1 | 1 | [18 empty] | 1 | 1 |  | 0
PG&E FRESNO | Mustang | 230 | OOS_Wind |  |  | 0 | 0 | 0 | 0 | 0 | 0 | 0 | 0 | 0 | 5 | 2 | 1 | 1 | [18 empty] | 1 | 1 |  | 0
PG&E KERN | New Sub - Gates - Midway (Proposed) | 230 | OOS_Wind |  |  | 0 | 0 | 0 | 0 | 0 | 0 | 0 | 0 | 0 | 1 | 1 | 1 | 1 | [18 empty] | 1 | 1 |  | 0
PG&E KERN | New Sub - Gates - Templeton (Proposed) | 230 | OOS_Wind |  |  | 0 | 0 | 0 | 0 | 0 | 0 | 0 | 0 | 0 | 1 | 1 | 1 | 1 | [18 empty] | 1 | 1 |  | 0
SCE NOL | New Sub - Kramer - Lugo (Proposed) | 230 | OOS_Wind |  |  | 0 | 0 | 0 | 0 | 0 | 0 | 0 | 0 | 0 | 3 | 3 | 1 | 1 | [18 empty] | 1 | 1 |  | 0
PG&E FRESNO | New Sub - Los Banos - Midway (Proposed) | 500 | OOS_Wind |  |  | 0 | 0 | 0 | 0 | 0 | 0 | 0 | 0 | 0 | 1 | 1 | 1 | 1 | [18 empty] | 1 | 1 |  | 0
SCE NOL | New Sub - Lugo - Pisgah (Proposed) | 230 | OOS_Wind |  |  | 0 | 0 | 0 | 0 | 0 | 0 | 0 | 0 | 0 | 1 | 1 | 1 | 1 | [18 empty] | 1 | 1 |  | 0
PG&E KERN | New Sub - Midway - Wheeler Ridge (Proposed) | 230 | OOS_Wind |  |  | 0 | 0 | 0 | 0 | 0 | 0 | 0 | 0 | 0 | 1 | 1 | 1 | 1 | [18 empty] | 1 | 1 |  | 0
PG&E NGBA | New Sub - Near existing Leavitt (PSREC) | 345 | OOS_Wind |  |  | 0 | 0 | 0 | 0 | 0 | 0 | 0 | 0 | 0 | 5 | 2 | 1 | 1 | [18 empty] | 1 | 1 |  | 0
PG&E NGBA | New Sub - Near existing Madeline (NVE) | 345 | OOS_Wind |  |  | 0 | 0 | 0 | 0 | 0 | 0 | 0 | 0 | 0 | 5 | 2 | 1 | 1 | [18 empty] | 1 | 1 |  | 0
SDGE | New Sub - North Gila - IV (Proposed) | 500 | OOS_Wind |  |  | 0 | 0 | 0 | 0 | 0 | 0 | 0 | 0 | 0 | 1 | 1 | 1 | 1 | [18 empty] | 1 | 1 |  | 0
PG&E NGBA | New Sub - Pit 1 - Cottonwood (Proposed) | 230 | OOS_Wind |  |  | 0 | 0 | 0 | 0 | 0 | 0 | 0 | 0 | 0 | 5 | 5 | 3 | 3 | [18 empty] | 1 | 1 |  | 0
PG&E GBA | New Sub - Rancho Seco - Bellota (Proposed) | 230 | OOS_Wind |  |  | 0 | 0 | 0 | 0 | 0 | 0 | 0 | 0 | 0 | 5 | 2 | 1 | 1 | [18 empty] | 1 | 1 |  | 0
SDGE | New Sub - Suncrest - Ocotillo (Proposed) | 500 | OOS_Wind |  |  | 0 | 0 | 0 | 0 | 0 | 0 | 0 | 0 | 0 | 1 | 1 | 1 | 1 | [18 empty] | 1 | 1 |  | 0
PG&E FRESNO | New Sub - Westley - Quinto (Proposed) | 230 | OOS_Wind |  |  | 0 | 0 | 0 | 0 | 0 | 0 | 0 | 0 | 0 | 1 | 1 | 1 | 1 | [18 empty] | 1 | 1 |  | 0
PG&E GBA | Newark | 115 | OOS_Wind |  |  | 0 | 0 | 0 | 0 | 0 | 0 | 0 | 0 | 0 | 1 | 1 | 1 | 1 | [18 empty] | 1 | 1 |  | 0
PG&E GBA | Newark | 230 | OOS_Wind |  |  | 0 | 0 | 0 | 0 | 0 | 0 | 0 | 0 | 0 | 1 | 1 | 1 | 1 | [18 empty] | 1 | 1 |  | 0
PG&E FRESNO | Newhall | 115 | OOS_Wind |  |  | 0 | 0 | 0 | 0 | 0 | 0 | 0 | 0 | 0 | 5 | 2 | 5 | 2 | [18 empty] | 1 | 1 |  | 0
PG&E KERN | Norco | 115 | OOS_Wind |  |  | 0 | 0 | 0 | 0 | 0 | 0 | 0 | 0 | 0 | 1 | 1 | 1 | 1 | [18 empty] | 1 | 1 |  | 0
PG&E GBA | Nortech | 115 | OOS_Wind |  |  | 0 | 0 | 0 | 0 | 0 | 0 | 0 | 0 | 0 | 1 | 1 | 1 | 1 | [18 empty] | 1 | 1 |  | 0
SDGE | North City Metering | 138 | OOS_Wind |  |  | 0 | 0 | 0 | 0 | 0 | 0 | 0 | 0 | 0 | 1 | 1 | 1 | 1 | [18 empty] | 1 | 1 |  | 0
PG&E GBA | North Dublin | 230 | OOS_Wind |  |  | 0 | 0 | 0 | 0 | 0 | 0 | 0 | 0 | 0 | 5 | 5 | 1 | 1 | [18 empty] | 1 | 1 |  | 0
SDGE | North Gila | 500 | OOS_Wind |  |  | 0 | 0 | 0 | 0 | 0 | 0 | 0 | 0 | 0 | 1 | 1 | 1 | 1 | [18 empty] | 1 | 1 |  | 0
SCE Metro | North of SONGS | 230 | OOS_Wind |  |  | 0 | 0 | 0 | 0 | 0 | 0 | 0 | 0 | 0 | 1 | 1 | 1 | 1 | [18 empty] | 1 | 1 |  | 0
SCE Metro | North of SONGS | 500 | OOS_Wind |  |  | 0 | 0 | 0 | 0 | 0 | 0 | 0 | 0 | 0 | 1 | 1 | 1 | 1 | [18 empty] | 1 | 1 |  | 0
PG&E NGBA | Notre Dame | 115 | OOS_Wind |  |  | 0 | 0 | 0 | 0 | 0 | 0 | 0 | 0 | 0 | 5 | 2 | 1 | 1 | [18 empty] | 1 | 1 |  | 0
PG&E GBA | Oakland C | 115 | OOS_Wind |  |  | 0 | 0 | 0 | 0 | 0 | 0 | 0 | 0 | 0 | 5 | 2 | 1 | 1 | [18 empty] | 1 | 1 |  | 0
PG&E GBA | Oakland J | 115 | OOS_Wind |  |  | 0 | 0 | 0 | 0 | 0 | 0 | 0 | 0 | 0 | 5 | 2 | 1 | 1 | [18 empty] | 1 | 1 |  | 0
PG&E GBA | Oakland L | 115 | OOS_Wind |  |  | 0 | 0 | 0 | 0 | 0 | 0 | 0 | 0 | 0 | 5 | 2 | 1 | 1 | [18 empty] | 1 | 1 |  | 0
PG&E GBA | Oakland X | 115 | OOS_Wind |  |  | 0 | 0 | 0 | 0 | 0 | 0 | 0 | 0 | 0 | 5 | 2 | 1 | 1 | [18 empty] | 1 | 1 |  | 0
PG&E KERN | Oceano | 115 | OOS_Wind |  |  | 0 | 0 | 0 | 0 | 0 | 0 | 0 | 0 | 0 | 1 | 1 | 1 | 1 | [18 empty] | 1 | 1 |  | 0
SDGE | Ocotillo Express | 500 | OOS_Wind |  |  | 0 | 0 | 0 | 0 | 0 | 0 | 0 | 0 | 0 | 1 | 1 | 1 | 1 | [18 empty] | 1 | 1 |  | 0
SDGE | Old Town | 230 | OOS_Wind |  |  | 0 | 0 | 0 | 0 | 0 | 0 | 0 | 0 | 0 | 1 | 1 | 1 | 1 | [18 empty] | 1 | 1 |  | 0
SCE Metro | Olinda | 230 | OOS_Wind |  |  | 0 | 0 | 0 | 0 | 0 | 0 | 0 | 0 | 0 | 1 | 1 | 1 | 1 | [18 empty] | 1 | 1 |  | 0
PG&E FRESNO | Olive | 115 | OOS_Wind |  |  | 0 | 0 | 0 | 0 | 0 | 0 | 0 | 0 | 0 | 1 | 1 | 1 | 1 | [18 empty] | 1 | 1 |  | 0
PG&E NGBA | Olivehurst | 115 | OOS_Wind |  |  | 0 | 0 | 0 | 0 | 0 | 0 | 0 | 0 | 0 | 5 | 2 | 1 | 1 | [18 empty] | 1 | 1 |  | 0
SCE Northern | Ormond Beach | 230 | OOS_Wind |  |  | 0 | 0 | 0 | 0 | 0 | 0 | 0 | 0 | 0 | 5 | 5 | 1 | 1 | [18 empty] | 1 | 1 |  | 0
PG&E FRESNO | Oro Loma | 115 | OOS_Wind |  |  | 0 | 0 | 0 | 0 | 0 | 0 | 0 | 0 | 0 | 1 | 1 | 1 | 1 | [18 empty] | 1 | 1 |  | 0
SDGE | Otay Mesa | 230 | OOS_Wind |  |  | 0 | 0 | 0 | 0 | 0 | 0 | 0 | 0 | 0 | 1 | 1 | 1 | 1 | [18 empty] | 1 | 1 |  | 0
PG&E FRESNO | Padre Flats SW STA | 230 | OOS_Wind |  |  | 0 | 0 | 0 | 0 | 0 | 0 | 0 | 0 | 0 | 1 | 1 | 1 | 1 | [18 empty] | 1 | 1 |  | 0
EOP | Pahrump | 138 | OOS_Wind |  |  | 0 | 0 | 0 | 0 | 0 | 0 | 0 | 0 | 0 | 5 | 5 | 1 | 1 | [18 empty] | 1 | 1 |  | 0
EOP | Pahrump | 230 | OOS_Wind |  |  | 0 | 0 | 0 | 0 | 0 | 0 | 0 | 0 | 0 | 5 | 5 | 1 | 1 | [18 empty] | 1 | 1 |  | 0
PG&E NGBA | Palermo | 115 | OOS_Wind |  |  | 0 | 0 | 0 | 0 | 0 | 0 | 0 | 0 | 0 | 5 | 2 | 1 | 1 | [18 empty] | 1 | 1 |  | 0
PG&E NGBA | Palermo | 230 | OOS_Wind |  |  | 0 | 0 | 0 | 0 | 0 | 0 | 0 | 0 | 0 | 5 | 2 | 1 | 1 | [18 empty] | 1 | 1 |  | 0
SCE Eastern | Palo Verde | 500 | OOS_Wind | YES | New Mexico Wind | 3099 | 0 | 3099 | 1685 | 0 | 1685 | 1414 | 0 | 1414 | 5 | 5 | 1 | 1 | [18 empty] | 5- | 1 |  | 1
SDGE | Palomar Energy | 230 | OOS_Wind |  |  | 0 | 0 | 0 | 0 | 0 | 0 | 0 | 0 | 0 | 1 | 1 | 1 | 1 | [18 empty] | 1 | 1 |  | 0
PG&E FRESNO | Panoche | 115 | OOS_Wind |  |  | 0 | 0 | 0 | 0 | 0 | 0 | 0 | 0 | 0 | 5 | 2 | 1 | 1 | [18 empty] | 1 | 1 |  | 0
PG&E FRESNO | Panoche | 230 | OOS_Wind |  |  | 0 | 0 | 0 | 0 | 0 | 0 | 0 | 0 | 0 | 1 | 1 | 1 | 1 | [18 empty] | 1 | 1 |  | 0
SCE Northern | Pardee | 230 | OOS_Wind |  |  | 0 | 0 | 0 | 0 | 0 | 0 | 0 | 0 | 0 | 5 | 5 | 1 | 1 | [18 empty] | 1 | 1 |  | 0
PG&E NGBA | Parkway | 230 | OOS_Wind |  |  | 0 | 0 | 0 | 0 | 0 | 0 | 0 | 0 | 0 | 5 | 5 | 1 | 1 | [18 empty] | 1 | 1 |  | 0
SCE Northern | Pastoria | 230 | OOS_Wind |  |  | 0 | 0 | 0 | 0 | 0 | 0 | 0 | 0 | 0 | 5 | 5 | 1 | 1 | [18 empty] | 1 | 1 |  | 0
SCE Metro | Pauda | 230 | OOS_Wind |  |  | 0 | 0 | 0 | 0 | 0 | 0 | 0 | 0 | 0 | 1 | 1 | 1 | 1 | [18 empty] | 1 | 1 |  | 0
PG&E GBA | Paul Sweet | 115 | OOS_Wind |  |  | 0 | 0 | 0 | 0 | 0 | 0 | 0 | 0 | 0 | 1 | 1 | 1 | 1 | [18 empty] | 1 | 1 |  | 0
PG&E NGBA | Peabody | 230 | OOS_Wind |  |  | 0 | 0 | 0 | 0 | 0 | 0 | 0 | 0 | 0 | 5 | 5 | 1 | 1 | [18 empty] | 1 | 1 |  | 0
PG&E NGBA | Pease | 115 | OOS_Wind |  |  | 0 | 0 | 0 | 0 | 0 | 0 | 0 | 0 | 0 | 5 | 2 | 1 | 1 | [18 empty] | 1 | 1 |  | 0
SDGE | Penasquitos | 138 | OOS_Wind |  |  | 0 | 0 | 0 | 0 | 0 | 0 | 0 | 0 | 0 | 1 | 1 | 1 | 1 | [18 empty] | 1 | 1 |  | 0
SDGE | Penasquitos | 230 | OOS_Wind |  |  | 0 | 0 | 0 | 0 | 0 | 0 | 0 | 0 | 0 | 1 | 1 | 1 | 1 | [18 empty] | 1 | 1 |  | 0
PG&E NGBA | Penngrove | 115 | OOS_Wind |  |  | 0 | 0 | 0 | 0 | 0 | 0 | 0 | 0 | 0 | 5 | 5 | 1 | 1 | [18 empty] | 1 | 1 |  | 0
PG&E GBA | Peoria | 115 | OOS_Wind |  |  | 0 | 0 | 0 | 0 | 0 | 0 | 0 | 0 | 0 | 5 | 2 | 1 | 1 | [18 empty] | 1 | 1 |  | 0
PG&E GBA | Piercy | 115 | OOS_Wind |  |  | 0 | 0 | 0 | 0 | 0 | 0 | 0 | 0 | 0 | 1 | 1 | 1 | 1 | [18 empty] | 1 | 1 |  | 0
PG&E FRESNO | Pine Flat | 230 | OOS_Wind |  |  | 0 | 0 | 0 | 0 | 0 | 0 | 0 | 0 | 0 | 5 | 2 | 1 | 1 | [18 empty] | 1 | 1 |  | 0
SCE NOL | Pisgah | 230 | OOS_Wind |  |  | 0 | 0 | 0 | 0 | 0 | 0 | 0 | 0 | 0 | 1 | 1 | 1 | 1 | [18 empty] | 1 | 1 |  | 0
PG&E NGBA | Pit 1 | 230 | OOS_Wind |  |  | 0 | 0 | 0 | 0 | 0 | 0 | 0 | 0 | 0 | 5 | 5 | 3 | 3 | [18 empty] | 1 | 1 |  | 0
PG&E NGBA | Pit 3 | 230 | OOS_Wind |  |  | 0 | 0 | 0 | 0 | 0 | 0 | 0 | 0 | 0 | 5 | 5 | 3 | 3 | [18 empty] | 1 | 1 |  | 0
PG&E NGBA | Pit 4 | 230 | OOS_Wind |  |  | 0 | 0 | 0 | 0 | 0 | 0 | 0 | 0 | 0 | 5 | 2 | 1 | 1 | [18 empty] | 1 | 1 |  | 0
PG&E GBA | Pittsburg | 115 | OOS_Wind |  |  | 0 | 0 | 0 | 0 | 0 | 0 | 0 | 0 | 0 | 5 | 2 | 1 | 1 | [18 empty] | 1 | 1 |  | 0
PG&E GBA | Pittsburg | 230 | OOS_Wind |  |  | 0 | 0 | 0 | 0 | 0 | 0 | 0 | 0 | 0 | 5 | 2 | 1 | 1 | [18 empty] | 1 | 1 |  | 0
PG&E NGBA | Pleasant Grove | 115 | OOS_Wind |  |  | 0 | 0 | 0 | 0 | 0 | 0 | 0 | 0 | 0 | 5 | 2 | 1 | 1 | [18 empty] | 1 | 1 |  | 0
PG&E NGBA | POE | 230 | OOS_Wind |  |  | 0 | 0 | 0 | 0 | 0 | 0 | 0 | 0 | 0 | 5 | 2 | 1 | 1 | [18 empty] | 1 | 1 |  | 0
PG&E KERN | Poso Mountain | 115 | OOS_Wind |  |  | 0 | 0 | 0 | 0 | 0 | 0 | 0 | 0 | 0 | 1 | 1 | 1 | 1 | [18 empty] | 1 | 1 |  | 0
EOP | Primm | 230 | OOS_Wind |  |  | 0 | 0 | 0 | 0 | 0 | 0 | 0 | 0 | 0 | 5 | 5 | 1 | 1 | [18 empty] | 1 | 1 |  | 0
PG&E NGBA | Putah Creek | 115 | OOS_Wind |  |  | 0 | 0 | 0 | 0 | 0 | 0 | 0 | 0 | 0 | 5 | 5 | 1 | 1 | [18 empty] | 1 | 1 |  | 0
SDGE | Q1806 | 138 | OOS_Wind |  |  | 0 | 0 | 0 | 0 | 0 | 0 | 0 | 0 | 0 | 1 | 1 | 1 | 1 | [18 empty] | 1 | 1 |  | 0
PG&E FRESNO | Quinto | 230 | OOS_Wind |  |  | 0 | 0 | 0 | 0 | 0 | 0 | 0 | 0 | 0 | 1 | 1 | 1 | 1 | [18 empty] | 1 | 1 |  | 0
PG&E GBA | Race Track | 115 | OOS_Wind |  |  | 0 | 0 | 0 | 0 | 0 | 0 | 0 | 0 | 0 | 5 | 2 | 1 | 1 | [18 empty] | 1 | 1 |  | 0
SDGE | Rancho Mission Viejo | 138 | OOS_Wind |  |  | 0 | 0 | 0 | 0 | 0 | 0 | 0 | 0 | 0 | 1 | 1 | 1 | 1 | [18 empty] | 1 | 1 |  | 0
PG&E GBA | Rancho Seco | 230 | OOS_Wind |  |  | 0 | 0 | 0 | 0 | 0 | 0 | 0 | 0 | 0 | 5 | 2 | 1 | 1 | [18 empty] | 1 | 1 |  | 0
SCE Metro | Rancho Vista | 230 | OOS_Wind |  |  | 0 | 0 | 0 | 0 | 0 | 0 | 0 | 0 | 0 | 1 | 1 | 1 | 1 | [18 empty] | 1 | 1 |  | 0
SCE Metro | Rancho Vista | 500 | OOS_Wind |  |  | 0 | 0 | 0 | 0 | 0 | 0 | 0 | 0 | 0 | 1 | 1 | 1 | 1 | [18 empty] | 1 | 1 |  | 0
SCE NOL | Ransburg | 115 | OOS_Wind |  |  | 0 | 0 | 0 | 0 | 0 | 0 | 0 | 0 | 0 | 3 | 3 | 1 | 1 | [18 empty] | 1 | 1 |  | 0
PG&E GBA | Ravenswood | 115 | OOS_Wind |  |  | 0 | 0 | 0 | 0 | 0 | 0 | 0 | 0 | 0 | 5 | 2 | 1 | 1 | [18 empty] | 1 | 1 |  | 0
PG&E GBA | Ravenswood | 230 | OOS_Wind |  |  | 0 | 0 | 0 | 0 | 0 | 0 | 0 | 0 | 0 | 5 | 2 | 1 | 1 | [18 empty] | 1 | 1 |  | 0
SCE Northern | Rector | 230 | OOS_Wind |  |  | 0 | 0 | 0 | 0 | 0 | 0 | 0 | 0 | 0 | 1 | 1 | 1 | 1 | [18 empty] | 1 | 1 |  | 0
SCE Eastern | Red Bluff | 230 | OOS_Wind |  |  | 0 | 0 | 0 | 0 | 0 | 0 | 0 | 0 | 0 | 1 | 1 | 1 | 1 | [18 empty] | 1 | 1 |  | 0
SCE Eastern | Red Bluff | 500 | OOS_Wind |  |  | 0 | 0 | 0 | 0 | 0 | 0 | 0 | 0 | 0 | 1 | 1 | 1 | 1 | [18 empty] | 1 | 1 |  | 0
PG&E NGBA | Redbud | 115 | OOS_Wind |  |  | 0 | 0 | 0 | 0 | 0 | 0 | 0 | 0 | 0 | 5 | 5 | 1 | 1 | [18 empty] | 1 | 1 |  | 0
SCE Metro | Redondo | 230 | OOS_Wind |  |  | 0 | 0 | 0 | 0 | 0 | 0 | 0 | 0 | 0 | 1 | 1 | 1 | 1 | [18 empty] | 1 | 1 |  | 0
PG&E FRESNO | Reedley | 115 | OOS_Wind |  |  | 0 | 0 | 0 | 0 | 0 | 0 | 0 | 0 | 0 | 5 | 2 | 1 | 1 | [18 empty] | 1 | 1 |  | 0
PG&E KERN | Renfro | 115 | OOS_Wind |  |  | 0 | 0 | 0 | 0 | 0 | 0 | 0 | 0 | 0 | 1 | 1 | 1 | 1 | [18 empty] | 1 | 1 |  | 0
PG&E GBA | Richmond R | 115 | OOS_Wind |  |  | 0 | 0 | 0 | 0 | 0 | 0 | 0 | 0 | 0 | 5 | 2 | 1 | 1 | [18 empty] | 1 | 1 |  | 0
PG&E NGBA | Rincon | 115 | OOS_Wind |  |  | 0 | 0 | 0 | 0 | 0 | 0 | 0 | 0 | 0 | 5 | 5 | 1 | 1 | [18 empty] | 1 | 1 |  | 0
PG&E KERN | Rio Bravo | 115 | OOS_Wind |  |  | 0 | 0 | 0 | 0 | 0 | 0 | 0 | 0 | 0 | 1 | 1 | 1 | 1 | [18 empty] | 1 | 1 |  | 0
SCE Metro | Rio Hondo | 230 | OOS_Wind |  |  | 0 | 0 | 0 | 0 | 0 | 0 | 0 | 0 | 0 | 1 | 1 | 1 | 1 | [18 empty] | 1 | 1 |  | 0
PG&E NGBA | Rio Oso | 115 | OOS_Wind |  |  | 0 | 0 | 0 | 0 | 0 | 0 | 0 | 0 | 0 | 5 | 2 | 1 | 1 | [18 empty] | 1 | 1 |  | 0
PG&E NGBA | Rio Oso | 230 | OOS_Wind |  |  | 0 | 0 | 0 | 0 | 0 | 0 | 0 | 0 | 0 | 5 | 2 | 1 | 1 | [18 empty] | 1 | 1 |  | 0
PG&E GBA | Ripon | 115 | OOS_Wind |  |  | 0 | 0 | 0 | 0 | 0 | 0 | 0 | 0 | 0 | 5 | 2 | 1 | 1 | [18 empty] | 1 | 1 |  | 0
PG&E GBA | Riverbank | 115 | OOS_Wind |  |  | 0 | 0 | 0 | 0 | 0 | 0 | 0 | 0 | 0 | 5 | 2 | 1 | 1 | [18 empty] | 1 | 1 |  | 0
SCE NOL | Roadway | 115 | OOS_Wind |  |  | 0 | 0 | 0 | 0 | 0 | 0 | 0 | 0 | 0 | 1 | 1 | 1 | 1 | [18 empty] | 1 | 1 |  | 0
PG&E NGBA | Rock Creek 1 | 230 | OOS_Wind |  |  | 0 | 0 | 0 | 0 | 0 | 0 | 0 | 0 | 0 | 5 | 2 | 1 | 1 | [18 empty] | 1 | 1 |  | 0
PG&E GBA | Rossmoor | 230 | OOS_Wind |  |  | 0 | 0 | 0 | 0 | 0 | 0 | 0 | 0 | 0 | 5 | 5 | 1 | 1 | [18 empty] | 1 | 1 |  | 0
PG&E NGBA | Round Mountain | 230 | OOS_Wind |  |  | 0 | 0 | 0 | 0 | 0 | 0 | 0 | 0 | 0 | 5 | 2 | 1 | 1 | [18 empty] | 1 | 1 |  | 0
PG&E NGBA | Round Mountain | 500 | OOS_Wind |  |  | 0 | 0 | 0 | 0 | 0 | 0 | 0 | 0 | 0 | 5 | 2 | 1 | 1 | [18 empty] | 1 | 1 |  | 0
PG&E GBA | Salado | 115 | OOS_Wind |  |  | 0 | 0 | 0 | 0 | 0 | 0 | 0 | 0 | 0 | 1 | 1 | 1 | 1 | [18 empty] | 1 | 1 |  | 0
PG&E GBA | Salinas | 115 | OOS_Wind |  |  | 0 | 0 | 0 | 0 | 0 | 0 | 0 | 0 | 0 | 1 | 1 | 1 | 1 | [18 empty] | 1 | 1 |  | 0
SCE Eastern | San Bernardino | 230 | OOS_Wind |  |  | 0 | 0 | 0 | 0 | 0 | 0 | 0 | 0 | 0 | 1 | 1 | 1 | 1 | [18 empty] | 1 | 1 |  | 0
PG&E GBA | SAN FRAN A (POTRERO PP) | 115 | OOS_Wind |  |  | 0 | 0 | 0 | 0 | 0 | 0 | 0 | 0 | 0 | 5 | 2 | 1 | 1 | [18 empty] | 1 | 1 |  | 0
PG&E GBA | SAN FRAN A (POTRERO PP) | 230 | OOS_Wind |  |  | 0 | 0 | 0 | 0 | 0 | 0 | 0 | 0 | 0 | 5 | 2 | 1 | 1 | [18 empty] | 1 | 1 |  | 0
PG&E GBA | San Jose A | 115 | OOS_Wind |  |  | 0 | 0 | 0 | 0 | 0 | 0 | 0 | 0 | 0 | 1 | 1 | 1 | 1 | [18 empty] | 1 | 1 |  | 0
PG&E GBA | San Jose B | 115 | OOS_Wind |  |  | 0 | 0 | 0 | 0 | 0 | 0 | 0 | 0 | 0 | 1 | 1 | 1 | 1 | [18 empty] | 1 | 1 |  | 0
PG&E GBA | San Leandro U | 115 | OOS_Wind |  |  | 0 | 0 | 0 | 0 | 0 | 0 | 0 | 0 | 0 | 5 | 2 | 1 | 1 | [18 empty] | 1 | 1 |  | 0
PG&E KERN | San Luis Obispo | 115 | OOS_Wind |  |  | 0 | 0 | 0 | 0 | 0 | 0 | 0 | 0 | 0 | 1 | 1 | 1 | 1 | [18 empty] | 1 | 1 |  | 0
SDGE | San Luis Rey | 230 | OOS_Wind |  |  | 0 | 0 | 0 | 0 | 0 | 0 | 0 | 0 | 0 | 1 | 1 | 1 | 1 | [18 empty] | 1 | 1 |  | 0
SCE Metro | San Onofre | 230 | OOS_Wind |  |  | 0 | 0 | 0 | 0 | 0 | 0 | 0 | 0 | 0 | 1 | 1 | 1 | 1 | [18 empty] | 1 | 1 |  | 0
PG&E GBA | San Pablo | 115 | OOS_Wind |  |  | 0 | 0 | 0 | 0 | 0 | 0 | 0 | 0 | 0 | 5 | 2 | 1 | 1 | [18 empty] | 1 | 1 |  | 0
PG&E GBA | San Ramon | 230 | OOS_Wind |  |  | 0 | 0 | 0 | 0 | 0 | 0 | 0 | 0 | 0 | 5 | 2 | 1 | 1 | [18 empty] | 1 | 1 |  | 0
SCE NOL | Sandlot | 230 | OOS_Wind |  |  | 0 | 0 | 0 | 0 | 0 | 0 | 0 | 0 | 0 | 3 | 3 | 1 | 1 | [18 empty] | 1 | 1 |  | 0
EOP | Sandy | 138 | OOS_Wind |  |  | 0 | 0 | 0 | 0 | 0 | 0 | 0 | 0 | 0 | 5 | 5 | 1 | 1 | [18 empty] | 1 | 1 |  | 0
PG&E FRESNO | Sanger | 115 | OOS_Wind |  |  | 0 | 0 | 0 | 0 | 0 | 0 | 0 | 0 | 0 | 5 | 2 | 5 | 2 | [18 empty] | 1 | 1 |  | 0
SCE Northern | Santa Clara | 230 | OOS_Wind |  |  | 0 | 0 | 0 | 0 | 0 | 0 | 0 | 0 | 0 | 5 | 5 | 1 | 1 | [18 empty] | 1 | 1 |  | 0
PG&E NGBA | Santa Rosa A | 115 | OOS_Wind |  |  | 0 | 0 | 0 | 0 | 0 | 0 | 0 | 0 | 0 | 5 | 5 | 1 | 1 | [18 empty] | 1 | 1 |  | 0
PG&E GBA | Santa Teresa | 115 | OOS_Wind |  |  | 0 | 0 | 0 | 0 | 0 | 0 | 0 | 0 | 0 | 1 | 1 | 1 | 1 | [18 empty] | 1 | 1 |  | 0
SDGE | Santee | 138 | OOS_Wind |  |  | 0 | 0 | 0 | 0 | 0 | 0 | 0 | 0 | 0 | 5 | 5 | 1 | 1 | [18 empty] | 1 | 1 |  | 0
SCE Metro | Santiago | 230 | OOS_Wind |  |  | 0 | 0 | 0 | 0 | 0 | 0 | 0 | 0 | 0 | 1 | 1 | 1 | 1 | [18 empty] | 1 | 1 |  | 0
PG&E GBA | Saratoga | 230 | OOS_Wind |  |  | 0 | 0 | 0 | 0 | 0 | 0 | 0 | 0 | 0 | 1 | 1 | 1 | 1 | [18 empty] | 1 | 1 |  | 0
SCE Northern | Saugus | 230 | OOS_Wind |  |  | 0 | 0 | 0 | 0 | 0 | 0 | 0 | 0 | 0 | 5 | 5 | 1 | 1 | [18 empty] | 1 | 1 |  | 0
PG&E FRESNO | Schindler | 115 | OOS_Wind |  |  | 0 | 0 | 0 | 0 | 0 | 0 | 0 | 0 | 0 | 1 | 1 | 1 | 1 | [18 empty] | 1 | 1 |  | 0
PG&E GBA | Schulte | 115 | OOS_Wind |  |  | 0 | 0 | 0 | 0 | 0 | 0 | 0 | 0 | 0 | 5 | 2 | 1 | 1 | [18 empty] | 1 | 1 |  | 0
PG&E KERN | Semitropic | 115 | OOS_Wind |  |  | 0 | 0 | 0 | 0 | 0 | 0 | 0 | 0 | 0 | 1 | 1 | 1 | 1 | [18 empty] | 1 | 1 |  | 0
SCE Metro | Serrano | 230 | OOS_Wind |  |  | 0 | 0 | 0 | 0 | 0 | 0 | 0 | 0 | 0 | 1 | 1 | 1 | 1 | [18 empty] | 1 | 1 |  | 0
SCE Metro | Serrano | 500 | OOS_Wind |  |  | 0 | 0 | 0 | 0 | 0 | 0 | 0 | 0 | 0 | 1 | 1 | 1 | 1 | [18 empty] | 1 | 1 |  | 0
SDGE | Shadowridge | 138 | OOS_Wind |  |  | 0 | 0 | 0 | 0 | 0 | 0 | 0 | 0 | 0 | 1 | 1 | 1 | 1 | [18 empty] | 1 | 1 |  | 0
PG&E KERN | Shafter | 115 | OOS_Wind |  |  | 0 | 0 | 0 | 0 | 0 | 0 | 0 | 0 | 0 | 1 | 1 | 1 | 1 | [18 empty] | 1 | 1 |  | 0
PG&E NGBA | Silverado | 115 | OOS_Wind |  |  | 0 | 0 | 0 | 0 | 0 | 0 | 0 | 0 | 0 | 5 | 5 | 1 | 1 | [18 empty] | 1 | 1 |  | 0
SDGE | Silvergate | 230 | OOS_Wind |  |  | 0 | 0 | 0 | 0 | 0 | 0 | 0 | 0 | 0 | 1 | 1 | 1 | 1 | [18 empty] | 1 | 1 |  | 0
PG&E KERN | Sisquoc | 115 | OOS_Wind |  |  | 0 | 0 | 0 | 0 | 0 | 0 | 0 | 0 | 0 | 1 | 1 | 1 | 1 | [18 empty] | 1 | 1 |  | 0
EOP | Sloan Canyon | 230 | OOS_Wind |  |  | 0 | 0 | 0 | 0 | 0 | 0 | 0 | 0 | 0 | 5 | 5 | 1 | 1 | [18 empty] | 1 | 1 |  | 0
EOP | Sloan Canyon | 500 | OOS_Wind |  |  | 0 | 0 | 0 | 0 | 0 | 0 | 0 | 0 | 0 | 5 | 5 | 1 | 1 | [18 empty] | 1 | 1 |  | 0
PG&E KERN | Smyrna | 115 | OOS_Wind |  |  | 0 | 0 | 0 | 0 | 0 | 0 | 0 | 0 | 0 | 1 | 1 | 1 | 1 | [18 empty] | 1 | 1 |  | 0
PG&E GBA | Sobrante | 115 | OOS_Wind |  |  | 0 | 0 | 0 | 0 | 0 | 0 | 0 | 0 | 0 | 5 | 2 | 1 | 1 | [18 empty] | 1 | 1 |  | 0
PG&E GBA | Sobrante | 230 | OOS_Wind |  |  | 0 | 0 | 0 | 0 | 0 | 0 | 0 | 0 | 0 | 5 | 2 | 1 | 1 | [18 empty] | 1 | 1 |  | 0
PG&E KERN | Solar | 230 | OOS_Wind |  |  | 0 | 0 | 0 | 0 | 0 | 0 | 0 | 0 | 0 | 1 | 1 | 1 | 1 | [18 empty] | 1 | 1 |  | 0
PG&E GBA | Soledad | 115 | OOS_Wind |  |  | 0 | 0 | 0 | 0 | 0 | 0 | 0 | 0 | 0 | 1 | 1 | 1 | 1 | [18 empty] | 1 | 1 |  | 0
SCE Northern | Springville | 230 | OOS_Wind |  |  | 0 | 0 | 0 | 0 | 0 | 0 | 0 | 0 | 0 | 1 | 1 | 1 | 1 | [18 empty] | 1 | 1 |  | 0
PG&E GBA | Stagg | 230 | OOS_Wind |  |  | 0 | 0 | 0 | 0 | 0 | 0 | 0 | 0 | 0 | 5 | 2 | 1 | 1 | [18 empty] | 1 | 1 |  | 0
PG&E GBA | Standard Oil | 115 | OOS_Wind |  |  | 0 | 0 | 0 | 0 | 0 | 0 | 0 | 0 | 0 | 5 | 2 | 1 | 1 | [18 empty] | 1 | 1 |  | 0
PG&E GBA | Stanislaus | 115 | OOS_Wind |  |  | 0 | 0 | 0 | 0 | 0 | 0 | 0 | 0 | 0 | 5 | 2 | 1 | 1 | [18 empty] | 1 | 1 |  | 0
PG&E KERN | Stockdale | 115 | OOS_Wind |  |  | 0 | 0 | 0 | 0 | 0 | 0 | 0 | 0 | 0 | 1 | 1 | 1 | 1 | [18 empty] | 1 | 1 |  | 0
PG&E KERN | Stockdale | 230 | OOS_Wind |  |  | 0 | 0 | 0 | 0 | 0 | 0 | 0 | 0 | 0 | 1 | 1 | 1 | 1 | [18 empty] | 1 | 1 |  | 0
PG&E GBA | Stockton A | 115 | OOS_Wind |  |  | 0 | 0 | 0 | 0 | 0 | 0 | 0 | 0 | 0 | 5 | 2 | 1 | 1 | [18 empty] | 1 | 1 |  | 0
PG&E GBA | Stone | 115 | OOS_Wind |  |  | 0 | 0 | 0 | 0 | 0 | 0 | 0 | 0 | 0 | 1 | 1 | 1 | 1 | [18 empty] | 1 | 1 |  | 0
PG&E FRESNO | Storey | 230 | OOS_Wind |  |  | 0 | 0 | 0 | 0 | 0 | 0 | 0 | 0 | 0 | 5 | 2 | 5 | 2 | [18 empty] | 1 | 1 |  | 0
PG&E NGBA | Summit | 115 | OOS_Wind |  |  | 0 | 0 | 0 | 0 | 0 | 0 | 0 | 0 | 0 | 5 | 2 | 1 | 1 | [18 empty] | 1 | 1 |  | 0
SDGE | Suncrest | 230 | OOS_Wind |  |  | 0 | 0 | 0 | 0 | 0 | 0 | 0 | 0 | 0 | 1 | 1 | 1 | 1 | [18 empty] | 1 | 1 |  | 0
SDGE | Suncrest | 500 | OOS_Wind |  |  | 0 | 0 | 0 | 0 | 0 | 0 | 0 | 0 | 0 | 1 | 1 | 1 | 1 | [18 empty] | 1 | 1 |  | 0
PG&E KERN | Sunrise | 230 | OOS_Wind |  |  | 0 | 0 | 0 | 0 | 0 | 0 | 0 | 0 | 0 | 1 | 1 | 1 | 1 | [18 empty] | 1 | 1 |  | 0
PG&E KERN | Sunset | 230 | OOS_Wind |  |  | 0 | 0 | 0 | 0 | 0 | 0 | 0 | 0 | 0 | 1 | 1 | 1 | 1 | [18 empty] | 1 | 1 |  | 0
PG&E GBA | Swift | 115 | OOS_Wind |  |  | 0 | 0 | 0 | 0 | 0 | 0 | 0 | 0 | 0 | 1 | 1 | 1 | 1 | [18 empty] | 1 | 1 |  | 0
SDGE | Sycamore Canyon | 138 | OOS_Wind |  |  | 0 | 0 | 0 | 0 | 0 | 0 | 0 | 0 | 0 | 5 | 5 | 1 | 1 | [18 empty] | 1 | 1 |  | 0
SDGE | Sycamore Canyon | 230 | OOS_Wind |  |  | 0 | 0 | 0 | 0 | 0 | 0 | 0 | 0 | 0 | 1 | 1 | 1 | 1 | [18 empty] | 1 | 1 |  | 0
SCE Northern | Sylmar | 230 | OOS_Wind |  |  | 0 | 0 | 0 | 0 | 0 | 0 | 0 | 0 | 0 | 5 | 5 | 1 | 1 | [18 empty] | 1 | 1 |  | 0
PG&E NGBA | Table Mountain | 115 | OOS_Wind |  |  | 0 | 0 | 0 | 0 | 0 | 0 | 0 | 0 | 0 | 5 | 2 | 1 | 1 | [18 empty] | 1 | 1 |  | 0
PG&E NGBA | Table Mountain | 230 | OOS_Wind |  |  | 0 | 0 | 0 | 0 | 0 | 0 | 0 | 0 | 0 | 5 | 2 | 1 | 1 | [18 empty] | 1 | 1 |  | 0
PG&E NGBA | Table Mountain | 500 | OOS_Wind |  |  | 0 | 0 | 0 | 0 | 0 | 0 | 0 | 0 | 0 | 5 | 2 | 1 | 1 | [18 empty] | 1 | 1 |  | 0
PG&E KERN | Taft | 115 | OOS_Wind |  |  | 0 | 0 | 0 | 0 | 0 | 0 | 0 | 0 | 0 | 1 | 1 | 1 | 1 | [18 empty] | 1 | 1 |  | 0
SDGE | Talega | 138 | OOS_Wind |  |  | 0 | 0 | 0 | 0 | 0 | 0 | 0 | 0 | 0 | 1 | 1 | 1 | 1 | [18 empty] | 1 | 1 |  | 0
SDGE | Talega | 230 | OOS_Wind |  |  | 0 | 0 | 0 | 0 | 0 | 0 | 0 | 0 | 0 | 1 | 1 | 1 | 1 | [18 empty] | 1 | 1 |  | 0
PG&E GBA | Tassajara | 230 | OOS_Wind |  |  | 0 | 0 | 0 | 0 | 0 | 0 | 0 | 0 | 0 | 5 | 2 | 1 | 1 | [18 empty] | 1 | 1 |  | 0
SDGE | Telegraph Canyon | 138 | OOS_Wind |  |  | 0 | 0 | 0 | 0 | 0 | 0 | 0 | 0 | 0 | 1 | 1 | 1 | 1 | [18 empty] | 1 | 1 |  | 0
PG&E KERN | Temblor | 115 | OOS_Wind |  |  | 0 | 0 | 0 | 0 | 0 | 0 | 0 | 0 | 0 | 1 | 1 | 1 | 1 | [18 empty] | 1 | 1 |  | 0
PG&E KERN | Templeton | 230 | OOS_Wind |  |  | 0 | 0 | 0 | 0 | 0 | 0 | 0 | 0 | 0 | 1 | 1 | 1 | 1 | [18 empty] | 1 | 1 |  | 0
PG&E GBA | Tesla | 115 | OOS_Wind |  |  | 0 | 0 | 0 | 0 | 0 | 0 | 0 | 0 | 0 | 1 | 1 | 1 | 1 | [18 empty] | 1 | 1 |  | 0
PG&E GBA | Tesla | 230 | OOS_Wind |  |  | 0 | 0 | 0 | 0 | 0 | 0 | 0 | 0 | 0 | 5 | 2 | 1 | 1 | [18 empty] | 1 | 1 |  | 0
PG&E GBA | Tesla | 500 | OOS_Wind |  |  | 0 | 0 | 0 | 0 | 0 | 0 | 0 | 0 | 0 | 1 | 1 | 1 | 1 | [18 empty] | 1 | 1 |  | 0
PG&E KERN | Tevis | 115 | OOS_Wind |  |  | 0 | 0 | 0 | 0 | 0 | 0 | 0 | 0 | 0 | 1 | 1 | 1 | 1 | [18 empty] | 1 | 1 |  | 0
EOP | Thousandaire | 138 | OOS_Wind |  |  | 0 | 0 | 0 | 0 | 0 | 0 | 0 | 0 | 0 | 5 | 5 | 1 | 1 | [18 empty] | 1 | 1 |  | 0
PG&E KERN | Topaz | 230 | OOS_Wind |  |  | 0 | 0 | 0 | 0 | 0 | 0 | 0 | 0 | 0 | 1 | 1 | 1 | 1 | [18 empty] | 1 | 1 |  | 0
SCE NOL | Tortilla | 115 | OOS_Wind |  |  | 0 | 0 | 0 | 0 | 0 | 0 | 0 | 0 | 0 | 3 | 3 | 1 | 1 | [18 empty] | 1 | 1 |  | 0
SDGE | Trabuco | 138 | OOS_Wind |  |  | 0 | 0 | 0 | 0 | 0 | 0 | 0 | 0 | 0 | 1 | 1 | 1 | 1 | [18 empty] | 1 | 1 |  | 0
PG&E GBA | Tracy | 115 | OOS_Wind |  |  | 0 | 0 | 0 | 0 | 0 | 0 | 0 | 0 | 0 | 5 | 2 | 1 | 1 | [18 empty] | 1 | 1 |  | 0
PG&E FRESNO | Tranquility | 230 | OOS_Wind |  |  | 0 | 0 | 0 | 0 | 0 | 0 | 0 | 0 | 0 | 5 | 2 | 1 | 1 | [18 empty] | 1 | 1 |  | 0
PG&E GBA | Trimble | 115 | OOS_Wind |  |  | 0 | 0 | 0 | 0 | 0 | 0 | 0 | 0 | 0 | 1 | 1 | 1 | 1 | [18 empty] | 1 | 1 |  | 0
EOP | Trout Canyon | 230 | OOS_Wind |  |  | 0 | 0 | 0 | 0 | 0 | 0 | 0 | 0 | 0 | 5 | 5 | 1 | 1 | [18 empty] | 1 | 1 |  | 0
EOP | Trout Canyon | 500 | OOS_Wind |  |  | 0 | 0 | 0 | 0 | 0 | 0 | 0 | 0 | 0 | 5 | 5 | 1 | 1 | [18 empty] | 1 | 1 |  | 0
PG&E NGBA | Tulucay | 230 | OOS_Wind |  |  | 0 | 0 | 0 | 0 | 0 | 0 | 0 | 0 | 0 | 5 | 5 | 1 | 1 | [18 empty] | 1 | 1 |  | 0
PG&E KERN | Tupman | 115 | OOS_Wind |  |  | 0 | 0 | 0 | 0 | 0 | 0 | 0 | 0 | 0 | 1 | 1 | 1 | 1 | [18 empty] | 1 | 1 |  | 0
PG&E NGBA | Ukiah | 115 | OOS_Wind |  |  | 0 | 0 | 0 | 0 | 0 | 0 | 0 | 0 | 0 | 5 | 5 | 1 | 1 | [18 empty] | 1 | 1 |  | 0
PG&E NGBA | Vaca Dixon | 115 | OOS_Wind |  |  | 0 | 0 | 0 | 0 | 0 | 0 | 0 | 0 | 0 | 5 | 5 | 1 | 1 | [18 empty] | 1 | 1 |  | 0
PG&E NGBA | Vaca Dixon | 230 | OOS_Wind |  |  | 0 | 0 | 0 | 0 | 0 | 0 | 0 | 0 | 0 | 5 | 5 | 1 | 1 | [18 empty] | 1 | 1 |  | 0
PG&E NGBA | Vaca Dixon | 500 | OOS_Wind |  |  | 0 | 0 | 0 | 0 | 0 | 0 | 0 | 0 | 0 | 5 | 5 | 1 | 1 | [18 empty] | 1 | 1 |  | 0
SCE Eastern | Valley (SCE) | 500 | OOS_Wind |  |  | 0 | 0 | 0 | 0 | 0 | 0 | 0 | 0 | 0 | 1 | 1 | 1 | 1 | [18 empty] | 1 | 1 |  | 0
EOP | Valley (VEA) | 138 | OOS_Wind |  |  | 0 | 0 | 0 | 0 | 0 | 0 | 0 | 0 | 0 | 5 | 5 | 1 | 1 | [18 empty] | 1 | 1 |  | 0
PG&E GBA | Valley Home | 115 | OOS_Wind |  |  | 0 | 0 | 0 | 0 | 0 | 0 | 0 | 0 | 0 | 5 | 2 | 1 | 1 | [18 empty] | 1 | 1 |  | 0
PG&E GBA | Valley Springs | 230 | OOS_Wind |  |  | 0 | 0 | 0 | 0 | 0 | 0 | 0 | 0 | 0 | 5 | 2 | 1 | 1 | [18 empty] | 1 | 1 |  | 0
EOP | Valley Switch | 138 | OOS_Wind |  |  | 0 | 0 | 0 | 0 | 0 | 0 | 0 | 0 | 0 | 5 | 5 | 1 | 1 | [18 empty] | 1 | 1 |  | 0
EOP | Valley Switch | 230 | OOS_Wind |  |  | 0 | 0 | 0 | 0 | 0 | 0 | 0 | 0 | 0 | 5 | 5 | 1 | 1 | [18 empty] | 1 | 1 |  | 0
PG&E GBA | Vasco | 230 | OOS_Wind |  |  | 0 | 0 | 0 | 0 | 0 | 0 | 0 | 0 | 0 | 5 | 5 | 1 | 1 | [18 empty] | 1 | 1 |  | 0
PG&E GBA | Vasona | 230 | OOS_Wind |  |  | 0 | 0 | 0 | 0 | 0 | 0 | 0 | 0 | 0 | 1 | 1 | 1 | 1 | [18 empty] | 1 | 1 |  | 0
SCE Northern | Vestal | 230 | OOS_Wind |  |  | 0 | 0 | 0 | 0 | 0 | 0 | 0 | 0 | 0 | 1 | 1 | 1 | 1 | [18 empty] | 1 | 1 |  | 0
SCE NOL | Victor | 115 | OOS_Wind |  |  | 0 | 0 | 0 | 0 | 0 | 0 | 0 | 0 | 0 | 1 | 1 | 1 | 1 | [18 empty] | 1 | 1 |  | 0
SCE NOL | Victor | 230 | OOS_Wind |  |  | 0 | 0 | 0 | 0 | 0 | 0 | 0 | 0 | 0 | 1 | 1 | 1 | 1 | [18 empty] | 1 | 1 |  | 0
SCE Metro | Viejo | 230 | OOS_Wind |  |  | 0 | 0 | 0 | 0 | 0 | 0 | 0 | 0 | 0 | 1 | 1 | 1 | 1 | [18 empty] | 1 | 1 |  | 0
PG&E GBA | Vierra | 115 | OOS_Wind |  |  | 0 | 0 | 0 | 0 | 0 | 0 | 0 | 0 | 0 | 5 | 2 | 1 | 1 | [18 empty] | 1 | 1 |  | 0
SCE Metro | Villa Park | 230 | OOS_Wind |  |  | 0 | 0 | 0 | 0 | 0 | 0 | 0 | 0 | 0 | 1 | 1 | 1 | 1 | [18 empty] | 1 | 1 |  | 0
SCE Northern | Vincent | 230 | OOS_Wind |  |  | 0 | 0 | 0 | 0 | 0 | 0 | 0 | 0 | 0 | 1 | 1 | 1 | 1 | [18 empty] | 1 | 1 |  | 0
SCE Northern | Vincent | 500 | OOS_Wind |  |  | 0 | 0 | 0 | 0 | 0 | 0 | 0 | 0 | 0 | 1 | 1 | 1 | 1 | [18 empty] | 1 | 1 |  | 0
PG&E GBA | Vineyard | 230 | OOS_Wind |  |  | 0 | 0 | 0 | 0 | 0 | 0 | 0 | 0 | 0 | 5 | 5 | 1 | 1 | [18 empty] | 1 | 1 |  | 0
SCE Eastern | Vista (SCE) | 230 | OOS_Wind |  |  | 0 | 0 | 0 | 0 | 0 | 0 | 0 | 0 | 0 | 1 | 1 | 1 | 1 | [18 empty] | 1 | 1 |  | 0
EOP | Vista (VEA) | 138 | OOS_Wind |  |  | 0 | 0 | 0 | 0 | 0 | 0 | 0 | 0 | 0 | 5 | 5 | 1 | 1 | [18 empty] | 1 | 1 |  | 0
EOP | Vista (VEA) | 230 | OOS_Wind |  |  | 0 | 0 | 0 | 0 | 0 | 0 | 0 | 0 | 0 | 5 | 5 | 1 | 1 | [18 empty] | 1 | 1 |  | 0
PG&E FRESNO | Wahtoke | 115 | OOS_Wind |  |  | 0 | 0 | 0 | 0 | 0 | 0 | 0 | 0 | 0 | 5 | 2 | 5 | 2 | [18 empty] | 1 | 1 |  | 0
SCE Metro | Walnut | 230 | OOS_Wind |  |  | 0 | 0 | 0 | 0 | 0 | 0 | 0 | 0 | 0 | 1 | 1 | 1 | 1 | [18 empty] | 1 | 1 |  | 0
SCE Northern | Warne | 230 | OOS_Wind |  |  | 0 | 0 | 0 | 0 | 0 | 0 | 0 | 0 | 0 | 5 | 5 | 1 | 1 | [18 empty] | 1 | 1 |  | 0
PG&E GBA | Warnerville | 230 | OOS_Wind |  |  | 0 | 0 | 0 | 0 | 0 | 0 | 0 | 0 | 0 | 5 | 2 | 1 | 1 | [18 empty] | 1 | 1 |  | 0
PG&E FRESNO | Waukena | 115 | OOS_Wind |  |  | 0 | 0 | 0 | 0 | 0 | 0 | 0 | 0 | 0 | 5 | 2 | 5 | 2 | [18 empty] | 1 | 1 |  | 0
PG&E GBA | Weber | 230 | OOS_Wind |  |  | 0 | 0 | 0 | 0 | 0 | 0 | 0 | 0 | 0 | 5 | 2 | 1 | 1 | [18 empty] | 1 | 1 |  | 0
PG&E FRESNO | West Fresno | 115 | OOS_Wind |  |  | 0 | 0 | 0 | 0 | 0 | 0 | 0 | 0 | 0 | 5 | 2 | 1 | 1 | [18 empty] | 1 | 1 |  | 0
PG&E FRESNO | Westley | 230 | OOS_Wind |  |  | 0 | 0 | 0 | 0 | 0 | 0 | 0 | 0 | 0 | 1 | 1 | 1 | 1 | [18 empty] | 1 | 1 |  | 0
PG&E KERN | Westpark | 115 | OOS_Wind |  |  | 0 | 0 | 0 | 0 | 0 | 0 | 0 | 0 | 0 | 1 | 1 | 1 | 1 | [18 empty] | 1 | 1 |  | 0
PG&E KERN | Wheeler Ridge | 230 | OOS_Wind |  |  | 0 | 0 | 0 | 0 | 0 | 0 | 0 | 0 | 0 | 1 | 1 | 1 | 1 | [18 empty] | 1 | 1 |  | 0
PG&E KERN | Wheeler Ridge | 115 | OOS_Wind |  |  | 0 | 0 | 0 | 0 | 0 | 0 | 0 | 0 | 0 | 1 | 1 | 1 | 1 | [18 empty] | 1 | 1 |  | 0
SCE Northern | Whirlwind | 230 | OOS_Wind |  |  | 0 | 0 | 0 | 0 | 0 | 0 | 0 | 0 | 0 | 1 | 1 | 1 | 1 | [18 empty] | 1 | 1 |  | 0
SCE Northern | Whirlwind | 500 | OOS_Wind |  |  | 0 | 0 | 0 | 0 | 0 | 0 | 0 | 0 | 0 | 1 | 1 | 1 | 1 | [18 empty] | 1 | 1 |  | 0
PG&E GBA | Whisman | 115 | OOS_Wind |  |  | 0 | 0 | 0 | 0 | 0 | 0 | 0 | 0 | 0 | 1 | 1 | 1 | 1 | [18 empty] | 1 | 1 |  | 0
SCE Eastern | Wildlife | 230 | OOS_Wind |  |  | 0 | 0 | 0 | 0 | 0 | 0 | 0 | 0 | 0 | 1 | 1 | 1 | 1 | [18 empty] | 1 | 1 |  | 0
PG&E FRESNO | Wilson | 115 | OOS_Wind |  |  | 0 | 0 | 0 | 0 | 0 | 0 | 0 | 0 | 0 | 5 | 2 | 1 | 1 | [18 empty] | 1 | 1 |  | 0
PG&E FRESNO | Wilson | 230 | OOS_Wind |  |  | 0 | 0 | 0 | 0 | 0 | 0 | 0 | 0 | 0 | 5 | 2 | 5 | 2 | [18 empty] | 1 | 1 |  | 0
SCE Northern | Windhub | 230 | OOS_Wind |  |  | 0 | 0 | 0 | 0 | 0 | 0 | 0 | 0 | 0 | 1 | 1 | 1 | 1 | [18 empty] | 1 | 1 |  | 0
SCE Northern | Windhub | 500 | OOS_Wind |  |  | 0 | 0 | 0 | 0 | 0 | 0 | 0 | 0 | 0 | 1 | 1 | 1 | 1 | [18 empty] | 1 | 1 |  | 0
PG&E GBA | Windmaster | 230 | OOS_Wind |  |  | 0 | 0 | 0 | 0 | 0 | 0 | 0 | 0 | 0 | 5 | 2 | 1 | 1 | [18 empty] | 1 | 1 |  | 0
PG&E NGBA | Woodland | 115 | OOS_Wind |  |  | 0 | 0 | 0 | 0 | 0 | 0 | 0 | 0 | 0 | 5 | 2 | 1 | 1 | [18 empty] | 1 | 1 |  | 0
PG&E FRESNO | Woodward | 115 | OOS_Wind |  |  | 0 | 0 | 0 | 0 | 0 | 0 | 0 | 0 | 0 | 5 | 2 | 5 | 2 | [18 empty] | 1 | 1 |  | 0
PG&E NGBA | Wyandotte | 115 | OOS_Wind |  |  | 0 | 0 | 0 | 0 | 0 | 0 | 0 | 0 | 0 | 5 | 2 | 1 | 1 | [18 empty] | 1 | 1 |  | 0
PG&E KERN | 7th Standard | 115 | Offshore_Wind |  |  | 0 | 0 | 0 | 0 | 0 | 0 | 0 | 0 | 0 | 1 | 1 | 1 | 1 | [18 empty] | 1 | 1 |  | 0
SCE Metro | Alamitos | 230 | Offshore_Wind |  |  | 0 | 0 | 0 | 0 | 0 | 0 | 0 | 0 | 0 | 1 | 1 | 1 | 1 | [18 empty] | 1 | 1 |  | 0
SCE Eastern | Alberhill | 115 | Offshore_Wind |  |  | 0 | 0 | 0 | 0 | 0 | 0 | 0 | 0 | 0 | 1 | 1 | 1 | 1 | [18 empty] | 1 | 1 |  | 0
SCE Eastern | Alberhill | 500 | Offshore_Wind |  |  | 0 | 0 | 0 | 0 | 0 | 0 | 0 | 0 | 0 | 1 | 1 | 1 | 1 | [18 empty] | 1 | 1 |  | 0
PG&E GBA | Alhambra | 115 | Offshore_Wind |  |  | 0 | 0 | 0 | 0 | 0 | 0 | 0 | 0 | 0 | 5 | 2 | 1 | 1 | [18 empty] | 1 | 1 |  | 0
PG&E FRESNO | Alpaugh | 115 | Offshore_Wind |  |  | 0 | 0 | 0 | 0 | 0 | 0 | 0 | 0 | 0 | 1 | 1 | 1 | 1 | [18 empty] | 1 | 1 |  | 0
PG&E GBA | Altamont Midway (Sandhill) | 230 | Offshore_Wind |  |  | 0 | 0 | 0 | 0 | 0 | 0 | 0 | 0 | 0 | 5 | 2 | 1 | 1 | [18 empty] | 1 | 1 |  | 0
SCE Northern | Antelope | 230 | Offshore_Wind |  |  | 0 | 0 | 0 | 0 | 0 | 0 | 0 | 0 | 0 | 1 | 1 | 1 | 1 | [18 empty] | 1 | 1 |  | 0
SCE Northern | Antelope | 500 | Offshore_Wind |  |  | 0 | 0 | 0 | 0 | 0 | 0 | 0 | 0 | 0 | 1 | 1 | 1 | 1 | [18 empty] | 1 | 1 |  | 0
PG&E KERN | Arco | 230 | Offshore_Wind |  |  | 0 | 0 | 0 | 0 | 0 | 0 | 0 | 0 | 0 | 1 | 1 | 1 | 1 | [18 empty] | 1 | 1 |  | 0
SCE Metro | ArcoGen | 230 | Offshore_Wind |  |  | 0 | 0 | 0 | 0 | 0 | 0 | 0 | 0 | 0 | 1 | 1 | 1 | 1 | [18 empty] | 1 | 1 |  | 0
SDGE | Artesian | 230 | Offshore_Wind |  |  | 0 | 0 | 0 | 0 | 0 | 0 | 0 | 0 | 0 | 1 | 1 | 1 | 1 | [18 empty] | 1 | 1 |  | 0
PG&E FRESNO | Ashlan | 230 | Offshore_Wind |  |  | 0 | 0 | 0 | 0 | 0 | 0 | 0 | 0 | 0 | 5 | 2 | 5 | 2 | [18 empty] | 1 | 1 |  | 0
PG&E NGBA | Atlantic | 115 | Offshore_Wind |  |  | 0 | 0 | 0 | 0 | 0 | 0 | 0 | 0 | 0 | 5 | 2 | 1 | 1 | [18 empty] | 1 | 1 |  | 0
PG&E NGBA | Atlantic | 230 | Offshore_Wind |  |  | 0 | 0 | 0 | 0 | 0 | 0 | 0 | 0 | 0 | 5 | 2 | 1 | 1 | [18 empty] | 1 | 1 |  | 0
PG&E FRESNO | Atwater | 115 | Offshore_Wind |  |  | 0 | 0 | 0 | 0 | 0 | 0 | 0 | 0 | 0 | 5 | 2 | 5 | 2 | [18 empty] | 1 | 1 |  | 0
PG&E GBA | Avena | 115 | Offshore_Wind |  |  | 0 | 0 | 0 | 0 | 0 | 0 | 0 | 0 | 0 | 5 | 2 | 1 | 1 | [18 empty] | 1 | 1 |  | 0
PG&E NGBA | Bahia | 230 | Offshore_Wind |  |  | 0 | 0 | 0 | 0 | 0 | 0 | 0 | 0 | 0 | 5 | 5 | 1 | 1 | [18 empty] | 1 | 1 |  | 0
SCE Northern | Bailey | 230 | Offshore_Wind |  |  | 0 | 0 | 0 | 0 | 0 | 0 | 0 | 0 | 0 | 5 | 5 | 1 | 1 | [18 empty] | 1 | 1 |  | 0
SCE NOL | Baker | 115 | Offshore_Wind |  |  | 0 | 0 | 0 | 0 | 0 | 0 | 0 | 0 | 0 | 3 | 3 | 1 | 1 | [18 empty] | 1 | 1 |  | 0
PG&E KERN | Bakersfield | 230 | Offshore_Wind |  |  | 0 | 0 | 0 | 0 | 0 | 0 | 0 | 0 | 0 | 1 | 1 | 1 | 1 | [18 empty] | 1 | 1 |  | 0
PG&E FRESNO | Balch | 230 | Offshore_Wind |  |  | 0 | 0 | 0 | 0 | 0 | 0 | 0 | 0 | 0 | 5 | 2 | 1 | 1 | [18 empty] | 1 | 1 |  | 0
SCE Eastern | Bannister | 230 | Offshore_Wind |  |  | 0 | 0 | 0 | 0 | 0 | 0 | 0 | 0 | 0 | 5 | 5 | 3 | 3 | [18 empty] | 1 | 1 |  | 0
SCE Metro | Barre | 230 | Offshore_Wind |  |  | 0 | 0 | 0 | 0 | 0 | 0 | 0 | 0 | 0 | 1 | 1 | 1 | 1 | [18 empty] | 1 | 1 |  | 0
SDGE | Bay Boulevard | 230 | Offshore_Wind |  |  | 0 | 0 | 0 | 0 | 0 | 0 | 0 | 0 | 0 | 1 | 1 | 1 | 1 | [18 empty] | 1 | 1 |  | 0
EOP | Beatty | 138 | Offshore_Wind |  |  | 0 | 0 | 0 | 0 | 0 | 0 | 0 | 0 | 0 | 5 | 5 | 1 | 1 | [18 empty] | 1 | 1 |  | 0
EOP | Beatty | 230 | Offshore_Wind |  |  | 0 | 0 | 0 | 0 | 0 | 0 | 0 | 0 | 0 | 5 | 5 | 1 | 1 | [18 empty] | 1 | 1 |  | 0
PG&E NGBA | Belden | 230 | Offshore_Wind |  |  | 0 | 0 | 0 | 0 | 0 | 0 | 0 | 0 | 0 | 5 | 2 | 1 | 1 | [18 empty] | 1 | 1 |  | 0
PG&E NGBA | Bell | 115 | Offshore_Wind |  |  | 0 | 0 | 0 | 0 | 0 | 0 | 0 | 0 | 0 | 5 | 2 | 1 | 1 | [18 empty] | 1 | 1 |  | 0
PG&E NGBA | Bellevue | 115 | Offshore_Wind |  |  | 0 | 0 | 0 | 0 | 0 | 0 | 0 | 0 | 0 | 5 | 5 | 1 | 1 | [18 empty] | 1 | 1 |  | 0
PG&E GBA | Bellota | 115 | Offshore_Wind |  |  | 0 | 0 | 0 | 0 | 0 | 0 | 0 | 0 | 0 | 5 | 2 | 1 | 1 | [18 empty] | 1 | 1 |  | 0
PG&E GBA | Bellota | 230 | Offshore_Wind |  |  | 0 | 0 | 0 | 0 | 0 | 0 | 0 | 0 | 0 | 5 | 2 | 1 | 1 | [18 empty] | 1 | 1 |  | 0
SCE Northern | Big Creek | 230 | Offshore_Wind |  |  | 0 | 0 | 0 | 0 | 0 | 0 | 0 | 0 | 0 | 1 | 1 | 1 | 1 | [18 empty] | 1 | 1 |  | 0
PG&E GBA | Birds Landing | 230 | Offshore_Wind |  |  | 0 | 0 | 0 | 0 | 0 | 0 | 0 | 0 | 0 | 5 | 5 | 1 | 1 | [18 empty] | 1 | 1 |  | 0
SCE Eastern | Blythe | 161 | Offshore_Wind |  |  | 0 | 0 | 0 | 0 | 0 | 0 | 0 | 0 | 0 | 5 | 5 | 3 | 3 | [18 empty] | 1 | 1 |  | 0
PG&E NGBA | Bogue | 115 | Offshore_Wind |  |  | 0 | 0 | 0 | 0 | 0 | 0 | 0 | 0 | 0 | 5 | 2 | 1 | 1 | [18 empty] | 1 | 1 |  | 0
PG&E FRESNO | Borden | 230 | Offshore_Wind |  |  | 0 | 0 | 0 | 0 | 0 | 0 | 0 | 0 | 0 | 5 | 2 | 5 | 2 | [18 empty] | 1 | 1 |  | 0
SDGE | Boulevard East | 138 | Offshore_Wind |  |  | 0 | 0 | 0 | 0 | 0 | 0 | 0 | 0 | 0 | 1 | 1 | 1 | 1 | [18 empty] | 1 | 1 |  | 0
PG&E GBA | Brentwood | 230 | Offshore_Wind |  |  | 0 | 0 | 0 | 0 | 0 | 0 | 0 | 0 | 0 | 5 | 2 | 1 | 1 | [18 empty] | 1 | 1 |  | 0
PG&E NGBA | Bridgeville | 115 | Offshore_Wind |  |  | 0 | 0 | 0 | 0 | 0 | 0 | 0 | 0 | 0 | 5 | 2 | 1 | 1 | [18 empty] | 1 | 1 |  | 0
PG&E NGBA | Brighton | 115 | Offshore_Wind |  |  | 0 | 0 | 0 | 0 | 0 | 0 | 0 | 0 | 0 | 5 | 2 | 1 | 1 | [18 empty] | 1 | 1 |  | 0
PG&E NGBA | Brighton | 230 | Offshore_Wind |  |  | 0 | 0 | 0 | 0 | 0 | 0 | 0 | 0 | 0 | 5 | 2 | 1 | 1 | [18 empty] | 1 | 1 |  | 0
PG&E NGBA | Brunswick | 115 | Offshore_Wind |  |  | 0 | 0 | 0 | 0 | 0 | 0 | 0 | 0 | 0 | 5 | 2 | 1 | 1 | [18 empty] | 1 | 1 |  | 0
PG&E NGBA | Bucks Creek | 230 | Offshore_Wind |  |  | 0 | 0 | 0 | 0 | 0 | 0 | 0 | 0 | 0 | 5 | 2 | 1 | 1 | [18 empty] | 1 | 1 |  | 0
PG&E KERN | Buena Vista | 230 | Offshore_Wind |  |  | 0 | 0 | 0 | 0 | 0 | 0 | 0 | 0 | 0 | 1 | 1 | 1 | 1 | [18 empty] | 1 | 1 |  | 0
PG&E FRESNO | Bullard | 115 | Offshore_Wind |  |  | 0 | 0 | 0 | 0 | 0 | 0 | 0 | 0 | 0 | 5 | 2 | 5 | 2 | [18 empty] | 1 | 1 |  | 0
PG&E GBA | Burlingame | 115 | Offshore_Wind |  |  | 0 | 0 | 0 | 0 | 0 | 0 | 0 | 0 | 0 | 5 | 2 | 1 | 1 | [18 empty] | 1 | 1 |  | 0
PG&E NGBA | Burney Forest | 230 | Offshore_Wind |  |  | 0 | 0 | 0 | 0 | 0 | 0 | 0 | 0 | 0 | 5 | 5 | 3 | 3 | [18 empty] | 1 | 1 |  | 0
PG&E NGBA | Butte | 115 | Offshore_Wind |  |  | 0 | 0 | 0 | 0 | 0 | 0 | 0 | 0 | 0 | 5 | 2 | 1 | 1 | [18 empty] | 1 | 1 |  | 0
PG&E KERN | Cabrillo | 115 | Offshore_Wind |  |  | 0 | 0 | 0 | 0 | 0 | 0 | 0 | 0 | 0 | 1 | 1 | 1 | 1 | [18 empty] | 1+ | 1 |  | 1
PG&E FRESNO | Cal Flats | 230 | Offshore_Wind |  |  | 0 | 0 | 0 | 0 | 0 | 0 | 0 | 0 | 0 | 1 | 1 | 1 | 1 | [18 empty] | 1 | 1 |  | 0
SCE NOL | Calcite | 230 | Offshore_Wind |  |  | 0 | 0 | 0 | 0 | 0 | 0 | 0 | 0 | 0 | 1 | 1 | 1 | 1 | [18 empty] | 1 | 1 |  | 0
PG&E KERN | Caliente | 230 | Offshore_Wind |  |  | 0 | 0 | 0 | 0 | 0 | 0 | 0 | 0 | 0 | 1 | 1 | 1 | 1 | [18 empty] | 1 | 1 |  | 0
PG&E FRESNO | California Ave | 115 | Offshore_Wind |  |  | 0 | 0 | 0 | 0 | 0 | 0 | 0 | 0 | 0 | 5 | 2 | 5 | 2 | [18 empty] | 1 | 1 |  | 0
PG&E KERN | Callender | 115 | Offshore_Wind |  |  | 0 | 0 | 0 | 0 | 0 | 0 | 0 | 0 | 0 | 1 | 1 | 1 | 1 | [18 empty] | 1 | 1 |  | 0
PG&E NGBA | Calpella | 115 | Offshore_Wind |  |  | 0 | 0 | 0 | 0 | 0 | 0 | 0 | 0 | 0 | 5 | 5 | 1 | 1 | [18 empty] | 1 | 1 |  | 0
PG&E GBA | Camanche | 230 | Offshore_Wind |  |  | 0 | 0 | 0 | 0 | 0 | 0 | 0 | 0 | 0 | 5 | 2 | 1 | 1 | [18 empty] | 1 | 1 |  | 0
PG&E FRESNO | Cantua | 115 | Offshore_Wind |  |  | 0 | 0 | 0 | 0 | 0 | 0 | 0 | 0 | 0 | 1 | 1 | 1 | 1 | [18 empty] | 1 | 1 |  | 0
SDGE | Capistrano | 138 | Offshore_Wind |  |  | 0 | 0 | 0 | 0 | 0 | 0 | 0 | 0 | 0 | 1 | 1 | 1 | 1 | [18 empty] | 1 | 1 |  | 0
SDGE | Capistrano | 230 | Offshore_Wind |  |  | 0 | 0 | 0 | 0 | 0 | 0 | 0 | 0 | 0 | 1 | 1 | 1 | 1 | [18 empty] | 1 | 1 |  | 0
PG&E NGBA | Carberry | 230 | Offshore_Wind |  |  | 0 | 0 | 0 | 0 | 0 | 0 | 0 | 0 | 0 | 5 | 5 | 3 | 3 | [18 empty] | 1 | 1 |  | 0
PG&E NGBA | Caribou | 115 | Offshore_Wind |  |  | 0 | 0 | 0 | 0 | 0 | 0 | 0 | 0 | 0 | 5 | 2 | 1 | 1 | [18 empty] | 1 | 1 |  | 0
PG&E NGBA | Caribou | 230 | Offshore_Wind |  |  | 0 | 0 | 0 | 0 | 0 | 0 | 0 | 0 | 0 | 5 | 2 | 1 | 1 | [18 empty] | 1 | 1 |  | 0
EOP | Carpenter Canyon (fka Gamebird) | 138 | Offshore_Wind |  |  | 0 | 0 | 0 | 0 | 0 | 0 | 0 | 0 | 0 | 5 | 5 | 1 | 1 | [18 empty] | 1 | 1 |  | 0
EOP | Carpenter Canyon (fka Gamebird) | 230 | Offshore_Wind |  |  | 0 | 0 | 0 | 0 | 0 | 0 | 0 | 0 | 0 | 5 | 5 | 1 | 1 | [18 empty] | 1 | 1 |  | 0
PG&E NGBA | Carquinez | 115 | Offshore_Wind |  |  | 0 | 0 | 0 | 0 | 0 | 0 | 0 | 0 | 0 | 5 | 5 | 1 | 1 | [18 empty] | 1 | 1 |  | 0
SDGE | Carrizo Gorge | 138 | Offshore_Wind |  |  | 0 | 0 | 0 | 0 | 0 | 0 | 0 | 0 | 0 | 1 | 1 | 1 | 1 | [18 empty] | 1 | 1 |  | 0
PG&E KERN | Carrizo Plains | 115 | Offshore_Wind |  |  | 0 | 0 | 0 | 0 | 0 | 0 | 0 | 0 | 0 | 1 | 1 | 1 | 1 | [18 empty] | 1 | 1 |  | 0
PG&E KERN | Casaloma | 230 | Offshore_Wind |  |  | 0 | 0 | 0 | 0 | 0 | 0 | 0 | 0 | 0 | 1 | 1 | 1 | 1 | [18 empty] | 1 | 1 |  | 0
PG&E GBA | Castro Valley | 230 | Offshore_Wind |  |  | 0 | 0 | 0 | 0 | 0 | 0 | 0 | 0 | 0 | 5 | 5 | 1 | 1 | [18 empty] | 1 | 1 |  | 0
PG&E GBA | Cayetano | 230 | Offshore_Wind |  |  | 0 | 0 | 0 | 0 | 0 | 0 | 0 | 0 | 0 | 5 | 2 | 1 | 1 | [18 empty] | 1 | 1 |  | 0
SCE Metro | Center | 230 | Offshore_Wind |  |  | 0 | 0 | 0 | 0 | 0 | 0 | 0 | 0 | 0 | 1 | 1 | 1 | 1 | [18 empty] | 1 | 1 |  | 0
PG&E KERN | Charca | 115 | Offshore_Wind |  |  | 0 | 0 | 0 | 0 | 0 | 0 | 0 | 0 | 0 | 1 | 1 | 1 | 1 | [18 empty] | 1 | 1 |  | 0
EOP | Charleston | 138 | Offshore_Wind |  |  | 0 | 0 | 0 | 0 | 0 | 0 | 0 | 0 | 0 | 5 | 5 | 1 | 1 | [18 empty] | 1 | 1 |  | 0
SCE Metro | Chevmain | 230 | Offshore_Wind |  |  | 0 | 0 | 0 | 0 | 0 | 0 | 0 | 0 | 0 | 1 | 1 | 1 | 1 | [18 empty] | 1 | 1 |  | 0
SDGE | Chicarita | 138 | Offshore_Wind |  |  | 0 | 0 | 0 | 0 | 0 | 0 | 0 | 0 | 0 | 1 | 1 | 1 | 1 | [18 empty] | 1 | 1 |  | 0
SCE Metro | Chino | 230 | Offshore_Wind |  |  | 0 | 0 | 0 | 0 | 0 | 0 | 0 | 0 | 0 | 1 | 1 | 1 | 1 | [18 empty] | 1 | 1 |  | 0
PG&E FRESNO | Chowchilla | 115 | Offshore_Wind |  |  | 0 | 0 | 0 | 0 | 0 | 0 | 0 | 0 | 0 | 5 | 2 | 5 | 2 | [18 empty] | 1 | 1 |  | 0
PG&E GBA | Christie | 115 | Offshore_Wind |  |  | 0 | 0 | 0 | 0 | 0 | 0 | 0 | 0 | 0 | 5 | 2 | 1 | 1 | [18 empty] | 1 | 1 |  | 0
SCE Eastern | Cielo Azul | 500 | Offshore_Wind |  |  | 0 | 0 | 0 | 0 | 0 | 0 | 0 | 0 | 0 | 5 | 5 | 1 | 1 | [18 empty] | 1 | 1 |  | 0
PG&E GBA | Clayton | 115 | Offshore_Wind |  |  | 0 | 0 | 0 | 0 | 0 | 0 | 0 | 0 | 0 | 5 | 2 | 1 | 1 | [18 empty] | 1 | 1 |  | 0
PG&E NGBA | Cloverdale | 115 | Offshore_Wind |  |  | 0 | 0 | 0 | 0 | 0 | 0 | 0 | 0 | 0 | 5 | 5 | 1 | 1 | [18 empty] | 1 | 1 |  | 0
PG&E FRESNO | Clovis | 115 | Offshore_Wind |  |  | 0 | 0 | 0 | 0 | 0 | 0 | 0 | 0 | 0 | 5 | 2 | 5 | 2 | [18 empty] | 1 | 1 |  | 0
PG&E GBA | Coburn | 230 | Offshore_Wind |  |  | 0 | 0 | 0 | 0 | 0 | 0 | 0 | 0 | 0 | 1 | 1 | 1 | 1 | [18 empty] | 1 | 1 |  | 0
PG&E NGBA | Colgate | 230 | Offshore_Wind |  |  | 0 | 0 | 0 | 0 | 0 | 0 | 0 | 0 | 0 | 5 | 2 | 1 | 1 | [18 empty] | 1 | 1 |  | 0
PG&E GBA | Collierville | 230 | Offshore_Wind |  |  | 0 | 0 | 0 | 0 | 0 | 0 | 0 | 0 | 0 | 5 | 2 | 1 | 1 | [18 empty] | 1 | 1 |  | 0
PG&E GBA | Collinsville | 230 | Offshore_Wind |  |  | 0 | 0 | 0 | 0 | 0 | 0 | 0 | 0 | 0 | 5 | 2 | 1 | 1 | [18 empty] | 1 | 1 |  | 0
PG&E GBA | Collinsville | 500 | Offshore_Wind |  |  | 0 | 0 | 0 | 0 | 0 | 0 | 0 | 0 | 0 | 5 | 2 | 1 | 1 | [18 empty] | 1 | 1 |  | 0
SCE Eastern | Colorado River | 230 | Offshore_Wind |  |  | 0 | 0 | 0 | 0 | 0 | 0 | 0 | 0 | 0 | 1 | 1 | 1 | 1 | [18 empty] | 1 | 1 |  | 0
SCE Eastern | Colorado River | 500 | Offshore_Wind |  |  | 0 | 0 | 0 | 0 | 0 | 0 | 0 | 0 | 0 | 1 | 1 | 1 | 1 | [18 empty] | 1 | 1 |  | 0
PG&E KERN | Columbus | 115 | Offshore_Wind |  |  | 0 | 0 | 0 | 0 | 0 | 0 | 0 | 0 | 0 | 1 | 1 | 1 | 1 | [18 empty] | 1 | 1 |  | 0
PG&E GBA | Contra Costa | 115 | Offshore_Wind |  |  | 0 | 0 | 0 | 0 | 0 | 0 | 0 | 0 | 0 | 5 | 5 | 1 | 1 | [18 empty] | 1 | 1 |  | 0
PG&E GBA | Contra Costa | 230 | Offshore_Wind |  |  | 0 | 0 | 0 | 0 | 0 | 0 | 0 | 0 | 0 | 5 | 2 | 1 | 1 | [18 empty] | 1 | 1 |  | 0
PG&E GBA | Contra Costa PP | 230 | Offshore_Wind |  |  | 0 | 0 | 0 | 0 | 0 | 0 | 0 | 0 | 0 | 5 | 5 | 1 | 1 | [18 empty] | 1 | 1 |  | 0
SCE NOL | Control | 115 | Offshore_Wind |  |  | 0 | 0 | 0 | 0 | 0 | 0 | 0 | 0 | 0 | 5 | 5 | 1 | 1 | [18 empty] | 1 | 1 |  | 0
PG&E GBA | Cooley Landing | 115 | Offshore_Wind |  |  | 0 | 0 | 0 | 0 | 0 | 0 | 0 | 0 | 0 | 5 | 2 | 1 | 1 | [18 empty] | 1 | 1 |  | 0
SCE NOL | Coolwater | 230 | Offshore_Wind |  |  | 0 | 0 | 0 | 0 | 0 | 0 | 0 | 0 | 0 | 3 | 3 | 1 | 1 | [18 empty] | 1 | 1 |  | 0
SCE NOL | Coolwater | 115 | Offshore_Wind |  |  | 0 | 0 | 0 | 0 | 0 | 0 | 0 | 0 | 0 | 3 | 3 | 1 | 1 | [18 empty] | 1 | 1 |  | 0
PG&E FRESNO | Corcoran | 115 | Offshore_Wind |  |  | 0 | 0 | 0 | 0 | 0 | 0 | 0 | 0 | 0 | 5 | 2 | 5 | 2 | [18 empty] | 1 | 1 |  | 0
PG&E NGBA | Corona | 115 | Offshore_Wind |  |  | 0 | 0 | 0 | 0 | 0 | 0 | 0 | 0 | 0 | 5 | 5 | 1 | 1 | [18 empty] | 1 | 1 |  | 0
PG&E NGBA | Cortina | 230 | Offshore_Wind |  |  | 0 | 0 | 0 | 0 | 0 | 0 | 0 | 0 | 0 | 5 | 5 | 1 | 1 | [18 empty] | 1 | 1 |  | 0
PG&E NGBA | Cortina | 115 | Offshore_Wind |  |  | 0 | 0 | 0 | 0 | 0 | 0 | 0 | 0 | 0 | 5 | 5 | 1 | 1 | [18 empty] | 1 | 1 |  | 0
PG&E GBA | Cottle | 230 | Offshore_Wind |  |  | 0 | 0 | 0 | 0 | 0 | 0 | 0 | 0 | 0 | 5 | 2 | 1 | 1 | [18 empty] | 1 | 1 |  | 0
PG&E NGBA | Cottonwood | 115 | Offshore_Wind |  |  | 0 | 0 | 0 | 0 | 0 | 0 | 0 | 0 | 0 | 5 | 2 | 1 | 1 | [18 empty] | 1 | 1 |  | 0
PG&E NGBA | Cottonwood | 230 | Offshore_Wind |  |  | 0 | 0 | 0 | 0 | 0 | 0 | 0 | 0 | 0 | 5 | 2 | 1 | 1 | [18 empty] | 1 | 1 |  | 0
PG&E NGBA | Cove Road | 230 | Offshore_Wind |  |  | 0 | 0 | 0 | 0 | 0 | 0 | 0 | 0 | 0 | 5 | 2 | 1 | 1 | [18 empty] | 1 | 1 |  | 0
PG&E GBA | Coyote | 230 | Offshore_Wind |  |  | 0 | 0 | 0 | 0 | 0 | 0 | 0 | 0 | 0 | 1 | 1 | 1 | 1 | [18 empty] | 1 | 1 |  | 0
PG&E GBA | Crazy Horse Canyon | 115 | Offshore_Wind |  |  | 0 | 0 | 0 | 0 | 0 | 0 | 0 | 0 | 0 | 1 | 1 | 1 | 1 | [18 empty] | 1 | 1 |  | 0
PG&E FRESNO | Cressey | 115 | Offshore_Wind |  |  | 0 | 0 | 0 | 0 | 0 | 0 | 0 | 0 | 0 | 5 | 2 | 5 | 2 | [18 empty] | 1 | 1 |  | 0
PG&E NGBA | Cresta | 230 | Offshore_Wind |  |  | 0 | 0 | 0 | 0 | 0 | 0 | 0 | 0 | 0 | 5 | 2 | 1 | 1 | [18 empty] | 1 | 1 |  | 0
PG&E GBA | Curtis | 115 | Offshore_Wind |  |  | 0 | 0 | 0 | 0 | 0 | 0 | 0 | 0 | 0 | 5 | 2 | 1 | 1 | [18 empty] | 1 | 1 |  | 0
PG&E FRESNO | Dairyland | 115 | Offshore_Wind |  |  | 0 | 0 | 0 | 0 | 0 | 0 | 0 | 0 | 0 | 5 | 2 | 5 | 2 | [18 empty] | 1 | 1 |  | 0
PG&E NGBA | Davis | 115 | Offshore_Wind |  |  | 0 | 0 | 0 | 0 | 0 | 0 | 0 | 0 | 0 | 5 | 5 | 1 | 1 | [18 empty] | 1 | 1 |  | 0
SCE Metro | Del Amo | 500 | Offshore_Wind |  |  | 0 | 0 | 0 | 0 | 0 | 0 | 0 | 0 | 0 | 1 | 1 | 1 | 1 | [18 empty] | 1 | 1 |  | 0
SCE Metro | Del Amo | 230 | Offshore_Wind |  |  | 0 | 0 | 0 | 0 | 0 | 0 | 0 | 0 | 0 | 1 | 1 | 1 | 1 | [18 empty] | 1 | 1 |  | 0
SCE Eastern | Delaney | 500 | Offshore_Wind |  |  | 0 | 0 | 0 | 0 | 0 | 0 | 0 | 0 | 0 | 5 | 5 | 1 | 1 | [18 empty] | 1 | 1 |  | 0
PG&E NGBA | Delevan | 230 | Offshore_Wind |  |  | 0 | 0 | 0 | 0 | 0 | 0 | 0 | 0 | 0 | 5 | 5 | 1 | 1 | [18 empty] | 1 | 1 |  | 0
PG&E GBA | Delta PP | 230 | Offshore_Wind |  |  | 0 | 0 | 0 | 0 | 0 | 0 | 0 | 0 | 0 | 5 | 2 | 1 | 1 | [18 empty] | 1 | 1 |  | 0
EOP | Desert View | 230 | Offshore_Wind |  |  | 0 | 0 | 0 | 0 | 0 | 0 | 0 | 0 | 0 | 5 | 5 | 1 | 1 | [18 empty] | 1 | 1 |  | 0
SCE Eastern | Devers | 230 | Offshore_Wind |  |  | 0 | 0 | 0 | 0 | 0 | 0 | 0 | 0 | 0 | 1 | 1 | 1 | 1 | [18 empty] | 1 | 1 |  | 0
SCE Eastern | Devers | 500 | Offshore_Wind |  |  | 0 | 0 | 0 | 0 | 0 | 0 | 0 | 0 | 0 | 1 | 1 | 1 | 1 | [18 empty] | 1 | 1 |  | 0
PG&E KERN | Diablo Canyon | 230 | Offshore_Wind |  |  | 0 | 0 | 0 | 0 | 0 | 0 | 0 | 0 | 0 | 1 | 1 | 1 | 1 | [18 empty] | 1 | 1 |  | 0
PG&E KERN | Diablo Canyon | 500 | Offshore_Wind |  |  | 2924 | 0 | 2924 | 0 | 0 | 0 | 2924 | 0 | 2924 | 1 | 1 | 1 | 1 | [18 empty] | 3- | 1 |  | 1
PG&E KERN | Divide | 115 | Offshore_Wind |  |  | 0 | 0 | 0 | 0 | 0 | 0 | 0 | 0 | 0 | 1 | 1 | 1 | 1 | [18 empty] | 1 | 1 |  | 0
PG&E GBA | Dixon Landing | 115 | Offshore_Wind |  |  | 0 | 0 | 0 | 0 | 0 | 0 | 0 | 0 | 0 | 1 | 1 | 1 | 1 | [18 empty] | 1 | 1 |  | 0
PG&E FRESNO | Dos Amigos | 230 | Offshore_Wind |  |  | 0 | 0 | 0 | 0 | 0 | 0 | 0 | 0 | 0 | 1 | 1 | 1 | 1 | [18 empty] | 1 | 1 |  | 0
PG&E NGBA | Drum | 115 | Offshore_Wind |  |  | 0 | 0 | 0 | 0 | 0 | 0 | 0 | 0 | 0 | 5 | 2 | 1 | 1 | [18 empty] | 1 | 1 |  | 0
PG&E GBA | Dumbarton | 115 | Offshore_Wind |  |  | 0 | 0 | 0 | 0 | 0 | 0 | 0 | 0 | 0 | 5 | 2 | 1 | 1 | [18 empty] | 1 | 1 |  | 0
SCE NOL | Dunn Siding | 115 | Offshore_Wind |  |  | 0 | 0 | 0 | 0 | 0 | 0 | 0 | 0 | 0 | 3 | 3 | 1 | 1 | [18 empty] | 1 | 1 |  | 0
SCE Eastern | Eagle Mountain | 230 | Offshore_Wind |  |  | 0 | 0 | 0 | 0 | 0 | 0 | 0 | 0 | 0 | 5 | 5 | 3 | 3 | [18 empty] | 1 | 1 |  | 0
PG&E NGBA | Eagle Rock (PGE) | 115 | Offshore_Wind |  |  | 0 | 0 | 0 | 0 | 0 | 0 | 0 | 0 | 0 | 5 | 5 | 1 | 1 | [18 empty] | 1 | 1 |  | 0
SCE Metro | Eagle Rock (SCE) | 230 | Offshore_Wind |  |  | 0 | 0 | 0 | 0 | 0 | 0 | 0 | 0 | 0 | 1 | 1 | 1 | 1 | [18 empty] | 1 | 1 |  | 0
PG&E NGBA | East Marysville | 115 | Offshore_Wind |  |  | 0 | 0 | 0 | 0 | 0 | 0 | 0 | 0 | 0 | 5 | 2 | 1 | 1 | [18 empty] | 1 | 1 |  | 0
PG&E NGBA | East Nicolaus | 115 | Offshore_Wind |  |  | 0 | 0 | 0 | 0 | 0 | 0 | 0 | 0 | 0 | 5 | 2 | 1 | 1 | [18 empty] | 1 | 1 |  | 0
PG&E GBA | Eastshore | 115 | Offshore_Wind |  |  | 0 | 0 | 0 | 0 | 0 | 0 | 0 | 0 | 0 | 5 | 2 | 1 | 1 | [18 empty] | 1 | 1 |  | 0
PG&E GBA | Eastshore | 230 | Offshore_Wind |  |  | 0 | 0 | 0 | 0 | 0 | 0 | 0 | 0 | 0 | 5 | 2 | 1 | 1 | [18 empty] | 1 | 1 |  | 0
SDGE | ECO | 138 | Offshore_Wind |  |  | 0 | 0 | 0 | 0 | 0 | 0 | 0 | 0 | 0 | 1 | 1 | 1 | 1 | [18 empty] | 1 | 1 |  | 0
SDGE | ECO | 230 | Offshore_Wind |  |  | 0 | 0 | 0 | 0 | 0 | 0 | 0 | 0 | 0 | 1 | 1 | 1 | 1 | [18 empty] | 1 | 1 |  | 0
SDGE | ECO | 500 | Offshore_Wind |  |  | 0 | 0 | 0 | 0 | 0 | 0 | 0 | 0 | 0 | 1 | 1 | 1 | 1 | [18 empty] | 1 | 1 |  | 0
PG&E GBA | Edenvale | 115 | Offshore_Wind |  |  | 0 | 0 | 0 | 0 | 0 | 0 | 0 | 0 | 0 | 1 | 1 | 1 | 1 | [18 empty] | 1 | 1 |  | 0
PG&E GBA | Edes | 115 | Offshore_Wind |  |  | 0 | 0 | 0 | 0 | 0 | 0 | 0 | 0 | 0 | 5 | 2 | 1 | 1 | [18 empty] | 1 | 1 |  | 0
PG&E GBA | Eight Mile | 230 | Offshore_Wind |  |  | 0 | 0 | 0 | 0 | 0 | 0 | 0 | 0 | 0 | 5 | 2 | 1 | 1 | [18 empty] | 1 | 1 |  | 0
SCE Eastern | El Casco | 230 | Offshore_Wind |  |  | 0 | 0 | 0 | 0 | 0 | 0 | 0 | 0 | 0 | 1 | 1 | 1 | 1 | [18 empty] | 1 | 1 |  | 0
PG&E GBA | El Cerrito G | 115 | Offshore_Wind |  |  | 0 | 0 | 0 | 0 | 0 | 0 | 0 | 0 | 0 | 5 | 2 | 1 | 1 | [18 empty] | 1 | 1 |  | 0
PG&E NGBA | El Dorado PH | 115 | Offshore_Wind |  |  | 0 | 0 | 0 | 0 | 0 | 0 | 0 | 0 | 0 | 5 | 2 | 1 | 1 | [18 empty] | 1 | 1 |  | 0
PG&E FRESNO | El Nido (PGE) | 115 | Offshore_Wind |  |  | 0 | 0 | 0 | 0 | 0 | 0 | 0 | 0 | 0 | 5 | 2 | 1 | 1 | [18 empty] | 1 | 1 |  | 0
SCE Metro | El Nido (SCE) | 230 | Offshore_Wind |  |  | 0 | 0 | 0 | 0 | 0 | 0 | 0 | 0 | 0 | 1 | 1 | 1 | 1 | [18 empty] | 1 | 1 |  | 0
PG&E GBA | El Patio | 115 | Offshore_Wind |  |  | 0 | 0 | 0 | 0 | 0 | 0 | 0 | 0 | 0 | 1 | 1 | 1 | 1 | [18 empty] | 1 | 1 |  | 0
SCE Metro | El Segundo | 230 | Offshore_Wind |  |  | 0 | 0 | 0 | 0 | 0 | 0 | 0 | 0 | 0 | 1 | 1 | 1 | 1 | [18 empty] | 1 | 1 |  | 0
EOP | Eldorado | 230 | Offshore_Wind |  |  | 0 | 0 | 0 | 0 | 0 | 0 | 0 | 0 | 0 | 5 | 5 | 1 | 1 | [18 empty] | 1 | 1 |  | 0
EOP | Eldorado | 500 | Offshore_Wind |  |  | 0 | 0 | 0 | 0 | 0 | 0 | 0 | 0 | 0 | 5 | 5 | 1 | 1 | [18 empty] | 1 | 1 |  | 0
PG&E KERN | Elk Hills | 230 | Offshore_Wind |  |  | 0 | 0 | 0 | 0 | 0 | 0 | 0 | 0 | 0 | 1 | 1 | 1 | 1 | [18 empty] | 1 | 1 |  | 0
SCE Metro | Ellis | 230 | Offshore_Wind |  |  | 0 | 0 | 0 | 0 | 0 | 0 | 0 | 0 | 0 | 1 | 1 | 1 | 1 | [18 empty] | 1 | 1 |  | 0
SDGE | Encina | 138 | Offshore_Wind |  |  | 0 | 0 | 0 | 0 | 0 | 0 | 0 | 0 | 0 | 1 | 1 | 1 | 1 | [18 empty] | 1 | 1 |  | 0
SDGE | Encina | 230 | Offshore_Wind |  |  | 0 | 0 | 0 | 0 | 0 | 0 | 0 | 0 | 0 | 1 | 1 | 1 | 1 | [18 empty] | 1 | 1 |  | 0
SDGE | Escondido | 230 | Offshore_Wind |  |  | 0 | 0 | 0 | 0 | 0 | 0 | 0 | 0 | 0 | 1 | 1 | 1 | 1 | [18 empty] | 1 | 1 |  | 0
PG&E KERN | Estrella | 230 | Offshore_Wind |  |  | 0 | 0 | 0 | 0 | 0 | 0 | 0 | 0 | 0 | 1 | 1 | 1 | 1 | [18 empty] | 1 | 1 |  | 0
SCE Eastern | Etiwanda | 230 | Offshore_Wind |  |  | 0 | 0 | 0 | 0 | 0 | 0 | 0 | 0 | 0 | 1 | 1 | 1 | 1 | [18 empty] | 1 | 1 |  | 0
PG&E GBA | Evergreen | 115 | Offshore_Wind |  |  | 0 | 0 | 0 | 0 | 0 | 0 | 0 | 0 | 0 | 1 | 1 | 1 | 1 | [18 empty] | 1 | 1 |  | 0
PG&E FRESNO | Excelsior | 115 | Offshore_Wind |  |  | 0 | 0 | 0 | 0 | 0 | 0 | 0 | 0 | 0 | 5 | 2 | 1 | 1 | [18 empty] | 1 | 1 |  | 0
PG&E FRESNO | Exchequer | 115 | Offshore_Wind |  |  | 0 | 0 | 0 | 0 | 0 | 0 | 0 | 0 | 0 | 5 | 2 | 5 | 2 | [18 empty] | 1 | 1 |  | 0
PG&E KERN | Fairway | 115 | Offshore_Wind |  |  | 0 | 0 | 0 | 0 | 0 | 0 | 0 | 0 | 0 | 1 | 1 | 1 | 1 | [18 empty] | 1 | 1 |  | 0
PG&E KERN | Famoso | 115 | Offshore_Wind |  |  | 0 | 0 | 0 | 0 | 0 | 0 | 0 | 0 | 0 | 1 | 1 | 1 | 1 | [18 empty] | 1 | 1 |  | 0
PG&E NGBA | Fern Road | 500 | Offshore_Wind |  |  | 0 | 0 | 0 | 0 | 0 | 0 | 0 | 0 | 0 | 5 | 2 | 1 | 1 | [18 empty] | 1 | 1 |  | 0
PG&E GBA | Fibreboard (SPI Sonora) | 115 | Offshore_Wind |  |  | 0 | 0 | 0 | 0 | 0 | 0 | 0 | 0 | 0 | 5 | 2 | 1 | 1 | [18 empty] | 1 | 1 |  | 0
PG&E FRESNO | Figarden | 230 | Offshore_Wind |  |  | 0 | 0 | 0 | 0 | 0 | 0 | 0 | 0 | 0 | 5 | 2 | 5 | 2 | [18 empty] | 1 | 1 |  | 0
PG&E FRESNO | Fink | 230 | Offshore_Wind |  |  | 0 | 0 | 0 | 0 | 0 | 0 | 0 | 0 | 0 | 1 | 1 | 1 | 1 | [18 empty] | 1 | 1 |  | 0
PG&E GBA | FMC | 115 | Offshore_Wind |  |  | 0 | 0 | 0 | 0 | 0 | 0 | 0 | 0 | 0 | 1 | 1 | 1 | 1 | [18 empty] | 1 | 1 |  | 0
PG&E GBA | Fremont | 115 | Offshore_Wind |  |  | 0 | 0 | 0 | 0 | 0 | 0 | 0 | 0 | 0 | 1 | 1 | 1 | 1 | [18 empty] | 1 | 1 |  | 0
PG&E GBA | Frogtown | 115 | Offshore_Wind |  |  | 0 | 0 | 0 | 0 | 0 | 0 | 0 | 0 | 0 | 5 | 2 | 1 | 1 | [18 empty] | 1 | 1 |  | 0
PG&E NGBA | Fulton | 115 | Offshore_Wind |  |  | 0 | 0 | 0 | 0 | 0 | 0 | 0 | 0 | 0 | 5 | 5 | 1 | 1 | [18 empty] | 1 | 1 |  | 0
PG&E NGBA | Fulton | 230 | Offshore_Wind |  |  | 0 | 0 | 0 | 0 | 0 | 0 | 0 | 0 | 0 | 5 | 5 | 1 | 1 | [18 empty] | 1 | 1 |  | 0
PG&E KERN | Ganso | 115 | Offshore_Wind |  |  | 0 | 0 | 0 | 0 | 0 | 0 | 0 | 0 | 0 | 1 | 1 | 1 | 1 | [18 empty] | 1 | 1 |  | 0
PG&E FRESNO | Gates | 230 | Offshore_Wind |  |  | 0 | 0 | 0 | 0 | 0 | 0 | 0 | 0 | 0 | 1 | 1 | 1 | 1 | [18 empty] | 1 | 1 |  | 0
PG&E FRESNO | Gates | 500 | Offshore_Wind |  |  | 0 | 0 | 0 | 0 | 0 | 0 | 0 | 0 | 0 | 1 | 1 | 1 | 1 | [18 empty] | 1 | 1 |  | 0
PG&E NGBA | Geysers 12 | 230 | Offshore_Wind |  |  | 0 | 0 | 0 | 0 | 0 | 0 | 0 | 0 | 0 | 5 | 5 | 1 | 1 | [18 empty] | 1 | 1 |  | 0
PG&E NGBA | Geysers 17 | 230 | Offshore_Wind |  |  | 0 | 0 | 0 | 0 | 0 | 0 | 0 | 0 | 0 | 5 | 5 | 1 | 1 | [18 empty] | 1 | 1 |  | 0
PG&E NGBA | Geysers 3 | 115 | Offshore_Wind |  |  | 0 | 0 | 0 | 0 | 0 | 0 | 0 | 0 | 0 | 5 | 5 | 1 | 1 | [18 empty] | 1 | 1 |  | 0
PG&E NGBA | Glenn | 230 | Offshore_Wind |  |  | 0 | 0 | 0 | 0 | 0 | 0 | 0 | 0 | 0 | 5 | 2 | 1 | 1 | [18 empty] | 1 | 1 |  | 0
PG&E NGBA | Gold Hill | 115 | Offshore_Wind |  |  | 0 | 0 | 0 | 0 | 0 | 0 | 0 | 0 | 0 | 5 | 2 | 1 | 1 | [18 empty] | 1 | 1 |  | 0
PG&E NGBA | Gold Hill | 230 | Offshore_Wind |  |  | 0 | 0 | 0 | 0 | 0 | 0 | 0 | 0 | 0 | 5 | 2 | 1 | 1 | [18 empty] | 1 | 1 |  | 0
SCE Northern | Goleta | 230 | Offshore_Wind |  |  | 0 | 0 | 0 | 0 | 0 | 0 | 0 | 0 | 0 | 5 | 5 | 1 | 1 | [18 empty] | 1 | 1 |  | 0
SCE Metro | Goodrich | 230 | Offshore_Wind |  |  | 0 | 0 | 0 | 0 | 0 | 0 | 0 | 0 | 0 | 1 | 1 | 1 | 1 | [18 empty] | 1 | 1 |  | 0
PG&E KERN | Goose Lake | 115 | Offshore_Wind |  |  | 0 | 0 | 0 | 0 | 0 | 0 | 0 | 0 | 0 | 1 | 1 | 1 | 1 | [18 empty] | 1 | 1 |  | 0
SCE Metro | Gould | 230 | Offshore_Wind |  |  | 0 | 0 | 0 | 0 | 0 | 0 | 0 | 0 | 0 | 1 | 1 | 1 | 1 | [18 empty] | 1 | 1 |  | 0
PG&E NGBA | Grand Island | 115 | Offshore_Wind |  |  | 0 | 0 | 0 | 0 | 0 | 0 | 0 | 0 | 0 | 5 | 2 | 1 | 1 | [18 empty] | 1 | 1 |  | 0
PG&E GBA | Grant | 115 | Offshore_Wind |  |  | 0 | 0 | 0 | 0 | 0 | 0 | 0 | 0 | 0 | 5 | 2 | 1 | 1 | [18 empty] | 1 | 1 |  | 0
PG&E GBA | Green Valley | 115 | Offshore_Wind |  |  | 0 | 0 | 0 | 0 | 0 | 0 | 0 | 0 | 0 | 1 | 1 | 1 | 1 | [18 empty] | 1 | 1 |  | 0
PG&E NGBA | Greenleaf 1 | 115 | Offshore_Wind |  |  | 0 | 0 | 0 | 0 | 0 | 0 | 0 | 0 | 0 | 5 | 2 | 1 | 1 | [18 empty] | 1 | 1 |  | 0
PG&E FRESNO | Gregg | 230 | Offshore_Wind |  |  | 0 | 0 | 0 | 0 | 0 | 0 | 0 | 0 | 0 | 5 | 2 | 5 | 2 | [18 empty] | 1 | 1 |  | 0
PG&E FRESNO | Grimmway-Malaga | 115 | Offshore_Wind |  |  | 0 | 0 | 0 | 0 | 0 | 0 | 0 | 0 | 0 | 5 | 2 | 1 | 1 | [18 empty] | 1 | 1 |  | 0
PG&E NGBA | Grizzly | 230 | Offshore_Wind |  |  | 0 | 0 | 0 | 0 | 0 | 0 | 0 | 0 | 0 | 5 | 2 | 1 | 1 | [18 empty] | 1 | 1 |  | 0
PG&E FRESNO | GWF Hanford | 115 | Offshore_Wind |  |  | 0 | 0 | 0 | 0 | 0 | 0 | 0 | 0 | 0 | 5 | 2 | 5 | 2 | [18 empty] | 1 | 1 |  | 0
PG&E FRESNO | Haas | 230 | Offshore_Wind |  |  | 0 | 0 | 0 | 0 | 0 | 0 | 0 | 0 | 0 | 5 | 2 | 1 | 1 | [18 empty] | 1 | 1 |  | 0
PG&E FRESNO | Hammonds | 115 | Offshore_Wind |  |  | 0 | 0 | 0 | 0 | 0 | 0 | 0 | 0 | 0 | 1 | 1 | 1 | 1 | [18 empty] | 1 | 1 |  | 0
SCE Metro | HarborGen | 230 | Offshore_Wind |  |  | 0 | 0 | 0 | 0 | 0 | 0 | 0 | 0 | 0 | 1 | 1 | 1 | 1 | [18 empty] | 1 | 1 |  | 0
EOP | Harry Allen | 500 | Offshore_Wind |  |  | 0 | 0 | 0 | 0 | 0 | 0 | 0 | 0 | 0 | 5 | 5 | 1 | 1 | [18 empty] | 1 | 1 |  | 0
SCE NOL | Harvard | 115 | Offshore_Wind |  |  | 0 | 0 | 0 | 0 | 0 | 0 | 0 | 0 | 0 | 3 | 3 | 1 | 1 | [18 empty] | 1 | 1 |  | 0
SDGE | Hassayampa | 500 | Offshore_Wind |  |  | 0 | 0 | 0 | 0 | 0 | 0 | 0 | 0 | 0 | 5 | 5 | 1 | 1 | [18 empty] | 1 | 1 |  | 0
PG&E FRESNO | Helm | 230 | Offshore_Wind |  |  | 0 | 0 | 0 | 0 | 0 | 0 | 0 | 0 | 0 | 5 | 2 | 1 | 1 | [18 empty] | 1 | 1 |  | 0
PG&E FRESNO | Henrietta | 115 | Offshore_Wind |  |  | 0 | 0 | 0 | 0 | 0 | 0 | 0 | 0 | 0 | 1 | 1 | 1 | 1 | [18 empty] | 1 | 1 |  | 0
PG&E FRESNO | Henrietta | 230 | Offshore_Wind |  |  | 0 | 0 | 0 | 0 | 0 | 0 | 0 | 0 | 0 | 1 | 1 | 1 | 1 | [18 empty] | 1 | 1 |  | 0
PG&E FRESNO | Herndon | 115 | Offshore_Wind |  |  | 0 | 0 | 0 | 0 | 0 | 0 | 0 | 0 | 0 | 5 | 2 | 5 | 2 | [18 empty] | 1 | 1 |  | 0
PG&E FRESNO | Herndon | 230 | Offshore_Wind |  |  | 0 | 0 | 0 | 0 | 0 | 0 | 0 | 0 | 0 | 5 | 2 | 5 | 2 | [18 empty] | 1 | 1 |  | 0
PG&E GBA | Hicks | 230 | Offshore_Wind |  |  | 0 | 0 | 0 | 0 | 0 | 0 | 0 | 0 | 0 | 1 | 1 | 1 | 1 | [18 empty] | 1 | 1 |  | 0
PG&E NGBA | Higgins | 115 | Offshore_Wind |  |  | 0 | 0 | 0 | 0 | 0 | 0 | 0 | 0 | 0 | 5 | 2 | 1 | 1 | [18 empty] | 1 | 1 |  | 0
PG&E NGBA | Hilltop | 345 | Offshore_Wind |  |  | 0 | 0 | 0 | 0 | 0 | 0 | 0 | 0 | 0 | 5 | 2 | 1 | 1 | [18 empty] | 1 | 1 |  | 0
SCE Metro | Hinson | 230 | Offshore_Wind |  |  | 0 | 0 | 0 | 0 | 0 | 0 | 0 | 0 | 0 | 1 | 1 | 1 | 1 | [18 empty] | 1 | 1 |  | 0
PG&E GBA | Hollister | 115 | Offshore_Wind |  |  | 0 | 0 | 0 | 0 | 0 | 0 | 0 | 0 | 0 | 1 | 1 | 1 | 1 | [18 empty] | 1 | 1 |  | 0
PG&E NGBA | Homestake | 115 | Offshore_Wind |  |  | 0 | 0 | 0 | 0 | 0 | 0 | 0 | 0 | 0 | 5 | 5 | 1 | 1 | [18 empty] | 1 | 1 |  | 0
PG&E NGBA | Honcut | 115 | Offshore_Wind |  |  | 0 | 0 | 0 | 0 | 0 | 0 | 0 | 0 | 0 | 5 | 2 | 1 | 1 | [18 empty] | 1 | 1 |  | 0
SDGE | Hoodoo Wash | 500 | Offshore_Wind |  |  | 0 | 0 | 0 | 0 | 0 | 0 | 0 | 0 | 0 | 5 | 5 | 1 | 1 | [18 empty] | 1 | 1 |  | 0
PG&E NGBA | Hopland | 115 | Offshore_Wind |  |  | 0 | 0 | 0 | 0 | 0 | 0 | 0 | 0 | 0 | 5 | 5 | 1 | 1 | [18 empty] | 1 | 1 |  | 0
PG&E NGBA | Humboldt | 115 | Offshore_Wind |  |  | 0 | 0 | 0 | 0 | 0 | 0 | 0 | 0 | 0 | 5 | 2 | 1 | 1 | [18 empty] | 2+ | 1 |  | 1
PG&E NGBA | Humboldt | 500 | Offshore_Wind |  |  | 1607 | 0 | 1607 | 0 | 0 | 0 | 1607 | 0 | 1607 | 5 | 2 | 1 | 1 | [18 empty] | 5- | 1 |  | 1
SCE Metro | Huntington Beach | 230 | Offshore_Wind |  |  | 0 | 0 | 0 | 0 | 0 | 0 | 0 | 0 | 0 | 1 | 1 | 1 | 1 | [18 empty] | 1 | 1 |  | 0
PG&E NGBA | Ignacio | 115 | Offshore_Wind |  |  | 0 | 0 | 0 | 0 | 0 | 0 | 0 | 0 | 0 | 5 | 2 | 1 | 1 | [18 empty] | 1 | 1 |  | 0
PG&E NGBA | Ignacio | 230 | Offshore_Wind |  |  | 0 | 0 | 0 | 0 | 0 | 0 | 0 | 0 | 0 | 5 | 5 | 1 | 1 | [18 empty] | 1 | 1 |  | 0
SDGE | Imperial Valley | 230 | Offshore_Wind |  |  | 0 | 0 | 0 | 0 | 0 | 0 | 0 | 0 | 0 | 1 | 1 | 1 | 1 | [18 empty] | 1 | 1 |  | 0
SDGE | Imperial Valley | 500 | Offshore_Wind |  |  | 0 | 0 | 0 | 0 | 0 | 0 | 0 | 0 | 0 | 1 | 1 | 1 | 1 | [18 empty] | 1 | 1 |  | 0
EOP | Innovation | 138 | Offshore_Wind |  |  | 0 | 0 | 0 | 0 | 0 | 0 | 0 | 0 | 0 | 5 | 5 | 1 | 1 | [18 empty] | 1 | 1 |  | 0
EOP | Innovation | 230 | Offshore_Wind |  |  | 0 | 0 | 0 | 0 | 0 | 0 | 0 | 0 | 0 | 5 | 5 | 1 | 1 | [18 empty] | 1 | 1 |  | 0
SCE NOL | Inyokern | 115 | Offshore_Wind |  |  | 0 | 0 | 0 | 0 | 0 | 0 | 0 | 0 | 0 | 3 | 3 | 1 | 1 | [18 empty] | 1 | 1 |  | 0
EOP | IS Tap | 138 | Offshore_Wind |  |  | 0 | 0 | 0 | 0 | 0 | 0 | 0 | 0 | 0 | 5 | 5 | 1 | 1 | [18 empty] | 1 | 1 |  | 0
EOP | Ivanpah | 115 | Offshore_Wind |  |  | 0 | 0 | 0 | 0 | 0 | 0 | 0 | 0 | 0 | 5 | 5 | 1 | 1 | [18 empty] | 1 | 1 |  | 0
EOP | Ivanpah | 230 | Offshore_Wind |  |  | 0 | 0 | 0 | 0 | 0 | 0 | 0 | 0 | 0 | 5 | 5 | 1 | 1 | [18 empty] | 1 | 1 |  | 0
EOP | Jackass (DOE) | 138 | Offshore_Wind |  |  | 0 | 0 | 0 | 0 | 0 | 0 | 0 | 0 | 0 | 5 | 5 | 1 | 1 | [18 empty] | 1 | 1 |  | 0
PG&E NGBA | James B Black | 230 | Offshore_Wind |  |  | 0 | 0 | 0 | 0 | 0 | 0 | 0 | 0 | 0 | 5 | 2 | 1 | 1 | [18 empty] | 1 | 1 |  | 0
PG&E GBA | Jefferson | 230 | Offshore_Wind |  |  | 0 | 0 | 0 | 0 | 0 | 0 | 0 | 0 | 0 | 1 | 1 | 1 | 1 | [18 empty] | 1 | 1 |  | 0
PG&E NGBA | Jessup | 115 | Offshore_Wind |  |  | 0 | 0 | 0 | 0 | 0 | 0 | 0 | 0 | 0 | 5 | 2 | 1 | 1 | [18 empty] | 1 | 1 |  | 0
SCE Metro | Johanna | 230 | Offshore_Wind |  |  | 0 | 0 | 0 | 0 | 0 | 0 | 0 | 0 | 0 | 1 | 1 | 1 | 1 | [18 empty] | 1 | 1 |  | 0
SCE Eastern | Julian Hinds | 230 | Offshore_Wind |  |  | 0 | 0 | 0 | 0 | 0 | 0 | 0 | 0 | 0 | 5 | 5 | 3 | 3 | [18 empty] | 1 | 1 |  | 0
PG&E GBA | Kasson | 115 | Offshore_Wind |  |  | 0 | 0 | 0 | 0 | 0 | 0 | 0 | 0 | 0 | 5 | 2 | 1 | 1 | [18 empty] | 1 | 1 |  | 0
PG&E FRESNO | Kearney | 230 | Offshore_Wind |  |  | 0 | 0 | 0 | 0 | 0 | 0 | 0 | 0 | 0 | 5 | 2 | 5 | 2 | [18 empty] | 1 | 1 |  | 0
PG&E GBA | Kelso | 230 | Offshore_Wind |  |  | 0 | 0 | 0 | 0 | 0 | 0 | 0 | 0 | 0 | 5 | 2 | 1 | 1 | [18 empty] | 1 | 1 |  | 0
PG&E FRESNO | Kerchoff 1 | 115 | Offshore_Wind |  |  | 0 | 0 | 0 | 0 | 0 | 0 | 0 | 0 | 0 | 5 | 2 | 1 | 1 | [18 empty] | 1 | 1 |  | 0
PG&E KERN | Kern Oil | 115 | Offshore_Wind |  |  | 0 | 0 | 0 | 0 | 0 | 0 | 0 | 0 | 0 | 1 | 1 | 1 | 1 | [18 empty] | 1 | 1 |  | 0
PG&E KERN | Kern PP | 115 | Offshore_Wind |  |  | 0 | 0 | 0 | 0 | 0 | 0 | 0 | 0 | 0 | 1 | 1 | 1 | 1 | [18 empty] | 1 | 1 |  | 0
PG&E KERN | Kern PP | 230 | Offshore_Wind |  |  | 0 | 0 | 0 | 0 | 0 | 0 | 0 | 0 | 0 | 1 | 1 | 1 | 1 | [18 empty] | 1 | 1 |  | 0
PG&E KERN | Kernridge | 115 | Offshore_Wind |  |  | 0 | 0 | 0 | 0 | 0 | 0 | 0 | 0 | 0 | 1 | 1 | 1 | 1 | [18 empty] | 1 | 1 |  | 0
PG&E FRESNO | Kingsburg | 115 | Offshore_Wind |  |  | 0 | 0 | 0 | 0 | 0 | 0 | 0 | 0 | 0 | 5 | 2 | 5 | 2 | [18 empty] | 1 | 1 |  | 0
PG&E GBA | Kirker | 115 | Offshore_Wind |  |  | 0 | 0 | 0 | 0 | 0 | 0 | 0 | 0 | 0 | 5 | 2 | 1 | 1 | [18 empty] | 1 | 1 |  | 0
PG&E NGBA | Knights Landing | 115 | Offshore_Wind |  |  | 0 | 0 | 0 | 0 | 0 | 0 | 0 | 0 | 0 | 5 | 2 | 1 | 1 | [18 empty] | 1 | 1 |  | 0
SCE NOL | Kramer | 115 | Offshore_Wind |  |  | 0 | 0 | 0 | 0 | 0 | 0 | 0 | 0 | 0 | 3 | 3 | 1 | 1 | [18 empty] | 1 | 1 |  | 0
SCE NOL | Kramer | 230 | Offshore_Wind |  |  | 0 | 0 | 0 | 0 | 0 | 0 | 0 | 0 | 0 | 3 | 3 | 1 | 1 | [18 empty] | 1 | 1 |  | 0
SCE Metro | La Cienega | 230 | Offshore_Wind |  |  | 0 | 0 | 0 | 0 | 0 | 0 | 0 | 0 | 0 | 1 | 1 | 1 | 1 | [18 empty] | 1 | 1 |  | 0
SCE Metro | La Fresa | 230 | Offshore_Wind |  |  | 0 | 0 | 0 | 0 | 0 | 0 | 0 | 0 | 0 | 1 | 1 | 1 | 1 | [18 empty] | 1 | 1 |  | 0
SCE Metro | Laguna Bell | 230 | Offshore_Wind |  |  | 0 | 0 | 0 | 0 | 0 | 0 | 0 | 0 | 0 | 1 | 1 | 1 | 1 | [18 empty] | 1 | 1 |  | 0
PG&E NGBA | Lakeville | 230 | Offshore_Wind |  |  | 0 | 0 | 0 | 0 | 0 | 0 | 0 | 0 | 0 | 5 | 5 | 1 | 1 | [18 empty] | 1 | 1 |  | 0
PG&E NGBA | Lakeville | 115 | Offshore_Wind |  |  | 0 | 0 | 0 | 0 | 0 | 0 | 0 | 0 | 0 | 5 | 5 | 1 | 1 | [18 empty] | 1 | 1 |  | 0
PG&E GBA | Lakewood | 115 | Offshore_Wind |  |  | 0 | 0 | 0 | 0 | 0 | 0 | 0 | 0 | 0 | 5 | 2 | 1 | 1 | [18 empty] | 1 | 1 |  | 0
PG&E NGBA | Lambie | 230 | Offshore_Wind |  |  | 0 | 0 | 0 | 0 | 0 | 0 | 0 | 0 | 0 | 5 | 5 | 1 | 1 | [18 empty] | 1 | 1 |  | 0
PG&E GBA | Lammers | 115 | Offshore_Wind |  |  | 0 | 0 | 0 | 0 | 0 | 0 | 0 | 0 | 0 | 5 | 2 | 1 | 1 | [18 empty] | 1 | 1 |  | 0
PG&E KERN | Lamont | 115 | Offshore_Wind |  |  | 0 | 0 | 0 | 0 | 0 | 0 | 0 | 0 | 0 | 1 | 1 | 1 | 1 | [18 empty] | 1 | 1 |  | 0
PG&E FRESNO | Las Aguilas | 230 | Offshore_Wind |  |  | 0 | 0 | 0 | 0 | 0 | 0 | 0 | 0 | 0 | 1 | 1 | 1 | 1 | [18 empty] | 1 | 1 |  | 0
EOP | Lathrop | 138 | Offshore_Wind |  |  | 0 | 0 | 0 | 0 | 0 | 0 | 0 | 0 | 0 | 5 | 5 | 1 | 1 | [18 empty] | 1 | 1 |  | 0
EOP | Lathrop | 230 | Offshore_Wind |  |  | 0 | 0 | 0 | 0 | 0 | 0 | 0 | 0 | 0 | 5 | 5 | 1 | 1 | [18 empty] | 1 | 1 |  | 0
PG&E FRESNO | Le Grand | 115 | Offshore_Wind |  |  | 0 | 0 | 0 | 0 | 0 | 0 | 0 | 0 | 0 | 5 | 2 | 5 | 2 | [18 empty] | 1 | 1 |  | 0
PG&E KERN | Lerdo | 115 | Offshore_Wind |  |  | 0 | 0 | 0 | 0 | 0 | 0 | 0 | 0 | 0 | 1 | 1 | 1 | 1 | [18 empty] | 1 | 1 |  | 0
SCE Metro | Lewis | 230 | Offshore_Wind |  |  | 0 | 0 | 0 | 0 | 0 | 0 | 0 | 0 | 0 | 1 | 1 | 1 | 1 | [18 empty] | 1 | 1 |  | 0
SCE Metro | Lighthipe | 230 | Offshore_Wind |  |  | 0 | 0 | 0 | 0 | 0 | 0 | 0 | 0 | 0 | 1 | 1 | 1 | 1 | [18 empty] | 1 | 1 |  | 0
PG&E NGBA | Lincoln | 115 | Offshore_Wind |  |  | 0 | 0 | 0 | 0 | 0 | 0 | 0 | 0 | 0 | 5 | 2 | 1 | 1 | [18 empty] | 1 | 1 |  | 0
PG&E KERN | Live Oak | 115 | Offshore_Wind |  |  | 0 | 0 | 0 | 0 | 0 | 0 | 0 | 0 | 0 | 1 | 1 | 1 | 1 | [18 empty] | 1 | 1 |  | 0
PG&E GBA | Llagas | 115 | Offshore_Wind |  |  | 0 | 0 | 0 | 0 | 0 | 0 | 0 | 0 | 0 | 1 | 1 | 1 | 1 | [18 empty] | 1 | 1 |  | 0
PG&E GBA | Lockeford | 115 | Offshore_Wind |  |  | 0 | 0 | 0 | 0 | 0 | 0 | 0 | 0 | 0 | 5 | 2 | 1 | 1 | [18 empty] | 1 | 1 |  | 0
PG&E GBA | Lockeford | 230 | Offshore_Wind |  |  | 0 | 0 | 0 | 0 | 0 | 0 | 0 | 0 | 0 | 5 | 2 | 1 | 1 | [18 empty] | 1 | 1 |  | 0
PG&E GBA | Lodi | 230 | Offshore_Wind |  |  | 0 | 0 | 0 | 0 | 0 | 0 | 0 | 0 | 0 | 5 | 2 | 1 | 1 | [18 empty] | 1 | 1 |  | 0
PG&E NGBA | Logan Creek | 230 | Offshore_Wind |  |  | 0 | 0 | 0 | 0 | 0 | 0 | 0 | 0 | 0 | 5 | 5 | 1 | 1 | [18 empty] | 1 | 1 |  | 0
PG&E GBA | Lone Tree | 230 | Offshore_Wind |  |  | 0 | 0 | 0 | 0 | 0 | 0 | 0 | 0 | 0 | 5 | 5 | 1 | 1 | [18 empty] | 1 | 1 |  | 0
PG&E FRESNO | Los Banos | 230 | Offshore_Wind |  |  | 0 | 0 | 0 | 0 | 0 | 0 | 0 | 0 | 0 | 1 | 1 | 1 | 1 | [18 empty] | 1 | 1 |  | 0
PG&E FRESNO | Los Banos | 500 | Offshore_Wind |  |  | 0 | 0 | 0 | 0 | 0 | 0 | 0 | 0 | 0 | 1 | 1 | 1 | 1 | [18 empty] | 1 | 1 |  | 0
SDGE | Los Coches | 138 | Offshore_Wind |  |  | 0 | 0 | 0 | 0 | 0 | 0 | 0 | 0 | 0 | 5 | 5 | 1 | 1 | [18 empty] | 1 | 1 |  | 0
PG&E GBA | Los Esteros | 115 | Offshore_Wind |  |  | 0 | 0 | 0 | 0 | 0 | 0 | 0 | 0 | 0 | 1 | 1 | 1 | 1 | [18 empty] | 1 | 1 |  | 0
PG&E GBA | Los Esteros | 230 | Offshore_Wind |  |  | 0 | 0 | 0 | 0 | 0 | 0 | 0 | 0 | 0 | 1 | 1 | 1 | 1 | [18 empty] | 1 | 1 |  | 0
PG&E GBA | Los Positas | 230 | Offshore_Wind |  |  | 0 | 0 | 0 | 0 | 0 | 0 | 0 | 0 | 0 | 5 | 5 | 1 | 1 | [18 empty] | 1 | 1 |  | 0
SCE NOL | Lugo | 230 | Offshore_Wind |  |  | 0 | 0 | 0 | 0 | 0 | 0 | 0 | 0 | 0 | 1 | 1 | 1 | 1 | [18 empty] | 1 | 1 |  | 0
SCE Metro | Lugo | 500 | Offshore_Wind |  |  | 0 | 0 | 0 | 0 | 0 | 0 | 0 | 0 | 0 | 1 | 1 | 1 | 1 | [18 empty] | 1 | 1 |  | 0
PG&E NGBA | Madison | 115 | Offshore_Wind |  |  | 0 | 0 | 0 | 0 | 0 | 0 | 0 | 0 | 0 | 5 | 5 | 1 | 1 | [18 empty] | 1 | 1 |  | 0
PG&E KERN | Magunden | 115 | Offshore_Wind |  |  | 0 | 0 | 0 | 0 | 0 | 0 | 0 | 0 | 0 | 1 | 1 | 1 | 1 | [18 empty] | 1 | 1 |  | 0
SCE Northern | Magunden | 230 | Offshore_Wind |  |  | 0 | 0 | 0 | 0 | 0 | 0 | 0 | 0 | 0 | 1 | 1 | 1 | 1 | [18 empty] | 1 | 1 |  | 0
PG&E FRESNO | Malaga | 115 | Offshore_Wind |  |  | 0 | 0 | 0 | 0 | 0 | 0 | 0 | 0 | 0 | 5 | 2 | 5 | 2 | [18 empty] | 1 | 1 |  | 0
PG&E NGBA | Malin | 500 | Offshore_Wind |  |  | 0 | 0 | 0 | 0 | 0 | 0 | 0 | 0 | 0 | 5 | 2 | 1 | 1 | [18 empty] | 1 | 1 |  | 0
SCE Northern | Mandalay | 230 | Offshore_Wind |  |  | 0 | 0 | 0 | 0 | 0 | 0 | 0 | 0 | 0 | 5 | 5 | 1 | 1 | [18 empty] | 1 | 1 |  | 0
PG&E FRESNO | Manning | 230 | Offshore_Wind |  |  | 0 | 0 | 0 | 0 | 0 | 0 | 0 | 0 | 0 | 1 | 1 | 1 | 1 | [18 empty] | 1 | 1 |  | 0
PG&E FRESNO | Manning | 500 | Offshore_Wind |  |  | 0 | 0 | 0 | 0 | 0 | 0 | 0 | 0 | 0 | 1 | 1 | 1 | 1 | [18 empty] | 1 | 1 |  | 0
PG&E GBA | Manteca | 115 | Offshore_Wind |  |  | 0 | 0 | 0 | 0 | 0 | 0 | 0 | 0 | 0 | 5 | 2 | 1 | 1 | [18 empty] | 1 | 1 |  | 0
SDGE | Margarita | 138 | Offshore_Wind |  |  | 0 | 0 | 0 | 0 | 0 | 0 | 0 | 0 | 0 | 1 | 1 | 1 | 1 | [18 empty] | 1 | 1 |  | 0
PG&E GBA | Martin | 230 | Offshore_Wind |  |  | 0 | 0 | 0 | 0 | 0 | 0 | 0 | 0 | 0 | 5 | 2 | 1 | 1 | [18 empty] | 1 | 1 |  | 0
PG&E GBA | Martin | 115 | Offshore_Wind |  |  | 0 | 0 | 0 | 0 | 0 | 0 | 0 | 0 | 0 | 1 | 1 | 1 | 1 | [18 empty] | 1 | 1 |  | 0
PG&E GBA | Martinez | 115 | Offshore_Wind |  |  | 0 | 0 | 0 | 0 | 0 | 0 | 0 | 0 | 0 | 5 | 2 | 1 | 1 | [18 empty] | 1 | 1 |  | 0
PG&E FRESNO | Mc Mullin | 230 | Offshore_Wind |  |  | 0 | 0 | 0 | 0 | 0 | 0 | 0 | 0 | 0 | 5 | 2 | 1 | 1 | [18 empty] | 1 | 1 |  | 0
PG&E FRESNO | McCall | 115 | Offshore_Wind |  |  | 0 | 0 | 0 | 0 | 0 | 0 | 0 | 0 | 0 | 5 | 2 | 5 | 2 | [18 empty] | 1 | 1 |  | 0
PG&E FRESNO | McCall | 230 | Offshore_Wind |  |  | 0 | 0 | 0 | 0 | 0 | 0 | 0 | 0 | 0 | 5 | 2 | 1 | 1 | [18 empty] | 1 | 1 |  | 0
PG&E GBA | Meadow Lane | 115 | Offshore_Wind |  |  | 0 | 0 | 0 | 0 | 0 | 0 | 0 | 0 | 0 | 5 | 2 | 1 | 1 | [18 empty] | 1 | 1 |  | 0
PG&E GBA | Melones | 115 | Offshore_Wind |  |  | 0 | 0 | 0 | 0 | 0 | 0 | 0 | 0 | 0 | 5 | 2 | 1 | 1 | [18 empty] | 1 | 1 |  | 0
PG&E GBA | Melones | 230 | Offshore_Wind |  |  | 0 | 0 | 0 | 0 | 0 | 0 | 0 | 0 | 0 | 5 | 2 | 1 | 1 | [18 empty] | 1 | 1 |  | 0
PG&E NGBA | Mendocino | 115 | Offshore_Wind |  |  | 0 | 0 | 0 | 0 | 0 | 0 | 0 | 0 | 0 | 5 | 5 | 1 | 1 | [18 empty] | 1 | 1 |  | 0
PG&E FRESNO | Mendota | 115 | Offshore_Wind |  |  | 0 | 0 | 0 | 0 | 0 | 0 | 0 | 0 | 0 | 5 | 2 | 5 | 2 | [18 empty] | 1 | 1 |  | 0
PG&E FRESNO | Merced | 115 | Offshore_Wind |  |  | 0 | 0 | 0 | 0 | 0 | 0 | 0 | 0 | 0 | 5 | 2 | 5 | 2 | [18 empty] | 1 | 1 |  | 0
EOP | Mercury | 138 | Offshore_Wind |  |  | 0 | 0 | 0 | 0 | 0 | 0 | 0 | 0 | 0 | 5 | 5 | 1 | 1 | [18 empty] | 1 | 1 |  | 0
PG&E KERN | Mesa (PGE) | 115 | Offshore_Wind |  |  | 0 | 0 | 0 | 0 | 0 | 0 | 0 | 0 | 0 | 1 | 1 | 1 | 1 | [18 empty] | 1 | 1 |  | 0
PG&E KERN | Mesa (PGE) | 230 | Offshore_Wind |  |  | 0 | 0 | 0 | 0 | 0 | 0 | 0 | 0 | 0 | 1 | 1 | 1 | 1 | [18 empty] | 1 | 1 |  | 0
SCE Metro | Mesa (SCE) | 230 | Offshore_Wind |  |  | 0 | 0 | 0 | 0 | 0 | 0 | 0 | 0 | 0 | 1 | 1 | 1 | 1 | [18 empty] | 1 | 1 |  | 0
SCE Metro | Mesa (SCE) | 500 | Offshore_Wind |  |  | 0 | 0 | 0 | 0 | 0 | 0 | 0 | 0 | 0 | 1 | 1 | 1 | 1 | [18 empty] | 1 | 1 |  | 0
PG&E GBA | Metcalf | 115 | Offshore_Wind |  |  | 0 | 0 | 0 | 0 | 0 | 0 | 0 | 0 | 0 | 1 | 1 | 1 | 1 | [18 empty] | 1 | 1 |  | 0
PG&E GBA | Metcalf | 230 | Offshore_Wind |  |  | 0 | 0 | 0 | 0 | 0 | 0 | 0 | 0 | 0 | 1 | 1 | 1 | 1 | [18 empty] | 1 | 1 |  | 0
PG&E GBA | Metcalf | 500 | Offshore_Wind |  |  | 0 | 0 | 0 | 0 | 0 | 0 | 0 | 0 | 0 | 1 | 1 | 1 | 1 | [18 empty] | 1 | 1 |  | 0
PG&E KERN | Midway | 115 | Offshore_Wind |  |  | 0 | 0 | 0 | 0 | 0 | 0 | 0 | 0 | 0 | 1 | 1 | 1 | 1 | [18 empty] | 1 | 1 |  | 0
PG&E KERN | Midway | 230 | Offshore_Wind |  |  | 0 | 0 | 0 | 0 | 0 | 0 | 0 | 0 | 0 | 1 | 1 | 1 | 1 | [18 empty] | 1 | 1 |  | 0
PG&E KERN | Midway | 500 | Offshore_Wind |  |  | 0 | 0 | 0 | 0 | 0 | 0 | 0 | 0 | 0 | 1 | 1 | 1 | 1 | [18 empty] | 1 | 1 |  | 0
SDGE | Miguel | 230 | Offshore_Wind |  |  | 0 | 0 | 0 | 0 | 0 | 0 | 0 | 0 | 0 | 1 | 1 | 1 | 1 | [18 empty] | 1 | 1 |  | 0
SDGE | Miguel | 500 | Offshore_Wind |  |  | 0 | 0 | 0 | 0 | 0 | 0 | 0 | 0 | 0 | 1 | 1 | 1 | 1 | [18 empty] | 1 | 1 |  | 0
PG&E GBA | Millbrae | 115 | Offshore_Wind |  |  | 0 | 0 | 0 | 0 | 0 | 0 | 0 | 0 | 0 | 1 | 1 | 1 | 1 | [18 empty] | 1 | 1 |  | 0
PG&E GBA | Miller | 115 | Offshore_Wind |  |  | 0 | 0 | 0 | 0 | 0 | 0 | 0 | 0 | 0 | 5 | 2 | 1 | 1 | [18 empty] | 1 | 1 |  | 0
SCE Metro | Mira Loma | 230 | Offshore_Wind |  |  | 0 | 0 | 0 | 0 | 0 | 0 | 0 | 0 | 0 | 1 | 1 | 1 | 1 | [18 empty] | 1 | 1 |  | 0
SCE Metro | Mira Loma | 500 | Offshore_Wind |  |  | 0 | 0 | 0 | 0 | 0 | 0 | 0 | 0 | 0 | 1 | 1 | 1 | 1 | [18 empty] | 1 | 1 |  | 0
SCE Eastern | Mirage | 115 | Offshore_Wind |  |  | 0 | 0 | 0 | 0 | 0 | 0 | 0 | 0 | 0 | 5 | 5 | 3 | 3 | [18 empty] | 1 | 1 |  | 0
SCE Eastern | Mirage | 230 | Offshore_Wind |  |  | 0 | 0 | 0 | 0 | 0 | 0 | 0 | 0 | 0 | 5 | 5 | 3 | 3 | [18 empty] | 1 | 1 |  | 0
SDGE | Mission | 138 | Offshore_Wind |  |  | 0 | 0 | 0 | 0 | 0 | 0 | 0 | 0 | 0 | 1 | 1 | 1 | 1 | [18 empty] | 1 | 1 |  | 0
SDGE | Mission | 230 | Offshore_Wind |  |  | 0 | 0 | 0 | 0 | 0 | 0 | 0 | 0 | 0 | 1 | 1 | 1 | 1 | [18 empty] | 1 | 1 |  | 0
PG&E GBA | Mi-Wuk | 115 | Offshore_Wind |  |  | 0 | 0 | 0 | 0 | 0 | 0 | 0 | 0 | 0 | 5 | 2 | 1 | 1 | [18 empty] | 1 | 1 |  | 0
EOP | Mohave | 500 | Offshore_Wind |  |  | 0 | 0 | 0 | 0 | 0 | 0 | 0 | 0 | 0 | 5 | 5 | 1 | 1 | [18 empty] | 1 | 1 |  | 0
PG&E NGBA | Monroe | 115 | Offshore_Wind |  |  | 0 | 0 | 0 | 0 | 0 | 0 | 0 | 0 | 0 | 5 | 5 | 1 | 1 | [18 empty] | 1 | 1 |  | 0
PG&E GBA | Monta Vista | 115 | Offshore_Wind |  |  | 0 | 0 | 0 | 0 | 0 | 0 | 0 | 0 | 0 | 1 | 1 | 1 | 1 | [18 empty] | 1 | 1 |  | 0
PG&E GBA | Monta Vista | 230 | Offshore_Wind |  |  | 0 | 0 | 0 | 0 | 0 | 0 | 0 | 0 | 0 | 1 | 1 | 1 | 1 | [18 empty] | 1 | 1 |  | 0
PG&E NGBA | Monticello | 115 | Offshore_Wind |  |  | 0 | 0 | 0 | 0 | 0 | 0 | 0 | 0 | 0 | 5 | 5 | 1 | 1 | [18 empty] | 1 | 1 |  | 0
SCE Northern | Moorpark | 230 | Offshore_Wind |  |  | 0 | 0 | 0 | 0 | 0 | 0 | 0 | 0 | 0 | 5 | 5 | 1 | 1 | [18 empty] | 1 | 1 |  | 0
PG&E GBA | Moraga | 115 | Offshore_Wind |  |  | 0 | 0 | 0 | 0 | 0 | 0 | 0 | 0 | 0 | 5 | 2 | 1 | 1 | [18 empty] | 1 | 1 |  | 0
PG&E GBA | Moraga | 230 | Offshore_Wind |  |  | 0 | 0 | 0 | 0 | 0 | 0 | 0 | 0 | 0 | 5 | 2 | 1 | 1 | [18 empty] | 1 | 1 |  | 0
PG&E GBA | Morgan Hill | 115 | Offshore_Wind |  |  | 0 | 0 | 0 | 0 | 0 | 0 | 0 | 0 | 0 | 1 | 1 | 1 | 1 | [18 empty] | 1 | 1 |  | 0
PG&E KERN | Morro Bay | 115 | Offshore_Wind |  |  | 0 | 0 | 0 | 0 | 0 | 0 | 0 | 0 | 0 | 1 | 1 | 1 | 1 | [18 empty] | 1 | 1 |  | 0
PG&E KERN | Morro Bay | 230 | Offshore_Wind |  |  | 0 | 0 | 0 | 0 | 0 | 0 | 0 | 0 | 0 | 1 | 1 | 1 | 1 | [18 empty] | 2+ | 1 |  | 1
PG&E KERN | Morro Bay | 500 | Offshore_Wind |  |  | 0 | 0 | 0 | 0 | 0 | 0 | 0 | 0 | 0 | 1 | 1 | 1 | 1 | [18 empty] | 2+ | 1 |  | 1
PG&E GBA | Moss Landing | 115 | Offshore_Wind |  |  | 0 | 0 | 0 | 0 | 0 | 0 | 0 | 0 | 0 | 1 | 1 | 1 | 1 | [18 empty] | 1 | 1 |  | 0
PG&E GBA | Moss Landing | 230 | Offshore_Wind |  |  | 0 | 0 | 0 | 0 | 0 | 0 | 0 | 0 | 0 | 1 | 1 | 1 | 1 | [18 empty] | 1 | 1 |  | 0
PG&E GBA | Moss Landing | 500 | Offshore_Wind |  |  | 0 | 0 | 0 | 0 | 0 | 0 | 0 | 0 | 0 | 5 | 2 | 1 | 1 | [18 empty] | 4+ | 1 |  | 1
EOP | Mountain Pass | 115 | Offshore_Wind |  |  | 0 | 0 | 0 | 0 | 0 | 0 | 0 | 0 | 0 | 5 | 5 | 1 | 1 | [18 empty] | 1 | 1 |  | 0
PG&E GBA | Mountain View | 115 | Offshore_Wind |  |  | 0 | 0 | 0 | 0 | 0 | 0 | 0 | 0 | 0 | 1 | 1 | 1 | 1 | [18 empty] | 1 | 1 |  | 0
PG&E GBA | Mt Eden | 115 | Offshore_Wind |  |  | 0 | 0 | 0 | 0 | 0 | 0 | 0 | 0 | 0 | 5 | 2 | 1 | 1 | [18 empty] | 1 | 1 |  | 0
PG&E KERN | Mt Poso | 115 | Offshore_Wind |  |  | 0 | 0 | 0 | 0 | 0 | 0 | 0 | 0 | 0 | 1 | 1 | 1 | 1 | [18 empty] | 1 | 1 |  | 0
PG&E FRESNO | Mustang | 230 | Offshore_Wind |  |  | 0 | 0 | 0 | 0 | 0 | 0 | 0 | 0 | 0 | 5 | 2 | 1 | 1 | [18 empty] | 1 | 1 |  | 0
PG&E KERN | New Sub - Gates - Midway (Proposed) | 230 | Offshore_Wind |  |  | 0 | 0 | 0 | 0 | 0 | 0 | 0 | 0 | 0 | 1 | 1 | 1 | 1 | [18 empty] | 1 | 1 |  | 0
PG&E KERN | New Sub - Gates - Templeton (Proposed) | 230 | Offshore_Wind |  |  | 0 | 0 | 0 | 0 | 0 | 0 | 0 | 0 | 0 | 1 | 1 | 1 | 1 | [18 empty] | 1 | 1 |  | 0
SCE NOL | New Sub - Kramer - Lugo (Proposed) | 230 | Offshore_Wind |  |  | 0 | 0 | 0 | 0 | 0 | 0 | 0 | 0 | 0 | 3 | 3 | 1 | 1 | [18 empty] | 1 | 1 |  | 0
PG&E FRESNO | New Sub - Los Banos - Midway (Proposed) | 500 | Offshore_Wind |  |  | 0 | 0 | 0 | 0 | 0 | 0 | 0 | 0 | 0 | 1 | 1 | 1 | 1 | [18 empty] | 1 | 1 |  | 0
SCE NOL | New Sub - Lugo - Pisgah (Proposed) | 230 | Offshore_Wind |  |  | 0 | 0 | 0 | 0 | 0 | 0 | 0 | 0 | 0 | 1 | 1 | 1 | 1 | [18 empty] | 1 | 1 |  | 0
PG&E KERN | New Sub - Midway - Wheeler Ridge (Proposed) | 230 | Offshore_Wind |  |  | 0 | 0 | 0 | 0 | 0 | 0 | 0 | 0 | 0 | 1 | 1 | 1 | 1 | [18 empty] | 1 | 1 |  | 0
PG&E NGBA | New Sub - Near existing Leavitt (PSREC) | 345 | Offshore_Wind |  |  | 0 | 0 | 0 | 0 | 0 | 0 | 0 | 0 | 0 | 5 | 2 | 1 | 1 | [18 empty] | 1 | 1 |  | 0
PG&E NGBA | New Sub - Near existing Madeline (NVE) | 345 | Offshore_Wind |  |  | 0 | 0 | 0 | 0 | 0 | 0 | 0 | 0 | 0 | 5 | 2 | 1 | 1 | [18 empty] | 1 | 1 |  | 0
SDGE | New Sub - North Gila - IV (Proposed) | 500 | Offshore_Wind |  |  | 0 | 0 | 0 | 0 | 0 | 0 | 0 | 0 | 0 | 1 | 1 | 1 | 1 | [18 empty] | 1 | 1 |  | 0
PG&E NGBA | New Sub - Pit 1 - Cottonwood (Proposed) | 230 | Offshore_Wind |  |  | 0 | 0 | 0 | 0 | 0 | 0 | 0 | 0 | 0 | 5 | 5 | 3 | 3 | [18 empty] | 1 | 1 |  | 0
PG&E GBA | New Sub - Rancho Seco - Bellota (Proposed) | 230 | Offshore_Wind |  |  | 0 | 0 | 0 | 0 | 0 | 0 | 0 | 0 | 0 | 5 | 2 | 1 | 1 | [18 empty] | 1 | 1 |  | 0
SDGE | New Sub - Suncrest - Ocotillo (Proposed) | 500 | Offshore_Wind |  |  | 0 | 0 | 0 | 0 | 0 | 0 | 0 | 0 | 0 | 1 | 1 | 1 | 1 | [18 empty] | 1 | 1 |  | 0
PG&E FRESNO | New Sub - Westley - Quinto (Proposed) | 230 | Offshore_Wind |  |  | 0 | 0 | 0 | 0 | 0 | 0 | 0 | 0 | 0 | 1 | 1 | 1 | 1 | [18 empty] | 1 | 1 |  | 0
PG&E GBA | Newark | 115 | Offshore_Wind |  |  | 0 | 0 | 0 | 0 | 0 | 0 | 0 | 0 | 0 | 1 | 1 | 1 | 1 | [18 empty] | 1 | 1 |  | 0
PG&E GBA | Newark | 230 | Offshore_Wind |  |  | 0 | 0 | 0 | 0 | 0 | 0 | 0 | 0 | 0 | 1 | 1 | 1 | 1 | [18 empty] | 1 | 1 |  | 0
PG&E FRESNO | Newhall | 115 | Offshore_Wind |  |  | 0 | 0 | 0 | 0 | 0 | 0 | 0 | 0 | 0 | 5 | 2 | 5 | 2 | [18 empty] | 1 | 1 |  | 0
PG&E KERN | Norco | 115 | Offshore_Wind |  |  | 0 | 0 | 0 | 0 | 0 | 0 | 0 | 0 | 0 | 1 | 1 | 1 | 1 | [18 empty] | 1 | 1 |  | 0
PG&E GBA | Nortech | 115 | Offshore_Wind |  |  | 0 | 0 | 0 | 0 | 0 | 0 | 0 | 0 | 0 | 1 | 1 | 1 | 1 | [18 empty] | 1 | 1 |  | 0
SDGE | North City Metering | 138 | Offshore_Wind |  |  | 0 | 0 | 0 | 0 | 0 | 0 | 0 | 0 | 0 | 1 | 1 | 1 | 1 | [18 empty] | 1 | 1 |  | 0
PG&E GBA | North Dublin | 230 | Offshore_Wind |  |  | 0 | 0 | 0 | 0 | 0 | 0 | 0 | 0 | 0 | 5 | 5 | 1 | 1 | [18 empty] | 1 | 1 |  | 0
SDGE | North Gila | 500 | Offshore_Wind |  |  | 0 | 0 | 0 | 0 | 0 | 0 | 0 | 0 | 0 | 1 | 1 | 1 | 1 | [18 empty] | 1 | 1 |  | 0
SCE Metro | North of SONGS | 230 | Offshore_Wind |  |  | 0 | 0 | 0 | 0 | 0 | 0 | 0 | 0 | 0 | 1 | 1 | 1 | 1 | [18 empty] | 1 | 1 |  | 0
SCE Metro | North of SONGS | 500 | Offshore_Wind |  |  | 0 | 0 | 0 | 0 | 0 | 0 | 0 | 0 | 0 | 1 | 1 | 1 | 1 | [18 empty] | 1 | 1 |  | 0
PG&E NGBA | Notre Dame | 115 | Offshore_Wind |  |  | 0 | 0 | 0 | 0 | 0 | 0 | 0 | 0 | 0 | 5 | 2 | 1 | 1 | [18 empty] | 1 | 1 |  | 0
PG&E GBA | Oakland C | 115 | Offshore_Wind |  |  | 0 | 0 | 0 | 0 | 0 | 0 | 0 | 0 | 0 | 5 | 2 | 1 | 1 | [18 empty] | 1 | 1 |  | 0
PG&E GBA | Oakland J | 115 | Offshore_Wind |  |  | 0 | 0 | 0 | 0 | 0 | 0 | 0 | 0 | 0 | 5 | 2 | 1 | 1 | [18 empty] | 1 | 1 |  | 0
PG&E GBA | Oakland L | 115 | Offshore_Wind |  |  | 0 | 0 | 0 | 0 | 0 | 0 | 0 | 0 | 0 | 5 | 2 | 1 | 1 | [18 empty] | 1 | 1 |  | 0
PG&E GBA | Oakland X | 115 | Offshore_Wind |  |  | 0 | 0 | 0 | 0 | 0 | 0 | 0 | 0 | 0 | 5 | 2 | 1 | 1 | [18 empty] | 1 | 1 |  | 0
PG&E KERN | Oceano | 115 | Offshore_Wind |  |  | 0 | 0 | 0 | 0 | 0 | 0 | 0 | 0 | 0 | 1 | 1 | 1 | 1 | [18 empty] | 1 | 1 |  | 0
SDGE | Ocotillo Express | 500 | Offshore_Wind |  |  | 0 | 0 | 0 | 0 | 0 | 0 | 0 | 0 | 0 | 1 | 1 | 1 | 1 | [18 empty] | 1 | 1 |  | 0
SDGE | Old Town | 230 | Offshore_Wind |  |  | 0 | 0 | 0 | 0 | 0 | 0 | 0 | 0 | 0 | 1 | 1 | 1 | 1 | [18 empty] | 1 | 1 |  | 0
SCE Metro | Olinda | 230 | Offshore_Wind |  |  | 0 | 0 | 0 | 0 | 0 | 0 | 0 | 0 | 0 | 1 | 1 | 1 | 1 | [18 empty] | 1 | 1 |  | 0
PG&E FRESNO | Olive | 115 | Offshore_Wind |  |  | 0 | 0 | 0 | 0 | 0 | 0 | 0 | 0 | 0 | 1 | 1 | 1 | 1 | [18 empty] | 1 | 1 |  | 0
PG&E NGBA | Olivehurst | 115 | Offshore_Wind |  |  | 0 | 0 | 0 | 0 | 0 | 0 | 0 | 0 | 0 | 5 | 2 | 1 | 1 | [18 empty] | 1 | 1 |  | 0
SCE Northern | Ormond Beach | 230 | Offshore_Wind |  |  | 0 | 0 | 0 | 0 | 0 | 0 | 0 | 0 | 0 | 5 | 5 | 1 | 1 | [18 empty] | 1 | 1 |  | 0
PG&E FRESNO | Oro Loma | 115 | Offshore_Wind |  |  | 0 | 0 | 0 | 0 | 0 | 0 | 0 | 0 | 0 | 1 | 1 | 1 | 1 | [18 empty] | 1 | 1 |  | 0
SDGE | Otay Mesa | 230 | Offshore_Wind |  |  | 0 | 0 | 0 | 0 | 0 | 0 | 0 | 0 | 0 | 1 | 1 | 1 | 1 | [18 empty] | 1 | 1 |  | 0
PG&E FRESNO | Padre Flats SW STA | 230 | Offshore_Wind |  |  | 0 | 0 | 0 | 0 | 0 | 0 | 0 | 0 | 0 | 1 | 1 | 1 | 1 | [18 empty] | 1 | 1 |  | 0
EOP | Pahrump | 138 | Offshore_Wind |  |  | 0 | 0 | 0 | 0 | 0 | 0 | 0 | 0 | 0 | 5 | 5 | 1 | 1 | [18 empty] | 1 | 1 |  | 0
EOP | Pahrump | 230 | Offshore_Wind |  |  | 0 | 0 | 0 | 0 | 0 | 0 | 0 | 0 | 0 | 5 | 5 | 1 | 1 | [18 empty] | 1 | 1 |  | 0
PG&E NGBA | Palermo | 115 | Offshore_Wind |  |  | 0 | 0 | 0 | 0 | 0 | 0 | 0 | 0 | 0 | 5 | 2 | 1 | 1 | [18 empty] | 1 | 1 |  | 0
PG&E NGBA | Palermo | 230 | Offshore_Wind |  |  | 0 | 0 | 0 | 0 | 0 | 0 | 0 | 0 | 0 | 5 | 2 | 1 | 1 | [18 empty] | 1 | 1 |  | 0
SCE Eastern | Palo Verde | 500 | Offshore_Wind |  |  | 0 | 0 | 0 | 0 | 0 | 0 | 0 | 0 | 0 | 5 | 5 | 1 | 1 | [18 empty] | 1 | 1 |  | 0
SDGE | Palomar Energy | 230 | Offshore_Wind |  |  | 0 | 0 | 0 | 0 | 0 | 0 | 0 | 0 | 0 | 1 | 1 | 1 | 1 | [18 empty] | 1 | 1 |  | 0
PG&E FRESNO | Panoche | 115 | Offshore_Wind |  |  | 0 | 0 | 0 | 0 | 0 | 0 | 0 | 0 | 0 | 5 | 2 | 1 | 1 | [18 empty] | 1 | 1 |  | 0
PG&E FRESNO | Panoche | 230 | Offshore_Wind |  |  | 0 | 0 | 0 | 0 | 0 | 0 | 0 | 0 | 0 | 1 | 1 | 1 | 1 | [18 empty] | 1 | 1 |  | 0
SCE Northern | Pardee | 230 | Offshore_Wind |  |  | 0 | 0 | 0 | 0 | 0 | 0 | 0 | 0 | 0 | 5 | 5 | 1 | 1 | [18 empty] | 1 | 1 |  | 0
PG&E NGBA | Parkway | 230 | Offshore_Wind |  |  | 0 | 0 | 0 | 0 | 0 | 0 | 0 | 0 | 0 | 5 | 5 | 1 | 1 | [18 empty] | 1 | 1 |  | 0
SCE Northern | Pastoria | 230 | Offshore_Wind |  |  | 0 | 0 | 0 | 0 | 0 | 0 | 0 | 0 | 0 | 5 | 5 | 1 | 1 | [18 empty] | 1 | 1 |  | 0
SCE Metro | Pauda | 230 | Offshore_Wind |  |  | 0 | 0 | 0 | 0 | 0 | 0 | 0 | 0 | 0 | 1 | 1 | 1 | 1 | [18 empty] | 1 | 1 |  | 0
PG&E GBA | Paul Sweet | 115 | Offshore_Wind |  |  | 0 | 0 | 0 | 0 | 0 | 0 | 0 | 0 | 0 | 1 | 1 | 1 | 1 | [18 empty] | 1 | 1 |  | 0
PG&E NGBA | Peabody | 230 | Offshore_Wind |  |  | 0 | 0 | 0 | 0 | 0 | 0 | 0 | 0 | 0 | 5 | 5 | 1 | 1 | [18 empty] | 1 | 1 |  | 0
PG&E NGBA | Pease | 115 | Offshore_Wind |  |  | 0 | 0 | 0 | 0 | 0 | 0 | 0 | 0 | 0 | 5 | 2 | 1 | 1 | [18 empty] | 1 | 1 |  | 0
SDGE | Penasquitos | 138 | Offshore_Wind |  |  | 0 | 0 | 0 | 0 | 0 | 0 | 0 | 0 | 0 | 1 | 1 | 1 | 1 | [18 empty] | 1 | 1 |  | 0
SDGE | Penasquitos | 230 | Offshore_Wind |  |  | 0 | 0 | 0 | 0 | 0 | 0 | 0 | 0 | 0 | 1 | 1 | 1 | 1 | [18 empty] | 1 | 1 |  | 0
PG&E NGBA | Penngrove | 115 | Offshore_Wind |  |  | 0 | 0 | 0 | 0 | 0 | 0 | 0 | 0 | 0 | 5 | 5 | 1 | 1 | [18 empty] | 1 | 1 |  | 0
PG&E GBA | Peoria | 115 | Offshore_Wind |  |  | 0 | 0 | 0 | 0 | 0 | 0 | 0 | 0 | 0 | 5 | 2 | 1 | 1 | [18 empty] | 1 | 1 |  | 0
PG&E GBA | Piercy | 115 | Offshore_Wind |  |  | 0 | 0 | 0 | 0 | 0 | 0 | 0 | 0 | 0 | 1 | 1 | 1 | 1 | [18 empty] | 1 | 1 |  | 0
PG&E FRESNO | Pine Flat | 230 | Offshore_Wind |  |  | 0 | 0 | 0 | 0 | 0 | 0 | 0 | 0 | 0 | 5 | 2 | 1 | 1 | [18 empty] | 1 | 1 |  | 0
SCE NOL | Pisgah | 230 | Offshore_Wind |  |  | 0 | 0 | 0 | 0 | 0 | 0 | 0 | 0 | 0 | 1 | 1 | 1 | 1 | [18 empty] | 1 | 1 |  | 0
PG&E NGBA | Pit 1 | 230 | Offshore_Wind |  |  | 0 | 0 | 0 | 0 | 0 | 0 | 0 | 0 | 0 | 5 | 5 | 3 | 3 | [18 empty] | 1 | 1 |  | 0
PG&E NGBA | Pit 3 | 230 | Offshore_Wind |  |  | 0 | 0 | 0 | 0 | 0 | 0 | 0 | 0 | 0 | 5 | 5 | 3 | 3 | [18 empty] | 1 | 1 |  | 0
PG&E NGBA | Pit 4 | 230 | Offshore_Wind |  |  | 0 | 0 | 0 | 0 | 0 | 0 | 0 | 0 | 0 | 5 | 2 | 1 | 1 | [18 empty] | 1 | 1 |  | 0
PG&E GBA | Pittsburg | 115 | Offshore_Wind |  |  | 0 | 0 | 0 | 0 | 0 | 0 | 0 | 0 | 0 | 5 | 2 | 1 | 1 | [18 empty] | 1 | 1 |  | 0
PG&E GBA | Pittsburg | 230 | Offshore_Wind |  |  | 0 | 0 | 0 | 0 | 0 | 0 | 0 | 0 | 0 | 5 | 2 | 1 | 1 | [18 empty] | 1 | 1 |  | 0
PG&E NGBA | Pleasant Grove | 115 | Offshore_Wind |  |  | 0 | 0 | 0 | 0 | 0 | 0 | 0 | 0 | 0 | 5 | 2 | 1 | 1 | [18 empty] | 1 | 1 |  | 0
PG&E NGBA | POE | 230 | Offshore_Wind |  |  | 0 | 0 | 0 | 0 | 0 | 0 | 0 | 0 | 0 | 5 | 2 | 1 | 1 | [18 empty] | 1 | 1 |  | 0
PG&E KERN | Poso Mountain | 115 | Offshore_Wind |  |  | 0 | 0 | 0 | 0 | 0 | 0 | 0 | 0 | 0 | 1 | 1 | 1 | 1 | [18 empty] | 1 | 1 |  | 0
EOP | Primm | 230 | Offshore_Wind |  |  | 0 | 0 | 0 | 0 | 0 | 0 | 0 | 0 | 0 | 5 | 5 | 1 | 1 | [18 empty] | 1 | 1 |  | 0
PG&E NGBA | Putah Creek | 115 | Offshore_Wind |  |  | 0 | 0 | 0 | 0 | 0 | 0 | 0 | 0 | 0 | 5 | 5 | 1 | 1 | [18 empty] | 1 | 1 |  | 0
SDGE | Q1806 | 138 | Offshore_Wind |  |  | 0 | 0 | 0 | 0 | 0 | 0 | 0 | 0 | 0 | 1 | 1 | 1 | 1 | [18 empty] | 1 | 1 |  | 0
PG&E FRESNO | Quinto | 230 | Offshore_Wind |  |  | 0 | 0 | 0 | 0 | 0 | 0 | 0 | 0 | 0 | 1 | 1 | 1 | 1 | [18 empty] | 1 | 1 |  | 0
PG&E GBA | Race Track | 115 | Offshore_Wind |  |  | 0 | 0 | 0 | 0 | 0 | 0 | 0 | 0 | 0 | 5 | 2 | 1 | 1 | [18 empty] | 1 | 1 |  | 0
SDGE | Rancho Mission Viejo | 138 | Offshore_Wind |  |  | 0 | 0 | 0 | 0 | 0 | 0 | 0 | 0 | 0 | 1 | 1 | 1 | 1 | [18 empty] | 1 | 1 |  | 0
PG&E GBA | Rancho Seco | 230 | Offshore_Wind |  |  | 0 | 0 | 0 | 0 | 0 | 0 | 0 | 0 | 0 | 5 | 2 | 1 | 1 | [18 empty] | 1 | 1 |  | 0
SCE Metro | Rancho Vista | 230 | Offshore_Wind |  |  | 0 | 0 | 0 | 0 | 0 | 0 | 0 | 0 | 0 | 1 | 1 | 1 | 1 | [18 empty] | 1 | 1 |  | 0
SCE Metro | Rancho Vista | 500 | Offshore_Wind |  |  | 0 | 0 | 0 | 0 | 0 | 0 | 0 | 0 | 0 | 1 | 1 | 1 | 1 | [18 empty] | 1 | 1 |  | 0
SCE NOL | Ransburg | 115 | Offshore_Wind |  |  | 0 | 0 | 0 | 0 | 0 | 0 | 0 | 0 | 0 | 3 | 3 | 1 | 1 | [18 empty] | 1 | 1 |  | 0
PG&E GBA | Ravenswood | 115 | Offshore_Wind |  |  | 0 | 0 | 0 | 0 | 0 | 0 | 0 | 0 | 0 | 5 | 2 | 1 | 1 | [18 empty] | 1 | 1 |  | 0
PG&E GBA | Ravenswood | 230 | Offshore_Wind |  |  | 0 | 0 | 0 | 0 | 0 | 0 | 0 | 0 | 0 | 5 | 2 | 1 | 1 | [18 empty] | 1 | 1 |  | 0
SCE Northern | Rector | 230 | Offshore_Wind |  |  | 0 | 0 | 0 | 0 | 0 | 0 | 0 | 0 | 0 | 1 | 1 | 1 | 1 | [18 empty] | 1 | 1 |  | 0
SCE Eastern | Red Bluff | 230 | Offshore_Wind |  |  | 0 | 0 | 0 | 0 | 0 | 0 | 0 | 0 | 0 | 1 | 1 | 1 | 1 | [18 empty] | 1 | 1 |  | 0
SCE Eastern | Red Bluff | 500 | Offshore_Wind |  |  | 0 | 0 | 0 | 0 | 0 | 0 | 0 | 0 | 0 | 1 | 1 | 1 | 1 | [18 empty] | 1 | 1 |  | 0
PG&E NGBA | Redbud | 115 | Offshore_Wind |  |  | 0 | 0 | 0 | 0 | 0 | 0 | 0 | 0 | 0 | 5 | 5 | 1 | 1 | [18 empty] | 1 | 1 |  | 0
SCE Metro | Redondo | 230 | Offshore_Wind |  |  | 0 | 0 | 0 | 0 | 0 | 0 | 0 | 0 | 0 | 1 | 1 | 1 | 1 | [18 empty] | 1 | 1 |  | 0
PG&E FRESNO | Reedley | 115 | Offshore_Wind |  |  | 0 | 0 | 0 | 0 | 0 | 0 | 0 | 0 | 0 | 5 | 2 | 1 | 1 | [18 empty] | 1 | 1 |  | 0
PG&E KERN | Renfro | 115 | Offshore_Wind |  |  | 0 | 0 | 0 | 0 | 0 | 0 | 0 | 0 | 0 | 1 | 1 | 1 | 1 | [18 empty] | 1 | 1 |  | 0
PG&E GBA | Richmond R | 115 | Offshore_Wind |  |  | 0 | 0 | 0 | 0 | 0 | 0 | 0 | 0 | 0 | 5 | 2 | 1 | 1 | [18 empty] | 1 | 1 |  | 0
PG&E NGBA | Rincon | 115 | Offshore_Wind |  |  | 0 | 0 | 0 | 0 | 0 | 0 | 0 | 0 | 0 | 5 | 5 | 1 | 1 | [18 empty] | 1 | 1 |  | 0
PG&E KERN | Rio Bravo | 115 | Offshore_Wind |  |  | 0 | 0 | 0 | 0 | 0 | 0 | 0 | 0 | 0 | 1 | 1 | 1 | 1 | [18 empty] | 1 | 1 |  | 0
SCE Metro | Rio Hondo | 230 | Offshore_Wind |  |  | 0 | 0 | 0 | 0 | 0 | 0 | 0 | 0 | 0 | 1 | 1 | 1 | 1 | [18 empty] | 1 | 1 |  | 0
PG&E NGBA | Rio Oso | 115 | Offshore_Wind |  |  | 0 | 0 | 0 | 0 | 0 | 0 | 0 | 0 | 0 | 5 | 2 | 1 | 1 | [18 empty] | 1 | 1 |  | 0
PG&E NGBA | Rio Oso | 230 | Offshore_Wind |  |  | 0 | 0 | 0 | 0 | 0 | 0 | 0 | 0 | 0 | 5 | 2 | 1 | 1 | [18 empty] | 1 | 1 |  | 0
PG&E GBA | Ripon | 115 | Offshore_Wind |  |  | 0 | 0 | 0 | 0 | 0 | 0 | 0 | 0 | 0 | 5 | 2 | 1 | 1 | [18 empty] | 1 | 1 |  | 0
PG&E GBA | Riverbank | 115 | Offshore_Wind |  |  | 0 | 0 | 0 | 0 | 0 | 0 | 0 | 0 | 0 | 5 | 2 | 1 | 1 | [18 empty] | 1 | 1 |  | 0
SCE NOL | Roadway | 115 | Offshore_Wind |  |  | 0 | 0 | 0 | 0 | 0 | 0 | 0 | 0 | 0 | 1 | 1 | 1 | 1 | [18 empty] | 1 | 1 |  | 0
PG&E NGBA | Rock Creek 1 | 230 | Offshore_Wind |  |  | 0 | 0 | 0 | 0 | 0 | 0 | 0 | 0 | 0 | 5 | 2 | 1 | 1 | [18 empty] | 1 | 1 |  | 0
PG&E GBA | Rossmoor | 230 | Offshore_Wind |  |  | 0 | 0 | 0 | 0 | 0 | 0 | 0 | 0 | 0 | 5 | 5 | 1 | 1 | [18 empty] | 1 | 1 |  | 0
PG&E NGBA | Round Mountain | 230 | Offshore_Wind |  |  | 0 | 0 | 0 | 0 | 0 | 0 | 0 | 0 | 0 | 5 | 2 | 1 | 1 | [18 empty] | 1 | 1 |  | 0
PG&E NGBA | Round Mountain | 500 | Offshore_Wind |  |  | 0 | 0 | 0 | 0 | 0 | 0 | 0 | 0 | 0 | 5 | 2 | 1 | 1 | [18 empty] | 1 | 1 |  | 0
PG&E GBA | Salado | 115 | Offshore_Wind |  |  | 0 | 0 | 0 | 0 | 0 | 0 | 0 | 0 | 0 | 1 | 1 | 1 | 1 | [18 empty] | 1 | 1 |  | 0
PG&E GBA | Salinas | 115 | Offshore_Wind |  |  | 0 | 0 | 0 | 0 | 0 | 0 | 0 | 0 | 0 | 1 | 1 | 1 | 1 | [18 empty] | 1 | 1 |  | 0
SCE Eastern | San Bernardino | 230 | Offshore_Wind |  |  | 0 | 0 | 0 | 0 | 0 | 0 | 0 | 0 | 0 | 1 | 1 | 1 | 1 | [18 empty] | 1 | 1 |  | 0
PG&E GBA | SAN FRAN A (POTRERO PP) | 115 | Offshore_Wind |  |  | 0 | 0 | 0 | 0 | 0 | 0 | 0 | 0 | 0 | 5 | 2 | 1 | 1 | [18 empty] | 1 | 1 |  | 0
PG&E GBA | SAN FRAN A (POTRERO PP) | 230 | Offshore_Wind |  |  | 0 | 0 | 0 | 0 | 0 | 0 | 0 | 0 | 0 | 5 | 2 | 1 | 1 | [18 empty] | 1 | 1 |  | 0
PG&E GBA | San Jose A | 115 | Offshore_Wind |  |  | 0 | 0 | 0 | 0 | 0 | 0 | 0 | 0 | 0 | 1 | 1 | 1 | 1 | [18 empty] | 1 | 1 |  | 0
PG&E GBA | San Jose B | 115 | Offshore_Wind |  |  | 0 | 0 | 0 | 0 | 0 | 0 | 0 | 0 | 0 | 1 | 1 | 1 | 1 | [18 empty] | 1 | 1 |  | 0
PG&E GBA | San Leandro U | 115 | Offshore_Wind |  |  | 0 | 0 | 0 | 0 | 0 | 0 | 0 | 0 | 0 | 5 | 2 | 1 | 1 | [18 empty] | 1 | 1 |  | 0
PG&E KERN | San Luis Obispo | 115 | Offshore_Wind |  |  | 0 | 0 | 0 | 0 | 0 | 0 | 0 | 0 | 0 | 1 | 1 | 1 | 1 | [18 empty] | 1 | 1 |  | 0
SDGE | San Luis Rey | 230 | Offshore_Wind |  |  | 0 | 0 | 0 | 0 | 0 | 0 | 0 | 0 | 0 | 1 | 1 | 1 | 1 | [18 empty] | 1 | 1 |  | 0
SCE Metro | San Onofre | 230 | Offshore_Wind |  |  | 0 | 0 | 0 | 0 | 0 | 0 | 0 | 0 | 0 | 1 | 1 | 1 | 1 | [18 empty] | 1 | 1 |  | 0
PG&E GBA | San Pablo | 115 | Offshore_Wind |  |  | 0 | 0 | 0 | 0 | 0 | 0 | 0 | 0 | 0 | 5 | 2 | 1 | 1 | [18 empty] | 1 | 1 |  | 0
PG&E GBA | San Ramon | 230 | Offshore_Wind |  |  | 0 | 0 | 0 | 0 | 0 | 0 | 0 | 0 | 0 | 5 | 2 | 1 | 1 | [18 empty] | 1 | 1 |  | 0
SCE NOL | Sandlot | 230 | Offshore_Wind |  |  | 0 | 0 | 0 | 0 | 0 | 0 | 0 | 0 | 0 | 3 | 3 | 1 | 1 | [18 empty] | 1 | 1 |  | 0
EOP | Sandy | 138 | Offshore_Wind |  |  | 0 | 0 | 0 | 0 | 0 | 0 | 0 | 0 | 0 | 5 | 5 | 1 | 1 | [18 empty] | 1 | 1 |  | 0
PG&E FRESNO | Sanger | 115 | Offshore_Wind |  |  | 0 | 0 | 0 | 0 | 0 | 0 | 0 | 0 | 0 | 5 | 2 | 5 | 2 | [18 empty] | 1 | 1 |  | 0
SCE Northern | Santa Clara | 230 | Offshore_Wind |  |  | 0 | 0 | 0 | 0 | 0 | 0 | 0 | 0 | 0 | 5 | 5 | 1 | 1 | [18 empty] | 1 | 1 |  | 0
PG&E NGBA | Santa Rosa A | 115 | Offshore_Wind |  |  | 0 | 0 | 0 | 0 | 0 | 0 | 0 | 0 | 0 | 5 | 5 | 1 | 1 | [18 empty] | 1 | 1 |  | 0
PG&E GBA | Santa Teresa | 115 | Offshore_Wind |  |  | 0 | 0 | 0 | 0 | 0 | 0 | 0 | 0 | 0 | 1 | 1 | 1 | 1 | [18 empty] | 1 | 1 |  | 0
SDGE | Santee | 138 | Offshore_Wind |  |  | 0 | 0 | 0 | 0 | 0 | 0 | 0 | 0 | 0 | 5 | 5 | 1 | 1 | [18 empty] | 1 | 1 |  | 0
SCE Metro | Santiago | 230 | Offshore_Wind |  |  | 0 | 0 | 0 | 0 | 0 | 0 | 0 | 0 | 0 | 1 | 1 | 1 | 1 | [18 empty] | 1 | 1 |  | 0
PG&E GBA | Saratoga | 230 | Offshore_Wind |  |  | 0 | 0 | 0 | 0 | 0 | 0 | 0 | 0 | 0 | 1 | 1 | 1 | 1 | [18 empty] | 1 | 1 |  | 0
SCE Northern | Saugus | 230 | Offshore_Wind |  |  | 0 | 0 | 0 | 0 | 0 | 0 | 0 | 0 | 0 | 5 | 5 | 1 | 1 | [18 empty] | 1 | 1 |  | 0
PG&E FRESNO | Schindler | 115 | Offshore_Wind |  |  | 0 | 0 | 0 | 0 | 0 | 0 | 0 | 0 | 0 | 1 | 1 | 1 | 1 | [18 empty] | 1 | 1 |  | 0
PG&E GBA | Schulte | 115 | Offshore_Wind |  |  | 0 | 0 | 0 | 0 | 0 | 0 | 0 | 0 | 0 | 5 | 2 | 1 | 1 | [18 empty] | 1 | 1 |  | 0
PG&E KERN | Semitropic | 115 | Offshore_Wind |  |  | 0 | 0 | 0 | 0 | 0 | 0 | 0 | 0 | 0 | 1 | 1 | 1 | 1 | [18 empty] | 1 | 1 |  | 0
SCE Metro | Serrano | 230 | Offshore_Wind |  |  | 0 | 0 | 0 | 0 | 0 | 0 | 0 | 0 | 0 | 1 | 1 | 1 | 1 | [18 empty] | 1 | 1 |  | 0
SCE Metro | Serrano | 500 | Offshore_Wind |  |  | 0 | 0 | 0 | 0 | 0 | 0 | 0 | 0 | 0 | 1 | 1 | 1 | 1 | [18 empty] | 1 | 1 |  | 0
SDGE | Shadowridge | 138 | Offshore_Wind |  |  | 0 | 0 | 0 | 0 | 0 | 0 | 0 | 0 | 0 | 1 | 1 | 1 | 1 | [18 empty] | 1 | 1 |  | 0
PG&E KERN | Shafter | 115 | Offshore_Wind |  |  | 0 | 0 | 0 | 0 | 0 | 0 | 0 | 0 | 0 | 1 | 1 | 1 | 1 | [18 empty] | 1 | 1 |  | 0
PG&E NGBA | Silverado | 115 | Offshore_Wind |  |  | 0 | 0 | 0 | 0 | 0 | 0 | 0 | 0 | 0 | 5 | 5 | 1 | 1 | [18 empty] | 1 | 1 |  | 0
SDGE | Silvergate | 230 | Offshore_Wind |  |  | 0 | 0 | 0 | 0 | 0 | 0 | 0 | 0 | 0 | 1 | 1 | 1 | 1 | [18 empty] | 1 | 1 |  | 0
PG&E KERN | Sisquoc | 115 | Offshore_Wind |  |  | 0 | 0 | 0 | 0 | 0 | 0 | 0 | 0 | 0 | 1 | 1 | 1 | 1 | [18 empty] | 1 | 1 |  | 0
EOP | Sloan Canyon | 230 | Offshore_Wind |  |  | 0 | 0 | 0 | 0 | 0 | 0 | 0 | 0 | 0 | 5 | 5 | 1 | 1 | [18 empty] | 1 | 1 |  | 0
EOP | Sloan Canyon | 500 | Offshore_Wind |  |  | 0 | 0 | 0 | 0 | 0 | 0 | 0 | 0 | 0 | 5 | 5 | 1 | 1 | [18 empty] | 1 | 1 |  | 0
PG&E KERN | Smyrna | 115 | Offshore_Wind |  |  | 0 | 0 | 0 | 0 | 0 | 0 | 0 | 0 | 0 | 1 | 1 | 1 | 1 | [18 empty] | 1 | 1 |  | 0
PG&E GBA | Sobrante | 115 | Offshore_Wind |  |  | 0 | 0 | 0 | 0 | 0 | 0 | 0 | 0 | 0 | 5 | 2 | 1 | 1 | [18 empty] | 1 | 1 |  | 0
PG&E GBA | Sobrante | 230 | Offshore_Wind |  |  | 0 | 0 | 0 | 0 | 0 | 0 | 0 | 0 | 0 | 5 | 2 | 1 | 1 | [18 empty] | 1 | 1 |  | 0
PG&E KERN | Solar | 230 | Offshore_Wind |  |  | 0 | 0 | 0 | 0 | 0 | 0 | 0 | 0 | 0 | 1 | 1 | 1 | 1 | [18 empty] | 1 | 1 |  | 0
PG&E GBA | Soledad | 115 | Offshore_Wind |  |  | 0 | 0 | 0 | 0 | 0 | 0 | 0 | 0 | 0 | 1 | 1 | 1 | 1 | [18 empty] | 1 | 1 |  | 0
SCE Northern | Springville | 230 | Offshore_Wind |  |  | 0 | 0 | 0 | 0 | 0 | 0 | 0 | 0 | 0 | 1 | 1 | 1 | 1 | [18 empty] | 1 | 1 |  | 0
PG&E GBA | Stagg | 230 | Offshore_Wind |  |  | 0 | 0 | 0 | 0 | 0 | 0 | 0 | 0 | 0 | 5 | 2 | 1 | 1 | [18 empty] | 1 | 1 |  | 0
PG&E GBA | Standard Oil | 115 | Offshore_Wind |  |  | 0 | 0 | 0 | 0 | 0 | 0 | 0 | 0 | 0 | 5 | 2 | 1 | 1 | [18 empty] | 1 | 1 |  | 0
PG&E GBA | Stanislaus | 115 | Offshore_Wind |  |  | 0 | 0 | 0 | 0 | 0 | 0 | 0 | 0 | 0 | 5 | 2 | 1 | 1 | [18 empty] | 1 | 1 |  | 0
PG&E KERN | Stockdale | 115 | Offshore_Wind |  |  | 0 | 0 | 0 | 0 | 0 | 0 | 0 | 0 | 0 | 1 | 1 | 1 | 1 | [18 empty] | 1 | 1 |  | 0
PG&E KERN | Stockdale | 230 | Offshore_Wind |  |  | 0 | 0 | 0 | 0 | 0 | 0 | 0 | 0 | 0 | 1 | 1 | 1 | 1 | [18 empty] | 1 | 1 |  | 0
PG&E GBA | Stockton A | 115 | Offshore_Wind |  |  | 0 | 0 | 0 | 0 | 0 | 0 | 0 | 0 | 0 | 5 | 2 | 1 | 1 | [18 empty] | 1 | 1 |  | 0
PG&E GBA | Stone | 115 | Offshore_Wind |  |  | 0 | 0 | 0 | 0 | 0 | 0 | 0 | 0 | 0 | 1 | 1 | 1 | 1 | [18 empty] | 1 | 1 |  | 0
PG&E FRESNO | Storey | 230 | Offshore_Wind |  |  | 0 | 0 | 0 | 0 | 0 | 0 | 0 | 0 | 0 | 5 | 2 | 5 | 2 | [18 empty] | 1 | 1 |  | 0
PG&E NGBA | Summit | 115 | Offshore_Wind |  |  | 0 | 0 | 0 | 0 | 0 | 0 | 0 | 0 | 0 | 5 | 2 | 1 | 1 | [18 empty] | 1 | 1 |  | 0
SDGE | Suncrest | 230 | Offshore_Wind |  |  | 0 | 0 | 0 | 0 | 0 | 0 | 0 | 0 | 0 | 1 | 1 | 1 | 1 | [18 empty] | 1 | 1 |  | 0
SDGE | Suncrest | 500 | Offshore_Wind |  |  | 0 | 0 | 0 | 0 | 0 | 0 | 0 | 0 | 0 | 1 | 1 | 1 | 1 | [18 empty] | 1 | 1 |  | 0
PG&E KERN | Sunrise | 230 | Offshore_Wind |  |  | 0 | 0 | 0 | 0 | 0 | 0 | 0 | 0 | 0 | 1 | 1 | 1 | 1 | [18 empty] | 1 | 1 |  | 0
PG&E KERN | Sunset | 230 | Offshore_Wind |  |  | 0 | 0 | 0 | 0 | 0 | 0 | 0 | 0 | 0 | 1 | 1 | 1 | 1 | [18 empty] | 1 | 1 |  | 0
PG&E GBA | Swift | 115 | Offshore_Wind |  |  | 0 | 0 | 0 | 0 | 0 | 0 | 0 | 0 | 0 | 1 | 1 | 1 | 1 | [18 empty] | 1 | 1 |  | 0
SDGE | Sycamore Canyon | 138 | Offshore_Wind |  |  | 0 | 0 | 0 | 0 | 0 | 0 | 0 | 0 | 0 | 5 | 5 | 1 | 1 | [18 empty] | 1 | 1 |  | 0
SDGE | Sycamore Canyon | 230 | Offshore_Wind |  |  | 0 | 0 | 0 | 0 | 0 | 0 | 0 | 0 | 0 | 1 | 1 | 1 | 1 | [18 empty] | 1 | 1 |  | 0
SCE Northern | Sylmar | 230 | Offshore_Wind |  |  | 0 | 0 | 0 | 0 | 0 | 0 | 0 | 0 | 0 | 5 | 5 | 1 | 1 | [18 empty] | 1 | 1 |  | 0
PG&E NGBA | Table Mountain | 115 | Offshore_Wind |  |  | 0 | 0 | 0 | 0 | 0 | 0 | 0 | 0 | 0 | 5 | 2 | 1 | 1 | [18 empty] | 1 | 1 |  | 0
PG&E NGBA | Table Mountain | 230 | Offshore_Wind |  |  | 0 | 0 | 0 | 0 | 0 | 0 | 0 | 0 | 0 | 5 | 2 | 1 | 1 | [18 empty] | 1 | 1 |  | 0
PG&E NGBA | Table Mountain | 500 | Offshore_Wind |  |  | 0 | 0 | 0 | 0 | 0 | 0 | 0 | 0 | 0 | 5 | 2 | 1 | 1 | [18 empty] | 1 | 1 |  | 0
PG&E KERN | Taft | 115 | Offshore_Wind |  |  | 0 | 0 | 0 | 0 | 0 | 0 | 0 | 0 | 0 | 1 | 1 | 1 | 1 | [18 empty] | 1 | 1 |  | 0
SDGE | Talega | 138 | Offshore_Wind |  |  | 0 | 0 | 0 | 0 | 0 | 0 | 0 | 0 | 0 | 1 | 1 | 1 | 1 | [18 empty] | 1 | 1 |  | 0
SDGE | Talega | 230 | Offshore_Wind |  |  | 0 | 0 | 0 | 0 | 0 | 0 | 0 | 0 | 0 | 1 | 1 | 1 | 1 | [18 empty] | 1 | 1 |  | 0
PG&E GBA | Tassajara | 230 | Offshore_Wind |  |  | 0 | 0 | 0 | 0 | 0 | 0 | 0 | 0 | 0 | 5 | 2 | 1 | 1 | [18 empty] | 1 | 1 |  | 0
SDGE | Telegraph Canyon | 138 | Offshore_Wind |  |  | 0 | 0 | 0 | 0 | 0 | 0 | 0 | 0 | 0 | 1 | 1 | 1 | 1 | [18 empty] | 1 | 1 |  | 0
PG&E KERN | Temblor | 115 | Offshore_Wind |  |  | 0 | 0 | 0 | 0 | 0 | 0 | 0 | 0 | 0 | 1 | 1 | 1 | 1 | [18 empty] | 1 | 1 |  | 0
PG&E KERN | Templeton | 230 | Offshore_Wind |  |  | 0 | 0 | 0 | 0 | 0 | 0 | 0 | 0 | 0 | 1 | 1 | 1 | 1 | [18 empty] | 1 | 1 |  | 0
PG&E GBA | Tesla | 115 | Offshore_Wind |  |  | 0 | 0 | 0 | 0 | 0 | 0 | 0 | 0 | 0 | 1 | 1 | 1 | 1 | [18 empty] | 1 | 1 |  | 0
PG&E GBA | Tesla | 230 | Offshore_Wind |  |  | 0 | 0 | 0 | 0 | 0 | 0 | 0 | 0 | 0 | 5 | 2 | 1 | 1 | [18 empty] | 1 | 1 |  | 0
PG&E GBA | Tesla | 500 | Offshore_Wind |  |  | 0 | 0 | 0 | 0 | 0 | 0 | 0 | 0 | 0 | 1 | 1 | 1 | 1 | [18 empty] | 1 | 1 |  | 0
PG&E KERN | Tevis | 115 | Offshore_Wind |  |  | 0 | 0 | 0 | 0 | 0 | 0 | 0 | 0 | 0 | 1 | 1 | 1 | 1 | [18 empty] | 1 | 1 |  | 0
EOP | Thousandaire | 138 | Offshore_Wind |  |  | 0 | 0 | 0 | 0 | 0 | 0 | 0 | 0 | 0 | 5 | 5 | 1 | 1 | [18 empty] | 1 | 1 |  | 0
PG&E KERN | Topaz | 230 | Offshore_Wind |  |  | 0 | 0 | 0 | 0 | 0 | 0 | 0 | 0 | 0 | 1 | 1 | 1 | 1 | [18 empty] | 1 | 1 |  | 0
SCE NOL | Tortilla | 115 | Offshore_Wind |  |  | 0 | 0 | 0 | 0 | 0 | 0 | 0 | 0 | 0 | 3 | 3 | 1 | 1 | [18 empty] | 1 | 1 |  | 0
SDGE | Trabuco | 138 | Offshore_Wind |  |  | 0 | 0 | 0 | 0 | 0 | 0 | 0 | 0 | 0 | 1 | 1 | 1 | 1 | [18 empty] | 1 | 1 |  | 0
PG&E GBA | Tracy | 115 | Offshore_Wind |  |  | 0 | 0 | 0 | 0 | 0 | 0 | 0 | 0 | 0 | 5 | 2 | 1 | 1 | [18 empty] | 1 | 1 |  | 0
PG&E FRESNO | Tranquility | 230 | Offshore_Wind |  |  | 0 | 0 | 0 | 0 | 0 | 0 | 0 | 0 | 0 | 5 | 2 | 1 | 1 | [18 empty] | 1 | 1 |  | 0
PG&E GBA | Trimble | 115 | Offshore_Wind |  |  | 0 | 0 | 0 | 0 | 0 | 0 | 0 | 0 | 0 | 1 | 1 | 1 | 1 | [18 empty] | 1 | 1 |  | 0
EOP | Trout Canyon | 230 | Offshore_Wind |  |  | 0 | 0 | 0 | 0 | 0 | 0 | 0 | 0 | 0 | 5 | 5 | 1 | 1 | [18 empty] | 1 | 1 |  | 0
EOP | Trout Canyon | 500 | Offshore_Wind |  |  | 0 | 0 | 0 | 0 | 0 | 0 | 0 | 0 | 0 | 5 | 5 | 1 | 1 | [18 empty] | 1 | 1 |  | 0
PG&E NGBA | Tulucay | 230 | Offshore_Wind |  |  | 0 | 0 | 0 | 0 | 0 | 0 | 0 | 0 | 0 | 5 | 5 | 1 | 1 | [18 empty] | 1 | 1 |  | 0
PG&E KERN | Tupman | 115 | Offshore_Wind |  |  | 0 | 0 | 0 | 0 | 0 | 0 | 0 | 0 | 0 | 1 | 1 | 1 | 1 | [18 empty] | 1 | 1 |  | 0
PG&E NGBA | Ukiah | 115 | Offshore_Wind |  |  | 0 | 0 | 0 | 0 | 0 | 0 | 0 | 0 | 0 | 5 | 5 | 1 | 1 | [18 empty] | 1 | 1 |  | 0
PG&E NGBA | Vaca Dixon | 115 | Offshore_Wind |  |  | 0 | 0 | 0 | 0 | 0 | 0 | 0 | 0 | 0 | 5 | 5 | 1 | 1 | [18 empty] | 1 | 1 |  | 0
PG&E NGBA | Vaca Dixon | 230 | Offshore_Wind |  |  | 0 | 0 | 0 | 0 | 0 | 0 | 0 | 0 | 0 | 5 | 5 | 1 | 1 | [18 empty] | 1 | 1 |  | 0
PG&E NGBA | Vaca Dixon | 500 | Offshore_Wind |  |  | 0 | 0 | 0 | 0 | 0 | 0 | 0 | 0 | 0 | 5 | 5 | 1 | 1 | [18 empty] | 1 | 1 |  | 0
SCE Eastern | Valley (SCE) | 500 | Offshore_Wind |  |  | 0 | 0 | 0 | 0 | 0 | 0 | 0 | 0 | 0 | 1 | 1 | 1 | 1 | [18 empty] | 1 | 1 |  | 0
EOP | Valley (VEA) | 138 | Offshore_Wind |  |  | 0 | 0 | 0 | 0 | 0 | 0 | 0 | 0 | 0 | 5 | 5 | 1 | 1 | [18 empty] | 1 | 1 |  | 0
PG&E GBA | Valley Home | 115 | Offshore_Wind |  |  | 0 | 0 | 0 | 0 | 0 | 0 | 0 | 0 | 0 | 5 | 2 | 1 | 1 | [18 empty] | 1 | 1 |  | 0
PG&E GBA | Valley Springs | 230 | Offshore_Wind |  |  | 0 | 0 | 0 | 0 | 0 | 0 | 0 | 0 | 0 | 5 | 2 | 1 | 1 | [18 empty] | 1 | 1 |  | 0
EOP | Valley Switch | 138 | Offshore_Wind |  |  | 0 | 0 | 0 | 0 | 0 | 0 | 0 | 0 | 0 | 5 | 5 | 1 | 1 | [18 empty] | 1 | 1 |  | 0
EOP | Valley Switch | 230 | Offshore_Wind |  |  | 0 | 0 | 0 | 0 | 0 | 0 | 0 | 0 | 0 | 5 | 5 | 1 | 1 | [18 empty] | 1 | 1 |  | 0
PG&E GBA | Vasco | 230 | Offshore_Wind |  |  | 0 | 0 | 0 | 0 | 0 | 0 | 0 | 0 | 0 | 5 | 5 | 1 | 1 | [18 empty] | 1 | 1 |  | 0
PG&E GBA | Vasona | 230 | Offshore_Wind |  |  | 0 | 0 | 0 | 0 | 0 | 0 | 0 | 0 | 0 | 1 | 1 | 1 | 1 | [18 empty] | 1 | 1 |  | 0
SCE Northern | Vestal | 230 | Offshore_Wind |  |  | 0 | 0 | 0 | 0 | 0 | 0 | 0 | 0 | 0 | 1 | 1 | 1 | 1 | [18 empty] | 1 | 1 |  | 0
SCE NOL | Victor | 115 | Offshore_Wind |  |  | 0 | 0 | 0 | 0 | 0 | 0 | 0 | 0 | 0 | 1 | 1 | 1 | 1 | [18 empty] | 1 | 1 |  | 0
SCE NOL | Victor | 230 | Offshore_Wind |  |  | 0 | 0 | 0 | 0 | 0 | 0 | 0 | 0 | 0 | 1 | 1 | 1 | 1 | [18 empty] | 1 | 1 |  | 0
SCE Metro | Viejo | 230 | Offshore_Wind |  |  | 0 | 0 | 0 | 0 | 0 | 0 | 0 | 0 | 0 | 1 | 1 | 1 | 1 | [18 empty] | 1 | 1 |  | 0
PG&E GBA | Vierra | 115 | Offshore_Wind |  |  | 0 | 0 | 0 | 0 | 0 | 0 | 0 | 0 | 0 | 5 | 2 | 1 | 1 | [18 empty] | 1 | 1 |  | 0
SCE Metro | Villa Park | 230 | Offshore_Wind |  |  | 0 | 0 | 0 | 0 | 0 | 0 | 0 | 0 | 0 | 1 | 1 | 1 | 1 | [18 empty] | 1 | 1 |  | 0
SCE Northern | Vincent | 230 | Offshore_Wind |  |  | 0 | 0 | 0 | 0 | 0 | 0 | 0 | 0 | 0 | 1 | 1 | 1 | 1 | [18 empty] | 1 | 1 |  | 0
SCE Northern | Vincent | 500 | Offshore_Wind |  |  | 0 | 0 | 0 | 0 | 0 | 0 | 0 | 0 | 0 | 1 | 1 | 1 | 1 | [18 empty] | 1 | 1 |  | 0
PG&E GBA | Vineyard | 230 | Offshore_Wind |  |  | 0 | 0 | 0 | 0 | 0 | 0 | 0 | 0 | 0 | 5 | 5 | 1 | 1 | [18 empty] | 1 | 1 |  | 0
SCE Eastern | Vista (SCE) | 230 | Offshore_Wind |  |  | 0 | 0 | 0 | 0 | 0 | 0 | 0 | 0 | 0 | 1 | 1 | 1 | 1 | [18 empty] | 1 | 1 |  | 0
EOP | Vista (VEA) | 138 | Offshore_Wind |  |  | 0 | 0 | 0 | 0 | 0 | 0 | 0 | 0 | 0 | 5 | 5 | 1 | 1 | [18 empty] | 1 | 1 |  | 0
EOP | Vista (VEA) | 230 | Offshore_Wind |  |  | 0 | 0 | 0 | 0 | 0 | 0 | 0 | 0 | 0 | 5 | 5 | 1 | 1 | [18 empty] | 1 | 1 |  | 0
PG&E FRESNO | Wahtoke | 115 | Offshore_Wind |  |  | 0 | 0 | 0 | 0 | 0 | 0 | 0 | 0 | 0 | 5 | 2 | 5 | 2 | [18 empty] | 1 | 1 |  | 0
SCE Metro | Walnut | 230 | Offshore_Wind |  |  | 0 | 0 | 0 | 0 | 0 | 0 | 0 | 0 | 0 | 1 | 1 | 1 | 1 | [18 empty] | 1 | 1 |  | 0
SCE Northern | Warne | 230 | Offshore_Wind |  |  | 0 | 0 | 0 | 0 | 0 | 0 | 0 | 0 | 0 | 5 | 5 | 1 | 1 | [18 empty] | 1 | 1 |  | 0
PG&E GBA | Warnerville | 230 | Offshore_Wind |  |  | 0 | 0 | 0 | 0 | 0 | 0 | 0 | 0 | 0 | 5 | 2 | 1 | 1 | [18 empty] | 1 | 1 |  | 0
PG&E FRESNO | Waukena | 115 | Offshore_Wind |  |  | 0 | 0 | 0 | 0 | 0 | 0 | 0 | 0 | 0 | 5 | 2 | 5 | 2 | [18 empty] | 1 | 1 |  | 0
PG&E GBA | Weber | 230 | Offshore_Wind |  |  | 0 | 0 | 0 | 0 | 0 | 0 | 0 | 0 | 0 | 5 | 2 | 1 | 1 | [18 empty] | 1 | 1 |  | 0
PG&E FRESNO | West Fresno | 115 | Offshore_Wind |  |  | 0 | 0 | 0 | 0 | 0 | 0 | 0 | 0 | 0 | 5 | 2 | 1 | 1 | [18 empty] | 1 | 1 |  | 0
PG&E FRESNO | Westley | 230 | Offshore_Wind |  |  | 0 | 0 | 0 | 0 | 0 | 0 | 0 | 0 | 0 | 1 | 1 | 1 | 1 | [18 empty] | 1 | 1 |  | 0
PG&E KERN | Westpark | 115 | Offshore_Wind |  |  | 0 | 0 | 0 | 0 | 0 | 0 | 0 | 0 | 0 | 1 | 1 | 1 | 1 | [18 empty] | 1 | 1 |  | 0
PG&E KERN | Wheeler Ridge | 230 | Offshore_Wind |  |  | 0 | 0 | 0 | 0 | 0 | 0 | 0 | 0 | 0 | 1 | 1 | 1 | 1 | [18 empty] | 1 | 1 |  | 0
PG&E KERN | Wheeler Ridge | 115 | Offshore_Wind |  |  | 0 | 0 | 0 | 0 | 0 | 0 | 0 | 0 | 0 | 1 | 1 | 1 | 1 | [18 empty] | 1 | 1 |  | 0
SCE Northern | Whirlwind | 230 | Offshore_Wind |  |  | 0 | 0 | 0 | 0 | 0 | 0 | 0 | 0 | 0 | 1 | 1 | 1 | 1 | [18 empty] | 1 | 1 |  | 0
SCE Northern | Whirlwind | 500 | Offshore_Wind |  |  | 0 | 0 | 0 | 0 | 0 | 0 | 0 | 0 | 0 | 1 | 1 | 1 | 1 | [18 empty] | 1 | 1 |  | 0
PG&E GBA | Whisman | 115 | Offshore_Wind |  |  | 0 | 0 | 0 | 0 | 0 | 0 | 0 | 0 | 0 | 1 | 1 | 1 | 1 | [18 empty] | 1 | 1 |  | 0
SCE Eastern | Wildlife | 230 | Offshore_Wind |  |  | 0 | 0 | 0 | 0 | 0 | 0 | 0 | 0 | 0 | 1 | 1 | 1 | 1 | [18 empty] | 1 | 1 |  | 0
PG&E FRESNO | Wilson | 115 | Offshore_Wind |  |  | 0 | 0 | 0 | 0 | 0 | 0 | 0 | 0 | 0 | 5 | 2 | 1 | 1 | [18 empty] | 1 | 1 |  | 0
PG&E FRESNO | Wilson | 230 | Offshore_Wind |  |  | 0 | 0 | 0 | 0 | 0 | 0 | 0 | 0 | 0 | 5 | 2 | 5 | 2 | [18 empty] | 1 | 1 |  | 0
SCE Northern | Windhub | 230 | Offshore_Wind |  |  | 0 | 0 | 0 | 0 | 0 | 0 | 0 | 0 | 0 | 1 | 1 | 1 | 1 | [18 empty] | 1 | 1 |  | 0
SCE Northern | Windhub | 500 | Offshore_Wind |  |  | 0 | 0 | 0 | 0 | 0 | 0 | 0 | 0 | 0 | 1 | 1 | 1 | 1 | [18 empty] | 1 | 1 |  | 0
PG&E GBA | Windmaster | 230 | Offshore_Wind |  |  | 0 | 0 | 0 | 0 | 0 | 0 | 0 | 0 | 0 | 5 | 2 | 1 | 1 | [18 empty] | 1 | 1 |  | 0
PG&E NGBA | Woodland | 115 | Offshore_Wind |  |  | 0 | 0 | 0 | 0 | 0 | 0 | 0 | 0 | 0 | 5 | 2 | 1 | 1 | [18 empty] | 1 | 1 |  | 0
PG&E FRESNO | Woodward | 115 | Offshore_Wind |  |  | 0 | 0 | 0 | 0 | 0 | 0 | 0 | 0 | 0 | 5 | 2 | 5 | 2 | [18 empty] | 1 | 1 |  | 0
PG&E NGBA | Wyandotte | 115 | Offshore_Wind |  |  | 0 | 0 | 0 | 0 | 0 | 0 | 0 | 0 | 0 | 5 | 2 | 1 | 1 | [18 empty] | 1 | 1 |  | 0

## 2040_Criteria_Alignment
Summary of mapped resources alignment with all the applied busbar mapping criteria for the 2040 model year. Results are shown by substation and resource type.
[6 empty] | Total Portfolio |  |  | In-Development |  |  | Generic |  |  | 1. System level transmission capability |  |  |  | 2. Substation level interconnection |  | 3. Land-use implications and feasibility |  |  |  |  | 4. Environmental (conservation and biological) impact factors | [5 empty] | 5. Community and environmental (societal) impact factors |  |  |  |  | 6. | 7. Alignment with Previous TPP Portfolios |  | Flag
CAISO Study Area | Substation | Voltage | Resource Type | Out-of-CAISO | Mapped Res. Note | FCDS (or 4-hr for Battery) | EODS (or 8-hr for Battery) | Total | FCDS (or 4-hr for Battery) | EODS (or 8-hr for Battery) | Total | FCDS (or 4-hr for Battery) | EODS (or 8-hr for Battery) | Total | FCDS Alignment pre-upgrades | Final FCDS Alignment | EODS Alignment pre-upgrades | Final EODS Alignment | Distance to interconnection | Voltage Interconnection | Core Screen Criteria Alignment Level | Parcelization Criteria Alignment Level | Cropland Index Criteria Alignment Level | Overdrafted Basin Criteria Alignment Level | Fire Threat Criteria Alignment Level | ACE Connectivity Criteria Alignment | ACE Biodiversity Criteria Alignment | ACE Irreplaceability Criteria Alignment | All ACE Criteria Alignment | Intactness Criteria Alignment | Wetlands Criteria Alignment | Non-Attainment Zone PM2.5 | Non-Attainment Zone O3 | Gas Plant Proximity | IRA Energy Communities | DAC Proximity | Commercial Development Interest | Alignment with Previous TPP | Alignment Notes
EOP | Beatty | 138 | Geothermal |  |  | 0 | 0 | 0 | 0 | 0 | 0 | 0 | 0 | 0 | 5 | 4 | 1 | 1 | [13 empty] | 2 | 2 | 4 | 1 | 3 | 1 | 5 | Shifted to new 230 kV bus, also small reduction do to less geothermal in portfolio | 1
EOP | Beatty | 230 | Geothermal |  |  | 400 | 0 | 400 | 0 | 0 | 0 | 400 | 0 | 400 | 5 | 4 | 1 | 1 | 4 |  | N/A |  |  |  | N/A | N/A | N/A | N/A | N/A | N/A | N/A | 2 | 2 | 4 | 1 | 3 | 5- | 1 |  | 1
PG&E NGBA | Cloverdale | 115 | Geothermal |  |  | 28 | 0 | 28 | 0 | 0 | 0 | 28 | 0 | 28 | 5 | 2 | 1 | 1 | 2 |  | 1 |  |  |  | 1 | 5 | 1 | 1 | 2 | 3 | 1 | 2 | 2 | 4 | 2 | 3 | 1 | 3 | Shifted to other buses in Geysers area and slight reduction b/c less geothermal in portfolio | 1
SCE NOL | Control | 115 | Geothermal |  |  | 9.7 | 0 | 9.7 | 9.7 | 0 | 9.7 | 0 | 0 | 0 | 5 | 5 | 1 | 1 |  |  | 1 |  |  |  | 1 | 5 | 1 | 1 | 1 | 1 | 2 | 2 | 2 | 4 | 1 | 3 | 1+ | 1 |  | 1
PG&E NGBA | Eagle Rock (PGE) | 115 | Geothermal |  |  | 21.5 | 0 | 21.5 | 7 | 0 | 7 | 14.5 | 0 | 14.5 | 5 | 2 | 1 | 1 | 2 |  | 1 |  |  |  | 1 | 5 | 1 | 1 | 2 | 3 | 1 | 2 | 2 | 4 | 2 | 3 | 5- | 3 | Shifted to other buses in Geysers area and slight reduction b/c less geothermal in portfolio | 1
EOP | Eldorado | 230 | Geothermal | YES | Northern Nevada | 117.3 | 0 | 117.3 | 0 | 0 | 0 | 117.3 | 0 | 117.3 | 5 | 4 | 1 | 1 | N/A |  | N/A |  |  |  | N/A | N/A | N/A | N/A | N/A | N/A | N/A | 2 | 2 | 2 | 1 | 3 | 3- | 1 |  | 1
EOP | Eldorado | 500 | Geothermal |  |  | 0 | 0 | 0 | 0 | 0 | 0 | 0 | 0 | 0 | 5 | 2 | 1 | 1 | [13 empty] | 2 | 2 | 2 | 1 | 3 | 1+ | 4 | Shifted to Utah geothermal to align with in-development geothermal | 1
PG&E NGBA | Fulton | 230 | Geothermal |  |  | 54 | 0 | 54 | 18 | 0 | 18 | 36 | 0 | 36 | 5 | 4 | 1 | 1 | 2 |  | 1 |  |  |  | 1 | 5 | 1 | 1 | 2 | 3 | 1 | 2 | 1 | 3 | 2 | 2 | 5- | 1 |  | 1
PG&E NGBA | Geysers 12 | 230 | Geothermal |  |  | 0 | 0 | 0 | 0 | 0 | 0 | 0 | 0 | 0 | 5 | 4 | 1 | 1 | [13 empty] | 2 | 2 | 4 | 2 | 3 | 1 | 5 | Shifted to other buses in Geysers area and slight reduction b/c less geothermal in portfolio | 1
PG&E NGBA | Geysers 17 | 230 | Geothermal |  |  | 19.5 | 0 | 19.5 | 0 | 0 | 0 | 19.5 | 0 | 19.5 | 5 | 4 | 1 | 1 | 2 |  | 1 |  |  |  | 1 | 5 | 1 | 1 | 2 | 3 | 1 | 2 | 2 | 4 | 2 | 3 | 5- | 1 |  | 1
SDGE | Imperial Valley | 230 | Geothermal | YES | Imperial-IID | 100 | 0 | 100 | 0 | 0 | 0 | 100 | 0 | 100 | 1 | 1 | 1 | 1 | 1 |  | 1 |  |  |  | 1 | 1 | 1 | 1 | 1 | 1 | 1 | 1 | 1 | 2 | 2 | 1 | 4- | 5 | Reduction due to less geothermal in portfolio | 1
SCE Metro | Lugo | 500 | Geothermal | YES | Utah, Northern Nevada | 389 | 0 | 389 | 366 | 0 | 366 | 23 | 0 | 23 | 1 | 1 | 1 | 1 | N/A |  | N/A |  |  |  | N/A | N/A | N/A | N/A | N/A | N/A | N/A | 2 | 1 | 4 | 1 | 2 | 3- | 1 |  | 1
SCE Eastern | Mirage | 230 | Geothermal | YES | Imperial-IID | 500 | 0 | 500 | 0 | 0 | 0 | 500 | 0 | 500 | 5 | 4 | 3 | 3 | 1 |  | 1 |  |  |  | 1 | 1 | 1 | 2 | 2 | 2 | 1 | 2 | 1 | 3 | 1 | 3 | 3- | 5 | Some shifted to Utah geothermal to align with in-development geothermal and less geothermal in portfolio | 1
PG&E FRESNO | Balch | 230 | Biomass |  |  | 0 | 0 | 0 | 0 | 0 | 0 | 0 | 0 | 0 | 5 | 4 | 5 | 2 | [13 empty] | 3 | 3 | 1 | 1 | 1 | 1 | 5 | Moved to other locations to better align with CI or resource potential | 1
PG&E GBA | Bellota | 115 | Biomass |  |  | 0 | 0 | 0 | 0 | 0 | 0 | 0 | 0 | 0 | 5 | 4 | 1 | 1 | [13 empty] | 3 | 3 | 1 | 1 | 1 | 1 | 4 | Moved to other locations to better align with CI or resource potential | 1
PG&E FRESNO | Borden | 70 | Biomass |  |  | 0 | 0 | 0 | 0 | 0 | 0 | 0 | 0 | 0 | 5 | 4 | 5 | 5 | [13 empty] | 3 | 3 | 1 | 1 | 4 | 4+ | 1 |  | 1
PG&E GBA | Brentwood | 230 | Biomass |  |  | 0 | 0 | 0 | 0 | 0 | 0 | 0 | 0 | 0 | 5 | 4 | 1 | 1 | [13 empty] | 1 | 3 | 2 | 3 | 1 | 1 | 4 | Moved to other locations to better align with CI or resource potential | 1
PG&E NGBA | Bridgeville | 115 | Biomass |  |  | 8 | 0 | 8 | 0 | 0 | 0 | 8 | 0 | 8 | 5 | 2 | 1 | 1 | [13 empty] | 1 | 1 | 1 | 1 | 1 | 5- | 1 |  | 1
PG&E NGBA | Brunswick | 115 | Biomass |  |  | 0 | 0 | 0 | 0 | 0 | 0 | 0 | 0 | 0 | 5 | 4 | 1 | 1 | [13 empty] | 1 | 3 | 1 | 3 | 1 | 1 | 4 | Moved to other locations to better align with CI or resource potential | 1
PG&E NGBA | Burney Forest | 230 | Biomass |  |  | 11 | 0 | 11 | 0 | 0 | 0 | 11 | 0 | 11 | 5 | 3 | 3 | 3 | [13 empty] | 1 | 1 | 1 | 1 | 1 | 3- | 1 |  | 1
PG&E KERN | Caliente | 230 | Biomass |  |  | 0 | 0 | 0 | 0 | 0 | 0 | 0 | 0 | 0 | 5 | 2 | 5 | 2 | [13 empty] | 1 | 3 | 1 | 1 | 3 | 1 | 4 | Amount reduced to better align with DAC criteria | 1
PG&E NGBA | Calpella | 115 | Biomass |  |  | 10 | 0 | 10 | 0 | 0 | 0 | 10 | 0 | 10 | 5 | 2 | 1 | 1 | [13 empty] | 1 | 1 | 1 | 1 | 1 | 5- | 1 |  | 1
PG&E NGBA | Carberry | 230 | Biomass |  |  | 3.6 | 0 | 3.6 | 0 | 0 | 0 | 3.6 | 0 | 3.6 | 5 | 3 | 3 | 3 | [13 empty] | 1 | 1 | 1 | 1 | 1 | 5- | 4 | Amount reduced to move to other locations | 1
PG&E NGBA | Caribou | 60 | Biomass |  |  | 10 | 0 | 10 | 0 | 0 | 0 | 10 | 0 | 10 | 5 | 4 | 1 | 1 | [13 empty] | 1 | 1 | 1 | 3 | 1 | 3- | 1 |  | 1
PG&E NGBA | Caribou | 115 | Biomass |  |  | 10 | 0 | 10 | 0 | 0 | 0 | 10 | 0 | 10 | 5 | 4 | 1 | 1 | [13 empty] | 1 | 1 | 1 | 3 | 1 | 5- | 1 |  | 1
PG&E NGBA | Caribou | 230 | Biomass |  |  | 0 | 0 | 0 | 0 | 0 | 0 | 0 | 0 | 0 | 5 | 4 | 1 | 1 | [13 empty] | 1 | 1 | 1 | 3 | 1 | 1 | 4 | Moved to other locations to better align with CI or resource potential | 1
PG&E NGBA | Cloverdale | 115 | Biomass |  |  | 5.5 | 0 | 5.5 | 0 | 0 | 0 | 5.5 | 0 | 5.5 | 5 | 2 | 1 | 1 | [13 empty] | 1 | 1 | 1 | 1 | 1 | 5- | 1 |  | 1
PG&E GBA | Coburn | 230 | Biomass |  |  | 0 | 0 | 0 | 0 | 0 | 0 | 0 | 0 | 0 | 5 | 4 | 5 | 2 | [13 empty] | 1 | 1 | 3 | 1 | 1 | 1 | 5 | Moved to other locations to better align with CI or resource potential | 1
PG&E NGBA | Colgate | 230 | Biomass |  |  | 8.5 | 0 | 8.5 | 3 | 0 | 3 | 5.5 | 0 | 5.5 | 5 | 4 | 1 | 1 | [13 empty] | 1 | 3 | 1 | 3 | 1 | 5- | 1 |  | 1
SCE NOL | Control | 115 | Biomass |  |  | 0 | 0 | 0 | 0 | 0 | 0 | 0 | 0 | 0 | 5 | 5 | 1 | 1 | [13 empty] | 1 | 1 | 1 | 3 | 1 | 1 | 5 | Moved to other locations to better align with CI or resource potential | 1
PG&E NGBA | Cortina | 115 | Biomass |  |  | 5 | 0 | 5 | 0 | 0 | 0 | 5 | 0 | 5 | 5 | 2 | 1 | 1 | [13 empty] | 1 | 1 | 1 | 3 | 1 | 1 | 1 |  | 1
PG&E GBA | Cottle | 230 | Biomass |  |  | 0 | 0 | 0 | 0 | 0 | 0 | 0 | 0 | 0 | 5 | 4 | 5 | 5 | [13 empty] | 3 | 3 | 3 | 1 | 4 | 1 | 5 | Amount reduced to better align with DAC criteria | 1
PG&E GBA | Curtis | 115 | Biomass |  |  | 0 | 0 | 0 | 0 | 0 | 0 | 0 | 0 | 0 | 5 | 4 | 1 | 1 | [13 empty] | 1 | 3 | 1 | 3 | 1 | 1 | 4 | Moved to other locations to better align with CI or resource potential | 1
PG&E NGBA | Eagle Rock (PGE) | 115 | Biomass |  |  | 0 | 0 | 0 | 0 | 0 | 0 | 0 | 0 | 0 | 5 | 2 | 1 | 1 | [13 empty] | 1 | 1 | 1 | 1 | 1 | 1 | 5 | Moved to other locations to better align with CI or resource potential | 1
PG&E FRESNO | Exchequer | 115 | Biomass |  |  | 2 | 0 | 2 | 0 | 0 | 0 | 2 | 0 | 2 | 5 | 4 | 5 | 5 | [13 empty] | 1 | 3 | 1 | 3 | 3 | 5- | 5 | Amount reduced to better align with DAC criteria | 1
PG&E NGBA | Fulton | 115 | Biomass |  |  | 0 | 0 | 0 | 0 | 0 | 0 | 0 | 0 | 0 | 5 | 4 | 1 | 1 | [13 empty] | 1 | 3 | 3 | 1 | 3 | 1 | 5 | Amount reduced to better align with DAC criteria | 1
PG&E KERN | Ganso | 115 | Biomass |  |  | 0.5 | 0 | 0.5 | 0 | 0 | 0 | 0.5 | 0 | 0.5 | 5 | 2 | 5 | 2 | [13 empty] | 3 | 3 | 2 | 3 | 4 | 1 | 4 | Amount reduced to better align with DAC criteria | 1
PG&E NGBA | Glenn | 230 | Biomass |  |  | 0 | 0 | 0 | 0 | 0 | 0 | 0 | 0 | 0 | 5 | 2 | 1 | 1 | [13 empty] | 1 | 1 | 1 | 3 | 1 | 1 | 4 | Moved to other locations to better align with CI or resource potential | 1
SCE Northern | Goleta | 230 | Biomass |  |  | 0 | 0 | 0 | 0 | 0 | 0 | 0 | 0 | 0 | 5 | 2 | 1 | 1 | [13 empty] | 1 | 1 | 3 | 3 | 3 | 1 | 4 | Amount reduced to better align with DAC criteria | 1
PG&E KERN | Goose Lake | 115 | Biomass |  |  | 3 | 0 | 3 | 0 | 0 | 0 | 3 | 0 | 3 | 5 | 2 | 5 | 2 | [13 empty] | 3 | 3 | 3 | 3 | 4 | 3- | 1 |  | 1
PG&E GBA | Green Valley | 115 | Biomass |  |  | 1.1 | 0 | 1.1 | 0 | 0 | 0 | 1.1 | 0 | 1.1 | 5 | 4 | 1 | 1 | [13 empty] | 1 | 1 | 3 | 1 | 3 | 3- | 1 |  | 1
PG&E NGBA | Higgins | 115 | Biomass |  |  | 0 | 0 | 0 | 0 | 0 | 0 | 0 | 0 | 0 | 5 | 4 | 1 | 1 | [13 empty] | 1 | 3 | 1 | 3 | 1 | 1 | 4 | Moved to other locations to better align with CI or resource potential | 1
SCE Metro | Hinson | 230 | Biomass |  |  | 5.6 | 0 | 5.6 | 5.6 | 0 | 5.6 | 0 | 0 | 0 | 1 | 1 | 1 | 1 | [13 empty] | 3 | 3 | 3 | 3 | 4 | 1 | 1 |  | 1
PG&E NGBA | Honcut | 115 | Biomass |  |  | 0 | 0 | 0 | 0 | 0 | 0 | 0 | 0 | 0 | 5 | 4 | 1 | 1 | [13 empty] | 1 | 3 | 1 | 1 | 1 | 1 | 4 | Moved to other locations to better align with CI or resource potential | 1
PG&E NGBA | Humboldt | 115 | Biomass |  |  | 2.5 | 0 | 2.5 | 0 | 0 | 0 | 2.5 | 0 | 2.5 | 5 | 2 | 1 | 1 | [13 empty] | 1 | 1 | 2 | 1 | 1 | 5- | 1 |  | 1
PG&E NGBA | Ignacio | 115 | Biomass |  |  | 0.65 | 0 | 0.65 | 0 | 0 | 0 | 0.65 | 0 | 0.65 | 5 | 4 | 1 | 1 | [13 empty] | 1 | 3 | 1 | 3 | 1 | 5- | 1 |  | 1
SCE NOL | Inyokern | 115 | Biomass |  |  | 1.5 | 0 | 1.5 | 0 | 0 | 0 | 1.5 | 0 | 1.5 | 3 | 3 | 1 | 1 | [13 empty] | 1 | 1 | 1 | 3 | 1 | 5- | 1 |  | 1
PG&E NGBA | Jessup | 115 | Biomass |  |  | 17 | 0 | 17 | 0 | 0 | 0 | 17 | 0 | 17 | 5 | 2 | 1 | 1 | [13 empty] | 1 | 1 | 3 | 1 | 1 | 5- | 1 |  | 1
PG&E FRESNO | Kerchoff 1 | 115 | Biomass |  |  | 2 | 0 | 2 | 0 | 0 | 0 | 2 | 0 | 2 | 5 | 4 | 5 | 5 | [13 empty] | 3 | 3 | 1 | 1 | 1 | 5- | 1 |  | 1
PG&E GBA | Kirker | 115 | Biomass |  |  | 0 | 0 | 0 | 0 | 0 | 0 | 0 | 0 | 0 | 5 | 2 | 1 | 1 | [13 empty] | 1 | 3 | 3 | 3 | 4 | 1+ | 1 |  | 1
PG&E NGBA | Konocti | 60 | Biomass |  |  | 0.2 | 0 | 0.2 | 0.2 | 0 | 0.2 | 0 | 0 | 0 | 5 | 2 | 1 | 1 | [13 empty] | 1 | 1 | 1 | 1 | 1 | 1 | 1 |  | 1
PG&E NGBA | Lakeville | 230 | Biomass |  |  | 0 | 0 | 0 | 0 | 0 | 0 | 0 | 0 | 0 | 5 | 4 | 1 | 1 | [13 empty] | 1 | 3 | 1 | 1 | 1 | 1 | 5 | Moved to other locations to better align with CI or resource potential | 1
PG&E KERN | Lamont | 115 | Biomass |  |  | 5 | 0 | 5 | 0 | 0 | 0 | 5 | 0 | 5 | 5 | 2 | 5 | 2 | [13 empty] | 3 | 3 | 3 | 3 | 4 | 1 | 1 |  | 1
PG&E FRESNO | Los Banos | 230 | Biomass |  |  | 1.988 | 0 | 1.988 | 1.988 | 0 | 1.988 | 0 | 0 | 0 | 5 | 2 | 5 | 2 | [13 empty] | 3 | 3 | 1 | 1 | 4 | 4+ | 1 |  | 1
PG&E FRESNO | McCall | 115 | Biomass |  |  | 0 | 0 | 0 | 0 | 0 | 0 | 0 | 0 | 0 | 5 | 4 | 5 | 5 | [13 empty] | 3 | 3 | 2 | 1 | 4 | 4+ | 1 |  | 1
PG&E NGBA | Mendocino | 115 | Biomass |  |  | 0 | 0 | 0 | 0 | 0 | 0 | 0 | 0 | 0 | 5 | 2 | 1 | 1 | [13 empty] | 1 | 1 | 1 | 1 | 1 | 1 | 5 | Moved to other locations to better align with CI or resource potential | 1
PG&E NGBA | Mendocino | 60 | Biomass |  |  | 3 | 0 | 3 | 0 | 0 | 0 | 3 | 0 | 3 | 5 | 2 | 1 | 1 | [13 empty] | 1 | 1 | 1 | 1 | 1 | 5- | 1 |  | 1
PG&E FRESNO | Mercy Springs | 70 | Biomass |  |  | 2 | 0 | 2 | 0 | 0 | 0 | 2 | 0 | 2 | 5 | 2 | 5 | 2 | [13 empty] | 3 | 3 | 1 | 1 | 4 | 1 | 1 |  | 1
PG&E GBA | Metcalf | 115 | Biomass |  |  | 0 | 0 | 0 | 0 | 0 | 0 | 0 | 0 | 0 | 5 | 4 | 1 | 1 | [13 empty] | 1 | 3 | 4 | 1 | 1 | 1 | 4 | Moved to other locations to better align with CI or resource potential | 1
PG&E KERN | Norco | 115 | Biomass |  |  | 0.8 | 0 | 0.8 | 0 | 0 | 0 | 0.8 | 0 | 0.8 | 5 | 2 | 5 | 2 | [13 empty] | 3 | 3 | 2 | 3 | 4 | 3- | 1 |  | 1
PG&E NGBA | Palermo | 115 | Biomass |  |  | 0 | 0 | 0 | 0 | 0 | 0 | 0 | 0 | 0 | 5 | 4 | 1 | 1 | [13 empty] | 1 | 3 | 3 | 1 | 3 | 1 | 4 | Amount reduced to better align with DAC criteria | 1
PG&E NGBA | Parkway | 230 | Biomass |  |  | 3.8 | 0 | 3.8 | 0 | 0 | 0 | 3.8 | 0 | 3.8 | 5 | 2 | 1 | 1 | [13 empty] | 1 | 3 | 2 | 3 | 3 | 3- | 1 |  | 1
PG&E GBA | Peoria | 115 | Biomass |  |  | 1 | 0 | 1 | 0 | 0 | 0 | 1 | 0 | 1 | 5 | 4 | 1 | 1 | [13 empty] | 1 | 3 | 1 | 3 | 1 | 5- | 4 | Amount reduced to move to other locations | 1
PG&E FRESNO | Pine Flat | 230 | Biomass |  |  | 0 | 0 | 0 | 0 | 0 | 0 | 0 | 0 | 0 | 5 | 4 | 5 | 2 | [13 empty] | 3 | 3 | 1 | 1 | 1 | 1 | 5 | Moved to other locations to better align with CI or resource potential | 1
PG&E GBA | Richmond R | 115 | Biomass |  |  | 0.5 | 0 | 0.5 | 0 | 0 | 0 | 0.5 | 0 | 0.5 | 5 | 4 | 1 | 1 | [13 empty] | 1 | 3 | 3 | 3 | 3 | 5- | 1 |  | 1
SCE NOL | Roadway | 115 | Biomass |  |  | 2.7 | 0 | 2.7 | 0 | 0 | 0 | 2.7 | 0 | 2.7 | 1 | 1 | 1 | 1 | [13 empty] | 1 | 3 | 3 | 3 | 4 | 3- | 1 |  | 1
PG&E NGBA | Round Mountain | 230 | Biomass |  |  | 0 | 0 | 0 | 0 | 0 | 0 | 0 | 0 | 0 | 5 | 2 | 1 | 1 | [13 empty] | 1 | 1 | 1 | 1 | 1 | 1 | 4 | Moved to other locations to better align with CI or resource potential | 1
PG&E GBA | Salinas | 115 | Biomass |  |  | 3.25 | 0 | 3.25 | 0 | 0 | 0 | 3.25 | 0 | 3.25 | 1 | 1 | 1 | 1 | [13 empty] | 1 | 1 | 3 | 1 | 3 | 3- | 1 |  | 1
SCE Eastern | San Bernardino | 230 | Biomass |  |  | 5.25 | 0 | 5.25 | 0 | 0 | 0 | 5.25 | 0 | 5.25 | 1 | 1 | 1 | 1 | [13 empty] | 3 | 3 | 4 | 3 | 3 | 3- | 1 |  | 1
PG&E KERN | San Luis Obispo | 115 | Biomass |  |  | 0 | 0 | 0 | 0 | 0 | 0 | 0 | 0 | 0 | 5 | 2 | 5 | 2 | [13 empty] | 1 | 1 | 1 | 1 | 1 | 1 | 5 | Moved to other locations to better align with CI or resource potential | 1
PG&E KERN | San Luis Obispo | 70 | Biomass |  |  | 11 | 0 | 11 | 0 | 0 | 0 | 11 | 0 | 11 | 5 | 2 | 5 | 2 | [13 empty] | 1 | 1 | 1 | 1 | 1 | 3- | 1 |  | 1
PG&E FRESNO | Sanger | 115 | Biomass |  |  | 1.5 | 0 | 1.5 | 0 | 0 | 0 | 1.5 | 0 | 1.5 | 5 | 4 | 5 | 5 | [13 empty] | 3 | 3 | 3 | 1 | 3 | 1 | 5 | Amount reduced to better align with DAC criteria | 1
PG&E KERN | Templeton | 70 | Biomass |  |  | 3 | 0 | 3 | 0 | 0 | 0 | 3 | 0 | 3 | 5 | 2 | 5 | 2 | [13 empty] | 1 | 1 | 1 | 1 | 1 | 5- | 1 |  | 1
PG&E GBA | Tracy | 115 | Biomass |  |  | 3 | 0 | 3 | 3 | 0 | 3 | 0 | 0 | 0 | 5 | 4 | 1 | 1 | [13 empty] | 1 | 3 | 3 | 3 | 3 | 1 | 4 | Amount reduced to better align with DAC criteria | 1
PG&E NGBA | Ukiah | 115 | Biomass |  |  | 0 | 0 | 0 | 0 | 0 | 0 | 0 | 0 | 0 | 5 | 2 | 1 | 1 | [13 empty] | 1 | 1 | 1 | 1 | 1 | 1 | 5 | Moved to other locations to better align with CI or resource potential | 1
PG&E GBA | Valley Springs | 230 | Biomass |  |  | 3 | 0 | 3 | 0 | 0 | 0 | 3 | 0 | 3 | 5 | 4 | 1 | 1 | [13 empty] | 1 | 3 | 2 | 3 | 1 | 5- | 1 |  | 1
SCE Eastern | Vista (SCE) | 230 | Biomass |  |  | 2.6 | 0 | 2.6 | 2.6 | 0 | 2.6 | 0 | 0 | 0 | 1 | 1 | 1 | 1 | [13 empty] | 3 | 3 | 3 | 3 | 4 | 1 | 1 |  | 1
PG&E FRESNO | Wilson | 115 | Biomass |  |  | 0 | 0 | 0 | 0 | 0 | 0 | 0 | 0 | 0 | 5 | 4 | 5 | 5 | [13 empty] | 3 | 3 | 1 | 1 | 4 | 4+ | 5 | Amount reduced to better align with DAC criteria | 1
PG&E NGBA | Wyandotte | 115 | Biomass |  |  | 10 | 0 | 10 | 0 | 0 | 0 | 10 | 0 | 10 | 5 | 4 | 1 | 1 | [13 empty] | 1 | 3 | 3 | 1 | 3 | 5- | 1 |  | 1
PG&E GBA | Altamont Midway (Sandhill) | 230 | Wind, Onshore |  |  | 5 | 0 | 5 | 0 | 0 | 0 | 5 | 0 | 5 | 5 | 2 | 1 | 1 | 1 | 5 | 1 |  |  |  | 2 | 2 | 2 | 2 | 3 | 1 | 1 | 2 | 1 | 2 | 1 | 3 | 1 | 1 |  | 1
SCE Northern | Antelope | 230 | Wind, Onshore |  |  | 200 | 0 | 200 | 0 | 0 | 0 | 200 | 0 | 200 | 1 | 1 | 1 | 1 | 1 | 1 | 2 |  |  |  | 5 | 1 | 1 | 1 | 1 | 1 | 1 | 2 | 1 | 4 | 1 | 3 | 5- | 1 |  | 1
PG&E GBA | Birds Landing | 230 | Wind, Onshore |  |  | 234.8 | 107 | 341.8 | 90.8 | 0 | 90.8 | 144 | 107 | 251 | 5 | 4 | 1 | 1 | 2 | 1 | 4 |  |  |  | 2 | 1 | 1 | 1 | 2 | 1 | 1 | 2 | 1 | 4 | 1 | 1 | 3- | 1 |  | 1
SDGE | Boulevard East | 138 | Wind, Onshore |  |  | 60 | 3.3 | 63.3 | 0 | 0 | 0 | 60 | 3.3 | 63.3 | 1 | 1 | 1 | 1 | 1 | 2 | 1 |  |  |  | 5 | 1 | 1 | 1 | 1 | 2 | 1 | 2 | 1 | 4 | 1 | 3 | 1 | 1 |  | 1
PG&E KERN | Caliente | 230 | Wind, Onshore |  |  | 0 | 0 | 0 | 0 | 0 | 0 | 0 | 0 | 0 | 5 | 2 | 5 | 2 | 1 | 1 | N/A |  |  |  | N/A | N/A | N/A | N/A | N/A | N/A | N/A | 2 | 1 | 4 | 2 | 2 | 1 | 4 | Reduction b/c no CI | 1
PG&E GBA | Coburn | 230 | Wind, Onshore |  |  | 100 | 0 | 100 | 0 | 0 | 0 | 100 | 0 | 100 | 5 | 4 | 5 | 2 | 1 | 2 | 1 |  |  |  | 1 | 1 | 1 | 1 | 2 | 1 | 1 | 2 | 2 | 2 | 2 | 3 | 5- | 1 |  | 1
SCE NOL | Coolwater | 115 | Wind, Onshore |  |  | 180 | 32.18 | 212.18 | 0 | 0 | 0 | 180 | 32.18 | 212.18 | 3 | 3 | 1 | 1 | 2 | 5 | 2 |  |  |  | 1 | 1 | 1 | 1 | 2 | 1 | 1 | 2 | 1 | 2 | 1 | 1 | 1 | 3 |  | 1
SCE Eastern | Devers | 230 | Wind, Onshore |  |  | 287.5 | 37 | 324.5 | 57 | 0 | 57 | 230.5 | 37 | 267.5 | 1 | 1 | 1 | 1 | 2 | 1 | 3 |  |  |  | 5 | 2 | 1 | 2 | 2 | 2 | 1 | 2 | 1 | 1 | 1 | 3 | 5- | 1 |  | 1
SCE Eastern | Devers | 500 | Wind, Onshore |  |  | 0 | 0 | 0 | 0 | 0 | 0 | 0 | 0 | 0 | 1 | 1 | 1 | 1 | 1 | 1 | N/A |  |  |  | N/A | N/A | N/A | N/A | N/A | N/A | N/A | 2 | 1 | 1 | 1 | 3 | 1+ | 1 |  | 1
PG&E NGBA | Eagle Rock (PGE) | 115 | Wind, Onshore |  |  | 98 | 33.2 | 131.2 | 0 | 0 | 0 | 98 | 33.2 | 131.2 | 5 | 2 | 1 | 1 | 2 | 3 | 4 |  |  |  | 5 | 2 | 1 | 3 | 5 | 1 | 1 | 2 | 2 | 4 | 2 | 3 | 3- | 1 |  | 1
SDGE | ECO | 138 | Wind, Onshore |  |  | 0 | 0 | 0 | 0 | 0 | 0 | 0 | 0 | 0 | 1 | 1 | 1 | 1 | 1 | 1 | N/A |  |  |  | N/A | N/A | N/A | N/A | N/A | N/A | N/A | 2 | 1 | 4 | 1 | 3 | 1 | 5 | Shifted to Boulevard East for more accurate representation | 1
SDGE | ECO | 230 | Wind, Onshore |  |  | 300 | 52.5 | 352.5 | 300 | 0 | 300 | 0 | 52.5 | 52.5 | 1 | 1 | 1 | 1 | 3 | 1 | 0 |  |  |  | 0 | 0 | 0 | 0 | 0 | 0 | 0 | 2 | 1 | 4 | 1 | 3 | 1+ | 4 | Shifted to ECO 500 kV to better align with CI | 1
SDGE | ECO | 500 | Wind, Onshore |  |  | 600 | 400 | 1000 | 0 | 0 | 0 | 600 | 400 | 1000 | 1 | 1 | 1 | 1 | 2 | 1 | 0 |  |  |  | 0 | 0 | 0 | 0 | 0 | 0 | 0 | 2 | 1 | 4 | 1 | 3 | 2- | 1 |  | 1
SCE Eastern | El Casco | 230 | Wind, Onshore |  |  | 0 | 0 | 0 | 0 | 0 | 0 | 0 | 0 | 0 | 1 | 1 | 1 | 1 | 1 | 1 | N/A |  |  |  | N/A | N/A | N/A | N/A | N/A | N/A | N/A | 1 | 1 | 4 | 1 | 2 | 1+ | 1 |  | 1
PG&E NGBA | Glenn | 230 | Wind, Onshore |  |  | 166.5 | 36 | 202.5 | 0 | 0 | 0 | 166.5 | 36 | 202.5 | 5 | 2 | 1 | 1 | 1 | 1 | 1 |  |  |  | 1 | 2 | 1 | 1 | 2 | 1 | 1 | 2 | 2 | 4 | 1 | 3 | 5- | 4 | Reduction b/c no CI | 1
PG&E FRESNO | Gregg | 230 | Wind, Onshore |  |  | 170 | 20 | 190 | 0 | 0 | 0 | 170 | 20 | 190 | 5 | 4 | 5 | 5 | 1 | 2 | 1 |  |  |  | 1 | 1 | 1 | 1 | 1 | 1 | 1 | 1 | 1 | 3 | 2 | 1 | 5- | 1 |  | 1
PG&E NGBA | Hilltop | 345 | Wind, Onshore | YES | Northern CA Wind Mapped to NVE area | 150 | 0 | 150 | 0 | 0 | 0 | 150 | 0 | 150 | 5 | 2 | 1 | 1 | 3 | 2 | 2 |  |  |  | 2 | 2 | 1 | 1 | 2 | 3 | 1 | 2 | 2 | 4 | 1 | 3 | 5- | 3 |  | 1
PG&E GBA | Kelso | 230 | Wind, Onshore |  |  | 80.8 | 3.45 | 84.25 | 0 | 0 | 0 | 80.8 | 3.45 | 84.25 | 5 | 2 | 1 | 1 | 1 | 2 | 2 |  |  |  | 2 | 2 | 1 | 1 | 2 | 1 | 1 | 2 | 1 | 2 | 1 | 2 | 1 | 4 | Reduced to align with CI and limited res potential in area | 1
EOP | Lathrop | 138 | Wind, Onshore |  |  | 0 | 0 | 0 | 0 | 0 | 0 | 0 | 0 | 0 | 5 | 4 | 1 | 1 | 1 | 1 | N/A |  |  |  | N/A | N/A | N/A | N/A | N/A | N/A | N/A | 2 | 2 | 4 | 1 | 3 | 1 | 5 | Shifted to new 230 kV bus | 1
EOP | Lathrop | 230 | Wind, Onshore |  |  | 300 | 0 | 300 | 0 | 0 | 0 | 300 | 0 | 300 | 5 | 4 | 1 | 1 | 2 | 1 | 1 |  |  |  | N/A | N/A | N/A | N/A | N/A | N/A | N/A | 2 | 2 | 4 | 1 | 3 | 3- | 1 |  | 1
PG&E FRESNO | Los Banos | 230 | Wind, Onshore |  |  | 170.5 | 0 | 170.5 | 60.5 | 0 | 60.5 | 110 | 0 | 110 | 5 | 2 | 5 | 2 | 2 | 2 | 2 |  |  |  | 1 | 3 | 1 | 1 | 3 | 1 | 1 | 1 | 1 | 4 | 2 | 1 | 5- | 1 |  | 1
PG&E GBA | Metcalf | 500 | Wind, Onshore |  |  | 0 | 0 | 0 | 0 | 0 | 0 | 0 | 0 | 0 | 1 | 1 | 1 | 1 | 1 | 1 | N/A |  |  |  | N/A | N/A | N/A | N/A | N/A | N/A | N/A | 2 | 1 | 1 | 2 | 3 | 1+ | 1 |  | 1
EOP | Mohave | 500 | Wind, Onshore |  |  | 492 | 126.5 | 618.5 | 0 | 0 | 0 | 492 | 126.5 | 618.5 | 5 | 2 | 1 | 1 | 2 | 1 | 2 |  |  |  | N/A | N/A | N/A | N/A | N/A | N/A | N/A | 2 | 2 | 3 | 1 | 3 | 3- | 1 |  | 1
SCE NOL | New Sub - Lugo - Pisgah (Proposed) | 230 | Wind, Onshore |  |  | 150 | 0 | 150 | 0 | 0 | 0 | 150 | 0 | 150 | 5 | 2 | 1 | 1 | 2 | 2 | 2 |  |  |  | 1 | 1 | 1 | 1 | 1 | 1 | 1 | 2 | 1 | 3 | 1 | 3 | 2- | 1 |  | 1
PG&E NGBA | New Sub - Near existing Leavitt (PSREC) | 345 | Wind, Onshore | YES | Northern CA Wind Mapped to NVE area | 300 | 0 | 300 | 0 | 0 | 0 | 300 | 0 | 300 | 5 | 2 | 1 | 1 | 2 | 1 | 2 |  |  |  | 5 | 1 | 1 | 1 | 2 | 2 | 1 | 2 | 2 | 1 | 1 | 3 | 3- | 1 |  | 1
PG&E NGBA | New Sub - Near existing Madeline (NVE) | 345 | Wind, Onshore | YES | Northern CA Wind Mapped to NVE area | 700 | 0 | 700 | 0 | 0 | 0 | 700 | 0 | 700 | 5 | 2 | 1 | 1 | 2 | 1 | 4 |  |  |  | 5 | 1 | 1 | 1 | 1 | 3 | 1 | 2 | 2 | 4 | 1 | 3 | 3- | 1 |  | 1
PG&E NGBA | New Sub - Pit 1 - Cottonwood (Proposed) | 230 | Wind, Onshore |  |  | 200 | 6 | 206 | 0 | 0 | 0 | 200 | 6 | 206 | 5 | 3 | 3 | 3 | 2 | 1 | 2 |  |  |  | 5 | 2 | 1 | 1 | 2 | 3 | 1 | 2 | 2 | 4 | 2 | 3 | 1 | 1 |  | 1
SDGE | New Sub - Suncrest - Ocotillo (Proposed) | 500 | Wind, Onshore |  |  | 300 | 100 | 400 | 0 | 0 | 0 | 300 | 100 | 400 | 1 | 1 | 1 | 1 | 2 | 1 | 4 |  |  |  | 5 | 1 | 2 | 2 | 2 | 2 | 1 | 2 | 1 | 4 | 1 | 3 | 1 | 3 | Slight reduction in FCDS, switched to EODS | 1
PG&E NGBA | Round Mountain | 230 | Wind, Onshore |  |  | 0 | 0 | 0 | 0 | 0 | 0 | 0 | 0 | 0 | 5 | 2 | 1 | 1 | 1 | 1 | 1 |  |  |  | 5 | 2 | 1 | 1 | 3 | 2 | 1 | 2 | 2 | 4 | 2 | 3 | 1 | 4 | Shifted to new substation for more accurate representation | 1
EOP | Sloan Canyon | 230 | Wind, Onshore |  |  | 260 | 50 | 310 | 0 | 0 | 0 | 260 | 50 | 310 | 5 | 4 | 1 | 1 | 2 | 1 | 2 |  |  |  | N/A | N/A | N/A | N/A | N/A | N/A | N/A | 2 | 2 | 3 | 1 | 3 | 1 | 3 | Slight reduction in FCDS, switched to EODS to align with CI | 1
PG&E GBA | Soledad | 60 | Wind, Onshore |  |  | 6 | 0 | 6 | 0 | 0 | 0 | 6 | 0 | 6 | 5 | 4 | 1 | 1 | 1 | 3 | 1 |  |  |  | 1 | 1 | 1 | 1 | 2 | 1 | 1 | 2 | 2 | 4 | 2 | 3 | 5- | 1 |  | 1
PG&E NGBA | Table Mountain | 230 | Wind, Onshore |  |  | 90.5 | 22.5 | 113 | 0 | 0 | 0 | 90.5 | 22.5 | 113 | 5 | 4 | 1 | 1 | 1 | 2 | 4 |  |  |  | 2 | 3 | 1 | 1 | 5 | 1 | 1 | 2 | 1 | 3 | 2 | 1 | 5- | 1 |  | 1
PG&E KERN | Templeton | 230 | Wind, Onshore |  |  | 113.07 | 0 | 113.07 | 0 | 0 | 0 | 113.07 | 0 | 113.07 | 5 | 2 | 5 | 2 | 1 | 2 | 1 |  |  |  | 5 | 1 | 1 | 1 | 1 | 1 | 1 | 2 | 2 | 4 | 2 | 3 | 5- | 1 |  | 1
PG&E GBA | Tesla | 230 | Wind, Onshore |  |  | 100 | 76.5 | 176.5 | 0 | 0 | 0 | 100 | 76.5 | 176.5 | 5 | 4 | 1 | 1 | 2 | 2 | 4 |  |  |  | 2 | 2 | 1 | 1 | 2 | 1 | 1 | 2 | 1 | 2 | 1 | 2 | 1 | 3 | Slight reduction in FCDS, switched to EODS | 1
PG&E GBA | Tesla | 500 | Wind, Onshore |  |  | 300 | 0 | 300 | 0 | 0 | 0 | 300 | 0 | 300 | 5 | 4 | 1 | 1 | 2 | 2 | 4 |  |  |  | 2 | 2 | 1 | 1 | 2 | 1 | 1 | 2 | 1 | 2 | 1 | 2 | 3+ | 1 |  | 1
EOP | Trout Canyon | 500 | Wind, Onshore |  |  | 0 | 0 | 0 | 0 | 0 | 0 | 0 | 0 | 0 | 5 | 4 | 1 | 1 | 1 | 1 | N/A |  |  |  | N/A | N/A | N/A | N/A | N/A | N/A | N/A | 2 | 2 | 4 | 1 | 3 | 1+ | 1 |  | 1
SCE Northern | Whirlwind | 230 | Wind, Onshore |  |  | 300 | 0 | 300 | 0 | 0 | 0 | 300 | 0 | 300 | 1 | 1 | 1 | 1 | 1 | 3 | 2 |  |  |  | 2 | 1 | 1 | 1 | 2 | 1 | 1 | 2 | 1 | 4 | 1 | 3 | 5- | 1 |  | 1
PG&E FRESNO | Wilson | 230 | Wind, Onshore |  |  | 150 | 50 | 200 | 0 | 0 | 0 | 150 | 50 | 200 | 5 | 4 | 5 | 5 | 2 | 1 | 1 |  |  |  | 1 | 2 | 1 | 1 | 2 | 1 | 1 | 1 | 1 | 4 | 2 | 1 | 3- | 3 | Slight reduction in FCDS, switched to EODS | 1
SCE Northern | Windhub | 230 | Wind, Onshore |  |  | 174 | 0 | 174 | 0 | 0 | 0 | 174 | 0 | 174 | 1 | 1 | 1 | 1 | 1 | 3 | 4 |  |  |  | 2 | 2 | 2 | 2 | 3 | 2 | 1 | 2 | 1 | 4 | 1 | 2 | 5- | 1 |  | 1
PG&E KERN | 7th Standard | 115 | Distributed_Solar |  |  | 0 | 0 | 0 | 0 | 0 | 0 | 0 | 0 | 0 | 5 | 2 | 5 | 2 | [13 empty] | 1 | 1 | 3 | 1 | 2 | 1 | 4 | Reduced to better align with CI | 1
PG&E FRESNO | Alpaugh | 115 | Distributed_Solar |  |  | 0 | 3 | 3 | 0 | 3 | 3 | 0 | 0 | 0 | 5 | 2 | 5 | 2 | [13 empty] | 1 | 1 | 3 | 1 | 1 | 1 | 4 | Reduced to better align with CI | 1
SCE Northern | Antelope | 66 | Distributed_Solar |  |  | 0 | 0 | 0 | 0 | 0 | 0 | 0 | 0 | 0 | 1 | 1 | 1 | 1 | [13 empty] | 2 | 1 | 4 | 1 | 3 | 4+ | 1 |  | 1
SCE Northern | Antelope | 230 | Distributed_Solar |  |  | 0 | 6 | 6 | 0 | 6 | 6 | 0 | 0 | 0 | 1 | 1 | 1 | 1 | [13 empty] | 2 | 1 | 4 | 1 | 3 | 4+ | 1 |  | 1
PG&E NGBA | Arcata | 60 | Distributed_Solar |  |  | 0 | 7 | 7 | 0 | 7 | 7 | 0 | 0 | 0 | 5 | 2 | 1 | 1 | [13 empty] | 2 | 2 | 4 | 2 | 3 | 1 | 1 |  | 1
PG&E KERN | Arco | 230 | Distributed_Solar |  |  | 0 | 4.79 | 4.79 | 0 | 4.79 | 4.79 | 0 | 0 | 0 | 5 | 2 | 5 | 2 | [13 empty] | 1 | 1 | 4 | 1 | 1 | 1 | 3 | Reduced to better align with CI | 1
PG&E KERN | Arco | 70 | Distributed_Solar |  |  | 0 | 0 | 0 | 0 | 0 | 0 | 0 | 0 | 0 | 5 | 2 | 5 | 2 | [13 empty] | 1 | 1 | 4 | 1 | 1 | 4+ | 1 |  | 1
PG&E FRESNO | Atwater | 115 | Distributed_Solar |  |  | 0 | 2 | 2 | 0 | 2 | 2 | 0 | 0 | 0 | 5 | 4 | 5 | 5 | [13 empty] | 1 | 1 | 2 | 2 | 1 | 4+ | 1 |  | 1
PG&E GBA | Avena | 115 | Distributed_Solar |  |  | 0 | 0 | 0 | 0 | 0 | 0 | 0 | 0 | 0 | 5 | 4 | 1 | 1 | [13 empty] | 1 | 1 | 3 | 2 | 1 | 1+ | 1 |  | 1
PG&E NGBA | Bahia | 230 | Distributed_Solar |  |  | 0 | 0 | 0 | 0 | 0 | 0 | 0 | 0 | 0 | 5 | 4 | 1 | 1 | [13 empty] | 2 | 1 | 1 | 1 | 2 | 4+ | 1 |  | 1
SCE Metro | Barre | 230 | Distributed_Solar |  |  | 0 | 0 | 0 | 0 | 0 | 0 | 0 | 0 | 0 | 1 | 1 | 1 | 1 | [13 empty] | 1 | 1 | 1 | 1 | 1 | 1 | 4 | Reduced to better align with CI | 1
PG&E NGBA | Bellevue | 115 | Distributed_Solar |  |  | 0 | 0 | 0 | 0 | 0 | 0 | 0 | 0 | 0 | 5 | 2 | 1 | 1 | [13 empty] | 2 | 1 | 2 | 2 | 2 | 1 | 5 | Reduced to better align with CI | 1
PG&E FRESNO | Biola | 70 | Distributed_Solar |  |  | 0 | 0 | 0 | 0 | 0 | 0 | 0 | 0 | 0 | 5 | 2 | 5 | 5 | [13 empty] | 1 | 1 | 4 | 2 | 1 | 1+ | 1 |  | 1
SCE Eastern | Blythe | 161 | Distributed_Solar |  |  | 0 | 0 | 0 | 0 | 0 | 0 | 0 | 0 | 0 | 5 | 4 | 3 | 3 | [13 empty] | 2 | 2 | 2 | 1 | 1 | 1+ | 1 |  | 1
PG&E NGBA | Bogue | 115 | Distributed_Solar |  |  | 0 | 0 | 0 | 0 | 0 | 0 | 0 | 0 | 0 | 5 | 4 | 1 | 1 | [13 empty] | 2 | 2 | 2 | 1 | 2 | 1+ | 1 |  | 1
PG&E FRESNO | Borden | 230 | Distributed_Solar |  |  | 0 | 0 | 0 | 0 | 0 | 0 | 0 | 0 | 0 | 5 | 4 | 5 | 5 | [13 empty] | 1 | 1 | 4 | 2 | 1 | 1 | 5 | Reduced to better align with CI | 1
PG&E FRESNO | Borden | 70 | Distributed_Solar |  |  | 0 | 4.5 | 4.5 | 0 | 0 | 0 | 0 | 4.5 | 4.5 | 5 | 4 | 5 | 5 | [13 empty] | 1 | 1 | 4 | 2 | 1 | 1 | 1 |  | 1
SDGE | Boulevard East | 69 | Distributed_Solar |  |  | 0 | 0 | 0 | 0 | 0 | 0 | 0 | 0 | 0 | 1 | 1 | 1 | 1 | [13 empty] | 2 | 1 | 4 | 1 | 3 | 1+ | 1 |  | 1
PG&E GBA | Brentwood | 230 | Distributed_Solar |  |  | 0 | 2 | 2 | 0 | 2 | 2 | 0 | 0 | 0 | 5 | 4 | 1 | 1 | [13 empty] | 2 | 1 | 4 | 1 | 3 | 1+ | 4 | Reduced to better align with CI | 1
PG&E NGBA | Brunswick | 115 | Distributed_Solar |  |  | 0 | 1.9 | 1.9 | 0 | 0 | 0 | 0 | 1.9 | 1.9 | 5 | 4 | 1 | 1 | [13 empty] | 2 | 1 | 4 | 1 | 3 | 1+ | 1 |  | 1
PG&E KERN | Buena Vista | 230 | Distributed_Solar |  |  | 0 | 0 | 0 | 0 | 0 | 0 | 0 | 0 | 0 | 5 | 2 | 5 | 2 | [13 empty] | 2 | 2 | 4 | 2 | 1 | 1+ | 1 |  | 1
PG&E FRESNO | Bullard | 115 | Distributed_Solar |  |  | 0 | 0 | 0 | 0 | 0 | 0 | 0 | 0 | 0 | 5 | 4 | 5 | 5 | [13 empty] | 1 | 1 | 1 | 2 | 2 | 4+ | 1 |  | 1
PG&E NGBA | Calpella | 115 | Distributed_Solar |  |  | 0 | 4 | 4 | 0 | 4 | 4 | 0 | 0 | 0 | 5 | 2 | 1 | 1 | [13 empty] | 2 | 2 | 4 | 2 | 3 | 4+ | 1 |  | 1
SDGE | Cameron | 69 | Distributed_Solar |  |  | 0 | 0.84 | 0.84 | 0 | 0.84 | 0.84 | 0 | 0 | 0 | 1 | 1 | 1 | 1 | [13 empty] | 1 | 1 | 2 | 1 | 1 | 1 | 1 |  | 1
PG&E FRESNO | Cantua | 115 | Distributed_Solar |  |  | 0 | 0 | 0 | 0 | 0 | 0 | 0 | 0 | 0 | 1 | 1 | 5 | 2 | [13 empty] | 1 | 1 | 4 | 2 | 1 | 4+ | 1 |  | 1
PG&E GBA | Castro Valley | 230 | Distributed_Solar |  |  | 0 | 0 | 0 | 0 | 0 | 0 | 0 | 0 | 0 | 5 | 4 | 1 | 1 | [13 empty] | 2 | 1 | 2 | 1 | 2 | 4+ | 1 |  | 1
PG&E KERN | Charca | 115 | Distributed_Solar |  |  | 0 | 4.62 | 4.62 | 0 | 4.62 | 4.62 | 0 | 0 | 0 | 5 | 2 | 5 | 2 | [13 empty] | 1 | 1 | 4 | 1 | 1 | 1+ | 1 |  | 1
PG&E FRESNO | Chowchilla | 115 | Distributed_Solar |  |  | 0 | 7.56 | 7.56 | 0 | 7.56 | 7.56 | 0 | 0 | 0 | 5 | 4 | 5 | 5 | [13 empty] | 1 | 1 | 1 | 2 | 2 | 1+ | 1 |  | 1
PG&E GBA | Clay | 60 | Distributed_Solar |  |  | 0 | 0 | 0 | 0 | 0 | 0 | 0 | 0 | 0 | 5 | 4 | 1 | 1 | [13 empty] | 2 | 1 | 3 | 1 | 3 | 1+ | 1 |  | 1
PG&E NGBA | Cloverdale | 115 | Distributed_Solar |  |  | 0 | 0 | 0 | 0 | 0 | 0 | 0 | 0 | 0 | 5 | 2 | 1 | 1 | [13 empty] | 2 | 2 | 4 | 2 | 3 | 4+ | 1 |  | 1
PG&E KERN | Columbus | 115 | Distributed_Solar |  |  | 0 | 0 | 0 | 0 | 0 | 0 | 0 | 0 | 0 | 5 | 2 | 5 | 2 | [13 empty] | 1 | 1 | 2 | 1 | 2 | 4+ | 1 |  | 1
PG&E GBA | Contra Costa | 230 | Distributed_Solar |  |  | 0 | 0 | 0 | 0 | 0 | 0 | 0 | 0 | 0 | 5 | 4 | 1 | 1 | [13 empty] | 2 | 1 | 2 | 1 | 2 | 1 | 4 | Reduced to better align with CI | 1
SCE NOL | Coolwater | 115 | Distributed_Solar |  |  | 0 | 0 | 0 | 0 | 0 | 0 | 0 | 0 | 0 | 3 | 3 | 1 | 1 | [13 empty] | 2 | 1 | 2 | 1 | 1 | 1+ | 1 |  | 1
PG&E KERN | Copus | 70 | Distributed_Solar |  |  | 0 | 0 | 0 | 0 | 0 | 0 | 0 | 0 | 0 | 5 | 2 | 5 | 2 | [13 empty] | 1 | 1 | 3 | 1 | 1 | 1+ | 1 |  | 1
PG&E FRESNO | Corcoran | 70 | Distributed_Solar |  |  | 0 | 4.5 | 4.5 | 0 | 0 | 0 | 0 | 4.5 | 4.5 | 5 | 4 | 5 | 5 | [13 empty] | 1 | 1 | 4 | 2 | 1 | 4+ | 1 |  | 1
PG&E FRESNO | Corcoran | 115 | Distributed_Solar |  |  | 0 | 0 | 0 | 0 | 0 | 0 | 0 | 0 | 0 | 5 | 4 | 5 | 5 | [13 empty] | 1 | 1 | 4 | 2 | 1 | 1 | 5 | Reduced to better align with CI | 1
PG&E NGBA | Corona | 115 | Distributed_Solar |  |  | 0 | 0 | 0 | 0 | 0 | 0 | 0 | 0 | 0 | 5 | 2 | 1 | 1 | [13 empty] | 2 | 1 | 3 | 2 | 3 | 1+ | 1 |  | 1
PG&E NGBA | Cortina | 115 | Distributed_Solar |  |  | 0 | 0 | 0 | 0 | 0 | 0 | 0 | 0 | 0 | 5 | 2 | 1 | 1 | [13 empty] | 2 | 2 | 4 | 1 | 3 | 4+ | 1 |  | 1
PG&E GBA | Cottle | 230 | Distributed_Solar |  |  | 0 | 0 | 0 | 0 | 0 | 0 | 0 | 0 | 0 | 5 | 4 | 5 | 5 | [13 empty] | 1 | 1 | 3 | 2 | 1 | 4+ | 1 |  | 1
PG&E NGBA | Cottonwood | 60 | Distributed_Solar |  |  | 0 | 0 | 0 | 0 | 0 | 0 | 0 | 0 | 0 | 5 | 2 | 1 | 1 | [13 empty] | 2 | 2 | 3 | 2 | 3 | 1+ | 1 |  | 1
PG&E FRESNO | Cressey | 115 | Distributed_Solar |  |  | 0 | 0 | 0 | 0 | 0 | 0 | 0 | 0 | 0 | 5 | 4 | 5 | 5 | [13 empty] | 1 | 1 | 3 | 2 | 1 | 1+ | 1 |  | 1
PG&E GBA | Crows Landing | 60 | Distributed_Solar |  |  | 0 | 0 | 0 | 0 | 0 | 0 | 0 | 0 | 0 | 5 | 4 | 1 | 1 | [13 empty] | 1 | 1 | 4 | 2 | 1 | 1+ | 1 |  | 1
PG&E FRESNO | Dairyland | 115 | Distributed_Solar |  |  | 0 | 5 | 5 | 0 | 0 | 0 | 0 | 5 | 5 | 5 | 4 | 5 | 5 | [13 empty] | 1 | 1 | 3 | 2 | 1 | 1 | 1 |  | 1
PG&E NGBA | Davis | 115 | Distributed_Solar |  |  | 0 | 0 | 0 | 0 | 0 | 0 | 0 | 0 | 0 | 5 | 2 | 1 | 1 | [13 empty] | 2 | 1 | 4 | 2 | 3 | 4+ | 1 |  | 1
SCE Eastern | Devers | 230 | Distributed_Solar |  |  | 0 | 0 | 0 | 0 | 0 | 0 | 0 | 0 | 0 | 1 | 1 | 1 | 1 | [13 empty] | 2 | 1 | 1 | 1 | 3 | 4+ | 1 |  | 1
PG&E GBA | Dixon Landing | 115 | Distributed_Solar |  |  | 0 | 2.3 | 2.3 | 0 | 0 | 0 | 0 | 2.3 | 2.3 | 5 | 4 | 1 | 1 | [13 empty] | 2 | 1 | 2 | 1 | 2 | 1 | 1 |  | 1
PG&E FRESNO | Dos Amigos | 230 | Distributed_Solar |  |  | 0 | 3 | 3 | 0 | 3 | 3 | 0 | 0 | 0 | 1 | 1 | 5 | 2 | [13 empty] | 1 | 1 | 4 | 2 | 1 | 1 | 1 |  | 1
PG&E GBA | Dumbarton | 115 | Distributed_Solar |  |  | 0 | 5 | 5 | 0 | 0 | 0 | 0 | 5 | 5 | 5 | 2 | 1 | 1 | [13 empty] | 2 | 1 | 3 | 1 | 2 | 3+ | 1 |  | 1
PG&E NGBA | East Nicolaus | 60 | Distributed_Solar |  |  | 0 | 0 | 0 | 0 | 0 | 0 | 0 | 0 | 0 | 5 | 4 | 1 | 1 | [13 empty] | 2 | 1 | 4 | 1 | 3 | 1+ | 1 |  | 1
PG&E GBA | Edes | 115 | Distributed_Solar |  |  | 0 | 1.7 | 1.7 | 0 | 0 | 0 | 0 | 1.7 | 1.7 | 5 | 2 | 1 | 1 | [13 empty] | 2 | 1 | 3 | 1 | 1 | 1 | 1 |  | 1
PG&E FRESNO | El Nido (PGE) | 115 | Distributed_Solar |  |  | 0 | 3 | 3 | 0 | 3 | 3 | 0 | 0 | 0 | 5 | 4 | 5 | 5 | [13 empty] | 1 | 1 | 4 | 2 | 1 | 1 | 1 |  | 1
PG&E GBA | El Patio | 115 | Distributed_Solar |  |  | 0 | 0 | 0 | 0 | 0 | 0 | 0 | 0 | 0 | 5 | 4 | 1 | 1 | [13 empty] | 2 | 1 | 3 | 2 | 2 | 4+ | 1 |  | 1
PG&E KERN | Elk Hills | 230 | Distributed_Solar |  |  | 0 | 5.25 | 5.25 | 0 | 0 | 0 | 0 | 5.25 | 5.25 | 5 | 2 | 5 | 2 | [13 empty] | 1 | 1 | 3 | 1 | 1 | 1 | 1 |  | 1
PG&E KERN | Fairway | 115 | Distributed_Solar |  |  | 0 | 0 | 0 | 0 | 0 | 0 | 0 | 0 | 0 | 5 | 2 | 5 | 2 | [13 empty] | 2 | 2 | 3 | 1 | 2 | 4+ | 1 |  | 1
PG&E KERN | Famoso | 115 | Distributed_Solar |  |  | 0 | 4 | 4 | 0 | 0 | 0 | 0 | 4 | 4 | 5 | 2 | 5 | 2 | [13 empty] | 1 | 1 | 4 | 1 | 1 | 4+ | 3 |  | 1
PG&E GBA | FMC | 115 | Distributed_Solar |  |  | 0 | 0 | 0 | 0 | 0 | 0 | 0 | 0 | 0 | 5 | 4 | 1 | 1 | [13 empty] | 2 | 1 | 2 | 2 | 2 | 4+ | 1 |  | 1
PG&E GBA | French Camp | 60 | Distributed_Solar |  |  | 0 | 0 | 0 | 0 | 0 | 0 | 0 | 0 | 0 | 5 | 4 | 1 | 1 | [13 empty] | 1 | 1 | 3 | 2 | 1 | 4+ | 1 |  | 1
PG&E KERN | Ganso | 115 | Distributed_Solar |  |  | 0 | 1.5 | 1.5 | 0 | 0 | 0 | 0 | 1.5 | 1.5 | 5 | 2 | 5 | 2 | [13 empty] | 1 | 1 | 3 | 1 | 1 | 1+ | 1 |  | 1
PG&E FRESNO | Gates | 230 | Distributed_Solar |  |  | 0 | 3 | 3 | 0 | 3 | 3 | 0 | 0 | 0 | 5 | 2 | 5 | 2 | [13 empty] | 1 | 1 | 3 | 2 | 1 | 4+ | 5 | Reduced to align with in-dev only given voltage of bus and small MW amounts | 1
PG&E KERN | Goose Lake | 115 | Distributed_Solar |  |  | 0 | 0 | 0 | 0 | 0 | 0 | 0 | 0 | 0 | 5 | 2 | 5 | 2 | [13 empty] | 1 | 1 | 2 | 1 | 1 | 4+ | 1 |  | 1
PG&E NGBA | Grand Island | 115 | Distributed_Solar |  |  | 0 | 2.73 | 2.73 | 0 | 2.73 | 2.73 | 0 | 0 | 0 | 5 | 4 | 1 | 1 | [13 empty] | 2 | 1 | 4 | 2 | 2 | 1 | 1 |  | 1
PG&E GBA | Grant | 115 | Distributed_Solar |  |  | 0 | 0 | 0 | 0 | 0 | 0 | 0 | 0 | 0 | 5 | 2 | 1 | 1 | [13 empty] | 2 | 1 | 2 | 1 | 2 | 4+ | 1 |  | 1
PG&E FRESNO | Grimmway-Malaga | 115 | Distributed_Solar |  |  | 0 | 0 | 0 | 0 | 0 | 0 | 0 | 0 | 0 | 5 | 4 | 5 | 2 | [13 empty] | 1 | 1 | 2 | 1 | 1 | 1 | 5 | Reduced to better align with CI | 1
PG&E FRESNO | Guernsey | 70 | Distributed_Solar |  |  | 0 | 7.5 | 7.5 | 0 | 0 | 0 | 0 | 7.5 | 7.5 | 5 | 4 | 5 | 2 | [13 empty] | 1 | 1 | 3 | 2 | 1 | 1 | 1 |  | 1
PG&E NGBA | Hartley | 60 | Distributed_Solar |  |  | 0 | 0 | 0 | 0 | 0 | 0 | 0 | 0 | 0 | 5 | 2 | 1 | 1 | [13 empty] | 2 | 2 | 4 | 2 | 3 | 1+ | 1 |  | 1
PG&E FRESNO | Helm | 70 | Distributed_Solar |  |  | 0 | 0 | 0 | 0 | 0 | 0 | 0 | 0 | 0 | 5 | 2 | 5 | 2 | [13 empty] | 1 | 1 | 2 | 2 | 1 | 4+ | 1 |  | 1
PG&E FRESNO | Henrietta | 230 | Distributed_Solar |  |  | 0 | 0 | 0 | 0 | 0 | 0 | 0 | 0 | 0 | 5 | 2 | 5 | 2 | [13 empty] | 1 | 1 | 1 | 2 | 1 | 1 | 4 | Reduced to better align with CI | 1
PG&E FRESNO | Henrietta | 70 | Distributed_Solar |  |  | 0 | 3 | 3 | 0 | 3 | 3 | 0 | 0 | 0 | 5 | 4 | 5 | 2 | [13 empty] | 1 | 1 | 1 | 2 | 1 | 1 | 1 |  | 1
SCE Metro | Hinson | 230 | Distributed_Solar |  |  | 0 | 3.08 | 3.08 | 0 | 3.08 | 3.08 | 0 | 0 | 0 | 1 | 1 | 1 | 1 | [13 empty] | 1 | 1 | 2 | 1 | 1 | 1 | 1 |  | 1
PG&E GBA | Hollister | 115 | Distributed_Solar |  |  | 0 | 0 | 0 | 0 | 0 | 0 | 0 | 0 | 0 | 5 | 4 | 1 | 1 | [13 empty] | 2 | 2 | 4 | 2 | 3 | 1+ | 1 |  | 1
PG&E NGBA | Hopland | 60 | Distributed_Solar |  |  | 0 | 0 | 0 | 0 | 0 | 0 | 0 | 0 | 0 | 5 | 2 | 1 | 1 | [13 empty] | 2 | 2 | 4 | 2 | 3 | 4+ | 1 |  | 1
PG&E NGBA | Humboldt | 115 | Distributed_Solar |  |  | 0 | 0 | 0 | 0 | 0 | 0 | 0 | 0 | 0 | 5 | 2 | 1 | 1 | [13 empty] | 2 | 2 | 3 | 2 | 3 | 1 | 4 | Reduced to better align with CI | 1
PG&E NGBA | Humboldt | 60 | Distributed_Solar |  |  | 0 | 1.999 | 1.999 | 0 | 1.999 | 1.999 | 0 | 0 | 0 | 5 | 2 | 1 | 1 | [13 empty] | 2 | 2 | 3 | 2 | 3 | 1 | 1 |  | 1
SCE NOL | Inyokern | 115 | Distributed_Solar |  |  | 0 | 0 | 0 | 0 | 0 | 0 | 0 | 0 | 0 | 3 | 3 | 1 | 1 | [13 empty] | 2 | 2 | 4 | 1 | 3 | 4+ | 1 |  | 1
PG&E NGBA | Jessup | 115 | Distributed_Solar |  |  | 0 | 0 | 0 | 0 | 0 | 0 | 0 | 0 | 0 | 5 | 2 | 1 | 1 | [13 empty] | 2 | 2 | 3 | 2 | 3 | 1+ | 1 |  | 1
PG&E FRESNO | Kearney | 230 | Distributed_Solar |  |  | 0 | 10 | 10 | 0 | 10 | 10 | 0 | 0 | 0 | 5 | 4 | 5 | 5 | [13 empty] | 1 | 1 | 3 | 2 | 1 | 1 | 1 |  | 1
PG&E KERN | Kern Oil | 115 | Distributed_Solar |  |  | 0 | 1 | 1 | 0 | 0 | 0 | 0 | 1 | 1 | 5 | 2 | 5 | 2 | [13 empty] | 1 | 1 | 1 | 1 | 1 | 1 | 1 |  | 1
PG&E GBA | Kirker | 115 | Distributed_Solar |  |  | 0 | 2.9 | 2.9 | 0 | 2.9 | 2.9 | 0 | 0 | 0 | 5 | 2 | 1 | 1 | [13 empty] | 2 | 1 | 3 | 1 | 1 | 4+ | 3 | Reduced slightly to align with only in-dev amount | 1
PG&E NGBA | Konocti | 60 | Distributed_Solar |  |  | 0 | 0 | 0 | 0 | 0 | 0 | 0 | 0 | 0 | 5 | 2 | 1 | 1 | [13 empty] | 2 | 2 | 4 | 2 | 3 | 1+ | 1 |  | 1
SCE NOL | Kramer | 115 | Distributed_Solar |  |  | 0 | 4 | 4 | 0 | 0 | 0 | 0 | 4 | 4 | 3 | 3 | 1 | 1 | [13 empty] | 2 | 1 | 4 | 1 | 3 | 4+ | 5 | Reduced given general solar potential env/land-use impacts in Kramer area | 1
SCE NOL | Kramer | 230 | Distributed_Solar |  |  | 0 | 0 | 0 | 0 | 0 | 0 | 0 | 0 | 0 | 3 | 3 | 1 | 1 | [13 empty] | 2 | 1 | 4 | 1 | 3 | 4+ | 1 |  | 1
SCE Metro | La Fresa | 230 | Distributed_Solar |  |  | 0 | 0.64 | 0.64 | 0 | 0.64 | 0.64 | 0 | 0 | 0 | 1 | 1 | 1 | 1 | [13 empty] | 1 | 1 | 2 | 1 | 2 | 1 | 1 |  | 1
SCE Metro | Laguna Bell | 230 | Distributed_Solar |  |  | 0 | 3.27 | 3.27 | 0 | 3.27 | 3.27 | 0 | 0 | 0 | 1 | 1 | 1 | 1 | [13 empty] | 1 | 1 | 2 | 1 | 1 | 1 | 1 |  | 1
PG&E KERN | Lakeview | 70 | Distributed_Solar |  |  | 0 | 0 | 0 | 0 | 0 | 0 | 0 | 0 | 0 | 5 | 2 | 5 | 2 | [13 empty] | 1 | 1 | 4 | 1 | 1 | 4+ | 1 |  | 1
PG&E NGBA | Lakeville | 60 | Distributed_Solar |  |  | 0 | 4 | 4 | 0 | 0 | 0 | 0 | 4 | 4 | 5 | 4 | 1 | 1 | [13 empty] | 2 | 1 | 4 | 2 | 3 | 1 | 1 |  | 1
PG&E GBA | Lammers | 115 | Distributed_Solar |  |  | 0 | 0 | 0 | 0 | 0 | 0 | 0 | 0 | 0 | 5 | 4 | 1 | 1 | [13 empty] | 1 | 1 | 1 | 2 | 2 | 4+ | 4 | Shifted to other solar areas due to utility scale mapping | 1
PG&E KERN | Lamont | 115 | Distributed_Solar |  |  | 0 | 4 | 4 | 0 | 0 | 0 | 0 | 4 | 4 | 5 | 2 | 5 | 2 | [13 empty] | 1 | 1 | 2 | 1 | 1 | 3+ | 1 |  | 1
PG&E KERN | Lerdo | 115 | Distributed_Solar |  |  | 0 | 0 | 0 | 0 | 0 | 0 | 0 | 0 | 0 | 5 | 2 | 5 | 2 | [13 empty] | 1 | 1 | 4 | 1 | 1 | 4+ | 1 |  | 1
SCE Metro | Lighthipe | 230 | Distributed_Solar |  |  | 0 | 3.24 | 3.24 | 0 | 3.24 | 3.24 | 0 | 0 | 0 | 1 | 1 | 1 | 1 | [13 empty] | 1 | 1 | 2 | 1 | 1 | 1 | 4 | Reduced to better align with CI | 1
PG&E KERN | Live Oak | 115 | Distributed_Solar |  |  | 0 | 0 | 0 | 0 | 0 | 0 | 0 | 0 | 0 | 5 | 2 | 5 | 2 | [13 empty] | 1 | 1 | 1 | 1 | 1 | 1+ | 1 |  | 1
PG&E GBA | Llagas | 115 | Distributed_Solar |  |  | 0 | 0 | 0 | 0 | 0 | 0 | 0 | 0 | 0 | 5 | 4 | 1 | 1 | [13 empty] | 2 | 1 | 2 | 2 | 1 | 4+ | 1 |  | 1
PG&E GBA | Lockeford | 60 | Distributed_Solar |  |  | 0 | 0 | 0 | 0 | 0 | 0 | 0 | 0 | 0 | 5 | 4 | 1 | 1 | [13 empty] | 1 | 1 | 4 | 2 | 2 | 4+ | 1 |  | 1
PG&E NGBA | Logan Creek | 230 | Distributed_Solar |  |  | 0 | 0 | 0 | 0 | 0 | 0 | 0 | 0 | 0 | 5 | 2 | 1 | 1 | [13 empty] | 2 | 2 | 4 | 1 | 2 | 1+ | 1 |  | 1
PG&E GBA | Lone Tree | 230 | Distributed_Solar |  |  | 0 | 1.8 | 1.8 | 0 | 0 | 0 | 0 | 1.8 | 1.8 | 5 | 2 | 1 | 1 | [13 empty] | 2 | 1 | 3 | 1 | 2 | 1 | 1 |  | 1
PG&E FRESNO | Los Banos | 230 | Distributed_Solar |  |  | 0 | 5.9 | 5.9 | 0 | 5.9 | 5.9 | 0 | 0 | 0 | 5 | 2 | 5 | 2 | [13 empty] | 1 | 1 | 4 | 2 | 1 | 1 | 1 |  | 1
PG&E GBA | Los Positas | 60 | Distributed_Solar |  |  | 0 | 0 | 0 | 0 | 0 | 0 | 0 | 0 | 0 | 5 | 2 | 1 | 1 | [13 empty] | 2 | 1 | 3 | 1 | 3 | 4+ | 1 |  | 1
SDGE | Loveland | 69 | Distributed_Solar |  |  | 0 | 4 | 4 | 0 | 0 | 0 | 0 | 4 | 4 | 1 | 1 | 1 | 1 | [13 empty] | 2 | 1 | 3 | 1 | 3 | 3- | 1 |  | 1
PG&E FRESNO | Madera | 70 | Distributed_Solar |  |  | 0 | 0 | 0 | 0 | 0 | 0 | 0 | 0 | 0 | 5 | 4 | 5 | 5 | [13 empty] | 1 | 1 | 4 | 2 | 1 | 4+ | 1 |  | 1
PG&E NGBA | Madison | 115 | Distributed_Solar |  |  | 0 | 0 | 0 | 0 | 0 | 0 | 0 | 0 | 0 | 5 | 2 | 1 | 1 | [13 empty] | 2 | 1 | 4 | 2 | 3 | 1+ | 1 |  | 1
PG&E KERN | Magunden | 115 | Distributed_Solar |  |  | 0 | 0 | 0 | 0 | 0 | 0 | 0 | 0 | 0 | 5 | 2 | 5 | 2 | [13 empty] | 1 | 1 | 2 | 1 | 1 | 4+ | 1 |  | 1
PG&E GBA | Manteca | 115 | Distributed_Solar |  |  | 0 | 1.5 | 1.5 | 0 | 0 | 0 | 0 | 1.5 | 1.5 | 5 | 4 | 5 | 2 | [13 empty] | 1 | 1 | 2 | 2 | 2 | 1+ | 1 |  | 1
PG&E GBA | Martin | 115 | Distributed_Solar |  |  | 0 | 0 | 0 | 0 | 0 | 0 | 0 | 0 | 0 | 5 | 2 | 1 | 1 | [13 empty] | 2 | 1 | 3 | 1 | 2 | 4+ | 5 | Shifted to other solar areas due to utility scale mapping | 1
PG&E GBA | Martinez | 115 | Distributed_Solar |  |  | 0 | 0 | 0 | 0 | 0 | 0 | 0 | 0 | 0 | 5 | 4 | 1 | 1 | [13 empty] | 2 | 1 | 1 | 1 | 1 | 4+ | 1 |  | 1
PG&E FRESNO | McCall | 115 | Distributed_Solar |  |  | 0 | 1.5 | 1.5 | 0 | 0 | 0 | 0 | 1.5 | 1.5 | 5 | 4 | 5 | 5 | [13 empty] | 1 | 1 | 3 | 2 | 1 | 4+ | 1 |  | 1
PG&E FRESNO | McCall | 230 | Distributed_Solar |  |  | 0 | 0 | 0 | 0 | 0 | 0 | 0 | 0 | 0 | 5 | 4 | 5 | 2 | [13 empty] | 1 | 1 | 3 | 2 | 1 | 1 | 5 | Reduced to better align with CI | 1
PG&E NGBA | Mendocino | 115 | Distributed_Solar |  |  | 0 | 5 | 5 | 0 | 5 | 5 | 0 | 0 | 0 | 5 | 2 | 1 | 1 | [13 empty] | 2 | 2 | 4 | 2 | 3 | 1 | 1 |  | 1
PG&E FRESNO | Merced | 115 | Distributed_Solar |  |  | 0 | 4 | 4 | 0 | 0 | 0 | 0 | 4 | 4 | 5 | 4 | 5 | 5 | [13 empty] | 1 | 1 | 4 | 2 | 1 | 1+ | 1 |  | 1
PG&E NGBA | Meridian | 60 | Distributed_Solar |  |  | 0 | 0 | 0 | 0 | 0 | 0 | 0 | 0 | 0 | 5 | 2 | 1 | 1 | [13 empty] | 2 | 2 | 4 | 1 | 3 | 1+ | 1 |  | 1
PG&E KERN | Mesa (PGE) | 230 | Distributed_Solar |  |  | 0 | 0 | 0 | 0 | 0 | 0 | 0 | 0 | 0 | 5 | 2 | 5 | 2 | [13 empty] | 2 | 2 | 3 | 2 | 2 | 1 | 4 | Reduced to better align with CI | 1
SCE Metro | Mesa (SCE) | 230 | Distributed_Solar |  |  | 0 | 2.62 | 2.62 | 0 | 2.62 | 2.62 | 0 | 0 | 0 | 1 | 1 | 1 | 1 | [13 empty] | 1 | 1 | 3 | 1 | 2 | 1 | 1 |  | 1
PG&E KERN | Midway | 115 | Distributed_Solar |  |  | 0 | 0 | 0 | 0 | 0 | 0 | 0 | 0 | 0 | 5 | 2 | 5 | 2 | [13 empty] | 1 | 1 | 3 | 1 | 1 | 1+ | 1 |  | 1
PG&E GBA | Millbrae | 115 | Distributed_Solar |  |  | 0 | 3.5 | 3.5 | 0 | 0 | 0 | 0 | 3.5 | 3.5 | 5 | 2 | 1 | 1 | [13 empty] | 2 | 1 | 3 | 1 | 2 | 1 | 1 |  | 1
SDGE | Monserate | 69 | Distributed_Solar |  |  | 0 | 0 | 0 | 0 | 0 | 0 | 0 | 0 | 0 | 1 | 1 | 1 | 1 | [13 empty] | 2 | 1 | 3 | 1 | 3 | 1+ | 1 |  | 1
PG&E GBA | Mt Eden | 115 | Distributed_Solar |  |  | 0 | 0 | 0 | 0 | 0 | 0 | 0 | 0 | 0 | 5 | 2 | 1 | 1 | [13 empty] | 2 | 1 | 2 | 1 | 2 | 4+ | 1 |  | 1
PG&E GBA | Newark | 60 | Distributed_Solar |  |  | 0 | 2.5 | 2.5 | 0 | 0 | 0 | 0 | 2.5 | 2.5 | 5 | 2 | 1 | 1 | [13 empty] | 2 | 1 | 3 | 1 | 2 | 3+ | 1 |  | 1
PG&E FRESNO | Newhall | 115 | Distributed_Solar |  |  | 0 | 0 | 0 | 0 | 0 | 0 | 0 | 0 | 0 | 5 | 4 | 5 | 5 | [13 empty] | 1 | 1 | 4 | 2 | 1 | 1+ | 1 |  | 1
PG&E NGBA | Notre Dame | 115 | Distributed_Solar |  |  | 0 | 0 | 0 | 0 | 0 | 0 | 0 | 0 | 0 | 5 | 2 | 1 | 1 | [13 empty] | 2 | 1 | 4 | 2 | 2 | 1+ | 1 |  | 1
PG&E GBA | Oakland J | 115 | Distributed_Solar |  |  | 0 | 0 | 0 | 0 | 0 | 0 | 0 | 0 | 0 | 5 | 2 | 1 | 1 | [13 empty] | 2 | 1 | 2 | 1 | 1 | 4+ | 1 |  | 1
PG&E GBA | Oakland L | 115 | Distributed_Solar |  |  | 0 | 0 | 0 | 0 | 0 | 0 | 0 | 0 | 0 | 5 | 2 | 1 | 1 | [13 empty] | 2 | 1 | 2 | 1 | 1 | 4+ | 1 |  | 1
PG&E KERN | Old River | 70 | Distributed_Solar |  |  | 0 | 2.4 | 2.4 | 0 | 2.4 | 2.4 | 0 | 0 | 0 | 5 | 2 | 5 | 2 | [13 empty] | 1 | 1 | 4 | 1 | 2 | 1 | 1 |  | 1
PG&E NGBA | Olivehurst | 115 | Distributed_Solar |  |  | 0 | 0 | 0 | 0 | 0 | 0 | 0 | 0 | 0 | 5 | 4 | 1 | 1 | [13 empty] | 2 | 2 | 2 | 1 | 2 | 1+ | 1 |  | 1
PG&E FRESNO | Oro Loma | 70 | Distributed_Solar |  |  | 0 | 5 | 5 | 0 | 5 | 5 | 0 | 0 | 0 | 5 | 2 | 5 | 5 | [13 empty] | 1 | 1 | 4 | 2 | 1 | 4+ | 1 |  | 1
PG&E FRESNO | Panoche | 115 | Distributed_Solar |  |  | 0 | 6.15 | 6.15 | 0 | 4.4 | 4.4 | 0 | 1.75 | 1.75 | 5 | 4 | 5 | 2 | [13 empty] | 1 | 1 | 1 | 2 | 1 | 1 | 1 |  | 1
PG&E GBA | Paul Sweet | 115 | Distributed_Solar |  |  | 0 | 0 | 0 | 0 | 0 | 0 | 0 | 0 | 0 | 1 | 1 | 1 | 1 | [13 empty] | 2 | 2 | 2 | 2 | 3 | 4+ | 1 |  | 1
PG&E NGBA | Peabody | 230 | Distributed_Solar |  |  | 0 | 8 | 8 | 0 | 0 | 0 | 0 | 8 | 8 | 5 | 2 | 1 | 1 | [13 empty] | 2 | 1 | 2 | 1 | 2 | 3+ | 1 |  | 1
PG&E NGBA | Pease | 60 | Distributed_Solar |  |  | 0 | 3 | 3 | 0 | 0 | 0 | 0 | 3 | 3 | 5 | 4 | 1 | 1 | [13 empty] | 2 | 2 | 2 | 1 | 2 | 1 | 1 |  | 1
PG&E NGBA | Penngrove | 115 | Distributed_Solar |  |  | 0 | 0 | 0 | 0 | 0 | 0 | 0 | 0 | 0 | 5 | 2 | 1 | 1 | [13 empty] | 2 | 1 | 3 | 2 | 2 | 4+ | 1 |  | 1
PG&E NGBA | Pleasant Grove | 115 | Distributed_Solar |  |  | 0 | 0 | 0 | 0 | 0 | 0 | 0 | 0 | 0 | 5 | 4 | 1 | 1 | [13 empty] | 2 | 1 | 2 | 2 | 3 | 4+ | 4 | Shifted to other solar areas due to utility scale mapping | 1
PG&E KERN | Poso Mountain | 115 | Distributed_Solar |  |  | 0 | 0 | 0 | 0 | 0 | 0 | 0 | 0 | 0 | 5 | 2 | 5 | 2 | [13 empty] | 1 | 1 | 3 | 1 | 2 | 4+ | 4 | Shifted to other solar areas due to utility scale mapping | 1
PG&E NGBA | Putah Creek | 115 | Distributed_Solar |  |  | 0 | 4.3 | 4.3 | 0 | 0 | 0 | 0 | 4.3 | 4.3 | 5 | 2 | 1 | 1 | [13 empty] | 2 | 1 | 3 | 2 | 3 | 1+ | 4 | Reduced to better align with CI | 1
PG&E GBA | Race Track | 115 | Distributed_Solar |  |  | 0 | 0 | 0 | 0 | 0 | 0 | 0 | 0 | 0 | 5 | 4 | 1 | 1 | [13 empty] | 2 | 1 | 4 | 1 | 3 | 1+ | 1 |  | 1
SCE NOL | Ransburg | 115 | Distributed_Solar |  |  | 0 | 3.3 | 3.3 | 0 | 0 | 0 | 0 | 3.3 | 3.3 | 3 | 3 | 1 | 1 | [13 empty] | 2 | 1 | 4 | 1 | 1 | 3+ | 1 |  | 1
SCE Northern | Rector | 230 | Distributed_Solar |  |  | 0 | 15 | 15 | 0 | 15 | 15 | 0 | 0 | 0 | 1 | 1 | 1 | 1 | [13 empty] | 1 | 1 | 2 | 1 | 2 | 1+ | 1 |  | 1
SCE Eastern | Red Bluff | 230 | Distributed_Solar |  |  | 0 | 0 | 0 | 0 | 0 | 0 | 0 | 0 | 0 | 1 | 1 | 1 | 1 | [13 empty] | 2 | 2 | 4 | 1 | 3 | 1+ | 1 |  | 1
PG&E GBA | Richmond R | 115 | Distributed_Solar |  |  | 0 | 8 | 8 | 0 | 0 | 0 | 0 | 8 | 8 | 5 | 4 | 1 | 1 | [13 empty] | 2 | 1 | 2 | 1 | 2 | 1 | 1 |  | 1
PG&E KERN | Rio Bravo | 115 | Distributed_Solar |  |  | 0 | 0 | 0 | 0 | 0 | 0 | 0 | 0 | 0 | 5 | 2 | 5 | 2 | [13 empty] | 1 | 1 | 2 | 1 | 1 | 4+ | 1 |  | 1
PG&E GBA | Ripon | 115 | Distributed_Solar |  |  | 0 | 2.6 | 2.6 | 0 | 2.6 | 2.6 | 0 | 0 | 0 | 5 | 4 | 1 | 1 | [13 empty] | 1 | 1 | 2 | 2 | 2 | 1+ | 1 |  | 1
PG&E GBA | Riverbank | 115 | Distributed_Solar |  |  | 0 | 0 | 0 | 0 | 0 | 0 | 0 | 0 | 0 | 5 | 4 | 1 | 1 | [13 empty] | 1 | 1 | 3 | 2 | 2 | 1+ | 1 |  | 1
SCE NOL | Roadway | 115 | Distributed_Solar |  |  | 0 | 2 | 2 | 0 | 2 | 2 | 0 | 0 | 0 | 1 | 1 | 1 | 1 | [13 empty] | 2 | 1 | 2 | 1 | 1 | 1 | 1 |  | 1
PG&E GBA | Rossmoor | 230 | Distributed_Solar |  |  | 0 | 0 | 0 | 0 | 0 | 0 | 0 | 0 | 0 | 5 | 2 | 1 | 1 | [13 empty] | 2 | 1 | 4 | 1 | 3 | 1+ | 1 |  | 1
PG&E GBA | Salinas | 115 | Distributed_Solar |  |  | 0 | 3 | 3 | 0 | 0 | 0 | 0 | 3 | 3 | 1 | 1 | 1 | 1 | [13 empty] | 2 | 2 | 3 | 2 | 2 | 1 | 1 |  | 1
SCE Eastern | San Bernardino | 230 | Distributed_Solar |  |  | 0 | 0 | 0 | 0 | 0 | 0 | 0 | 0 | 0 | 1 | 1 | 1 | 1 | [13 empty] | 1 | 1 | 2 | 1 | 2 | 1+ | 1 |  | 1
PG&E GBA | SAN FRAN A (POTRERO PP) | 115 | Distributed_Solar |  |  | 0 | 0 | 0 | 0 | 0 | 0 | 0 | 0 | 0 | 5 | 2 | 1 | 1 | [13 empty] | 2 | 1 | 2 | 1 | 2 | 4+ | 1 |  | 1
PG&E GBA | San Leandro U | 115 | Distributed_Solar |  |  | 0 | 0 | 0 | 0 | 0 | 0 | 0 | 0 | 0 | 5 | 2 | 1 | 1 | [13 empty] | 2 | 1 | 3 | 1 | 2 | 4+ | 1 |  | 1
PG&E KERN | San Luis Obispo | 70 | Distributed_Solar |  |  | 0 | 0 | 0 | 0 | 0 | 0 | 0 | 0 | 0 | 5 | 2 | 5 | 2 | [13 empty] | 2 | 2 | 4 | 2 | 3 | 1+ | 1 |  | 1
PG&E GBA | San Ramon | 230 | Distributed_Solar |  |  | 0 | 0 | 0 | 0 | 0 | 0 | 0 | 0 | 0 | 5 | 2 | 1 | 1 | [13 empty] | 2 | 1 | 2 | 1 | 3 | 4+ | 4 | Shifted to other solar areas due to utility scale mapping | 1
PG&E FRESNO | Sanger | 115 | Distributed_Solar |  |  | 0 | 0 | 0 | 0 | 0 | 0 | 0 | 0 | 0 | 5 | 4 | 5 | 5 | [13 empty] | 1 | 1 | 2 | 2 | 2 | 4+ | 5 | Shifted to other solar areas due to utility scale mapping | 1
SCE Northern | Santa Clara | 230 | Distributed_Solar |  |  | 0 | 0 | 0 | 0 | 0 | 0 | 0 | 0 | 0 | 5 | 2 | 1 | 1 | [13 empty] | 2 | 1 | 3 | 1 | 2 | 1+ | 1 |  | 1
PG&E FRESNO | Schindler | 115 | Distributed_Solar |  |  | 0 | 0 | 0 | 0 | 0 | 0 | 0 | 0 | 0 | 5 | 2 | 5 | 2 | [13 empty] | 1 | 1 | 4 | 2 | 1 | 1 | 4 | Reduced to better align with CI | 1
PG&E FRESNO | Schindler | 70 | Distributed_Solar |  |  | 0 | 0 | 0 | 0 | 0 | 0 | 0 | 0 | 0 | 5 | 2 | 5 | 2 | [13 empty] | 1 | 1 | 4 | 2 | 1 | 4+ | 1 |  | 1
PG&E KERN | Semitropic | 115 | Distributed_Solar |  |  | 0 | 4.66 | 4.66 | 0 | 4.66 | 4.66 | 0 | 0 | 0 | 5 | 2 | 5 | 2 | [13 empty] | 1 | 1 | 3 | 1 | 1 | 4+ | 1 |  | 1
PG&E KERN | Shafter | 115 | Distributed_Solar |  |  | 0 | 2.25 | 2.25 | 0 | 2.25 | 2.25 | 0 | 0 | 0 | 5 | 2 | 5 | 2 | [13 empty] | 1 | 1 | 3 | 1 | 1 | 1+ | 1 |  | 1
PG&E NGBA | Silverado | 115 | Distributed_Solar |  |  | 0 | 0 | 0 | 0 | 0 | 0 | 0 | 0 | 0 | 5 | 2 | 1 | 1 | [13 empty] | 2 | 1 | 4 | 2 | 3 | 4+ | 1 |  | 1
PG&E KERN | Sisquoc | 115 | Distributed_Solar |  |  | 0 | 0 | 0 | 0 | 0 | 0 | 0 | 0 | 0 | 5 | 2 | 5 | 2 | [13 empty] | 2 | 2 | 4 | 1 | 3 | 4+ | 1 |  | 1
PG&E KERN | Smyrna | 115 | Distributed_Solar |  |  | 0 | 6 | 6 | 0 | 0 | 0 | 0 | 6 | 6 | 5 | 2 | 5 | 2 | [13 empty] | 1 | 1 | 4 | 1 | 1 | 1+ | 1 |  | 1
PG&E GBA | Sobrante | 115 | Distributed_Solar |  |  | 0 | 0 | 0 | 0 | 0 | 0 | 0 | 0 | 0 | 5 | 4 | 1 | 1 | [13 empty] | 2 | 1 | 2 | 1 | 3 | 4+ | 5 | Shifted to other solar areas due to utility scale mapping | 1
PG&E GBA | Soledad | 60 | Distributed_Solar |  |  | 0 | 0 | 0 | 0 | 0 | 0 | 0 | 0 | 0 | 5 | 4 | 1 | 1 | [13 empty] | 2 | 2 | 4 | 2 | 3 | 1+ | 1 |  | 1
SCE Northern | Springville | 230 | Distributed_Solar |  |  | 0 | 3 | 3 | 0 | 3 | 3 | 0 | 0 | 0 | 1 | 1 | 1 | 1 | [13 empty] | 1 | 1 | 4 | 1 | 1 | 4+ | 1 |  | 1
PG&E KERN | Stockdale | 115 | Distributed_Solar |  |  | 0 | 1.8 | 1.8 | 0 | 0 | 0 | 0 | 1.8 | 1.8 | 5 | 2 | 5 | 2 | [13 empty] | 1 | 1 | 2 | 1 | 2 | 4+ | 1 |  | 1
PG&E FRESNO | Storey | 230 | Distributed_Solar |  |  | 0 | 0 | 0 | 0 | 0 | 0 | 0 | 0 | 0 | 5 | 4 | 5 | 5 | [13 empty] | 1 | 1 | 4 | 2 | 1 | 4+ | 1 |  | 1
PG&E GBA | Swift | 115 | Distributed_Solar |  |  | 0 | 0 | 0 | 0 | 0 | 0 | 0 | 0 | 0 | 5 | 4 | 1 | 1 | [13 empty] | 2 | 1 | 2 | 2 | 2 | 1+ | 1 |  | 1
PG&E NGBA | Table Mountain | 230 | Distributed_Solar |  |  | 0 | 0 | 0 | 0 | 0 | 0 | 0 | 0 | 0 | 5 | 4 | 1 | 1 | [13 empty] | 2 | 1 | 3 | 2 | 1 | 1 | 4 | Reduced to better align with CI | 1
PG&E KERN | Taft | 115 | Distributed_Solar |  |  | 0 | 8 | 8 | 0 | 0 | 0 | 0 | 8 | 8 | 5 | 2 | 5 | 2 | [13 empty] | 1 | 1 | 2 | 1 | 2 | 4+ | 4 | Shifted to other solar areas due to utility scale mapping | 1
PG&E KERN | Tejon | 70 | Distributed_Solar |  |  | 0 | 0 | 0 | 0 | 0 | 0 | 0 | 0 | 0 | 5 | 2 | 5 | 2 | [13 empty] | 1 | 1 | 3 | 1 | 1 | 4+ | 1 |  | 1
PG&E KERN | Temblor | 115 | Distributed_Solar |  |  | 0 | 0 | 0 | 0 | 0 | 0 | 0 | 0 | 0 | 5 | 2 | 5 | 2 | [13 empty] | 1 | 1 | 2 | 1 | 1 | 1+ | 1 |  | 1
PG&E KERN | Templeton | 70 | Distributed_Solar |  |  | 0 | 0 | 0 | 0 | 0 | 0 | 0 | 0 | 0 | 5 | 2 | 5 | 2 | [13 empty] | 2 | 2 | 4 | 2 | 3 | 4+ | 1 |  | 1
PG&E GBA | Tesla | 115 | Distributed_Solar |  |  | 0 | 0 | 0 | 0 | 0 | 0 | 0 | 0 | 0 | 5 | 4 | 1 | 1 | [13 empty] | 2 | 1 | 2 | 1 | 2 | 4+ | 1 |  | 1
PG&E KERN | Tevis | 115 | Distributed_Solar |  |  | 0 | 0 | 0 | 0 | 0 | 0 | 0 | 0 | 0 | 5 | 2 | 5 | 2 | [13 empty] | 1 | 1 | 2 | 1 | 2 | 4+ | 1 |  | 1
SCE NOL | Tortilla | 115 | Distributed_Solar |  |  | 0 | 3 | 3 | 0 | 3 | 3 | 0 | 0 | 0 | 3 | 3 | 1 | 1 | [13 empty] | 2 | 1 | 4 | 1 | 2 | 1+ | 1 |  | 1
PG&E GBA | Tracy | 115 | Distributed_Solar |  |  | 0 | 0 | 0 | 0 | 0 | 0 | 0 | 0 | 0 | 5 | 4 | 1 | 1 | [13 empty] | 2 | 1 | 3 | 1 | 2 | 1+ | 4 | Reduced to better align with CI | 1
PG&E NGBA | Tulucay | 230 | Distributed_Solar |  |  | 0 | 0 | 0 | 0 | 0 | 0 | 0 | 0 | 0 | 5 | 2 | 1 | 1 | [13 empty] | 2 | 1 | 3 | 2 | 3 | 1 | 5 | Reduced to better align with CI | 1
PG&E KERN | Tupman | 115 | Distributed_Solar |  |  | 0 | 0 | 0 | 0 | 0 | 0 | 0 | 0 | 0 | 5 | 2 | 5 | 2 | [13 empty] | 1 | 1 | 2 | 1 | 1 | 4+ | 1 |  | 1
SCE Eastern | Valley (SCE) | 500 | Distributed_Solar |  |  | 0 | 0 | 0 | 0 | 0 | 0 | 0 | 0 | 0 | 1 | 1 | 1 | 1 | [13 empty] | 1 | 1 | 2 | 1 | 2 | 4+ | 1 |  | 1
SDGE | Valley Center | 69 | Distributed_Solar |  |  | 0 | 10 | 10 | 0 | 0 | 0 | 0 | 10 | 10 | 1 | 1 | 1 | 1 | [13 empty] | 2 | 1 | 4 | 1 | 3 | 3- | 1 |  | 1
PG&E GBA | Valley Home | 115 | Distributed_Solar |  |  | 0 | 0 | 0 | 0 | 0 | 0 | 0 | 0 | 0 | 5 | 4 | 1 | 1 | [13 empty] | 1 | 1 | 4 | 2 | 1 | 1+ | 1 |  | 1
SCE Northern | Vestal | 230 | Distributed_Solar |  |  | 0 | 0 | 0 | 0 | 0 | 0 | 0 | 0 | 0 | 1 | 1 | 1 | 1 | [13 empty] | 1 | 1 | 4 | 1 | 1 | 1+ | 1 |  | 1
SCE NOL | Victor | 115 | Distributed_Solar |  |  | 0 | 7 | 7 | 0 | 7 | 7 | 0 | 0 | 0 | 1 | 1 | 1 | 1 | [13 empty] | 2 | 1 | 3 | 1 | 2 | 4+ | 5 | Shifted to other solar areas due to utility scale mapping | 1
SCE NOL | Victor | 230 | Distributed_Solar |  |  | 0 | 5 | 5 | 0 | 5 | 5 | 0 | 0 | 0 | 1 | 1 | 1 | 1 | [13 empty] | 2 | 1 | 3 | 1 | 2 | 1+ | 1 |  | 1
PG&E GBA | Vierra | 115 | Distributed_Solar |  |  | 0 | 2.975 | 2.975 | 0 | 2.975 | 2.975 | 0 | 0 | 0 | 5 | 4 | 1 | 1 | [13 empty] | 1 | 1 | 1 | 2 | 1 | 4+ | 1 |  | 1
SDGE | Vineyard | 69 | Distributed_Solar |  |  | 0 | 0 | 0 | 0 | 0 | 0 | 0 | 0 | 0 | 1 | 1 | 1 | 1 | [13 empty] | 2 | 1 | 2 | 1 | 3 | 4+ | 1 |  | 1
PG&E GBA | Weber | 60 | Distributed_Solar |  |  | 0 | 4 | 4 | 0 | 0 | 0 | 0 | 4 | 4 | 5 | 4 | 1 | 1 | [13 empty] | 1 | 1 | 3 | 2 | 1 | 3+ | 1 |  | 1
PG&E FRESNO | West Fresno | 115 | Distributed_Solar |  |  | 0 | 0 | 0 | 0 | 0 | 0 | 0 | 0 | 0 | 5 | 4 | 5 | 2 | [13 empty] | 1 | 1 | 2 | 2 | 1 | 1+ | 1 |  | 1
PG&E KERN | Wheeler Ridge | 70 | Distributed_Solar |  |  | 0 | 0 | 0 | 0 | 0 | 0 | 0 | 0 | 0 | 5 | 2 | 5 | 2 | [13 empty] | 1 | 1 | 4 | 1 | 1 | 1+ | 1 |  | 1
SCE Northern | Windhub | 230 | Distributed_Solar |  |  | 0 | 0 | 0 | 0 | 0 | 0 | 0 | 0 | 0 | 1 | 1 | 1 | 1 | [13 empty] | 2 | 1 | 4 | 1 | 2 | 1+ | 1 |  | 1
PG&E NGBA | Woodland | 115 | Distributed_Solar |  |  | 0 | 0 | 0 | 0 | 0 | 0 | 0 | 0 | 0 | 5 | 4 | 1 | 1 | [13 empty] | 2 | 1 | 4 | 2 | 3 | 1+ | 4 | Reduced to better align with CI | 1
PG&E NGBA | Wyandotte | 115 | Distributed_Solar |  |  | 0 | 3.6 | 3.6 | 0 | 0 | 0 | 0 | 3.6 | 3.6 | 5 | 4 | 1 | 1 | [13 empty] | 2 | 1 | 2 | 2 | 2 | 1+ | 1 |  | 1
PG&E FRESNO | Alpaugh | 115 | Solar |  |  | 0 | 0 | 0 | 0 | 0 | 0 | 0 | 0 | 0 | 5 | 2 | 5 | 2 | 1 | 1 | 1 | 1 | 1 | 1 | 1 | 1 | 1 | 1 | 1 | 1 | 1 | 1 | 1 | 3 | 1 | 1 | 2+ | 1 |  | 1
SCE Northern | Antelope | 66 | Solar |  |  | 0 | 20 | 20 | 0 | 20 | 20 | 0 | 0 | 0 | 1 | 1 | 1 | 1 | 1 | 3 | 1 | 4 | 1 | 2 | 5 | 1 | 1 | 1 | 1 | 1 | 1 | 2 | 1 | 4 | 1 | 3 | 1 | 1 |  | 1
SCE Northern | Antelope | 230 | Solar |  |  | 56 | 150 | 206 | 56 | 0 | 56 | 0 | 150 | 150 | 1 | 1 | 1 | 1 | 1 | 1 | 1 | 4 | 1 | 2 | 5 | 1 | 1 | 1 | 1 | 1 | 1 | 2 | 1 | 4 | 1 | 3 | 3- | 4 | Mapped to other buses instead, reflecting less commercial interest | 1
PG&E KERN | Arco | 230 | Solar |  |  | 325 | 674 | 999 | 0 | 0 | 0 | 325 | 674 | 999 | 5 | 2 | 5 | 2 | 1 | 2 | 1 | 1 | 2 | 1 | 1 | 2 | 1 | 1 | 3 | 1 | 1 | 1 | 1 | 4 | 1 | 1 | 2- | 1 |  | 1
PG&E KERN | Arco | 70 | Solar |  |  | 0 | 0 | 0 | 0 | 0 | 0 | 0 | 0 | 0 | 5 | 2 | 5 | 2 | 1 | 3 | 2 | 2 | 2 | 1 | 1 | 2 | 1 | 1 | 3 | 1 | 1 | 1 | 1 | 4 | 1 | 1 | 2+ | 1 |  | 1
PG&E FRESNO | Atwater | 115 | Solar |  |  | 0 | 0 | 0 | 0 | 0 | 0 | 0 | 0 | 0 | 5 | 4 | 5 | 5 | 1 | 1 | [11 empty] | 1 | 1 | 2 | 2 | 1 | 1+ | 1 |  | 1
SCE Metro | Barre | 230 | Solar |  |  | 10 | 10 | 20 | 10 | 10 | 20 | 0 | 0 | 0 | 1 | 1 | 1 | 1 | 1 | 5 | 4 | 5 | 1 | 2 | 1 | 1 | 1 | 5 | 5 | 1 | 1 | 1 | 1 | 1 | 1 | 1 | 1 | 1 |  | 1
EOP | Beatty | 230 | Solar |  |  | 100 | 500 | 600 | 0 | 0 | 0 | 100 | 500 | 600 | 5 | 4 | 1 | 1 | 1 | 1 | 2 | N/A | N/A | 2 | N/A | N/A | N/A | N/A | N/A | N/A | N/A | 2 | 2 | 4 | 1 | 3 | 3- | 1 |  | 1
PG&E GBA | Bellota | 230 | Solar |  |  | 200 | 200 | 400 | 0 | 0 | 0 | 200 | 200 | 400 | 5 | 4 | 1 | 1 | 1 | 1 | 1 | 2 | 1 | 1 | 1 | 1 | 1 | 1 | 2 | 1 | 1 | 1 | 1 | 4 | 2 | 3 | 3- | 1 |  | 1
PG&E GBA | Birds Landing | 230 | Solar |  |  | 0 | 200 | 200 | 0 | 0 | 0 | 0 | 200 | 200 | 5 | 4 | 1 | 1 | 2 | 1 | 1 | 1 | 1 | 2 | 1 | 1 | 1 | 1 | 1 | 1 | 1 | 2 | 1 | 4 | 1 | 1 | 1 | 4 | Same total shifted to be EODS | 1
SCE Eastern | Blythe | 161 | Solar |  |  | 0 | 160 | 160 | 0 | 160 | 160 | 0 | 0 | 0 | 5 | 4 | 3 | 3 | 1 | 4 | 1 | 2 | 1 | 2 | 1 | 1 | 1 | 1 | 1 | 1 | 1 | 2 | 2 | 2 | 1 | 1 | 1+ | 1 |  | 1
PG&E FRESNO | Borden | 230 | Solar |  |  | 195 | 400 | 595 | 0 | 0 | 0 | 195 | 400 | 595 | 5 | 4 | 5 | 5 | 1 | 1 | 2 | 2 | 1 | 1 | 1 | 1 | 1 | 1 | 2 | 1 | 1 | 1 | 1 | 4 | 2 | 1 | 3- | 1 |  | 1
SDGE | Boulevard East | 69 | Solar |  |  | 0 | 40 | 40 | 0 | 17.4 | 17.4 | 0 | 22.6 | 22.6 | 1 | 1 | 1 | 1 | 1 | 4 | 1 | 1 | 1 | 2 | 5 | 1 | 1 | 1 | 1 | 1 | 1 | 2 | 1 | 4 | 1 | 3 | 4+ | 1 |  | 1
SCE NOL | Calcite | 230 | Solar |  |  | 200 | 404 | 604 | 0 | 0 | 0 | 200 | 404 | 604 | 5 | 2 | 1 | 1 | 1 | 1 | 2 | 5 | 1 | 2 | 1 | 1 | 1 | 1 | 2 | 1 | 1 | 2 | 1 | 4 | 1 | 3 | 3- | 1 |  | 1
PG&E KERN | Caliente | 230 | Solar |  |  | 0 | 0 | 0 | 0 | 0 | 0 | 0 | 0 | 0 | 5 | 2 | 5 | 2 | 1 | 1 | 1 | 2 | 1 | 2 | 1 | 1 | 1 | 1 | 2 | 1 | 1 | 2 | 1 | 4 | 2 | 2 | 1+ | 4 | Mapped to other buses instead, reflecting less commercial interest and limiting transmission upgrades | 1
EOP | Carpenter Canyon (fka Gamebird) | 230 | Solar |  |  | 150 | 550 | 700 | 0 | 0 | 0 | 150 | 550 | 700 | 5 | 4 | 1 | 1 | 1 | 1 | 1 | N/A | N/A | 2 | N/A | N/A | N/A | N/A | N/A | N/A | N/A | 2 | 2 | 4 | 1 | 3 | 2- | 3 |  | 1
SDGE | Carrizo Gorge | 138 | Solar |  |  | 0 | 90 | 90 | 0 | 90 | 90 | 0 | 0 | 0 | 1 | 1 | 1 | 1 | 1 | 3 | 1 | 2 | 1 | 2 | 3 | 1 | 1 | 1 | 2 | 1 | 1 | 2 | 1 | 4 | 1 | 3 | 1 | 1 |  | 1
PG&E GBA | Cayetano | 230 | Solar |  |  | 0 | 100 | 100 | 0 | 100 | 100 | 0 | 0 | 0 | 5 | 4 | 1 | 1 | 1 | 1 | 2 | 1 | 2 | 2 | 3 | 2 | 2 | 3 | 3 | 1 | 1 | 2 | 1 | 3 | 1 | 3 | 2+ | 1 |  | 1
SCE Eastern | Cielo Azul | 500 | Solar |  |  | 500 | 2625 | 3125 | 0 | 2025 | 2025 | 500 | 600 | 1100 | 5 | 2 | 1 | 1 | 1 | 4 | 2 | N/A | N/A | 2 | N/A | N/A | N/A | N/A | N/A | N/A | N/A | 2 | 2 | 4 | 1 | 3 | 4+ | 3 | More total mapped, less FCDS as shifted to EODS to align with in-dev | 1
PG&E GBA | Coburn | 230 | Solar |  |  | 0 | 0 | 0 | 0 | 0 | 0 | 0 | 0 | 0 | 5 | 4 | 5 | 2 | 1 | 1 | 1 | 1 | 1 | 2 | 2 | 1 | 1 | 1 | 1 | 1 | 1 | 2 | 2 | 2 | 2 | 3 | 1+ | 1 |  | 1
PG&E NGBA | Colgate | 230 | Solar |  |  | 0 | 0 | 0 | 0 | 0 | 0 | 0 | 0 | 0 | 5 | 4 | 1 | 1 | 1 | 1 | 1 | 2 | 1 | 2 | 5 | 3 | 1 | 1 | 4 | 1 | 1 | 2 | 1 | 4 | 1 | 3 | 1+ | 1 |  | 1
PG&E GBA | Collinsville | 230 | Solar |  |  | 0 | 0 | 0 | 0 | 0 | 0 | 0 | 0 | 0 | 5 | 2 | 1 | 1 | 1 | 1 | [11 empty] | 2 | 1 | 3 | 1 | 1 | 1+ | 1 |  | 1
SCE Eastern | Colorado River | 230 | Solar |  |  | 500 | 950 | 1450 | 300 | 500 | 800 | 200 | 450 | 650 | 1 | 1 | 1 | 1 | 1 | 2 | 2 | 2 | 3 | 2 | 1 | 1 | 1 | 1 | 2 | 1 | 1 | 2 | 2 | 3 | 1 | 3 | 2+ | 1 |  | 1
SCE Eastern | Colorado River | 500 | Solar |  |  | 0 | 0 | 0 | 0 | 0 | 0 | 0 | 0 | 0 | 1 | 1 | 1 | 1 | 1 | 1 | 4 | 2 | 3 | 2 | 1 | 2 | 2 | 2 | 2 | 2 | 1 | 2 | 2 | 3 | 1 | 3 | 1+ | 1 |  | 1
SCE NOL | Control | 115 | Solar |  |  | 0 | 0 | 0 | 0 | 0 | 0 | 0 | 0 | 0 | 5 | 5 | 1 | 1 | 1 | 1 | 1 | 1 | 1 | 2 | 5 | 1 | 1 | 1 | 1 | 2 | 1 | 2 | 2 | 4 | 1 | 3 | 1+ | 1 |  | 1
SCE NOL | Coolwater | 115 | Solar |  |  | 150 | 50 | 200 | 0 | 0 | 0 | 150 | 50 | 200 | 3 | 3 | 1 | 1 | 2 | 5 | 2 | 3 | 1 | 2 | 1 | 3 | 1 | 1 | 3 | 1 | 1 | 2 | 1 | 2 | 1 | 1 | 4+ | 4 | Less overall, shifted due to Tx and Env impacts | 1
PG&E NGBA | Cortina | 115 | Solar |  |  | 50 | 80 | 130 | 0 | 0 | 0 | 50 | 80 | 130 | 5 | 2 | 1 | 1 | 1 | 4 | 2 | 1 | 1 | 2 | 2 | 1 | 1 | 1 | 3 | 1 | 1 | 2 | 2 | 4 | 1 | 3 | 3- | 4 | Less mapped to better align with CI | 1
PG&E FRESNO | Crescent | 70 | Solar |  |  | 5 | 65 | 70 | 0 | 35 | 35 | 5 | 30 | 35 | 5 | 4 | 5 | 2 | 1 | 5 | 1 | 1 | 1 | 1 | 1 | 1 | 1 | 1 | 1 | 1 | 1 | 1 | 1 | 3 | 2 | 1 | 2- | 1 |  | 1
SDGE | Crestwood | 69 | Solar |  |  | 0 | 0 | 0 | 0 | 0 | 0 | 0 | 0 | 0 | 1 | 1 | 1 | 1 | 1 | 1 | [11 empty] | 2 | 1 | 4 | 1 | 3 | 1+ | 1 |  | 1
PG&E NGBA | Davis | 115 | Solar |  |  | 20 | 80 | 100 | 0 | 0 | 0 | 20 | 80 | 100 | 5 | 2 | 1 | 1 | 1 | 3 | 1 | 1 | 3 | 2 | 1 | 1 | 1 | 1 | 1 | 1 | 1 | 2 | 1 | 4 | 2 | 3 | 4- | 1 |  | 1
SCE Metro | Del Amo | 230 | Solar |  |  | 0 | 0 | 0 | 0 | 0 | 0 | 0 | 0 | 0 | 1 | 1 | 1 | 1 | 1 | 1 | 1 | 3 | 1 | 2 | 1 | 1 | 1 | 1 | 1 | 1 | 1 | 1 | 1 | 3 | 1 | 2 | 4+ | 1 |  | 1
SCE Eastern | Delaney | 500 | Solar |  |  | 150 | 250 | 400 | 0 | 0 | 0 | 150 | 250 | 400 | 5 | 2 | 1 | 1 | 1 | 1 | 1 | N/A | N/A | 2 | N/A | N/A | N/A | N/A | N/A | N/A | N/A | 2 | 1 | 4 | 2 | 3 | 2- | 1 |  | 1
PG&E NGBA | Delevan | 230 | Solar |  |  | 235 | 500 | 735 | 0 | 0 | 0 | 235 | 500 | 735 | 5 | 2 | 1 | 1 | 1 | 1 | 2 | 1 | 1 | 2 | 1 | 1 | 1 | 1 | 2 | 1 | 1 | 2 | 2 | 1 | 1 | 3 | 2- | 1 |  | 1
EOP | Desert View | 230 | Solar |  |  | 50 | 450 | 500 | 0 | 0 | 0 | 50 | 450 | 500 | 5 | 4 | 1 | 1 | 1 | 1 | 2 | N/A | N/A | 2 | N/A | N/A | N/A | N/A | N/A | N/A | N/A | 2 | 1 | 4 | 1 | 3 | 3- | 1 |  | 1
SCE Eastern | Devers | 230 | Solar |  |  | 50 | 180 | 230 | 0 | 0 | 0 | 50 | 180 | 230 | 1 | 1 | 1 | 1 | 2 | 1 | 2 | 5 | 1 | 2 | 2 | 1 | 2 | 1 | 2 | 1 | 1 | 2 | 1 | 1 | 1 | 3 | 2- | 5 | Mapped to other buses instead, reflecting less commercial interest, higher land-use flags | 1
SCE Eastern | Devers | 500 | Solar |  |  | 0 | 0 | 0 | 0 | 0 | 0 | 0 | 0 | 0 | 1 | 1 | 1 | 1 | 1 | 1 | 2 | 5 | 1 | 2 | 2 | 1 | 2 | 1 | 2 | 1 | 1 | 2 | 1 | 1 | 1 | 3 | 1+ | 1 |  | 1
SDGE | ECO | 138 | Solar |  |  | 0 | 0 | 0 | 0 | 0 | 0 | 0 | 0 | 0 | 1 | 1 | 1 | 1 | 1 | 1 | 1 | 2 | 1 | 2 | 3 | 1 | 1 | 1 | 2 | 1 | 1 | 2 | 1 | 4 | 1 | 3 | 1 | 4 | Shifted to some to Boulevard East for more accurate representation, rest to other buses to align better with CI | 1
SCE Eastern | El Casco | 230 | Solar |  |  | 0 | 0 | 0 | 0 | 0 | 0 | 0 | 0 | 0 | 1 | 1 | 1 | 1 | 1 | 2 | 1 | 2 | 1 | 2 | 5 | 1 | 1 | 2 | 3 | 1 | 1 | 1 | 1 | 4 | 1 | 2 | 1+ | 1 |  | 1
PG&E FRESNO | El Nido (PGE) | 115 | Solar |  |  | 0 | 0 | 0 | 0 | 0 | 0 | 0 | 0 | 0 | 5 | 4 | 5 | 5 | 1 | 1 | [11 empty] | 1 | 1 | 4 | 2 | 1 | 1+ | 1 |  | 1
EOP | Eldorado | 230 | Solar |  |  | 0 | 0 | 0 | 0 | 0 | 0 | 0 | 0 | 0 | 5 | 4 | 1 | 1 | 1 | 1 | 1 | N/A | N/A | 2 | N/A | N/A | N/A | N/A | N/A | N/A | N/A | 2 | 2 | 2 | 1 | 3 | 1 | 4 | Shifted to other buses with in-development solar and better align with CI | 1
EOP | Eldorado | 500 | Solar |  |  | 0 | 0 | 0 | 0 | 0 | 0 | 0 | 0 | 0 | 5 | 2 | 1 | 1 | 1 | 1 | 1 | N/A | N/A | 2 | N/A | N/A | N/A | N/A | N/A | N/A | N/A | 2 | 2 | 2 | 1 | 3 | 1+ | 1 |  | 1
PG&E FRESNO | Excelsior | 115 | Solar |  |  | 300 | 30 | 330 | 0 | 0 | 0 | 300 | 30 | 330 | 5 | 4 | 5 | 5 | 1 | 4 | 1 | 1 | 2 | 1 | 1 | 1 | 1 | 1 | 1 | 1 | 1 | 1 | 1 | 4 | 2 | 1 | 5- | 1 |  | 1
PG&E FRESNO | Exchequer | 115 | Solar |  |  | 0 | 0 | 0 | 0 | 0 | 0 | 0 | 0 | 0 | 5 | 4 | 5 | 5 | 1 | 1 | [11 empty] | 2 | 1 | 4 | 1 | 2 | 1+ | 1 |  | 1
PG&E FRESNO | Fink | 230 | Solar |  |  | 30 | 110 | 140 | 30 | 110 | 140 | 0 | 0 | 0 | 1 | 1 | 1 | 1 | 1 | 1 | 1 | 1 | 1 | 1 | 2 | 1 | 1 | 1 | 2 | 1 | 1 | 1 | 1 | 4 | 2 | 1 | 1 | 5 | Nearly the same total, shifted from FCDS to EODS to align with in-dev | 1
PG&E FRESNO | Gates | 230 | Solar |  |  | 859.5 | 1010.5 | 1870 | 614.5 | 310.5 | 925 | 245 | 700 | 945 | 5 | 2 | 5 | 2 | 1 | 3 | 2 | 1 | 3 | 1 | 1 | 1 | 1 | 1 | 1 | 1 | 1 | 1 | 1 | 3 | 2 | 1 | 2- | 3 | Less FCDS, but more total solar mapped | 1
PG&E NGBA | Glenn | 230 | Solar |  |  | 100 | 170 | 270 | 0 | 0 | 0 | 100 | 170 | 270 | 5 | 2 | 1 | 1 | 1 | 1 | 1 | 1 | 2 | 2 | 1 | 2 | 1 | 1 | 2 | 1 | 1 | 2 | 2 | 4 | 1 | 3 | 3- | 1 |  | 1
PG&E KERN | Goose Lake | 115 | Solar |  |  | 0 | 0 | 0 | 0 | 0 | 0 | 0 | 0 | 0 | 5 | 2 | 5 | 2 | 1 | 1 | 1 | 1 | 1 | 1 | 1 | 1 | 1 | 1 | 2 | 1 | 1 | 1 | 1 | 2 | 1 | 1 | 1+ | 1 |  | 1
PG&E FRESNO | Hammonds | 115 | Solar |  |  | 0 | 0 | 0 | 0 | 0 | 0 | 0 | 0 | 0 | 5 | 2 | 5 | 5 | 1 | 1 | [11 empty] | 1 | 1 | 2 | 2 | 1 | 1+ | 1 |  | 1
EOP | Harry Allen | 500 | Solar |  |  | 0 | 0 | 0 | 0 | 0 | 0 | 0 | 0 | 0 | 5 | 4 | 1 | 1 | 1 | 1 | 0 | N/A | N/A | 2 | N/A | N/A | N/A | N/A | N/A | N/A | N/A | 2 | 2 | 4 | 1 | 3 | 1+ | 1 |  | 1
SDGE | Hassayampa | 500 | Solar |  |  | 300 | 380 | 680 | 52.5 | 160 | 212.5 | 247.5 | 220 | 467.5 | 5 | 2 | 1 | 1 | 1 | 1 | 2 | N/A | N/A | 2 | N/A | N/A | N/A | N/A | N/A | N/A | N/A | 2 | 1 | 4 | 2 | 3 | 2+ | 1 |  | 1
PG&E FRESNO | Helm | 230 | Solar |  |  | 100 | 200 | 300 | 0 | 0 | 0 | 100 | 200 | 300 | 5 | 4 | 5 | 2 | 1 | 1 | 1 | 1 | 1 | 1 | 1 | 1 | 1 | 1 | 1 | 1 | 1 | 1 | 1 | 2 | 2 | 1 | 3- | 1 |  | 1
PG&E FRESNO | Helm | 70 | Solar |  |  | 0 | 0 | 0 | 0 | 0 | 0 | 0 | 0 | 0 | 5 | 2 | 5 | 2 | 1 | 1 | 1 | 1 | 1 | 1 | 1 | 1 | 1 | 1 | 1 | 1 | 1 | 1 | 1 | 2 | 2 | 1 | 2+ | 1 |  | 1
PG&E FRESNO | Henrietta | 230 | Solar |  |  | 100 | 200 | 300 | 0 | 0 | 0 | 100 | 200 | 300 | 5 | 2 | 5 | 2 | 1 | 1 | 1 | 1 | 1 | 1 | 1 | 1 | 1 | 1 | 1 | 1 | 1 | 1 | 1 | 1 | 2 | 1 | 3- | 3 | Nearly the same total solar, slightly less FCDS | 1
PG&E NGBA | Higgins | 115 | Solar |  |  | 0 | 0 | 0 | 0 | 0 | 0 | 0 | 0 | 0 | 5 | 4 | 1 | 1 | 1 | 1 | 1 | 4 | 1 | 2 | 5 | 3 | 1 | 1 | 3 | 1 | 1 | 2 | 1 | 4 | 1 | 3 | 1+ | 1 |  | 1
PG&E GBA | Hollister | 115 | Solar |  |  | 0 | 0 | 0 | 0 | 0 | 0 | 0 | 0 | 0 | 5 | 4 | 1 | 1 | 1 | 1 | 1 | 1 | 1 | 2 | 1 | 1 | 1 | 1 | 2 | 1 | 1 | 2 | 2 | 4 | 2 | 3 | 2+ | 1 |  | 1
SDGE | Hoodoo Wash | 500 | Solar |  |  | 237.5 | 929 | 1166.5 | 0 | 679 | 679 | 237.5 | 250 | 487.5 | 5 | 2 | 1 | 1 | 1 | 1 | 2 | N/A | N/A | 2 | N/A | N/A | N/A | N/A | N/A | N/A | N/A | 2 | 2 | 4 | 2 | 3 | 2+ | 1 |  | 1
SDGE | Imperial Valley | 230 | Solar |  |  | 100 | 492 | 592 | 0 | 192 | 192 | 100 | 300 | 400 | 1 | 1 | 1 | 1 | 1 | 2 | 2 | 2 | 2 | 2 | 1 | 1 | 1 | 1 | 1 | 1 | 1 | 1 | 1 | 2 | 2 | 1 | 3- | 5 | More total mapped, less FCDS as shifted to EODS | 1
SDGE | Imperial Valley | 500 | Solar |  |  | 0 | 0 | 0 | 0 | 0 | 0 | 0 | 0 | 0 | 1 | 1 | 1 | 1 | 1 | 1 | 2 | 2 | 2 | 2 | 1 | 1 | 1 | 1 | 1 | 1 | 1 | 1 | 1 | 2 | 2 | 1 | 1+ | 1 |  | 1
EOP | Innovation | 230 | Solar |  |  | 300 | 300 | 600 | 0 | 0 | 0 | 300 | 300 | 600 | 5 | 4 | 1 | 1 | 1 | 1 | 2 | N/A | N/A | 2 | N/A | N/A | N/A | N/A | N/A | N/A | N/A | 2 | 2 | 4 | 1 | 3 | 3- | 1 |  | 1
SCE NOL | Inyokern | 115 | Solar |  |  | 0 | 31.8 | 31.8 | 0 | 31.8 | 31.8 | 0 | 0 | 0 | 3 | 3 | 1 | 1 | 1 | 2 | 1 | 5 | 1 | 1 | 1 | 1 | 1 | 1 | 2 | 1 | 1 | 2 | 2 | 4 | 1 | 3 | 1+ | 1 |  | 1
EOP | Ivanpah | 115 | Solar |  |  | 0 | 0 | 0 | 0 | 0 | 0 | 0 | 0 | 0 | 5 | 4 | 1 | 1 | 1 | 1 | 0 | N/A | N/A | 2 | N/A | N/A | N/A | N/A | N/A | N/A | N/A | 2 | 2 | 4 | 1 | 1 | 1+ | 1 |  | 1
EOP | Ivanpah | 230 | Solar |  |  | 0 | 0 | 0 | 0 | 0 | 0 | 0 | 0 | 0 | 5 | 4 | 1 | 1 | 1 | 1 | 0 | N/A | N/A | 2 | N/A | N/A | N/A | N/A | N/A | N/A | N/A | 2 | 2 | 4 | 1 | 1 | 1+ | 1 |  | 1
SCE Eastern | Julian Hinds | 230 | Solar |  |  | 0 | 0 | 0 | 0 | 0 | 0 | 0 | 0 | 0 | 5 | 4 | 3 | 3 | 3 | 1 | 1 | 1 | 1 | 2 | 1 | 5 | 1 | 1 | 5 | 1 | 1 | 2 | 1 | 4 | 1 | 3 | 1+ | 1 |  | 1
PG&E GBA | Kasson | 115 | Solar |  |  | 0 | 0 | 0 | 0 | 0 | 0 | 0 | 0 | 0 | 5 | 4 | 1 | 1 | 1 | 1 | [11 empty] | 1 | 1 | 4 | 2 | 1 | 1+ | 1 |  | 1
PG&E FRESNO | Kearney | 230 | Solar |  |  | 300 | 100 | 400 | 0 | 0 | 0 | 300 | 100 | 400 | 5 | 4 | 5 | 5 | 1 | 1 | 1 | 3 | 2 | 1 | 1 | 1 | 1 | 1 | 1 | 1 | 1 | 1 | 1 | 3 | 2 | 1 | 3- | 1 |  | 1
PG&E GBA | Kelso | 230 | Solar |  |  | 0 | 0 | 0 | 0 | 0 | 0 | 0 | 0 | 0 | 5 | 2 | 1 | 1 | 1 | 2 | 1 | 1 | 1 | 2 | 2 | 2 | 1 | 1 | 2 | 1 | 1 | 2 | 1 | 2 | 1 | 2 | 1+ | 1 |  | 1
PG&E KERN | Kern PP | 115 | Solar |  |  | 0 | 0 | 0 | 0 | 0 | 0 | 0 | 0 | 0 | 5 | 2 | 5 | 2 | 1 | 1 | 1 | 2 | 1 | 1 | 1 | 1 | 1 | 1 | 2 | 1 | 1 | 1 | 1 | 2 | 1 | 2 | 1+ | 1 |  | 1
SCE NOL | Kramer | 115 | Solar |  |  | 0 | 8 | 8 | 0 | 8 | 8 | 0 | 0 | 0 | 3 | 3 | 1 | 1 | 1 | 1 | 4 | 4 | 1 | 2 | 1 | 4 | 1 | 1 | 5 | 1 | 1 | 2 | 1 | 4 | 1 | 3 | 1+ | 4 | Less overall, shifted due to Tx and Env impacts | 1
SCE NOL | Kramer | 230 | Solar |  |  | 89 | 200 | 289 | 75 | 200 | 275 | 14 | 0 | 14 | 3 | 3 | 1 | 1 | 1 | 1 | 4 | 4 | 1 | 2 | 1 | 4 | 1 | 1 | 5 | 1 | 1 | 2 | 1 | 4 | 1 | 3 | 4+ | 5 | Less overall, shifted due to Tx and Env impacts | 1
PG&E KERN | Lakeview | 70 | Solar |  |  | 0 | 70 | 70 | 0 | 70 | 70 | 0 | 0 | 0 | 5 | 2 | 5 | 2 | 1 | 5 | 2 | 2 | 2 | 1 | 1 | 1 | 1 | 1 | 1 | 1 | 1 | 1 | 1 | 4 | 1 | 1 | 2+ | 1 |  | 1
PG&E NGBA | Lakeville | 230 | Solar |  |  | 0 | 0 | 0 | 0 | 0 | 0 | 0 | 0 | 0 | 5 | 4 | 1 | 1 | 1 | 1 | 1 | 2 | 1 | 2 | 3 | 3 | 1 | 2 | 3 | 1 | 1 | 2 | 1 | 4 | 2 | 3 | 1 | 4 | Less to better align with CI | 1
PG&E KERN | Lamont | 115 | Solar |  |  | 30 | 170 | 200 | 0 | 0 | 0 | 30 | 170 | 200 | 5 | 2 | 5 | 2 | 1 | 4 | 1 | 2 | 2 | 1 | 1 | 1 | 1 | 1 | 1 | 1 | 1 | 1 | 1 | 2 | 1 | 1 | 3- | 1 |  | 1
EOP | Lathrop | 138 | Solar |  |  | 0 | 0 | 0 | 0 | 0 | 0 | 0 | 0 | 0 | 5 | 4 | 1 | 1 | 1 | 1 | 1 | N/A | N/A | 2 | N/A | N/A | N/A | N/A | N/A | N/A | N/A | 2 | 2 | 4 | 1 | 3 | 1 | 5 | Shifted to new 230 kV bus | 1
EOP | Lathrop | 230 | Solar |  |  | 250 | 250 | 500 | 0 | 0 | 0 | 250 | 250 | 500 | 5 | 4 | 1 | 1 | 2 | 1 | 1 | N/A | N/A | 2 | N/A | N/A | N/A | N/A | N/A | N/A | N/A | 2 | 2 | 4 | 1 | 3 | 2- | 1 |  | 1
PG&E FRESNO | Le Grand | 115 | Solar |  |  | 80 | 205 | 285 | 0 | 0 | 0 | 80 | 205 | 285 | 5 | 4 | 5 | 5 | 1 | 4 | 1 | 1 | 1 | 1 | 1 | 1 | 1 | 1 | 2 | 1 | 1 | 1 | 1 | 3 | 2 | 1 | 3- | 1 |  | 1
PG&E FRESNO | Lemoore | 70 | Solar |  |  | 0 | 22 | 22 | 0 | 0 | 0 | 0 | 22 | 22 | 5 | 2 | 5 | 2 | 1 | 3 | 1 | 1 | 1 | 1 | 1 | 1 | 1 | 1 | 1 | 1 | 1 | 1 | 1 | 3 | 2 | 2 | 1 | 1 |  | 1
PG&E GBA | Llagas | 115 | Solar |  |  | 0 | 50 | 50 | 0 | 0 | 0 | 0 | 50 | 50 | 5 | 4 | 1 | 1 | 1 | 2 | 1 | 2 | 1 | 2 | 3 | 2 | 1 | 1 | 2 | 1 | 1 | 2 | 1 | 2 | 2 | 1 | 3- | 1 |  | 1
PG&E NGBA | Logan Creek | 230 | Solar |  |  | 0 | 0 | 0 | 0 | 0 | 0 | 0 | 0 | 0 | 5 | 2 | 1 | 1 | 1 | 1 | 1 | 1 | 1 | 2 | 1 | 1 | 1 | 1 | 1 | 1 | 1 | 2 | 2 | 4 | 1 | 2 | 1+ | 1 |  | 1
PG&E FRESNO | Los Banos | 230 | Solar |  |  | 70 | 430 | 500 | 0 | 0 | 0 | 70 | 430 | 500 | 5 | 2 | 5 | 2 | 2 | 1 | 2 | 1 | 3 | 1 | 1 | 2 | 1 | 1 | 3 | 1 | 1 | 1 | 1 | 4 | 2 | 1 | 2- | 5 | Same total, just shifted from FCDS to EODS to align with CI and Tx needs | 1
PG&E FRESNO | Los Banos | 500 | Solar |  |  | 400 | 500 | 900 | 0 | 0 | 0 | 400 | 500 | 900 | 1 | 1 | 1 | 1 | 1 | 1 | 2 | 1 | 3 | 1 | 1 | 2 | 1 | 1 | 3 | 1 | 1 | 1 | 1 | 4 | 2 | 1 | 2- | 1 |  | 1
PG&E NGBA | Madison | 115 | Solar |  |  | 0 | 13 | 13 | 0 | 13 | 13 | 0 | 0 | 0 | 5 | 2 | 1 | 1 | 3 | 1 | 1 | 1 | 2 | 2 | 1 | 3 | 1 | 1 | 3 | 1 | 1 | 2 | 1 | 4 | 2 | 3 | 1 | 1 |  | 1
PG&E FRESNO | Manning | 230 | Solar |  |  | 100 | 400 | 500 | 0 | 0 | 0 | 100 | 400 | 500 | 5 | 2 | 5 | 2 | 1 | 1 | 2 | 2 | 3 | 1 | 1 | 1 | 1 | 1 | 1 | 1 | 1 | 1 | 1 | 2 | 2 | 1 | 3- | 1 |  | 1
PG&E FRESNO | Manning | 500 | Solar |  |  | 900 | 1100 | 2000 | 0 | 0 | 0 | 900 | 1100 | 2000 | 1 | 1 | 1 | 1 | 1 | 2 | 2 | 2 | 3 | 1 | 1 | 1 | 1 | 1 | 1 | 1 | 1 | 1 | 1 | 2 | 2 | 1 | 3- | 1 |  | 1
PG&E FRESNO | Mc Mullin | 230 | Solar |  |  | 250 | 250 | 500 | 0 | 0 | 0 | 250 | 250 | 500 | 5 | 4 | 5 | 2 | 1 | 1 | 1 | 2 | 1 | 1 | 1 | 1 | 1 | 1 | 1 | 1 | 1 | 1 | 1 | 3 | 2 | 1 | 3- | 1 |  | 1
PG&E FRESNO | Mendota | 115 | Solar |  |  | 0 | 0 | 0 | 0 | 0 | 0 | 0 | 0 | 0 | 5 | 4 | 5 | 5 | 1 | 1 | 1 | 1 | 1 | 1 | 1 | 1 | 1 | 1 | 1 | 1 | 1 | 1 | 1 | 3 | 2 | 1 | 1+ | 1 |  | 1
PG&E FRESNO | Mercy Springs | 70 | Solar |  |  | 0 | 75 | 75 | 0 | 75 | 75 | 0 | 0 | 0 | 5 | 2 | 5 | 2 | 1 | 5 | 1 | 1 | 1 | 1 | 1 | 1 | 1 | 1 | 1 | 1 | 1 | 1 | 1 | 4 | 2 | 1 | 2+ | 1 |  | 1
PG&E KERN | Mesa (PGE) | 115 | Solar |  |  | 0 | 0 | 0 | 0 | 0 | 0 | 0 | 0 | 0 | 5 | 2 | 5 | 2 | 1 | 1 | 1 | 1 | 1 | 2 | 4 | 1 | 1 | 1 | 1 | 1 | 1 | 2 | 2 | 3 | 2 | 2 | 1+ | 1 |  | 1
PG&E GBA | Metcalf | 500 | Solar |  |  | 0 | 0 | 0 | 0 | 0 | 0 | 0 | 0 | 0 | 1 | 1 | 1 | 1 | 1 | 1 | 1 | 1 | 1 | 2 | 5 | 3 | 1 | 1 | 3 | 2 | 1 | 2 | 1 | 1 | 2 | 3 | 1+ | 1 |  | 1
PG&E KERN | Midway | 115 | Solar |  |  | 205 | 180 | 385 | 0 | 0 | 0 | 205 | 180 | 385 | 5 | 2 | 5 | 2 | 3 | 5 | 2 | 2 | 3 | 1 | 1 | 1 | 1 | 2 | 2 | 1 | 1 | 1 | 1 | 3 | 1 | 1 | 2+ | 1 |  | 1
PG&E KERN | Midway | 230 | Solar |  |  | 0 | 0 | 0 | 0 | 0 | 0 | 0 | 0 | 0 | 5 | 2 | 5 | 2 | 1 | 1 | 4 | 2 | 3 | 1 | 1 | 1 | 1 | 2 | 2 | 1 | 1 | 1 | 1 | 3 | 1 | 1 | 1+ | 1 |  | 1
PG&E KERN | Midway | 500 | Solar |  |  | 450 | 1000 | 1450 | 0 | 0 | 0 | 450 | 1000 | 1450 | 5 | 2 | 4 | 2 | 1 | 1 | 2 | 2 | 3 | 1 | 1 | 1 | 1 | 2 | 2 | 1 | 1 | 1 | 1 | 3 | 1 | 1 | 3- | 1 |  | 1
SCE Eastern | Mirage | 230 | Solar |  |  | 0 | 0 | 0 | 0 | 0 | 0 | 0 | 0 | 0 | 5 | 4 | 3 | 3 | 1 | 2 | 1 | 4 | 1 | 2 | 1 | 1 | 1 | 1 | 1 | 1 | 1 | 2 | 1 | 3 | 1 | 3 | 2+ | 1 |  | 1
EOP | Mohave | 500 | Solar |  |  | 100 | 887 | 987 | 0 | 0 | 0 | 100 | 887 | 987 | 5 | 2 | 1 | 1 | 2 | 1 | 2 | N/A | N/A | 2 | N/A | N/A | N/A | N/A | N/A | N/A | N/A | 2 | 2 | 3 | 1 | 3 | 2- | 1 |  | 1
PG&E KERN | Morro Bay | 500 | Solar |  |  | 0 | 0 | 0 | 0 | 0 | 0 | 0 | 0 | 0 | 5 | 2 | 4 | 2 | 1 | 1 | 1 | 1 | 1 | 2 | 5 | 2 | 1 | 1 | 3 | 2 | 1 | 2 | 2 | 2 | 2 | 3 | 1+ | 1 |  | 1
PG&E FRESNO | Mustang | 230 | Solar |  |  | 231.5 | 425 | 656.5 | 106.5 | 0 | 106.5 | 125 | 425 | 550 | 5 | 4 | 5 | 2 | 1 | 1 | 1 | 1 | 1 | 1 | 1 | 1 | 1 | 1 | 1 | 1 | 1 | 1 | 1 | 1 | 2 | 1 | 3- | 1 |  | 1
PG&E KERN | New Sub - Gates - Midway (Proposed) | 230 | Solar |  |  | 300 | 840 | 1140 | 0 | 440 | 440 | 300 | 400 | 700 | 5 | 2 | 5 | 2 | 1 | 2 | 2 | 2 | 1 | 1 | 1 | 2 | 1 | 1 | 2 | 1 | 1 | 1 | 1 | 4 | 2 | 1 | 3- | 1 |  | 1
PG&E KERN | New Sub - Gates - Templeton (Proposed) | 230 | Solar |  |  | 50 | 250 | 300 | 0 | 0 | 0 | 50 | 250 | 300 | 5 | 2 | 5 | 2 | 1 | 1 | 1 | 1 | 1 | 1 | 1 | 2 | 1 | 1 | 2 | 1 | 1 | 1 | 1 | 4 | 2 | 1 | 2- | 1 |  | 1
PG&E FRESNO | New Sub - Los Banos - Midway (Proposed) | 500 | Solar |  |  | 700 | 700 | 1400 | 0 | 0 | 0 | 700 | 700 | 1400 | 5 | 2 | 4 | 2 | 1 | 1 | 2 | 3 | 2 | 1 | 1 | 2 | 1 | 1 | 2 | 1 | 1 | 1 | 1 | 4 | 2 | 1 | 3- | 1 |  | 1
SCE NOL | New Sub - Lugo - Pisgah (Proposed) | 230 | Solar |  |  | 0 | 0 | 0 | 0 | 0 | 0 | 0 | 0 | 0 | 5 | 2 | 1 | 1 | 2 | 1 | 1 | 4 | 1 | 2 | 1 | 1 | 1 | 1 | 1 | 2 | 1 | 2 | 1 | 3 | 1 | 3 | 1+ | 1 |  | 1
PG&E KERN | New Sub - Midway - Wheeler Ridge (Proposed) | 230 | Solar |  |  | 150 | 300 | 450 | 0 | 150 | 150 | 150 | 150 | 300 | 5 | 2 | 5 | 2 | 1 | 1 | 2 | 1 | 1 | 1 | 1 | 1 | 1 | 1 | 2 | 1 | 1 | 1 | 1 | 3 | 1 | 1 | 3- | 1 |  | 1
SDGE | New Sub - North Gila - IV (Proposed) | 500 | Solar |  |  | 150 | 400 | 550 | 0 | 0 | 0 | 150 | 400 | 550 | 1 | 1 | 1 | 1 | 1 | 1 | 2 | 2 | 2 | 2 | 1 | 1 | 1 | 1 | 1 | 1 | 1 | 2 | 1 | 4 | 2 | 2 | 2- | 1 |  | 1
PG&E NGBA | New Sub - Pit 1 - Cottonwood (Proposed) | 230 | Solar |  |  | 0 | 0 | 0 | 0 | 0 | 0 | 0 | 0 | 0 | 5 | 3 | 3 | 3 | 2 | 1 | 1 | 1 | 1 | 2 | 5 | 2 | 1 | 1 | 2 | 2 | 1 | 2 | 2 | 4 | 2 | 3 | 1+ | 1 |  | 1
PG&E GBA | New Sub - Rancho Seco - Bellota (Proposed) | 230 | Solar |  |  | 52 | 200 | 252 | 0 | 0 | 0 | 52 | 200 | 252 | 5 | 4 | 1 | 1 | 1 | 1 | 1 | 2 | 1 | 1 | 1 | 1 | 1 | 2 | 3 | 1 | 1 | 1 | 1 | 4 | 2 | 3 | 2- | 1 |  | 1
PG&E GBA | Newark | 60 | Solar |  |  | 0 | 0 | 0 | 0 | 0 | 0 | 0 | 0 | 0 | 5 | 2 | 1 | 1 | 1 | 1 | 1 | 1 | 1 | 2 | 3 | 2 | 1 | 2 | 3 | 1 | 1 | 2 | 1 | 3 | 1 | 2 | 1+ | 1 |  | 1
SDGE | North Gila | 500 | Solar |  |  | 0 | 0 | 0 | 0 | 0 | 0 | 0 | 0 | 0 | 1 | 1 | 1 | 1 | 1 | 1 | 1 | N/A | N/A | 2 | N/A | N/A | N/A | N/A | N/A | N/A | N/A | 2 | 2 | 4 | 2 | 3 | 1+ | 1 |  | 1
PG&E FRESNO | Olive | 115 | Solar |  |  | 40 | 0 | 40 | 40 | 0 | 40 | 0 | 0 | 0 | 5 | 2 | 5 | 2 | 1 | 2 | 1 | 2 | 1 | 1 | 1 | 2 | 1 | 1 | 2 | 1 | 1 | 1 | 1 | 4 | 1 | 1 | 2+ | 1 |  | 1
PG&E FRESNO | Oro Loma | 115 | Solar |  |  | 0 | 0 | 0 | 0 | 0 | 0 | 0 | 0 | 0 | 5 | 2 | 5 | 5 | 1 | 1 | 1 | 1 | 1 | 1 | 1 | 1 | 1 | 1 | 1 | 1 | 1 | 1 | 1 | 4 | 2 | 1 | 1+ | 1 |  | 1
PG&E FRESNO | Orosi | 70 | Solar |  |  | 0 | 0 | 0 | 0 | 0 | 0 | 0 | 0 | 0 | 5 | 2 | 5 | 5 | 1 | 1 | [11 empty] | 1 | 1 | 4 | 1 | 1 | 1+ | 1 |  | 1
PG&E FRESNO | Panoche | 230 | Solar |  |  | 200 | 400 | 600 | 0 | 0 | 0 | 200 | 400 | 600 | 5 | 2 | 5 | 2 | 1 | 1 | 2 | 2 | 3 | 1 | 1 | 1 | 1 | 1 | 1 | 1 | 1 | 1 | 1 | 1 | 2 | 1 | 3- | 1 |  | 1
SCE Northern | Pastoria | 230 | Solar |  |  | 0 | 105 | 105 | 0 | 105 | 105 | 0 | 0 | 0 | 5 | 2 | 1 | 1 | 1 | 2 | 3 | 1 | 2 | 2 | 2 | 2 | 1 | 1 | 2 | 1 | 1 | 1 | 1 | 2 | 1 | 3 | 2+ | 1 |  | 1
PG&E NGBA | Peabody | 230 | Solar |  |  | 0 | 0 | 0 | 0 | 0 | 0 | 0 | 0 | 0 | 5 | 2 | 1 | 1 | 1 | 1 | 1 | 1 | 1 | 2 | 2 | 1 | 1 | 1 | 2 | 1 | 1 | 2 | 1 | 2 | 1 | 2 | 1+ | 1 |  | 1
SCE NOL | Pisgah | 230 | Solar |  |  | 100 | 400 | 500 | 0 | 0 | 0 | 100 | 400 | 500 | 5 | 2 | 1 | 1 | 1 | 1 | 2 | 2 | 1 | 2 | 1 | 1 | 1 | 1 | 1 | 2 | 1 | 2 | 1 | 4 | 1 | 1 | 3- | 1 |  | 1
PG&E NGBA | Pit 1 | 230 | Solar |  |  | 0 | 0 | 0 | 0 | 0 | 0 | 0 | 0 | 0 | 5 | 3 | 3 | 3 | 1 | 1 | 1 | 1 | 1 | 2 | 5 | 1 | 1 | 1 | 2 | 1 | 1 | 2 | 2 | 4 | 2 | 3 | 1+ | 1 |  | 1
PG&E NGBA | Putah Creek | 115 | Solar |  |  | 0 | 3 | 3 | 0 | 3 | 3 | 0 | 0 | 0 | 5 | 2 | 1 | 1 | 1 | 1 | 1 | 1 | 1 | 2 | 2 | 2 | 1 | 1 | 2 | 1 | 1 | 2 | 1 | 3 | 2 | 3 | 1 | 1 |  | 1
PG&E FRESNO | Quinto | 230 | Solar |  |  | 160 | 290 | 450 | 0 | 0 | 0 | 160 | 290 | 450 | 5 | 2 | 5 | 2 | 1 | 1 | 2 | 1 | 1 | 1 | 1 | 2 | 1 | 1 | 2 | 1 | 1 | 1 | 1 | 4 | 2 | 1 | 3- | 1 |  | 1
SCE Northern | Rector | 230 | Solar |  |  | 0 | 200 | 200 | 0 | 0 | 0 | 0 | 200 | 200 | 1 | 1 | 1 | 1 | 1 | 1 | 1 | 3 | 2 | 1 | 1 | 1 | 1 | 1 | 1 | 1 | 1 | 1 | 1 | 2 | 1 | 2 | 1 | 1 |  | 1
SCE Eastern | Red Bluff | 230 | Solar |  |  | 0 | 463.5 | 463.5 | 0 | 463.5 | 463.5 | 0 | 0 | 0 | 1 | 1 | 1 | 1 | 1 | 1 | 3 | 2 | 1 | 2 | 1 | 2 | 2 | 2 | 2 | 2 | 1 | 2 | 2 | 4 | 1 | 3 | 4+ | 5 | Less total, high land-use/env flags and shifted to other buses north of Path 26 | 1
SCE Eastern | Red Bluff | 500 | Solar |  |  | 175 | 250 | 425 | 175 | 250 | 425 | 0 | 0 | 0 | 1 | 1 | 1 | 1 | 1 | 1 | 3 | 2 | 1 | 2 | 1 | 2 | 2 | 2 | 2 | 2 | 1 | 2 | 2 | 4 | 1 | 3 | 4+ | 3 | Less total, high land-use/env flags and shifted to other buses north of Path 26 | 1
PG&E NGBA | Rio Oso | 230 | Solar |  |  | 0 | 0 | 0 | 0 | 0 | 0 | 0 | 0 | 0 | 5 | 4 | 1 | 1 | 1 | 1 | 1 | 1 | 1 | 2 | 1 | 1 | 1 | 1 | 2 | 1 | 1 | 2 | 1 | 4 | 1 | 3 | 1+ | 4 | Did not map as better CI alignment at other buses | 1
PG&E GBA | Riverbank | 115 | Solar |  |  | 0 | 0 | 0 | 0 | 0 | 0 | 0 | 0 | 0 | 5 | 4 | 1 | 1 | 1 | 1 | 1 | 2 | 1 | 1 | 1 | 2 | 1 | 1 | 2 | 1 | 1 | 1 | 1 | 3 | 2 | 2 | 1+ | 1 |  | 1
SCE NOL | Roadway | 115 | Solar |  |  | 211 | 34 | 245 | 200 | 0 | 200 | 11 | 34 | 45 | 1 | 1 | 1 | 1 | 1 | 4 | 1 | 5 | 1 | 2 | 1 | 1 | 1 | 1 | 2 | 1 | 1 | 2 | 1 | 2 | 1 | 1 | 1 | 1 |  | 1
SDGE | San Luis Rey | 69 | Solar |  |  | 0 | 0 | 0 | 0 | 0 | 0 | 0 | 0 | 0 | 1 | 1 | 1 | 1 | 1 | 1 | 1 | 4 | 1 | 2 | 5 | 2 | 1 | 2 | 3 | 1 | 1 | 2 | 1 | 4 | 1 | 3 | 1+ | 1 |  | 1
PG&E FRESNO | Sanger | 115 | Solar |  |  | 100 | 100 | 200 | 0 | 0 | 0 | 100 | 100 | 200 | 5 | 4 | 5 | 5 | 1 | 4 | 1 | 3 | 2 | 1 | 1 | 1 | 1 | 1 | 1 | 1 | 1 | 1 | 1 | 2 | 2 | 2 | 3- | 1 |  | 1
PG&E FRESNO | Schindler | 115 | Solar |  |  | 100 | 0 | 100 | 0 | 0 | 0 | 100 | 0 | 100 | 5 | 2 | 5 | 2 | 1 | 3 | 1 | 1 | 1 | 1 | 1 | 1 | 1 | 1 | 1 | 1 | 1 | 1 | 1 | 4 | 2 | 1 | 3- | 1 |  | 1
PG&E KERN | Semitropic | 115 | Solar |  |  | 0 | 0 | 0 | 0 | 0 | 0 | 0 | 0 | 0 | 5 | 2 | 5 | 2 | 1 | 1 | 1 | 1 | 2 | 1 | 1 | 1 | 1 | 1 | 2 | 1 | 1 | 1 | 1 | 3 | 1 | 1 | 1+ | 1 |  | 1
PG&E KERN | Shafter | 115 | Solar |  |  | 0 | 0 | 0 | 0 | 0 | 0 | 0 | 0 | 0 | 5 | 2 | 5 | 2 | 1 | 1 | 1 | 1 | 3 | 1 | 1 | 1 | 1 | 1 | 1 | 1 | 1 | 1 | 1 | 3 | 1 | 1 | 1+ | 4 | Did not map to limit potential Tx upgrade need and better CI alignment at other buses | 1
EOP | Sloan Canyon | 230 | Solar |  |  | 0 | 0 | 0 | 0 | 0 | 0 | 0 | 0 | 0 | 5 | 4 | 1 | 1 | 2 | 1 | 3 | N/A | N/A | 2 | N/A | N/A | N/A | N/A | N/A | N/A | N/A | 2 | 2 | 3 | 1 | 3 | 1+ | 1 |  | 1
SCE Northern | Springville | 230 | Solar |  |  | 170 | 180 | 350 | 0 | 0 | 0 | 170 | 180 | 350 | 1 | 1 | 1 | 1 | 1 | 1 | 2 | 2 | 1 | 1 | 3 | 2 | 1 | 1 | 3 | 2 | 1 | 1 | 1 | 4 | 1 | 1 | 2- | 1 |  | 1
PG&E GBA | Standard Oil | 115 | Solar |  |  | 0 | 0 | 0 | 0 | 0 | 0 | 0 | 0 | 0 | 5 | 4 | 1 | 1 | 1 | 1 | [11 empty] | 2 | 1 | 1 | 1 | 2 | 1+ | 1 |  | 1
PG&E KERN | Taft | 115 | Solar |  |  | 0 | 3 | 3 | 0 | 3 | 3 | 0 | 0 | 0 | 5 | 2 | 5 | 2 | 1 | 1 | 1 | 1 | 1 | 1 | 1 | 1 | 2 | 3 | 4 | 1 | 1 | 1 | 1 | 2 | 1 | 2 | 1 | 1 |  | 1
PG&E GBA | Tesla | 500 | Solar |  |  | 0 | 400 | 400 | 0 | 0 | 0 | 0 | 400 | 400 | 5 | 4 | 1 | 1 | 2 | 1 | 4 | 2 | 3 | 2 | 1 | 3 | 2 | 2 | 3 | 1 | 1 | 2 | 1 | 2 | 1 | 2 | 1 | 4 | Same total, shifted from FCDS to EODS to align with Tx needs and CI | 1
SCE NOL | Tortilla | 115 | Solar |  |  | 0 | 0 | 0 | 0 | 0 | 0 | 0 | 0 | 0 | 3 | 3 | 1 | 1 | 1 | 1 | 1 | 3 | 1 | 2 | 1 | 2 | 2 | 1 | 3 | 1 | 1 | 2 | 1 | 4 | 1 | 2 | 1+ | 1 |  | 1
PG&E FRESNO | Tranquility | 230 | Solar |  |  | 300 | 1000 | 1300 | 0 | 600 | 600 | 300 | 400 | 700 | 5 | 4 | 5 | 2 | 1 | 3 | 2 | 2 | 2 | 1 | 1 | 1 | 1 | 1 | 1 | 1 | 1 | 1 | 1 | 4 | 2 | 1 | 2- | 3 | More total, slightly less FCDS | 1
EOP | Trout Canyon | 230 | Solar |  |  | 666 | 1245 | 1911 | 125 | 650 | 775 | 541 | 595 | 1136 | 5 | 4 | 1 | 1 | 3 | 3 | 2 | N/A | N/A | 2 | N/A | N/A | N/A | N/A | N/A | N/A | N/A | 2 | 2 | 4 | 1 | 3 | 2- | 1 |  | 1
EOP | Trout Canyon | 500 | Solar |  |  | 0 | 0 | 0 | 0 | 0 | 0 | 0 | 0 | 0 | 5 | 4 | 1 | 1 | 1 | 1 | 3 | N/A | N/A | 2 | N/A | N/A | N/A | N/A | N/A | N/A | N/A | 2 | 2 | 4 | 1 | 3 | 1+ | 1 |  | 1
PG&E NGBA | Tulucay | 230 | Solar |  |  | 0 | 0 | 0 | 0 | 0 | 0 | 0 | 0 | 0 | 5 | 2 | 1 | 1 | 1 | 1 | 1 | 3 | 1 | 2 | 2 | 2 | 1 | 1 | 3 | 1 | 1 | 2 | 1 | 3 | 2 | 3 | 1 | 5 | Shifted to lower voltage bus to align with In-dev res | 1
PG&E NGBA | Tulucay | 60 | Solar |  |  | 24.5 | 0 | 24.5 | 0 | 0 | 0 | 24.5 | 0 | 24.5 | 5 | 2 | 1 | 1 | 1 | 3 | 1 | 3 | 1 | 2 | 2 | 2 | 1 | 1 | 3 | 1 | 1 | 2 | 1 | 3 | 2 | 3 | 1 | 1 |  | 1
PG&E KERN | Tupman | 115 | Solar |  |  | 0 | 0 | 0 | 0 | 0 | 0 | 0 | 0 | 0 | 5 | 2 | 5 | 2 | 1 | 1 | 1 | 1 | 1 | 1 | 1 | 1 | 1 | 2 | 2 | 1 | 1 | 1 | 1 | 2 | 1 | 1 | 1 | 4 | Did not map to to align with CI elsewhere | 1
PG&E NGBA | Vaca Dixon | 230 | Solar |  |  | 0 | 0 | 0 | 0 | 0 | 0 | 0 | 0 | 0 | 5 | 2 | 1 | 1 | 1 | 1 | 1 | 1 | 2 | 2 | 1 | 1 | 1 | 1 | 1 | 1 | 1 | 2 | 1 | 1 | 1 | 3 | 1+ | 4 | Did not map to to align with CI elsewhere | 1
PG&E NGBA | Vaca Dixon | 500 | Solar |  |  | 0 | 0 | 0 | 0 | 0 | 0 | 0 | 0 | 0 | 5 | 2 | 1 | 1 | 1 | 1 | 1 | 1 | 2 | 2 | 1 | 1 | 1 | 1 | 1 | 1 | 1 | 2 | 1 | 1 | 1 | 3 | 1+ | 1 |  | 1
SCE Eastern | Valley (SCE) | 500 | Solar |  |  | 0 | 0 | 0 | 0 | 0 | 0 | 0 | 0 | 0 | 1 | 1 | 1 | 1 | 1 | 1 | 1 | 4 | 1 | 2 | 5 | 1 | 1 | 2 | 2 | 1 | 1 | 1 | 1 | 2 | 1 | 2 | 1+ | 1 |  | 1
PG&E GBA | Valley Springs | 230 | Solar |  |  | 0 | 0 | 0 | 0 | 0 | 0 | 0 | 0 | 0 | 5 | 4 | 1 | 1 | 1 | 1 | [11 empty] | 2 | 1 | 4 | 1 | 3 | 1+ | 1 |  | 1
EOP | Valley Switch | 138 | Solar |  |  | 0 | 0 | 0 | 0 | 0 | 0 | 0 | 0 | 0 | 5 | 4 | 1 | 1 | 1 | 1 | 1 | N/A | N/A | 2 | N/A | N/A | N/A | N/A | N/A | N/A | N/A | 2 | 2 | 4 | 1 | 3 | 1+ | 1 |  | 1
EOP | Valley Switch | 230 | Solar |  |  | 0 | 0 | 0 | 0 | 0 | 0 | 0 | 0 | 0 | 5 | 4 | 1 | 1 | 1 | 1 | 1 | N/A | N/A | 2 | N/A | N/A | N/A | N/A | N/A | N/A | N/A | 2 | 2 | 4 | 1 | 3 | 1+ | 1 |  | 1
SCE Northern | Vestal | 230 | Solar |  |  | 125 | 275 | 400 | 0 | 50 | 50 | 125 | 225 | 350 | 1 | 1 | 1 | 1 | 1 | 1 | 1 | 2 | 1 | 1 | 1 | 1 | 1 | 1 | 1 | 1 | 1 | 1 | 1 | 4 | 1 | 1 | 2- | 4 | More Solar total, just less FCDS to utilize existing Tx and align with CI | 1
SCE NOL | Victor | 115 | Solar |  |  | 0 | 115 | 115 | 0 | 0 | 0 | 0 | 115 | 115 | 1 | 1 | 1 | 1 | 1 | 3 | 1 | 5 | 1 | 2 | 1 | 1 | 1 | 1 | 2 | 1 | 1 | 2 | 1 | 3 | 1 | 2 | 4- | 1 |  | 1
SCE NOL | Victor | 230 | Solar |  |  | 0 | 0 | 0 | 0 | 0 | 0 | 0 | 0 | 0 | 1 | 1 | 1 | 1 | 1 | 1 | 1 | 5 | 1 | 2 | 1 | 1 | 1 | 1 | 2 | 1 | 1 | 2 | 1 | 3 | 1 | 2 | 1+ | 1 |  | 1
SCE Northern | Vincent | 230 | Solar |  |  | 0 | 780 | 780 | 0 | 0 | 0 | 0 | 780 | 780 | 1 | 1 | 1 | 1 | 1 | 2 | 1 | 4 | 1 | 2 | 5 | 1 | 1 | 1 | 2 | 1 | 1 | 2 | 1 | 4 | 1 | 3 | 3+ | 3 | Less mapped as shifted to North of Path 26 to improve reliability modeling | 1
SCE Northern | Vincent | 500 | Solar |  |  | 0 | 0 | 0 | 0 | 0 | 0 | 0 | 0 | 0 | 1 | 1 | 1 | 1 | 1 | 1 | 2 | 5 | 1 | 2 | 5 | 1 | 2 | 1 | 2 | 2 | 1 | 2 | 1 | 4 | 1 | 3 | 1+ | 1 |  | 1
EOP | Vista (VEA) | 138 | Solar |  |  | 0 | 0 | 0 | 0 | 0 | 0 | 0 | 0 | 0 | 5 | 4 | 1 | 1 | 1 | 1 | 1 | N/A | N/A | 2 | N/A | N/A | N/A | N/A | N/A | N/A | N/A | 2 | 2 | 4 | 1 | 3 | 1 | 5 | Did not map to to align with CI elsewhere | 1
EOP | Vista (VEA) | 230 | Solar |  |  | 50 | 150 | 200 | 0 | 0 | 0 | 50 | 150 | 200 | 5 | 4 | 1 | 1 | 1 | 1 | 1 | N/A | N/A | 2 | N/A | N/A | N/A | N/A | N/A | N/A | N/A | 2 | 2 | 4 | 1 | 3 | 2- | 1 |  | 1
PG&E FRESNO | Waukena | 115 | Solar |  |  | 0 | 0 | 0 | 0 | 0 | 0 | 0 | 0 | 0 | 5 | 2 | 5 | 5 | 1 | 1 | 1 | 1 | 1 | 1 | 1 | 1 | 1 | 1 | 1 | 1 | 1 | 1 | 1 | 4 | 2 | 1 | 1+ | 1 |  | 1
PG&E GBA | Weber | 230 | Solar |  |  | 0 | 0 | 0 | 0 | 0 | 0 | 0 | 0 | 0 | 5 | 4 | 1 | 1 | 1 | 1 | 1 | 2 | 2 | 1 | 1 | 1 | 1 | 1 | 1 | 1 | 1 | 1 | 1 | 3 | 2 | 1 | 1+ | 4 | Did not map to to align with CI elsewhere | 1
PG&E KERN | Wheeler Ridge | 230 | Solar |  |  | 250 | 350 | 600 | 200 | 0 | 200 | 50 | 350 | 400 | 5 | 2 | 5 | 2 | 1 | 1 | 2 | 2 | 2 | 1 | 1 | 1 | 1 | 1 | 1 | 1 | 1 | 1 | 1 | 4 | 1 | 1 | 4- | 1 |  | 1
SCE Northern | Whirlwind | 230 | Solar |  |  | 318 | 588 | 906 | 218 | 188 | 406 | 100 | 400 | 500 | 1 | 1 | 1 | 1 | 1 | 3 | 1 | 4 | 1 | 2 | 2 | 1 | 1 | 1 | 2 | 1 | 1 | 2 | 1 | 4 | 1 | 3 | 2- | 1 |  | 1
SCE Northern | Whirlwind | 500 | Solar |  |  | 0 | 0 | 0 | 0 | 0 | 0 | 0 | 0 | 0 | 1 | 1 | 1 | 1 | 1 | 1 | 1 | 4 | 1 | 2 | 2 | 1 | 1 | 1 | 2 | 1 | 1 | 2 | 1 | 4 | 1 | 3 | 1+ | 1 |  | 1
SCE Northern | Windhub | 230 | Solar |  |  | 130 | 1220 | 1350 | 0 | 1020 | 1020 | 130 | 200 | 330 | 1 | 1 | 1 | 1 | 1 | 3 | 2 | 5 | 1 | 2 | 2 | 1 | 1 | 1 | 2 | 1 | 1 | 2 | 1 | 4 | 1 | 2 | 3- | 4 | Same total, but slightly less FCDS. Shifted to EODS to co-optimize with storage and align with CI | 1
SCE Northern | Windhub | 500 | Solar |  |  | 878.5 | 200 | 1078.5 | 153 | 0 | 153 | 725.5 | 200 | 925.5 | 1 | 1 | 1 | 1 | 1 | 1 | 2 | 5 | 1 | 2 | 2 | 1 | 1 | 1 | 2 | 1 | 1 | 2 | 1 | 4 | 1 | 2 | 2- | 1 |  | 1
PG&E NGBA | Woodland | 115 | Solar |  |  | 0 | 12 | 12 | 0 | 12 | 12 | 0 | 0 | 0 | 5 | 4 | 1 | 1 | 1 | 1 | 1 | 1 | 2 | 2 | 1 | 2 | 1 | 1 | 2 | 1 | 1 | 2 | 1 | 4 | 2 | 3 | 1 | 1 |  | 1
PG&E KERN | 7th Standard | 115 | Battery |  |  | 0 | 0 | 0 | 0 | 0 | 0 | 0 | 0 | 0 | 5 | 2 | 5 | 2 |  | 1 | [11 empty] | 1 | 1 | 3 | 1 | 2 | 2+ | 1 |  | 1
SCE Metro | Alamitos | 230 | Battery |  |  | 82 | 0 | 82 | 82 | 0 | 82 | 0 | 0 | 0 | 1 | 1 | 1 | 1 |  | 2 | [11 empty] | 1 | 1 | 1 | 1 | 1 | 4+ | 1 |  | 1
SCE Eastern | Alberhill | 115 | Battery |  |  | 0 | 0 | 0 | 0 | 0 | 0 | 0 | 0 | 0 | 1 | 1 | 1 | 1 |  | 1 | [11 empty] | 1 | 1 | 4 | 1 | 1 | 1+ | 1 |  | 1
SCE Eastern | Alberhill | 500 | Battery |  |  | 0 | 0 | 0 | 0 | 0 | 0 | 0 | 0 | 0 | 1 | 1 | 1 | 1 |  | 1 | [11 empty] | 1 | 1 | 4 | 1 | 1 | 1+ | 1 |  | 1
PG&E FRESNO | Alpaugh | 115 | Battery |  |  | 10 | 0 | 10 | 10 | 0 | 10 | 0 | 0 | 0 | 5 | 2 | 5 | 2 |  | 1 | [11 empty] | 1 | 1 | 3 | 1 | 1 | 2+ | 1 |  | 1
SDGE | Alpine | 69 | Battery |  |  | 6 | 0 | 6 | 6 | 0 | 6 | 0 | 0 | 0 | 1 | 1 | 1 | 1 |  | 3 | [11 empty] | 2 | 1 | 4 | 1 | 3 | 1+ | 1 |  | 1
SCE Northern | Antelope | 230 | Battery |  |  | 28 | 100 | 128 | 28 | 0 | 28 | 0 | 100 | 100 | 1 | 1 | 1 | 1 |  | 1 | [11 empty] | 2 | 1 | 4 | 1 | 3 | 4+ | 3 | Shifted batteries to other locations to help account for in-dev storage and to better colocate with solar | 1
SCE Northern | Antelope | 500 | Battery |  |  | 0 | 0 | 0 | 0 | 0 | 0 | 0 | 0 | 0 | 1 | 1 | 1 | 1 |  | 1 | [11 empty] | 2 | 1 | 4 | 1 | 3 | 1+ | 1 |  | 1
PG&E NGBA | Arcata | 60 | Battery |  |  | 2.5 | 0 | 2.5 | 2.5 | 0 | 2.5 | 0 | 0 | 0 | 5 | 2 | 1 | 1 |  | 3 | [11 empty] | 2 | 2 | 4 | 2 | 3 | 1 | 1 |  | 1
PG&E KERN | Arco | 230 | Battery |  |  | 0 | 265 | 265 | 0 | 0 | 0 | 0 | 265 | 265 | 5 | 2 | 5 | 2 |  | 2 | [11 empty] | 1 | 1 | 4 | 1 | 1 | 3+ | 1 |  | 1
PG&E KERN | Arco | 70 | Battery |  |  | 2 | 0 | 2 | 2 | 0 | 2 | 0 | 0 | 0 | 5 | 2 | 5 | 2 |  | 3 | [11 empty] | 1 | 1 | 4 | 1 | 1 | 2+ | 1 |  | 1
PG&E FRESNO | Atwater | 115 | Battery |  |  | 0 | 0 | 0 | 0 | 0 | 0 | 0 | 0 | 0 | 5 | 4 | 5 | 5 |  | 1 | [11 empty] | 1 | 1 | 2 | 2 | 1 | 4+ | 1 |  | 1
SDGE | Avocado | 69 | Battery |  |  | 29.6 | 0 | 29.6 | 29.6 | 0 | 29.6 | 0 | 0 | 0 | 1 | 1 | 1 | 1 |  | 3 | [11 empty] | 2 | 1 | 3 | 1 | 3 | 1+ | 1 |  | 1
SCE Northern | Bailey | 230 | Battery |  |  | 0 | 0 | 0 | 0 | 0 | 0 | 0 | 0 | 0 | 5 | 2 | 1 | 1 |  | 1 | [11 empty] | 1 | 1 | 4 | 1 | 3 | 1+ | 1 |  | 1
SCE Metro | Barre | 230 | Battery |  |  | 10 | 0 | 10 | 10 | 0 | 10 | 0 | 0 | 0 | 1 | 1 | 1 | 1 |  | 5 | [11 empty] | 1 | 1 | 1 | 1 | 1 | 4+ | 1 |  | 1
SDGE | Bay Boulevard | 230 | Battery |  |  | 0 | 0 | 0 | 0 | 0 | 0 | 0 | 0 | 0 | 1 | 1 | 1 | 1 |  | 1 | [11 empty] | 2 | 1 | 2 | 1 | 1 | 1+ | 1 |  | 1
EOP | Beatty | 230 | Battery |  |  | 0 | 170 | 170 | 0 | 0 | 0 | 0 | 170 | 170 | 5 | 4 | 1 | 1 |  | 1 | [11 empty] | 2 | 2 | 4 | 1 | 3 | 2- | 1 |  | 1
PG&E GBA | Bellota | 115 | Battery |  |  | 0 | 0 | 0 | 0 | 0 | 0 | 0 | 0 | 0 | 5 | 4 | 1 | 1 |  | 1 | [11 empty] | 1 | 1 | 4 | 2 | 3 | 2+ | 1 |  | 1
PG&E GBA | Bellota | 230 | Battery |  |  | 0 | 0 | 0 | 0 | 0 | 0 | 0 | 0 | 0 | 5 | 4 | 1 | 1 |  | 1 | [11 empty] | 1 | 1 | 4 | 2 | 3 | 1+ | 1 |  | 1
PG&E GBA | Birds Landing | 230 | Battery |  |  | 0 | 65 | 65 | 0 | 0 | 0 | 0 | 65 | 65 | 5 | 4 | 1 | 1 |  | 1 | [11 empty] | 2 | 1 | 4 | 1 | 1 | 4+ | 4 | Shifted batteries to other locations to help account for in-dev storage and to better colocate with solar | 1
SCE Eastern | Blythe | 161 | Battery |  |  | 160 | 0 | 160 | 160 | 0 | 160 | 0 | 0 | 0 | 5 | 4 | 3 | 3 |  | 4 | [11 empty] | 2 | 2 | 2 | 1 | 1 | 1+ | 1 |  | 1
PG&E FRESNO | Borden | 230 | Battery |  |  | 0 | 155 | 155 | 0 | 0 | 0 | 0 | 155 | 155 | 5 | 4 | 5 | 5 |  | 1 | [11 empty] | 1 | 1 | 4 | 2 | 1 | 2- | 1 |  | 1
SDGE | Boulevard East | 138 | Battery |  |  | 0 | 0 | 0 | 0 | 0 | 0 | 0 | 0 | 0 | 1 | 1 | 1 | 1 |  | 1 | [11 empty] | 2 | 1 | 4 | 1 | 3 | 4+ | 1 |  | 1
SDGE | Boulevard East | 69 | Battery |  |  | 27.15 | 0 | 27.15 | 27.15 | 0 | 27.15 | 0 | 0 | 0 | 1 | 1 | 1 | 1 |  | 4 | [11 empty] | 2 | 1 | 4 | 1 | 3 | 1 | 1 |  | 1
PG&E GBA | Brentwood | 230 | Battery |  |  | 0.8 | 0 | 0.8 | 0.8 | 0 | 0.8 | 0 | 0 | 0 | 5 | 4 | 1 | 1 |  | 5 | [11 empty] | 2 | 1 | 4 | 1 | 3 | 1+ | 1 |  | 1
PG&E FRESNO | Cal Flats | 230 | Battery |  |  | 0 | 0 | 0 | 0 | 0 | 0 | 0 | 0 | 0 | 5 | 2 | 5 | 2 |  | 1 | [11 empty] | 2 | 2 | 4 | 2 | 2 | 1+ | 1 |  | 1
SCE NOL | Calcite | 230 | Battery |  |  | 0 | 217 | 217 | 0 | 0 | 0 | 0 | 217 | 217 | 5 | 2 | 1 | 1 |  | 1 | [11 empty] | 2 | 1 | 4 | 1 | 3 | 3+ | 1 |  | 1
PG&E KERN | Caliente | 230 | Battery |  |  | 0 | 0 | 0 | 0 | 0 | 0 | 0 | 0 | 0 | 5 | 2 | 5 | 2 |  | 1 | [11 empty] | 2 | 1 | 4 | 2 | 2 | 2+ | 1 |  | 1
PG&E NGBA | Calpella | 115 | Battery |  |  | 4 | 0 | 4 | 4 | 0 | 4 | 0 | 0 | 0 | 5 | 2 | 1 | 1 |  | 1 | [11 empty] | 2 | 2 | 4 | 2 | 3 | 1 | 1 |  | 1
SDGE | Cameron | 69 | Battery |  |  | 0.46 | 0 | 0.46 | 0.46 | 0 | 0.46 | 0 | 0 | 0 | 1 | 1 | 1 | 1 |  | 3 | [11 empty] | 1 | 1 | 2 | 1 | 1 | 1+ | 1 |  | 1
SDGE | Capistrano | 138 | Battery |  |  | 0 | 125 | 125 | 0 | 0 | 0 | 0 | 125 | 125 | 1 | 1 | 1 | 1 |  | 3 | [11 empty] | 1 | 1 | 2 | 1 | 3 | 4+ | 4 | 4hr batteries shifted to better align with in-dev, more 8hr storage mapped though | 1
SDGE | Capistrano | 230 | Battery |  |  | 0 | 0 | 0 | 0 | 0 | 0 | 0 | 0 | 0 | 1 | 1 | 1 | 1 |  | 1 | [11 empty] | 1 | 1 | 2 | 1 | 3 | 1+ | 1 |  | 1
EOP | Carpenter Canyon (fka Gamebird) | 230 | Battery |  |  | 0 | 200 | 200 | 0 | 0 | 0 | 0 | 200 | 200 | 5 | 4 | 1 | 1 |  | 1 | [11 empty] | 2 | 2 | 4 | 1 | 3 | 2+ | 3 | 4hr batteries shifted to better align with in-dev | 1
SDGE | Carrizo Gorge | 138 | Battery |  |  | 70 | 0 | 70 | 70 | 0 | 70 | 0 | 0 | 0 | 1 | 1 | 1 | 1 |  | 3 | [11 empty] | 2 | 1 | 4 | 1 | 3 | 4+ | 1 |  | 1
PG&E GBA | Cayetano | 230 | Battery |  |  | 100 | 0 | 100 | 100 | 0 | 100 | 0 | 0 | 0 | 5 | 4 | 1 | 1 |  | 1 | [11 empty] | 2 | 1 | 3 | 1 | 3 | 1 | 1 |  | 1
SCE Metro | Center | 230 | Battery |  |  | 90 | 0 | 90 | 90 | 0 | 90 | 0 | 0 | 0 | 1 | 1 | 1 | 1 |  | 2 | [11 empty] | 1 | 1 | 1 | 1 | 1 | 1+ | 4 | Shifted batteries to other locations to help account for in-development storage mapping and better align with CI | 1
PG&E KERN | Charca | 115 | Battery |  |  | 0 | 0 | 0 | 0 | 0 | 0 | 0 | 0 | 0 | 5 | 2 | 5 | 2 |  | 1 | [11 empty] | 1 | 1 | 4 | 1 | 1 | 1+ | 1 |  | 1
SDGE | Chicarita | 138 | Battery |  |  | 0 | 0 | 0 | 0 | 0 | 0 | 0 | 0 | 0 | 1 | 1 | 1 | 1 |  | 1 | [11 empty] | 2 | 1 | 3 | 1 | 3 | 1+ | 1 |  | 1
SCE Metro | Chino | 230 | Battery |  |  | 0 | 0 | 0 | 0 | 0 | 0 | 0 | 0 | 0 | 1 | 1 | 1 | 1 |  | 1 | [11 empty] | 1 | 1 | 1 | 1 | 2 | 4+ | 1 |  | 1
PG&E FRESNO | Chowchilla | 115 | Battery |  |  | 0 | 50 | 50 | 0 | 0 | 0 | 0 | 50 | 50 | 5 | 4 | 5 | 5 |  | 2 | [11 empty] | 1 | 1 | 1 | 2 | 2 | 4+ | 1 |  | 1
SCE Eastern | Cielo Azul | 500 | Battery |  |  | 1549.4 | 250 | 1799.4 | 1549.4 | 0 | 1549.4 | 0 | 250 | 250 | 5 | 2 | 1 | 1 |  | 4 | [11 empty] | 2 | 2 | 4 | 1 | 3 | 4+ | 1 |  | 1
PG&E GBA | Coburn | 230 | Battery |  |  | 0 | 0 | 0 | 0 | 0 | 0 | 0 | 0 | 0 | 5 | 4 | 5 | 2 |  | 1 | [11 empty] | 2 | 2 | 2 | 2 | 3 | 2+ | 1 |  | 1
PG&E NGBA | Colgate | 230 | Battery |  |  | 0 | 0 | 0 | 0 | 0 | 0 | 0 | 0 | 0 | 5 | 4 | 1 | 1 |  | 1 | [11 empty] | 2 | 1 | 4 | 1 | 3 | 1+ | 1 |  | 1
PG&E GBA | Collinsville | 230 | Battery |  |  | 0 | 0 | 0 | 0 | 0 | 0 | 0 | 0 | 0 | 5 | 2 | 1 | 1 |  | 1 | [11 empty] | 2 | 1 | 3 | 1 | 1 | 1+ | 1 |  | 1
PG&E GBA | Collinsville | 500 | Battery |  |  | 0 | 0 | 0 | 0 | 0 | 0 | 0 | 0 | 0 | 5 | 2 | 1 | 1 |  | 1 | [11 empty] | 2 | 1 | 3 | 1 | 1 | 1+ | 1 |  | 1
SCE Eastern | Colorado River | 230 | Battery |  |  | 180 | 150 | 330 | 180 | 0 | 180 | 0 | 150 | 150 | 1 | 1 | 1 | 1 |  | 2 | [11 empty] | 2 | 2 | 3 | 1 | 3 | 4+ | 3 | 4hr batteries shifted to better align with in-dev, more 8hr storage mapped though | 1
SCE Eastern | Colorado River | 500 | Battery |  |  | 0 | 0 | 0 | 0 | 0 | 0 | 0 | 0 | 0 | 1 | 1 | 1 | 1 |  | 1 | [11 empty] | 2 | 2 | 3 | 1 | 3 | 1+ | 1 |  | 1
PG&E KERN | Columbus | 115 | Battery |  |  | 0 | 0 | 0 | 0 | 0 | 0 | 0 | 0 | 0 | 5 | 2 | 5 | 2 |  | 1 | [11 empty] | 1 | 1 | 2 | 1 | 2 | 4+ | 1 |  | 1
PG&E GBA | Contra Costa | 230 | Battery |  |  | 0 | 0 | 0 | 0 | 0 | 0 | 0 | 0 | 0 | 5 | 4 | 1 | 1 |  | 1 | [11 empty] | 2 | 1 | 2 | 1 | 2 | 2+ | 1 |  | 1
SCE NOL | Control | 115 | Battery |  |  | 0 | 0 | 0 | 0 | 0 | 0 | 0 | 0 | 0 | 5 | 5 | 1 | 1 |  | 1 | [11 empty] | 2 | 2 | 4 | 1 | 3 | 1+ | 1 |  | 1
PG&E GBA | Cooley Landing | 60 | Battery |  |  | 0 | 15 | 15 | 0 | 0 | 0 | 0 | 15 | 15 | 5 | 2 | 1 | 1 |  | 3 | [11 empty] | 2 | 1 | 2 | 1 | 1 | 4+ | 1 |  | 1
SCE NOL | Coolwater | 115 | Battery |  |  | 113.5 | 5 | 118.5 | 113.5 | 0 | 113.5 | 0 | 5 | 5 | 3 | 3 | 1 | 1 |  | 5 | [11 empty] | 2 | 1 | 2 | 1 | 1 | 4+ | 1 |  | 1
PG&E NGBA | Cortina | 115 | Battery |  |  | 0 | 85 | 85 | 0 | 0 | 0 | 0 | 85 | 85 | 5 | 2 | 1 | 1 |  | 4 | [11 empty] | 2 | 2 | 4 | 1 | 3 | 4+ | 4 | 4hr batteries shifted to better align with in-dev, more 8hr storage mapped though | 1
PG&E GBA | Cottle | 230 | Battery |  |  | 0 | 0 | 0 | 0 | 0 | 0 | 0 | 0 | 0 | 5 | 4 | 5 | 5 |  | 1 | [11 empty] | 1 | 1 | 3 | 2 | 1 | 4+ | 1 |  | 1
PG&E NGBA | Cottonwood | 115 | Battery |  |  | 0 | 0 | 0 | 0 | 0 | 0 | 0 | 0 | 0 | 5 | 2 | 1 | 1 |  | 1 | [11 empty] | 2 | 2 | 3 | 2 | 3 | 1+ | 1 |  | 1
PG&E NGBA | Cottonwood | 230 | Battery |  |  | 0 | 0 | 0 | 0 | 0 | 0 | 0 | 0 | 0 | 5 | 2 | 1 | 1 |  | 1 | [11 empty] | 2 | 2 | 3 | 2 | 3 | 1+ | 1 |  | 1
PG&E GBA | Crazy Horse Canyon | 115 | Battery |  |  | 0 | 0 | 0 | 0 | 0 | 0 | 0 | 0 | 0 | 1 | 1 | 1 | 1 |  | 1 | [11 empty] | 2 | 2 | 4 | 2 | 3 | 1+ | 1 |  | 1
SDGE | Creelman | 69 | Battery |  |  | 7.8 | 0 | 7.8 | 7.8 | 0 | 7.8 | 0 | 0 | 0 | 1 | 1 | 1 | 1 |  | 3 | [11 empty] | 2 | 1 | 4 | 1 | 3 | 2+ | 1 |  | 1
PG&E FRESNO | Crescent | 70 | Battery |  |  | 35 | 0 | 35 | 35 | 0 | 35 | 0 | 0 | 0 | 5 | 4 | 5 | 2 |  | 5 | [11 empty] | 1 | 1 | 3 | 2 | 1 | 4+ | 1 |  | 1
SDGE | Crestwood | 69 | Battery |  |  | 0 | 0 | 0 | 0 | 0 | 0 | 0 | 0 | 0 | 1 | 1 | 1 | 1 |  | 1 | [11 empty] | 2 | 1 | 4 | 1 | 3 | 1+ | 1 |  | 1
PG&E NGBA | Davis | 115 | Battery |  |  | 0 | 35 | 35 | 0 | 0 | 0 | 0 | 35 | 35 | 5 | 2 | 1 | 1 |  | 3 | [11 empty] | 2 | 1 | 4 | 2 | 3 | 2- | 3 | Shifted batteries to other locations to help account for in-development storage mapping and better align with CI | 1
SCE Metro | Del Amo | 230 | Battery |  |  | 0 | 0 | 0 | 0 | 0 | 0 | 0 | 0 | 0 | 1 | 1 | 1 | 1 |  | 1 | [11 empty] | 1 | 1 | 3 | 1 | 2 | 4+ | 1 |  | 1
SCE Eastern | Delaney | 500 | Battery |  |  | 0 | 100 | 100 | 0 | 0 | 0 | 0 | 100 | 100 | 5 | 2 | 1 | 1 |  | 1 | [11 empty] | 2 | 1 | 4 | 2 | 3 | 4+ | 1 |  | 1
PG&E NGBA | Delevan | 230 | Battery |  |  | 0 | 125 | 125 | 0 | 0 | 0 | 0 | 125 | 125 | 5 | 2 | 1 | 1 |  | 1 | [11 empty] | 2 | 2 | 1 | 1 | 3 | 4+ | 3 |  | 1
PG&E GBA | Delta PP | 230 | Battery |  |  | 0 | 0 | 0 | 0 | 0 | 0 | 0 | 0 | 0 | 5 | 2 | 1 | 1 |  | 1 | [11 empty] | 2 | 1 | 3 | 1 | 2 | 4+ | 1 |  | 1
EOP | Desert View | 230 | Battery |  |  | 0 | 150 | 150 | 0 | 0 | 0 | 0 | 150 | 150 | 5 | 4 | 1 | 1 |  | 1 | [11 empty] | 2 | 1 | 4 | 1 | 3 | 4+ | 1 |  | 1
SCE Eastern | Devers | 230 | Battery |  |  | 220 | 180 | 400 | 220 | 100 | 320 | 0 | 80 | 80 | 1 | 1 | 1 | 1 |  | 1 | [11 empty] | 2 | 1 | 1 | 1 | 3 | 4+ | 1 |  | 1
SCE Eastern | Devers | 500 | Battery |  |  | 0 | 0 | 0 | 0 | 0 | 0 | 0 | 0 | 0 | 1 | 1 | 1 | 1 |  | 1 | [11 empty] | 2 | 1 | 1 | 1 | 3 | 1+ | 1 |  | 1
PG&E KERN | Diablo Canyon | 500 | Battery |  |  | 0 | 0 | 0 | 0 | 0 | 0 | 0 | 0 | 0 | 5 | 2 | 4 | 2 |  | 1 | [11 empty] | 2 | 2 | 4 | 2 | 3 | 2+ | 1 |  | 1
PG&E FRESNO | Dos Amigos | 230 | Battery |  |  | 0 | 0 | 0 | 0 | 0 | 0 | 0 | 0 | 0 | 1 | 1 | 5 | 2 |  | 1 | [11 empty] | 1 | 1 | 4 | 2 | 1 | 1+ | 1 |  | 1
SCE Metro | Eagle Rock (SCE) | 230 | Battery |  |  | 0 | 0 | 0 | 0 | 0 | 0 | 0 | 0 | 0 | 1 | 1 | 1 | 1 |  | 1 | [11 empty] | 1 | 1 | 2 | 1 | 2 | 1+ | 1 |  | 1
PG&E GBA | Eastshore | 115 | Battery |  |  | 0 | 0 | 0 | 0 | 0 | 0 | 0 | 0 | 0 | 5 | 2 | 1 | 1 |  | 1 | [11 empty] | 2 | 1 | 2 | 1 | 1 | 2+ | 1 |  | 1
SDGE | ECO | 138 | Battery |  |  | 0 | 0 | 0 | 0 | 0 | 0 | 0 | 0 | 0 | 1 | 1 | 1 | 1 |  | 1 | [11 empty] | 2 | 1 | 4 | 1 | 3 | 1 | 5 | 4hr batteries shifted to better align with in-dev | 1
PG&E GBA | Eight Mile | 230 | Battery |  |  | 0 | 0 | 0 | 0 | 0 | 0 | 0 | 0 | 0 | 5 | 4 | 1 | 1 |  | 1 | [11 empty] | 1 | 1 | 2 | 2 | 1 | 1+ | 1 |  | 1
SDGE | El Cajon | 69 | Battery |  |  | 50 | 0 | 50 | 50 | 0 | 50 | 0 | 0 | 0 | 1 | 1 | 1 | 1 |  | 4 | [11 empty] | 2 | 1 | 2 | 1 | 1 | 4+ | 1 |  | 1
SCE Eastern | El Casco | 230 | Battery |  |  | 65 | 0 | 65 | 65 | 0 | 65 | 0 | 0 | 0 | 1 | 1 | 1 | 1 |  | 2 | [11 empty] | 1 | 1 | 4 | 1 | 2 | 1+ | 1 |  | 1
PG&E FRESNO | El Nido (PGE) | 115 | Battery |  |  | 0 | 0 | 0 | 0 | 0 | 0 | 0 | 0 | 0 | 5 | 4 | 5 | 5 |  | 1 | [11 empty] | 1 | 1 | 4 | 2 | 1 | 1+ | 1 |  | 1
SCE Metro | El Nido (SCE) | 230 | Battery |  |  | 0 | 100 | 100 | 0 | 0 | 0 | 0 | 100 | 100 | 1 | 1 | 1 | 1 |  | 2 | [11 empty] | 1 | 1 | 2 | 1 | 2 | 2- | 1 |  | 1
EOP | Eldorado | 230 | Battery |  |  | 279 | 250 | 529 | 279 | 0 | 279 | 0 | 250 | 250 | 5 | 4 | 1 | 1 |  | 1 | [11 empty] | 2 | 2 | 2 | 1 | 3 | 2+ | 1 |  | 1
EOP | Eldorado | 500 | Battery |  |  | 0 | 0 | 0 | 0 | 0 | 0 | 0 | 0 | 0 | 5 | 2 | 1 | 1 |  | 1 | [11 empty] | 2 | 2 | 2 | 1 | 3 | 1+ | 1 |  | 1
SDGE | Elliot | 69 | Battery |  |  | 9.75 | 0 | 9.75 | 9.75 | 0 | 9.75 | 0 | 0 | 0 | 1 | 1 | 1 | 1 |  | 3 | [11 empty] | 2 | 1 | 2 | 1 | 2 | 1 | 1 |  | 1
SCE Metro | Ellis | 230 | Battery |  |  | 0 | 0 | 0 | 0 | 0 | 0 | 0 | 0 | 0 | 1 | 1 | 1 | 1 |  | 1 | [11 empty] | 1 | 1 | 2 | 1 | 2 | 1+ | 1 |  | 1
SDGE | Encina | 138 | Battery |  |  | 0 | 0 | 0 | 0 | 0 | 0 | 0 | 0 | 0 | 1 | 1 | 1 | 1 |  | 1 | [11 empty] | 2 | 1 | 1 | 1 | 3 | 2+ | 1 |  | 1
SDGE | Escondido | 230 | Battery |  |  | 0 | 200 | 200 | 0 | 0 | 0 | 0 | 200 | 200 | 1 | 1 | 1 | 1 |  | 1 | [11 empty] | 2 | 1 | 1 | 1 | 3 | 4+ | 1 |  | 1
SDGE | Escondido | 69 | Battery |  |  | 13 | 0 | 13 | 13 | 0 | 13 | 0 | 0 | 0 | 1 | 1 | 1 | 1 |  | 3 | [11 empty] | 2 | 1 | 1 | 1 | 3 | 4+ | 1 |  | 1
SCE Eastern | Etiwanda | 230 | Battery |  |  | 170 | 0 | 170 | 170 | 0 | 170 | 0 | 0 | 0 | 1 | 1 | 1 | 1 |  | 2 | [11 empty] | 1 | 1 | 2 | 1 | 1 | 4+ | 1 |  | 1
PG&E FRESNO | Excelsior | 115 | Battery |  |  | 0 | 20 | 20 | 0 | 0 | 0 | 0 | 20 | 20 | 5 | 4 | 5 | 5 |  | 4 | [11 empty] | 1 | 1 | 4 | 2 | 1 | 4+ | 1 |  | 1
PG&E FRESNO | Exchequer | 115 | Battery |  |  | 0 | 0 | 0 | 0 | 0 | 0 | 0 | 0 | 0 | 5 | 4 | 5 | 5 |  | 1 | [11 empty] | 2 | 1 | 4 | 1 | 2 | 1+ | 1 |  | 1
PG&E KERN | Fairway | 115 | Battery |  |  | 0 | 0 | 0 | 0 | 0 | 0 | 0 | 0 | 0 | 5 | 2 | 5 | 2 |  | 1 | [11 empty] | 2 | 2 | 3 | 1 | 2 | 4+ | 1 |  | 1
PG&E KERN | Famoso | 115 | Battery |  |  | 0 | 0 | 0 | 0 | 0 | 0 | 0 | 0 | 0 | 5 | 2 | 5 | 2 |  | 1 | [11 empty] | 1 | 1 | 4 | 1 | 1 | 1+ | 1 |  | 1
PG&E FRESNO | Figarden | 230 | Battery |  |  | 0 | 0 | 0 | 0 | 0 | 0 | 0 | 0 | 0 | 5 | 4 | 5 | 5 |  | 1 | [11 empty] | 1 | 1 | 3 | 2 | 2 | 1+ | 1 |  | 1
PG&E FRESNO | Fink | 230 | Battery |  |  | 157 | 0 | 157 | 157 | 0 | 157 | 0 | 0 | 0 | 1 | 1 | 1 | 1 |  | 1 | [11 empty] | 1 | 1 | 4 | 2 | 1 | 1 | 3 | Shifted batteries to other locations to help account for in-development storage mapping and better align with CI | 1
PG&E GBA | French Camp | 60 | Battery |  |  | 0 | 0 | 0 | 0 | 0 | 0 | 0 | 0 | 0 | 5 | 4 | 1 | 1 |  | 1 | [11 empty] | 1 | 1 | 3 | 2 | 1 | 1+ | 1 |  | 1
PG&E NGBA | Fulton | 115 | Battery |  |  | 0 | 0 | 0 | 0 | 0 | 0 | 0 | 0 | 0 | 5 | 4 | 1 | 1 |  | 1 | [11 empty] | 2 | 1 | 3 | 2 | 2 | 2+ | 1 |  | 1
PG&E NGBA | Fulton | 230 | Battery |  |  | 38 | 0 | 38 | 38 | 0 | 38 | 0 | 0 | 0 | 5 | 4 | 1 | 1 |  | 5 | [11 empty] | 2 | 1 | 3 | 2 | 2 | 2+ | 1 |  | 1
PG&E KERN | Ganso | 115 | Battery |  |  | 0 | 0 | 0 | 0 | 0 | 0 | 0 | 0 | 0 | 5 | 2 | 5 | 2 |  | 1 | [11 empty] | 1 | 1 | 3 | 1 | 1 | 1+ | 1 |  | 1
PG&E FRESNO | Gates | 230 | Battery |  |  | 753.25 | 260 | 1013.25 | 753.25 | 0 | 753.25 | 0 | 260 | 260 | 5 | 2 | 5 | 2 |  | 3 | [11 empty] | 1 | 1 | 3 | 2 | 1 | 3+ | 1 |  | 1
PG&E FRESNO | Gates | 500 | Battery |  |  | 190 | 35 | 225 | 190 | 35 | 225 | 0 | 0 | 0 | 5 | 2 | 5 | 2 |  | 2 | [11 empty] | 1 | 1 | 3 | 2 | 1 | 4+ | 1 |  | 1
PG&E NGBA | Geysers 17 | 230 | Battery |  |  | 0 | 0 | 0 | 0 | 0 | 0 | 0 | 0 | 0 | 5 | 4 | 1 | 1 |  | 1 | [11 empty] | 2 | 2 | 4 | 2 | 3 | 4+ | 1 |  | 1
PG&E NGBA | Glenn | 230 | Battery |  |  | 0 | 60 | 60 | 0 | 0 | 0 | 0 | 60 | 60 | 5 | 2 | 1 | 1 |  | 1 | [11 empty] | 2 | 2 | 4 | 1 | 3 | 2- | 1 |  | 1
PG&E NGBA | Gold Hill | 115 | Battery |  |  | 0 | 0 | 0 | 0 | 0 | 0 | 0 | 0 | 0 | 5 | 4 | 1 | 1 |  | 1 | [11 empty] | 2 | 1 | 4 | 2 | 3 | 4+ | 1 |  | 1
PG&E NGBA | Gold Hill | 230 | Battery |  |  | 0 | 0 | 0 | 0 | 0 | 0 | 0 | 0 | 0 | 5 | 4 | 1 | 1 |  | 1 | [11 empty] | 2 | 1 | 4 | 2 | 3 | 1 | 4 | 4hr batteries shifted to better align with in-dev | 1
SCE Northern | Goleta | 230 | Battery |  |  | 70 | 0 | 70 | 70 | 0 | 70 | 0 | 0 | 0 | 5 | 2 | 1 | 1 |  | 2 | [11 empty] | 2 | 2 | 2 | 1 | 2 | 4+ | 1 |  | 1
PG&E KERN | Goose Lake | 115 | Battery |  |  | 0 | 0 | 0 | 0 | 0 | 0 | 0 | 0 | 0 | 5 | 2 | 5 | 2 |  | 1 | [11 empty] | 1 | 1 | 2 | 1 | 1 | 1+ | 1 |  | 1
SDGE | Granite | 69 | Battery |  |  | 4.5 | 0 | 4.5 | 4.5 | 0 | 4.5 | 0 | 0 | 0 | 1 | 1 | 1 | 1 |  | 3 | [11 empty] | 2 | 1 | 2 | 2 | 2 | 1 | 1 |  | 1
PG&E GBA | Green Valley | 115 | Battery |  |  | 0 | 0 | 0 | 0 | 0 | 0 | 0 | 0 | 0 | 5 | 4 | 1 | 1 |  | 1 | [11 empty] | 2 | 2 | 3 | 2 | 2 | 4+ | 1 |  | 1
PG&E NGBA | Greenleaf 1 | 115 | Battery |  |  | 0 | 0 | 0 | 0 | 0 | 0 | 0 | 0 | 0 | 5 | 4 | 1 | 1 |  | 1 | [11 empty] | 2 | 2 | 1 | 1 | 3 | 4+ | 1 |  | 1
PG&E FRESNO | Gregg | 230 | Battery |  |  | 0 | 0 | 0 | 0 | 0 | 0 | 0 | 0 | 0 | 5 | 4 | 5 | 5 |  | 1 | [11 empty] | 1 | 1 | 3 | 2 | 1 | 2+ | 1 |  | 1
PG&E FRESNO | Guernsey | 70 | Battery |  |  | 0 | 0 | 0 | 0 | 0 | 0 | 0 | 0 | 0 | 5 | 4 | 5 | 2 |  | 1 | [11 empty] | 1 | 1 | 3 | 2 | 1 | 1+ | 1 |  | 1
PG&E FRESNO | GWF Hanford | 115 | Battery |  |  | 131.4 | 0 | 131.4 | 131.4 | 0 | 131.4 | 0 | 0 | 0 | 5 | 4 | 5 | 5 |  | 3 | [11 empty] | 2 | 1 | 2 | 1 | 1 | 4+ | 1 |  | 1
PG&E FRESNO | Hammonds | 115 | Battery |  |  | 0 | 0 | 0 | 0 | 0 | 0 | 0 | 0 | 0 | 5 | 2 | 5 | 5 |  | 1 | [11 empty] | 1 | 1 | 2 | 2 | 1 | 1+ | 1 |  | 1
EOP | Harry Allen | 500 | Battery |  |  | 0 | 0 | 0 | 0 | 0 | 0 | 0 | 0 | 0 | 5 | 4 | 1 | 1 |  | 1 | [11 empty] | 2 | 2 | 4 | 1 | 3 | 1+ | 1 |  | 1
PG&E NGBA | Hartley | 60 | Battery |  |  | 0 | 0 | 0 | 0 | 0 | 0 | 0 | 0 | 0 | 5 | 2 | 1 | 1 |  | 1 | [11 empty] | 2 | 2 | 4 | 2 | 3 | 1+ | 1 |  | 1
SDGE | Hassayampa | 500 | Battery |  |  | 95 | 90 | 185 | 95 | 0 | 95 | 0 | 90 | 90 | 5 | 2 | 1 | 1 |  | 1 | [11 empty] | 2 | 1 | 4 | 2 | 3 | 2- | 1 |  | 1
PG&E FRESNO | Helm | 230 | Battery |  |  | 0 | 80 | 80 | 0 | 0 | 0 | 0 | 80 | 80 | 5 | 4 | 5 | 2 |  | 1 | [11 empty] | 1 | 1 | 2 | 2 | 1 | 3- | 1 |  | 1
PG&E FRESNO | Helm | 70 | Battery |  |  | 0 | 0 | 0 | 0 | 0 | 0 | 0 | 0 | 0 | 5 | 2 | 5 | 2 |  | 1 | [11 empty] | 1 | 1 | 2 | 2 | 1 | 4+ | 1 |  | 1
PG&E FRESNO | Henrietta | 230 | Battery |  |  | 0 | 80 | 80 | 0 | 0 | 0 | 0 | 80 | 80 | 5 | 2 | 5 | 2 |  | 1 | [11 empty] | 1 | 1 | 1 | 2 | 1 | 3- | 3 | 4hr batteries shifted to better align with in-dev, more 8hr mapped though | 1
PG&E FRESNO | Henrietta | 70 | Battery |  |  | 173.2 | 0 | 173.2 | 173.2 | 0 | 173.2 | 0 | 0 | 0 | 5 | 4 | 5 | 2 |  | 5 | [11 empty] | 1 | 1 | 1 | 2 | 1 | 4+ | 1 |  | 1
SCE Metro | Hinson | 230 | Battery |  |  | 525 | 0 | 525 | 525 | 0 | 525 | 0 | 0 | 0 | 1 | 1 | 1 | 1 |  | 1 | [11 empty] | 1 | 1 | 2 | 1 | 1 | 2+ | 1 |  | 1
PG&E GBA | Hollister | 115 | Battery |  |  | 0 | 10 | 10 | 0 | 0 | 0 | 0 | 10 | 10 | 5 | 4 | 1 | 1 |  | 1 | [11 empty] | 2 | 2 | 4 | 2 | 3 | 4+ | 1 |  | 1
SDGE | Hoodoo Wash | 500 | Battery |  |  | 547.5 | 50 | 597.5 | 547.5 | 0 | 547.5 | 0 | 50 | 50 | 5 | 2 | 1 | 1 |  | 1 | [11 empty] | 2 | 2 | 4 | 2 | 3 | 4+ | 1 |  | 1
PG&E NGBA | Hopland | 60 | Battery |  |  | 0 | 0 | 0 | 0 | 0 | 0 | 0 | 0 | 0 | 5 | 2 | 1 | 1 |  | 1 | [11 empty] | 2 | 2 | 4 | 2 | 3 | 1+ | 1 |  | 1
PG&E NGBA | Humboldt | 115 | Battery |  |  | 0 | 0 | 0 | 0 | 0 | 0 | 0 | 0 | 0 | 5 | 2 | 1 | 1 |  | 1 | [11 empty] | 2 | 2 | 3 | 2 | 3 | 1 | 4 | 4hr batteries shifted to better align with in-dev | 1
PG&E NGBA | Humboldt | 60 | Battery |  |  | 17.25 | 0 | 17.25 | 17.25 | 0 | 17.25 | 0 | 0 | 0 | 5 | 2 | 1 | 1 |  | 3 | [11 empty] | 2 | 2 | 3 | 2 | 3 | 1 | 1 |  | 1
PG&E NGBA | Ignacio | 115 | Battery |  |  | 0 | 0 | 0 | 0 | 0 | 0 | 0 | 0 | 0 | 5 | 4 | 1 | 1 |  | 1 | [11 empty] | 2 | 1 | 4 | 1 | 3 | 2+ | 1 |  | 1
SDGE | Imperial Beach | 69 | Battery |  |  | 3 | 0 | 3 | 3 | 0 | 3 | 0 | 0 | 0 | 1 | 1 | 1 | 1 |  | 3 | [11 empty] | 2 | 1 | 3 | 1 | 2 | 1 | 1 |  | 1
SDGE | Imperial Valley | 230 | Battery |  |  | 578 | 150 | 728 | 578 | 0 | 578 | 0 | 150 | 150 | 1 | 1 | 1 | 1 |  | 2 | [11 empty] | 1 | 1 | 2 | 2 | 1 | 4+ | 1 |  | 1
SDGE | Imperial Valley | 500 | Battery |  |  | 0 | 0 | 0 | 0 | 0 | 0 | 0 | 0 | 0 | 1 | 1 | 1 | 1 |  | 1 | [11 empty] | 1 | 1 | 2 | 2 | 1 | 1+ | 1 |  | 1
EOP | Innovation | 230 | Battery |  |  | 0 | 150 | 150 | 0 | 0 | 0 | 0 | 150 | 150 | 5 | 4 | 1 | 1 |  | 1 | [11 empty] | 2 | 2 | 4 | 1 | 3 | 1+ | 1 |  | 1
SCE NOL | Inyokern | 115 | Battery |  |  | 25 | 0 | 25 | 25 | 0 | 25 | 0 | 0 | 0 | 3 | 3 | 1 | 1 |  | 2 | [11 empty] | 2 | 2 | 4 | 1 | 3 | 1+ | 1 |  | 1
EOP | Ivanpah | 115 | Battery |  |  | 0 | 0 | 0 | 0 | 0 | 0 | 0 | 0 | 0 | 5 | 4 | 1 | 1 |  | 1 | [11 empty] | 2 | 2 | 4 | 1 | 1 | 1+ | 1 |  | 1
EOP | Ivanpah | 230 | Battery |  |  | 0 | 0 | 0 | 0 | 0 | 0 | 0 | 0 | 0 | 5 | 4 | 1 | 1 |  | 1 | [11 empty] | 2 | 2 | 4 | 1 | 1 | 1+ | 1 |  | 1
SCE Metro | Johanna | 230 | Battery |  |  | 0 | 0 | 0 | 0 | 0 | 0 | 0 | 0 | 0 | 1 | 1 | 1 | 1 |  | 1 | [11 empty] | 1 | 1 | 2 | 1 | 1 | 4+ | 4 | 4hr batteries shifted to better align with in-dev and did not map 8hr to align with CI elsewhere and co-locate withh solar | 1
SCE Eastern | Julian Hinds | 230 | Battery |  |  | 0 | 0 | 0 | 0 | 0 | 0 | 0 | 0 | 0 | 5 | 4 | 3 | 3 |  | 1 | [11 empty] | 2 | 1 | 4 | 1 | 3 | 1+ | 1 |  | 1
PG&E GBA | Kasson | 115 | Battery |  |  | 0 | 0 | 0 | 0 | 0 | 0 | 0 | 0 | 0 | 5 | 4 | 1 | 1 |  | 1 | [11 empty] | 1 | 1 | 4 | 2 | 1 | 1+ | 1 |  | 1
PG&E FRESNO | Kearney | 230 | Battery |  |  | 0 | 20 | 20 | 0 | 0 | 0 | 0 | 20 | 20 | 5 | 4 | 5 | 5 |  | 1 | [11 empty] | 1 | 1 | 3 | 2 | 1 | 3- | 1 |  | 1
PG&E GBA | Kelso | 230 | Battery |  |  | 90.7 | 0 | 90.7 | 90.7 | 0 | 90.7 | 0 | 0 | 0 | 5 | 2 | 1 | 1 |  | 2 | [11 empty] | 2 | 1 | 2 | 1 | 2 | 4+ | 1 |  | 1
PG&E KERN | Kern PP | 115 | Battery |  |  | 0 | 0 | 0 | 0 | 0 | 0 | 0 | 0 | 0 | 5 | 2 | 5 | 2 |  | 1 | [11 empty] | 1 | 1 | 2 | 1 | 2 | 1+ | 1 |  | 1
PG&E KERN | Kern PP | 230 | Battery |  |  | 0 | 0 | 0 | 0 | 0 | 0 | 0 | 0 | 0 | 5 | 2 | 5 | 2 |  | 1 | [11 empty] | 1 | 1 | 2 | 1 | 2 | 4+ | 1 |  | 1
PG&E FRESNO | Kingsburg | 115 | Battery |  |  | 0 | 0 | 0 | 0 | 0 | 0 | 0 | 0 | 0 | 5 | 4 | 5 | 5 |  | 1 | [11 empty] | 1 | 1 | 2 | 2 | 1 | 1+ | 1 |  | 1
PG&E GBA | Kirker | 115 | Battery |  |  | 0 | 0 | 0 | 0 | 0 | 0 | 0 | 0 | 0 | 5 | 2 | 1 | 1 |  | 1 | [11 empty] | 2 | 1 | 3 | 1 | 1 | 4+ | 4 | Did not map to to align with CI elsewhere and co-locate withh solar | 1
SCE NOL | Kramer | 115 | Battery |  |  | 0 | 6 | 6 | 0 | 6 | 6 | 0 | 0 | 0 | 3 | 3 | 1 | 1 |  | 1 | [11 empty] | 2 | 1 | 4 | 1 | 3 | 4+ | 5 | Shifted batteries to other locations to help account for in-development storage mapping and better co-locate with solar | 1
SCE NOL | Kramer | 230 | Battery |  |  | 268.7 | 0 | 268.7 | 268.7 | 0 | 268.7 | 0 | 0 | 0 | 3 | 3 | 1 | 1 |  | 1 | [11 empty] | 2 | 1 | 4 | 1 | 3 | 4+ | 3 | 4hr batteries shifted to better align with in-dev, less 8hr to reflect less co-located solar | 1
SCE Metro | La Cienega | 230 | Battery |  |  | 0 | 0 | 0 | 0 | 0 | 0 | 0 | 0 | 0 | 1 | 1 | 1 | 1 |  | 1 | [11 empty] | 1 | 1 | 2 | 1 | 2 | 2+ | 1 |  | 1
SCE Metro | La Fresa | 230 | Battery |  |  | 0 | 0 | 0 | 0 | 0 | 0 | 0 | 0 | 0 | 1 | 1 | 1 | 1 |  | 1 | [11 empty] | 1 | 1 | 2 | 1 | 2 | 1+ | 1 |  | 1
SCE Metro | Laguna Bell | 230 | Battery |  |  | 350 | 150 | 500 | 350 | 0 | 350 | 0 | 150 | 150 | 1 | 1 | 1 | 1 |  | 1 | [11 empty] | 1 | 1 | 2 | 1 | 1 | 4+ | 3 | 4hr batteries shifted to better align with in-dev | 1
PG&E KERN | Lakeview | 70 | Battery |  |  | 65.5 | 0 | 65.5 | 65.5 | 0 | 65.5 | 0 | 0 | 0 | 5 | 2 | 5 | 2 |  | 5 | [11 empty] | 1 | 1 | 4 | 1 | 1 | 4+ | 1 |  | 1
PG&E NGBA | Lakeville | 230 | Battery |  |  | 0 | 0 | 0 | 0 | 0 | 0 | 0 | 0 | 0 | 5 | 4 | 1 | 1 |  | 1 | [11 empty] | 2 | 1 | 4 | 2 | 3 | 1+ | 5 | Shifted to lower voltage bus to align with In-dev res | 1
PG&E NGBA | Lakeville | 115 | Battery |  |  | 50 | 0 | 50 | 50 | 0 | 50 | 0 | 0 | 0 | 5 | 4 | 1 | 1 |  | 2 | [11 empty] | 2 | 1 | 4 | 2 | 3 | 2+ | 1 |  | 1
PG&E NGBA | Lambie | 230 | Battery |  |  | 0 | 0 | 0 | 0 | 0 | 0 | 0 | 0 | 0 | 5 | 4 | 1 | 1 |  | 1 | [11 empty] | 2 | 1 | 1 | 1 | 1 | 2+ | 1 |  | 1
PG&E GBA | Lammers | 115 | Battery |  |  | 0 | 0 | 0 | 0 | 0 | 0 | 0 | 0 | 0 | 5 | 4 | 1 | 1 |  | 1 | [11 empty] | 1 | 1 | 1 | 2 | 2 | 2+ | 1 |  | 1
PG&E KERN | Lamont | 115 | Battery |  |  | 0 | 55 | 55 | 0 | 0 | 0 | 0 | 55 | 55 | 5 | 2 | 5 | 2 |  | 4 | [11 empty] | 1 | 1 | 2 | 1 | 1 | 2+ | 1 |  | 1
EOP | Lathrop | 138 | Battery |  |  | 0 | 0 | 0 | 0 | 0 | 0 | 0 | 0 | 0 | 5 | 4 | 1 | 1 |  | 1 | [11 empty] | 2 | 2 | 4 | 1 | 3 | 1 | 5 | Shifted to new 230 kV bus | 1
EOP | Lathrop | 230 | Battery |  |  | 0 | 100 | 100 | 0 | 0 | 0 | 0 | 100 | 100 | 5 | 4 | 1 | 1 |  | 1 | [11 empty] | 2 | 2 | 4 | 1 | 3 | 2- | 1 |  | 1
PG&E FRESNO | Le Grand | 115 | Battery |  |  | 0 | 30 | 30 | 0 | 0 | 0 | 0 | 30 | 30 | 5 | 4 | 5 | 5 |  | 4 | [11 empty] | 1 | 1 | 3 | 2 | 1 | 2- | 1 |  | 1
PG&E FRESNO | Lemoore | 70 | Battery |  |  | 0 | 5 | 5 | 0 | 0 | 0 | 0 | 5 | 5 | 5 | 2 | 5 | 2 |  | 3 | [11 empty] | 1 | 1 | 3 | 2 | 2 | 2- | 1 |  | 1
PG&E KERN | Lerdo | 115 | Battery |  |  | 0 | 0 | 0 | 0 | 0 | 0 | 0 | 0 | 0 | 5 | 2 | 5 | 2 |  | 1 | [11 empty] | 1 | 1 | 4 | 1 | 1 | 1+ | 1 |  | 1
SCE Metro | Lighthipe | 230 | Battery |  |  | 0 | 250 | 250 | 0 | 0 | 0 | 0 | 250 | 250 | 1 | 1 | 1 | 1 |  | 1 | [11 empty] | 1 | 1 | 2 | 1 | 1 | 2- | 4 | 4hr batteries shifted to better align with in-dev | 1
PG&E KERN | Live Oak | 115 | Battery |  |  | 0 | 0 | 0 | 0 | 0 | 0 | 0 | 0 | 0 | 5 | 2 | 5 | 2 |  | 1 | [11 empty] | 1 | 1 | 1 | 1 | 1 | 1+ | 1 |  | 1
PG&E GBA | Llagas | 115 | Battery |  |  | 0 | 27.2 | 27.2 | 0 | 0 | 0 | 0 | 27.2 | 27.2 | 5 | 4 | 1 | 1 |  | 2 | [11 empty] | 2 | 1 | 2 | 2 | 1 | 4+ | 5 | Shifted batteries to other locations to help account for in-development storage mapping | 1
PG&E GBA | Lockeford | 115 | Battery |  |  | 0 | 0 | 0 | 0 | 0 | 0 | 0 | 0 | 0 | 5 | 4 | 1 | 1 |  | 1 | [11 empty] | 1 | 1 | 4 | 2 | 2 | 1+ | 1 |  | 1
PG&E GBA | Lockeford | 230 | Battery |  |  | 0 | 0 | 0 | 0 | 0 | 0 | 0 | 0 | 0 | 5 | 4 | 1 | 1 |  | 1 | [11 empty] | 1 | 1 | 4 | 2 | 2 | 1+ | 1 |  | 1
PG&E NGBA | Logan Creek | 230 | Battery |  |  | 0 | 0 | 0 | 0 | 0 | 0 | 0 | 0 | 0 | 5 | 2 | 1 | 1 |  | 1 | [11 empty] | 2 | 2 | 4 | 1 | 2 | 1+ | 1 |  | 1
PG&E GBA | Lone Tree | 230 | Battery |  |  | 0 | 0 | 0 | 0 | 0 | 0 | 0 | 0 | 0 | 5 | 2 | 1 | 1 |  | 1 | [11 empty] | 2 | 1 | 3 | 1 | 2 | 1+ | 1 |  | 1
PG&E FRESNO | Los Banos | 230 | Battery |  |  | 0.9 | 160 | 160.9 | 0.9 | 0 | 0.9 | 0 | 160 | 160 | 5 | 2 | 5 | 2 |  | 1 | [11 empty] | 1 | 1 | 4 | 2 | 1 | 4+ | 1 |  | 1
PG&E FRESNO | Los Banos | 500 | Battery |  |  | 0 | 200 | 200 | 0 | 0 | 0 | 0 | 200 | 200 | 1 | 1 | 1 | 1 |  | 1 | [11 empty] | 1 | 1 | 4 | 2 | 1 | 4+ | 1 |  | 1
SDGE | Los Coches | 69 | Battery |  |  | 1.5 | 0 | 1.5 | 1.5 | 0 | 1.5 | 0 | 0 | 0 | 1 | 1 | 1 | 1 |  | 3 | [11 empty] | 2 | 2 | 4 | 2 | 3 | 1+ | 1 |  | 1
PG&E GBA | Los Esteros | 115 | Battery |  |  | 3.3 | 0 | 3.3 | 3.3 | 0 | 3.3 | 0 | 0 | 0 | 5 | 4 | 1 | 1 |  | 1 | [11 empty] | 2 | 1 | 1 | 2 | 1 | 1+ | 4 | 4hr batteries shifted to better align with in-dev | 1
PG&E GBA | Los Esteros | 230 | Battery |  |  | 0 | 100 | 100 | 0 | 0 | 0 | 0 | 100 | 100 | 5 | 4 | 1 | 1 |  | 2 | [11 empty] | 2 | 1 | 1 | 2 | 1 | 4+ | 1 |  | 1
SDGE | Loveland | 69 | Battery |  |  | 0 | 0 | 0 | 0 | 0 | 0 | 0 | 0 | 0 | 1 | 1 | 1 | 1 |  | 1 | [11 empty] | 2 | 1 | 3 | 1 | 3 | 1+ | 1 |  | 1
SCE NOL | Lugo | 230 | Battery |  |  | 0 | 0 | 0 | 0 | 0 | 0 | 0 | 0 | 0 | 1 | 1 | 1 | 1 |  | 1 | [11 empty] | 2 | 1 | 4 | 1 | 2 | 1+ | 1 |  | 1
SCE Metro | Lugo | 500 | Battery |  |  | 0 | 0 | 0 | 0 | 0 | 0 | 0 | 0 | 0 | 1 | 1 | 1 | 1 |  | 1 | [11 empty] | 2 | 1 | 4 | 1 | 2 | 4+ | 1 |  | 1
PG&E NGBA | Madison | 115 | Battery |  |  | 10.2 | 0 | 10.2 | 10.2 | 0 | 10.2 | 0 | 0 | 0 | 5 | 2 | 1 | 1 |  | 1 | [11 empty] | 2 | 1 | 4 | 2 | 3 | 1 | 1 |  | 1
PG&E KERN | Magunden | 115 | Battery |  |  | 0 | 0 | 0 | 0 | 0 | 0 | 0 | 0 | 0 | 5 | 2 | 5 | 2 |  | 1 | [11 empty] | 1 | 1 | 2 | 1 | 1 | 1+ | 1 |  | 1
SCE Northern | Magunden | 230 | Battery |  |  | 0 | 0 | 0 | 0 | 0 | 0 | 0 | 0 | 0 | 1 | 1 | 1 | 1 |  | 1 | [11 empty] | 1 | 1 | 2 | 1 | 1 | 1+ | 1 |  | 1
PG&E FRESNO | Malaga | 115 | Battery |  |  | 97 | 0 | 97 | 97 | 0 | 97 | 0 | 0 | 0 | 5 | 4 | 5 | 5 |  | 2 | [11 empty] | 1 | 1 | 1 | 2 | 1 | 4+ | 1 |  | 1
SCE Northern | Mandalay | 230 | Battery |  |  | 0 | 0 | 0 | 0 | 0 | 0 | 0 | 0 | 0 | 5 | 2 | 1 | 1 |  | 1 | [11 empty] | 2 | 1 | 2 | 1 | 1 | 4+ | 4 | 4hr batteries shifted to better align with in-dev | 1
PG&E FRESNO | Manning | 230 | Battery |  |  | 0 | 100 | 100 | 0 | 0 | 0 | 0 | 100 | 100 | 5 | 2 | 5 | 2 |  | 1 | [11 empty] | 1 | 1 | 2 | 2 | 1 | 3- | 1 |  | 1
PG&E FRESNO | Manning | 500 | Battery |  |  | 0 | 545 | 545 | 0 | 0 | 0 | 0 | 545 | 545 | 1 | 1 | 1 | 1 |  | 2 | [11 empty] | 1 | 1 | 2 | 2 | 1 | 3- | 1 |  | 1
SDGE | Margarita | 138 | Battery |  |  | 0 | 0 | 0 | 0 | 0 | 0 | 0 | 0 | 0 | 1 | 1 | 1 | 1 |  | 1 | [11 empty] | 1 | 1 | 2 | 1 | 3 | 1+ | 1 |  | 1
PG&E GBA | Martin | 230 | Battery |  |  | 0 | 0 | 0 | 0 | 0 | 0 | 0 | 0 | 0 | 5 | 2 | 1 | 1 |  | 1 | [11 empty] | 2 | 1 | 3 | 1 | 2 | 1+ | 1 |  | 1
PG&E GBA | Martin | 115 | Battery |  |  | 188 | 150 | 338 | 188 | 0 | 188 | 0 | 150 | 150 | 5 | 2 | 1 | 1 |  | 4 | [11 empty] | 2 | 1 | 3 | 1 | 2 | 4+ | 1 |  | 1
PG&E FRESNO | Mc Mullin | 230 | Battery |  |  | 0 | 60 | 60 | 0 | 0 | 0 | 0 | 60 | 60 | 5 | 4 | 5 | 2 |  | 1 | [11 empty] | 1 | 1 | 3 | 2 | 1 | 3- | 1 |  | 1
PG&E FRESNO | McCall | 115 | Battery |  |  | 0 | 0 | 0 | 0 | 0 | 0 | 0 | 0 | 0 | 5 | 4 | 5 | 5 |  | 1 | [11 empty] | 1 | 1 | 3 | 2 | 1 | 1+ | 1 |  | 1
SDGE | Melrose | 69 | Battery |  |  | 20 | 0 | 20 | 20 | 0 | 20 | 0 | 0 | 0 | 1 | 1 | 1 | 1 |  | 3 | [11 empty] | 2 | 1 | 3 | 1 | 3 | 1+ | 1 |  | 1
PG&E FRESNO | Mendota | 115 | Battery |  |  | 0 | 0 | 0 | 0 | 0 | 0 | 0 | 0 | 0 | 5 | 4 | 5 | 5 |  | 1 | [11 empty] | 1 | 1 | 3 | 2 | 1 | 2+ | 1 |  | 1
PG&E FRESNO | Mercy Springs | 70 | Battery |  |  | 78 | 0 | 78 | 78 | 0 | 78 | 0 | 0 | 0 | 5 | 2 | 5 | 2 |  | 5 | [11 empty] | 1 | 1 | 4 | 2 | 1 | 1+ | 1 |  | 1
PG&E KERN | Mesa (PGE) | 115 | Battery |  |  | 0 | 0 | 0 | 0 | 0 | 0 | 0 | 0 | 0 | 5 | 2 | 5 | 2 |  | 1 | [11 empty] | 2 | 2 | 3 | 2 | 2 | 1+ | 1 |  | 1
PG&E KERN | Mesa (PGE) | 230 | Battery |  |  | 0 | 0 | 0 | 0 | 0 | 0 | 0 | 0 | 0 | 5 | 2 | 5 | 2 |  | 1 | [11 empty] | 2 | 2 | 3 | 2 | 2 | 1+ | 1 |  | 1
SCE Metro | Mesa (SCE) | 230 | Battery |  |  | 6.5 | 0 | 6.5 | 6.5 | 0 | 6.5 | 0 | 0 | 0 | 1 | 1 | 1 | 1 |  | 5 | [11 empty] | 1 | 1 | 3 | 1 | 2 | 4+ | 1 |  | 1
SCE Metro | Mesa (SCE) | 500 | Battery |  |  | 0 | 0 | 0 | 0 | 0 | 0 | 0 | 0 | 0 | 1 | 1 | 1 | 1 |  | 1 | [11 empty] | 1 | 1 | 3 | 1 | 2 | 4+ | 1 |  | 1
SDGE | Mesa Heights | 69 | Battery |  |  | 10.5 | 0 | 10.5 | 10.5 | 0 | 10.5 | 0 | 0 | 0 | 1 | 1 | 1 | 1 |  | 3 | [11 empty] | 2 | 1 | 2 | 1 | 3 | 1 | 1 |  | 1
PG&E GBA | Metcalf | 230 | Battery |  |  | 0 | 251.075 | 251.075 | 0 | 0 | 0 | 0 | 251.075 | 251.075 | 5 | 4 | 1 | 1 |  | 1 | [11 empty] | 2 | 1 | 1 | 2 | 3 | 3+ | 3 | 4hr batteries shifted to better align with in-dev, more 8hr mapped though | 1
PG&E GBA | Metcalf | 500 | Battery |  |  | 0 | 0 | 0 | 0 | 0 | 0 | 0 | 0 | 0 | 1 | 1 | 1 | 1 |  | 1 | [11 empty] | 2 | 1 | 1 | 2 | 3 | 1+ | 1 |  | 1
PG&E KERN | Midway | 115 | Battery |  |  | 0 | 60 | 60 | 0 | 0 | 0 | 0 | 60 | 60 | 5 | 2 | 5 | 2 |  | 5 | [11 empty] | 1 | 1 | 3 | 1 | 1 | 4+ | 4 | 4hr batteries shifted to better align with in-dev, more 8hr mapped though | 1
PG&E KERN | Midway | 230 | Battery |  |  | 0 | 0 | 0 | 0 | 0 | 0 | 0 | 0 | 0 | 5 | 2 | 5 | 2 |  | 1 | [11 empty] | 1 | 1 | 3 | 1 | 1 | 1+ | 1 |  | 1
PG&E KERN | Midway | 500 | Battery |  |  | 0 | 425 | 425 | 0 | 0 | 0 | 0 | 425 | 425 | 5 | 2 | 4 | 2 |  | 1 | [11 empty] | 1 | 1 | 3 | 1 | 1 | 4+ | 4 | 4hr batteries shifted to better align with in-dev, more 8hr mapped though | 1
SDGE | Miguel | 230 | Battery |  |  | 0 | 0 | 0 | 0 | 0 | 0 | 0 | 0 | 0 | 1 | 1 | 1 | 1 |  | 1 | [11 empty] | 2 | 1 | 3 | 1 | 2 | 1+ | 5 | Did not map to to align with CI elsewhere | 1
SDGE | Miguel | 69 | Battery |  |  | 9.75 | 0 | 9.75 | 9.75 | 0 | 9.75 | 0 | 0 | 0 | 1 | 1 | 1 | 1 |  | 3 | [11 empty] | 2 | 1 | 3 | 1 | 2 | 1+ | 1 |  | 1
PG&E GBA | Millbrae | 115 | Battery |  |  | 0 | 0 | 0 | 0 | 0 | 0 | 0 | 0 | 0 | 5 | 2 | 1 | 1 |  | 1 | [11 empty] | 2 | 1 | 3 | 1 | 2 | 4+ | 1 |  | 1
SCE Metro | Mira Loma | 230 | Battery |  |  | 42 | 100 | 142 | 42 | 0 | 42 | 0 | 100 | 100 | 1 | 1 | 1 | 1 |  | 2 | [11 empty] | 1 | 1 | 1 | 1 | 1 | 4+ | 4 | 4hr batteries shifted to better align with in-dev | 1
SCE Eastern | Mirage | 115 | Battery |  |  | 0 | 0 | 0 | 0 | 0 | 0 | 0 | 0 | 0 | 5 | 4 | 3 | 3 |  | 1 | [11 empty] | 2 | 1 | 3 | 1 | 3 | 1+ | 1 |  | 1
SCE Eastern | Mirage | 230 | Battery |  |  | 50 | 0 | 50 | 50 | 0 | 50 | 0 | 0 | 0 | 5 | 4 | 3 | 3 |  | 2 | [11 empty] | 2 | 1 | 3 | 1 | 3 | 2+ | 1 |  | 1
SDGE | Mission | 230 | Battery |  |  | 0 | 0 | 0 | 0 | 0 | 0 | 0 | 0 | 0 | 1 | 1 | 1 | 1 |  | 1 | [11 empty] | 2 | 1 | 2 | 1 | 2 | 1 | 5 | Did not map to to align with CI elsewhere | 1
EOP | Mohave | 500 | Battery |  |  | 0 | 275 | 275 | 0 | 0 | 0 | 0 | 275 | 275 | 5 | 2 | 1 | 1 |  | 1 | [11 empty] | 2 | 2 | 3 | 1 | 3 | 4+ | 4 | 4hr batteries shifted to better align with in-dev, more 8hr mapped though | 1
SCE Northern | Moorpark | 230 | Battery |  |  | 350 | 150 | 500 | 350 | 0 | 350 | 0 | 150 | 150 | 5 | 2 | 1 | 1 |  | 1 | [11 empty] | 2 | 1 | 4 | 1 | 3 | 4+ | 1 |  | 1
PG&E GBA | Morgan Hill | 115 | Battery |  |  | 0 | 0 | 0 | 0 | 0 | 0 | 0 | 0 | 0 | 5 | 4 | 1 | 1 |  | 1 | [11 empty] | 2 | 1 | 3 | 2 | 2 | 4+ | 1 |  | 1
PG&E KERN | Morro Bay | 230 | Battery |  |  | 0 | 0 | 0 | 0 | 0 | 0 | 0 | 0 | 0 | 5 | 2 | 5 | 2 |  | 1 | [11 empty] | 2 | 2 | 2 | 2 | 3 | 4+ | 1 |  | 1
PG&E KERN | Morro Bay | 500 | Battery |  |  | 0 | 0 | 0 | 0 | 0 | 0 | 0 | 0 | 0 | 5 | 2 | 4 | 2 |  | 1 | [11 empty] | 2 | 2 | 2 | 2 | 3 | 2+ | 1 |  | 1
PG&E GBA | Moss Landing | 115 | Battery |  |  | 0 | 0 | 0 | 0 | 0 | 0 | 0 | 0 | 0 | 5 | 4 | 1 | 1 |  | 1 | [11 empty] | 2 | 2 | 1 | 2 | 2 | 1+ | 1 |  | 1
PG&E GBA | Moss Landing | 500 | Battery |  |  | 0 | 400 | 400 | 0 | 0 | 0 | 0 | 400 | 400 | 5 | 4 | 1 | 1 |  | 1 | [11 empty] | 2 | 2 | 1 | 2 | 2 | 4+ | 3 | Shifted batteries to other locations to help account for in-development storage mapping | 1
PG&E GBA | Mt Eden | 115 | Battery |  |  | 0 | 0 | 0 | 0 | 0 | 0 | 0 | 0 | 0 | 5 | 2 | 1 | 1 |  | 1 | [11 empty] | 2 | 1 | 2 | 1 | 2 | 4+ | 1 |  | 1
SDGE | Murray | 69 | Battery |  |  | 9 | 0 | 9 | 9 | 0 | 9 | 0 | 0 | 0 | 1 | 1 | 1 | 1 |  | 3 | [11 empty] | 2 | 1 | 2 | 1 | 2 | 1+ | 1 |  | 1
PG&E FRESNO | Mustang | 230 | Battery |  |  | 0 | 150 | 150 | 0 | 0 | 0 | 0 | 150 | 150 | 5 | 4 | 5 | 2 |  | 1 | [11 empty] | 1 | 1 | 1 | 2 | 1 | 4+ | 1 |  | 1
SCE Northern | Neenach | 66 | Battery |  |  | 0 | 0 | 0 | 0 | 0 | 0 | 0 | 0 | 0 | 1 | 1 | 1 | 1 |  | 1 | [11 empty] | 2 | 1 | 4 | 1 | 3 | 4+ | 1 |  | 1
PG&E KERN | New Sub - Gates - Midway (Proposed) | 230 | Battery |  |  | 238.5 | 200 | 438.5 | 238.5 | 0 | 238.5 | 0 | 200 | 200 | 5 | 2 | 5 | 2 |  | 2 | [11 empty] | 1 | 1 | 4 | 2 | 1 | 3+ | 1 |  | 1
PG&E KERN | New Sub - Gates - Templeton (Proposed) | 230 | Battery |  |  | 0 | 85 | 85 | 0 | 0 | 0 | 0 | 85 | 85 | 5 | 2 | 5 | 2 |  | 1 | [11 empty] | 1 | 1 | 4 | 2 | 1 | 4+ | 1 |  | 1
SCE NOL | New Sub - Kramer - Lugo (Proposed) | 230 | Battery |  |  | 0 | 0 | 0 | 0 | 0 | 0 | 0 | 0 | 0 | 3 | 3 | 1 | 1 |  | 1 | [11 empty] | 2 | 1 | 2 | 1 | 1 | 4+ | 1 |  | 1
PG&E FRESNO | New Sub - Los Banos - Midway (Proposed) | 500 | Battery |  |  | 0 | 300 | 300 | 0 | 0 | 0 | 0 | 300 | 300 | 5 | 2 | 4 | 2 |  | 1 | [11 empty] | 1 | 1 | 4 | 2 | 1 | 4+ | 1 |  | 1
SCE NOL | New Sub - Lugo - Pisgah (Proposed) | 230 | Battery |  |  | 0 | 0 | 0 | 0 | 0 | 0 | 0 | 0 | 0 | 5 | 2 | 1 | 1 |  | 1 | [11 empty] | 2 | 1 | 3 | 1 | 3 | 1+ | 1 |  | 1
PG&E KERN | New Sub - Midway - Wheeler Ridge (Proposed) | 230 | Battery |  |  | 92 | 0 | 92 | 92 | 0 | 92 | 0 | 0 | 0 | 5 | 2 | 5 | 2 |  | 1 | [11 empty] | 1 | 1 | 3 | 1 | 1 | 1+ | 4 | Shifted batteries to other locations to help account for in-development storage mapping and better align with CI | 1
SDGE | New Sub - North Gila - IV (Proposed) | 500 | Battery |  |  | 0 | 165 | 165 | 0 | 0 | 0 | 0 | 165 | 165 | 1 | 1 | 1 | 1 |  | 1 | [11 empty] | 2 | 1 | 4 | 2 | 2 | 4+ | 1 |  | 1
PG&E NGBA | New Sub - Pit 1 - Cottonwood (Proposed) | 230 | Battery |  |  | 0 | 0 | 0 | 0 | 0 | 0 | 0 | 0 | 0 | 5 | 3 | 3 | 3 |  | 1 | [11 empty] | 2 | 2 | 4 | 2 | 3 | 1+ | 1 |  | 1
PG&E GBA | New Sub - Rancho Seco - Bellota (Proposed) | 230 | Battery |  |  | 0 | 40 | 40 | 0 | 0 | 0 | 0 | 40 | 40 | 5 | 4 | 1 | 1 |  | 1 | [11 empty] | 1 | 1 | 4 | 2 | 3 | 4+ | 1 |  | 1
SDGE | New Sub - Suncrest - Ocotillo (Proposed) | 500 | Battery |  |  | 0 | 0 | 0 | 0 | 0 | 0 | 0 | 0 | 0 | 1 | 1 | 1 | 1 |  | 1 | [11 empty] | 2 | 1 | 4 | 1 | 3 | 1+ | 1 |  | 1
PG&E FRESNO | New Sub - Westley - Quinto (Proposed) | 230 | Battery |  |  | 0 | 0 | 0 | 0 | 0 | 0 | 0 | 0 | 0 | 1 | 1 | 1 | 1 |  | 1 | [11 empty] | 1 | 1 | 4 | 2 | 1 | 4+ | 1 |  | 1
PG&E GBA | Newark | 230 | Battery |  |  | 0 | 0 | 0 | 0 | 0 | 0 | 0 | 0 | 0 | 5 | 4 | 1 | 1 |  | 1 | [11 empty] | 2 | 1 | 3 | 1 | 2 | 4+ | 1 |  | 1
PG&E GBA | Newark | 60 | Battery |  |  | 0 | 0 | 0 | 0 | 0 | 0 | 0 | 0 | 0 | 5 | 2 | 1 | 1 |  | 1 | [11 empty] | 2 | 1 | 3 | 1 | 2 | 1+ | 1 |  | 1
PG&E FRESNO | Newhall | 115 | Battery |  |  | 0 | 0 | 0 | 0 | 0 | 0 | 0 | 0 | 0 | 5 | 4 | 5 | 5 |  | 1 | [11 empty] | 1 | 1 | 4 | 2 | 1 | 1+ | 1 |  | 1
SDGE | North Gila | 500 | Battery |  |  | 0 | 0 | 0 | 0 | 0 | 0 | 0 | 0 | 0 | 1 | 1 | 1 | 1 |  | 1 | [11 empty] | 2 | 2 | 4 | 2 | 3 | 1+ | 1 |  | 1
PG&E GBA | Oakland C | 115 | Battery |  |  | 0 | 0 | 0 | 0 | 0 | 0 | 0 | 0 | 0 | 5 | 4 | 1 | 1 |  | 1 | [11 empty] | 2 | 1 | 1 | 1 | 2 | 2+ | 5 | 4hr batteries shifted to better align with in-dev | 1
PG&E GBA | Oakland J | 115 | Battery |  |  | 0 | 0 | 0 | 0 | 0 | 0 | 0 | 0 | 0 | 5 | 2 | 1 | 1 |  | 1 | [11 empty] | 2 | 1 | 2 | 1 | 1 | 4+ | 1 |  | 1
SDGE | Ocean Ranch | 69 | Battery |  |  | 0 | 0 | 0 | 0 | 0 | 0 | 0 | 0 | 0 | 1 | 1 | 1 | 1 |  | 1 | [11 empty] | 2 | 1 | 4 | 1 | 3 | 1+ | 1 |  | 1
SCE Metro | Olinda | 230 | Battery |  |  | 0 | 0 | 0 | 0 | 0 | 0 | 0 | 0 | 0 | 1 | 1 | 1 | 1 |  | 1 | [11 empty] | 1 | 1 | 2 | 1 | 2 | 4+ | 1 |  | 1
PG&E FRESNO | Olive | 115 | Battery |  |  | 20 | 0 | 20 | 20 | 0 | 20 | 0 | 0 | 0 | 5 | 2 | 5 | 2 |  | 2 | [11 empty] | 1 | 1 | 4 | 1 | 1 | 2+ | 1 |  | 1
PG&E NGBA | Olivehurst | 115 | Battery |  |  | 0 | 0 | 0 | 0 | 0 | 0 | 0 | 0 | 0 | 5 | 4 | 1 | 1 |  | 1 | [11 empty] | 2 | 2 | 2 | 1 | 2 | 4+ | 1 |  | 1
PG&E FRESNO | Oro Loma | 115 | Battery |  |  | 0 | 0 | 0 | 0 | 0 | 0 | 0 | 0 | 0 | 5 | 2 | 5 | 5 |  | 1 | [11 empty] | 1 | 1 | 4 | 2 | 1 | 1+ | 1 |  | 1
PG&E FRESNO | Oro Loma | 70 | Battery |  |  | 0 | 0 | 0 | 0 | 0 | 0 | 0 | 0 | 0 | 5 | 2 | 5 | 5 |  | 1 | [11 empty] | 1 | 1 | 4 | 2 | 1 | 1+ | 1 |  | 1
SDGE | Otay | 69 | Battery |  |  | 49.7 | 0 | 49.7 | 49.7 | 0 | 49.7 | 0 | 0 | 0 | 1 | 1 | 1 | 1 |  | 3 | [11 empty] | 2 | 1 | 1 | 1 | 1 | 1+ | 1 |  | 1
SDGE | Otay Mesa | 230 | Battery |  |  | 65 | 0 | 65 | 65 | 0 | 65 | 0 | 0 | 0 | 1 | 1 | 1 | 1 |  | 2 | [11 empty] | 2 | 1 | 1 | 1 | 3 | 4+ | 1 |  | 1
EOP | Pahrump | 230 | Battery |  |  | 0 | 0 | 0 | 0 | 0 | 0 | 0 | 0 | 0 | 5 | 4 | 1 | 1 |  | 1 | [11 empty] | 2 | 2 | 4 | 1 | 3 | 1+ | 1 |  | 1
SDGE | Pala | 69 | Battery |  |  | 10 | 0 | 10 | 10 | 0 | 10 | 0 | 0 | 0 | 1 | 1 | 1 | 1 |  | 3 | [11 empty] | 2 | 1 | 1 | 1 | 3 | 1 | 1 |  | 1
PG&E NGBA | Palermo | 115 | Battery |  |  | 0 | 0 | 0 | 0 | 0 | 0 | 0 | 0 | 0 | 5 | 4 | 1 | 1 |  | 1 | [11 empty] | 2 | 1 | 2 | 2 | 2 | 2+ | 1 |  | 1
PG&E FRESNO | Panoche | 115 | Battery |  |  | 0 | 0 | 0 | 0 | 0 | 0 | 0 | 0 | 0 | 5 | 4 | 5 | 2 |  | 1 | [11 empty] | 1 | 1 | 1 | 2 | 1 | 4+ | 1 |  | 1
PG&E FRESNO | Panoche | 230 | Battery |  |  | 0 | 160 | 160 | 0 | 0 | 0 | 0 | 160 | 160 | 5 | 2 | 5 | 2 |  | 1 | [11 empty] | 1 | 1 | 1 | 2 | 1 | 3- | 1 |  | 1
SCE Northern | Pardee | 230 | Battery |  |  | 15 | 0 | 15 | 15 | 0 | 15 | 0 | 0 | 0 | 5 | 2 | 1 | 1 |  | 5 | [11 empty] | 1 | 1 | 3 | 1 | 3 | 1 | 1 |  | 1
SCE Northern | Pastoria | 230 | Battery |  |  | 80 | 0 | 80 | 80 | 0 | 80 | 0 | 0 | 0 | 5 | 2 | 1 | 1 |  | 2 | [11 empty] | 1 | 1 | 2 | 1 | 3 | 1+ | 1 |  | 1
SCE Metro | Pauda | 230 | Battery |  |  | 120 | 0 | 120 | 120 | 0 | 120 | 0 | 0 | 0 | 1 | 1 | 1 | 1 |  | 2 | [11 empty] | 1 | 1 | 2 | 1 | 2 | 1+ | 4 | 4hr batteries shifted to better align with in-dev | 1
PG&E GBA | Paul Sweet | 115 | Battery |  |  | 0 | 0 | 0 | 0 | 0 | 0 | 0 | 0 | 0 | 1 | 1 | 1 | 1 |  | 1 | [11 empty] | 2 | 2 | 2 | 2 | 3 | 4+ | 1 |  | 1
PG&E NGBA | Peabody | 230 | Battery |  |  | 0 | 0 | 0 | 0 | 0 | 0 | 0 | 0 | 0 | 5 | 2 | 1 | 1 |  | 1 | [11 empty] | 2 | 1 | 2 | 1 | 2 | 4+ | 1 |  | 1
PG&E NGBA | Pease | 60 | Battery |  |  | 0 | 0 | 0 | 0 | 0 | 0 | 0 | 0 | 0 | 5 | 4 | 1 | 1 |  | 1 | [11 empty] | 2 | 2 | 2 | 1 | 2 | 2+ | 1 |  | 1
SDGE | Pendleton | 69 | Battery |  |  | 0 | 50 | 50 | 0 | 50 | 50 | 0 | 0 | 0 | 1 | 1 | 1 | 1 |  | 4 | [11 empty] | 2 | 1 | 4 | 1 | 3 | 1 | 1 |  | 1
PG&E NGBA | Penngrove | 115 | Battery |  |  | 0 | 0 | 0 | 0 | 0 | 0 | 0 | 0 | 0 | 5 | 2 | 1 | 1 |  | 1 | [11 empty] | 2 | 1 | 3 | 2 | 2 | 4+ | 1 |  | 1
SCE NOL | Pisgah | 230 | Battery |  |  | 0 | 205 | 205 | 0 | 0 | 0 | 0 | 205 | 205 | 5 | 2 | 1 | 1 |  | 1 | [11 empty] | 2 | 1 | 4 | 1 | 1 | 3+ | 1 |  | 1
PG&E NGBA | Pit 1 | 230 | Battery |  |  | 0 | 0 | 0 | 0 | 0 | 0 | 0 | 0 | 0 | 5 | 3 | 3 | 3 |  | 1 | [11 empty] | 2 | 2 | 4 | 2 | 3 | 1+ | 1 |  | 1
PG&E GBA | Pittsburg | 115 | Battery |  |  | 0 | 75 | 75 | 0 | 0 | 0 | 0 | 75 | 75 | 5 | 4 | 1 | 1 |  | 2 | [11 empty] | 2 | 1 | 2 | 1 | 1 | 4+ | 1 |  | 1
PG&E GBA | Pittsburg | 230 | Battery |  |  | 0 | 175 | 175 | 0 | 0 | 0 | 0 | 175 | 175 | 5 | 4 | 1 | 1 |  | 2 | [11 empty] | 2 | 1 | 2 | 1 | 1 | 4+ | 1 |  | 1
SDGE | Point Loma | 69 | Battery |  |  | 0 | 0 | 0 | 0 | 0 | 0 | 0 | 0 | 0 | 1 | 1 | 1 | 1 |  | 1 | [11 empty] | 2 | 1 | 3 | 1 | 2 | 2+ | 1 |  | 1
SDGE | Pomerado | 69 | Battery |  |  | 100 | 0 | 100 | 100 | 0 | 100 | 0 | 0 | 0 | 1 | 1 | 1 | 1 |  | 5 | [11 empty] | 2 | 1 | 3 | 1 | 3 | 1 | 1 |  | 1
EOP | Primm | 230 | Battery |  |  | 200 | 0 | 200 | 200 | 0 | 200 | 0 | 0 | 0 | 5 | 4 | 1 | 1 |  | 1 | [11 empty] | 2 | 2 | 4 | 1 | 2 | 1+ | 1 |  | 1
PG&E NGBA | Putah Creek | 115 | Battery |  |  | 3 | 0 | 3 | 3 | 0 | 3 | 0 | 0 | 0 | 5 | 2 | 1 | 1 |  | 1 | [11 empty] | 2 | 1 | 3 | 2 | 3 | 1 | 1 |  | 1
PG&E FRESNO | Quinto | 230 | Battery |  |  | 0 | 100 | 100 | 0 | 0 | 0 | 0 | 100 | 100 | 5 | 2 | 5 | 2 |  | 1 | [11 empty] | 1 | 1 | 4 | 2 | 1 | 4+ | 1 |  | 1
SDGE | Rancho Mission Viejo | 138 | Battery |  |  | 0 | 0 | 0 | 0 | 0 | 0 | 0 | 0 | 0 | 1 | 1 | 1 | 1 |  | 1 | [11 empty] | 1 | 1 | 2 | 1 | 3 | 1+ | 1 |  | 1
SCE NOL | Ransburg | 115 | Battery |  |  | 0 | 0 | 0 | 0 | 0 | 0 | 0 | 0 | 0 | 3 | 3 | 1 | 1 |  | 1 | [11 empty] | 2 | 1 | 4 | 1 | 1 | 4+ | 1 |  | 1
PG&E GBA | Ravenswood | 115 | Battery |  |  | 0 | 0 | 0 | 0 | 0 | 0 | 0 | 0 | 0 | 5 | 2 | 1 | 1 |  | 1 | [11 empty] | 2 | 1 | 2 | 1 | 2 | 1+ | 1 |  | 1
SCE Northern | Rector | 230 | Battery |  |  | 0 | 50 | 50 | 0 | 0 | 0 | 0 | 50 | 50 | 1 | 1 | 1 | 1 |  | 1 | [11 empty] | 1 | 1 | 2 | 1 | 2 | 4+ | 1 |  | 1
SCE Eastern | Red Bluff | 230 | Battery |  |  | 446 | 0 | 446 | 446 | 0 | 446 | 0 | 0 | 0 | 1 | 1 | 1 | 1 |  | 1 | [11 empty] | 2 | 2 | 4 | 1 | 3 | 4+ | 1 |  | 1
SCE Eastern | Red Bluff | 500 | Battery |  |  | 225 | 100 | 325 | 225 | 0 | 225 | 0 | 100 | 100 | 1 | 1 | 1 | 1 |  | 1 | [11 empty] | 2 | 2 | 4 | 1 | 3 | 4+ | 5 | 4hr batteries shifted to better align with in-dev, less 8hr to reflect less co-located solar | 1
PG&E NGBA | Redbud | 115 | Battery |  |  | 0 | 0 | 0 | 0 | 0 | 0 | 0 | 0 | 0 | 5 | 2 | 1 | 1 |  | 1 | [11 empty] | 2 | 2 | 4 | 2 | 3 | 1+ | 1 |  | 1
PG&E FRESNO | Reedley | 115 | Battery |  |  | 0 | 0 | 0 | 0 | 0 | 0 | 0 | 0 | 0 | 5 | 4 | 5 | 2 |  | 1 | [11 empty] | 1 | 1 | 4 | 2 | 1 | 1+ | 1 |  | 1
PG&E GBA | Richmond R | 115 | Battery |  |  | 0 | 0 | 0 | 0 | 0 | 0 | 0 | 0 | 0 | 5 | 4 | 1 | 1 |  | 1 | [11 empty] | 2 | 1 | 2 | 1 | 2 | 1+ | 1 |  | 1
PG&E KERN | Rio Bravo | 115 | Battery |  |  | 0 | 0 | 0 | 0 | 0 | 0 | 0 | 0 | 0 | 5 | 2 | 5 | 2 |  | 1 | [11 empty] | 1 | 1 | 2 | 1 | 1 | 1+ | 1 |  | 1
SCE Metro | Rio Hondo | 230 | Battery |  |  | 265 | 10 | 275 | 265 | 10 | 275 | 0 | 0 | 0 | 1 | 1 | 1 | 1 |  | 1 | [11 empty] | 1 | 1 | 4 | 1 | 1 | 4+ | 1 |  | 1
PG&E NGBA | Rio Oso | 230 | Battery |  |  | 0 | 0 | 0 | 0 | 0 | 0 | 0 | 0 | 0 | 5 | 4 | 1 | 1 |  | 1 | [11 empty] | 2 | 1 | 4 | 1 | 3 | 1+ | 4 | Did not map to to align with CI elsewhere | 1
PG&E GBA | Ripon | 115 | Battery |  |  | 99 | 0 | 99 | 99 | 0 | 99 | 0 | 0 | 0 | 5 | 4 | 1 | 1 |  | 2 | [11 empty] | 1 | 1 | 2 | 2 | 2 | 1+ | 1 |  | 1
PG&E GBA | Riverbank | 115 | Battery |  |  | 0 | 0 | 0 | 0 | 0 | 0 | 0 | 0 | 0 | 5 | 4 | 1 | 1 |  | 1 | [11 empty] | 1 | 1 | 3 | 2 | 2 | 1+ | 1 |  | 1
SCE NOL | Roadway | 115 | Battery |  |  | 100 | 10 | 110 | 100 | 0 | 100 | 0 | 10 | 10 | 1 | 1 | 1 | 1 |  | 4 | [11 empty] | 2 | 1 | 2 | 1 | 1 | 4+ | 1 |  | 1
PG&E NGBA | Round Mountain | 230 | Battery |  |  | 0 | 0 | 0 | 0 | 0 | 0 | 0 | 0 | 0 | 5 | 2 | 1 | 1 |  | 1 | [11 empty] | 2 | 2 | 4 | 2 | 3 | 1+ | 1 |  | 1
PG&E GBA | Salado | 115 | Battery |  |  | 0 | 0 | 0 | 0 | 0 | 0 | 0 | 0 | 0 | 5 | 4 | 1 | 1 |  | 1 | [11 empty] | 1 | 1 | 4 | 2 | 1 | 1+ | 1 |  | 1
PG&E GBA | Salado | 60 | Battery |  |  | 0 | 0 | 0 | 0 | 0 | 0 | 0 | 0 | 0 | 5 | 4 | 1 | 1 |  | 1 | [11 empty] | 1 | 1 | 4 | 2 | 1 | 4+ | 1 |  | 1
PG&E GBA | Salinas | 115 | Battery |  |  | 0 | 0 | 0 | 0 | 0 | 0 | 0 | 0 | 0 | 1 | 1 | 1 | 1 |  | 1 | [11 empty] | 2 | 2 | 3 | 2 | 2 | 1+ | 1 |  | 1
SDGE | Salt Creek | 69 | Battery |  |  | 0 | 0 | 0 | 0 | 0 | 0 | 0 | 0 | 0 | 1 | 1 | 1 | 1 |  | 1 | [11 empty] | 2 | 1 | 3 | 1 | 2 | 1+ | 1 |  | 1
SCE Eastern | San Bernardino | 230 | Battery |  |  | 0 | 0 | 0 | 0 | 0 | 0 | 0 | 0 | 0 | 1 | 1 | 1 | 1 |  | 1 | [11 empty] | 1 | 1 | 2 | 1 | 2 | 2+ | 1 |  | 1
SDGE | San Luis Rey | 230 | Battery |  |  | 0 | 0 | 0 | 0 | 0 | 0 | 0 | 0 | 0 | 1 | 1 | 1 | 1 |  | 1 | [11 empty] | 2 | 1 | 4 | 1 | 3 | 1+ | 5 | Did not map to to align with CI elsewhere | 1
SDGE | San Luis Rey | 69 | Battery |  |  | 0 | 0 | 0 | 0 | 0 | 0 | 0 | 0 | 0 | 1 | 1 | 1 | 1 |  | 1 | [11 empty] | 2 | 1 | 4 | 1 | 3 | 1+ | 1 |  | 1
SDGE | San Marcos | 69 | Battery |  |  | 0 | 0 | 0 | 0 | 0 | 0 | 0 | 0 | 0 | 1 | 1 | 1 | 1 |  | 1 | [11 empty] | 2 | 1 | 2 | 1 | 3 | 1+ | 1 |  | 1
SCE Metro | San Onofre | 230 | Battery |  |  | 0 | 0 | 0 | 0 | 0 | 0 | 0 | 0 | 0 | 1 | 1 | 1 | 1 |  | 1 | [11 empty] | 2 | 1 | 4 | 1 | 3 | 1+ | 1 |  | 1
PG&E GBA | San Ramon | 230 | Battery |  |  | 0 | 0 | 0 | 0 | 0 | 0 | 0 | 0 | 0 | 5 | 2 | 1 | 1 |  | 1 | [11 empty] | 2 | 1 | 2 | 1 | 3 | 4+ | 1 |  | 1
PG&E FRESNO | Sanger | 115 | Battery |  |  | 0 | 30 | 30 | 0 | 0 | 0 | 0 | 30 | 30 | 5 | 4 | 5 | 5 |  | 4 | [11 empty] | 1 | 1 | 2 | 2 | 2 | 4+ | 1 |  | 1
SCE Northern | Santa Clara | 230 | Battery |  |  | 0 | 0 | 0 | 0 | 0 | 0 | 0 | 0 | 0 | 5 | 2 | 1 | 1 |  | 1 | [11 empty] | 2 | 1 | 3 | 1 | 2 | 1+ | 4 | Did not map to to align with CI elsewhere | 1
PG&E GBA | Santa Teresa | 115 | Battery |  |  | 0 | 0 | 0 | 0 | 0 | 0 | 0 | 0 | 0 | 5 | 4 | 1 | 1 |  | 1 | [11 empty] | 2 | 1 | 2 | 2 | 2 | 4+ | 1 |  | 1
SDGE | Santee | 138 | Battery |  |  | 10 | 0 | 10 | 10 | 0 | 10 | 0 | 0 | 0 | 5 | 5 | 1 | 1 |  | 1 | [11 empty] | 2 | 1 | 2 | 1 | 2 | 1 | 1 |  | 1
SCE Metro | Santiago | 230 | Battery |  |  | 0 | 0 | 0 | 0 | 0 | 0 | 0 | 0 | 0 | 1 | 1 | 1 | 1 |  | 1 | [11 empty] | 1 | 1 | 2 | 1 | 2 | 1+ | 1 |  | 1
SCE Northern | Saugus | 230 | Battery |  |  | 0 | 0 | 0 | 0 | 0 | 0 | 0 | 0 | 0 | 5 | 2 | 1 | 1 |  | 1 | [11 empty] | 1 | 1 | 3 | 1 | 3 | 1+ | 1 |  | 1
PG&E FRESNO | Schindler | 115 | Battery |  |  | 0 | 40 | 40 | 0 | 0 | 0 | 0 | 40 | 40 | 5 | 2 | 5 | 2 |  | 3 | [11 empty] | 1 | 1 | 4 | 2 | 1 | 4+ | 1 |  | 1
PG&E GBA | Schulte | 115 | Battery |  |  | 0 | 0 | 0 | 0 | 0 | 0 | 0 | 0 | 0 | 5 | 4 | 1 | 1 |  | 1 | [11 empty] | 1 | 1 | 1 | 2 | 2 | 4+ | 1 |  | 1
SDGE | Scripps | 69 | Battery |  |  | 0 | 0 | 0 | 0 | 0 | 0 | 0 | 0 | 0 | 1 | 1 | 1 | 1 |  | 1 | [11 empty] | 2 | 1 | 2 | 1 | 3 | 1+ | 1 |  | 1
PG&E KERN | Semitropic | 115 | Battery |  |  | 0 | 0 | 0 | 0 | 0 | 0 | 0 | 0 | 0 | 5 | 2 | 5 | 2 |  | 1 | [11 empty] | 1 | 1 | 3 | 1 | 1 | 1+ | 1 |  | 1
SDGE | Shadowridge | 138 | Battery |  |  | 0 | 0 | 0 | 0 | 0 | 0 | 0 | 0 | 0 | 1 | 1 | 1 | 1 |  | 1 | [11 empty] | 2 | 1 | 3 | 1 | 3 | 1+ | 1 |  | 1
PG&E KERN | Shafter | 115 | Battery |  |  | 0 | 0 | 0 | 0 | 0 | 0 | 0 | 0 | 0 | 5 | 2 | 5 | 2 |  | 1 | [11 empty] | 1 | 1 | 3 | 1 | 1 | 1+ | 1 |  | 1
PG&E NGBA | Silverado | 115 | Battery |  |  | 0 | 0 | 0 | 0 | 0 | 0 | 0 | 0 | 0 | 5 | 2 | 1 | 1 |  | 1 | [11 empty] | 2 | 1 | 4 | 2 | 3 | 1+ | 1 |  | 1
SDGE | Silvergate | 230 | Battery |  |  | 0 | 0 | 0 | 0 | 0 | 0 | 0 | 0 | 0 | 1 | 1 | 1 | 1 |  | 1 | [11 empty] | 2 | 1 | 1 | 1 | 1 | 1+ | 5 | 4hr batteries shifted to better align with in-dev | 1
EOP | Sloan Canyon | 230 | Battery |  |  | 0 | 0 | 0 | 0 | 0 | 0 | 0 | 0 | 0 | 5 | 4 | 1 | 1 |  | 1 | [11 empty] | 2 | 2 | 3 | 1 | 3 | 4+ | 5 | Did not map to to align with CI elsewhere | 1
PG&E KERN | Smyrna | 115 | Battery |  |  | 0 | 0 | 0 | 0 | 0 | 0 | 0 | 0 | 0 | 5 | 2 | 5 | 2 |  | 1 | [11 empty] | 1 | 1 | 4 | 1 | 1 | 1+ | 1 |  | 1
PG&E GBA | Soledad | 60 | Battery |  |  | 0 | 0 | 0 | 0 | 0 | 0 | 0 | 0 | 0 | 5 | 4 | 1 | 1 |  | 1 | [11 empty] | 2 | 2 | 4 | 2 | 3 | 1+ | 1 |  | 1
SDGE | Spring Valley | 69 | Battery |  |  | 0 | 0 | 0 | 0 | 0 | 0 | 0 | 0 | 0 | 1 | 1 | 1 | 1 |  | 1 | [11 empty] | 2 | 1 | 2 | 1 | 2 | 1+ | 1 |  | 1
SCE Northern | Springville | 230 | Battery |  |  | 225 | 50 | 275 | 225 | 0 | 225 | 0 | 50 | 50 | 1 | 1 | 1 | 1 |  | 1 | [11 empty] | 1 | 1 | 4 | 1 | 1 | 2- | 1 |  | 1
PG&E GBA | Stagg | 230 | Battery |  |  | 0 | 0 | 0 | 0 | 0 | 0 | 0 | 0 | 0 | 5 | 4 | 1 | 1 |  | 1 | [11 empty] | 1 | 1 | 3 | 2 | 2 | 4+ | 1 |  | 1
PG&E KERN | Stockdale | 115 | Battery |  |  | 0 | 0 | 0 | 0 | 0 | 0 | 0 | 0 | 0 | 5 | 2 | 5 | 2 |  | 1 | [11 empty] | 1 | 1 | 2 | 1 | 2 | 4+ | 1 |  | 1
PG&E FRESNO | Storey | 230 | Battery |  |  | 0 | 0 | 0 | 0 | 0 | 0 | 0 | 0 | 0 | 5 | 4 | 5 | 5 |  | 1 | [11 empty] | 1 | 1 | 4 | 2 | 1 | 1+ | 1 |  | 1
SDGE | Suncrest | 230 | Battery |  |  | 0 | 0 | 0 | 0 | 0 | 0 | 0 | 0 | 0 | 1 | 1 | 1 | 1 |  | 1 | [11 empty] | 2 | 1 | 4 | 1 | 3 | 1+ | 1 |  | 1
SCE Northern | Sylmar | 230 | Battery |  |  | 0 | 0 | 0 | 0 | 0 | 0 | 0 | 0 | 0 | 5 | 2 | 1 | 1 |  | 1 | [11 empty] | 1 | 1 | 2 | 1 | 1 | 2+ | 1 |  | 1
PG&E NGBA | Table Mountain | 500 | Battery |  |  | 0 | 0 | 0 | 0 | 0 | 0 | 0 | 0 | 0 | 5 | 2 | 1 | 1 |  | 1 | [11 empty] | 2 | 1 | 3 | 2 | 1 | 1+ | 1 |  | 1
PG&E KERN | Taft | 115 | Battery |  |  | 3 | 0 | 3 | 3 | 0 | 3 | 0 | 0 | 0 | 5 | 2 | 5 | 2 |  | 1 | [11 empty] | 1 | 1 | 2 | 1 | 2 | 1 | 1 |  | 1
SDGE | Talega | 138 | Battery |  |  | 0 | 80 | 80 | 0 | 0 | 0 | 0 | 80 | 80 | 1 | 1 | 1 | 1 |  | 2 | [11 empty] | 2 | 1 | 3 | 1 | 3 | 4+ | 1 |  | 1
SDGE | Talega | 230 | Battery |  |  | 0 | 0 | 0 | 0 | 0 | 0 | 0 | 0 | 0 | 1 | 1 | 1 | 1 |  | 1 | [11 empty] | 2 | 1 | 3 | 1 | 3 | 1+ | 4 | 4hr batteries shifted to better align with in-dev | 1
SDGE | Telegraph Canyon | 138 | Battery |  |  | 0 | 0 | 0 | 0 | 0 | 0 | 0 | 0 | 0 | 1 | 1 | 1 | 1 |  | 1 | [11 empty] | 2 | 1 | 2 | 1 | 2 | 1+ | 1 |  | 1
PG&E KERN | Temblor | 115 | Battery |  |  | 0 | 0 | 0 | 0 | 0 | 0 | 0 | 0 | 0 | 5 | 2 | 5 | 2 |  | 1 | [11 empty] | 1 | 1 | 2 | 1 | 1 | 4+ | 1 |  | 1
PG&E KERN | Templeton | 230 | Battery |  |  | 0 | 0 | 0 | 0 | 0 | 0 | 0 | 0 | 0 | 5 | 2 | 5 | 2 |  | 1 | [11 empty] | 2 | 2 | 4 | 2 | 3 | 1+ | 1 |  | 1
PG&E GBA | Tesla | 230 | Battery |  |  | 125 | 0 | 125 | 125 | 0 | 125 | 0 | 0 | 0 | 5 | 4 | 1 | 1 |  | 2 | [11 empty] | 2 | 1 | 2 | 1 | 2 | 4+ | 1 |  | 1
PG&E GBA | Tesla | 500 | Battery |  |  | 0 | 200 | 200 | 0 | 0 | 0 | 0 | 200 | 200 | 5 | 4 | 1 | 1 |  | 1 | [11 empty] | 2 | 1 | 2 | 1 | 2 | 4+ | 1 |  | 1
SCE NOL | Tortilla | 115 | Battery |  |  | 0 | 0 | 0 | 0 | 0 | 0 | 0 | 0 | 0 | 3 | 3 | 1 | 1 |  | 1 | [11 empty] | 2 | 1 | 4 | 1 | 2 | 1+ | 1 |  | 1
PG&E FRESNO | Tranquility | 230 | Battery |  |  | 662 | 160 | 822 | 662 | 0 | 662 | 0 | 160 | 160 | 5 | 4 | 5 | 2 |  | 3 | [11 empty] | 1 | 1 | 4 | 2 | 1 | 4+ | 1 |  | 1
EOP | Trout Canyon | 230 | Battery |  |  | 731 | 260 | 991 | 731 | 0 | 731 | 0 | 260 | 260 | 5 | 4 | 1 | 1 |  | 3 | [11 empty] | 2 | 2 | 4 | 1 | 3 | 4+ | 1 |  | 1
EOP | Trout Canyon | 500 | Battery |  |  | 0 | 0 | 0 | 0 | 0 | 0 | 0 | 0 | 0 | 5 | 4 | 1 | 1 |  | 1 | [11 empty] | 2 | 2 | 4 | 1 | 3 | 1+ | 1 |  | 1
PG&E NGBA | Tulucay | 230 | Battery |  |  | 0 | 0 | 0 | 0 | 0 | 0 | 0 | 0 | 0 | 5 | 2 | 1 | 1 |  | 1 | [11 empty] | 2 | 1 | 3 | 2 | 3 | 2+ | 1 |  | 1
PG&E NGBA | Tulucay | 60 | Battery |  |  | 0 | 0 | 0 | 0 | 0 | 0 | 0 | 0 | 0 | 5 | 2 | 1 | 1 |  | 3 | [11 empty] | 2 | 1 | 3 | 2 | 3 | 4+ | 1 |  | 1
PG&E KERN | Union (Estrella) | 70 | Battery |  |  | 0 | 0 | 0 | 0 | 0 | 0 | 0 | 0 | 0 | 5 | 2 | 5 | 2 |  | 1 | [11 empty] | 2 | 2 | 4 | 2 | 3 | 1+ | 1 |  | 1
PG&E NGBA | Vaca Dixon | 115 | Battery |  |  | 0 | 0 | 0 | 0 | 0 | 0 | 0 | 0 | 0 | 5 | 2 | 1 | 1 |  | 1 | [11 empty] | 2 | 1 | 1 | 1 | 3 | 2+ | 1 |  | 1
PG&E NGBA | Vaca Dixon | 230 | Battery |  |  | 0 | 0 | 0 | 0 | 0 | 0 | 0 | 0 | 0 | 5 | 2 | 1 | 1 |  | 1 | [11 empty] | 2 | 1 | 1 | 1 | 3 | 4+ | 4 | Did not map to to align with CI and in-Dev storage elsewhere | 1
PG&E NGBA | Vaca Dixon | 500 | Battery |  |  | 0 | 0 | 0 | 0 | 0 | 0 | 0 | 0 | 0 | 5 | 2 | 1 | 1 |  | 1 | [11 empty] | 2 | 1 | 1 | 1 | 3 | 2+ | 1 |  | 1
SCE Eastern | Valley (SCE) | 500 | Battery |  |  | 720 | 0 | 720 | 720 | 0 | 720 | 0 | 0 | 0 | 1 | 1 | 1 | 1 |  | 1 | [11 empty] | 1 | 1 | 2 | 1 | 2 | 4+ | 1 |  | 1
EOP | Valley (VEA) | 138 | Battery |  |  | 0 | 40 | 40 | 0 | 0 | 0 | 0 | 40 | 40 | 5 | 4 | 1 | 1 |  | 1 | [11 empty] | 2 | 2 | 4 | 1 | 3 | 1 | 1 |  | 1
SDGE | Valley Center | 69 | Battery |  |  | 0 | 0 | 0 | 0 | 0 | 0 | 0 | 0 | 0 | 1 | 1 | 1 | 1 |  | 1 | [11 empty] | 2 | 1 | 4 | 1 | 3 | 1+ | 1 |  | 1
PG&E GBA | Valley Springs | 230 | Battery |  |  | 0 | 0 | 0 | 0 | 0 | 0 | 0 | 0 | 0 | 5 | 4 | 1 | 1 |  | 1 | [11 empty] | 2 | 1 | 4 | 1 | 3 | 1+ | 1 |  | 1
PG&E GBA | Valley Springs | 60 | Battery |  |  | 0 | 0 | 0 | 0 | 0 | 0 | 0 | 0 | 0 | 5 | 4 | 1 | 1 |  | 1 | [11 empty] | 2 | 1 | 4 | 1 | 3 | 4+ | 1 |  | 1
EOP | Valley Switch | 138 | Battery |  |  | 0 | 0 | 0 | 0 | 0 | 0 | 0 | 0 | 0 | 5 | 4 | 1 | 1 |  | 1 | [11 empty] | 2 | 2 | 4 | 1 | 3 | 1+ | 1 |  | 1
EOP | Valley Switch | 230 | Battery |  |  | 0 | 0 | 0 | 0 | 0 | 0 | 0 | 0 | 0 | 5 | 4 | 1 | 1 |  | 1 | [11 empty] | 2 | 2 | 4 | 1 | 3 | 1+ | 1 |  | 1
SCE Northern | Vestal | 230 | Battery |  |  | 110 | 55 | 165 | 110 | 0 | 110 | 0 | 55 | 55 | 1 | 1 | 1 | 1 |  | 1 | [11 empty] | 1 | 1 | 4 | 1 | 1 | 4+ | 3 | 4hr batteries shifted to better align with in-dev, more 8hr mapped though | 1
SCE Northern | Vestal | 66 | Battery |  |  | 80 | 0 | 80 | 80 | 0 | 80 | 0 | 0 | 0 | 1 | 1 | 1 | 1 |  | 4 | [11 empty] | 1 | 1 | 4 | 1 | 1 | 1 | 1 |  | 1
SCE NOL | Victor | 115 | Battery |  |  | 0 | 20 | 20 | 0 | 0 | 0 | 0 | 20 | 20 | 1 | 1 | 1 | 1 |  | 3 | [11 empty] | 2 | 1 | 3 | 1 | 2 | 3- | 5 | Shifted batteries to other locations to better align with CI | 1
SCE NOL | Victor | 230 | Battery |  |  | 0 | 0 | 0 | 0 | 0 | 0 | 0 | 0 | 0 | 1 | 1 | 1 | 1 |  | 1 | [11 empty] | 2 | 1 | 3 | 1 | 2 | 4+ | 1 |  | 1
SCE Metro | Viejo | 230 | Battery |  |  | 0 | 0 | 0 | 0 | 0 | 0 | 0 | 0 | 0 | 1 | 1 | 1 | 1 |  | 1 | [11 empty] | 1 | 1 | 3 | 1 | 2 | 4+ | 1 |  | 1
PG&E GBA | Vierra | 115 | Battery |  |  | 92 | 0 | 92 | 92 | 0 | 92 | 0 | 0 | 0 | 5 | 4 | 1 | 1 |  | 2 | [11 empty] | 1 | 1 | 1 | 2 | 1 | 4+ | 1 |  | 1
SCE Northern | Vincent | 230 | Battery |  |  | 399 | 375 | 774 | 399 | 0 | 399 | 0 | 375 | 375 | 1 | 1 | 1 | 1 |  | 2 | [11 empty] | 2 | 1 | 4 | 1 | 3 | 4+ | 3 | 4hr batteries shifted to better align with in-dev, more 8hr mapped though | 1
SCE Northern | Vincent | 500 | Battery |  |  | 0 | 0 | 0 | 0 | 0 | 0 | 0 | 0 | 0 | 1 | 1 | 1 | 1 |  | 1 | [11 empty] | 2 | 1 | 4 | 1 | 3 | 1+ | 1 |  | 1
SCE Eastern | Vista (SCE) | 230 | Battery |  |  | 200 | 0 | 200 | 200 | 0 | 200 | 0 | 0 | 0 | 1 | 1 | 1 | 1 |  | 1 | [11 empty] | 1 | 1 | 2 | 1 | 1 | 4+ | 1 |  | 1
EOP | Vista (VEA) | 138 | Battery |  |  | 0 | 0 | 0 | 0 | 0 | 0 | 0 | 0 | 0 | 5 | 4 | 1 | 1 |  | 1 | [11 empty] | 2 | 2 | 4 | 1 | 3 | 1 | 5 | Did not map to to align with CI elsewhere | 1
EOP | Vista (VEA) | 230 | Battery |  |  | 0 | 40 | 40 | 0 | 0 | 0 | 0 | 40 | 40 | 5 | 4 | 1 | 1 |  | 1 | [11 empty] | 2 | 2 | 4 | 1 | 3 | 2- | 1 |  | 1
SCE Northern | Wakefield | 66 | Battery |  |  | 15 | 0 | 15 | 15 | 0 | 15 | 0 | 0 | 0 | 5 | 2 | 1 | 1 |  | 3 | [11 empty] | 2 | 1 | 4 | 1 | 3 | 1 | 1 |  | 1
SCE Metro | Walnut | 230 | Battery |  |  | 400 | 0 | 400 | 400 | 0 | 400 | 0 | 0 | 0 | 1 | 1 | 1 | 1 |  | 1 | [11 empty] | 1 | 1 | 1 | 1 | 1 | 4+ | 1 |  | 1
PG&E FRESNO | Waukena | 115 | Battery |  |  | 0 | 0 | 0 | 0 | 0 | 0 | 0 | 0 | 0 | 5 | 2 | 5 | 5 |  | 1 | [11 empty] | 1 | 1 | 4 | 2 | 1 | 1+ | 1 |  | 1
PG&E GBA | Weber | 230 | Battery |  |  | 0 | 0 | 0 | 0 | 0 | 0 | 0 | 0 | 0 | 5 | 4 | 1 | 1 |  | 1 | [11 empty] | 1 | 1 | 3 | 2 | 1 | 1+ | 4 | Did not map to to align with CI elsewhere | 1
PG&E GBA | Weber | 60 | Battery |  |  | 20 | 0 | 20 | 20 | 0 | 20 | 0 | 0 | 0 | 5 | 4 | 1 | 1 |  | 3 | [11 empty] | 1 | 1 | 3 | 2 | 1 | 4+ | 1 |  | 1
PG&E KERN | Wheeler Ridge | 230 | Battery |  |  | 0 | 120 | 120 | 0 | 0 | 0 | 0 | 120 | 120 | 5 | 2 | 5 | 2 |  | 1 | [11 empty] | 1 | 1 | 4 | 1 | 1 | 2- | 3 | Shifted batteries to other locations to help account for in-development storage mapping and better align with CI | 1
PG&E KERN | Wheeler Ridge | 70 | Battery |  |  | 92 | 0 | 92 | 92 | 0 | 92 | 0 | 0 | 0 | 5 | 2 | 5 | 2 |  | 4 | [11 empty] | 1 | 1 | 4 | 1 | 1 | 1+ | 1 |  | 1
SCE Northern | Whirlwind | 230 | Battery |  |  | 837 | 654 | 1491 | 837 | 454 | 1291 | 0 | 200 | 200 | 1 | 1 | 1 | 1 |  | 3 | [11 empty] | 2 | 1 | 4 | 1 | 3 | 3+ | 1 |  | 1
SCE Northern | Whirlwind | 500 | Battery |  |  | 0 | 0 | 0 | 0 | 0 | 0 | 0 | 0 | 0 | 1 | 1 | 1 | 1 |  | 1 | [11 empty] | 2 | 1 | 4 | 1 | 3 | 4+ | 1 |  | 1
SCE Eastern | Wildlife | 230 | Battery |  |  | 0 | 0 | 0 | 0 | 0 | 0 | 0 | 0 | 0 | 1 | 1 | 1 | 1 |  | 1 | [11 empty] | 1 | 1 | 1 | 1 | 1 | 2+ | 1 |  | 1
PG&E FRESNO | Wilson | 115 | Battery |  |  | 0 | 25 | 25 | 0 | 0 | 0 | 0 | 25 | 25 | 5 | 4 | 5 | 5 |  | 1 | [11 empty] | 1 | 1 | 4 | 2 | 1 | 4+ | 1 |  | 1
PG&E FRESNO | Wilson | 230 | Battery |  |  | 0 | 0 | 0 | 0 | 0 | 0 | 0 | 0 | 0 | 5 | 4 | 5 | 5 |  | 1 | [11 empty] | 1 | 1 | 4 | 2 | 1 | 2+ | 1 |  | 1
SCE Northern | Windhub | 230 | Battery |  |  | 1000 | 70 | 1070 | 1000 | 0 | 1000 | 0 | 70 | 70 | 1 | 1 | 1 | 1 |  | 3 | [11 empty] | 2 | 1 | 4 | 1 | 2 | 4+ | 1 |  | 1
SCE Northern | Windhub | 500 | Battery |  |  | 15 | 80 | 95 | 15 | 0 | 15 | 0 | 80 | 80 | 1 | 1 | 1 | 1 |  | 1 | [11 empty] | 2 | 1 | 4 | 1 | 2 | 4+ | 1 |  | 1
PG&E FRESNO | Woodward | 115 | Battery |  |  | 0 | 0 | 0 | 0 | 0 | 0 | 0 | 0 | 0 | 5 | 2 | 5 | 5 |  | 1 | [11 empty] | 1 | 1 | 2 | 2 | 2 | 1+ | 1 |  | 1
SCE Eastern | Alberhill | 500 | LDES |  |  | 0 | 0 | 0 | 0 | 0 | 0 | 0 | 0 | 0 | 1 | 1 | 1 | 1 |  |  | See 'LandEnv_PSH' tab for PSH potential impacts analysis | [10 empty] | 1 | 1 | 4 | 1 | 1 | 4+ | 1 |  | 1
PG&E GBA | Bellota | 230 | LDES |  | Mapped as PSH | 310 | 0 | 310 | 0 | 0 | 0 | 310 | 0 | 310 | 5 | 4 | 1 | 1 |  |  | See 'LandEnv_PSH' tab for PSH potential impacts analysis | [10 empty] | 1 | 1 | 4 | 2 | 3 | 3- | 1 |  | 1
PG&E NGBA | Delevan | 230 | LDES |  |  | 0 | 0 | 0 | 0 | 0 | 0 | 0 | 0 | 0 | 5 | 2 | 1 | 1 | [13 empty] | 2 | 2 | 1 | 1 | 3 | 1+ | 1 |  | 1
EOP | Eldorado | 230 | LDES |  |  | 0 | 0 | 0 | 0 | 0 | 0 | 0 | 0 | 0 | 5 | 4 | 1 | 1 | [13 empty] | 2 | 2 | 2 | 1 | 3 | 1+ | 1 |  | 1
PG&E FRESNO | Gregg | 230 | LDES |  | Mapped as PSH | 140 | 0 | 140 | 0 | 0 | 0 | 140 | 0 | 140 | 5 | 4 | 5 | 5 | [13 empty] | 1 | 1 | 3 | 2 | 1 | 4- | 1 |  | 1
SCE NOL | Kramer | 230 | LDES |  |  | 0 | 0 | 0 | 0 | 0 | 0 | 0 | 0 | 0 | 3 | 3 | 1 | 1 | [13 empty] | 2 | 1 | 4 | 1 | 3 | 1+ | 1 |  | 1
PG&E NGBA | Malin | 500 | LDES |  |  | 0 | 0 | 0 | 0 | 0 | 0 | 0 | 0 | 0 | 5 | 2 | 1 | 1 | [13 empty] | 2 | 2 | 4 | 2 | 3 | 1+ | 1 |  | 1
PG&E NGBA | Mendocino | 115 | LDES |  |  | 0 | 0 | 0 | 0 | 0 | 0 | 0 | 0 | 0 | 5 | 2 | 1 | 1 | [13 empty] | 2 | 2 | 4 | 2 | 3 | 1 | 5 | Swtched to 60 kV to align with CI | 1
PG&E NGBA | Mendocino | 60 | LDES |  | Mapped as Flow-Battery | 5 | 0 | 5 | 5 | 0 | 5 | 0 | 0 | 0 | 5 | 2 | 1 | 1 | [13 empty] | 2 | 2 | 4 | 2 | 3 | 1 | 1 |  | 1
PG&E KERN | Morro Bay | 230 | LDES |  |  | 0 | 0 | 0 | 0 | 0 | 0 | 0 | 0 | 0 | 5 | 2 | 5 | 2 | [13 empty] | 2 | 2 | 2 | 2 | 3 | 4+ | 1 |  | 1
SCE Eastern | Red Bluff | 500 | LDES |  |  | 0 | 0 | 0 | 0 | 0 | 0 | 0 | 0 | 0 | 1 | 1 | 1 | 1 | [13 empty] | 2 | 2 | 4 | 1 | 3 | 2+ | 1 |  | 1
SDGE | Sycamore Canyon | 230 | LDES |  | Mapped as PSH | 409.2 | 0 | 409.2 | 0 | 0 | 0 | 409.2 | 0 | 409.2 | 1 | 1 | 1 | 1 |  |  | See 'LandEnv_PSH' tab for PSH potential impacts analysis | [10 empty] | 2 | 1 | 4 | 1 | 3 | 3- | 3 |  | 1
SCE Northern | Whirlwind | 230 | LDES |  | Mapped as A-CAES | 400 | 0 | 400 | 200 | 0 | 200 | 200 | 0 | 200 | 1 | 1 | 1 | 1 | [13 empty] | 2 | 1 | 4 | 1 | 3 | 4+ | 3 |  | 1
SCE Northern | Windhub | 230 | LDES |  |  | 0 | 0 | 0 | 0 | 0 | 0 | 0 | 0 | 0 | 1 | 1 | 1 | 1 | [13 empty] | 2 | 1 | 4 | 1 | 2 | 1+ | 1 |  | 1
EOP | Eldorado | 230 | OOS_Wind | YES | SW_ExtTx_Wind | 51 | 0 | 51 | 51 | 0 | 51 | 0 | 0 | 0 | 5 | 4 | 1 | 1 | [18 empty] | 1+ | 1 |  | 1
EOP | Eldorado | 500 | OOS_Wind | YES | Wyoming Wind | 3000 | 0 | 3000 | 0 | 0 | 0 | 3000 | 0 | 3000 | 5 | 2 | 1 | 1 | [18 empty] | 3- | 1 |  | 1
EOP | Harry Allen | 500 | OOS_Wind | YES | Idaho Windo | 1100 | 0 | 1100 | 0 | 0 | 0 | 1100 | 0 | 1100 | 5 | 4 | 1 | 1 | [18 empty] | 3- | 1 |  | 1
SCE Metro | Lugo | 500 | OOS_Wind | YES | New Mexico Wind | 1750 | 0 | 1750 | 0 | 0 | 0 | 1750 | 0 | 1750 | 1 | 1 | 1 | 1 | [18 empty] | 5- | 1 |  | 1
SCE Eastern | Palo Verde | 500 | OOS_Wind | YES | New Mexico Wind | 3099 | 0 | 3099 | 1685 | 0 | 1685 | 1414 | 0 | 1414 | 5 | 2 | 1 | 1 | [18 empty] | 5- | 3 |  | 1
PG&E GBA | Tesla | 500 | OOS_Wind | YES | Wyoming Wind | 1707 | 0 | 1707 | 0 | 0 | 0 | 1707 | 0 | 1707 | 5 | 4 | 1 | 1 | [18 empty] | 5- | 1 |  | 1
PG&E KERN | Cabrillo | 115 | Offshore_Wind |  |  | 0 | 0 | 0 | 0 | 0 | 0 | 0 | 0 | 0 | 5 | 2 | 5 | 2 | [18 empty] | 1+ | 1 |  | 1
PG&E KERN | Diablo Canyon | 500 | Offshore_Wind |  |  | 2924 | 0 | 2924 | 0 | 0 | 0 | 2924 | 0 | 2924 | 5 | 2 | 4 | 2 | [18 empty] | 3- | 1 |  | 1
PG&E NGBA | Humboldt | 115 | Offshore_Wind |  |  | 0 | 0 | 0 | 0 | 0 | 0 | 0 | 0 | 0 | 5 | 2 | 1 | 1 | [18 empty] | 2+ | 1 |  | 1
PG&E NGBA | Humboldt | 500 | Offshore_Wind |  |  | 1607 | 0 | 1607 | 0 | 0 | 0 | 1607 | 0 | 1607 | 5 | 2 | 1 | 1 | [18 empty] | 5- | 1 |  | 1
PG&E KERN | Morro Bay | 230 | Offshore_Wind |  |  | 0 | 0 | 0 | 0 | 0 | 0 | 0 | 0 | 0 | 5 | 2 | 5 | 2 | [18 empty] | 2+ | 1 |  | 1
PG&E KERN | Morro Bay | 500 | Offshore_Wind |  |  | 0 | 0 | 0 | 0 | 0 | 0 | 0 | 0 | 0 | 5 | 2 | 4 | 2 | [18 empty] | 2+ | 1 |  | 1
PG&E GBA | Moss Landing | 500 | Offshore_Wind |  |  | 0 | 0 | 0 | 0 | 0 | 0 | 0 | 0 | 0 | 5 | 4 | 1 | 1 | [18 empty] | 4+ | 1 |  | 1

## Summary_Remapping_PD
Summary of the changes in level of resources between the initial and Proposed Decision (PD) mapping for the 2035 and 2040 portfolios. Staff provided an overall summary table broken down by study area as well as tables grouping changes into four categories 1) substations with any increase in resources mapped 2) substations with at least a 50 MW increase in resources mapped 3) substations with any decrease in resources mapped and 4) substations with at least a 50 MW decrease in resources mapped.
Summary of Mapping Changes between Initial and PD Mapping for the 2035 Portfolio | [16 empty] | Summary of Mapping Changes between Initial and PD Mapping for the 2040 Portfolio
2035 Portfolio: Net Change (MW) In Resources Mapped (PD - Initial) | Geothermal | Biomass | Wind | Wind | OOS Wind | OOS Wind | Offshore Wind | Offshore Wind | Distributed Solar | Solar | Solar | Battery_4hr | Battery_8hr | LDES | All Res |  | 2040 Portfolio: Net Change (MW) In Resources Mapped (PD - Initial) | Geothermal | Biomass | Wind | Wind | OOS Wind | OOS Wind | Offshore Wind | Offshore Wind | Distributed Solar | Solar | Solar | Battery_4hr | Battery_8hr | LDES | All Res
| FCDS | FCDS | FCDS | EODS | FCDS | EODS | FCDS | EODS | FCDS | FCDS | EODS | FCDS | FCDS | FCDS | Total |  |  | FCDS | FCDS | FCDS | EODS | FCDS | EODS | FCDS | EODS | FCDS | FCDS | EODS | FCDS | FCDS | FCDS | Total
PG&E North of Greater Bay Study Area | 0 | 28.8 | 0 | 0 | 0 | 0 | 0 | 0 | 1 | 0 | 0 | -126 | 45 | 0 | -51.2 | PG&E NGBA | PG&E North of Greater Bay Study Area | 0 | 28.8 | 0 | 0 | 0 | 0 | 0 | 0 | 1 | 0 | 0 | -126 | -30 | 0 | -126.2 | PG&E NGBA
PG&E Greater Bay Study Area | 0 | -0.75 | 0 | 0 | 0 | 0 | 0 | 0 | 4.9 | 0 | 150 | 20.5 | 36.075 | 0 | 210.725 | PG&E GBA | PG&E Greater Bay Study Area | 0 | -0.75 | 0 | 0 | 0 | 0 | 0 | 0 | 4.9 | 252 | 400 | 20.5 | 356.075 | 0 | 1032.725 | PG&E GBA
PG&E Fresno Study Area | 0 | -17.1 | 0 | 0 | 0 | 0 | 0 | 0 | 0 | 125 | 400 | 171 | -35 | 0 | 643.9 | PG&E FRESNO | PG&E Fresno Study Area | 0 | -17.1 | 0 | 0 | 0 | 0 | 0 | 0 | 0 | 1525 | 1550 | 171 | 310 | 0 | 3538.9 | PG&E FRESNO
PG&E Kern Study Area | 0 | -9.2 | 0 | 0 | 0 | 0 | 0 | 0 | 0 | 100 | 193 | 42 | 0 | 0 | 325.8 | PG&E KERN | PG&E Kern Study Area | 0 | -9.2 | 0 | 0 | 0 | 0 | 0 | 0 | 0 | -320 | 98 | 42 | -40 | 0 | -229.2 | PG&E KERN
SCE Northern Area | 0 | -2 | 0 | 0 | 0 | 0 | 0 | 0 | 0 | -259 | -275 | 45 | 283 | 0 | -208 | SCE Northern | SCE Northern Area | 0 | -2 | 0 | 0 | 0 | 0 | 0 | 0 | 0 | -259 | -345 | 45 | 233 | 0 | -328 | SCE Northern
SCE Metro Study Area | 0 | 0 | 0 | 0 | 0 | 0 | 0 | 0 | 0 | 0 | 0 | 179 | -340 | 0 | -161 | SCE Metro | SCE Metro Study Area | 0 | 0 | 0 | 0 | 0 | 0 | 0 | 0 | 0 | 0 | 0 | 179 | -340 | 0 | -161 | SCE Metro
SCE North of Lugo Study Area | 0 | 0 | 80 | -80 | 0 | 0 | 0 | 0 | 0 | -7 | -100 | 104.2 | -35 | 0 | -37.8 | SCE NOL | SCE North of Lugo Study Area | 0 | 0 | 80 | -80 | 0 | 0 | 0 | 0 | 0 | -247 | 105 | 104.2 | 85 | 0 | 47.2 | SCE NOL
East of Pisgah Study Area | 0 | 0 | 194 | -194 | 0 | 0 | 0 | 0 | 0 | 0 | -13 | 0 | -150 | 0 | -163 | EOP | East of Pisgah Study Area | 0 | 0 | 194 | -194 | 0 | 0 | 0 | 0 | 0 | -1070 | 257 | 0 | -280 | 0 | -1093 | EOP
SCE Eastern Study Area | 0 | 0.25 | 0 | 0 | 0 | 0 | 0 | 0 | 0 | -500 | 100 | 16.4 | -20 | 0 | -403.35 | SCE Eastern | SCE Eastern Study Area | 0 | 0.25 | 0 | 0 | 0 | 0 | 0 | 0 | 0 | -850 | -450 | 16.4 | -255 | 0 | -1538.35 | SCE Eastern
SDG&E Study Area | 0 | 0 | 200 | -200 | 0 | 0 | 0 | 0 | 0 | -20 | 100 | 29.75 | -25 | 0 | 84.75 | SDGE | SDG&E Study Area | 0 | 0 | 200 | -200 | 0 | 0 | 0 | 0 | 0 | -502 | -150 | 29.75 | -280 | 0 | -902.25 | SDGE
All Areas | 0 | -1.7764e-15 | 474 | -474 | 0 | 0 | 0 | 0 | 5.9 | -561 | 555 | 481.85 | -240.925 | 0 | 240.825 |  | All Areas | 0 | -1.7764e-15 | 474 | -474 | 0 | 0 | 0 | 0 | 5.9 | -1471 | 1465 | 481.85 | -240.925 | 0 | 240.825
2035 Mapping: No. of Subs w/ Increase in Res. Mapped (PD - Initial) | Geothermal | Biomass | Wind | Wind | OOS Wind | OOS Wind | Offshore Wind | Offshore Wind | Distributed Solar | Solar | Solar | Battery_4hr | Battery_8hr | LDES | All Res |  | 2040 Mapping: No. of Subs w/ Increase in Res. Mapped (PD - Initial) | Geothermal | Biomass | Wind | Wind | OOS Wind | OOS Wind | Offshore Wind | Offshore Wind | Distributed Solar | Solar | Solar | Battery_4hr | Battery_8hr | LDES | All Res
| FCDS | FCDS | FCDS | EODS | FCDS | EODS | FCDS | EODS | FCDS | FCDS | EODS | FCDS | FCDS | FCDS | Total |  |  | FCDS | FCDS | FCDS | EODS | FCDS | EODS | FCDS | EODS | FCDS | FCDS | EODS | FCDS | FCDS | FCDS | Total
PG&E North of Greater Bay Study Area | 0 | 4 | 0 | 0 | 0 | 0 | 0 | 0 | 1 | 0 | 0 | 1 | 1 | 0 | 7 | PG&E NGBA | PG&E North of Greater Bay Study Area | 0 | 4 | 0 | 0 | 0 | 0 | 0 | 0 | 1 | 0 | 0 | 1 | 1 | 0 | 7 | PG&E NGBA
PG&E Greater Bay Study Area | 0 | 1 | 0 | 0 | 0 | 0 | 0 | 0 | 2 | 0 | 1 | 3 | 3 | 0 | 10 | PG&E GBA | PG&E Greater Bay Study Area | 0 | 1 | 0 | 0 | 0 | 0 | 0 | 0 | 2 | 2 | 2 | 3 | 7 | 0 | 17 | PG&E GBA
PG&E Fresno Study Area | 0 | 0 | 0 | 0 | 0 | 0 | 0 | 0 | 0 | 2 | 3 | 3 | 1 | 0 | 9 | PG&E FRESNO | PG&E Fresno Study Area | 0 | 0 | 0 | 0 | 0 | 0 | 0 | 0 | 0 | 8 | 8 | 3 | 6 | 0 | 25 | PG&E FRESNO
PG&E Kern Study Area | 0 | 1 | 0 | 0 | 0 | 0 | 0 | 0 | 0 | 1 | 3 | 1 | 0 | 0 | 6 | PG&E KERN | PG&E Kern Study Area | 0 | 1 | 0 | 0 | 0 | 0 | 0 | 0 | 0 | 1 | 3 | 1 | 2 | 0 | 8 | PG&E KERN
SCE Northern Area | 0 | 0 | 0 | 0 | 0 | 0 | 0 | 0 | 0 | 0 | 0 | 1 | 1 | 0 | 2 | SCE Northern | SCE Northern Area | 0 | 0 | 0 | 0 | 0 | 0 | 0 | 0 | 0 | 0 | 0 | 1 | 1 | 0 | 2 | SCE Northern
SCE Metro Study Area | 0 | 0 | 0 | 0 | 0 | 0 | 0 | 0 | 0 | 0 | 0 | 3 | 0 | 0 | 3 | SCE Metro | SCE Metro Study Area | 0 | 0 | 0 | 0 | 0 | 0 | 0 | 0 | 0 | 0 | 0 | 3 | 0 | 0 | 3 | SCE Metro
SCE North of Lugo Study Area | 0 | 0 | 1 | 0 | 0 | 0 | 0 | 0 | 0 | 0 | 0 | 1 | 0 | 0 | 2 | SCE NOL | SCE North of Lugo Study Area | 0 | 0 | 1 | 0 | 0 | 0 | 0 | 0 | 0 | 0 | 2 | 1 | 2 | 0 | 6 | SCE NOL
East of Pisgah Study Area | 0 | 0 | 1 | 0 | 0 | 0 | 0 | 0 | 0 | 0 | 0 | 0 | 0 | 0 | 1 | EOP | East of Pisgah Study Area | 0 | 0 | 1 | 0 | 0 | 0 | 0 | 0 | 0 | 0 | 5 | 0 | 0 | 0 | 6 | EOP
SCE Eastern Study Area | 0 | 1 | 0 | 0 | 0 | 0 | 0 | 0 | 0 | 0 | 1 | 1 | 0 | 0 | 3 | SCE Eastern | SCE Eastern Study Area | 0 | 1 | 0 | 0 | 0 | 0 | 0 | 0 | 0 | 0 | 1 | 1 | 0 | 0 | 3 | SCE Eastern
SDG&E Study Area | 0 | 0 | 1 | 0 | 0 | 0 | 0 | 0 | 0 | 0 | 1 | 5 | 1 | 0 | 8 | SDGE | SDG&E Study Area | 0 | 0 | 1 | 0 | 0 | 0 | 0 | 0 | 0 | 0 | 1 | 5 | 2 | 0 | 9 | SDGE
All Areas | 0 | 7 | 3 | 0 | 0 | 0 | 0 | 0 | 3 | 3 | 9 | 19 | 7 | 0 | 51 |  | All Areas | 0 | 7 | 3 | 0 | 0 | 0 | 0 | 0 | 3 | 11 | 22 | 19 | 21 | 0 | 86
2035 Mapping: No. of Subs w/ >50 MW Increase (PD - Initial) | Geothermal | Biomass | Wind | Wind | OOS Wind | OOS Wind | Offshore Wind | Offshore Wind | Distributed Solar | Solar | Solar | Battery_4hr | Battery_8hr | LDES | All Res |  | 2040 Mapping: No. of Subs w/ >50 MW Increase (PD - Initial) | Geothermal | Biomass | Wind | Wind | OOS Wind | OOS Wind | Offshore Wind | Offshore Wind | Distributed Solar | Solar | Solar | Battery_4hr | Battery_8hr | LDES | All Res
| FCDS | FCDS | FCDS | EODS | FCDS | EODS | FCDS | EODS | FCDS | FCDS | EODS | FCDS | FCDS | FCDS | Total |  |  | FCDS | FCDS | FCDS | EODS | FCDS | EODS | FCDS | EODS | FCDS | FCDS | EODS | FCDS | FCDS | FCDS | Total
PG&E North of Greater Bay Study Area | 0 | 0 | 0 | 0 | 0 | 0 | 0 | 0 | 0 | 0 | 0 | 0 | 0 | 0 | 0 | PG&E NGBA | PG&E North of Greater Bay Study Area | 0 | 0 | 0 | 0 | 0 | 0 | 0 | 0 | 0 | 0 | 0 | 0 | 0 | 0 | 0 | PG&E NGBA
PG&E Greater Bay Study Area | 0 | 0 | 0 | 0 | 0 | 0 | 0 | 0 | 0 | 0 | 1 | 1 | 0 | 0 | 2 | PG&E GBA | PG&E Greater Bay Study Area | 0 | 0 | 0 | 0 | 0 | 0 | 0 | 0 | 0 | 2 | 2 | 1 | 2 | 0 | 7 | PG&E GBA
PG&E Fresno Study Area | 0 | 0 | 0 | 0 | 0 | 0 | 0 | 0 | 0 | 1 | 3 | 1 | 0 | 0 | 5 | PG&E FRESNO | PG&E Fresno Study Area | 0 | 0 | 0 | 0 | 0 | 0 | 0 | 0 | 0 | 7 | 8 | 1 | 3 | 0 | 19 | PG&E FRESNO
PG&E Kern Study Area | 0 | 0 | 0 | 0 | 0 | 0 | 0 | 0 | 0 | 1 | 2 | 1 | 0 | 0 | 4 | PG&E KERN | PG&E Kern Study Area | 0 | 0 | 0 | 0 | 0 | 0 | 0 | 0 | 0 | 0 | 3 | 1 | 0 | 0 | 4 | PG&E KERN
SCE Northern Area | 0 | 0 | 0 | 0 | 0 | 0 | 0 | 0 | 0 | 0 | 0 | 1 | 1 | 0 | 2 | SCE Northern | SCE Northern Area | 0 | 0 | 0 | 0 | 0 | 0 | 0 | 0 | 0 | 0 | 0 | 1 | 1 | 0 | 2 | SCE Northern
SCE Metro Study Area | 0 | 0 | 0 | 0 | 0 | 0 | 0 | 0 | 0 | 0 | 0 | 3 | 0 | 0 | 3 | SCE Metro | SCE Metro Study Area | 0 | 0 | 0 | 0 | 0 | 0 | 0 | 0 | 0 | 0 | 0 | 3 | 0 | 0 | 3 | SCE Metro
SCE North of Lugo Study Area | 0 | 0 | 1 | 0 | 0 | 0 | 0 | 0 | 0 | 0 | 0 | 1 | 0 | 0 | 2 | SCE NOL | SCE North of Lugo Study Area | 0 | 0 | 1 | 0 | 0 | 0 | 0 | 0 | 0 | 0 | 2 | 1 | 2 | 0 | 6 | SCE NOL
East of Pisgah Study Area | 0 | 0 | 1 | 0 | 0 | 0 | 0 | 0 | 0 | 0 | 0 | 0 | 0 | 0 | 1 | EOP | East of Pisgah Study Area | 0 | 0 | 1 | 0 | 0 | 0 | 0 | 0 | 0 | 0 | 5 | 0 | 0 | 0 | 6 | EOP
SCE Eastern Study Area | 0 | 0 | 0 | 0 | 0 | 0 | 0 | 0 | 0 | 0 | 1 | 1 | 0 | 0 | 2 | SCE Eastern | SCE Eastern Study Area | 0 | 0 | 0 | 0 | 0 | 0 | 0 | 0 | 0 | 0 | 1 | 1 | 0 | 0 | 2 | SCE Eastern
SDG&E Study Area | 0 | 0 | 1 | 0 | 0 | 0 | 0 | 0 | 0 | 0 | 1 | 1 | 1 | 0 | 4 | SDGE | SDG&E Study Area | 0 | 0 | 1 | 0 | 0 | 0 | 0 | 0 | 0 | 0 | 1 | 1 | 2 | 0 | 5 | SDGE
All Areas | 0 | 0 | 3 | 0 | 0 | 0 | 0 | 0 | 0 | 2 | 8 | 10 | 2 | 0 | 25 |  | All Areas | 0 | 0 | 3 | 0 | 0 | 0 | 0 | 0 | 0 | 9 | 22 | 10 | 10 | 0 | 54
2035 Mapping: No. of Subs w/ Decrease in Res. (PD - Initial) | Geothermal | Biomass | Wind | Wind | OOS Wind | OOS Wind | Offshore Wind | Offshore Wind | Distributed Solar | Solar | Solar | Battery_4hr | Battery_8hr | LDES | All Res |  | 2040 Mapping: No. of Subs w/ Decrease in Res. (PD - Initial) | Geothermal | Biomass | Wind | Wind | OOS Wind | OOS Wind | Offshore Wind | Offshore Wind | Distributed Solar | Solar | Solar | Battery_4hr | Battery_8hr | LDES | All Res
| FCDS | FCDS | FCDS | EODS | FCDS | EODS | FCDS | EODS | FCDS | FCDS | EODS | FCDS | FCDS | FCDS | Total |  |  | FCDS | FCDS | FCDS | EODS | FCDS | EODS | FCDS | EODS | FCDS | FCDS | EODS | FCDS | FCDS | FCDS | Total
PG&E North of Greater Bay Study Area | 0 | 0 | 0 | 0 | 0 | 0 | 0 | 0 | 2 | 0 | 0 | 2 | 0 | 0 | 4 | PG&E NGBA | PG&E North of Greater Bay Study Area | 0 | 0 | 0 | 0 | 0 | 0 | 0 | 0 | 2 | 0 | 0 | 2 | 1 | 0 | 5 | PG&E NGBA
PG&E Greater Bay Study Area | 0 | 2 | 0 | 0 | 0 | 0 | 0 | 0 | 0 | 0 | 0 | 2 | 0 | 0 | 4 | PG&E GBA | PG&E Greater Bay Study Area | 0 | 2 | 0 | 0 | 0 | 0 | 0 | 0 | 0 | 0 | 0 | 2 | 0 | 0 | 4 | PG&E GBA
PG&E Fresno Study Area | 0 | 5 | 0 | 0 | 0 | 0 | 0 | 0 | 0 | 0 | 1 | 0 | 3 | 0 | 9 | PG&E FRESNO | PG&E Fresno Study Area | 0 | 5 | 0 | 0 | 0 | 0 | 0 | 0 | 0 | 0 | 1 | 0 | 3 | 0 | 9 | PG&E FRESNO
PG&E Kern Study Area | 0 | 4 | 0 | 0 | 0 | 0 | 0 | 0 | 0 | 0 | 0 | 1 | 0 | 0 | 5 | PG&E KERN | PG&E Kern Study Area | 0 | 4 | 0 | 0 | 0 | 0 | 0 | 0 | 0 | 3 | 2 | 1 | 2 | 0 | 12 | PG&E KERN
SCE Northern Area | 0 | 1 | 0 | 0 | 0 | 0 | 0 | 0 | 0 | 2 | 2 | 1 | 3 | 0 | 9 | SCE Northern | SCE Northern Area | 0 | 1 | 0 | 0 | 0 | 0 | 0 | 0 | 0 | 2 | 3 | 1 | 4 | 0 | 11 | SCE Northern
SCE Metro Study Area | 0 | 0 | 0 | 0 | 0 | 0 | 0 | 0 | 0 | 0 | 0 | 2 | 3 | 0 | 5 | SCE Metro | SCE Metro Study Area | 0 | 0 | 0 | 0 | 0 | 0 | 0 | 0 | 0 | 0 | 0 | 2 | 3 | 0 | 5 | SCE Metro
SCE North of Lugo Study Area | 0 | 0 | 0 | 1 | 0 | 0 | 0 | 0 | 0 | 1 | 1 | 1 | 3 | 0 | 7 | SCE NOL | SCE North of Lugo Study Area | 0 | 0 | 0 | 1 | 0 | 0 | 0 | 0 | 0 | 3 | 1 | 1 | 2 | 0 | 8 | SCE NOL
East of Pisgah Study Area | 0 | 0 | 0 | 1 | 0 | 0 | 0 | 0 | 0 | 0 | 1 | 0 | 1 | 0 | 3 | EOP | East of Pisgah Study Area | 0 | 0 | 0 | 1 | 0 | 0 | 0 | 0 | 0 | 8 | 2 | 0 | 3 | 0 | 14 | EOP
SCE Eastern Study Area | 0 | 0 | 0 | 0 | 0 | 0 | 0 | 0 | 0 | 1 | 2 | 2 | 1 | 0 | 6 | SCE Eastern | SCE Eastern Study Area | 0 | 0 | 0 | 0 | 0 | 0 | 0 | 0 | 0 | 4 | 4 | 2 | 4 | 0 | 14 | SCE Eastern
SDG&E Study Area | 0 | 0 | 0 | 1 | 0 | 0 | 0 | 0 | 0 | 1 | 0 | 1 | 1 | 0 | 4 | SDGE | SDG&E Study Area | 0 | 0 | 0 | 1 | 0 | 0 | 0 | 0 | 0 | 5 | 2 | 1 | 5 | 0 | 14 | SDGE
All Areas | 0 | 12 | 0 | 3 | 0 | 0 | 0 | 0 | 2 | 5 | 7 | 12 | 15 | 0 | 56 |  | All Areas | 0 | 12 | 0 | 3 | 0 | 0 | 0 | 0 | 2 | 25 | 15 | 12 | 27 | 0 | 96
2035 Mapping: No. of Subs w/ >50 MW Decrease in Res. (PD - Initial) | Geothermal | Biomass | Wind | Wind | OOS Wind | OOS Wind | Offshore Wind | Offshore Wind | Distributed Solar | Solar | Solar | Battery_4hr | Battery_8hr | LDES | All Res |  | 2040 Mapping: No. of Subs w/ >50 MW Decrease in Res. (PD - Initial) | Geothermal | Biomass | Wind | Wind | OOS Wind | OOS Wind | Offshore Wind | Offshore Wind | Distributed Solar | Solar | Solar | Battery_4hr | Battery_8hr | LDES | All Res
| FCDS | FCDS | FCDS | EODS | FCDS | EODS | FCDS | EODS | FCDS | FCDS | EODS | FCDS | FCDS | FCDS | Total |  |  | FCDS | FCDS | FCDS | EODS | FCDS | EODS | FCDS | EODS | FCDS | FCDS | EODS | FCDS | FCDS | FCDS | Total
PG&E North of Greater Bay Study Area | 0 | 0 | 0 | 0 | 0 | 0 | 0 | 0 | 0 | 0 | 0 | 2 | 0 | 0 | 2 | PG&E NGBA | PG&E North of Greater Bay Study Area | 0 | 0 | 0 | 0 | 0 | 0 | 0 | 0 | 0 | 0 | 0 | 2 | 1 | 0 | 3 | PG&E NGBA
PG&E Greater Bay Study Area | 0 | 0 | 0 | 0 | 0 | 0 | 0 | 0 | 0 | 0 | 0 | 1 | 0 | 0 | 1 | PG&E GBA | PG&E Greater Bay Study Area | 0 | 0 | 0 | 0 | 0 | 0 | 0 | 0 | 0 | 0 | 0 | 1 | 0 | 0 | 1 | PG&E GBA
PG&E Fresno Study Area | 0 | 0 | 0 | 0 | 0 | 0 | 0 | 0 | 0 | 0 | 0 | 0 | 0 | 0 | 0 | PG&E FRESNO | PG&E Fresno Study Area | 0 | 0 | 0 | 0 | 0 | 0 | 0 | 0 | 0 | 0 | 0 | 0 | 0 | 0 | 0 | PG&E FRESNO
PG&E Kern Study Area | 0 | 0 | 0 | 0 | 0 | 0 | 0 | 0 | 0 | 0 | 0 | 1 | 0 | 0 | 1 | PG&E KERN | PG&E Kern Study Area | 0 | 0 | 0 | 0 | 0 | 0 | 0 | 0 | 0 | 3 | 1 | 1 | 1 | 0 | 6 | PG&E KERN
SCE Northern Area | 0 | 0 | 0 | 0 | 0 | 0 | 0 | 0 | 0 | 2 | 2 | 1 | 1 | 0 | 6 | SCE Northern | SCE Northern Area | 0 | 0 | 0 | 0 | 0 | 0 | 0 | 0 | 0 | 2 | 3 | 1 | 2 | 0 | 8 | SCE Northern
SCE Metro Study Area | 0 | 0 | 0 | 0 | 0 | 0 | 0 | 0 | 0 | 0 | 0 | 1 | 2 | 0 | 3 | SCE Metro | SCE Metro Study Area | 0 | 0 | 0 | 0 | 0 | 0 | 0 | 0 | 0 | 0 | 0 | 1 | 2 | 0 | 3 | SCE Metro
SCE North of Lugo Study Area | 0 | 0 | 0 | 1 | 0 | 0 | 0 | 0 | 0 | 0 | 1 | 0 | 0 | 0 | 2 | SCE NOL | SCE North of Lugo Study Area | 0 | 0 | 0 | 1 | 0 | 0 | 0 | 0 | 0 | 2 | 1 | 0 | 0 | 0 | 4 | SCE NOL
East of Pisgah Study Area | 0 | 0 | 0 | 1 | 0 | 0 | 0 | 0 | 0 | 0 | 0 | 0 | 1 | 0 | 2 | EOP | East of Pisgah Study Area | 0 | 0 | 0 | 1 | 0 | 0 | 0 | 0 | 0 | 8 | 1 | 0 | 2 | 0 | 12 | EOP
SCE Eastern Study Area | 0 | 0 | 0 | 0 | 0 | 0 | 0 | 0 | 0 | 1 | 2 | 2 | 0 | 0 | 5 | SCE Eastern | SCE Eastern Study Area | 0 | 0 | 0 | 0 | 0 | 0 | 0 | 0 | 0 | 4 | 4 | 2 | 3 | 0 | 13 | SCE Eastern
SDG&E Study Area | 0 | 0 | 0 | 1 | 0 | 0 | 0 | 0 | 0 | 0 | 0 | 1 | 1 | 0 | 3 | SDGE | SDG&E Study Area | 0 | 0 | 0 | 1 | 0 | 0 | 0 | 0 | 0 | 3 | 2 | 1 | 4 | 0 | 11 | SDGE
All Areas | 0 | 0 | 0 | 3 | 0 | 0 | 0 | 0 | 0 | 3 | 5 | 9 | 5 | 0 | 25 |  | All Areas | 0 | 0 | 0 | 3 | 0 | 0 | 0 | 0 | 0 | 22 | 12 | 9 | 15 | 0 | 61

## Res_by_Sub_Mapping
Portfolio Mapping by substation. Tab shows initial mapping by resource type by substation for identified in-development resources and the additional generic portfolio model resources for the TPP years 2035 and 2040. For each year, it shows the initial mapping released for the 2024 Rulings, the mapping adjustments made between the Ruling and the PD, and the updated PD mapping.
|  |  | Changes to In-Development Resources (PD) | [14 empty] | In-Development Resources | [14 empty] | Total Generic Resource 2035 (Ruling) | [14 empty] | Generic Resources 2035 Changes (PD) | [14 empty] | Total Generic Resources 2035 | [14 empty] | Total (Generic & In-Dev) Resources 2035 | [14 empty] | Change Total Resources 2035 (PD) | [14 empty] | Generic Resource Additions 2040 (Ruling) | [13 empty] | Total Generic Resources 2040 (Ruling) | [14 empty] | Generic Resources 2040 Changes (PD) | [14 empty] | Total Generic Resources 2040 | [14 empty] | Total (Generic & In-Dev) Resources 2040 | [14 empty] | Change Total Resources 2035 (PD)
|  |  | Geothermal | Biomass | Wind | Wind | OOS Wind | OOS Wind | Offshore Wind | Offshore Wind | Distributed Solar | Solar | Solar | Battery_4hr | Battery_8hr | LDES | Has Change | Geothermal | Biomass | Wind | Wind | OOS Wind | OOS Wind | Offshore Wind | Offshore Wind | Distributed Solar | Solar | Solar | Battery_4hr | Battery_8hr | LDES | Has In-Dev | Geothermal | Biomass | Wind | Wind | OOS Wind | OOS Wind | Offshore Wind | Offshore Wind | Distributed Solar | Solar | Solar | Battery_4hr | Battery_8hr | LDES | Has | Geothermal | Biomass | Wind | Wind | OOS Wind | OOS Wind | Offshore Wind | Offshore Wind | Distributed Solar | Solar | Solar | Battery_4hr | Battery_8hr | LDES | Has | Geothermal | Biomass | Wind | Wind | OOS Wind | OOS Wind | Offshore Wind | Offshore Wind | Distributed Solar | Solar | Solar | Battery_4hr | Battery_8hr | LDES | Has | Geothermal | Biomass | Wind | Wind | OOS Wind | OOS Wind | Offshore Wind | Offshore Wind | Distributed Solar | Solar | Solar | Battery_4hr | Battery_8hr | LDES | Has | Geothermal | Biomass | Wind | Wind | OOS Wind | OOS Wind | Offshore Wind | Offshore Wind | Distributed Solar | Solar | Solar | Battery_4hr | Battery_8hr | LDES | Has | Geothermal | Biomass | Wind | Wind | OOS Wind | OOS Wind | Offshore Wind | Offshore Wind | Distributed Solar | Solar | Solar | Battery_4hr | Battery_8hr | LDES | Geothermal | Biomass | Wind | Wind | OOS Wind | OOS Wind | Offshore Wind | Offshore Wind | Distributed Solar | Solar | Solar | Battery_4hr | Battery_8hr | LDES | Has | Geothermal | Biomass | Wind | Wind | OOS Wind | OOS Wind | Offshore Wind | Offshore Wind | Distributed Solar | Solar | Solar | Battery_4hr | Battery_8hr | LDES | Has | Geothermal | Biomass | Wind | Wind | OOS Wind | OOS Wind | Offshore Wind | Offshore Wind | Distributed Solar | Solar | Solar | Battery_4hr | Battery_8hr | LDES | Has | Geothermal | Biomass | Wind | Wind | OOS Wind | OOS Wind | Offshore Wind | Offshore Wind | Distributed Solar | Solar | Solar | Battery_4hr | Battery_8hr | LDES | Has | Geothermal | Biomass | Wind | Wind | OOS Wind | OOS Wind | Offshore Wind | Offshore Wind | Distributed Solar | Solar | Solar | Battery_4hr | Battery_8hr | LDES
CAISO Study Area | Substation | Voltage | FCDS | FCDS | FCDS | EODS | FCDS | EODS | FCDS | EODS | EODS | FCDS | EODS | FCDS | FCDS | FCDS | Res | FCDS | FCDS | FCDS | EODS | FCDS | EODS | FCDS | EODS | EODS | FCDS | EODS | FCDS | FCDS | FCDS | Res | FCDS | FCDS | FCDS | EODS | FCDS | EODS | FCDS | EODS | EODS | FCDS | EODS | FCDS | FCDS | FCDS | Res | FCDS | FCDS | FCDS | EODS | FCDS | EODS | FCDS | EODS | EODS | FCDS | EODS | FCDS | FCDS | FCDS | Res | FCDS | FCDS | FCDS | EODS | FCDS | EODS | FCDS | EODS | EODS | FCDS | EODS | FCDS | FCDS | FCDS | Res | FCDS | FCDS | FCDS | EODS | FCDS | EODS | FCDS | EODS | EODS | FCDS | EODS | FCDS | FCDS | FCDS | Res | FCDS | FCDS | FCDS | EODS | FCDS | EODS | FCDS | EODS | EODS | FCDS | EODS | FCDS | FCDS | FCDS | Res | FCDS | FCDS | FCDS | EODS | FCDS | EODS | FCDS | EODS | EODS | FCDS | EODS | FCDS | FCDS | FCDS | FCDS | FCDS | FCDS | EODS | FCDS | EODS | FCDS | EODS | EODS | FCDS | EODS | FCDS | FCDS | FCDS | Res | FCDS | FCDS | FCDS | EODS | FCDS | EODS | FCDS | EODS | EODS | FCDS | EODS | FCDS | FCDS | FCDS | Res | FCDS | FCDS | FCDS | EODS | FCDS | EODS | FCDS | EODS | EODS | FCDS | EODS | FCDS | FCDS | FCDS | Res | FCDS | FCDS | FCDS | EODS | FCDS | EODS | FCDS | EODS | EODS | FCDS | EODS | FCDS | FCDS | FCDS | Res | FCDS | FCDS | FCDS | EODS | FCDS | EODS | FCDS | EODS | EODS | FCDS | EODS | FCDS | FCDS | FCDS
PG&E KERN | 7th Standard | 115 | 0 | 0 | 0 | 0 | 0 | 0 | 0 | 0 | 0 | 0 | 0 | 0 | 0 | 0 | 0 | 0 | 0 | 0 | 0 | 0 | 0 | 0 | 0 | 0 | 0 | 0 | 0 | 0 | 0 | 0 | 0 | 0 | 0 | 0 | 0 | 0 | 0 | 0 | 0 | 0 | 0 | 0 | 0 | 0 | [15 empty] | 0 | 0 | 0 | 0 | 0 | 0 | 0 | 0 | 0 | 0 | 0 | 0 | 0 | 0 | 0 |  | 0 | 0 | 0 | 0 | 0 | 0 | 0 | 0 | 0 | 0 | 0 | 0 | 0 | 0 | 0 | 0 | 0 | 0 | 0 | 0 | 0 | 0 | 0 | 0 | 0 | 0 | 0 | 0 | 0 | 0 | [14 empty] | 0 | 0 | 0 | 0 | 0 | 0 | 0 | 0 | 0 | 0 | 0 | 0 | 0 | 0 | [15 empty] | 0 | 0 | 0 | 0 | 0 | 0 | 0 | 0 | 0 | 0 | 0 | 0 | 0 | 0 | 0 |  | 0 | 0 | 0 | 0 | 0 | 0 | 0 | 0 | 0 | 0 | 0 | 0 | 0 | 0 | 0 | 0 | 0 | 0 | 0 | 0 | 0 | 0 | 0 | 0 | 0 | 0 | 0 | 0 | 0 | 0
SCE Metro | Alamitos | 230 | 0 | 0 | 0 | 0 | 0 | 0 | 0 | 0 | 0 | 0 | 0 | 0 | 0 | 0 | 0 | 0 | 0 | 0 | 0 | 0 | 0 | 0 | 0 | 0 | 0 | 0 | 82 | 0 | 0 | 1 | 0 | 0 | 0 | 0 | 0 | 0 | 0 | 0 | 0 | 0 | 0 | 0 | 0 | 0 | [15 empty] | 0 | 0 | 0 | 0 | 0 | 0 | 0 | 0 | 0 | 0 | 0 | 0 | 0 | 0 | 0 |  | 0 | 0 | 0 | 0 | 0 | 0 | 0 | 0 | 0 | 0 | 0 | 82 | 0 | 0 | 1 | 0 | 0 | 0 | 0 | 0 | 0 | 0 | 0 | 0 | 0 | 0 | 0 | 0 | 0 | 0 | [14 empty] | 0 | 0 | 0 | 0 | 0 | 0 | 0 | 0 | 0 | 0 | 0 | 0 | 0 | 0 | [15 empty] | 0 | 0 | 0 | 0 | 0 | 0 | 0 | 0 | 0 | 0 | 0 | 0 | 0 | 0 | 0 |  | 0 | 0 | 0 | 0 | 0 | 0 | 0 | 0 | 0 | 0 | 0 | 82 | 0 | 0 | 1 | 0 | 0 | 0 | 0 | 0 | 0 | 0 | 0 | 0 | 0 | 0 | 0 | 0 | 0 | 0
SCE Eastern | Alberhill | 115 | 0 | 0 | 0 | 0 | 0 | 0 | 0 | 0 | 0 | 0 | 0 | 0 | 0 | 0 | 0 | 0 | 0 | 0 | 0 | 0 | 0 | 0 | 0 | 0 | 0 | 0 | 0 | 0 | 0 | 0 | 0 | 0 | 0 | 0 | 0 | 0 | 0 | 0 | 0 | 0 | 0 | 0 | 0 | 0 | [15 empty] | 0 | 0 | 0 | 0 | 0 | 0 | 0 | 0 | 0 | 0 | 0 | 0 | 0 | 0 | 0 |  | 0 | 0 | 0 | 0 | 0 | 0 | 0 | 0 | 0 | 0 | 0 | 0 | 0 | 0 | 0 | 0 | 0 | 0 | 0 | 0 | 0 | 0 | 0 | 0 | 0 | 0 | 0 | 0 | 0 | 0 | [14 empty] | 0 | 0 | 0 | 0 | 0 | 0 | 0 | 0 | 0 | 0 | 0 | 0 | 0 | 0 | [15 empty] | 0 | 0 | 0 | 0 | 0 | 0 | 0 | 0 | 0 | 0 | 0 | 0 | 0 | 0 | 0 |  | 0 | 0 | 0 | 0 | 0 | 0 | 0 | 0 | 0 | 0 | 0 | 0 | 0 | 0 | 0 | 0 | 0 | 0 | 0 | 0 | 0 | 0 | 0 | 0 | 0 | 0 | 0 | 0 | 0 | 0
SCE Eastern | Alberhill | 500 | 0 | 0 | 0 | 0 | 0 | 0 | 0 | 0 | 0 | 0 | 0 | 0 | 0 | 0 | 0 | 0 | 0 | 0 | 0 | 0 | 0 | 0 | 0 | 0 | 0 | 0 | 0 | 0 | 0 | 0 | 0 | 0 | 0 | 0 | 0 | 0 | 0 | 0 | 0 | 0 | 0 | 0 | 0 | 0 | [15 empty] | 0 | 0 | 0 | 0 | 0 | 0 | 0 | 0 | 0 | 0 | 0 | 0 | 0 | 0 | 0 |  | 0 | 0 | 0 | 0 | 0 | 0 | 0 | 0 | 0 | 0 | 0 | 0 | 0 | 0 | 0 | 0 | 0 | 0 | 0 | 0 | 0 | 0 | 0 | 0 | 0 | 0 | 0 | 0 | 0 | 0 | [14 empty] | 0 | 0 | 0 | 0 | 0 | 0 | 0 | 0 | 0 | 0 | 0 | 0 | 0 | 0 | [15 empty] | 0 | 0 | 0 | 0 | 0 | 0 | 0 | 0 | 0 | 0 | 0 | 0 | 0 | 0 | 0 |  | 0 | 0 | 0 | 0 | 0 | 0 | 0 | 0 | 0 | 0 | 0 | 0 | 0 | 0 | 0 | 0 | 0 | 0 | 0 | 0 | 0 | 0 | 0 | 0 | 0 | 0 | 0 | 0 | 0 | 0
PG&E GBA | Alhambra | 115 | 0 | 0 | 0 | 0 | 0 | 0 | 0 | 0 | 0 | 0 | 0 | 0 | 0 | 0 | 0 | 0 | 0 | 0 | 0 | 0 | 0 | 0 | 0 | 0 | 0 | 0 | 0 | 0 | 0 | 0 | 0 | 0 | 0 | 0 | 0 | 0 | 0 | 0 | 0 | 0 | 0 | 0 | 0 | 0 | [15 empty] | 0 | 0 | 0 | 0 | 0 | 0 | 0 | 0 | 0 | 0 | 0 | 0 | 0 | 0 | 0 |  | 0 | 0 | 0 | 0 | 0 | 0 | 0 | 0 | 0 | 0 | 0 | 0 | 0 | 0 | 0 | 0 | 0 | 0 | 0 | 0 | 0 | 0 | 0 | 0 | 0 | 0 | 0 | 0 | 0 | 0 | [14 empty] | 0 | 0 | 0 | 0 | 0 | 0 | 0 | 0 | 0 | 0 | 0 | 0 | 0 | 0 | [15 empty] | 0 | 0 | 0 | 0 | 0 | 0 | 0 | 0 | 0 | 0 | 0 | 0 | 0 | 0 | 0 |  | 0 | 0 | 0 | 0 | 0 | 0 | 0 | 0 | 0 | 0 | 0 | 0 | 0 | 0 | 0 | 0 | 0 | 0 | 0 | 0 | 0 | 0 | 0 | 0 | 0 | 0 | 0 | 0 | 0 | 0
PG&E FRESNO | Alpaugh | 115 | 0 | 0 | 0 | 0 | 0 | 0 | 0 | 0 | 0 | 0 | 0 | 0 | 0 | 0 | 0 | 0 | 0 | 0 | 0 | 0 | 0 | 0 | 0 | 3 | 0 | 0 | 10 | 0 | 0 | 1 | 0 | 0 | 0 | 0 | 0 | 0 | 0 | 0 | 0 | 0 | 0 | 0 | 0 | 0 | [15 empty] | 0 | 0 | 0 | 0 | 0 | 0 | 0 | 0 | 0 | 0 | 0 | 0 | 0 | 0 | 0 |  | 0 | 0 | 0 | 0 | 0 | 0 | 0 | 0 | 3 | 0 | 0 | 10 | 0 | 0 | 1 | 0 | 0 | 0 | 0 | 0 | 0 | 0 | 0 | 0 | 0 | 0 | 0 | 0 | 0 | 0 | [14 empty] | 0 | 0 | 0 | 0 | 0 | 0 | 0 | 0 | 0 | 0 | 0 | 0 | 0 | 0 | [15 empty] | 0 | 0 | 0 | 0 | 0 | 0 | 0 | 0 | 0 | 0 | 0 | 0 | 0 | 0 | 0 |  | 0 | 0 | 0 | 0 | 0 | 0 | 0 | 0 | 3 | 0 | 0 | 10 | 0 | 0 | 1 | 0 | 0 | 0 | 0 | 0 | 0 | 0 | 0 | 0 | 0 | 0 | 0 | 0 | 0 | 0
SDGE | Alpine | 69 | 0 | 0 | 0 | 0 | 0 | 0 | 0 | 0 | 0 | 0 | 0 | 0 | 0 | 0 | 0 | 0 | 0 | 0 | 0 | 0 | 0 | 0 | 0 | 0 | 0 | 0 | 6 | 0 | 0 | 1 | 0 | 0 | 0 | 0 | 0 | 0 | 0 | 0 | 0 | 0 | 0 | 0 | 0 | 0 | [15 empty] | 0 | 0 | 0 | 0 | 0 | 0 | 0 | 0 | 0 | 0 | 0 | 0 | 0 | 0 | 0 |  | 0 | 0 | 0 | 0 | 0 | 0 | 0 | 0 | 0 | 0 | 0 | 6 | 0 | 0 | 1 | 0 | 0 | 0 | 0 | 0 | 0 | 0 | 0 | 0 | 0 | 0 | 0 | 0 | 0 | 0 | [14 empty] | 0 | 0 | 0 | 0 | 0 | 0 | 0 | 0 | 0 | 0 | 0 | 0 | 0 | 0 | [15 empty] | 0 | 0 | 0 | 0 | 0 | 0 | 0 | 0 | 0 | 0 | 0 | 0 | 0 | 0 | 0 |  | 0 | 0 | 0 | 0 | 0 | 0 | 0 | 0 | 0 | 0 | 0 | 6 | 0 | 0 | 1 | 0 | 0 | 0 | 0 | 0 | 0 | 0 | 0 | 0 | 0 | 0 | 0 | 0 | 0 | 0
PG&E GBA | Altamont Midway (Sandhill) | 230 | 0 | 0 | 0 | 0 | 0 | 0 | 0 | 0 | 0 | 0 | 0 | 0 | 0 | 0 | 0 | 0 | 0 | 0 | 0 | 0 | 0 | 0 | 0 | 0 | 0 | 0 | 0 | 0 | 0 | 0 | 0 | 0 | 5 | 0 | 0 | 0 | 0 | 0 | 0 | 0 | 0 | 0 | 0 | 0 | [15 empty] | 0 | 0 | 0 | 5 | 0 | 0 | 0 | 0 | 0 | 0 | 0 | 0 | 0 | 0 | 0 |  | 0 | 0 | 5 | 0 | 0 | 0 | 0 | 0 | 0 | 0 | 0 | 0 | 0 | 0 | 1 | 0 | 0 | 0 | 0 | 0 | 0 | 0 | 0 | 0 | 0 | 0 | 0 | 0 | 0 | 0 | [14 empty] | 0 | 0 | 5 | 0 | 0 | 0 | 0 | 0 | 0 | 0 | 0 | 0 | 0 | 0 | [15 empty] | 0 | 0 | 0 | 5 | 0 | 0 | 0 | 0 | 0 | 0 | 0 | 0 | 0 | 0 | 0 |  | 0 | 0 | 5 | 0 | 0 | 0 | 0 | 0 | 0 | 0 | 0 | 0 | 0 | 0 | 1 | 0 | 0 | 0 | 0 | 0 | 0 | 0 | 0 | 0 | 0 | 0 | 0 | 0 | 0 | 0
SCE Northern | Antelope | 66 | 0 | 0 | 0 | 0 | 0 | 0 | 0 | 0 | 0 | 0 | 0 | 0 | 0 | 0 | 0 | 0 | 0 | 0 | 0 | 0 | 0 | 0 | 0 | 0 | 0 | 20 | 0 | 0 | 0 | 1 | 0 | 0 | 0 | 0 | 0 | 0 | 0 | 0 | 0 | 0 | 0 | 0 | 0 | 0 | [15 empty] | 0 | 0 | 0 | 0 | 0 | 0 | 0 | 0 | 0 | 0 | 0 | 0 | 0 | 0 | 0 |  | 0 | 0 | 0 | 0 | 0 | 0 | 0 | 0 | 0 | 0 | 20 | 0 | 0 | 0 | 1 | 0 | 0 | 0 | 0 | 0 | 0 | 0 | 0 | 0 | 0 | 0 | 0 | 0 | 0 | 0 | [14 empty] | 0 | 0 | 0 | 0 | 0 | 0 | 0 | 0 | 0 | 0 | 0 | 0 | 0 | 0 | [15 empty] | 0 | 0 | 0 | 0 | 0 | 0 | 0 | 0 | 0 | 0 | 0 | 0 | 0 | 0 | 0 |  | 0 | 0 | 0 | 0 | 0 | 0 | 0 | 0 | 0 | 0 | 20 | 0 | 0 | 0 | 1 | 0 | 0 | 0 | 0 | 0 | 0 | 0 | 0 | 0 | 0 | 0 | 0 | 0 | 0 | 0
SCE Northern | Antelope | 230 | 0 | 0 | 0 | 0 | 0 | 0 | 0 | 0 | 0 | 0 | 0 | 0 | 0 | 0 | 0 | 0 | 0 | 0 | 0 | 0 | 0 | 0 | 0 | 6 | 56 | 0 | 28 | 0 | 0 | 1 | 0 | 0 | 200 | 0 | 0 | 0 | 0 | 0 | 0 | 0 | 0 | 0 | 0 | 0 | [15 empty] | 0 | 0 | 0 | 200 | 0 | 0 | 0 | 0 | 0 | 0 | 0 | 0 | 0 | 0 | 0 |  | 0 | 0 | 200 | 0 | 0 | 0 | 0 | 0 | 6 | 56 | 0 | 28 | 0 | 0 | 1 | 0 | 0 | 0 | 0 | 0 | 0 | 0 | 0 | 0 | 0 | 0 | 0 | 0 | 0 | 0 | [9 empty] | 0 | 150 |  | 100 |  | 0 | 0 | 200 | 0 | 0 | 0 | 0 | 0 | 0 | 0 | 150 | 0 | 100 | 0 | [15 empty] | 0 | 0 | 0 | 200 | 0 | 0 | 0 | 0 | 0 | 0 | 0 | 150 | 0 | 100 | 0 |  | 0 | 0 | 200 | 0 | 0 | 0 | 0 | 0 | 6 | 56 | 150 | 28 | 100 | 0 | 1 | 0 | 0 | 0 | 0 | 0 | 0 | 0 | 0 | 0 | 0 | 0 | 0 | 0 | 0 | 0
SCE Northern | Antelope | 500 | 0 | 0 | 0 | 0 | 0 | 0 | 0 | 0 | 0 | 0 | 0 | 0 | 0 | 0 | 0 | 0 | 0 | 0 | 0 | 0 | 0 | 0 | 0 | 0 | 0 | 0 | 0 | 0 | 0 | 0 | 0 | 0 | 0 | 0 | 0 | 0 | 0 | 0 | 0 | 0 | 0 | 0 | 0 | 0 | [15 empty] | 0 | 0 | 0 | 0 | 0 | 0 | 0 | 0 | 0 | 0 | 0 | 0 | 0 | 0 | 0 |  | 0 | 0 | 0 | 0 | 0 | 0 | 0 | 0 | 0 | 0 | 0 | 0 | 0 | 0 | 0 | 0 | 0 | 0 | 0 | 0 | 0 | 0 | 0 | 0 | 0 | 0 | 0 | 0 | 0 | 0 | [14 empty] | 0 | 0 | 0 | 0 | 0 | 0 | 0 | 0 | 0 | 0 | 0 | 0 | 0 | 0 | [15 empty] | 0 | 0 | 0 | 0 | 0 | 0 | 0 | 0 | 0 | 0 | 0 | 0 | 0 | 0 | 0 |  | 0 | 0 | 0 | 0 | 0 | 0 | 0 | 0 | 0 | 0 | 0 | 0 | 0 | 0 | 0 | 0 | 0 | 0 | 0 | 0 | 0 | 0 | 0 | 0 | 0 | 0 | 0 | 0 | 0 | 0
PG&E NGBA | Arcata | 60 | 0 | 0 | 0 | 0 | 0 | 0 | 0 | 0 | 0 | 0 | 0 | 0 | 0 | 0 | 0 | 0 | 0 | 0 | 0 | 0 | 0 | 0 | 0 | 7 | 0 | 0 | 2.5 | 0 | 0 | 1 | 0 | 0 | 0 | 0 | 0 | 0 | 0 | 0 | 0 | 0 | 0 | 0 | 0 | 0 | [15 empty] | 0 | 0 | 0 | 0 | 0 | 0 | 0 | 0 | 0 | 0 | 0 | 0 | 0 | 0 | 0 |  | 0 | 0 | 0 | 0 | 0 | 0 | 0 | 0 | 7 | 0 | 0 | 2.5 | 0 | 0 | 1 | 0 | 0 | 0 | 0 | 0 | 0 | 0 | 0 | 0 | 0 | 0 | 0 | 0 | 0 | 0 | [14 empty] | 0 | 0 | 0 | 0 | 0 | 0 | 0 | 0 | 0 | 0 | 0 | 0 | 0 | 0 | [15 empty] | 0 | 0 | 0 | 0 | 0 | 0 | 0 | 0 | 0 | 0 | 0 | 0 | 0 | 0 | 0 |  | 0 | 0 | 0 | 0 | 0 | 0 | 0 | 0 | 7 | 0 | 0 | 2.5 | 0 | 0 | 1 | 0 | 0 | 0 | 0 | 0 | 0 | 0 | 0 | 0 | 0 | 0 | 0 | 0 | 0 | 0
PG&E KERN | Arco | 230 | 0 | 0 | 0 | 0 | 0 | 0 | 0 | 0 | 0 | 0 | 0 | 0 | 0 | 0 | 0 | 0 | 0 | 0 | 0 | 0 | 0 | 0 | 0 | 4.79 | 0 | 0 | 0 | 0 | 0 | 1 | 0 | 0 | 0 | 0 | 0 | 0 | 0 | 0 | 0 | 125 | 374 | 50 | 125 | 0 | [11 empty] | 25 | -50 |  |  | 1 | 0 | 0 | 0 | 0 | 0 | 0 | 0 | 0 | 0 | 125 | 399 | 0 | 125 | 0 |  | 0 | 0 | 0 | 0 | 0 | 0 | 0 | 0 | 4.79 | 125 | 399 | 0 | 125 | 0 | 1 | 0 | 0 | 0 | 0 | 0 | 0 | 0 | 0 | 0 | 0 | 25 | -50 | 0 | 0 | 1 | [9 empty] | 200 | 300 |  | 140 |  | 0 | 0 | 0 | 0 | 0 | 0 | 0 | 0 | 0 | 325 | 674 | 50 | 265 | 0 | [12 empty] | -50 |  |  | 1 | 0 | 0 | 0 | 0 | 0 | 0 | 0 | 0 | 0 | 325 | 674 | 0 | 265 | 0 |  | 0 | 0 | 0 | 0 | 0 | 0 | 0 | 0 | 4.79 | 325 | 674 | 0 | 265 | 0 | 1 | 0 | 0 | 0 | 0 | 0 | 0 | 0 | 0 | 0 | 0 | 0 | -50 | 0 | 0 | 1
PG&E KERN | Arco | 70 | 0 | 0 | 0 | 0 | 0 | 0 | 0 | 0 | 0 | 0 | 0 | 0 | 0 | 0 | 0 | 0 | 0 | 0 | 0 | 0 | 0 | 0 | 0 | 0 | 0 | 0 | 2 | 0 | 0 | 1 | 0 | 0 | 0 | 0 | 0 | 0 | 0 | 0 | 0 | 0 | 0 | 0 | 0 | 0 | [15 empty] | 0 | 0 | 0 | 0 | 0 | 0 | 0 | 0 | 0 | 0 | 0 | 0 | 0 | 0 | 0 |  | 0 | 0 | 0 | 0 | 0 | 0 | 0 | 0 | 0 | 0 | 0 | 2 | 0 | 0 | 1 | 0 | 0 | 0 | 0 | 0 | 0 | 0 | 0 | 0 | 0 | 0 | 0 | 0 | 0 | 0 | [14 empty] | 0 | 0 | 0 | 0 | 0 | 0 | 0 | 0 | 0 | 0 | 0 | 0 | 0 | 0 | [15 empty] | 0 | 0 | 0 | 0 | 0 | 0 | 0 | 0 | 0 | 0 | 0 | 0 | 0 | 0 | 0 |  | 0 | 0 | 0 | 0 | 0 | 0 | 0 | 0 | 0 | 0 | 0 | 2 | 0 | 0 | 1 | 0 | 0 | 0 | 0 | 0 | 0 | 0 | 0 | 0 | 0 | 0 | 0 | 0 | 0 | 0
SCE Metro | ArcoGen | 230 | 0 | 0 | 0 | 0 | 0 | 0 | 0 | 0 | 0 | 0 | 0 | 0 | 0 | 0 | 0 | 0 | 0 | 0 | 0 | 0 | 0 | 0 | 0 | 0 | 0 | 0 | 0 | 0 | 0 | 0 | 0 | 0 | 0 | 0 | 0 | 0 | 0 | 0 | 0 | 0 | 0 | 0 | 0 | 0 | [15 empty] | 0 | 0 | 0 | 0 | 0 | 0 | 0 | 0 | 0 | 0 | 0 | 0 | 0 | 0 | 0 |  | 0 | 0 | 0 | 0 | 0 | 0 | 0 | 0 | 0 | 0 | 0 | 0 | 0 | 0 | 0 | 0 | 0 | 0 | 0 | 0 | 0 | 0 | 0 | 0 | 0 | 0 | 0 | 0 | 0 | 0 | [14 empty] | 0 | 0 | 0 | 0 | 0 | 0 | 0 | 0 | 0 | 0 | 0 | 0 | 0 | 0 | [15 empty] | 0 | 0 | 0 | 0 | 0 | 0 | 0 | 0 | 0 | 0 | 0 | 0 | 0 | 0 | 0 |  | 0 | 0 | 0 | 0 | 0 | 0 | 0 | 0 | 0 | 0 | 0 | 0 | 0 | 0 | 0 | 0 | 0 | 0 | 0 | 0 | 0 | 0 | 0 | 0 | 0 | 0 | 0 | 0 | 0 | 0
SDGE | Artesian | 230 | 0 | 0 | 0 | 0 | 0 | 0 | 0 | 0 | 0 | 0 | 0 | 0 | 0 | 0 | 0 | 0 | 0 | 0 | 0 | 0 | 0 | 0 | 0 | 0 | 0 | 0 | 0 | 0 | 0 | 0 | 0 | 0 | 0 | 0 | 0 | 0 | 0 | 0 | 0 | 0 | 0 | 0 | 0 | 0 | [15 empty] | 0 | 0 | 0 | 0 | 0 | 0 | 0 | 0 | 0 | 0 | 0 | 0 | 0 | 0 | 0 |  | 0 | 0 | 0 | 0 | 0 | 0 | 0 | 0 | 0 | 0 | 0 | 0 | 0 | 0 | 0 | 0 | 0 | 0 | 0 | 0 | 0 | 0 | 0 | 0 | 0 | 0 | 0 | 0 | 0 | 0 | [14 empty] | 0 | 0 | 0 | 0 | 0 | 0 | 0 | 0 | 0 | 0 | 0 | 0 | 0 | 0 | [15 empty] | 0 | 0 | 0 | 0 | 0 | 0 | 0 | 0 | 0 | 0 | 0 | 0 | 0 | 0 | 0 |  | 0 | 0 | 0 | 0 | 0 | 0 | 0 | 0 | 0 | 0 | 0 | 0 | 0 | 0 | 0 | 0 | 0 | 0 | 0 | 0 | 0 | 0 | 0 | 0 | 0 | 0 | 0 | 0 | 0 | 0
SDGE | Artesian | 69 | 0 | 0 | 0 | 0 | 0 | 0 | 0 | 0 | 0 | 0 | 0 | 0 | 0 | 0 | 0 | 0 | 0 | 0 | 0 | 0 | 0 | 0 | 0 | 0 | 0 | 0 | 0 | 0 | 0 | 0 | 0 | 0 | 0 | 0 | 0 | 0 | 0 | 0 | 0 | 0 | 0 | 0 | 0 | 0 | [15 empty] | 0 | 0 | 0 | 0 | 0 | 0 | 0 | 0 | 0 | 0 | 0 | 0 | 0 | 0 | 0 |  | 0 | 0 | 0 | 0 | 0 | 0 | 0 | 0 | 0 | 0 | 0 | 0 | 0 | 0 | 0 | 0 | 0 | 0 | 0 | 0 | 0 | 0 | 0 | 0 | 0 | 0 | 0 | 0 | 0 | 0 | [14 empty] | 0 | 0 | 0 | 0 | 0 | 0 | 0 | 0 | 0 | 0 | 0 | 0 | 0 | 0 | [15 empty] | 0 | 0 | 0 | 0 | 0 | 0 | 0 | 0 | 0 | 0 | 0 | 0 | 0 | 0 | 0 |  | 0 | 0 | 0 | 0 | 0 | 0 | 0 | 0 | 0 | 0 | 0 | 0 | 0 | 0 | 0 | 0 | 0 | 0 | 0 | 0 | 0 | 0 | 0 | 0 | 0 | 0 | 0 | 0 | 0 | 0
PG&E FRESNO | Ashlan | 230 | 0 | 0 | 0 | 0 | 0 | 0 | 0 | 0 | 0 | 0 | 0 | 0 | 0 | 0 | 0 | 0 | 0 | 0 | 0 | 0 | 0 | 0 | 0 | 0 | 0 | 0 | 0 | 0 | 0 | 0 | 0 | 0 | 0 | 0 | 0 | 0 | 0 | 0 | 0 | 0 | 0 | 0 | 0 | 0 | [15 empty] | 0 | 0 | 0 | 0 | 0 | 0 | 0 | 0 | 0 | 0 | 0 | 0 | 0 | 0 | 0 |  | 0 | 0 | 0 | 0 | 0 | 0 | 0 | 0 | 0 | 0 | 0 | 0 | 0 | 0 | 0 | 0 | 0 | 0 | 0 | 0 | 0 | 0 | 0 | 0 | 0 | 0 | 0 | 0 | 0 | 0 | [14 empty] | 0 | 0 | 0 | 0 | 0 | 0 | 0 | 0 | 0 | 0 | 0 | 0 | 0 | 0 | [15 empty] | 0 | 0 | 0 | 0 | 0 | 0 | 0 | 0 | 0 | 0 | 0 | 0 | 0 | 0 | 0 |  | 0 | 0 | 0 | 0 | 0 | 0 | 0 | 0 | 0 | 0 | 0 | 0 | 0 | 0 | 0 | 0 | 0 | 0 | 0 | 0 | 0 | 0 | 0 | 0 | 0 | 0 | 0 | 0 | 0 | 0
PG&E NGBA | Atlantic | 115 | 0 | 0 | 0 | 0 | 0 | 0 | 0 | 0 | 0 | 0 | 0 | 0 | 0 | 0 | 0 | 0 | 0 | 0 | 0 | 0 | 0 | 0 | 0 | 0 | 0 | 0 | 0 | 0 | 0 | 0 | 0 | 0 | 0 | 0 | 0 | 0 | 0 | 0 | 0 | 0 | 0 | 0 | 0 | 0 | [15 empty] | 0 | 0 | 0 | 0 | 0 | 0 | 0 | 0 | 0 | 0 | 0 | 0 | 0 | 0 | 0 |  | 0 | 0 | 0 | 0 | 0 | 0 | 0 | 0 | 0 | 0 | 0 | 0 | 0 | 0 | 0 | 0 | 0 | 0 | 0 | 0 | 0 | 0 | 0 | 0 | 0 | 0 | 0 | 0 | 0 | 0 | [14 empty] | 0 | 0 | 0 | 0 | 0 | 0 | 0 | 0 | 0 | 0 | 0 | 0 | 0 | 0 | [15 empty] | 0 | 0 | 0 | 0 | 0 | 0 | 0 | 0 | 0 | 0 | 0 | 0 | 0 | 0 | 0 |  | 0 | 0 | 0 | 0 | 0 | 0 | 0 | 0 | 0 | 0 | 0 | 0 | 0 | 0 | 0 | 0 | 0 | 0 | 0 | 0 | 0 | 0 | 0 | 0 | 0 | 0 | 0 | 0 | 0 | 0
PG&E NGBA | Atlantic | 230 | 0 | 0 | 0 | 0 | 0 | 0 | 0 | 0 | 0 | 0 | 0 | 0 | 0 | 0 | 0 | 0 | 0 | 0 | 0 | 0 | 0 | 0 | 0 | 0 | 0 | 0 | 0 | 0 | 0 | 0 | 0 | 0 | 0 | 0 | 0 | 0 | 0 | 0 | 0 | 0 | 0 | 0 | 0 | 0 | [15 empty] | 0 | 0 | 0 | 0 | 0 | 0 | 0 | 0 | 0 | 0 | 0 | 0 | 0 | 0 | 0 |  | 0 | 0 | 0 | 0 | 0 | 0 | 0 | 0 | 0 | 0 | 0 | 0 | 0 | 0 | 0 | 0 | 0 | 0 | 0 | 0 | 0 | 0 | 0 | 0 | 0 | 0 | 0 | 0 | 0 | 0 | [14 empty] | 0 | 0 | 0 | 0 | 0 | 0 | 0 | 0 | 0 | 0 | 0 | 0 | 0 | 0 | [15 empty] | 0 | 0 | 0 | 0 | 0 | 0 | 0 | 0 | 0 | 0 | 0 | 0 | 0 | 0 | 0 |  | 0 | 0 | 0 | 0 | 0 | 0 | 0 | 0 | 0 | 0 | 0 | 0 | 0 | 0 | 0 | 0 | 0 | 0 | 0 | 0 | 0 | 0 | 0 | 0 | 0 | 0 | 0 | 0 | 0 | 0
PG&E NGBA | Atlantic | 60 | 0 | 0 | 0 | 0 | 0 | 0 | 0 | 0 | 0 | 0 | 0 | 0 | 0 | 0 | 0 | 0 | 0 | 0 | 0 | 0 | 0 | 0 | 0 | 0 | 0 | 0 | 0 | 0 | 0 | 0 | 0 | 0 | 0 | 0 | 0 | 0 | 0 | 0 | 0 | 0 | 0 | 0 | 0 | 0 | [15 empty] | 0 | 0 | 0 | 0 | 0 | 0 | 0 | 0 | 0 | 0 | 0 | 0 | 0 | 0 | 0 |  | 0 | 0 | 0 | 0 | 0 | 0 | 0 | 0 | 0 | 0 | 0 | 0 | 0 | 0 | 0 | 0 | 0 | 0 | 0 | 0 | 0 | 0 | 0 | 0 | 0 | 0 | 0 | 0 | 0 | 0 | [14 empty] | 0 | 0 | 0 | 0 | 0 | 0 | 0 | 0 | 0 | 0 | 0 | 0 | 0 | 0 | [15 empty] | 0 | 0 | 0 | 0 | 0 | 0 | 0 | 0 | 0 | 0 | 0 | 0 | 0 | 0 | 0 |  | 0 | 0 | 0 | 0 | 0 | 0 | 0 | 0 | 0 | 0 | 0 | 0 | 0 | 0 | 0 | 0 | 0 | 0 | 0 | 0 | 0 | 0 | 0 | 0 | 0 | 0 | 0 | 0 | 0 | 0
PG&E FRESNO | Atwater | 115 | 0 | 0 | 0 | 0 | 0 | 0 | 0 | 0 | 0 | 0 | 0 | 0 | 0 | 0 | 0 | 0 | 0 | 0 | 0 | 0 | 0 | 0 | 0 | 2 | 0 | 0 | 0 | 0 | 0 | 1 | 0 | 0 | 0 | 0 | 0 | 0 | 0 | 0 | 0 | 0 | 0 | 0 | 0 | 0 | [15 empty] | 0 | 0 | 0 | 0 | 0 | 0 | 0 | 0 | 0 | 0 | 0 | 0 | 0 | 0 | 0 |  | 0 | 0 | 0 | 0 | 0 | 0 | 0 | 0 | 2 | 0 | 0 | 0 | 0 | 0 | 1 | 0 | 0 | 0 | 0 | 0 | 0 | 0 | 0 | 0 | 0 | 0 | 0 | 0 | 0 | 0 | [14 empty] | 0 | 0 | 0 | 0 | 0 | 0 | 0 | 0 | 0 | 0 | 0 | 0 | 0 | 0 | [15 empty] | 0 | 0 | 0 | 0 | 0 | 0 | 0 | 0 | 0 | 0 | 0 | 0 | 0 | 0 | 0 |  | 0 | 0 | 0 | 0 | 0 | 0 | 0 | 0 | 2 | 0 | 0 | 0 | 0 | 0 | 1 | 0 | 0 | 0 | 0 | 0 | 0 | 0 | 0 | 0 | 0 | 0 | 0 | 0 | 0 | 0
PG&E GBA | Avena | 115 | 0 | 0 | 0 | 0 | 0 | 0 | 0 | 0 | 0 | 0 | 0 | 0 | 0 | 0 | 0 | 0 | 0 | 0 | 0 | 0 | 0 | 0 | 0 | 0 | 0 | 0 | 0 | 0 | 0 | 0 | 0 | 0 | 0 | 0 | 0 | 0 | 0 | 0 | 0 | 0 | 0 | 0 | 0 | 0 | [15 empty] | 0 | 0 | 0 | 0 | 0 | 0 | 0 | 0 | 0 | 0 | 0 | 0 | 0 | 0 | 0 |  | 0 | 0 | 0 | 0 | 0 | 0 | 0 | 0 | 0 | 0 | 0 | 0 | 0 | 0 | 0 | 0 | 0 | 0 | 0 | 0 | 0 | 0 | 0 | 0 | 0 | 0 | 0 | 0 | 0 | 0 | [14 empty] | 0 | 0 | 0 | 0 | 0 | 0 | 0 | 0 | 0 | 0 | 0 | 0 | 0 | 0 | [15 empty] | 0 | 0 | 0 | 0 | 0 | 0 | 0 | 0 | 0 | 0 | 0 | 0 | 0 | 0 | 0 |  | 0 | 0 | 0 | 0 | 0 | 0 | 0 | 0 | 0 | 0 | 0 | 0 | 0 | 0 | 0 | 0 | 0 | 0 | 0 | 0 | 0 | 0 | 0 | 0 | 0 | 0 | 0 | 0 | 0 | 0
SDGE | Avocado | 69 | 0 | 0 | 0 | 0 | 0 | 0 | 0 | 0 | 0 | 0 | 0 | 29.6 | 0 | 0 | 1 | 0 | 0 | 0 | 0 | 0 | 0 | 0 | 0 | 0 | 0 | 0 | 29.6 | 0 | 0 | 1 | 0 | 0 | 0 | 0 | 0 | 0 | 0 | 0 | 0 | 0 | 0 | 29.6 | 0 | 0 | [12 empty] | -29.6 |  |  | 1 | 0 | 0 | 0 | 0 | 0 | 0 | 0 | 0 | 0 | 0 | 0 | 0 | 0 | 0 |  | 0 | 0 | 0 | 0 | 0 | 0 | 0 | 0 | 0 | 0 | 0 | 29.6 | 0 | 0 | 1 | 0 | 0 | 0 | 0 | 0 | 0 | 0 | 0 | 0 | 0 | 0 | 0 | 0 | 0 | 0 | [14 empty] | 0 | 0 | 0 | 0 | 0 | 0 | 0 | 0 | 0 | 0 | 0 | 29.6 | 0 | 0 | [12 empty] | -29.6 |  |  | 1 | 0 | 0 | 0 | 0 | 0 | 0 | 0 | 0 | 0 | 0 | 0 | 0 | 0 | 0 |  | 0 | 0 | 0 | 0 | 0 | 0 | 0 | 0 | 0 | 0 | 0 | 29.6 | 0 | 0 | 1 | 0 | 0 | 0 | 0 | 0 | 0 | 0 | 0 | 0 | 0 | 0 | 0 | 0 | 0 | 0
PG&E NGBA | Bahia | 230 | 0 | 0 | 0 | 0 | 0 | 0 | 0 | 0 | 0 | 0 | 0 | 0 | 0 | 0 | 0 | 0 | 0 | 0 | 0 | 0 | 0 | 0 | 0 | 0 | 0 | 0 | 0 | 0 | 0 | 0 | 0 | 0 | 0 | 0 | 0 | 0 | 0 | 0 | 0 | 0 | 0 | 0 | 0 | 0 | [15 empty] | 0 | 0 | 0 | 0 | 0 | 0 | 0 | 0 | 0 | 0 | 0 | 0 | 0 | 0 | 0 |  | 0 | 0 | 0 | 0 | 0 | 0 | 0 | 0 | 0 | 0 | 0 | 0 | 0 | 0 | 0 | 0 | 0 | 0 | 0 | 0 | 0 | 0 | 0 | 0 | 0 | 0 | 0 | 0 | 0 | 0 | [14 empty] | 0 | 0 | 0 | 0 | 0 | 0 | 0 | 0 | 0 | 0 | 0 | 0 | 0 | 0 | [15 empty] | 0 | 0 | 0 | 0 | 0 | 0 | 0 | 0 | 0 | 0 | 0 | 0 | 0 | 0 | 0 |  | 0 | 0 | 0 | 0 | 0 | 0 | 0 | 0 | 0 | 0 | 0 | 0 | 0 | 0 | 0 | 0 | 0 | 0 | 0 | 0 | 0 | 0 | 0 | 0 | 0 | 0 | 0 | 0 | 0 | 0
SCE Northern | Bailey | 230 | 0 | 0 | 0 | 0 | 0 | 0 | 0 | 0 | 0 | 0 | 0 | 0 | 0 | 0 | 0 | 0 | 0 | 0 | 0 | 0 | 0 | 0 | 0 | 0 | 0 | 0 | 0 | 0 | 0 | 0 | 0 | 0 | 0 | 0 | 0 | 0 | 0 | 0 | 0 | 0 | 0 | 0 | 0 | 0 | [15 empty] | 0 | 0 | 0 | 0 | 0 | 0 | 0 | 0 | 0 | 0 | 0 | 0 | 0 | 0 | 0 |  | 0 | 0 | 0 | 0 | 0 | 0 | 0 | 0 | 0 | 0 | 0 | 0 | 0 | 0 | 0 | 0 | 0 | 0 | 0 | 0 | 0 | 0 | 0 | 0 | 0 | 0 | 0 | 0 | 0 | 0 | [14 empty] | 0 | 0 | 0 | 0 | 0 | 0 | 0 | 0 | 0 | 0 | 0 | 0 | 0 | 0 | [15 empty] | 0 | 0 | 0 | 0 | 0 | 0 | 0 | 0 | 0 | 0 | 0 | 0 | 0 | 0 | 0 |  | 0 | 0 | 0 | 0 | 0 | 0 | 0 | 0 | 0 | 0 | 0 | 0 | 0 | 0 | 0 | 0 | 0 | 0 | 0 | 0 | 0 | 0 | 0 | 0 | 0 | 0 | 0 | 0 | 0 | 0
SCE NOL | Baker | 115 | 0 | 0 | 0 | 0 | 0 | 0 | 0 | 0 | 0 | 0 | 0 | 0 | 0 | 0 | 0 | 0 | 0 | 0 | 0 | 0 | 0 | 0 | 0 | 0 | 0 | 0 | 0 | 0 | 0 | 0 | 0 | 0 | 0 | 0 | 0 | 0 | 0 | 0 | 0 | 0 | 0 | 0 | 0 | 0 | [15 empty] | 0 | 0 | 0 | 0 | 0 | 0 | 0 | 0 | 0 | 0 | 0 | 0 | 0 | 0 | 0 |  | 0 | 0 | 0 | 0 | 0 | 0 | 0 | 0 | 0 | 0 | 0 | 0 | 0 | 0 | 0 | 0 | 0 | 0 | 0 | 0 | 0 | 0 | 0 | 0 | 0 | 0 | 0 | 0 | 0 | 0 | [14 empty] | 0 | 0 | 0 | 0 | 0 | 0 | 0 | 0 | 0 | 0 | 0 | 0 | 0 | 0 | [15 empty] | 0 | 0 | 0 | 0 | 0 | 0 | 0 | 0 | 0 | 0 | 0 | 0 | 0 | 0 | 0 |  | 0 | 0 | 0 | 0 | 0 | 0 | 0 | 0 | 0 | 0 | 0 | 0 | 0 | 0 | 0 | 0 | 0 | 0 | 0 | 0 | 0 | 0 | 0 | 0 | 0 | 0 | 0 | 0 | 0 | 0
PG&E KERN | Bakersfield | 230 | 0 | 0 | 0 | 0 | 0 | 0 | 0 | 0 | 0 | 0 | 0 | 0 | 0 | 0 | 0 | 0 | 0 | 0 | 0 | 0 | 0 | 0 | 0 | 0 | 0 | 0 | 0 | 0 | 0 | 0 | 0 | 0 | 0 | 0 | 0 | 0 | 0 | 0 | 0 | 0 | 0 | 0 | 0 | 0 | [15 empty] | 0 | 0 | 0 | 0 | 0 | 0 | 0 | 0 | 0 | 0 | 0 | 0 | 0 | 0 | 0 |  | 0 | 0 | 0 | 0 | 0 | 0 | 0 | 0 | 0 | 0 | 0 | 0 | 0 | 0 | 0 | 0 | 0 | 0 | 0 | 0 | 0 | 0 | 0 | 0 | 0 | 0 | 0 | 0 | 0 | 0 | [14 empty] | 0 | 0 | 0 | 0 | 0 | 0 | 0 | 0 | 0 | 0 | 0 | 0 | 0 | 0 | [15 empty] | 0 | 0 | 0 | 0 | 0 | 0 | 0 | 0 | 0 | 0 | 0 | 0 | 0 | 0 | 0 |  | 0 | 0 | 0 | 0 | 0 | 0 | 0 | 0 | 0 | 0 | 0 | 0 | 0 | 0 | 0 | 0 | 0 | 0 | 0 | 0 | 0 | 0 | 0 | 0 | 0 | 0 | 0 | 0 | 0 | 0
PG&E FRESNO | Balch | 230 | 0 | 0 | 0 | 0 | 0 | 0 | 0 | 0 | 0 | 0 | 0 | 0 | 0 | 0 | 0 | 0 | 0 | 0 | 0 | 0 | 0 | 0 | 0 | 0 | 0 | 0 | 0 | 0 | 0 | 0 | 0 | 0 | 0 | 0 | 0 | 0 | 0 | 0 | 0 | 0 | 0 | 0 | 0 | 0 | [15 empty] | 0 | 0 | 0 | 0 | 0 | 0 | 0 | 0 | 0 | 0 | 0 | 0 | 0 | 0 | 0 |  | 0 | 0 | 0 | 0 | 0 | 0 | 0 | 0 | 0 | 0 | 0 | 0 | 0 | 0 | 0 | 0 | 0 | 0 | 0 | 0 | 0 | 0 | 0 | 0 | 0 | 0 | 0 | 0 | 0 | 0 | [14 empty] | 0 | 0 | 0 | 0 | 0 | 0 | 0 | 0 | 0 | 0 | 0 | 0 | 0 | 0 | [15 empty] | 0 | 0 | 0 | 0 | 0 | 0 | 0 | 0 | 0 | 0 | 0 | 0 | 0 | 0 | 0 |  | 0 | 0 | 0 | 0 | 0 | 0 | 0 | 0 | 0 | 0 | 0 | 0 | 0 | 0 | 0 | 0 | 0 | 0 | 0 | 0 | 0 | 0 | 0 | 0 | 0 | 0 | 0 | 0 | 0 | 0
SCE Eastern | Bannister | 230 | 0 | 0 | 0 | 0 | 0 | 0 | 0 | 0 | 0 | 0 | 0 | 0 | 0 | 0 | 0 | 0 | 0 | 0 | 0 | 0 | 0 | 0 | 0 | 0 | 0 | 0 | 0 | 0 | 0 | 0 | 0 | 0 | 0 | 0 | 0 | 0 | 0 | 0 | 0 | 0 | 0 | 0 | 0 | 0 | [15 empty] | 0 | 0 | 0 | 0 | 0 | 0 | 0 | 0 | 0 | 0 | 0 | 0 | 0 | 0 | 0 |  | 0 | 0 | 0 | 0 | 0 | 0 | 0 | 0 | 0 | 0 | 0 | 0 | 0 | 0 | 0 | 0 | 0 | 0 | 0 | 0 | 0 | 0 | 0 | 0 | 0 | 0 | 0 | 0 | 0 | 0 | [14 empty] | 0 | 0 | 0 | 0 | 0 | 0 | 0 | 0 | 0 | 0 | 0 | 0 | 0 | 0 | [15 empty] | 0 | 0 | 0 | 0 | 0 | 0 | 0 | 0 | 0 | 0 | 0 | 0 | 0 | 0 | 0 |  | 0 | 0 | 0 | 0 | 0 | 0 | 0 | 0 | 0 | 0 | 0 | 0 | 0 | 0 | 0 | 0 | 0 | 0 | 0 | 0 | 0 | 0 | 0 | 0 | 0 | 0 | 0 | 0 | 0 | 0
SCE Metro | Barre | 230 | 0 | 0 | 0 | 0 | 0 | 0 | 0 | 0 | 0 | 0 | 0 | 0 | 0 | 0 | 0 | 0 | 0 | 0 | 0 | 0 | 0 | 0 | 0 | 0 | 10 | 10 | 10 | 0 | 0 | 1 | 0 | 0 | 0 | 0 | 0 | 0 | 0 | 0 | 0 | 0 | 0 | 0 | 0 | 0 | [15 empty] | 0 | 0 | 0 | 0 | 0 | 0 | 0 | 0 | 0 | 0 | 0 | 0 | 0 | 0 | 0 |  | 0 | 0 | 0 | 0 | 0 | 0 | 0 | 0 | 0 | 10 | 10 | 10 | 0 | 0 | 1 | 0 | 0 | 0 | 0 | 0 | 0 | 0 | 0 | 0 | 0 | 0 | 0 | 0 | 0 | 0 | [14 empty] | 0 | 0 | 0 | 0 | 0 | 0 | 0 | 0 | 0 | 0 | 0 | 0 | 0 | 0 | [15 empty] | 0 | 0 | 0 | 0 | 0 | 0 | 0 | 0 | 0 | 0 | 0 | 0 | 0 | 0 | 0 |  | 0 | 0 | 0 | 0 | 0 | 0 | 0 | 0 | 0 | 10 | 10 | 10 | 0 | 0 | 1 | 0 | 0 | 0 | 0 | 0 | 0 | 0 | 0 | 0 | 0 | 0 | 0 | 0 | 0 | 0
SDGE | Bay Boulevard | 69 | 0 | 0 | 0 | 0 | 0 | 0 | 0 | 0 | 0 | 0 | 0 | 0 | 0 | 0 | 0 | 0 | 0 | 0 | 0 | 0 | 0 | 0 | 0 | 0 | 0 | 0 | 0 | 0 | 0 | 0 | 0 | 0 | 0 | 0 | 0 | 0 | 0 | 0 | 0 | 0 | 0 | 0 | 0 | 0 | [15 empty] | 0 | 0 | 0 | 0 | 0 | 0 | 0 | 0 | 0 | 0 | 0 | 0 | 0 | 0 | 0 |  | 0 | 0 | 0 | 0 | 0 | 0 | 0 | 0 | 0 | 0 | 0 | 0 | 0 | 0 | 0 | 0 | 0 | 0 | 0 | 0 | 0 | 0 | 0 | 0 | 0 | 0 | 0 | 0 | 0 | 0 | [14 empty] | 0 | 0 | 0 | 0 | 0 | 0 | 0 | 0 | 0 | 0 | 0 | 0 | 0 | 0 | [15 empty] | 0 | 0 | 0 | 0 | 0 | 0 | 0 | 0 | 0 | 0 | 0 | 0 | 0 | 0 | 0 |  | 0 | 0 | 0 | 0 | 0 | 0 | 0 | 0 | 0 | 0 | 0 | 0 | 0 | 0 | 0 | 0 | 0 | 0 | 0 | 0 | 0 | 0 | 0 | 0 | 0 | 0 | 0 | 0 | 0 | 0
SDGE | Bay Boulevard | 230 | 0 | 0 | 0 | 0 | 0 | 0 | 0 | 0 | 0 | 0 | 0 | 0 | 0 | 0 | 0 | 0 | 0 | 0 | 0 | 0 | 0 | 0 | 0 | 0 | 0 | 0 | 0 | 0 | 0 | 0 | 0 | 0 | 0 | 0 | 0 | 0 | 0 | 0 | 0 | 0 | 0 | 0 | 0 | 0 | [15 empty] | 0 | 0 | 0 | 0 | 0 | 0 | 0 | 0 | 0 | 0 | 0 | 0 | 0 | 0 | 0 |  | 0 | 0 | 0 | 0 | 0 | 0 | 0 | 0 | 0 | 0 | 0 | 0 | 0 | 0 | 0 | 0 | 0 | 0 | 0 | 0 | 0 | 0 | 0 | 0 | 0 | 0 | 0 | 0 | 0 | 0 | [14 empty] | 0 | 0 | 0 | 0 | 0 | 0 | 0 | 0 | 0 | 0 | 0 | 0 | 0 | 0 | [15 empty] | 0 | 0 | 0 | 0 | 0 | 0 | 0 | 0 | 0 | 0 | 0 | 0 | 0 | 0 | 0 |  | 0 | 0 | 0 | 0 | 0 | 0 | 0 | 0 | 0 | 0 | 0 | 0 | 0 | 0 | 0 | 0 | 0 | 0 | 0 | 0 | 0 | 0 | 0 | 0 | 0 | 0 | 0 | 0 | 0 | 0
EOP | Beatty | 138 | 0 | 0 | 0 | 0 | 0 | 0 | 0 | 0 | 0 | 0 | 0 | 0 | 0 | 0 | 0 | 0 | 0 | 0 | 0 | 0 | 0 | 0 | 0 | 0 | 0 | 0 | 0 | 0 | 0 | 0 | 0 | 0 | 0 | 0 | 0 | 0 | 0 | 0 | 0 | 0 | 0 | 0 | 0 | 0 | [15 empty] | 0 | 0 | 0 | 0 | 0 | 0 | 0 | 0 | 0 | 0 | 0 | 0 | 0 | 0 | 0 |  | 0 | 0 | 0 | 0 | 0 | 0 | 0 | 0 | 0 | 0 | 0 | 0 | 0 | 0 | 0 | 0 | 0 | 0 | 0 | 0 | 0 | 0 | 0 | 0 | 0 | 0 | 0 | 0 | 0 | 0 | [14 empty] | 0 | 0 | 0 | 0 | 0 | 0 | 0 | 0 | 0 | 0 | 0 | 0 | 0 | 0 | [15 empty] | 0 | 0 | 0 | 0 | 0 | 0 | 0 | 0 | 0 | 0 | 0 | 0 | 0 | 0 | 0 |  | 0 | 0 | 0 | 0 | 0 | 0 | 0 | 0 | 0 | 0 | 0 | 0 | 0 | 0 | 0 | 0 | 0 | 0 | 0 | 0 | 0 | 0 | 0 | 0 | 0 | 0 | 0 | 0 | 0 | 0
EOP | Beatty | 230 | 0 | 0 | 0 | 0 | 0 | 0 | 0 | 0 | 0 | 0 | 0 | 0 | 0 | 0 | 0 | 0 | 0 | 0 | 0 | 0 | 0 | 0 | 0 | 0 | 0 | 0 | 0 | 0 | 0 | 0 | 400 | 0 | 0 | 0 | 0 | 0 | 0 | 0 | 0 | 0 | 0 | 0 | 0 | 0 | [15 empty] | 0 | 400 | 0 | 0 | 0 | 0 | 0 | 0 | 0 | 0 | 0 | 0 | 0 | 0 | 0 |  | 400 | 0 | 0 | 0 | 0 | 0 | 0 | 0 | 0 | 0 | 0 | 0 | 0 | 0 | 1 | 0 | 0 | 0 | 0 | 0 | 0 | 0 | 0 | 0 | 0 | 0 | 0 | 0 | 0 | 0 | [9 empty] | 300 | 500 |  | 200 |  | 400 | 0 | 0 | 0 | 0 | 0 | 0 | 0 | 0 | 300 | 500 | 0 | 200 | 0 | [10 empty] | -200 |  |  | -30 |  | 1 | 400 | 0 | 0 | 0 | 0 | 0 | 0 | 0 | 0 | 100 | 500 | 0 | 170 | 0 |  | 400 | 0 | 0 | 0 | 0 | 0 | 0 | 0 | 0 | 100 | 500 | 0 | 170 | 0 | 1 | 0 | 0 | 0 | 0 | 0 | 0 | 0 | 0 | 0 | -200 | 0 | 0 | -30 | 0 | 1
PG&E NGBA | Belden | 230 | 0 | 0 | 0 | 0 | 0 | 0 | 0 | 0 | 0 | 0 | 0 | 0 | 0 | 0 | 0 | 0 | 0 | 0 | 0 | 0 | 0 | 0 | 0 | 0 | 0 | 0 | 0 | 0 | 0 | 0 | 0 | 0 | 0 | 0 | 0 | 0 | 0 | 0 | 0 | 0 | 0 | 0 | 0 | 0 | [15 empty] | 0 | 0 | 0 | 0 | 0 | 0 | 0 | 0 | 0 | 0 | 0 | 0 | 0 | 0 | 0 |  | 0 | 0 | 0 | 0 | 0 | 0 | 0 | 0 | 0 | 0 | 0 | 0 | 0 | 0 | 0 | 0 | 0 | 0 | 0 | 0 | 0 | 0 | 0 | 0 | 0 | 0 | 0 | 0 | 0 | 0 | [14 empty] | 0 | 0 | 0 | 0 | 0 | 0 | 0 | 0 | 0 | 0 | 0 | 0 | 0 | 0 | [15 empty] | 0 | 0 | 0 | 0 | 0 | 0 | 0 | 0 | 0 | 0 | 0 | 0 | 0 | 0 | 0 |  | 0 | 0 | 0 | 0 | 0 | 0 | 0 | 0 | 0 | 0 | 0 | 0 | 0 | 0 | 0 | 0 | 0 | 0 | 0 | 0 | 0 | 0 | 0 | 0 | 0 | 0 | 0 | 0 | 0 | 0
PG&E NGBA | Bell | 115 | 0 | 0 | 0 | 0 | 0 | 0 | 0 | 0 | 0 | 0 | 0 | 0 | 0 | 0 | 0 | 0 | 0 | 0 | 0 | 0 | 0 | 0 | 0 | 0 | 0 | 0 | 0 | 0 | 0 | 0 | 0 | 0 | 0 | 0 | 0 | 0 | 0 | 0 | 0 | 0 | 0 | 0 | 0 | 0 | [15 empty] | 0 | 0 | 0 | 0 | 0 | 0 | 0 | 0 | 0 | 0 | 0 | 0 | 0 | 0 | 0 |  | 0 | 0 | 0 | 0 | 0 | 0 | 0 | 0 | 0 | 0 | 0 | 0 | 0 | 0 | 0 | 0 | 0 | 0 | 0 | 0 | 0 | 0 | 0 | 0 | 0 | 0 | 0 | 0 | 0 | 0 | [14 empty] | 0 | 0 | 0 | 0 | 0 | 0 | 0 | 0 | 0 | 0 | 0 | 0 | 0 | 0 | [15 empty] | 0 | 0 | 0 | 0 | 0 | 0 | 0 | 0 | 0 | 0 | 0 | 0 | 0 | 0 | 0 |  | 0 | 0 | 0 | 0 | 0 | 0 | 0 | 0 | 0 | 0 | 0 | 0 | 0 | 0 | 0 | 0 | 0 | 0 | 0 | 0 | 0 | 0 | 0 | 0 | 0 | 0 | 0 | 0 | 0 | 0
PG&E NGBA | Bellevue | 115 | 0 | 0 | 0 | 0 | 0 | 0 | 0 | 0 | 0 | 0 | 0 | 0 | 0 | 0 | 0 | 0 | 0 | 0 | 0 | 0 | 0 | 0 | 0 | 0 | 0 | 0 | 0 | 0 | 0 | 0 | 0 | 0 | 0 | 0 | 0 | 0 | 0 | 0 | 0 | 0 | 0 | 0 | 0 | 0 | [15 empty] | 0 | 0 | 0 | 0 | 0 | 0 | 0 | 0 | 0 | 0 | 0 | 0 | 0 | 0 | 0 |  | 0 | 0 | 0 | 0 | 0 | 0 | 0 | 0 | 0 | 0 | 0 | 0 | 0 | 0 | 0 | 0 | 0 | 0 | 0 | 0 | 0 | 0 | 0 | 0 | 0 | 0 | 0 | 0 | 0 | 0 | [14 empty] | 0 | 0 | 0 | 0 | 0 | 0 | 0 | 0 | 0 | 0 | 0 | 0 | 0 | 0 | [15 empty] | 0 | 0 | 0 | 0 | 0 | 0 | 0 | 0 | 0 | 0 | 0 | 0 | 0 | 0 | 0 |  | 0 | 0 | 0 | 0 | 0 | 0 | 0 | 0 | 0 | 0 | 0 | 0 | 0 | 0 | 0 | 0 | 0 | 0 | 0 | 0 | 0 | 0 | 0 | 0 | 0 | 0 | 0 | 0 | 0 | 0
PG&E GBA | Bellota | 115 | 0 | 0 | 0 | 0 | 0 | 0 | 0 | 0 | 0 | 0 | 0 | 0 | 0 | 0 | 0 | 0 | 0 | 0 | 0 | 0 | 0 | 0 | 0 | 0 | 0 | 0 | 0 | 0 | 0 | 0 | 0 | 0 | 0 | 0 | 0 | 0 | 0 | 0 | 0 | 0 | 0 | 0 | 0 | 0 | [15 empty] | 0 | 0 | 0 | 0 | 0 | 0 | 0 | 0 | 0 | 0 | 0 | 0 | 0 | 0 | 0 |  | 0 | 0 | 0 | 0 | 0 | 0 | 0 | 0 | 0 | 0 | 0 | 0 | 0 | 0 | 0 | 0 | 0 | 0 | 0 | 0 | 0 | 0 | 0 | 0 | 0 | 0 | 0 | 0 | 0 | 0 | [14 empty] | 0 | 0 | 0 | 0 | 0 | 0 | 0 | 0 | 0 | 0 | 0 | 0 | 0 | 0 | [15 empty] | 0 | 0 | 0 | 0 | 0 | 0 | 0 | 0 | 0 | 0 | 0 | 0 | 0 | 0 | 0 |  | 0 | 0 | 0 | 0 | 0 | 0 | 0 | 0 | 0 | 0 | 0 | 0 | 0 | 0 | 0 | 0 | 0 | 0 | 0 | 0 | 0 | 0 | 0 | 0 | 0 | 0 | 0 | 0 | 0 | 0
PG&E GBA | Bellota | 230 | 0 | 0 | 0 | 0 | 0 | 0 | 0 | 0 | 0 | 0 | 0 | 0 | 0 | 0 | 0 | 0 | 0 | 0 | 0 | 0 | 0 | 0 | 0 | 0 | 0 | 0 | 0 | 0 | 0 | 0 | 0 | 0 | 0 | 0 | 0 | 0 | 0 | 0 | 0 | 0 | 0 | 0 | 0 | 310 | [15 empty] | 0 | 0 | 0 | 0 | 0 | 0 | 0 | 0 | 0 | 0 | 0 | 0 | 0 | 0 | 310 |  | 0 | 0 | 0 | 0 | 0 | 0 | 0 | 0 | 0 | 0 | 0 | 0 | 0 | 310 | 1 | 0 | 0 | 0 | 0 | 0 | 0 | 0 | 0 | 0 | 0 | 0 | 0 | 0 | 0 | 0 | [14 empty] | 0 | 0 | 0 | 0 | 0 | 0 | 0 | 0 | 0 | 0 | 0 | 0 | 0 | 310 | [10 empty] | 200 | 200 |  |  |  | 1 | 0 | 0 | 0 | 0 | 0 | 0 | 0 | 0 | 0 | 200 | 200 | 0 | 0 | 310 |  | 0 | 0 | 0 | 0 | 0 | 0 | 0 | 0 | 0 | 200 | 200 | 0 | 0 | 310 | 1 | 0 | 0 | 0 | 0 | 0 | 0 | 0 | 0 | 0 | 200 | 200 | 0 | 0 | 0 | 1
SCE Northern | Big Creek | 230 | 0 | 0 | 0 | 0 | 0 | 0 | 0 | 0 | 0 | 0 | 0 | 0 | 0 | 0 | 0 | 0 | 0 | 0 | 0 | 0 | 0 | 0 | 0 | 0 | 0 | 0 | 0 | 0 | 0 | 0 | 0 | 0 | 0 | 0 | 0 | 0 | 0 | 0 | 0 | 0 | 0 | 0 | 0 | 0 | [15 empty] | 0 | 0 | 0 | 0 | 0 | 0 | 0 | 0 | 0 | 0 | 0 | 0 | 0 | 0 | 0 |  | 0 | 0 | 0 | 0 | 0 | 0 | 0 | 0 | 0 | 0 | 0 | 0 | 0 | 0 | 0 | 0 | 0 | 0 | 0 | 0 | 0 | 0 | 0 | 0 | 0 | 0 | 0 | 0 | 0 | 0 | [14 empty] | 0 | 0 | 0 | 0 | 0 | 0 | 0 | 0 | 0 | 0 | 0 | 0 | 0 | 0 | [15 empty] | 0 | 0 | 0 | 0 | 0 | 0 | 0 | 0 | 0 | 0 | 0 | 0 | 0 | 0 | 0 |  | 0 | 0 | 0 | 0 | 0 | 0 | 0 | 0 | 0 | 0 | 0 | 0 | 0 | 0 | 0 | 0 | 0 | 0 | 0 | 0 | 0 | 0 | 0 | 0 | 0 | 0 | 0 | 0 | 0 | 0
PG&E FRESNO | Biola | 70 | 0 | 0 | 0 | 0 | 0 | 0 | 0 | 0 | 0 | 0 | 0 | 0 | 0 | 0 | 0 | 0 | 0 | 0 | 0 | 0 | 0 | 0 | 0 | 0 | 0 | 0 | 0 | 0 | 0 | 0 | 0 | 0 | 0 | 0 | 0 | 0 | 0 | 0 | 0 | 0 | 0 | 0 | 0 | 0 | [15 empty] | 0 | 0 | 0 | 0 | 0 | 0 | 0 | 0 | 0 | 0 | 0 | 0 | 0 | 0 | 0 |  | 0 | 0 | 0 | 0 | 0 | 0 | 0 | 0 | 0 | 0 | 0 | 0 | 0 | 0 | 0 | 0 | 0 | 0 | 0 | 0 | 0 | 0 | 0 | 0 | 0 | 0 | 0 | 0 | 0 | 0 | [14 empty] | 0 | 0 | 0 | 0 | 0 | 0 | 0 | 0 | 0 | 0 | 0 | 0 | 0 | 0 | [15 empty] | 0 | 0 | 0 | 0 | 0 | 0 | 0 | 0 | 0 | 0 | 0 | 0 | 0 | 0 | 0 |  | 0 | 0 | 0 | 0 | 0 | 0 | 0 | 0 | 0 | 0 | 0 | 0 | 0 | 0 | 0 | 0 | 0 | 0 | 0 | 0 | 0 | 0 | 0 | 0 | 0 | 0 | 0 | 0 | 0 | 0
PG&E GBA | Birds Landing | 230 | 0 | 0 | 0 | 0 | 0 | 0 | 0 | 0 | 0 | 0 | 0 | 0 | 0 | 0 | 0 | 0 | 0 | 90.8 | 0 | 0 | 0 | 0 | 0 | 0 | 0 | 0 | 0 | 0 | 0 | 1 | 0 | 0 | 144 | 107 | 0 | 0 | 0 | 0 | 0 | 0 | 0 | 0 | 0 | 0 | [11 empty] | 150 |  | 25 |  | 1 | 0 | 0 | 144 | 107 | 0 | 0 | 0 | 0 | 0 | 0 | 150 | 0 | 25 | 0 |  | 0 | 0 | 234.8 | 107 | 0 | 0 | 0 | 0 | 0 | 0 | 150 | 0 | 25 | 0 | 1 | 0 | 0 | 0 | 0 | 0 | 0 | 0 | 0 | 0 | 0 | 150 | 0 | 25 | 0 | 1 | [9 empty] | 0 | 200 |  | 65 |  | 0 | 0 | 144 | 107 | 0 | 0 | 0 | 0 | 0 | 0 | 200 | 0 | 65 | 0 | [15 empty] | 0 | 0 | 0 | 144 | 107 | 0 | 0 | 0 | 0 | 0 | 0 | 200 | 0 | 65 | 0 |  | 0 | 0 | 234.8 | 107 | 0 | 0 | 0 | 0 | 0 | 0 | 200 | 0 | 65 | 0 | 1 | 0 | 0 | 0 | 0 | 0 | 0 | 0 | 0 | 0 | 0 | 0 | 0 | 0 | 0 | 0
SCE Northern | Bliss | 66 | 0 | 0 | 0 | 0 | 0 | 0 | 0 | 0 | 0 | 0 | 0 | 0 | 0 | 0 | 0 | 0 | 0 | 0 | 0 | 0 | 0 | 0 | 0 | 0 | 0 | 0 | 0 | 0 | 0 | 0 | 0 | 0 | 0 | 0 | 0 | 0 | 0 | 0 | 0 | 0 | 0 | 0 | 0 | 0 | [15 empty] | 0 | 0 | 0 | 0 | 0 | 0 | 0 | 0 | 0 | 0 | 0 | 0 | 0 | 0 | 0 |  | 0 | 0 | 0 | 0 | 0 | 0 | 0 | 0 | 0 | 0 | 0 | 0 | 0 | 0 | 0 | 0 | 0 | 0 | 0 | 0 | 0 | 0 | 0 | 0 | 0 | 0 | 0 | 0 | 0 | 0 | [14 empty] | 0 | 0 | 0 | 0 | 0 | 0 | 0 | 0 | 0 | 0 | 0 | 0 | 0 | 0 | [15 empty] | 0 | 0 | 0 | 0 | 0 | 0 | 0 | 0 | 0 | 0 | 0 | 0 | 0 | 0 | 0 |  | 0 | 0 | 0 | 0 | 0 | 0 | 0 | 0 | 0 | 0 | 0 | 0 | 0 | 0 | 0 | 0 | 0 | 0 | 0 | 0 | 0 | 0 | 0 | 0 | 0 | 0 | 0 | 0 | 0 | 0
SCE Eastern | Blythe | 161 | 0 | 0 | 0 | 0 | 0 | 0 | 0 | 0 | 0 | 0 | 0 | 0 | 0 | 0 | 0 | 0 | 0 | 0 | 0 | 0 | 0 | 0 | 0 | 0 | 0 | 160 | 160 | 0 | 0 | 1 | 0 | 0 | 0 | 0 | 0 | 0 | 0 | 0 | 0 | 0 | 0 | 0 | 0 | 0 | [15 empty] | 0 | 0 | 0 | 0 | 0 | 0 | 0 | 0 | 0 | 0 | 0 | 0 | 0 | 0 | 0 |  | 0 | 0 | 0 | 0 | 0 | 0 | 0 | 0 | 0 | 0 | 160 | 160 | 0 | 0 | 1 | 0 | 0 | 0 | 0 | 0 | 0 | 0 | 0 | 0 | 0 | 0 | 0 | 0 | 0 | 0 | [14 empty] | 0 | 0 | 0 | 0 | 0 | 0 | 0 | 0 | 0 | 0 | 0 | 0 | 0 | 0 | [15 empty] | 0 | 0 | 0 | 0 | 0 | 0 | 0 | 0 | 0 | 0 | 0 | 0 | 0 | 0 | 0 |  | 0 | 0 | 0 | 0 | 0 | 0 | 0 | 0 | 0 | 0 | 160 | 160 | 0 | 0 | 1 | 0 | 0 | 0 | 0 | 0 | 0 | 0 | 0 | 0 | 0 | 0 | 0 | 0 | 0 | 0
PG&E NGBA | Bogue | 115 | 0 | 0 | 0 | 0 | 0 | 0 | 0 | 0 | 0 | 0 | 0 | 0 | 0 | 0 | 0 | 0 | 0 | 0 | 0 | 0 | 0 | 0 | 0 | 0 | 0 | 0 | 0 | 0 | 0 | 0 | 0 | 0 | 0 | 0 | 0 | 0 | 0 | 0 | 0 | 0 | 0 | 0 | 0 | 0 | [15 empty] | 0 | 0 | 0 | 0 | 0 | 0 | 0 | 0 | 0 | 0 | 0 | 0 | 0 | 0 | 0 |  | 0 | 0 | 0 | 0 | 0 | 0 | 0 | 0 | 0 | 0 | 0 | 0 | 0 | 0 | 0 | 0 | 0 | 0 | 0 | 0 | 0 | 0 | 0 | 0 | 0 | 0 | 0 | 0 | 0 | 0 | [14 empty] | 0 | 0 | 0 | 0 | 0 | 0 | 0 | 0 | 0 | 0 | 0 | 0 | 0 | 0 | [15 empty] | 0 | 0 | 0 | 0 | 0 | 0 | 0 | 0 | 0 | 0 | 0 | 0 | 0 | 0 | 0 |  | 0 | 0 | 0 | 0 | 0 | 0 | 0 | 0 | 0 | 0 | 0 | 0 | 0 | 0 | 0 | 0 | 0 | 0 | 0 | 0 | 0 | 0 | 0 | 0 | 0 | 0 | 0 | 0 | 0 | 0
PG&E FRESNO | Borden | 230 | 0 | 0 | 0 | 0 | 0 | 0 | 0 | 0 | 0 | 0 | 0 | 0 | 0 | 0 | 0 | 0 | 0 | 0 | 0 | 0 | 0 | 0 | 0 | 0 | 0 | 0 | 0 | 0 | 0 | 0 | 0 | 0 | 0 | 0 | 0 | 0 | 0 | 0 | 0 | 0 | 0 | 0 | 0 | 0 | [10 empty] | 95 | 100 |  | 20 |  | 1 | 0 | 0 | 0 | 0 | 0 | 0 | 0 | 0 | 0 | 95 | 100 | 0 | 20 | 0 |  | 0 | 0 | 0 | 0 | 0 | 0 | 0 | 0 | 0 | 95 | 100 | 0 | 20 | 0 | 1 | 0 | 0 | 0 | 0 | 0 | 0 | 0 | 0 | 0 | 95 | 100 | 0 | 20 | 0 | 1 | [9 empty] | 100 | 300 |  | 125 |  | 0 | 0 | 0 | 0 | 0 | 0 | 0 | 0 | 0 | 100 | 300 | 0 | 125 | 0 | [10 empty] | 95 | 100 |  | 30 |  | 1 | 0 | 0 | 0 | 0 | 0 | 0 | 0 | 0 | 0 | 195 | 400 | 0 | 155 | 0 |  | 0 | 0 | 0 | 0 | 0 | 0 | 0 | 0 | 0 | 195 | 400 | 0 | 155 | 0 | 1 | 0 | 0 | 0 | 0 | 0 | 0 | 0 | 0 | 0 | 95 | 100 | 0 | 30 | 0 | 1
PG&E FRESNO | Borden | 70 | 0 | 0 | 0 | 0 | 0 | 0 | 0 | 0 | 0 | 0 | 0 | 0 | 0 | 0 | 0 | 0 | 0 | 0 | 0 | 0 | 0 | 0 | 0 | 0 | 0 | 0 | 0 | 0 | 0 | 0 | 0 | 0 | 0 | 0 | 0 | 0 | 0 | 0 | 4.5 | 0 | 0 | 0 | 0 | 0 | [15 empty] | 0 | 0 | 0 | 0 | 0 | 0 | 0 | 0 | 0 | 4.5 | 0 | 0 | 0 | 0 | 0 |  | 0 | 0 | 0 | 0 | 0 | 0 | 0 | 0 | 4.5 | 0 | 0 | 0 | 0 | 0 | 1 | 0 | 0 | 0 | 0 | 0 | 0 | 0 | 0 | 0 | 0 | 0 | 0 | 0 | 0 | 0 | [14 empty] | 0 | 0 | 0 | 0 | 0 | 0 | 0 | 0 | 4.5 | 0 | 0 | 0 | 0 | 0 | [15 empty] | 0 | 0 | 0 | 0 | 0 | 0 | 0 | 0 | 0 | 4.5 | 0 | 0 | 0 | 0 | 0 |  | 0 | 0 | 0 | 0 | 0 | 0 | 0 | 0 | 4.5 | 0 | 0 | 0 | 0 | 0 | 1 | 0 | 0 | 0 | 0 | 0 | 0 | 0 | 0 | 0 | 0 | 0 | 0 | 0 | 0 | 0
SDGE | Boulevard East | 138 | 0 | 0 | 0 | 0 | 0 | 0 | 0 | 0 | 0 | 0 | 0 | 0 | 0 | 0 | 0 | 0 | 0 | 0 | 0 | 0 | 0 | 0 | 0 | 0 | 0 | 0 | 0 | 0 | 0 | 0 | 0 | 0 | 60 | 3.3 | 0 | 0 | 0 | 0 | 0 | 0 | 0 | 0 | 0 | 0 | [15 empty] | 0 | 0 | 0 | 60 | 3.3 | 0 | 0 | 0 | 0 | 0 | 0 | 0 | 0 | 0 | 0 |  | 0 | 0 | 60 | 3.3 | 0 | 0 | 0 | 0 | 0 | 0 | 0 | 0 | 0 | 0 | 1 | 0 | 0 | 0 | 0 | 0 | 0 | 0 | 0 | 0 | 0 | 0 | 0 | 0 | 0 | 0 | [14 empty] | 0 | 0 | 60 | 3.3 | 0 | 0 | 0 | 0 | 0 | 0 | 0 | 0 | 0 | 0 | [15 empty] | 0 | 0 | 0 | 60 | 3.3 | 0 | 0 | 0 | 0 | 0 | 0 | 0 | 0 | 0 | 0 |  | 0 | 0 | 60 | 3.3 | 0 | 0 | 0 | 0 | 0 | 0 | 0 | 0 | 0 | 0 | 1 | 0 | 0 | 0 | 0 | 0 | 0 | 0 | 0 | 0 | 0 | 0 | 0 | 0 | 0 | 0
SDGE | Boulevard East | 69 | 0 | 0 | 0 | 0 | 0 | 0 | 0 | 0 | 0 | 0 | 17.4 | 17.4 | 0 | 0 | 1 | 0 | 0 | 0 | 0 | 0 | 0 | 0 | 0 | 0 | 0 | 17.4 | 27.15 | 0 | 0 | 1 | 0 | 0 | 0 | 0 | 0 | 0 | 0 | 0 | 0 | 20 | 40 | 17.4 | 0 | 0 | [10 empty] | -20 | -17.4 | -17.4 |  |  | 1 | 0 | 0 | 0 | 0 | 0 | 0 | 0 | 0 | 0 | 0 | 22.6 | 0 | 0 | 0 |  | 0 | 0 | 0 | 0 | 0 | 0 | 0 | 0 | 0 | 0 | 40 | 27.15 | 0 | 0 | 1 | 0 | 0 | 0 | 0 | 0 | 0 | 0 | 0 | 0 | -20 | 0 | 0 | 0 | 0 | 1 | [14 empty] | 0 | 0 | 0 | 0 | 0 | 0 | 0 | 0 | 0 | 20 | 40 | 17.4 | 0 | 0 | [10 empty] | -20 | -17.4 | -17.4 |  |  | 1 | 0 | 0 | 0 | 0 | 0 | 0 | 0 | 0 | 0 | 0 | 22.6 | 0 | 0 | 0 |  | 0 | 0 | 0 | 0 | 0 | 0 | 0 | 0 | 0 | 0 | 40 | 27.15 | 0 | 0 | 1 | 0 | 0 | 0 | 0 | 0 | 0 | 0 | 0 | 0 | -20 | 0 | 0 | 0 | 0 | 1
PG&E GBA | Brentwood | 230 | 0 | 0 | 0 | 0 | 0 | 0 | 0 | 0 | 2 | 0 | 0 | 0.8 | 0 | 0 | 1 | 0 | 0 | 0 | 0 | 0 | 0 | 0 | 0 | 2 | 0 | 0 | 0.8 | 0 | 0 | 1 | 0 | 0 | 0 | 0 | 0 | 0 | 0 | 0 | 0 | 0 | 0 | 0 | 0 | 0 | [15 empty] | 0 | 0 | 0 | 0 | 0 | 0 | 0 | 0 | 0 | 0 | 0 | 0 | 0 | 0 | 0 |  | 0 | 0 | 0 | 0 | 0 | 0 | 0 | 0 | 2 | 0 | 0 | 0.8 | 0 | 0 | 1 | 0 | 0 | 0 | 0 | 0 | 0 | 0 | 0 | 2 | 0 | 0 | 0.8 | 0 | 0 | 1 | [14 empty] | 0 | 0 | 0 | 0 | 0 | 0 | 0 | 0 | 0 | 0 | 0 | 0 | 0 | 0 | [15 empty] | 0 | 0 | 0 | 0 | 0 | 0 | 0 | 0 | 0 | 0 | 0 | 0 | 0 | 0 | 0 |  | 0 | 0 | 0 | 0 | 0 | 0 | 0 | 0 | 2 | 0 | 0 | 0.8 | 0 | 0 | 1 | 0 | 0 | 0 | 0 | 0 | 0 | 0 | 0 | 2 | 0 | 0 | 0.8 | 0 | 0 | 1
PG&E NGBA | Bridgeville | 115 | 0 | 0 | 0 | 0 | 0 | 0 | 0 | 0 | 0 | 0 | 0 | 0 | 0 | 0 | 0 | 0 | 0 | 0 | 0 | 0 | 0 | 0 | 0 | 0 | 0 | 0 | 0 | 0 | 0 | 0 | 0 | 8 | 0 | 0 | 0 | 0 | 0 | 0 | 0 | 0 | 0 | 0 | 0 | 0 | [15 empty] | 0 | 0 | 8 | 0 | 0 | 0 | 0 | 0 | 0 | 0 | 0 | 0 | 0 | 0 | 0 |  | 0 | 8 | 0 | 0 | 0 | 0 | 0 | 0 | 0 | 0 | 0 | 0 | 0 | 0 | 1 | 0 | 0 | 0 | 0 | 0 | 0 | 0 | 0 | 0 | 0 | 0 | 0 | 0 | 0 | 0 | [14 empty] | 0 | 8 | 0 | 0 | 0 | 0 | 0 | 0 | 0 | 0 | 0 | 0 | 0 | 0 | [15 empty] | 0 | 0 | 8 | 0 | 0 | 0 | 0 | 0 | 0 | 0 | 0 | 0 | 0 | 0 | 0 |  | 0 | 8 | 0 | 0 | 0 | 0 | 0 | 0 | 0 | 0 | 0 | 0 | 0 | 0 | 1 | 0 | 0 | 0 | 0 | 0 | 0 | 0 | 0 | 0 | 0 | 0 | 0 | 0 | 0 | 0
PG&E NGBA | Brighton | 115 | 0 | 0 | 0 | 0 | 0 | 0 | 0 | 0 | 0 | 0 | 0 | 0 | 0 | 0 | 0 | 0 | 0 | 0 | 0 | 0 | 0 | 0 | 0 | 0 | 0 | 0 | 0 | 0 | 0 | 0 | 0 | 0 | 0 | 0 | 0 | 0 | 0 | 0 | 0 | 0 | 0 | 0 | 0 | 0 | [15 empty] | 0 | 0 | 0 | 0 | 0 | 0 | 0 | 0 | 0 | 0 | 0 | 0 | 0 | 0 | 0 |  | 0 | 0 | 0 | 0 | 0 | 0 | 0 | 0 | 0 | 0 | 0 | 0 | 0 | 0 | 0 | 0 | 0 | 0 | 0 | 0 | 0 | 0 | 0 | 0 | 0 | 0 | 0 | 0 | 0 | 0 | [14 empty] | 0 | 0 | 0 | 0 | 0 | 0 | 0 | 0 | 0 | 0 | 0 | 0 | 0 | 0 | [15 empty] | 0 | 0 | 0 | 0 | 0 | 0 | 0 | 0 | 0 | 0 | 0 | 0 | 0 | 0 | 0 |  | 0 | 0 | 0 | 0 | 0 | 0 | 0 | 0 | 0 | 0 | 0 | 0 | 0 | 0 | 0 | 0 | 0 | 0 | 0 | 0 | 0 | 0 | 0 | 0 | 0 | 0 | 0 | 0 | 0 | 0
PG&E NGBA | Brighton | 230 | 0 | 0 | 0 | 0 | 0 | 0 | 0 | 0 | 0 | 0 | 0 | 0 | 0 | 0 | 0 | 0 | 0 | 0 | 0 | 0 | 0 | 0 | 0 | 0 | 0 | 0 | 0 | 0 | 0 | 0 | 0 | 0 | 0 | 0 | 0 | 0 | 0 | 0 | 0 | 0 | 0 | 0 | 0 | 0 | [15 empty] | 0 | 0 | 0 | 0 | 0 | 0 | 0 | 0 | 0 | 0 | 0 | 0 | 0 | 0 | 0 |  | 0 | 0 | 0 | 0 | 0 | 0 | 0 | 0 | 0 | 0 | 0 | 0 | 0 | 0 | 0 | 0 | 0 | 0 | 0 | 0 | 0 | 0 | 0 | 0 | 0 | 0 | 0 | 0 | 0 | 0 | [14 empty] | 0 | 0 | 0 | 0 | 0 | 0 | 0 | 0 | 0 | 0 | 0 | 0 | 0 | 0 | [15 empty] | 0 | 0 | 0 | 0 | 0 | 0 | 0 | 0 | 0 | 0 | 0 | 0 | 0 | 0 | 0 |  | 0 | 0 | 0 | 0 | 0 | 0 | 0 | 0 | 0 | 0 | 0 | 0 | 0 | 0 | 0 | 0 | 0 | 0 | 0 | 0 | 0 | 0 | 0 | 0 | 0 | 0 | 0 | 0 | 0 | 0
PG&E NGBA | Brunswick | 115 | 0 | 0 | 0 | 0 | 0 | 0 | 0 | 0 | 0 | 0 | 0 | 0 | 0 | 0 | 0 | 0 | 0 | 0 | 0 | 0 | 0 | 0 | 0 | 0 | 0 | 0 | 0 | 0 | 0 | 0 | 0 | 0 | 0 | 0 | 0 | 0 | 0 | 0 | 1.9 | 0 | 0 | 0 | 0 | 0 | [15 empty] | 0 | 0 | 0 | 0 | 0 | 0 | 0 | 0 | 0 | 1.9 | 0 | 0 | 0 | 0 | 0 |  | 0 | 0 | 0 | 0 | 0 | 0 | 0 | 0 | 1.9 | 0 | 0 | 0 | 0 | 0 | 1 | 0 | 0 | 0 | 0 | 0 | 0 | 0 | 0 | 0 | 0 | 0 | 0 | 0 | 0 | 0 | [14 empty] | 0 | 0 | 0 | 0 | 0 | 0 | 0 | 0 | 1.9 | 0 | 0 | 0 | 0 | 0 | [15 empty] | 0 | 0 | 0 | 0 | 0 | 0 | 0 | 0 | 0 | 1.9 | 0 | 0 | 0 | 0 | 0 |  | 0 | 0 | 0 | 0 | 0 | 0 | 0 | 0 | 1.9 | 0 | 0 | 0 | 0 | 0 | 1 | 0 | 0 | 0 | 0 | 0 | 0 | 0 | 0 | 0 | 0 | 0 | 0 | 0 | 0 | 0
PG&E NGBA | Bucks Creek | 230 | 0 | 0 | 0 | 0 | 0 | 0 | 0 | 0 | 0 | 0 | 0 | 0 | 0 | 0 | 0 | 0 | 0 | 0 | 0 | 0 | 0 | 0 | 0 | 0 | 0 | 0 | 0 | 0 | 0 | 0 | 0 | 0 | 0 | 0 | 0 | 0 | 0 | 0 | 0 | 0 | 0 | 0 | 0 | 0 | [15 empty] | 0 | 0 | 0 | 0 | 0 | 0 | 0 | 0 | 0 | 0 | 0 | 0 | 0 | 0 | 0 |  | 0 | 0 | 0 | 0 | 0 | 0 | 0 | 0 | 0 | 0 | 0 | 0 | 0 | 0 | 0 | 0 | 0 | 0 | 0 | 0 | 0 | 0 | 0 | 0 | 0 | 0 | 0 | 0 | 0 | 0 | [14 empty] | 0 | 0 | 0 | 0 | 0 | 0 | 0 | 0 | 0 | 0 | 0 | 0 | 0 | 0 | [15 empty] | 0 | 0 | 0 | 0 | 0 | 0 | 0 | 0 | 0 | 0 | 0 | 0 | 0 | 0 | 0 |  | 0 | 0 | 0 | 0 | 0 | 0 | 0 | 0 | 0 | 0 | 0 | 0 | 0 | 0 | 0 | 0 | 0 | 0 | 0 | 0 | 0 | 0 | 0 | 0 | 0 | 0 | 0 | 0 | 0 | 0
PG&E KERN | Buena Vista | 230 | 0 | 0 | 0 | 0 | 0 | 0 | 0 | 0 | 0 | 0 | 0 | 0 | 0 | 0 | 0 | 0 | 0 | 0 | 0 | 0 | 0 | 0 | 0 | 0 | 0 | 0 | 0 | 0 | 0 | 0 | 0 | 0 | 0 | 0 | 0 | 0 | 0 | 0 | 0 | 0 | 0 | 0 | 0 | 0 | [15 empty] | 0 | 0 | 0 | 0 | 0 | 0 | 0 | 0 | 0 | 0 | 0 | 0 | 0 | 0 | 0 |  | 0 | 0 | 0 | 0 | 0 | 0 | 0 | 0 | 0 | 0 | 0 | 0 | 0 | 0 | 0 | 0 | 0 | 0 | 0 | 0 | 0 | 0 | 0 | 0 | 0 | 0 | 0 | 0 | 0 | 0 | [14 empty] | 0 | 0 | 0 | 0 | 0 | 0 | 0 | 0 | 0 | 0 | 0 | 0 | 0 | 0 | [15 empty] | 0 | 0 | 0 | 0 | 0 | 0 | 0 | 0 | 0 | 0 | 0 | 0 | 0 | 0 | 0 |  | 0 | 0 | 0 | 0 | 0 | 0 | 0 | 0 | 0 | 0 | 0 | 0 | 0 | 0 | 0 | 0 | 0 | 0 | 0 | 0 | 0 | 0 | 0 | 0 | 0 | 0 | 0 | 0 | 0 | 0
PG&E FRESNO | Bullard | 115 | 0 | 0 | 0 | 0 | 0 | 0 | 0 | 0 | 0 | 0 | 0 | 0 | 0 | 0 | 0 | 0 | 0 | 0 | 0 | 0 | 0 | 0 | 0 | 0 | 0 | 0 | 0 | 0 | 0 | 0 | 0 | 0 | 0 | 0 | 0 | 0 | 0 | 0 | 0 | 0 | 0 | 0 | 0 | 0 | [15 empty] | 0 | 0 | 0 | 0 | 0 | 0 | 0 | 0 | 0 | 0 | 0 | 0 | 0 | 0 | 0 |  | 0 | 0 | 0 | 0 | 0 | 0 | 0 | 0 | 0 | 0 | 0 | 0 | 0 | 0 | 0 | 0 | 0 | 0 | 0 | 0 | 0 | 0 | 0 | 0 | 0 | 0 | 0 | 0 | 0 | 0 | [14 empty] | 0 | 0 | 0 | 0 | 0 | 0 | 0 | 0 | 0 | 0 | 0 | 0 | 0 | 0 | [15 empty] | 0 | 0 | 0 | 0 | 0 | 0 | 0 | 0 | 0 | 0 | 0 | 0 | 0 | 0 | 0 |  | 0 | 0 | 0 | 0 | 0 | 0 | 0 | 0 | 0 | 0 | 0 | 0 | 0 | 0 | 0 | 0 | 0 | 0 | 0 | 0 | 0 | 0 | 0 | 0 | 0 | 0 | 0 | 0 | 0 | 0
PG&E GBA | Burlingame | 115 | 0 | 0 | 0 | 0 | 0 | 0 | 0 | 0 | 0 | 0 | 0 | 0 | 0 | 0 | 0 | 0 | 0 | 0 | 0 | 0 | 0 | 0 | 0 | 0 | 0 | 0 | 0 | 0 | 0 | 0 | 0 | 0 | 0 | 0 | 0 | 0 | 0 | 0 | 0 | 0 | 0 | 0 | 0 | 0 | [15 empty] | 0 | 0 | 0 | 0 | 0 | 0 | 0 | 0 | 0 | 0 | 0 | 0 | 0 | 0 | 0 |  | 0 | 0 | 0 | 0 | 0 | 0 | 0 | 0 | 0 | 0 | 0 | 0 | 0 | 0 | 0 | 0 | 0 | 0 | 0 | 0 | 0 | 0 | 0 | 0 | 0 | 0 | 0 | 0 | 0 | 0 | [14 empty] | 0 | 0 | 0 | 0 | 0 | 0 | 0 | 0 | 0 | 0 | 0 | 0 | 0 | 0 | [15 empty] | 0 | 0 | 0 | 0 | 0 | 0 | 0 | 0 | 0 | 0 | 0 | 0 | 0 | 0 | 0 |  | 0 | 0 | 0 | 0 | 0 | 0 | 0 | 0 | 0 | 0 | 0 | 0 | 0 | 0 | 0 | 0 | 0 | 0 | 0 | 0 | 0 | 0 | 0 | 0 | 0 | 0 | 0 | 0 | 0 | 0
PG&E NGBA | Burney Forest | 230 | 0 | 0 | 0 | 0 | 0 | 0 | 0 | 0 | 0 | 0 | 0 | 0 | 0 | 0 | 0 | 0 | 0 | 0 | 0 | 0 | 0 | 0 | 0 | 0 | 0 | 0 | 0 | 0 | 0 | 0 | 0 | 11 | 0 | 0 | 0 | 0 | 0 | 0 | 0 | 0 | 0 | 0 | 0 | 0 | [15 empty] | 0 | 0 | 11 | 0 | 0 | 0 | 0 | 0 | 0 | 0 | 0 | 0 | 0 | 0 | 0 |  | 0 | 11 | 0 | 0 | 0 | 0 | 0 | 0 | 0 | 0 | 0 | 0 | 0 | 0 | 1 | 0 | 0 | 0 | 0 | 0 | 0 | 0 | 0 | 0 | 0 | 0 | 0 | 0 | 0 | 0 | [14 empty] | 0 | 11 | 0 | 0 | 0 | 0 | 0 | 0 | 0 | 0 | 0 | 0 | 0 | 0 | [15 empty] | 0 | 0 | 11 | 0 | 0 | 0 | 0 | 0 | 0 | 0 | 0 | 0 | 0 | 0 | 0 |  | 0 | 11 | 0 | 0 | 0 | 0 | 0 | 0 | 0 | 0 | 0 | 0 | 0 | 0 | 1 | 0 | 0 | 0 | 0 | 0 | 0 | 0 | 0 | 0 | 0 | 0 | 0 | 0 | 0 | 0
PG&E NGBA | Butte | 115 | 0 | 0 | 0 | 0 | 0 | 0 | 0 | 0 | 0 | 0 | 0 | 0 | 0 | 0 | 0 | 0 | 0 | 0 | 0 | 0 | 0 | 0 | 0 | 0 | 0 | 0 | 0 | 0 | 0 | 0 | 0 | 0 | 0 | 0 | 0 | 0 | 0 | 0 | 0 | 0 | 0 | 0 | 0 | 0 | [15 empty] | 0 | 0 | 0 | 0 | 0 | 0 | 0 | 0 | 0 | 0 | 0 | 0 | 0 | 0 | 0 |  | 0 | 0 | 0 | 0 | 0 | 0 | 0 | 0 | 0 | 0 | 0 | 0 | 0 | 0 | 0 | 0 | 0 | 0 | 0 | 0 | 0 | 0 | 0 | 0 | 0 | 0 | 0 | 0 | 0 | 0 | [14 empty] | 0 | 0 | 0 | 0 | 0 | 0 | 0 | 0 | 0 | 0 | 0 | 0 | 0 | 0 | [15 empty] | 0 | 0 | 0 | 0 | 0 | 0 | 0 | 0 | 0 | 0 | 0 | 0 | 0 | 0 | 0 |  | 0 | 0 | 0 | 0 | 0 | 0 | 0 | 0 | 0 | 0 | 0 | 0 | 0 | 0 | 0 | 0 | 0 | 0 | 0 | 0 | 0 | 0 | 0 | 0 | 0 | 0 | 0 | 0 | 0 | 0
PG&E KERN | Cabrillo | 115 | 0 | 0 | 0 | 0 | 0 | 0 | 0 | 0 | 0 | 0 | 0 | 0 | 0 | 0 | 0 | 0 | 0 | 0 | 0 | 0 | 0 | 0 | 0 | 0 | 0 | 0 | 0 | 0 | 0 | 0 | 0 | 0 | 0 | 0 | 0 | 0 | 0 | 0 | 0 | 0 | 0 | 0 | 0 | 0 | [15 empty] | 0 | 0 | 0 | 0 | 0 | 0 | 0 | 0 | 0 | 0 | 0 | 0 | 0 | 0 | 0 |  | 0 | 0 | 0 | 0 | 0 | 0 | 0 | 0 | 0 | 0 | 0 | 0 | 0 | 0 | 0 | 0 | 0 | 0 | 0 | 0 | 0 | 0 | 0 | 0 | 0 | 0 | 0 | 0 | 0 | 0 | [14 empty] | 0 | 0 | 0 | 0 | 0 | 0 | 0 | 0 | 0 | 0 | 0 | 0 | 0 | 0 | [15 empty] | 0 | 0 | 0 | 0 | 0 | 0 | 0 | 0 | 0 | 0 | 0 | 0 | 0 | 0 | 0 |  | 0 | 0 | 0 | 0 | 0 | 0 | 0 | 0 | 0 | 0 | 0 | 0 | 0 | 0 | 0 | 0 | 0 | 0 | 0 | 0 | 0 | 0 | 0 | 0 | 0 | 0 | 0 | 0 | 0 | 0
PG&E FRESNO | Cal Flats | 230 | 0 | 0 | 0 | 0 | 0 | 0 | 0 | 0 | 0 | 0 | 0 | 0 | 0 | 0 | 0 | 0 | 0 | 0 | 0 | 0 | 0 | 0 | 0 | 0 | 0 | 0 | 0 | 0 | 0 | 0 | 0 | 0 | 0 | 0 | 0 | 0 | 0 | 0 | 0 | 0 | 0 | 0 | 0 | 0 | [15 empty] | 0 | 0 | 0 | 0 | 0 | 0 | 0 | 0 | 0 | 0 | 0 | 0 | 0 | 0 | 0 |  | 0 | 0 | 0 | 0 | 0 | 0 | 0 | 0 | 0 | 0 | 0 | 0 | 0 | 0 | 0 | 0 | 0 | 0 | 0 | 0 | 0 | 0 | 0 | 0 | 0 | 0 | 0 | 0 | 0 | 0 | [14 empty] | 0 | 0 | 0 | 0 | 0 | 0 | 0 | 0 | 0 | 0 | 0 | 0 | 0 | 0 | [15 empty] | 0 | 0 | 0 | 0 | 0 | 0 | 0 | 0 | 0 | 0 | 0 | 0 | 0 | 0 | 0 |  | 0 | 0 | 0 | 0 | 0 | 0 | 0 | 0 | 0 | 0 | 0 | 0 | 0 | 0 | 0 | 0 | 0 | 0 | 0 | 0 | 0 | 0 | 0 | 0 | 0 | 0 | 0 | 0 | 0 | 0
SCE NOL | Calcite | 230 | 0 | 0 | 0 | 0 | 0 | 0 | 0 | 0 | 0 | 0 | 0 | 0 | 0 | 0 | 0 | 0 | 0 | 0 | 0 | 0 | 0 | 0 | 0 | 0 | 0 | 0 | 0 | 0 | 0 | 0 | 0 | 0 | 0 | 0 | 0 | 0 | 0 | 0 | 0 | 200 | 200 | 24.5 | 100 | 0 | [12 empty] | -24.5 | -8 |  | 1 | 0 | 0 | 0 | 0 | 0 | 0 | 0 | 0 | 0 | 200 | 200 | 0 | 92 | 0 |  | 0 | 0 | 0 | 0 | 0 | 0 | 0 | 0 | 0 | 200 | 200 | 0 | 92 | 0 | 1 | 0 | 0 | 0 | 0 | 0 | 0 | 0 | 0 | 0 | 0 | 0 | -24.5 | -8 | 0 | 1 | [9 empty] | 140 | 149 |  | 60 |  | 0 | 0 | 0 | 0 | 0 | 0 | 0 | 0 | 0 | 340 | 349 | 24.5 | 160 | 0 | [10 empty] | -140 | 55 | -24.5 | 57 |  | 1 | 0 | 0 | 0 | 0 | 0 | 0 | 0 | 0 | 0 | 200 | 404 | 0 | 217 | 0 |  | 0 | 0 | 0 | 0 | 0 | 0 | 0 | 0 | 0 | 200 | 404 | 0 | 217 | 0 | 1 | 0 | 0 | 0 | 0 | 0 | 0 | 0 | 0 | 0 | -140 | 55 | -24.5 | 57 | 0 | 1
PG&E KERN | Caliente | 230 | 0 | 0 | 0 | 0 | 0 | 0 | 0 | 0 | 0 | 0 | 0 | 0 | 0 | 0 | 0 | 0 | 0 | 0 | 0 | 0 | 0 | 0 | 0 | 0 | 0 | 0 | 0 | 0 | 0 | 0 | 0 | 1.4 | 0 | 0 | 0 | 0 | 0 | 0 | 0 | 0 | 0 | 0 | 0 | 0 |  |  | -1.4 | [12 empty] | 1 | 0 | 0 | 0 | 0 | 0 | 0 | 0 | 0 | 0 | 0 | 0 | 0 | 0 | 0 |  | 0 | 0 | 0 | 0 | 0 | 0 | 0 | 0 | 0 | 0 | 0 | 0 | 0 | 0 | 0 | 0 | -1.4 | 0 | 0 | 0 | 0 | 0 | 0 | 0 | 0 | 0 | 0 | 0 | 0 | 1 | [9 empty] | 200 | 100 |  | 50 |  | 0 | 1.4 | 0 | 0 | 0 | 0 | 0 | 0 | 0 | 200 | 100 | 0 | 50 | 0 |  |  | -1.4 | [7 empty] | -200 | -100 |  | -50 |  | 1 | 0 | 0 | 0 | 0 | 0 | 0 | 0 | 0 | 0 | 0 | 0 | 0 | 0 | 0 |  | 0 | 0 | 0 | 0 | 0 | 0 | 0 | 0 | 0 | 0 | 0 | 0 | 0 | 0 | 0 | 0 | -1.4 | 0 | 0 | 0 | 0 | 0 | 0 | 0 | -200 | -100 | 0 | -50 | 0 | 1
PG&E FRESNO | California Ave | 115 | 0 | 0 | 0 | 0 | 0 | 0 | 0 | 0 | 0 | 0 | 0 | 0 | 0 | 0 | 0 | 0 | 0 | 0 | 0 | 0 | 0 | 0 | 0 | 0 | 0 | 0 | 0 | 0 | 0 | 0 | 0 | 0 | 0 | 0 | 0 | 0 | 0 | 0 | 0 | 0 | 0 | 0 | 0 | 0 | [15 empty] | 0 | 0 | 0 | 0 | 0 | 0 | 0 | 0 | 0 | 0 | 0 | 0 | 0 | 0 | 0 |  | 0 | 0 | 0 | 0 | 0 | 0 | 0 | 0 | 0 | 0 | 0 | 0 | 0 | 0 | 0 | 0 | 0 | 0 | 0 | 0 | 0 | 0 | 0 | 0 | 0 | 0 | 0 | 0 | 0 | 0 | [14 empty] | 0 | 0 | 0 | 0 | 0 | 0 | 0 | 0 | 0 | 0 | 0 | 0 | 0 | 0 | [15 empty] | 0 | 0 | 0 | 0 | 0 | 0 | 0 | 0 | 0 | 0 | 0 | 0 | 0 | 0 | 0 |  | 0 | 0 | 0 | 0 | 0 | 0 | 0 | 0 | 0 | 0 | 0 | 0 | 0 | 0 | 0 | 0 | 0 | 0 | 0 | 0 | 0 | 0 | 0 | 0 | 0 | 0 | 0 | 0 | 0 | 0
PG&E KERN | Callender | 115 | 0 | 0 | 0 | 0 | 0 | 0 | 0 | 0 | 0 | 0 | 0 | 0 | 0 | 0 | 0 | 0 | 0 | 0 | 0 | 0 | 0 | 0 | 0 | 0 | 0 | 0 | 0 | 0 | 0 | 0 | 0 | 0 | 0 | 0 | 0 | 0 | 0 | 0 | 0 | 0 | 0 | 0 | 0 | 0 | [15 empty] | 0 | 0 | 0 | 0 | 0 | 0 | 0 | 0 | 0 | 0 | 0 | 0 | 0 | 0 | 0 |  | 0 | 0 | 0 | 0 | 0 | 0 | 0 | 0 | 0 | 0 | 0 | 0 | 0 | 0 | 0 | 0 | 0 | 0 | 0 | 0 | 0 | 0 | 0 | 0 | 0 | 0 | 0 | 0 | 0 | 0 | [14 empty] | 0 | 0 | 0 | 0 | 0 | 0 | 0 | 0 | 0 | 0 | 0 | 0 | 0 | 0 | [15 empty] | 0 | 0 | 0 | 0 | 0 | 0 | 0 | 0 | 0 | 0 | 0 | 0 | 0 | 0 | 0 |  | 0 | 0 | 0 | 0 | 0 | 0 | 0 | 0 | 0 | 0 | 0 | 0 | 0 | 0 | 0 | 0 | 0 | 0 | 0 | 0 | 0 | 0 | 0 | 0 | 0 | 0 | 0 | 0 | 0 | 0
PG&E NGBA | Calpella | 115 | 0 | 0 | 0 | 0 | 0 | 0 | 0 | 0 | 4 | 0 | 0 | 4 | 0 | 0 | 1 | 0 | 0 | 0 | 0 | 0 | 0 | 0 | 0 | 4 | 0 | 0 | 4 | 0 | 0 | 1 | 0 | 0 | 0 | 0 | 0 | 0 | 0 | 0 | 5 | 0 | 0 | 0 | 0 | 0 |  |  | 10 | [6 empty] | -5 | [5 empty] | 1 | 0 | 10 | 0 | 0 | 0 | 0 | 0 | 0 | 0 | 0 | 0 | 0 | 0 | 0 |  | 0 | 10 | 0 | 0 | 0 | 0 | 0 | 0 | 4 | 0 | 0 | 4 | 0 | 0 | 1 | 0 | 10 | 0 | 0 | 0 | 0 | 0 | 0 | -1 | 0 | 0 | 4 | 0 | 0 | 1 | [14 empty] | 0 | 0 | 0 | 0 | 0 | 0 | 0 | 0 | 5 | 0 | 0 | 0 | 0 | 0 |  |  | 10 | [6 empty] | -5 | [5 empty] | 1 | 0 | 10 | 0 | 0 | 0 | 0 | 0 | 0 | 0 | 0 | 0 | 0 | 0 | 0 |  | 0 | 10 | 0 | 0 | 0 | 0 | 0 | 0 | 4 | 0 | 0 | 4 | 0 | 0 | 1 | 0 | 10 | 0 | 0 | 0 | 0 | 0 | 0 | -1 | 0 | 0 | 4 | 0 | 0 | 1
PG&E GBA | Camanche | 230 | 0 | 0 | 0 | 0 | 0 | 0 | 0 | 0 | 0 | 0 | 0 | 0 | 0 | 0 | 0 | 0 | 0 | 0 | 0 | 0 | 0 | 0 | 0 | 0 | 0 | 0 | 0 | 0 | 0 | 0 | 0 | 0 | 0 | 0 | 0 | 0 | 0 | 0 | 0 | 0 | 0 | 0 | 0 | 0 | [15 empty] | 0 | 0 | 0 | 0 | 0 | 0 | 0 | 0 | 0 | 0 | 0 | 0 | 0 | 0 | 0 |  | 0 | 0 | 0 | 0 | 0 | 0 | 0 | 0 | 0 | 0 | 0 | 0 | 0 | 0 | 0 | 0 | 0 | 0 | 0 | 0 | 0 | 0 | 0 | 0 | 0 | 0 | 0 | 0 | 0 | 0 | [14 empty] | 0 | 0 | 0 | 0 | 0 | 0 | 0 | 0 | 0 | 0 | 0 | 0 | 0 | 0 | [15 empty] | 0 | 0 | 0 | 0 | 0 | 0 | 0 | 0 | 0 | 0 | 0 | 0 | 0 | 0 | 0 |  | 0 | 0 | 0 | 0 | 0 | 0 | 0 | 0 | 0 | 0 | 0 | 0 | 0 | 0 | 0 | 0 | 0 | 0 | 0 | 0 | 0 | 0 | 0 | 0 | 0 | 0 | 0 | 0 | 0 | 0
SDGE | Cameron | 69 | 0 | 0 | 0 | 0 | 0 | 0 | 0 | 0 | 0 | 0 | 0 | 0 | 0 | 0 | 0 | 0 | 0 | 0 | 0 | 0 | 0 | 0 | 0 | 0.84 | 0 | 0 | 0.46 | 0 | 0 | 1 | 0 | 0 | 0 | 0 | 0 | 0 | 0 | 0 | 0 | 0 | 0 | 0 | 0 | 0 | [15 empty] | 0 | 0 | 0 | 0 | 0 | 0 | 0 | 0 | 0 | 0 | 0 | 0 | 0 | 0 | 0 |  | 0 | 0 | 0 | 0 | 0 | 0 | 0 | 0 | 0.84 | 0 | 0 | 0.46 | 0 | 0 | 1 | 0 | 0 | 0 | 0 | 0 | 0 | 0 | 0 | 0 | 0 | 0 | 0 | 0 | 0 | 0 | [14 empty] | 0 | 0 | 0 | 0 | 0 | 0 | 0 | 0 | 0 | 0 | 0 | 0 | 0 | 0 | [15 empty] | 0 | 0 | 0 | 0 | 0 | 0 | 0 | 0 | 0 | 0 | 0 | 0 | 0 | 0 | 0 |  | 0 | 0 | 0 | 0 | 0 | 0 | 0 | 0 | 0.84 | 0 | 0 | 0.46 | 0 | 0 | 1 | 0 | 0 | 0 | 0 | 0 | 0 | 0 | 0 | 0 | 0 | 0 | 0 | 0 | 0 | 0
SDGE | Cannon | 69 | 0 | 0 | 0 | 0 | 0 | 0 | 0 | 0 | 0 | 0 | 0 | 0 | 0 | 0 | 0 | 0 | 0 | 0 | 0 | 0 | 0 | 0 | 0 | 0 | 0 | 0 | 0 | 0 | 0 | 0 | 0 | 0 | 0 | 0 | 0 | 0 | 0 | 0 | 0 | 0 | 0 | 0 | 0 | 0 | [15 empty] | 0 | 0 | 0 | 0 | 0 | 0 | 0 | 0 | 0 | 0 | 0 | 0 | 0 | 0 | 0 |  | 0 | 0 | 0 | 0 | 0 | 0 | 0 | 0 | 0 | 0 | 0 | 0 | 0 | 0 | 0 | 0 | 0 | 0 | 0 | 0 | 0 | 0 | 0 | 0 | 0 | 0 | 0 | 0 | 0 | 0 | [14 empty] | 0 | 0 | 0 | 0 | 0 | 0 | 0 | 0 | 0 | 0 | 0 | 0 | 0 | 0 | [15 empty] | 0 | 0 | 0 | 0 | 0 | 0 | 0 | 0 | 0 | 0 | 0 | 0 | 0 | 0 | 0 |  | 0 | 0 | 0 | 0 | 0 | 0 | 0 | 0 | 0 | 0 | 0 | 0 | 0 | 0 | 0 | 0 | 0 | 0 | 0 | 0 | 0 | 0 | 0 | 0 | 0 | 0 | 0 | 0 | 0 | 0
PG&E FRESNO | Cantua | 115 | 0 | 0 | 0 | 0 | 0 | 0 | 0 | 0 | 0 | 0 | 0 | 0 | 0 | 0 | 0 | 0 | 0 | 0 | 0 | 0 | 0 | 0 | 0 | 0 | 0 | 0 | 0 | 0 | 0 | 0 | 0 | 0 | 0 | 0 | 0 | 0 | 0 | 0 | 0 | 0 | 0 | 0 | 0 | 0 | [15 empty] | 0 | 0 | 0 | 0 | 0 | 0 | 0 | 0 | 0 | 0 | 0 | 0 | 0 | 0 | 0 |  | 0 | 0 | 0 | 0 | 0 | 0 | 0 | 0 | 0 | 0 | 0 | 0 | 0 | 0 | 0 | 0 | 0 | 0 | 0 | 0 | 0 | 0 | 0 | 0 | 0 | 0 | 0 | 0 | 0 | 0 | [14 empty] | 0 | 0 | 0 | 0 | 0 | 0 | 0 | 0 | 0 | 0 | 0 | 0 | 0 | 0 | [15 empty] | 0 | 0 | 0 | 0 | 0 | 0 | 0 | 0 | 0 | 0 | 0 | 0 | 0 | 0 | 0 |  | 0 | 0 | 0 | 0 | 0 | 0 | 0 | 0 | 0 | 0 | 0 | 0 | 0 | 0 | 0 | 0 | 0 | 0 | 0 | 0 | 0 | 0 | 0 | 0 | 0 | 0 | 0 | 0 | 0 | 0
SDGE | Capistrano | 138 | 0 | 0 | 0 | 0 | 0 | 0 | 0 | 0 | 0 | 0 | 0 | 0 | 0 | 0 | 0 | 0 | 0 | 0 | 0 | 0 | 0 | 0 | 0 | 0 | 0 | 0 | 0 | 0 | 0 | 0 | 0 | 0 | 0 | 0 | 0 | 0 | 0 | 0 | 0 | 0 | 0 | 0 | 125 | 0 | [13 empty] | -75 |  | 1 | 0 | 0 | 0 | 0 | 0 | 0 | 0 | 0 | 0 | 0 | 0 | 0 | 50 | 0 |  | 0 | 0 | 0 | 0 | 0 | 0 | 0 | 0 | 0 | 0 | 0 | 0 | 50 | 0 | 1 | 0 | 0 | 0 | 0 | 0 | 0 | 0 | 0 | 0 | 0 | 0 | 0 | -75 | 0 | 1 | [12 empty] | 75 |  | 0 | 0 | 0 | 0 | 0 | 0 | 0 | 0 | 0 | 0 | 0 | 0 | 200 | 0 | [13 empty] | -75 |  | 1 | 0 | 0 | 0 | 0 | 0 | 0 | 0 | 0 | 0 | 0 | 0 | 0 | 125 | 0 |  | 0 | 0 | 0 | 0 | 0 | 0 | 0 | 0 | 0 | 0 | 0 | 0 | 125 | 0 | 1 | 0 | 0 | 0 | 0 | 0 | 0 | 0 | 0 | 0 | 0 | 0 | 0 | -75 | 0 | 1
SDGE | Capistrano | 230 | 0 | 0 | 0 | 0 | 0 | 0 | 0 | 0 | 0 | 0 | 0 | 0 | 0 | 0 | 0 | 0 | 0 | 0 | 0 | 0 | 0 | 0 | 0 | 0 | 0 | 0 | 0 | 0 | 0 | 0 | 0 | 0 | 0 | 0 | 0 | 0 | 0 | 0 | 0 | 0 | 0 | 0 | 0 | 0 | [15 empty] | 0 | 0 | 0 | 0 | 0 | 0 | 0 | 0 | 0 | 0 | 0 | 0 | 0 | 0 | 0 |  | 0 | 0 | 0 | 0 | 0 | 0 | 0 | 0 | 0 | 0 | 0 | 0 | 0 | 0 | 0 | 0 | 0 | 0 | 0 | 0 | 0 | 0 | 0 | 0 | 0 | 0 | 0 | 0 | 0 | 0 | [14 empty] | 0 | 0 | 0 | 0 | 0 | 0 | 0 | 0 | 0 | 0 | 0 | 0 | 0 | 0 | [15 empty] | 0 | 0 | 0 | 0 | 0 | 0 | 0 | 0 | 0 | 0 | 0 | 0 | 0 | 0 | 0 |  | 0 | 0 | 0 | 0 | 0 | 0 | 0 | 0 | 0 | 0 | 0 | 0 | 0 | 0 | 0 | 0 | 0 | 0 | 0 | 0 | 0 | 0 | 0 | 0 | 0 | 0 | 0 | 0 | 0 | 0
PG&E NGBA | Carberry | 230 | 0 | 0 | 0 | 0 | 0 | 0 | 0 | 0 | 0 | 0 | 0 | 0 | 0 | 0 | 0 | 0 | 0 | 0 | 0 | 0 | 0 | 0 | 0 | 0 | 0 | 0 | 0 | 0 | 0 | 0 | 0 | 3.6 | 0 | 0 | 0 | 0 | 0 | 0 | 0 | 0 | 0 | 0 | 0 | 0 | [15 empty] | 0 | 0 | 3.6 | 0 | 0 | 0 | 0 | 0 | 0 | 0 | 0 | 0 | 0 | 0 | 0 |  | 0 | 3.6 | 0 | 0 | 0 | 0 | 0 | 0 | 0 | 0 | 0 | 0 | 0 | 0 | 1 | 0 | 0 | 0 | 0 | 0 | 0 | 0 | 0 | 0 | 0 | 0 | 0 | 0 | 0 | 0 | [14 empty] | 0 | 3.6 | 0 | 0 | 0 | 0 | 0 | 0 | 0 | 0 | 0 | 0 | 0 | 0 | [15 empty] | 0 | 0 | 3.6 | 0 | 0 | 0 | 0 | 0 | 0 | 0 | 0 | 0 | 0 | 0 | 0 |  | 0 | 3.6 | 0 | 0 | 0 | 0 | 0 | 0 | 0 | 0 | 0 | 0 | 0 | 0 | 1 | 0 | 0 | 0 | 0 | 0 | 0 | 0 | 0 | 0 | 0 | 0 | 0 | 0 | 0 | 0
SCE Eastern | Cardiff | 66 | 0 | 0 | 0 | 0 | 0 | 0 | 0 | 0 | 0 | 0 | 0 | 0 | 0 | 0 | 0 | 0 | 0 | 0 | 0 | 0 | 0 | 0 | 0 | 0 | 0 | 0 | 0 | 0 | 0 | 0 | 0 | 0 | 0 | 0 | 0 | 0 | 0 | 0 | 0 | 0 | 0 | 0 | 0 | 0 | [15 empty] | 0 | 0 | 0 | 0 | 0 | 0 | 0 | 0 | 0 | 0 | 0 | 0 | 0 | 0 | 0 |  | 0 | 0 | 0 | 0 | 0 | 0 | 0 | 0 | 0 | 0 | 0 | 0 | 0 | 0 | 0 | 0 | 0 | 0 | 0 | 0 | 0 | 0 | 0 | 0 | 0 | 0 | 0 | 0 | 0 | 0 | [14 empty] | 0 | 0 | 0 | 0 | 0 | 0 | 0 | 0 | 0 | 0 | 0 | 0 | 0 | 0 | [15 empty] | 0 | 0 | 0 | 0 | 0 | 0 | 0 | 0 | 0 | 0 | 0 | 0 | 0 | 0 | 0 |  | 0 | 0 | 0 | 0 | 0 | 0 | 0 | 0 | 0 | 0 | 0 | 0 | 0 | 0 | 0 | 0 | 0 | 0 | 0 | 0 | 0 | 0 | 0 | 0 | 0 | 0 | 0 | 0 | 0 | 0
PG&E NGBA | Caribou | 60 | 0 | 0 | 0 | 0 | 0 | 0 | 0 | 0 | 0 | 0 | 0 | 0 | 0 | 0 | 0 | 0 | 0 | 0 | 0 | 0 | 0 | 0 | 0 | 0 | 0 | 0 | 0 | 0 | 0 | 0 | 0 | 10 | 0 | 0 | 0 | 0 | 0 | 0 | 0 | 0 | 0 | 0 | 0 | 0 | [15 empty] | 0 | 0 | 10 | 0 | 0 | 0 | 0 | 0 | 0 | 0 | 0 | 0 | 0 | 0 | 0 |  | 0 | 10 | 0 | 0 | 0 | 0 | 0 | 0 | 0 | 0 | 0 | 0 | 0 | 0 | 1 | 0 | 0 | 0 | 0 | 0 | 0 | 0 | 0 | 0 | 0 | 0 | 0 | 0 | 0 | 0 | [14 empty] | 0 | 10 | 0 | 0 | 0 | 0 | 0 | 0 | 0 | 0 | 0 | 0 | 0 | 0 | [15 empty] | 0 | 0 | 10 | 0 | 0 | 0 | 0 | 0 | 0 | 0 | 0 | 0 | 0 | 0 | 0 |  | 0 | 10 | 0 | 0 | 0 | 0 | 0 | 0 | 0 | 0 | 0 | 0 | 0 | 0 | 1 | 0 | 0 | 0 | 0 | 0 | 0 | 0 | 0 | 0 | 0 | 0 | 0 | 0 | 0 | 0
PG&E NGBA | Caribou | 115 | 0 | 0 | 0 | 0 | 0 | 0 | 0 | 0 | 0 | 0 | 0 | 0 | 0 | 0 | 0 | 0 | 0 | 0 | 0 | 0 | 0 | 0 | 0 | 0 | 0 | 0 | 0 | 0 | 0 | 0 | 0 | 10 | 0 | 0 | 0 | 0 | 0 | 0 | 0 | 0 | 0 | 0 | 0 | 0 | [15 empty] | 0 | 0 | 10 | 0 | 0 | 0 | 0 | 0 | 0 | 0 | 0 | 0 | 0 | 0 | 0 |  | 0 | 10 | 0 | 0 | 0 | 0 | 0 | 0 | 0 | 0 | 0 | 0 | 0 | 0 | 1 | 0 | 0 | 0 | 0 | 0 | 0 | 0 | 0 | 0 | 0 | 0 | 0 | 0 | 0 | 0 | [14 empty] | 0 | 10 | 0 | 0 | 0 | 0 | 0 | 0 | 0 | 0 | 0 | 0 | 0 | 0 | [15 empty] | 0 | 0 | 10 | 0 | 0 | 0 | 0 | 0 | 0 | 0 | 0 | 0 | 0 | 0 | 0 |  | 0 | 10 | 0 | 0 | 0 | 0 | 0 | 0 | 0 | 0 | 0 | 0 | 0 | 0 | 1 | 0 | 0 | 0 | 0 | 0 | 0 | 0 | 0 | 0 | 0 | 0 | 0 | 0 | 0 | 0
PG&E NGBA | Caribou | 230 | 0 | 0 | 0 | 0 | 0 | 0 | 0 | 0 | 0 | 0 | 0 | 0 | 0 | 0 | 0 | 0 | 0 | 0 | 0 | 0 | 0 | 0 | 0 | 0 | 0 | 0 | 0 | 0 | 0 | 0 | 0 | 0 | 0 | 0 | 0 | 0 | 0 | 0 | 0 | 0 | 0 | 0 | 0 | 0 | [15 empty] | 0 | 0 | 0 | 0 | 0 | 0 | 0 | 0 | 0 | 0 | 0 | 0 | 0 | 0 | 0 |  | 0 | 0 | 0 | 0 | 0 | 0 | 0 | 0 | 0 | 0 | 0 | 0 | 0 | 0 | 0 | 0 | 0 | 0 | 0 | 0 | 0 | 0 | 0 | 0 | 0 | 0 | 0 | 0 | 0 | 0 | [14 empty] | 0 | 0 | 0 | 0 | 0 | 0 | 0 | 0 | 0 | 0 | 0 | 0 | 0 | 0 | [15 empty] | 0 | 0 | 0 | 0 | 0 | 0 | 0 | 0 | 0 | 0 | 0 | 0 | 0 | 0 | 0 |  | 0 | 0 | 0 | 0 | 0 | 0 | 0 | 0 | 0 | 0 | 0 | 0 | 0 | 0 | 0 | 0 | 0 | 0 | 0 | 0 | 0 | 0 | 0 | 0 | 0 | 0 | 0 | 0 | 0 | 0
EOP | Carpenter Canyon (fka Gamebird) | 138 | 0 | 0 | 0 | 0 | 0 | 0 | 0 | 0 | 0 | 0 | 0 | 0 | 0 | 0 | 0 | 0 | 0 | 0 | 0 | 0 | 0 | 0 | 0 | 0 | 0 | 0 | 0 | 0 | 0 | 0 | 0 | 0 | 0 | 0 | 0 | 0 | 0 | 0 | 0 | 0 | 0 | 0 | 0 | 0 | [15 empty] | 0 | 0 | 0 | 0 | 0 | 0 | 0 | 0 | 0 | 0 | 0 | 0 | 0 | 0 | 0 |  | 0 | 0 | 0 | 0 | 0 | 0 | 0 | 0 | 0 | 0 | 0 | 0 | 0 | 0 | 0 | 0 | 0 | 0 | 0 | 0 | 0 | 0 | 0 | 0 | 0 | 0 | 0 | 0 | 0 | 0 | [14 empty] | 0 | 0 | 0 | 0 | 0 | 0 | 0 | 0 | 0 | 0 | 0 | 0 | 0 | 0 | [15 empty] | 0 | 0 | 0 | 0 | 0 | 0 | 0 | 0 | 0 | 0 | 0 | 0 | 0 | 0 | 0 |  | 0 | 0 | 0 | 0 | 0 | 0 | 0 | 0 | 0 | 0 | 0 | 0 | 0 | 0 | 0 | 0 | 0 | 0 | 0 | 0 | 0 | 0 | 0 | 0 | 0 | 0 | 0 | 0 | 0 | 0
EOP | Carpenter Canyon (fka Gamebird) | 230 | 0 | 0 | 0 | 0 | 0 | 0 | 0 | 0 | 0 | 0 | 0 | 0 | 0 | 0 | 0 | 0 | 0 | 0 | 0 | 0 | 0 | 0 | 0 | 0 | 0 | 0 | 0 | 0 | 0 | 0 | 0 | 0 | 0 | 0 | 0 | 0 | 0 | 0 | 0 | 20 | 180 | 0 | 60 | 0 | [15 empty] | 0 | 0 | 0 | 0 | 0 | 0 | 0 | 0 | 0 | 0 | 20 | 180 | 0 | 60 | 0 |  | 0 | 0 | 0 | 0 | 0 | 0 | 0 | 0 | 0 | 20 | 180 | 0 | 60 | 0 | 1 | 0 | 0 | 0 | 0 | 0 | 0 | 0 | 0 | 0 | 0 | 0 | 0 | 0 | 0 | 0 | [9 empty] | 300 | 300 |  | 140 |  | 0 | 0 | 0 | 0 | 0 | 0 | 0 | 0 | 0 | 320 | 480 | 0 | 200 | 0 | [10 empty] | -170 | 70 |  |  |  | 1 | 0 | 0 | 0 | 0 | 0 | 0 | 0 | 0 | 0 | 150 | 550 | 0 | 200 | 0 |  | 0 | 0 | 0 | 0 | 0 | 0 | 0 | 0 | 0 | 150 | 550 | 0 | 200 | 0 | 1 | 0 | 0 | 0 | 0 | 0 | 0 | 0 | 0 | 0 | -170 | 70 | 0 | 0 | 0 | 1
PG&E NGBA | Carquinez | 115 | 0 | 0 | 0 | 0 | 0 | 0 | 0 | 0 | 0 | 0 | 0 | 0 | 0 | 0 | 0 | 0 | 0 | 0 | 0 | 0 | 0 | 0 | 0 | 0 | 0 | 0 | 0 | 0 | 0 | 0 | 0 | 0 | 0 | 0 | 0 | 0 | 0 | 0 | 0 | 0 | 0 | 0 | 0 | 0 | [15 empty] | 0 | 0 | 0 | 0 | 0 | 0 | 0 | 0 | 0 | 0 | 0 | 0 | 0 | 0 | 0 |  | 0 | 0 | 0 | 0 | 0 | 0 | 0 | 0 | 0 | 0 | 0 | 0 | 0 | 0 | 0 | 0 | 0 | 0 | 0 | 0 | 0 | 0 | 0 | 0 | 0 | 0 | 0 | 0 | 0 | 0 | [14 empty] | 0 | 0 | 0 | 0 | 0 | 0 | 0 | 0 | 0 | 0 | 0 | 0 | 0 | 0 | [15 empty] | 0 | 0 | 0 | 0 | 0 | 0 | 0 | 0 | 0 | 0 | 0 | 0 | 0 | 0 | 0 |  | 0 | 0 | 0 | 0 | 0 | 0 | 0 | 0 | 0 | 0 | 0 | 0 | 0 | 0 | 0 | 0 | 0 | 0 | 0 | 0 | 0 | 0 | 0 | 0 | 0 | 0 | 0 | 0 | 0 | 0
SDGE | Carrizo Gorge | 138 | 0 | 0 | 0 | 0 | 0 | 0 | 0 | 0 | 0 | 0 | 0 | 0 | 0 | 0 | 0 | 0 | 0 | 0 | 0 | 0 | 0 | 0 | 0 | 0 | 0 | 90 | 70 | 0 | 0 | 1 | 0 | 0 | 0 | 0 | 0 | 0 | 0 | 0 | 0 | 0 | 0 | 0 | 0 | 0 | [15 empty] | 0 | 0 | 0 | 0 | 0 | 0 | 0 | 0 | 0 | 0 | 0 | 0 | 0 | 0 | 0 |  | 0 | 0 | 0 | 0 | 0 | 0 | 0 | 0 | 0 | 0 | 90 | 70 | 0 | 0 | 1 | 0 | 0 | 0 | 0 | 0 | 0 | 0 | 0 | 0 | 0 | 0 | 0 | 0 | 0 | 0 | [14 empty] | 0 | 0 | 0 | 0 | 0 | 0 | 0 | 0 | 0 | 0 | 0 | 0 | 0 | 0 | [15 empty] | 0 | 0 | 0 | 0 | 0 | 0 | 0 | 0 | 0 | 0 | 0 | 0 | 0 | 0 | 0 |  | 0 | 0 | 0 | 0 | 0 | 0 | 0 | 0 | 0 | 0 | 90 | 70 | 0 | 0 | 1 | 0 | 0 | 0 | 0 | 0 | 0 | 0 | 0 | 0 | 0 | 0 | 0 | 0 | 0 | 0
PG&E KERN | Carrizo Plains | 115 | 0 | 0 | 0 | 0 | 0 | 0 | 0 | 0 | 0 | 0 | 0 | 0 | 0 | 0 | 0 | 0 | 0 | 0 | 0 | 0 | 0 | 0 | 0 | 0 | 0 | 0 | 0 | 0 | 0 | 0 | 0 | 0 | 0 | 0 | 0 | 0 | 0 | 0 | 0 | 0 | 0 | 0 | 0 | 0 | [15 empty] | 0 | 0 | 0 | 0 | 0 | 0 | 0 | 0 | 0 | 0 | 0 | 0 | 0 | 0 | 0 |  | 0 | 0 | 0 | 0 | 0 | 0 | 0 | 0 | 0 | 0 | 0 | 0 | 0 | 0 | 0 | 0 | 0 | 0 | 0 | 0 | 0 | 0 | 0 | 0 | 0 | 0 | 0 | 0 | 0 | 0 | [14 empty] | 0 | 0 | 0 | 0 | 0 | 0 | 0 | 0 | 0 | 0 | 0 | 0 | 0 | 0 | [15 empty] | 0 | 0 | 0 | 0 | 0 | 0 | 0 | 0 | 0 | 0 | 0 | 0 | 0 | 0 | 0 |  | 0 | 0 | 0 | 0 | 0 | 0 | 0 | 0 | 0 | 0 | 0 | 0 | 0 | 0 | 0 | 0 | 0 | 0 | 0 | 0 | 0 | 0 | 0 | 0 | 0 | 0 | 0 | 0 | 0 | 0
PG&E KERN | Casaloma | 230 | 0 | 0 | 0 | 0 | 0 | 0 | 0 | 0 | 0 | 0 | 0 | 0 | 0 | 0 | 0 | 0 | 0 | 0 | 0 | 0 | 0 | 0 | 0 | 0 | 0 | 0 | 0 | 0 | 0 | 0 | 0 | 0 | 0 | 0 | 0 | 0 | 0 | 0 | 0 | 0 | 0 | 0 | 0 | 0 | [15 empty] | 0 | 0 | 0 | 0 | 0 | 0 | 0 | 0 | 0 | 0 | 0 | 0 | 0 | 0 | 0 |  | 0 | 0 | 0 | 0 | 0 | 0 | 0 | 0 | 0 | 0 | 0 | 0 | 0 | 0 | 0 | 0 | 0 | 0 | 0 | 0 | 0 | 0 | 0 | 0 | 0 | 0 | 0 | 0 | 0 | 0 | [14 empty] | 0 | 0 | 0 | 0 | 0 | 0 | 0 | 0 | 0 | 0 | 0 | 0 | 0 | 0 | [15 empty] | 0 | 0 | 0 | 0 | 0 | 0 | 0 | 0 | 0 | 0 | 0 | 0 | 0 | 0 | 0 |  | 0 | 0 | 0 | 0 | 0 | 0 | 0 | 0 | 0 | 0 | 0 | 0 | 0 | 0 | 0 | 0 | 0 | 0 | 0 | 0 | 0 | 0 | 0 | 0 | 0 | 0 | 0 | 0 | 0 | 0
PG&E GBA | Castro Valley | 230 | 0 | 0 | 0 | 0 | 0 | 0 | 0 | 0 | 0 | 0 | 0 | 0 | 0 | 0 | 0 | 0 | 0 | 0 | 0 | 0 | 0 | 0 | 0 | 0 | 0 | 0 | 0 | 0 | 0 | 0 | 0 | 0 | 0 | 0 | 0 | 0 | 0 | 0 | 0 | 0 | 0 | 0 | 0 | 0 | [15 empty] | 0 | 0 | 0 | 0 | 0 | 0 | 0 | 0 | 0 | 0 | 0 | 0 | 0 | 0 | 0 |  | 0 | 0 | 0 | 0 | 0 | 0 | 0 | 0 | 0 | 0 | 0 | 0 | 0 | 0 | 0 | 0 | 0 | 0 | 0 | 0 | 0 | 0 | 0 | 0 | 0 | 0 | 0 | 0 | 0 | 0 | [14 empty] | 0 | 0 | 0 | 0 | 0 | 0 | 0 | 0 | 0 | 0 | 0 | 0 | 0 | 0 | [15 empty] | 0 | 0 | 0 | 0 | 0 | 0 | 0 | 0 | 0 | 0 | 0 | 0 | 0 | 0 | 0 |  | 0 | 0 | 0 | 0 | 0 | 0 | 0 | 0 | 0 | 0 | 0 | 0 | 0 | 0 | 0 | 0 | 0 | 0 | 0 | 0 | 0 | 0 | 0 | 0 | 0 | 0 | 0 | 0 | 0 | 0
PG&E GBA | Cayetano | 230 | 0 | 0 | 0 | 0 | 0 | 0 | 0 | 0 | 0 | 0 | 0 | 0 | 0 | 0 | 0 | 0 | 0 | 0 | 0 | 0 | 0 | 0 | 0 | 0 | 0 | 100 | 100 | 0 | 0 | 1 | 0 | 0 | 0 | 0 | 0 | 0 | 0 | 0 | 0 | 0 | 0 | 0 | 0 | 0 | [15 empty] | 0 | 0 | 0 | 0 | 0 | 0 | 0 | 0 | 0 | 0 | 0 | 0 | 0 | 0 | 0 |  | 0 | 0 | 0 | 0 | 0 | 0 | 0 | 0 | 0 | 0 | 100 | 100 | 0 | 0 | 1 | 0 | 0 | 0 | 0 | 0 | 0 | 0 | 0 | 0 | 0 | 0 | 0 | 0 | 0 | 0 | [14 empty] | 0 | 0 | 0 | 0 | 0 | 0 | 0 | 0 | 0 | 0 | 0 | 0 | 0 | 0 | [15 empty] | 0 | 0 | 0 | 0 | 0 | 0 | 0 | 0 | 0 | 0 | 0 | 0 | 0 | 0 | 0 |  | 0 | 0 | 0 | 0 | 0 | 0 | 0 | 0 | 0 | 0 | 100 | 100 | 0 | 0 | 1 | 0 | 0 | 0 | 0 | 0 | 0 | 0 | 0 | 0 | 0 | 0 | 0 | 0 | 0 | 0
SCE Metro | Center | 230 | 0 | 0 | 0 | 0 | 0 | 0 | 0 | 0 | 0 | 0 | 0 | 0 | 0 | 0 | 0 | 0 | 0 | 0 | 0 | 0 | 0 | 0 | 0 | 0 | 0 | 0 | 90 | 0 | 0 | 1 | 0 | 0 | 0 | 0 | 0 | 0 | 0 | 0 | 0 | 0 | 0 | 0 | 0 | 0 | [15 empty] | 0 | 0 | 0 | 0 | 0 | 0 | 0 | 0 | 0 | 0 | 0 | 0 | 0 | 0 | 0 |  | 0 | 0 | 0 | 0 | 0 | 0 | 0 | 0 | 0 | 0 | 0 | 90 | 0 | 0 | 1 | 0 | 0 | 0 | 0 | 0 | 0 | 0 | 0 | 0 | 0 | 0 | 0 | 0 | 0 | 0 | [14 empty] | 0 | 0 | 0 | 0 | 0 | 0 | 0 | 0 | 0 | 0 | 0 | 0 | 0 | 0 | [15 empty] | 0 | 0 | 0 | 0 | 0 | 0 | 0 | 0 | 0 | 0 | 0 | 0 | 0 | 0 | 0 |  | 0 | 0 | 0 | 0 | 0 | 0 | 0 | 0 | 0 | 0 | 0 | 90 | 0 | 0 | 1 | 0 | 0 | 0 | 0 | 0 | 0 | 0 | 0 | 0 | 0 | 0 | 0 | 0 | 0 | 0
PG&E KERN | Charca | 115 | 0 | 0 | 0 | 0 | 0 | 0 | 0 | 0 | 0 | 0 | 0 | 0 | 0 | 0 | 0 | 0 | 0 | 0 | 0 | 0 | 0 | 0 | 0 | 4.62 | 0 | 0 | 0 | 0 | 0 | 1 | 0 | 0 | 0 | 0 | 0 | 0 | 0 | 0 | 0 | 0 | 0 | 0 | 0 | 0 | [15 empty] | 0 | 0 | 0 | 0 | 0 | 0 | 0 | 0 | 0 | 0 | 0 | 0 | 0 | 0 | 0 |  | 0 | 0 | 0 | 0 | 0 | 0 | 0 | 0 | 4.62 | 0 | 0 | 0 | 0 | 0 | 1 | 0 | 0 | 0 | 0 | 0 | 0 | 0 | 0 | 0 | 0 | 0 | 0 | 0 | 0 | 0 | [14 empty] | 0 | 0 | 0 | 0 | 0 | 0 | 0 | 0 | 0 | 0 | 0 | 0 | 0 | 0 | [15 empty] | 0 | 0 | 0 | 0 | 0 | 0 | 0 | 0 | 0 | 0 | 0 | 0 | 0 | 0 | 0 |  | 0 | 0 | 0 | 0 | 0 | 0 | 0 | 0 | 4.62 | 0 | 0 | 0 | 0 | 0 | 1 | 0 | 0 | 0 | 0 | 0 | 0 | 0 | 0 | 0 | 0 | 0 | 0 | 0 | 0 | 0
EOP | Charleston | 138 | 0 | 0 | 0 | 0 | 0 | 0 | 0 | 0 | 0 | 0 | 0 | 0 | 0 | 0 | 0 | 0 | 0 | 0 | 0 | 0 | 0 | 0 | 0 | 0 | 0 | 0 | 0 | 0 | 0 | 0 | 0 | 0 | 0 | 0 | 0 | 0 | 0 | 0 | 0 | 0 | 0 | 0 | 0 | 0 | [15 empty] | 0 | 0 | 0 | 0 | 0 | 0 | 0 | 0 | 0 | 0 | 0 | 0 | 0 | 0 | 0 |  | 0 | 0 | 0 | 0 | 0 | 0 | 0 | 0 | 0 | 0 | 0 | 0 | 0 | 0 | 0 | 0 | 0 | 0 | 0 | 0 | 0 | 0 | 0 | 0 | 0 | 0 | 0 | 0 | 0 | 0 | [14 empty] | 0 | 0 | 0 | 0 | 0 | 0 | 0 | 0 | 0 | 0 | 0 | 0 | 0 | 0 | [15 empty] | 0 | 0 | 0 | 0 | 0 | 0 | 0 | 0 | 0 | 0 | 0 | 0 | 0 | 0 | 0 |  | 0 | 0 | 0 | 0 | 0 | 0 | 0 | 0 | 0 | 0 | 0 | 0 | 0 | 0 | 0 | 0 | 0 | 0 | 0 | 0 | 0 | 0 | 0 | 0 | 0 | 0 | 0 | 0 | 0 | 0
SCE Metro | Chevmain | 230 | 0 | 0 | 0 | 0 | 0 | 0 | 0 | 0 | 0 | 0 | 0 | 0 | 0 | 0 | 0 | 0 | 0 | 0 | 0 | 0 | 0 | 0 | 0 | 0 | 0 | 0 | 0 | 0 | 0 | 0 | 0 | 0 | 0 | 0 | 0 | 0 | 0 | 0 | 0 | 0 | 0 | 0 | 0 | 0 | [15 empty] | 0 | 0 | 0 | 0 | 0 | 0 | 0 | 0 | 0 | 0 | 0 | 0 | 0 | 0 | 0 |  | 0 | 0 | 0 | 0 | 0 | 0 | 0 | 0 | 0 | 0 | 0 | 0 | 0 | 0 | 0 | 0 | 0 | 0 | 0 | 0 | 0 | 0 | 0 | 0 | 0 | 0 | 0 | 0 | 0 | 0 | [14 empty] | 0 | 0 | 0 | 0 | 0 | 0 | 0 | 0 | 0 | 0 | 0 | 0 | 0 | 0 | [15 empty] | 0 | 0 | 0 | 0 | 0 | 0 | 0 | 0 | 0 | 0 | 0 | 0 | 0 | 0 | 0 |  | 0 | 0 | 0 | 0 | 0 | 0 | 0 | 0 | 0 | 0 | 0 | 0 | 0 | 0 | 0 | 0 | 0 | 0 | 0 | 0 | 0 | 0 | 0 | 0 | 0 | 0 | 0 | 0 | 0 | 0
SDGE | Chicarita | 138 | 0 | 0 | 0 | 0 | 0 | 0 | 0 | 0 | 0 | 0 | 0 | 0 | 0 | 0 | 0 | 0 | 0 | 0 | 0 | 0 | 0 | 0 | 0 | 0 | 0 | 0 | 0 | 0 | 0 | 0 | 0 | 0 | 0 | 0 | 0 | 0 | 0 | 0 | 0 | 0 | 0 | 0 | 0 | 0 | [15 empty] | 0 | 0 | 0 | 0 | 0 | 0 | 0 | 0 | 0 | 0 | 0 | 0 | 0 | 0 | 0 |  | 0 | 0 | 0 | 0 | 0 | 0 | 0 | 0 | 0 | 0 | 0 | 0 | 0 | 0 | 0 | 0 | 0 | 0 | 0 | 0 | 0 | 0 | 0 | 0 | 0 | 0 | 0 | 0 | 0 | 0 | [14 empty] | 0 | 0 | 0 | 0 | 0 | 0 | 0 | 0 | 0 | 0 | 0 | 0 | 0 | 0 | [15 empty] | 0 | 0 | 0 | 0 | 0 | 0 | 0 | 0 | 0 | 0 | 0 | 0 | 0 | 0 | 0 |  | 0 | 0 | 0 | 0 | 0 | 0 | 0 | 0 | 0 | 0 | 0 | 0 | 0 | 0 | 0 | 0 | 0 | 0 | 0 | 0 | 0 | 0 | 0 | 0 | 0 | 0 | 0 | 0 | 0 | 0
SCE Metro | Chino | 230 | 0 | 0 | 0 | 0 | 0 | 0 | 0 | 0 | 0 | 0 | 0 | 0 | 0 | 0 | 0 | 0 | 0 | 0 | 0 | 0 | 0 | 0 | 0 | 0 | 0 | 0 | 0 | 0 | 0 | 0 | 0 | 0 | 0 | 0 | 0 | 0 | 0 | 0 | 0 | 0 | 0 | 0 | 0 | 0 | [15 empty] | 0 | 0 | 0 | 0 | 0 | 0 | 0 | 0 | 0 | 0 | 0 | 0 | 0 | 0 | 0 |  | 0 | 0 | 0 | 0 | 0 | 0 | 0 | 0 | 0 | 0 | 0 | 0 | 0 | 0 | 0 | 0 | 0 | 0 | 0 | 0 | 0 | 0 | 0 | 0 | 0 | 0 | 0 | 0 | 0 | 0 | [14 empty] | 0 | 0 | 0 | 0 | 0 | 0 | 0 | 0 | 0 | 0 | 0 | 0 | 0 | 0 | [15 empty] | 0 | 0 | 0 | 0 | 0 | 0 | 0 | 0 | 0 | 0 | 0 | 0 | 0 | 0 | 0 |  | 0 | 0 | 0 | 0 | 0 | 0 | 0 | 0 | 0 | 0 | 0 | 0 | 0 | 0 | 0 | 0 | 0 | 0 | 0 | 0 | 0 | 0 | 0 | 0 | 0 | 0 | 0 | 0 | 0 | 0
PG&E FRESNO | Chowchilla | 115 | 0 | 0 | 0 | 0 | 0 | 0 | 0 | 0 | 0 | 0 | 0 | 0 | 0 | 0 | 0 | 0 | 0 | 0 | 0 | 0 | 0 | 0 | 0 | 7.56 | 0 | 0 | 0 | 0 | 0 | 1 | 0 | 0 | 0 | 0 | 0 | 0 | 0 | 0 | 0 | 0 | 0 | 0 | 50 | 0 | [15 empty] | 0 | 0 | 0 | 0 | 0 | 0 | 0 | 0 | 0 | 0 | 0 | 0 | 0 | 50 | 0 |  | 0 | 0 | 0 | 0 | 0 | 0 | 0 | 0 | 7.56 | 0 | 0 | 0 | 50 | 0 | 1 | 0 | 0 | 0 | 0 | 0 | 0 | 0 | 0 | 0 | 0 | 0 | 0 | 0 | 0 | 0 | [14 empty] | 0 | 0 | 0 | 0 | 0 | 0 | 0 | 0 | 0 | 0 | 0 | 0 | 50 | 0 | [15 empty] | 0 | 0 | 0 | 0 | 0 | 0 | 0 | 0 | 0 | 0 | 0 | 0 | 0 | 50 | 0 |  | 0 | 0 | 0 | 0 | 0 | 0 | 0 | 0 | 7.56 | 0 | 0 | 0 | 50 | 0 | 1 | 0 | 0 | 0 | 0 | 0 | 0 | 0 | 0 | 0 | 0 | 0 | 0 | 0 | 0 | 0
PG&E GBA | Christie | 60 | 0 | 0 | 0 | 0 | 0 | 0 | 0 | 0 | 0 | 0 | 0 | 0 | 0 | 0 | 0 | 0 | 0 | 0 | 0 | 0 | 0 | 0 | 0 | 0 | 0 | 0 | 0 | 0 | 0 | 0 | 0 | 0 | 0 | 0 | 0 | 0 | 0 | 0 | 0 | 0 | 0 | 0 | 0 | 0 | [15 empty] | 0 | 0 | 0 | 0 | 0 | 0 | 0 | 0 | 0 | 0 | 0 | 0 | 0 | 0 | 0 |  | 0 | 0 | 0 | 0 | 0 | 0 | 0 | 0 | 0 | 0 | 0 | 0 | 0 | 0 | 0 | 0 | 0 | 0 | 0 | 0 | 0 | 0 | 0 | 0 | 0 | 0 | 0 | 0 | 0 | 0 | [14 empty] | 0 | 0 | 0 | 0 | 0 | 0 | 0 | 0 | 0 | 0 | 0 | 0 | 0 | 0 | [15 empty] | 0 | 0 | 0 | 0 | 0 | 0 | 0 | 0 | 0 | 0 | 0 | 0 | 0 | 0 | 0 |  | 0 | 0 | 0 | 0 | 0 | 0 | 0 | 0 | 0 | 0 | 0 | 0 | 0 | 0 | 0 | 0 | 0 | 0 | 0 | 0 | 0 | 0 | 0 | 0 | 0 | 0 | 0 | 0 | 0 | 0
PG&E GBA | Christie | 115 | 0 | 0 | 0 | 0 | 0 | 0 | 0 | 0 | 0 | 0 | 0 | 0 | 0 | 0 | 0 | 0 | 0 | 0 | 0 | 0 | 0 | 0 | 0 | 0 | 0 | 0 | 0 | 0 | 0 | 0 | 0 | 0 | 0 | 0 | 0 | 0 | 0 | 0 | 0 | 0 | 0 | 0 | 0 | 0 | [15 empty] | 0 | 0 | 0 | 0 | 0 | 0 | 0 | 0 | 0 | 0 | 0 | 0 | 0 | 0 | 0 |  | 0 | 0 | 0 | 0 | 0 | 0 | 0 | 0 | 0 | 0 | 0 | 0 | 0 | 0 | 0 | 0 | 0 | 0 | 0 | 0 | 0 | 0 | 0 | 0 | 0 | 0 | 0 | 0 | 0 | 0 | [14 empty] | 0 | 0 | 0 | 0 | 0 | 0 | 0 | 0 | 0 | 0 | 0 | 0 | 0 | 0 | [15 empty] | 0 | 0 | 0 | 0 | 0 | 0 | 0 | 0 | 0 | 0 | 0 | 0 | 0 | 0 | 0 |  | 0 | 0 | 0 | 0 | 0 | 0 | 0 | 0 | 0 | 0 | 0 | 0 | 0 | 0 | 0 | 0 | 0 | 0 | 0 | 0 | 0 | 0 | 0 | 0 | 0 | 0 | 0 | 0 | 0 | 0
SCE Eastern | Cielo Azul | 500 | 0 | 0 | 0 | 0 | 0 | 0 | 0 | 0 | 0 | 0 | 500 | 267 | 0 | 0 | 1 | 0 | 0 | 0 | 0 | 0 | 0 | 0 | 0 | 0 | 0 | 2025 | 1549.4 | 0 | 0 | 1 | 0 | 0 | 0 | 0 | 0 | 0 | 0 | 0 | 0 | 500 | 0 | 0 | 0 | 0 | [10 empty] | -500 |  |  |  |  | 1 | 0 | 0 | 0 | 0 | 0 | 0 | 0 | 0 | 0 | 0 | 0 | 0 | 0 | 0 |  | 0 | 0 | 0 | 0 | 0 | 0 | 0 | 0 | 0 | 0 | 2025 | 1549.4 | 0 | 0 | 1 | 0 | 0 | 0 | 0 | 0 | 0 | 0 | 0 | 0 | -500 | 500 | 267 | 0 | 0 | 1 | [9 empty] | 500 | 800 |  | 350 |  | 0 | 0 | 0 | 0 | 0 | 0 | 0 | 0 | 0 | 1000 | 800 | 0 | 350 | 0 | [10 empty] | -500 | -200 |  | -100 |  | 1 | 0 | 0 | 0 | 0 | 0 | 0 | 0 | 0 | 0 | 500 | 600 | 0 | 250 | 0 |  | 0 | 0 | 0 | 0 | 0 | 0 | 0 | 0 | 0 | 500 | 2625 | 1549.4 | 250 | 0 | 1 | 0 | 0 | 0 | 0 | 0 | 0 | 0 | 0 | 0 | -500 | 300 | 267 | -100 | 0 | 1
PG&E GBA | Clay | 60 | 0 | 0 | 0 | 0 | 0 | 0 | 0 | 0 | 0 | 0 | 0 | 0 | 0 | 0 | 0 | 0 | 0 | 0 | 0 | 0 | 0 | 0 | 0 | 0 | 0 | 0 | 0 | 0 | 0 | 0 | 0 | 0 | 0 | 0 | 0 | 0 | 0 | 0 | 0 | 0 | 0 | 0 | 0 | 0 | [15 empty] | 0 | 0 | 0 | 0 | 0 | 0 | 0 | 0 | 0 | 0 | 0 | 0 | 0 | 0 | 0 |  | 0 | 0 | 0 | 0 | 0 | 0 | 0 | 0 | 0 | 0 | 0 | 0 | 0 | 0 | 0 | 0 | 0 | 0 | 0 | 0 | 0 | 0 | 0 | 0 | 0 | 0 | 0 | 0 | 0 | 0 | [14 empty] | 0 | 0 | 0 | 0 | 0 | 0 | 0 | 0 | 0 | 0 | 0 | 0 | 0 | 0 | [15 empty] | 0 | 0 | 0 | 0 | 0 | 0 | 0 | 0 | 0 | 0 | 0 | 0 | 0 | 0 | 0 |  | 0 | 0 | 0 | 0 | 0 | 0 | 0 | 0 | 0 | 0 | 0 | 0 | 0 | 0 | 0 | 0 | 0 | 0 | 0 | 0 | 0 | 0 | 0 | 0 | 0 | 0 | 0 | 0 | 0 | 0
PG&E GBA | Clayton | 115 | 0 | 0 | 0 | 0 | 0 | 0 | 0 | 0 | 0 | 0 | 0 | 0 | 0 | 0 | 0 | 0 | 0 | 0 | 0 | 0 | 0 | 0 | 0 | 0 | 0 | 0 | 0 | 0 | 0 | 0 | 0 | 0 | 0 | 0 | 0 | 0 | 0 | 0 | 0 | 0 | 0 | 0 | 0 | 0 | [15 empty] | 0 | 0 | 0 | 0 | 0 | 0 | 0 | 0 | 0 | 0 | 0 | 0 | 0 | 0 | 0 |  | 0 | 0 | 0 | 0 | 0 | 0 | 0 | 0 | 0 | 0 | 0 | 0 | 0 | 0 | 0 | 0 | 0 | 0 | 0 | 0 | 0 | 0 | 0 | 0 | 0 | 0 | 0 | 0 | 0 | 0 | [14 empty] | 0 | 0 | 0 | 0 | 0 | 0 | 0 | 0 | 0 | 0 | 0 | 0 | 0 | 0 | [15 empty] | 0 | 0 | 0 | 0 | 0 | 0 | 0 | 0 | 0 | 0 | 0 | 0 | 0 | 0 | 0 |  | 0 | 0 | 0 | 0 | 0 | 0 | 0 | 0 | 0 | 0 | 0 | 0 | 0 | 0 | 0 | 0 | 0 | 0 | 0 | 0 | 0 | 0 | 0 | 0 | 0 | 0 | 0 | 0 | 0 | 0
PG&E NGBA | Cloverdale | 115 | 0 | 0 | 0 | 0 | 0 | 0 | 0 | 0 | 0 | 0 | 0 | 0 | 0 | 0 | 0 | 0 | 0 | 0 | 0 | 0 | 0 | 0 | 0 | 0 | 0 | 0 | 0 | 0 | 0 | 0 | 28 | 5.5 | 0 | 0 | 0 | 0 | 0 | 0 | 0 | 0 | 0 | 0 | 0 | 0 | [15 empty] | 0 | 28 | 5.5 | 0 | 0 | 0 | 0 | 0 | 0 | 0 | 0 | 0 | 0 | 0 | 0 |  | 28 | 5.5 | 0 | 0 | 0 | 0 | 0 | 0 | 0 | 0 | 0 | 0 | 0 | 0 | 1 | 0 | 0 | 0 | 0 | 0 | 0 | 0 | 0 | 0 | 0 | 0 | 0 | 0 | 0 | 0 | [14 empty] | 28 | 5.5 | 0 | 0 | 0 | 0 | 0 | 0 | 0 | 0 | 0 | 0 | 0 | 0 | [15 empty] | 0 | 28 | 5.5 | 0 | 0 | 0 | 0 | 0 | 0 | 0 | 0 | 0 | 0 | 0 | 0 |  | 28 | 5.5 | 0 | 0 | 0 | 0 | 0 | 0 | 0 | 0 | 0 | 0 | 0 | 0 | 1 | 0 | 0 | 0 | 0 | 0 | 0 | 0 | 0 | 0 | 0 | 0 | 0 | 0 | 0 | 0
PG&E FRESNO | Clovis | 115 | 0 | 0 | 0 | 0 | 0 | 0 | 0 | 0 | 0 | 0 | 0 | 0 | 0 | 0 | 0 | 0 | 0 | 0 | 0 | 0 | 0 | 0 | 0 | 0 | 0 | 0 | 0 | 0 | 0 | 0 | 0 | 0 | 0 | 0 | 0 | 0 | 0 | 0 | 0 | 0 | 0 | 0 | 0 | 0 | [15 empty] | 0 | 0 | 0 | 0 | 0 | 0 | 0 | 0 | 0 | 0 | 0 | 0 | 0 | 0 | 0 |  | 0 | 0 | 0 | 0 | 0 | 0 | 0 | 0 | 0 | 0 | 0 | 0 | 0 | 0 | 0 | 0 | 0 | 0 | 0 | 0 | 0 | 0 | 0 | 0 | 0 | 0 | 0 | 0 | 0 | 0 | [14 empty] | 0 | 0 | 0 | 0 | 0 | 0 | 0 | 0 | 0 | 0 | 0 | 0 | 0 | 0 | [15 empty] | 0 | 0 | 0 | 0 | 0 | 0 | 0 | 0 | 0 | 0 | 0 | 0 | 0 | 0 | 0 |  | 0 | 0 | 0 | 0 | 0 | 0 | 0 | 0 | 0 | 0 | 0 | 0 | 0 | 0 | 0 | 0 | 0 | 0 | 0 | 0 | 0 | 0 | 0 | 0 | 0 | 0 | 0 | 0 | 0 | 0
PG&E GBA | Coburn | 230 | 0 | 0 | 0 | 0 | 0 | 0 | 0 | 0 | 0 | 0 | 0 | 0 | 0 | 0 | 0 | 0 | 0 | 0 | 0 | 0 | 0 | 0 | 0 | 0 | 0 | 0 | 0 | 0 | 0 | 0 | 0 | 0 | 100 | 0 | 0 | 0 | 0 | 0 | 0 | 0 | 0 | 0 | 0 | 0 | [15 empty] | 0 | 0 | 0 | 100 | 0 | 0 | 0 | 0 | 0 | 0 | 0 | 0 | 0 | 0 | 0 |  | 0 | 0 | 100 | 0 | 0 | 0 | 0 | 0 | 0 | 0 | 0 | 0 | 0 | 0 | 1 | 0 | 0 | 0 | 0 | 0 | 0 | 0 | 0 | 0 | 0 | 0 | 0 | 0 | 0 | 0 | [14 empty] | 0 | 0 | 100 | 0 | 0 | 0 | 0 | 0 | 0 | 0 | 0 | 0 | 0 | 0 | [15 empty] | 0 | 0 | 0 | 100 | 0 | 0 | 0 | 0 | 0 | 0 | 0 | 0 | 0 | 0 | 0 |  | 0 | 0 | 100 | 0 | 0 | 0 | 0 | 0 | 0 | 0 | 0 | 0 | 0 | 0 | 1 | 0 | 0 | 0 | 0 | 0 | 0 | 0 | 0 | 0 | 0 | 0 | 0 | 0 | 0 | 0
PG&E GBA | Coburn | 60 | 0 | 0 | 0 | 0 | 0 | 0 | 0 | 0 | 0 | 0 | 0 | 0 | 0 | 0 | 0 | 0 | 0 | 0 | 0 | 0 | 0 | 0 | 0 | 0 | 0 | 0 | 0 | 0 | 0 | 0 | 0 | 0 | 0 | 0 | 0 | 0 | 0 | 0 | 0 | 0 | 0 | 0 | 0 | 0 | [15 empty] | 0 | 0 | 0 | 0 | 0 | 0 | 0 | 0 | 0 | 0 | 0 | 0 | 0 | 0 | 0 |  | 0 | 0 | 0 | 0 | 0 | 0 | 0 | 0 | 0 | 0 | 0 | 0 | 0 | 0 | 0 | 0 | 0 | 0 | 0 | 0 | 0 | 0 | 0 | 0 | 0 | 0 | 0 | 0 | 0 | 0 | [14 empty] | 0 | 0 | 0 | 0 | 0 | 0 | 0 | 0 | 0 | 0 | 0 | 0 | 0 | 0 | [15 empty] | 0 | 0 | 0 | 0 | 0 | 0 | 0 | 0 | 0 | 0 | 0 | 0 | 0 | 0 | 0 |  | 0 | 0 | 0 | 0 | 0 | 0 | 0 | 0 | 0 | 0 | 0 | 0 | 0 | 0 | 0 | 0 | 0 | 0 | 0 | 0 | 0 | 0 | 0 | 0 | 0 | 0 | 0 | 0 | 0 | 0
PG&E NGBA | Colgate | 230 | 0 | 0 | 0 | 0 | 0 | 0 | 0 | 0 | -3 | 0 | 0 | 0 | 0 | 0 | 1 | 0 | 3 | 0 | 0 | 0 | 0 | 0 | 0 | 0 | 0 | 0 | 0 | 0 | 0 | 1 | 0 | 5.5 | 0 | 0 | 0 | 0 | 0 | 0 | 0 | 0 | 0 | 0 | 0 | 0 | [15 empty] | 0 | 0 | 5.5 | 0 | 0 | 0 | 0 | 0 | 0 | 0 | 0 | 0 | 0 | 0 | 0 |  | 0 | 8.5 | 0 | 0 | 0 | 0 | 0 | 0 | 0 | 0 | 0 | 0 | 0 | 0 | 1 | 0 | 0 | 0 | 0 | 0 | 0 | 0 | 0 | -3 | 0 | 0 | 0 | 0 | 0 | 1 | [14 empty] | 0 | 5.5 | 0 | 0 | 0 | 0 | 0 | 0 | 0 | 0 | 0 | 0 | 0 | 0 | [15 empty] | 0 | 0 | 5.5 | 0 | 0 | 0 | 0 | 0 | 0 | 0 | 0 | 0 | 0 | 0 | 0 |  | 0 | 8.5 | 0 | 0 | 0 | 0 | 0 | 0 | 0 | 0 | 0 | 0 | 0 | 0 | 1 | 0 | 0 | 0 | 0 | 0 | 0 | 0 | 0 | -3 | 0 | 0 | 0 | 0 | 0 | 1
PG&E GBA | Collierville | 230 | 0 | 0 | 0 | 0 | 0 | 0 | 0 | 0 | 0 | 0 | 0 | 0 | 0 | 0 | 0 | 0 | 0 | 0 | 0 | 0 | 0 | 0 | 0 | 0 | 0 | 0 | 0 | 0 | 0 | 0 | 0 | 0 | 0 | 0 | 0 | 0 | 0 | 0 | 0 | 0 | 0 | 0 | 0 | 0 | [15 empty] | 0 | 0 | 0 | 0 | 0 | 0 | 0 | 0 | 0 | 0 | 0 | 0 | 0 | 0 | 0 |  | 0 | 0 | 0 | 0 | 0 | 0 | 0 | 0 | 0 | 0 | 0 | 0 | 0 | 0 | 0 | 0 | 0 | 0 | 0 | 0 | 0 | 0 | 0 | 0 | 0 | 0 | 0 | 0 | 0 | 0 | [14 empty] | 0 | 0 | 0 | 0 | 0 | 0 | 0 | 0 | 0 | 0 | 0 | 0 | 0 | 0 | [15 empty] | 0 | 0 | 0 | 0 | 0 | 0 | 0 | 0 | 0 | 0 | 0 | 0 | 0 | 0 | 0 |  | 0 | 0 | 0 | 0 | 0 | 0 | 0 | 0 | 0 | 0 | 0 | 0 | 0 | 0 | 0 | 0 | 0 | 0 | 0 | 0 | 0 | 0 | 0 | 0 | 0 | 0 | 0 | 0 | 0 | 0
PG&E GBA | Collinsville | 230 | 0 | 0 | 0 | 0 | 0 | 0 | 0 | 0 | 0 | 0 | 0 | 0 | 0 | 0 | 0 | 0 | 0 | 0 | 0 | 0 | 0 | 0 | 0 | 0 | 0 | 0 | 0 | 0 | 0 | 0 | 0 | 0 | 0 | 0 | 0 | 0 | 0 | 0 | 0 | 0 | 0 | 0 | 0 | 0 | [15 empty] | 0 | 0 | 0 | 0 | 0 | 0 | 0 | 0 | 0 | 0 | 0 | 0 | 0 | 0 | 0 |  | 0 | 0 | 0 | 0 | 0 | 0 | 0 | 0 | 0 | 0 | 0 | 0 | 0 | 0 | 0 | 0 | 0 | 0 | 0 | 0 | 0 | 0 | 0 | 0 | 0 | 0 | 0 | 0 | 0 | 0 | [14 empty] | 0 | 0 | 0 | 0 | 0 | 0 | 0 | 0 | 0 | 0 | 0 | 0 | 0 | 0 | [15 empty] | 0 | 0 | 0 | 0 | 0 | 0 | 0 | 0 | 0 | 0 | 0 | 0 | 0 | 0 | 0 |  | 0 | 0 | 0 | 0 | 0 | 0 | 0 | 0 | 0 | 0 | 0 | 0 | 0 | 0 | 0 | 0 | 0 | 0 | 0 | 0 | 0 | 0 | 0 | 0 | 0 | 0 | 0 | 0 | 0 | 0
PG&E GBA | Collinsville | 500 | 0 | 0 | 0 | 0 | 0 | 0 | 0 | 0 | 0 | 0 | 0 | 0 | 0 | 0 | 0 | 0 | 0 | 0 | 0 | 0 | 0 | 0 | 0 | 0 | 0 | 0 | 0 | 0 | 0 | 0 | 0 | 0 | 0 | 0 | 0 | 0 | 0 | 0 | 0 | 0 | 0 | 0 | 0 | 0 | [15 empty] | 0 | 0 | 0 | 0 | 0 | 0 | 0 | 0 | 0 | 0 | 0 | 0 | 0 | 0 | 0 |  | 0 | 0 | 0 | 0 | 0 | 0 | 0 | 0 | 0 | 0 | 0 | 0 | 0 | 0 | 0 | 0 | 0 | 0 | 0 | 0 | 0 | 0 | 0 | 0 | 0 | 0 | 0 | 0 | 0 | 0 | [14 empty] | 0 | 0 | 0 | 0 | 0 | 0 | 0 | 0 | 0 | 0 | 0 | 0 | 0 | 0 | [15 empty] | 0 | 0 | 0 | 0 | 0 | 0 | 0 | 0 | 0 | 0 | 0 | 0 | 0 | 0 | 0 |  | 0 | 0 | 0 | 0 | 0 | 0 | 0 | 0 | 0 | 0 | 0 | 0 | 0 | 0 | 0 | 0 | 0 | 0 | 0 | 0 | 0 | 0 | 0 | 0 | 0 | 0 | 0 | 0 | 0 | 0
SCE Eastern | Colorado River | 230 | 0 | 0 | 0 | 0 | 0 | 0 | 0 | 0 | 0 | 0 | 0 | 0 | 0 | 0 | 0 | 0 | 0 | 0 | 0 | 0 | 0 | 0 | 0 | 0 | 300 | 500 | 180 | 0 | 0 | 1 | 0 | 0 | 0 | 0 | 0 | 0 | 0 | 0 | 0 | 0 | 300 | 0 | 20 | 0 | [11 empty] | -300 |  | -20 |  | 1 | 0 | 0 | 0 | 0 | 0 | 0 | 0 | 0 | 0 | 0 | 0 | 0 | 0 | 0 |  | 0 | 0 | 0 | 0 | 0 | 0 | 0 | 0 | 0 | 300 | 500 | 180 | 0 | 0 | 1 | 0 | 0 | 0 | 0 | 0 | 0 | 0 | 0 | 0 | 0 | -300 | 0 | -20 | 0 | 1 | [9 empty] | 200 | 400 |  | 200 |  | 0 | 0 | 0 | 0 | 0 | 0 | 0 | 0 | 0 | 200 | 700 | 0 | 220 | 0 | [11 empty] | -250 |  | -70 |  | 1 | 0 | 0 | 0 | 0 | 0 | 0 | 0 | 0 | 0 | 200 | 450 | 0 | 150 | 0 |  | 0 | 0 | 0 | 0 | 0 | 0 | 0 | 0 | 0 | 500 | 950 | 180 | 150 | 0 | 1 | 0 | 0 | 0 | 0 | 0 | 0 | 0 | 0 | 0 | 0 | -250 | 0 | -70 | 0 | 1
SCE Eastern | Colorado River | 500 | 0 | 0 | 0 | 0 | 0 | 0 | 0 | 0 | 0 | 0 | 0 | 0 | 0 | 0 | 0 | 0 | 0 | 0 | 0 | 0 | 0 | 0 | 0 | 0 | 0 | 0 | 0 | 0 | 0 | 0 | 0 | 0 | 0 | 0 | 0 | 0 | 0 | 0 | 0 | 0 | 0 | 0 | 0 | 0 | [15 empty] | 0 | 0 | 0 | 0 | 0 | 0 | 0 | 0 | 0 | 0 | 0 | 0 | 0 | 0 | 0 |  | 0 | 0 | 0 | 0 | 0 | 0 | 0 | 0 | 0 | 0 | 0 | 0 | 0 | 0 | 0 | 0 | 0 | 0 | 0 | 0 | 0 | 0 | 0 | 0 | 0 | 0 | 0 | 0 | 0 | 0 | [14 empty] | 0 | 0 | 0 | 0 | 0 | 0 | 0 | 0 | 0 | 0 | 0 | 0 | 0 | 0 | [15 empty] | 0 | 0 | 0 | 0 | 0 | 0 | 0 | 0 | 0 | 0 | 0 | 0 | 0 | 0 | 0 |  | 0 | 0 | 0 | 0 | 0 | 0 | 0 | 0 | 0 | 0 | 0 | 0 | 0 | 0 | 0 | 0 | 0 | 0 | 0 | 0 | 0 | 0 | 0 | 0 | 0 | 0 | 0 | 0 | 0 | 0
PG&E KERN | Columbus | 115 | 0 | 0 | 0 | 0 | 0 | 0 | 0 | 0 | 0 | 0 | 0 | 0 | 0 | 0 | 0 | 0 | 0 | 0 | 0 | 0 | 0 | 0 | 0 | 0 | 0 | 0 | 0 | 0 | 0 | 0 | 0 | 0 | 0 | 0 | 0 | 0 | 0 | 0 | 0 | 0 | 0 | 0 | 0 | 0 | [15 empty] | 0 | 0 | 0 | 0 | 0 | 0 | 0 | 0 | 0 | 0 | 0 | 0 | 0 | 0 | 0 |  | 0 | 0 | 0 | 0 | 0 | 0 | 0 | 0 | 0 | 0 | 0 | 0 | 0 | 0 | 0 | 0 | 0 | 0 | 0 | 0 | 0 | 0 | 0 | 0 | 0 | 0 | 0 | 0 | 0 | 0 | [14 empty] | 0 | 0 | 0 | 0 | 0 | 0 | 0 | 0 | 0 | 0 | 0 | 0 | 0 | 0 | [15 empty] | 0 | 0 | 0 | 0 | 0 | 0 | 0 | 0 | 0 | 0 | 0 | 0 | 0 | 0 | 0 |  | 0 | 0 | 0 | 0 | 0 | 0 | 0 | 0 | 0 | 0 | 0 | 0 | 0 | 0 | 0 | 0 | 0 | 0 | 0 | 0 | 0 | 0 | 0 | 0 | 0 | 0 | 0 | 0 | 0 | 0
PG&E GBA | Contra Costa | 115 | 0 | 0 | 0 | 0 | 0 | 0 | 0 | 0 | 0 | 0 | 0 | 0 | 0 | 0 | 0 | 0 | 0 | 0 | 0 | 0 | 0 | 0 | 0 | 0 | 0 | 0 | 0 | 0 | 0 | 0 | 0 | 0 | 0 | 0 | 0 | 0 | 0 | 0 | 0 | 0 | 0 | 0 | 0 | 0 | [15 empty] | 0 | 0 | 0 | 0 | 0 | 0 | 0 | 0 | 0 | 0 | 0 | 0 | 0 | 0 | 0 |  | 0 | 0 | 0 | 0 | 0 | 0 | 0 | 0 | 0 | 0 | 0 | 0 | 0 | 0 | 0 | 0 | 0 | 0 | 0 | 0 | 0 | 0 | 0 | 0 | 0 | 0 | 0 | 0 | 0 | 0 | [14 empty] | 0 | 0 | 0 | 0 | 0 | 0 | 0 | 0 | 0 | 0 | 0 | 0 | 0 | 0 | [15 empty] | 0 | 0 | 0 | 0 | 0 | 0 | 0 | 0 | 0 | 0 | 0 | 0 | 0 | 0 | 0 |  | 0 | 0 | 0 | 0 | 0 | 0 | 0 | 0 | 0 | 0 | 0 | 0 | 0 | 0 | 0 | 0 | 0 | 0 | 0 | 0 | 0 | 0 | 0 | 0 | 0 | 0 | 0 | 0 | 0 | 0
PG&E GBA | Contra Costa | 230 | 0 | 0 | 0 | 0 | 0 | 0 | 0 | 0 | 0 | 0 | 0 | 0 | 0 | 0 | 0 | 0 | 0 | 0 | 0 | 0 | 0 | 0 | 0 | 0 | 0 | 0 | 0 | 0 | 0 | 0 | 0 | 0 | 0 | 0 | 0 | 0 | 0 | 0 | 0 | 0 | 0 | 0 | 0 | 0 | [15 empty] | 0 | 0 | 0 | 0 | 0 | 0 | 0 | 0 | 0 | 0 | 0 | 0 | 0 | 0 | 0 |  | 0 | 0 | 0 | 0 | 0 | 0 | 0 | 0 | 0 | 0 | 0 | 0 | 0 | 0 | 0 | 0 | 0 | 0 | 0 | 0 | 0 | 0 | 0 | 0 | 0 | 0 | 0 | 0 | 0 | 0 | [14 empty] | 0 | 0 | 0 | 0 | 0 | 0 | 0 | 0 | 0 | 0 | 0 | 0 | 0 | 0 | [15 empty] | 0 | 0 | 0 | 0 | 0 | 0 | 0 | 0 | 0 | 0 | 0 | 0 | 0 | 0 | 0 |  | 0 | 0 | 0 | 0 | 0 | 0 | 0 | 0 | 0 | 0 | 0 | 0 | 0 | 0 | 0 | 0 | 0 | 0 | 0 | 0 | 0 | 0 | 0 | 0 | 0 | 0 | 0 | 0 | 0 | 0
PG&E GBA | Contra Costa PP | 230 | 0 | 0 | 0 | 0 | 0 | 0 | 0 | 0 | 0 | 0 | 0 | 0 | 0 | 0 | 0 | 0 | 0 | 0 | 0 | 0 | 0 | 0 | 0 | 0 | 0 | 0 | 0 | 0 | 0 | 0 | 0 | 0 | 0 | 0 | 0 | 0 | 0 | 0 | 0 | 0 | 0 | 0 | 0 | 0 | [15 empty] | 0 | 0 | 0 | 0 | 0 | 0 | 0 | 0 | 0 | 0 | 0 | 0 | 0 | 0 | 0 |  | 0 | 0 | 0 | 0 | 0 | 0 | 0 | 0 | 0 | 0 | 0 | 0 | 0 | 0 | 0 | 0 | 0 | 0 | 0 | 0 | 0 | 0 | 0 | 0 | 0 | 0 | 0 | 0 | 0 | 0 | [14 empty] | 0 | 0 | 0 | 0 | 0 | 0 | 0 | 0 | 0 | 0 | 0 | 0 | 0 | 0 | [15 empty] | 0 | 0 | 0 | 0 | 0 | 0 | 0 | 0 | 0 | 0 | 0 | 0 | 0 | 0 | 0 |  | 0 | 0 | 0 | 0 | 0 | 0 | 0 | 0 | 0 | 0 | 0 | 0 | 0 | 0 | 0 | 0 | 0 | 0 | 0 | 0 | 0 | 0 | 0 | 0 | 0 | 0 | 0 | 0 | 0 | 0
SCE NOL | Control | 115 | 0 | 0 | 0 | 0 | 0 | 0 | 0 | 0 | 0 | 0 | 0 | 0 | 0 | 0 | 0 | 9.7 | 0 | 0 | 0 | 0 | 0 | 0 | 0 | 0 | 0 | 0 | 0 | 0 | 0 | 1 | 0 | 0 | 0 | 0 | 0 | 0 | 0 | 0 | 0 | 0 | 0 | 0 | 0 | 0 | [15 empty] | 0 | 0 | 0 | 0 | 0 | 0 | 0 | 0 | 0 | 0 | 0 | 0 | 0 | 0 | 0 |  | 9.7 | 0 | 0 | 0 | 0 | 0 | 0 | 0 | 0 | 0 | 0 | 0 | 0 | 0 | 1 | 0 | 0 | 0 | 0 | 0 | 0 | 0 | 0 | 0 | 0 | 0 | 0 | 0 | 0 | 0 | [14 empty] | 0 | 0 | 0 | 0 | 0 | 0 | 0 | 0 | 0 | 0 | 0 | 0 | 0 | 0 | [15 empty] | 0 | 0 | 0 | 0 | 0 | 0 | 0 | 0 | 0 | 0 | 0 | 0 | 0 | 0 | 0 |  | 9.7 | 0 | 0 | 0 | 0 | 0 | 0 | 0 | 0 | 0 | 0 | 0 | 0 | 0 | 1 | 0 | 0 | 0 | 0 | 0 | 0 | 0 | 0 | 0 | 0 | 0 | 0 | 0 | 0 | 0
SCE NOL | Control | 55 | 0 | 0 | 0 | 0 | 0 | 0 | 0 | 0 | 0 | 0 | 0 | 0 | 0 | 0 | 0 | 0 | 0 | 0 | 0 | 0 | 0 | 0 | 0 | 0 | 0 | 0 | 0 | 0 | 0 | 0 | 0 | 0 | 0 | 0 | 0 | 0 | 0 | 0 | 0 | 0 | 0 | 0 | 0 | 0 | [15 empty] | 0 | 0 | 0 | 0 | 0 | 0 | 0 | 0 | 0 | 0 | 0 | 0 | 0 | 0 | 0 |  | 0 | 0 | 0 | 0 | 0 | 0 | 0 | 0 | 0 | 0 | 0 | 0 | 0 | 0 | 0 | 0 | 0 | 0 | 0 | 0 | 0 | 0 | 0 | 0 | 0 | 0 | 0 | 0 | 0 | 0 | [14 empty] | 0 | 0 | 0 | 0 | 0 | 0 | 0 | 0 | 0 | 0 | 0 | 0 | 0 | 0 | [15 empty] | 0 | 0 | 0 | 0 | 0 | 0 | 0 | 0 | 0 | 0 | 0 | 0 | 0 | 0 | 0 |  | 0 | 0 | 0 | 0 | 0 | 0 | 0 | 0 | 0 | 0 | 0 | 0 | 0 | 0 | 0 | 0 | 0 | 0 | 0 | 0 | 0 | 0 | 0 | 0 | 0 | 0 | 0 | 0 | 0 | 0
PG&E GBA | Cooley Landing | 115 | 0 | 0 | 0 | 0 | 0 | 0 | 0 | 0 | 0 | 0 | 0 | 0 | 0 | 0 | 0 | 0 | 0 | 0 | 0 | 0 | 0 | 0 | 0 | 0 | 0 | 0 | 0 | 0 | 0 | 0 | 0 | 0 | 0 | 0 | 0 | 0 | 0 | 0 | 0 | 0 | 0 | 0 | 0 | 0 | [15 empty] | 0 | 0 | 0 | 0 | 0 | 0 | 0 | 0 | 0 | 0 | 0 | 0 | 0 | 0 | 0 |  | 0 | 0 | 0 | 0 | 0 | 0 | 0 | 0 | 0 | 0 | 0 | 0 | 0 | 0 | 0 | 0 | 0 | 0 | 0 | 0 | 0 | 0 | 0 | 0 | 0 | 0 | 0 | 0 | 0 | 0 | [14 empty] | 0 | 0 | 0 | 0 | 0 | 0 | 0 | 0 | 0 | 0 | 0 | 0 | 0 | 0 | [15 empty] | 0 | 0 | 0 | 0 | 0 | 0 | 0 | 0 | 0 | 0 | 0 | 0 | 0 | 0 | 0 |  | 0 | 0 | 0 | 0 | 0 | 0 | 0 | 0 | 0 | 0 | 0 | 0 | 0 | 0 | 0 | 0 | 0 | 0 | 0 | 0 | 0 | 0 | 0 | 0 | 0 | 0 | 0 | 0 | 0 | 0
PG&E GBA | Cooley Landing | 60 | 0 | 0 | 0 | 0 | 0 | 0 | 0 | 0 | 0 | 0 | 0 | 0 | 0 | 0 | 0 | 0 | 0 | 0 | 0 | 0 | 0 | 0 | 0 | 0 | 0 | 0 | 0 | 0 | 0 | 0 | 0 | 0 | 0 | 0 | 0 | 0 | 0 | 0 | 0 | 0 | 0 | 0 | 0 | 0 | [15 empty] | 0 | 0 | 0 | 0 | 0 | 0 | 0 | 0 | 0 | 0 | 0 | 0 | 0 | 0 | 0 |  | 0 | 0 | 0 | 0 | 0 | 0 | 0 | 0 | 0 | 0 | 0 | 0 | 0 | 0 | 0 | 0 | 0 | 0 | 0 | 0 | 0 | 0 | 0 | 0 | 0 | 0 | 0 | 0 | 0 | 0 | [14 empty] | 0 | 0 | 0 | 0 | 0 | 0 | 0 | 0 | 0 | 0 | 0 | 0 | 0 | 0 | [13 empty] | 15 |  | 1 | 0 | 0 | 0 | 0 | 0 | 0 | 0 | 0 | 0 | 0 | 0 | 0 | 15 | 0 |  | 0 | 0 | 0 | 0 | 0 | 0 | 0 | 0 | 0 | 0 | 0 | 0 | 15 | 0 | 1 | 0 | 0 | 0 | 0 | 0 | 0 | 0 | 0 | 0 | 0 | 0 | 0 | 15 | 0 | 1
SCE NOL | Coolwater | 230 | 0 | 0 | 0 | 0 | 0 | 0 | 0 | 0 | 0 | 0 | 0 | 0 | 0 | 0 | 0 | 0 | 0 | 0 | 0 | 0 | 0 | 0 | 0 | 0 | 0 | 0 | 0 | 0 | 0 | 0 | 0 | 0 | 0 | 0 | 0 | 0 | 0 | 0 | 0 | 0 | 0 | 0 | 0 | 0 | [15 empty] | 0 | 0 | 0 | 0 | 0 | 0 | 0 | 0 | 0 | 0 | 0 | 0 | 0 | 0 | 0 |  | 0 | 0 | 0 | 0 | 0 | 0 | 0 | 0 | 0 | 0 | 0 | 0 | 0 | 0 | 0 | 0 | 0 | 0 | 0 | 0 | 0 | 0 | 0 | 0 | 0 | 0 | 0 | 0 | 0 | 0 | [14 empty] | 0 | 0 | 0 | 0 | 0 | 0 | 0 | 0 | 0 | 0 | 0 | 0 | 0 | 0 | [15 empty] | 0 | 0 | 0 | 0 | 0 | 0 | 0 | 0 | 0 | 0 | 0 | 0 | 0 | 0 | 0 |  | 0 | 0 | 0 | 0 | 0 | 0 | 0 | 0 | 0 | 0 | 0 | 0 | 0 | 0 | 0 | 0 | 0 | 0 | 0 | 0 | 0 | 0 | 0 | 0 | 0 | 0 | 0 | 0 | 0 | 0
SCE NOL | Coolwater | 115 | 0 | 0 | 0 | 0 | 0 | 0 | 0 | 0 | 0 | 0 | 0 | 0 | 0 | 0 | 0 | 0 | 0 | 0 | 0 | 0 | 0 | 0 | 0 | 0 | 0 | 0 | 113.5 | 0 | 0 | 1 | 0 | 0 | 100 | 112.18 | 0 | 0 | 0 | 0 | 0 | 150 | 50 | 0 | 5 | 0 |  |  |  | 80 | -80 | [10 empty] | 1 | 0 | 0 | 180 | 32.18 | 0 | 0 | 0 | 0 | 0 | 150 | 50 | 0 | 5 | 0 |  | 0 | 0 | 180 | 32.18 | 0 | 0 | 0 | 0 | 0 | 150 | 50 | 113.5 | 5 | 0 | 1 | 0 | 0 | 80 | -80 | 0 | 0 | 0 | 0 | 0 | 0 | 0 | 0 | 0 | 0 | 1 | [14 empty] | 0 | 0 | 100 | 112.18 | 0 | 0 | 0 | 0 | 0 | 150 | 50 | 0 | 5 | 0 |  |  |  | 80 | -80 | [10 empty] | 1 | 0 | 0 | 180 | 32.18 | 0 | 0 | 0 | 0 | 0 | 150 | 50 | 0 | 5 | 0 |  | 0 | 0 | 180 | 32.18 | 0 | 0 | 0 | 0 | 0 | 150 | 50 | 113.5 | 5 | 0 | 1 | 0 | 0 | 80 | -80 | 0 | 0 | 0 | 0 | 0 | 0 | 0 | 0 | 0 | 0 | 1
PG&E KERN | Copus | 70 | 0 | 0 | 0 | 0 | 0 | 0 | 0 | 0 | 0 | 0 | 0 | 0 | 0 | 0 | 0 | 0 | 0 | 0 | 0 | 0 | 0 | 0 | 0 | 0 | 0 | 0 | 0 | 0 | 0 | 0 | 0 | 0 | 0 | 0 | 0 | 0 | 0 | 0 | 0 | 0 | 0 | 0 | 0 | 0 | [15 empty] | 0 | 0 | 0 | 0 | 0 | 0 | 0 | 0 | 0 | 0 | 0 | 0 | 0 | 0 | 0 |  | 0 | 0 | 0 | 0 | 0 | 0 | 0 | 0 | 0 | 0 | 0 | 0 | 0 | 0 | 0 | 0 | 0 | 0 | 0 | 0 | 0 | 0 | 0 | 0 | 0 | 0 | 0 | 0 | 0 | 0 | [14 empty] | 0 | 0 | 0 | 0 | 0 | 0 | 0 | 0 | 0 | 0 | 0 | 0 | 0 | 0 | [15 empty] | 0 | 0 | 0 | 0 | 0 | 0 | 0 | 0 | 0 | 0 | 0 | 0 | 0 | 0 | 0 |  | 0 | 0 | 0 | 0 | 0 | 0 | 0 | 0 | 0 | 0 | 0 | 0 | 0 | 0 | 0 | 0 | 0 | 0 | 0 | 0 | 0 | 0 | 0 | 0 | 0 | 0 | 0 | 0 | 0 | 0
PG&E FRESNO | Corcoran | 70 | 0 | 0 | 0 | 0 | 0 | 0 | 0 | 0 | 0 | 0 | 0 | 0 | 0 | 0 | 0 | 0 | 0 | 0 | 0 | 0 | 0 | 0 | 0 | 0 | 0 | 0 | 0 | 0 | 0 | 0 | 0 | 0 | 0 | 0 | 0 | 0 | 0 | 0 | 4.5 | 0 | 0 | 0 | 0 | 0 | [15 empty] | 0 | 0 | 0 | 0 | 0 | 0 | 0 | 0 | 0 | 4.5 | 0 | 0 | 0 | 0 | 0 |  | 0 | 0 | 0 | 0 | 0 | 0 | 0 | 0 | 4.5 | 0 | 0 | 0 | 0 | 0 | 1 | 0 | 0 | 0 | 0 | 0 | 0 | 0 | 0 | 0 | 0 | 0 | 0 | 0 | 0 | 0 | [14 empty] | 0 | 0 | 0 | 0 | 0 | 0 | 0 | 0 | 4.5 | 0 | 0 | 0 | 0 | 0 | [15 empty] | 0 | 0 | 0 | 0 | 0 | 0 | 0 | 0 | 0 | 4.5 | 0 | 0 | 0 | 0 | 0 |  | 0 | 0 | 0 | 0 | 0 | 0 | 0 | 0 | 4.5 | 0 | 0 | 0 | 0 | 0 | 1 | 0 | 0 | 0 | 0 | 0 | 0 | 0 | 0 | 0 | 0 | 0 | 0 | 0 | 0 | 0
PG&E FRESNO | Corcoran | 115 | 0 | 0 | 0 | 0 | 0 | 0 | 0 | 0 | 0 | 0 | 0 | 0 | 0 | 0 | 0 | 0 | 0 | 0 | 0 | 0 | 0 | 0 | 0 | 0 | 0 | 0 | 0 | 0 | 0 | 0 | 0 | 0 | 0 | 0 | 0 | 0 | 0 | 0 | 0 | 0 | 0 | 0 | 0 | 0 | [15 empty] | 0 | 0 | 0 | 0 | 0 | 0 | 0 | 0 | 0 | 0 | 0 | 0 | 0 | 0 | 0 |  | 0 | 0 | 0 | 0 | 0 | 0 | 0 | 0 | 0 | 0 | 0 | 0 | 0 | 0 | 0 | 0 | 0 | 0 | 0 | 0 | 0 | 0 | 0 | 0 | 0 | 0 | 0 | 0 | 0 | 0 | [14 empty] | 0 | 0 | 0 | 0 | 0 | 0 | 0 | 0 | 0 | 0 | 0 | 0 | 0 | 0 | [15 empty] | 0 | 0 | 0 | 0 | 0 | 0 | 0 | 0 | 0 | 0 | 0 | 0 | 0 | 0 | 0 |  | 0 | 0 | 0 | 0 | 0 | 0 | 0 | 0 | 0 | 0 | 0 | 0 | 0 | 0 | 0 | 0 | 0 | 0 | 0 | 0 | 0 | 0 | 0 | 0 | 0 | 0 | 0 | 0 | 0 | 0
PG&E NGBA | Corona | 115 | 0 | 0 | 0 | 0 | 0 | 0 | 0 | 0 | 0 | 0 | 0 | 0 | 0 | 0 | 0 | 0 | 0 | 0 | 0 | 0 | 0 | 0 | 0 | 0 | 0 | 0 | 0 | 0 | 0 | 0 | 0 | 0 | 0 | 0 | 0 | 0 | 0 | 0 | 0 | 0 | 0 | 0 | 0 | 0 | [15 empty] | 0 | 0 | 0 | 0 | 0 | 0 | 0 | 0 | 0 | 0 | 0 | 0 | 0 | 0 | 0 |  | 0 | 0 | 0 | 0 | 0 | 0 | 0 | 0 | 0 | 0 | 0 | 0 | 0 | 0 | 0 | 0 | 0 | 0 | 0 | 0 | 0 | 0 | 0 | 0 | 0 | 0 | 0 | 0 | 0 | 0 | [14 empty] | 0 | 0 | 0 | 0 | 0 | 0 | 0 | 0 | 0 | 0 | 0 | 0 | 0 | 0 | [15 empty] | 0 | 0 | 0 | 0 | 0 | 0 | 0 | 0 | 0 | 0 | 0 | 0 | 0 | 0 | 0 |  | 0 | 0 | 0 | 0 | 0 | 0 | 0 | 0 | 0 | 0 | 0 | 0 | 0 | 0 | 0 | 0 | 0 | 0 | 0 | 0 | 0 | 0 | 0 | 0 | 0 | 0 | 0 | 0 | 0 | 0
PG&E NGBA | Cortina | 230 | 0 | 0 | 0 | 0 | 0 | 0 | 0 | 0 | 0 | 0 | 0 | 0 | 0 | 0 | 0 | 0 | 0 | 0 | 0 | 0 | 0 | 0 | 0 | 0 | 0 | 0 | 0 | 0 | 0 | 0 | 0 | 0 | 0 | 0 | 0 | 0 | 0 | 0 | 0 | 0 | 0 | 0 | 0 | 0 | [15 empty] | 0 | 0 | 0 | 0 | 0 | 0 | 0 | 0 | 0 | 0 | 0 | 0 | 0 | 0 | 0 |  | 0 | 0 | 0 | 0 | 0 | 0 | 0 | 0 | 0 | 0 | 0 | 0 | 0 | 0 | 0 | 0 | 0 | 0 | 0 | 0 | 0 | 0 | 0 | 0 | 0 | 0 | 0 | 0 | 0 | 0 | [14 empty] | 0 | 0 | 0 | 0 | 0 | 0 | 0 | 0 | 0 | 0 | 0 | 0 | 0 | 0 | [15 empty] | 0 | 0 | 0 | 0 | 0 | 0 | 0 | 0 | 0 | 0 | 0 | 0 | 0 | 0 | 0 |  | 0 | 0 | 0 | 0 | 0 | 0 | 0 | 0 | 0 | 0 | 0 | 0 | 0 | 0 | 0 | 0 | 0 | 0 | 0 | 0 | 0 | 0 | 0 | 0 | 0 | 0 | 0 | 0 | 0 | 0
PG&E NGBA | Cortina | 115 | 0 | 0 | 0 | 0 | 0 | 0 | 0 | 0 | 0 | 0 | 0 | 0 | 0 | 0 | 0 | 0 | 0 | 0 | 0 | 0 | 0 | 0 | 0 | 0 | 0 | 0 | 0 | 0 | 0 | 0 | 0 | 5 | 0 | 0 | 0 | 0 | 0 | 0 | 0 | 0 | 80 | 80 | 0 | 0 | [12 empty] | -80 | 45 |  | 1 | 0 | 5 | 0 | 0 | 0 | 0 | 0 | 0 | 0 | 0 | 80 | 0 | 45 | 0 |  | 0 | 5 | 0 | 0 | 0 | 0 | 0 | 0 | 0 | 0 | 80 | 0 | 45 | 0 | 1 | 0 | 0 | 0 | 0 | 0 | 0 | 0 | 0 | 0 | 0 | 0 | -80 | 45 | 0 | 1 | [9 empty] | 50 |  |  | 40 |  | 0 | 5 | 0 | 0 | 0 | 0 | 0 | 0 | 0 | 50 | 80 | 80 | 40 | 0 | [12 empty] | -80 | 45 |  | 1 | 0 | 5 | 0 | 0 | 0 | 0 | 0 | 0 | 0 | 50 | 80 | 0 | 85 | 0 |  | 0 | 5 | 0 | 0 | 0 | 0 | 0 | 0 | 0 | 50 | 80 | 0 | 85 | 0 | 1 | 0 | 0 | 0 | 0 | 0 | 0 | 0 | 0 | 0 | 0 | 0 | -80 | 45 | 0 | 1
PG&E GBA | Cottle | 230 | 0 | 0 | 0 | 0 | 0 | 0 | 0 | 0 | 0 | 0 | 0 | 0 | 0 | 0 | 0 | 0 | 0 | 0 | 0 | 0 | 0 | 0 | 0 | 0 | 0 | 0 | 0 | 0 | 0 | 0 | 0 | 0 | 0 | 0 | 0 | 0 | 0 | 0 | 0 | 0 | 0 | 0 | 0 | 0 | [15 empty] | 0 | 0 | 0 | 0 | 0 | 0 | 0 | 0 | 0 | 0 | 0 | 0 | 0 | 0 | 0 |  | 0 | 0 | 0 | 0 | 0 | 0 | 0 | 0 | 0 | 0 | 0 | 0 | 0 | 0 | 0 | 0 | 0 | 0 | 0 | 0 | 0 | 0 | 0 | 0 | 0 | 0 | 0 | 0 | 0 | 0 | [14 empty] | 0 | 0 | 0 | 0 | 0 | 0 | 0 | 0 | 0 | 0 | 0 | 0 | 0 | 0 | [15 empty] | 0 | 0 | 0 | 0 | 0 | 0 | 0 | 0 | 0 | 0 | 0 | 0 | 0 | 0 | 0 |  | 0 | 0 | 0 | 0 | 0 | 0 | 0 | 0 | 0 | 0 | 0 | 0 | 0 | 0 | 0 | 0 | 0 | 0 | 0 | 0 | 0 | 0 | 0 | 0 | 0 | 0 | 0 | 0 | 0 | 0
PG&E NGBA | Cottonwood | 115 | 0 | 0 | 0 | 0 | 0 | 0 | 0 | 0 | 0 | 0 | 0 | 0 | 0 | 0 | 0 | 0 | 0 | 0 | 0 | 0 | 0 | 0 | 0 | 0 | 0 | 0 | 0 | 0 | 0 | 0 | 0 | 0 | 0 | 0 | 0 | 0 | 0 | 0 | 0 | 0 | 0 | 0 | 0 | 0 | [15 empty] | 0 | 0 | 0 | 0 | 0 | 0 | 0 | 0 | 0 | 0 | 0 | 0 | 0 | 0 | 0 |  | 0 | 0 | 0 | 0 | 0 | 0 | 0 | 0 | 0 | 0 | 0 | 0 | 0 | 0 | 0 | 0 | 0 | 0 | 0 | 0 | 0 | 0 | 0 | 0 | 0 | 0 | 0 | 0 | 0 | 0 | [14 empty] | 0 | 0 | 0 | 0 | 0 | 0 | 0 | 0 | 0 | 0 | 0 | 0 | 0 | 0 | [15 empty] | 0 | 0 | 0 | 0 | 0 | 0 | 0 | 0 | 0 | 0 | 0 | 0 | 0 | 0 | 0 |  | 0 | 0 | 0 | 0 | 0 | 0 | 0 | 0 | 0 | 0 | 0 | 0 | 0 | 0 | 0 | 0 | 0 | 0 | 0 | 0 | 0 | 0 | 0 | 0 | 0 | 0 | 0 | 0 | 0 | 0
PG&E NGBA | Cottonwood | 230 | 0 | 0 | 0 | 0 | 0 | 0 | 0 | 0 | 0 | 0 | 0 | 0 | 0 | 0 | 0 | 0 | 0 | 0 | 0 | 0 | 0 | 0 | 0 | 0 | 0 | 0 | 0 | 0 | 0 | 0 | 0 | 0 | 0 | 0 | 0 | 0 | 0 | 0 | 0 | 0 | 0 | 0 | 0 | 0 | [15 empty] | 0 | 0 | 0 | 0 | 0 | 0 | 0 | 0 | 0 | 0 | 0 | 0 | 0 | 0 | 0 |  | 0 | 0 | 0 | 0 | 0 | 0 | 0 | 0 | 0 | 0 | 0 | 0 | 0 | 0 | 0 | 0 | 0 | 0 | 0 | 0 | 0 | 0 | 0 | 0 | 0 | 0 | 0 | 0 | 0 | 0 | [14 empty] | 0 | 0 | 0 | 0 | 0 | 0 | 0 | 0 | 0 | 0 | 0 | 0 | 0 | 0 | [15 empty] | 0 | 0 | 0 | 0 | 0 | 0 | 0 | 0 | 0 | 0 | 0 | 0 | 0 | 0 | 0 |  | 0 | 0 | 0 | 0 | 0 | 0 | 0 | 0 | 0 | 0 | 0 | 0 | 0 | 0 | 0 | 0 | 0 | 0 | 0 | 0 | 0 | 0 | 0 | 0 | 0 | 0 | 0 | 0 | 0 | 0
PG&E NGBA | Cottonwood | 60 | 0 | 0 | 0 | 0 | 0 | 0 | 0 | 0 | 0 | 0 | 0 | 0 | 0 | 0 | 0 | 0 | 0 | 0 | 0 | 0 | 0 | 0 | 0 | 0 | 0 | 0 | 0 | 0 | 0 | 0 | 0 | 0 | 0 | 0 | 0 | 0 | 0 | 0 | 0 | 0 | 0 | 0 | 0 | 0 | [15 empty] | 0 | 0 | 0 | 0 | 0 | 0 | 0 | 0 | 0 | 0 | 0 | 0 | 0 | 0 | 0 |  | 0 | 0 | 0 | 0 | 0 | 0 | 0 | 0 | 0 | 0 | 0 | 0 | 0 | 0 | 0 | 0 | 0 | 0 | 0 | 0 | 0 | 0 | 0 | 0 | 0 | 0 | 0 | 0 | 0 | 0 | [14 empty] | 0 | 0 | 0 | 0 | 0 | 0 | 0 | 0 | 0 | 0 | 0 | 0 | 0 | 0 | [15 empty] | 0 | 0 | 0 | 0 | 0 | 0 | 0 | 0 | 0 | 0 | 0 | 0 | 0 | 0 | 0 |  | 0 | 0 | 0 | 0 | 0 | 0 | 0 | 0 | 0 | 0 | 0 | 0 | 0 | 0 | 0 | 0 | 0 | 0 | 0 | 0 | 0 | 0 | 0 | 0 | 0 | 0 | 0 | 0 | 0 | 0
PG&E NGBA | Cove Road | 230 | 0 | 0 | 0 | 0 | 0 | 0 | 0 | 0 | 0 | 0 | 0 | 0 | 0 | 0 | 0 | 0 | 0 | 0 | 0 | 0 | 0 | 0 | 0 | 0 | 0 | 0 | 0 | 0 | 0 | 0 | 0 | 0 | 0 | 0 | 0 | 0 | 0 | 0 | 0 | 0 | 0 | 0 | 0 | 0 | [15 empty] | 0 | 0 | 0 | 0 | 0 | 0 | 0 | 0 | 0 | 0 | 0 | 0 | 0 | 0 | 0 |  | 0 | 0 | 0 | 0 | 0 | 0 | 0 | 0 | 0 | 0 | 0 | 0 | 0 | 0 | 0 | 0 | 0 | 0 | 0 | 0 | 0 | 0 | 0 | 0 | 0 | 0 | 0 | 0 | 0 | 0 | [14 empty] | 0 | 0 | 0 | 0 | 0 | 0 | 0 | 0 | 0 | 0 | 0 | 0 | 0 | 0 | [15 empty] | 0 | 0 | 0 | 0 | 0 | 0 | 0 | 0 | 0 | 0 | 0 | 0 | 0 | 0 | 0 |  | 0 | 0 | 0 | 0 | 0 | 0 | 0 | 0 | 0 | 0 | 0 | 0 | 0 | 0 | 0 | 0 | 0 | 0 | 0 | 0 | 0 | 0 | 0 | 0 | 0 | 0 | 0 | 0 | 0 | 0
PG&E GBA | Coyote | 230 | 0 | 0 | 0 | 0 | 0 | 0 | 0 | 0 | 0 | 0 | 0 | 0 | 0 | 0 | 0 | 0 | 0 | 0 | 0 | 0 | 0 | 0 | 0 | 0 | 0 | 0 | 0 | 0 | 0 | 0 | 0 | 0 | 0 | 0 | 0 | 0 | 0 | 0 | 0 | 0 | 0 | 0 | 0 | 0 | [15 empty] | 0 | 0 | 0 | 0 | 0 | 0 | 0 | 0 | 0 | 0 | 0 | 0 | 0 | 0 | 0 |  | 0 | 0 | 0 | 0 | 0 | 0 | 0 | 0 | 0 | 0 | 0 | 0 | 0 | 0 | 0 | 0 | 0 | 0 | 0 | 0 | 0 | 0 | 0 | 0 | 0 | 0 | 0 | 0 | 0 | 0 | [14 empty] | 0 | 0 | 0 | 0 | 0 | 0 | 0 | 0 | 0 | 0 | 0 | 0 | 0 | 0 | [15 empty] | 0 | 0 | 0 | 0 | 0 | 0 | 0 | 0 | 0 | 0 | 0 | 0 | 0 | 0 | 0 |  | 0 | 0 | 0 | 0 | 0 | 0 | 0 | 0 | 0 | 0 | 0 | 0 | 0 | 0 | 0 | 0 | 0 | 0 | 0 | 0 | 0 | 0 | 0 | 0 | 0 | 0 | 0 | 0 | 0 | 0
PG&E GBA | Crazy Horse Canyon | 115 | 0 | 0 | 0 | 0 | 0 | 0 | 0 | 0 | 0 | 0 | 0 | 0 | 0 | 0 | 0 | 0 | 0 | 0 | 0 | 0 | 0 | 0 | 0 | 0 | 0 | 0 | 0 | 0 | 0 | 0 | 0 | 0 | 0 | 0 | 0 | 0 | 0 | 0 | 0 | 0 | 0 | 0 | 0 | 0 | [15 empty] | 0 | 0 | 0 | 0 | 0 | 0 | 0 | 0 | 0 | 0 | 0 | 0 | 0 | 0 | 0 |  | 0 | 0 | 0 | 0 | 0 | 0 | 0 | 0 | 0 | 0 | 0 | 0 | 0 | 0 | 0 | 0 | 0 | 0 | 0 | 0 | 0 | 0 | 0 | 0 | 0 | 0 | 0 | 0 | 0 | 0 | [14 empty] | 0 | 0 | 0 | 0 | 0 | 0 | 0 | 0 | 0 | 0 | 0 | 0 | 0 | 0 | [15 empty] | 0 | 0 | 0 | 0 | 0 | 0 | 0 | 0 | 0 | 0 | 0 | 0 | 0 | 0 | 0 |  | 0 | 0 | 0 | 0 | 0 | 0 | 0 | 0 | 0 | 0 | 0 | 0 | 0 | 0 | 0 | 0 | 0 | 0 | 0 | 0 | 0 | 0 | 0 | 0 | 0 | 0 | 0 | 0 | 0 | 0
SDGE | Creelman | 69 | 0 | 0 | 0 | 0 | 0 | 0 | 0 | 0 | 0 | 0 | 0 | 0 | 0 | 0 | 0 | 0 | 0 | 0 | 0 | 0 | 0 | 0 | 0 | 0 | 0 | 0 | 7.8 | 0 | 0 | 1 | 0 | 0 | 0 | 0 | 0 | 0 | 0 | 0 | 0 | 0 | 0 | 0 | 0 | 0 | [15 empty] | 0 | 0 | 0 | 0 | 0 | 0 | 0 | 0 | 0 | 0 | 0 | 0 | 0 | 0 | 0 |  | 0 | 0 | 0 | 0 | 0 | 0 | 0 | 0 | 0 | 0 | 0 | 7.8 | 0 | 0 | 1 | 0 | 0 | 0 | 0 | 0 | 0 | 0 | 0 | 0 | 0 | 0 | 0 | 0 | 0 | 0 | [14 empty] | 0 | 0 | 0 | 0 | 0 | 0 | 0 | 0 | 0 | 0 | 0 | 0 | 0 | 0 | [15 empty] | 0 | 0 | 0 | 0 | 0 | 0 | 0 | 0 | 0 | 0 | 0 | 0 | 0 | 0 | 0 |  | 0 | 0 | 0 | 0 | 0 | 0 | 0 | 0 | 0 | 0 | 0 | 7.8 | 0 | 0 | 1 | 0 | 0 | 0 | 0 | 0 | 0 | 0 | 0 | 0 | 0 | 0 | 0 | 0 | 0 | 0
PG&E FRESNO | Crescent | 70 | 0 | 0 | 0 | 0 | 0 | 0 | 0 | 0 | 0 | 0 | 35 | 35 | 0 | 0 | 1 | 0 | 0 | 0 | 0 | 0 | 0 | 0 | 0 | 0 | 0 | 35 | 35 | 0 | 0 | 1 | 0 | 0 | 0 | 0 | 0 | 0 | 0 | 0 | 0 | 5 | 65 | 27 | 0 | 0 | [11 empty] | -35 | -27 |  |  | 1 | 0 | 0 | 0 | 0 | 0 | 0 | 0 | 0 | 0 | 5 | 30 | 0 | 0 | 0 |  | 0 | 0 | 0 | 0 | 0 | 0 | 0 | 0 | 0 | 5 | 65 | 35 | 0 | 0 | 1 | 0 | 0 | 0 | 0 | 0 | 0 | 0 | 0 | 0 | 0 | 0 | 8 | 0 | 0 | 1 | [14 empty] | 0 | 0 | 0 | 0 | 0 | 0 | 0 | 0 | 0 | 5 | 65 | 27 | 0 | 0 | [11 empty] | -35 | -27 |  |  | 1 | 0 | 0 | 0 | 0 | 0 | 0 | 0 | 0 | 0 | 5 | 30 | 0 | 0 | 0 |  | 0 | 0 | 0 | 0 | 0 | 0 | 0 | 0 | 0 | 5 | 65 | 35 | 0 | 0 | 1 | 0 | 0 | 0 | 0 | 0 | 0 | 0 | 0 | 0 | 0 | 0 | 8 | 0 | 0 | 1
PG&E FRESNO | Cressey | 115 | 0 | 0 | 0 | 0 | 0 | 0 | 0 | 0 | 0 | 0 | 0 | 0 | 0 | 0 | 0 | 0 | 0 | 0 | 0 | 0 | 0 | 0 | 0 | 0 | 0 | 0 | 0 | 0 | 0 | 0 | 0 | 0 | 0 | 0 | 0 | 0 | 0 | 0 | 0 | 0 | 0 | 0 | 0 | 0 | [15 empty] | 0 | 0 | 0 | 0 | 0 | 0 | 0 | 0 | 0 | 0 | 0 | 0 | 0 | 0 | 0 |  | 0 | 0 | 0 | 0 | 0 | 0 | 0 | 0 | 0 | 0 | 0 | 0 | 0 | 0 | 0 | 0 | 0 | 0 | 0 | 0 | 0 | 0 | 0 | 0 | 0 | 0 | 0 | 0 | 0 | 0 | [14 empty] | 0 | 0 | 0 | 0 | 0 | 0 | 0 | 0 | 0 | 0 | 0 | 0 | 0 | 0 | [15 empty] | 0 | 0 | 0 | 0 | 0 | 0 | 0 | 0 | 0 | 0 | 0 | 0 | 0 | 0 | 0 |  | 0 | 0 | 0 | 0 | 0 | 0 | 0 | 0 | 0 | 0 | 0 | 0 | 0 | 0 | 0 | 0 | 0 | 0 | 0 | 0 | 0 | 0 | 0 | 0 | 0 | 0 | 0 | 0 | 0 | 0
PG&E NGBA | Cresta | 230 | 0 | 0 | 0 | 0 | 0 | 0 | 0 | 0 | 0 | 0 | 0 | 0 | 0 | 0 | 0 | 0 | 0 | 0 | 0 | 0 | 0 | 0 | 0 | 0 | 0 | 0 | 0 | 0 | 0 | 0 | 0 | 0 | 0 | 0 | 0 | 0 | 0 | 0 | 0 | 0 | 0 | 0 | 0 | 0 | [15 empty] | 0 | 0 | 0 | 0 | 0 | 0 | 0 | 0 | 0 | 0 | 0 | 0 | 0 | 0 | 0 |  | 0 | 0 | 0 | 0 | 0 | 0 | 0 | 0 | 0 | 0 | 0 | 0 | 0 | 0 | 0 | 0 | 0 | 0 | 0 | 0 | 0 | 0 | 0 | 0 | 0 | 0 | 0 | 0 | 0 | 0 | [14 empty] | 0 | 0 | 0 | 0 | 0 | 0 | 0 | 0 | 0 | 0 | 0 | 0 | 0 | 0 | [15 empty] | 0 | 0 | 0 | 0 | 0 | 0 | 0 | 0 | 0 | 0 | 0 | 0 | 0 | 0 | 0 |  | 0 | 0 | 0 | 0 | 0 | 0 | 0 | 0 | 0 | 0 | 0 | 0 | 0 | 0 | 0 | 0 | 0 | 0 | 0 | 0 | 0 | 0 | 0 | 0 | 0 | 0 | 0 | 0 | 0 | 0
SDGE | Crestwood | 69 | 0 | 0 | 0 | 0 | 0 | 0 | 0 | 0 | 0 | 0 | 0 | 0 | 0 | 0 | 0 | 0 | 0 | 0 | 0 | 0 | 0 | 0 | 0 | 0 | 0 | 0 | 0 | 0 | 0 | 0 | 0 | 0 | 0 | 0 | 0 | 0 | 0 | 0 | 0 | 0 | 0 | 0 | 0 | 0 | [15 empty] | 0 | 0 | 0 | 0 | 0 | 0 | 0 | 0 | 0 | 0 | 0 | 0 | 0 | 0 | 0 |  | 0 | 0 | 0 | 0 | 0 | 0 | 0 | 0 | 0 | 0 | 0 | 0 | 0 | 0 | 0 | 0 | 0 | 0 | 0 | 0 | 0 | 0 | 0 | 0 | 0 | 0 | 0 | 0 | 0 | 0 | [14 empty] | 0 | 0 | 0 | 0 | 0 | 0 | 0 | 0 | 0 | 0 | 0 | 0 | 0 | 0 | [15 empty] | 0 | 0 | 0 | 0 | 0 | 0 | 0 | 0 | 0 | 0 | 0 | 0 | 0 | 0 | 0 |  | 0 | 0 | 0 | 0 | 0 | 0 | 0 | 0 | 0 | 0 | 0 | 0 | 0 | 0 | 0 | 0 | 0 | 0 | 0 | 0 | 0 | 0 | 0 | 0 | 0 | 0 | 0 | 0 | 0 | 0
PG&E GBA | Crow Creek | 60 | 0 | 0 | 0 | 0 | 0 | 0 | 0 | 0 | 0 | 0 | 0 | 0 | 0 | 0 | 0 | 0 | 0 | 0 | 0 | 0 | 0 | 0 | 0 | 0 | 0 | 0 | 0 | 0 | 0 | 0 | 0 | 0 | 0 | 0 | 0 | 0 | 0 | 0 | 0 | 0 | 0 | 0 | 0 | 0 | [15 empty] | 0 | 0 | 0 | 0 | 0 | 0 | 0 | 0 | 0 | 0 | 0 | 0 | 0 | 0 | 0 |  | 0 | 0 | 0 | 0 | 0 | 0 | 0 | 0 | 0 | 0 | 0 | 0 | 0 | 0 | 0 | 0 | 0 | 0 | 0 | 0 | 0 | 0 | 0 | 0 | 0 | 0 | 0 | 0 | 0 | 0 | [14 empty] | 0 | 0 | 0 | 0 | 0 | 0 | 0 | 0 | 0 | 0 | 0 | 0 | 0 | 0 | [15 empty] | 0 | 0 | 0 | 0 | 0 | 0 | 0 | 0 | 0 | 0 | 0 | 0 | 0 | 0 | 0 |  | 0 | 0 | 0 | 0 | 0 | 0 | 0 | 0 | 0 | 0 | 0 | 0 | 0 | 0 | 0 | 0 | 0 | 0 | 0 | 0 | 0 | 0 | 0 | 0 | 0 | 0 | 0 | 0 | 0 | 0
PG&E GBA | Crows Landing | 60 | 0 | 0 | 0 | 0 | 0 | 0 | 0 | 0 | 0 | 0 | 0 | 0 | 0 | 0 | 0 | 0 | 0 | 0 | 0 | 0 | 0 | 0 | 0 | 0 | 0 | 0 | 0 | 0 | 0 | 0 | 0 | 0 | 0 | 0 | 0 | 0 | 0 | 0 | 0 | 0 | 0 | 0 | 0 | 0 | [15 empty] | 0 | 0 | 0 | 0 | 0 | 0 | 0 | 0 | 0 | 0 | 0 | 0 | 0 | 0 | 0 |  | 0 | 0 | 0 | 0 | 0 | 0 | 0 | 0 | 0 | 0 | 0 | 0 | 0 | 0 | 0 | 0 | 0 | 0 | 0 | 0 | 0 | 0 | 0 | 0 | 0 | 0 | 0 | 0 | 0 | 0 | [14 empty] | 0 | 0 | 0 | 0 | 0 | 0 | 0 | 0 | 0 | 0 | 0 | 0 | 0 | 0 | [15 empty] | 0 | 0 | 0 | 0 | 0 | 0 | 0 | 0 | 0 | 0 | 0 | 0 | 0 | 0 | 0 |  | 0 | 0 | 0 | 0 | 0 | 0 | 0 | 0 | 0 | 0 | 0 | 0 | 0 | 0 | 0 | 0 | 0 | 0 | 0 | 0 | 0 | 0 | 0 | 0 | 0 | 0 | 0 | 0 | 0 | 0
PG&E GBA | Curtis | 115 | 0 | 0 | 0 | 0 | 0 | 0 | 0 | 0 | 0 | 0 | 0 | 0 | 0 | 0 | 0 | 0 | 0 | 0 | 0 | 0 | 0 | 0 | 0 | 0 | 0 | 0 | 0 | 0 | 0 | 0 | 0 | 0 | 0 | 0 | 0 | 0 | 0 | 0 | 0 | 0 | 0 | 0 | 0 | 0 | [15 empty] | 0 | 0 | 0 | 0 | 0 | 0 | 0 | 0 | 0 | 0 | 0 | 0 | 0 | 0 | 0 |  | 0 | 0 | 0 | 0 | 0 | 0 | 0 | 0 | 0 | 0 | 0 | 0 | 0 | 0 | 0 | 0 | 0 | 0 | 0 | 0 | 0 | 0 | 0 | 0 | 0 | 0 | 0 | 0 | 0 | 0 | [14 empty] | 0 | 0 | 0 | 0 | 0 | 0 | 0 | 0 | 0 | 0 | 0 | 0 | 0 | 0 | [15 empty] | 0 | 0 | 0 | 0 | 0 | 0 | 0 | 0 | 0 | 0 | 0 | 0 | 0 | 0 | 0 |  | 0 | 0 | 0 | 0 | 0 | 0 | 0 | 0 | 0 | 0 | 0 | 0 | 0 | 0 | 0 | 0 | 0 | 0 | 0 | 0 | 0 | 0 | 0 | 0 | 0 | 0 | 0 | 0 | 0 | 0
PG&E FRESNO | Dairyland | 115 | 0 | 0 | 0 | 0 | 0 | 0 | 0 | 0 | 0 | 0 | 0 | 0 | 0 | 0 | 0 | 0 | 0 | 0 | 0 | 0 | 0 | 0 | 0 | 0 | 0 | 0 | 0 | 0 | 0 | 0 | 0 | 0 | 0 | 0 | 0 | 0 | 0 | 0 | 5 | 0 | 0 | 0 | 0 | 0 | [15 empty] | 0 | 0 | 0 | 0 | 0 | 0 | 0 | 0 | 0 | 5 | 0 | 0 | 0 | 0 | 0 |  | 0 | 0 | 0 | 0 | 0 | 0 | 0 | 0 | 5 | 0 | 0 | 0 | 0 | 0 | 1 | 0 | 0 | 0 | 0 | 0 | 0 | 0 | 0 | 0 | 0 | 0 | 0 | 0 | 0 | 0 | [14 empty] | 0 | 0 | 0 | 0 | 0 | 0 | 0 | 0 | 5 | 0 | 0 | 0 | 0 | 0 | [15 empty] | 0 | 0 | 0 | 0 | 0 | 0 | 0 | 0 | 0 | 5 | 0 | 0 | 0 | 0 | 0 |  | 0 | 0 | 0 | 0 | 0 | 0 | 0 | 0 | 5 | 0 | 0 | 0 | 0 | 0 | 1 | 0 | 0 | 0 | 0 | 0 | 0 | 0 | 0 | 0 | 0 | 0 | 0 | 0 | 0 | 0
PG&E NGBA | Davis | 115 | 0 | 0 | 0 | 0 | 0 | 0 | 0 | 0 | 0 | 0 | 0 | 0 | 0 | 0 | 0 | 0 | 0 | 0 | 0 | 0 | 0 | 0 | 0 | 0 | 0 | 0 | 0 | 0 | 0 | 0 | 0 | 0 | 0 | 0 | 0 | 0 | 0 | 0 | 0 | 0 | 0 | 0 | 0 | 0 | [15 empty] | 0 | 0 | 0 | 0 | 0 | 0 | 0 | 0 | 0 | 0 | 0 | 0 | 0 | 0 | 0 |  | 0 | 0 | 0 | 0 | 0 | 0 | 0 | 0 | 0 | 0 | 0 | 0 | 0 | 0 | 0 | 0 | 0 | 0 | 0 | 0 | 0 | 0 | 0 | 0 | 0 | 0 | 0 | 0 | 0 | 0 | [9 empty] | 20 | 80 |  | 35 |  | 0 | 0 | 0 | 0 | 0 | 0 | 0 | 0 | 0 | 20 | 80 | 0 | 35 | 0 | [15 empty] | 0 | 0 | 0 | 0 | 0 | 0 | 0 | 0 | 0 | 0 | 20 | 80 | 0 | 35 | 0 |  | 0 | 0 | 0 | 0 | 0 | 0 | 0 | 0 | 0 | 20 | 80 | 0 | 35 | 0 | 1 | 0 | 0 | 0 | 0 | 0 | 0 | 0 | 0 | 0 | 0 | 0 | 0 | 0 | 0 | 0
SCE Metro | Del Amo | 500 | 0 | 0 | 0 | 0 | 0 | 0 | 0 | 0 | 0 | 0 | 0 | 0 | 0 | 0 | 0 | 0 | 0 | 0 | 0 | 0 | 0 | 0 | 0 | 0 | 0 | 0 | 0 | 0 | 0 | 0 | 0 | 0 | 0 | 0 | 0 | 0 | 0 | 0 | 0 | 0 | 0 | 0 | 0 | 0 | [15 empty] | 0 | 0 | 0 | 0 | 0 | 0 | 0 | 0 | 0 | 0 | 0 | 0 | 0 | 0 | 0 |  | 0 | 0 | 0 | 0 | 0 | 0 | 0 | 0 | 0 | 0 | 0 | 0 | 0 | 0 | 0 | 0 | 0 | 0 | 0 | 0 | 0 | 0 | 0 | 0 | 0 | 0 | 0 | 0 | 0 | 0 | [14 empty] | 0 | 0 | 0 | 0 | 0 | 0 | 0 | 0 | 0 | 0 | 0 | 0 | 0 | 0 | [15 empty] | 0 | 0 | 0 | 0 | 0 | 0 | 0 | 0 | 0 | 0 | 0 | 0 | 0 | 0 | 0 |  | 0 | 0 | 0 | 0 | 0 | 0 | 0 | 0 | 0 | 0 | 0 | 0 | 0 | 0 | 0 | 0 | 0 | 0 | 0 | 0 | 0 | 0 | 0 | 0 | 0 | 0 | 0 | 0 | 0 | 0
SCE Metro | Del Amo | 230 | 0 | 0 | 0 | 0 | 0 | 0 | 0 | 0 | 0 | 0 | 0 | 0 | 0 | 0 | 0 | 0 | 0 | 0 | 0 | 0 | 0 | 0 | 0 | 0 | 0 | 0 | 0 | 0 | 0 | 0 | 0 | 0 | 0 | 0 | 0 | 0 | 0 | 0 | 0 | 0 | 0 | 0 | 0 | 0 | [15 empty] | 0 | 0 | 0 | 0 | 0 | 0 | 0 | 0 | 0 | 0 | 0 | 0 | 0 | 0 | 0 |  | 0 | 0 | 0 | 0 | 0 | 0 | 0 | 0 | 0 | 0 | 0 | 0 | 0 | 0 | 0 | 0 | 0 | 0 | 0 | 0 | 0 | 0 | 0 | 0 | 0 | 0 | 0 | 0 | 0 | 0 | [14 empty] | 0 | 0 | 0 | 0 | 0 | 0 | 0 | 0 | 0 | 0 | 0 | 0 | 0 | 0 | [15 empty] | 0 | 0 | 0 | 0 | 0 | 0 | 0 | 0 | 0 | 0 | 0 | 0 | 0 | 0 | 0 |  | 0 | 0 | 0 | 0 | 0 | 0 | 0 | 0 | 0 | 0 | 0 | 0 | 0 | 0 | 0 | 0 | 0 | 0 | 0 | 0 | 0 | 0 | 0 | 0 | 0 | 0 | 0 | 0 | 0 | 0
SCE Eastern | Delaney | 500 | 0 | 0 | 0 | 0 | 0 | 0 | 0 | 0 | 0 | 0 | 0 | 0 | 0 | 0 | 0 | 0 | 0 | 0 | 0 | 0 | 0 | 0 | 0 | 0 | 0 | 0 | 0 | 0 | 0 | 0 | 0 | 0 | 0 | 0 | 0 | 0 | 0 | 0 | 0 | 0 | 0 | 0 | 0 | 0 | [15 empty] | 0 | 0 | 0 | 0 | 0 | 0 | 0 | 0 | 0 | 0 | 0 | 0 | 0 | 0 | 0 |  | 0 | 0 | 0 | 0 | 0 | 0 | 0 | 0 | 0 | 0 | 0 | 0 | 0 | 0 | 0 | 0 | 0 | 0 | 0 | 0 | 0 | 0 | 0 | 0 | 0 | 0 | 0 | 0 | 0 | 0 | [9 empty] | 250 | 350 |  | 125 |  | 0 | 0 | 0 | 0 | 0 | 0 | 0 | 0 | 0 | 250 | 350 | 0 | 125 | 0 | [10 empty] | -100 | -100 |  | -25 |  | 1 | 0 | 0 | 0 | 0 | 0 | 0 | 0 | 0 | 0 | 150 | 250 | 0 | 100 | 0 |  | 0 | 0 | 0 | 0 | 0 | 0 | 0 | 0 | 0 | 150 | 250 | 0 | 100 | 0 | 1 | 0 | 0 | 0 | 0 | 0 | 0 | 0 | 0 | 0 | -100 | -100 | 0 | -25 | 0 | 1
PG&E NGBA | Delevan | 230 | 0 | 0 | 0 | 0 | 0 | 0 | 0 | 0 | 0 | 0 | 0 | 0 | 0 | 0 | 0 | 0 | 0 | 0 | 0 | 0 | 0 | 0 | 0 | 0 | 0 | 0 | 0 | 0 | 0 | 0 | 0 | 0 | 0 | 0 | 0 | 0 | 0 | 0 | 0 | 50 | 150 | 0 | 50 | 0 | [15 empty] | 0 | 0 | 0 | 0 | 0 | 0 | 0 | 0 | 0 | 0 | 50 | 150 | 0 | 50 | 0 |  | 0 | 0 | 0 | 0 | 0 | 0 | 0 | 0 | 0 | 50 | 150 | 0 | 50 | 0 | 1 | 0 | 0 | 0 | 0 | 0 | 0 | 0 | 0 | 0 | 0 | 0 | 0 | 0 | 0 | 0 | [9 empty] | 185 | 350 |  | 150 |  | 0 | 0 | 0 | 0 | 0 | 0 | 0 | 0 | 0 | 235 | 500 | 0 | 200 | 0 | [13 empty] | -75 |  | 1 | 0 | 0 | 0 | 0 | 0 | 0 | 0 | 0 | 0 | 235 | 500 | 0 | 125 | 0 |  | 0 | 0 | 0 | 0 | 0 | 0 | 0 | 0 | 0 | 235 | 500 | 0 | 125 | 0 | 1 | 0 | 0 | 0 | 0 | 0 | 0 | 0 | 0 | 0 | 0 | 0 | 0 | -75 | 0 | 1
PG&E GBA | Delta PP | 230 | 0 | 0 | 0 | 0 | 0 | 0 | 0 | 0 | 0 | 0 | 0 | 0 | 0 | 0 | 0 | 0 | 0 | 0 | 0 | 0 | 0 | 0 | 0 | 0 | 0 | 0 | 0 | 0 | 0 | 0 | 0 | 0 | 0 | 0 | 0 | 0 | 0 | 0 | 0 | 0 | 0 | 0 | 0 | 0 | [15 empty] | 0 | 0 | 0 | 0 | 0 | 0 | 0 | 0 | 0 | 0 | 0 | 0 | 0 | 0 | 0 |  | 0 | 0 | 0 | 0 | 0 | 0 | 0 | 0 | 0 | 0 | 0 | 0 | 0 | 0 | 0 | 0 | 0 | 0 | 0 | 0 | 0 | 0 | 0 | 0 | 0 | 0 | 0 | 0 | 0 | 0 | [14 empty] | 0 | 0 | 0 | 0 | 0 | 0 | 0 | 0 | 0 | 0 | 0 | 0 | 0 | 0 | [15 empty] | 0 | 0 | 0 | 0 | 0 | 0 | 0 | 0 | 0 | 0 | 0 | 0 | 0 | 0 | 0 |  | 0 | 0 | 0 | 0 | 0 | 0 | 0 | 0 | 0 | 0 | 0 | 0 | 0 | 0 | 0 | 0 | 0 | 0 | 0 | 0 | 0 | 0 | 0 | 0 | 0 | 0 | 0 | 0 | 0 | 0
EOP | Desert View | 230 | 0 | 0 | 0 | 0 | 0 | 0 | 0 | 0 | 0 | 0 | 0 | 0 | 0 | 0 | 0 | 0 | 0 | 0 | 0 | 0 | 0 | 0 | 0 | 0 | 0 | 0 | 0 | 0 | 0 | 0 | 0 | 0 | 0 | 0 | 0 | 0 | 0 | 0 | 0 | 0 | 0 | 0 | 0 | 0 | [15 empty] | 0 | 0 | 0 | 0 | 0 | 0 | 0 | 0 | 0 | 0 | 0 | 0 | 0 | 0 | 0 |  | 0 | 0 | 0 | 0 | 0 | 0 | 0 | 0 | 0 | 0 | 0 | 0 | 0 | 0 | 0 | 0 | 0 | 0 | 0 | 0 | 0 | 0 | 0 | 0 | 0 | 0 | 0 | 0 | 0 | 0 | [9 empty] | 150 | 350 |  | 150 |  | 0 | 0 | 0 | 0 | 0 | 0 | 0 | 0 | 0 | 150 | 350 | 0 | 150 | 0 | [10 empty] | -100 | 100 |  |  |  | 1 | 0 | 0 | 0 | 0 | 0 | 0 | 0 | 0 | 0 | 50 | 450 | 0 | 150 | 0 |  | 0 | 0 | 0 | 0 | 0 | 0 | 0 | 0 | 0 | 50 | 450 | 0 | 150 | 0 | 1 | 0 | 0 | 0 | 0 | 0 | 0 | 0 | 0 | 0 | -100 | 100 | 0 | 0 | 0 | 1
SCE Eastern | Devers | 230 | 0 | 0 | 0 | 0 | 0 | 0 | 0 | 0 | 0 | 0 | 0 | 0 | 0 | 0 | 0 | 0 | 0 | 57 | 0 | 0 | 0 | 0 | 0 | 0 | 0 | 0 | 220 | 100 | 0 | 1 | 0 | 0 | 230.5 | 37 | 0 | 0 | 0 | 0 | 0 | 0 | 0 | 0 | 0 | 0 | [15 empty] | 0 | 0 | 0 | 230.5 | 37 | 0 | 0 | 0 | 0 | 0 | 0 | 0 | 0 | 0 | 0 |  | 0 | 0 | 287.5 | 37 | 0 | 0 | 0 | 0 | 0 | 0 | 0 | 220 | 100 | 0 | 1 | 0 | 0 | 0 | 0 | 0 | 0 | 0 | 0 | 0 | 0 | 0 | 0 | 0 | 0 | 0 | [9 empty] | 100 | 180 |  | 80 |  | 0 | 0 | 230.5 | 37 | 0 | 0 | 0 | 0 | 0 | 100 | 180 | 0 | 80 | 0 | [10 empty] | -50 |  |  |  |  | 1 | 0 | 0 | 230.5 | 37 | 0 | 0 | 0 | 0 | 0 | 50 | 180 | 0 | 80 | 0 |  | 0 | 0 | 287.5 | 37 | 0 | 0 | 0 | 0 | 0 | 50 | 180 | 220 | 180 | 0 | 1 | 0 | 0 | 0 | 0 | 0 | 0 | 0 | 0 | 0 | -50 | 0 | 0 | 0 | 0 | 1
SCE Eastern | Devers | 500 | 0 | 0 | 0 | 0 | 0 | 0 | 0 | 0 | 0 | 0 | 0 | 0 | 0 | 0 | 0 | 0 | 0 | 0 | 0 | 0 | 0 | 0 | 0 | 0 | 0 | 0 | 0 | 0 | 0 | 0 | 0 | 0 | 0 | 0 | 0 | 0 | 0 | 0 | 0 | 0 | 0 | 0 | 0 | 0 | [15 empty] | 0 | 0 | 0 | 0 | 0 | 0 | 0 | 0 | 0 | 0 | 0 | 0 | 0 | 0 | 0 |  | 0 | 0 | 0 | 0 | 0 | 0 | 0 | 0 | 0 | 0 | 0 | 0 | 0 | 0 | 0 | 0 | 0 | 0 | 0 | 0 | 0 | 0 | 0 | 0 | 0 | 0 | 0 | 0 | 0 | 0 | [14 empty] | 0 | 0 | 0 | 0 | 0 | 0 | 0 | 0 | 0 | 0 | 0 | 0 | 0 | 0 | [15 empty] | 0 | 0 | 0 | 0 | 0 | 0 | 0 | 0 | 0 | 0 | 0 | 0 | 0 | 0 | 0 |  | 0 | 0 | 0 | 0 | 0 | 0 | 0 | 0 | 0 | 0 | 0 | 0 | 0 | 0 | 0 | 0 | 0 | 0 | 0 | 0 | 0 | 0 | 0 | 0 | 0 | 0 | 0 | 0 | 0 | 0
PG&E KERN | Diablo Canyon | 230 | 0 | 0 | 0 | 0 | 0 | 0 | 0 | 0 | 0 | 0 | 0 | 0 | 0 | 0 | 0 | 0 | 0 | 0 | 0 | 0 | 0 | 0 | 0 | 0 | 0 | 0 | 0 | 0 | 0 | 0 | 0 | 0 | 0 | 0 | 0 | 0 | 0 | 0 | 0 | 0 | 0 | 0 | 0 | 0 | [15 empty] | 0 | 0 | 0 | 0 | 0 | 0 | 0 | 0 | 0 | 0 | 0 | 0 | 0 | 0 | 0 |  | 0 | 0 | 0 | 0 | 0 | 0 | 0 | 0 | 0 | 0 | 0 | 0 | 0 | 0 | 0 | 0 | 0 | 0 | 0 | 0 | 0 | 0 | 0 | 0 | 0 | 0 | 0 | 0 | 0 | 0 | [14 empty] | 0 | 0 | 0 | 0 | 0 | 0 | 0 | 0 | 0 | 0 | 0 | 0 | 0 | 0 | [15 empty] | 0 | 0 | 0 | 0 | 0 | 0 | 0 | 0 | 0 | 0 | 0 | 0 | 0 | 0 | 0 |  | 0 | 0 | 0 | 0 | 0 | 0 | 0 | 0 | 0 | 0 | 0 | 0 | 0 | 0 | 0 | 0 | 0 | 0 | 0 | 0 | 0 | 0 | 0 | 0 | 0 | 0 | 0 | 0 | 0 | 0
PG&E KERN | Diablo Canyon | 500 | 0 | 0 | 0 | 0 | 0 | 0 | 0 | 0 | 0 | 0 | 0 | 0 | 0 | 0 | 0 | 0 | 0 | 0 | 0 | 0 | 0 | 0 | 0 | 0 | 0 | 0 | 0 | 0 | 0 | 0 | 0 | 0 | 0 | 0 | 0 | 0 | 2924 | 0 | 0 | 0 | 0 | 0 | 0 | 0 | [15 empty] | 0 | 0 | 0 | 0 | 0 | 0 | 0 | 2924 | 0 | 0 | 0 | 0 | 0 | 0 | 0 |  | 0 | 0 | 0 | 0 | 0 | 0 | 2924 | 0 | 0 | 0 | 0 | 0 | 0 | 0 | 1 | 0 | 0 | 0 | 0 | 0 | 0 | 0 | 0 | 0 | 0 | 0 | 0 | 0 | 0 | 0 | [14 empty] | 0 | 0 | 0 | 0 | 0 | 0 | 2924 | 0 | 0 | 0 | 0 | 0 | 0 | 0 | [15 empty] | 0 | 0 | 0 | 0 | 0 | 0 | 0 | 2924 | 0 | 0 | 0 | 0 | 0 | 0 | 0 |  | 0 | 0 | 0 | 0 | 0 | 0 | 2924 | 0 | 0 | 0 | 0 | 0 | 0 | 0 | 1 | 0 | 0 | 0 | 0 | 0 | 0 | 0 | 0 | 0 | 0 | 0 | 0 | 0 | 0 | 0
PG&E KERN | Divide | 115 | 0 | 0 | 0 | 0 | 0 | 0 | 0 | 0 | 0 | 0 | 0 | 0 | 0 | 0 | 0 | 0 | 0 | 0 | 0 | 0 | 0 | 0 | 0 | 0 | 0 | 0 | 0 | 0 | 0 | 0 | 0 | 0 | 0 | 0 | 0 | 0 | 0 | 0 | 0 | 0 | 0 | 0 | 0 | 0 | [15 empty] | 0 | 0 | 0 | 0 | 0 | 0 | 0 | 0 | 0 | 0 | 0 | 0 | 0 | 0 | 0 |  | 0 | 0 | 0 | 0 | 0 | 0 | 0 | 0 | 0 | 0 | 0 | 0 | 0 | 0 | 0 | 0 | 0 | 0 | 0 | 0 | 0 | 0 | 0 | 0 | 0 | 0 | 0 | 0 | 0 | 0 | [14 empty] | 0 | 0 | 0 | 0 | 0 | 0 | 0 | 0 | 0 | 0 | 0 | 0 | 0 | 0 | [15 empty] | 0 | 0 | 0 | 0 | 0 | 0 | 0 | 0 | 0 | 0 | 0 | 0 | 0 | 0 | 0 |  | 0 | 0 | 0 | 0 | 0 | 0 | 0 | 0 | 0 | 0 | 0 | 0 | 0 | 0 | 0 | 0 | 0 | 0 | 0 | 0 | 0 | 0 | 0 | 0 | 0 | 0 | 0 | 0 | 0 | 0
PG&E GBA | Dixon Landing | 115 | 0 | 0 | 0 | 0 | 0 | 0 | 0 | 0 | 0 | 0 | 0 | 0 | 0 | 0 | 0 | 0 | 0 | 0 | 0 | 0 | 0 | 0 | 0 | 0 | 0 | 0 | 0 | 0 | 0 | 0 | 0 | 0 | 0 | 0 | 0 | 0 | 0 | 0 | 2.3 | 0 | 0 | 0 | 0 | 0 | [15 empty] | 0 | 0 | 0 | 0 | 0 | 0 | 0 | 0 | 0 | 2.3 | 0 | 0 | 0 | 0 | 0 |  | 0 | 0 | 0 | 0 | 0 | 0 | 0 | 0 | 2.3 | 0 | 0 | 0 | 0 | 0 | 1 | 0 | 0 | 0 | 0 | 0 | 0 | 0 | 0 | 0 | 0 | 0 | 0 | 0 | 0 | 0 | [14 empty] | 0 | 0 | 0 | 0 | 0 | 0 | 0 | 0 | 2.3 | 0 | 0 | 0 | 0 | 0 | [15 empty] | 0 | 0 | 0 | 0 | 0 | 0 | 0 | 0 | 0 | 2.3 | 0 | 0 | 0 | 0 | 0 |  | 0 | 0 | 0 | 0 | 0 | 0 | 0 | 0 | 2.3 | 0 | 0 | 0 | 0 | 0 | 1 | 0 | 0 | 0 | 0 | 0 | 0 | 0 | 0 | 0 | 0 | 0 | 0 | 0 | 0 | 0
PG&E FRESNO | Dos Amigos | 230 | 0 | 0 | 0 | 0 | 0 | 0 | 0 | 0 | 0 | 0 | 0 | 0 | 0 | 0 | 0 | 0 | 0 | 0 | 0 | 0 | 0 | 0 | 0 | 3 | 0 | 0 | 0 | 0 | 0 | 1 | 0 | 0 | 0 | 0 | 0 | 0 | 0 | 0 | 0 | 0 | 0 | 0 | 0 | 0 | [15 empty] | 0 | 0 | 0 | 0 | 0 | 0 | 0 | 0 | 0 | 0 | 0 | 0 | 0 | 0 | 0 |  | 0 | 0 | 0 | 0 | 0 | 0 | 0 | 0 | 3 | 0 | 0 | 0 | 0 | 0 | 1 | 0 | 0 | 0 | 0 | 0 | 0 | 0 | 0 | 0 | 0 | 0 | 0 | 0 | 0 | 0 | [14 empty] | 0 | 0 | 0 | 0 | 0 | 0 | 0 | 0 | 0 | 0 | 0 | 0 | 0 | 0 | [15 empty] | 0 | 0 | 0 | 0 | 0 | 0 | 0 | 0 | 0 | 0 | 0 | 0 | 0 | 0 | 0 |  | 0 | 0 | 0 | 0 | 0 | 0 | 0 | 0 | 3 | 0 | 0 | 0 | 0 | 0 | 1 | 0 | 0 | 0 | 0 | 0 | 0 | 0 | 0 | 0 | 0 | 0 | 0 | 0 | 0 | 0
PG&E NGBA | Drum | 115 | 0 | 0 | 0 | 0 | 0 | 0 | 0 | 0 | 0 | 0 | 0 | 0 | 0 | 0 | 0 | 0 | 0 | 0 | 0 | 0 | 0 | 0 | 0 | 0 | 0 | 0 | 0 | 0 | 0 | 0 | 0 | 0 | 0 | 0 | 0 | 0 | 0 | 0 | 0 | 0 | 0 | 0 | 0 | 0 | [15 empty] | 0 | 0 | 0 | 0 | 0 | 0 | 0 | 0 | 0 | 0 | 0 | 0 | 0 | 0 | 0 |  | 0 | 0 | 0 | 0 | 0 | 0 | 0 | 0 | 0 | 0 | 0 | 0 | 0 | 0 | 0 | 0 | 0 | 0 | 0 | 0 | 0 | 0 | 0 | 0 | 0 | 0 | 0 | 0 | 0 | 0 | [14 empty] | 0 | 0 | 0 | 0 | 0 | 0 | 0 | 0 | 0 | 0 | 0 | 0 | 0 | 0 | [15 empty] | 0 | 0 | 0 | 0 | 0 | 0 | 0 | 0 | 0 | 0 | 0 | 0 | 0 | 0 | 0 |  | 0 | 0 | 0 | 0 | 0 | 0 | 0 | 0 | 0 | 0 | 0 | 0 | 0 | 0 | 0 | 0 | 0 | 0 | 0 | 0 | 0 | 0 | 0 | 0 | 0 | 0 | 0 | 0 | 0 | 0
PG&E GBA | Dumbarton | 115 | 0 | 0 | 0 | 0 | 0 | 0 | 0 | 0 | 0 | 0 | 0 | 0 | 0 | 0 | 0 | 0 | 0 | 0 | 0 | 0 | 0 | 0 | 0 | 0 | 0 | 0 | 0 | 0 | 0 | 0 | 0 | 0 | 0 | 0 | 0 | 0 | 0 | 0 | 5 | 0 | 0 | 0 | 0 | 0 | [15 empty] | 0 | 0 | 0 | 0 | 0 | 0 | 0 | 0 | 0 | 5 | 0 | 0 | 0 | 0 | 0 |  | 0 | 0 | 0 | 0 | 0 | 0 | 0 | 0 | 5 | 0 | 0 | 0 | 0 | 0 | 1 | 0 | 0 | 0 | 0 | 0 | 0 | 0 | 0 | 0 | 0 | 0 | 0 | 0 | 0 | 0 | [14 empty] | 0 | 0 | 0 | 0 | 0 | 0 | 0 | 0 | 5 | 0 | 0 | 0 | 0 | 0 | [15 empty] | 0 | 0 | 0 | 0 | 0 | 0 | 0 | 0 | 0 | 5 | 0 | 0 | 0 | 0 | 0 |  | 0 | 0 | 0 | 0 | 0 | 0 | 0 | 0 | 5 | 0 | 0 | 0 | 0 | 0 | 1 | 0 | 0 | 0 | 0 | 0 | 0 | 0 | 0 | 0 | 0 | 0 | 0 | 0 | 0 | 0
SCE NOL | Dunn Siding | 115 | 0 | 0 | 0 | 0 | 0 | 0 | 0 | 0 | 0 | 0 | 0 | 0 | 0 | 0 | 0 | 0 | 0 | 0 | 0 | 0 | 0 | 0 | 0 | 0 | 0 | 0 | 0 | 0 | 0 | 0 | 0 | 0 | 0 | 0 | 0 | 0 | 0 | 0 | 0 | 0 | 0 | 0 | 0 | 0 | [15 empty] | 0 | 0 | 0 | 0 | 0 | 0 | 0 | 0 | 0 | 0 | 0 | 0 | 0 | 0 | 0 |  | 0 | 0 | 0 | 0 | 0 | 0 | 0 | 0 | 0 | 0 | 0 | 0 | 0 | 0 | 0 | 0 | 0 | 0 | 0 | 0 | 0 | 0 | 0 | 0 | 0 | 0 | 0 | 0 | 0 | 0 | [14 empty] | 0 | 0 | 0 | 0 | 0 | 0 | 0 | 0 | 0 | 0 | 0 | 0 | 0 | 0 | [15 empty] | 0 | 0 | 0 | 0 | 0 | 0 | 0 | 0 | 0 | 0 | 0 | 0 | 0 | 0 | 0 |  | 0 | 0 | 0 | 0 | 0 | 0 | 0 | 0 | 0 | 0 | 0 | 0 | 0 | 0 | 0 | 0 | 0 | 0 | 0 | 0 | 0 | 0 | 0 | 0 | 0 | 0 | 0 | 0 | 0 | 0
SCE Eastern | Eagle Mountain | 230 | 0 | 0 | 0 | 0 | 0 | 0 | 0 | 0 | 0 | 0 | 0 | 0 | 0 | 0 | 0 | 0 | 0 | 0 | 0 | 0 | 0 | 0 | 0 | 0 | 0 | 0 | 0 | 0 | 0 | 0 | 0 | 0 | 0 | 0 | 0 | 0 | 0 | 0 | 0 | 0 | 0 | 0 | 0 | 0 | [15 empty] | 0 | 0 | 0 | 0 | 0 | 0 | 0 | 0 | 0 | 0 | 0 | 0 | 0 | 0 | 0 |  | 0 | 0 | 0 | 0 | 0 | 0 | 0 | 0 | 0 | 0 | 0 | 0 | 0 | 0 | 0 | 0 | 0 | 0 | 0 | 0 | 0 | 0 | 0 | 0 | 0 | 0 | 0 | 0 | 0 | 0 | [14 empty] | 0 | 0 | 0 | 0 | 0 | 0 | 0 | 0 | 0 | 0 | 0 | 0 | 0 | 0 | [15 empty] | 0 | 0 | 0 | 0 | 0 | 0 | 0 | 0 | 0 | 0 | 0 | 0 | 0 | 0 | 0 |  | 0 | 0 | 0 | 0 | 0 | 0 | 0 | 0 | 0 | 0 | 0 | 0 | 0 | 0 | 0 | 0 | 0 | 0 | 0 | 0 | 0 | 0 | 0 | 0 | 0 | 0 | 0 | 0 | 0 | 0
PG&E NGBA | Eagle Rock (PGE) | 60 | 0 | 0 | 0 | 0 | 0 | 0 | 0 | 0 | 0 | 0 | 0 | 0 | 0 | 0 | 0 | 0 | 0 | 0 | 0 | 0 | 0 | 0 | 0 | 0 | 0 | 0 | 0 | 0 | 0 | 0 | 0 | 0 | 0 | 0 | 0 | 0 | 0 | 0 | 0 | 0 | 0 | 0 | 0 | 0 | [15 empty] | 0 | 0 | 0 | 0 | 0 | 0 | 0 | 0 | 0 | 0 | 0 | 0 | 0 | 0 | 0 |  | 0 | 0 | 0 | 0 | 0 | 0 | 0 | 0 | 0 | 0 | 0 | 0 | 0 | 0 | 0 | 0 | 0 | 0 | 0 | 0 | 0 | 0 | 0 | 0 | 0 | 0 | 0 | 0 | 0 | 0 | [14 empty] | 0 | 0 | 0 | 0 | 0 | 0 | 0 | 0 | 0 | 0 | 0 | 0 | 0 | 0 | [15 empty] | 0 | 0 | 0 | 0 | 0 | 0 | 0 | 0 | 0 | 0 | 0 | 0 | 0 | 0 | 0 |  | 0 | 0 | 0 | 0 | 0 | 0 | 0 | 0 | 0 | 0 | 0 | 0 | 0 | 0 | 0 | 0 | 0 | 0 | 0 | 0 | 0 | 0 | 0 | 0 | 0 | 0 | 0 | 0 | 0 | 0
PG&E NGBA | Eagle Rock (PGE) | 115 | 0 | 0 | 0 | 0 | 0 | 0 | 0 | 0 | 0 | 0 | 0 | 0 | 0 | 0 | 0 | 7 | 0 | 0 | 0 | 0 | 0 | 0 | 0 | 0 | 0 | 0 | 0 | 0 | 0 | 1 | 14.5 | 0 | 98 | 33.2 | 0 | 0 | 0 | 0 | 0 | 0 | 0 | 0 | 0 | 0 | [15 empty] | 0 | 14.5 | 0 | 98 | 33.2 | 0 | 0 | 0 | 0 | 0 | 0 | 0 | 0 | 0 | 0 |  | 21.5 | 0 | 98 | 33.2 | 0 | 0 | 0 | 0 | 0 | 0 | 0 | 0 | 0 | 0 | 1 | 0 | 0 | 0 | 0 | 0 | 0 | 0 | 0 | 0 | 0 | 0 | 0 | 0 | 0 | 0 | [14 empty] | 14.5 | 0 | 98 | 33.2 | 0 | 0 | 0 | 0 | 0 | 0 | 0 | 0 | 0 | 0 | [15 empty] | 0 | 14.5 | 0 | 98 | 33.2 | 0 | 0 | 0 | 0 | 0 | 0 | 0 | 0 | 0 | 0 |  | 21.5 | 0 | 98 | 33.2 | 0 | 0 | 0 | 0 | 0 | 0 | 0 | 0 | 0 | 0 | 1 | 0 | 0 | 0 | 0 | 0 | 0 | 0 | 0 | 0 | 0 | 0 | 0 | 0 | 0 | 0
SCE Metro | Eagle Rock (SCE) | 230 | 0 | 0 | 0 | 0 | 0 | 0 | 0 | 0 | 0 | 0 | 0 | 0 | 0 | 0 | 0 | 0 | 0 | 0 | 0 | 0 | 0 | 0 | 0 | 0 | 0 | 0 | 0 | 0 | 0 | 0 | 0 | 0 | 0 | 0 | 0 | 0 | 0 | 0 | 0 | 0 | 0 | 0 | 0 | 0 | [15 empty] | 0 | 0 | 0 | 0 | 0 | 0 | 0 | 0 | 0 | 0 | 0 | 0 | 0 | 0 | 0 |  | 0 | 0 | 0 | 0 | 0 | 0 | 0 | 0 | 0 | 0 | 0 | 0 | 0 | 0 | 0 | 0 | 0 | 0 | 0 | 0 | 0 | 0 | 0 | 0 | 0 | 0 | 0 | 0 | 0 | 0 | [14 empty] | 0 | 0 | 0 | 0 | 0 | 0 | 0 | 0 | 0 | 0 | 0 | 0 | 0 | 0 | [15 empty] | 0 | 0 | 0 | 0 | 0 | 0 | 0 | 0 | 0 | 0 | 0 | 0 | 0 | 0 | 0 |  | 0 | 0 | 0 | 0 | 0 | 0 | 0 | 0 | 0 | 0 | 0 | 0 | 0 | 0 | 0 | 0 | 0 | 0 | 0 | 0 | 0 | 0 | 0 | 0 | 0 | 0 | 0 | 0 | 0 | 0
PG&E NGBA | East Marysville | 115 | 0 | 0 | 0 | 0 | 0 | 0 | 0 | 0 | 0 | 0 | 0 | 0 | 0 | 0 | 0 | 0 | 0 | 0 | 0 | 0 | 0 | 0 | 0 | 0 | 0 | 0 | 0 | 0 | 0 | 0 | 0 | 0 | 0 | 0 | 0 | 0 | 0 | 0 | 0 | 0 | 0 | 0 | 0 | 0 | [15 empty] | 0 | 0 | 0 | 0 | 0 | 0 | 0 | 0 | 0 | 0 | 0 | 0 | 0 | 0 | 0 |  | 0 | 0 | 0 | 0 | 0 | 0 | 0 | 0 | 0 | 0 | 0 | 0 | 0 | 0 | 0 | 0 | 0 | 0 | 0 | 0 | 0 | 0 | 0 | 0 | 0 | 0 | 0 | 0 | 0 | 0 | [14 empty] | 0 | 0 | 0 | 0 | 0 | 0 | 0 | 0 | 0 | 0 | 0 | 0 | 0 | 0 | [15 empty] | 0 | 0 | 0 | 0 | 0 | 0 | 0 | 0 | 0 | 0 | 0 | 0 | 0 | 0 | 0 |  | 0 | 0 | 0 | 0 | 0 | 0 | 0 | 0 | 0 | 0 | 0 | 0 | 0 | 0 | 0 | 0 | 0 | 0 | 0 | 0 | 0 | 0 | 0 | 0 | 0 | 0 | 0 | 0 | 0 | 0
PG&E NGBA | East Nicolaus | 115 | 0 | 0 | 0 | 0 | 0 | 0 | 0 | 0 | 0 | 0 | 0 | 0 | 0 | 0 | 0 | 0 | 0 | 0 | 0 | 0 | 0 | 0 | 0 | 0 | 0 | 0 | 0 | 0 | 0 | 0 | 0 | 0 | 0 | 0 | 0 | 0 | 0 | 0 | 0 | 0 | 0 | 0 | 0 | 0 | [15 empty] | 0 | 0 | 0 | 0 | 0 | 0 | 0 | 0 | 0 | 0 | 0 | 0 | 0 | 0 | 0 |  | 0 | 0 | 0 | 0 | 0 | 0 | 0 | 0 | 0 | 0 | 0 | 0 | 0 | 0 | 0 | 0 | 0 | 0 | 0 | 0 | 0 | 0 | 0 | 0 | 0 | 0 | 0 | 0 | 0 | 0 | [14 empty] | 0 | 0 | 0 | 0 | 0 | 0 | 0 | 0 | 0 | 0 | 0 | 0 | 0 | 0 | [15 empty] | 0 | 0 | 0 | 0 | 0 | 0 | 0 | 0 | 0 | 0 | 0 | 0 | 0 | 0 | 0 |  | 0 | 0 | 0 | 0 | 0 | 0 | 0 | 0 | 0 | 0 | 0 | 0 | 0 | 0 | 0 | 0 | 0 | 0 | 0 | 0 | 0 | 0 | 0 | 0 | 0 | 0 | 0 | 0 | 0 | 0
PG&E NGBA | East Nicolaus | 60 | 0 | 0 | 0 | 0 | 0 | 0 | 0 | 0 | 0 | 0 | 0 | 0 | 0 | 0 | 0 | 0 | 0 | 0 | 0 | 0 | 0 | 0 | 0 | 0 | 0 | 0 | 0 | 0 | 0 | 0 | 0 | 0 | 0 | 0 | 0 | 0 | 0 | 0 | 0 | 0 | 0 | 0 | 0 | 0 | [15 empty] | 0 | 0 | 0 | 0 | 0 | 0 | 0 | 0 | 0 | 0 | 0 | 0 | 0 | 0 | 0 |  | 0 | 0 | 0 | 0 | 0 | 0 | 0 | 0 | 0 | 0 | 0 | 0 | 0 | 0 | 0 | 0 | 0 | 0 | 0 | 0 | 0 | 0 | 0 | 0 | 0 | 0 | 0 | 0 | 0 | 0 | [14 empty] | 0 | 0 | 0 | 0 | 0 | 0 | 0 | 0 | 0 | 0 | 0 | 0 | 0 | 0 | [15 empty] | 0 | 0 | 0 | 0 | 0 | 0 | 0 | 0 | 0 | 0 | 0 | 0 | 0 | 0 | 0 |  | 0 | 0 | 0 | 0 | 0 | 0 | 0 | 0 | 0 | 0 | 0 | 0 | 0 | 0 | 0 | 0 | 0 | 0 | 0 | 0 | 0 | 0 | 0 | 0 | 0 | 0 | 0 | 0 | 0 | 0
PG&E GBA | Eastshore | 115 | 0 | 0 | 0 | 0 | 0 | 0 | 0 | 0 | 0 | 0 | 0 | 0 | 0 | 0 | 0 | 0 | 0 | 0 | 0 | 0 | 0 | 0 | 0 | 0 | 0 | 0 | 0 | 0 | 0 | 0 | 0 | 0 | 0 | 0 | 0 | 0 | 0 | 0 | 0 | 0 | 0 | 0 | 0 | 0 | [15 empty] | 0 | 0 | 0 | 0 | 0 | 0 | 0 | 0 | 0 | 0 | 0 | 0 | 0 | 0 | 0 |  | 0 | 0 | 0 | 0 | 0 | 0 | 0 | 0 | 0 | 0 | 0 | 0 | 0 | 0 | 0 | 0 | 0 | 0 | 0 | 0 | 0 | 0 | 0 | 0 | 0 | 0 | 0 | 0 | 0 | 0 | [14 empty] | 0 | 0 | 0 | 0 | 0 | 0 | 0 | 0 | 0 | 0 | 0 | 0 | 0 | 0 | [15 empty] | 0 | 0 | 0 | 0 | 0 | 0 | 0 | 0 | 0 | 0 | 0 | 0 | 0 | 0 | 0 |  | 0 | 0 | 0 | 0 | 0 | 0 | 0 | 0 | 0 | 0 | 0 | 0 | 0 | 0 | 0 | 0 | 0 | 0 | 0 | 0 | 0 | 0 | 0 | 0 | 0 | 0 | 0 | 0 | 0 | 0
PG&E GBA | Eastshore | 230 | 0 | 0 | 0 | 0 | 0 | 0 | 0 | 0 | 0 | 0 | 0 | 0 | 0 | 0 | 0 | 0 | 0 | 0 | 0 | 0 | 0 | 0 | 0 | 0 | 0 | 0 | 0 | 0 | 0 | 0 | 0 | 0 | 0 | 0 | 0 | 0 | 0 | 0 | 0 | 0 | 0 | 0 | 0 | 0 | [15 empty] | 0 | 0 | 0 | 0 | 0 | 0 | 0 | 0 | 0 | 0 | 0 | 0 | 0 | 0 | 0 |  | 0 | 0 | 0 | 0 | 0 | 0 | 0 | 0 | 0 | 0 | 0 | 0 | 0 | 0 | 0 | 0 | 0 | 0 | 0 | 0 | 0 | 0 | 0 | 0 | 0 | 0 | 0 | 0 | 0 | 0 | [14 empty] | 0 | 0 | 0 | 0 | 0 | 0 | 0 | 0 | 0 | 0 | 0 | 0 | 0 | 0 | [15 empty] | 0 | 0 | 0 | 0 | 0 | 0 | 0 | 0 | 0 | 0 | 0 | 0 | 0 | 0 | 0 |  | 0 | 0 | 0 | 0 | 0 | 0 | 0 | 0 | 0 | 0 | 0 | 0 | 0 | 0 | 0 | 0 | 0 | 0 | 0 | 0 | 0 | 0 | 0 | 0 | 0 | 0 | 0 | 0 | 0 | 0
SDGE | ECO | 138 | 0 | 0 | 0 | 0 | 0 | 0 | 0 | 0 | 0 | 0 | 0 | 0 | 0 | 0 | 0 | 0 | 0 | 0 | 0 | 0 | 0 | 0 | 0 | 0 | 0 | 0 | 0 | 0 | 0 | 0 | 0 | 0 | 0 | 0 | 0 | 0 | 0 | 0 | 0 | 0 | 0 | 0 | 0 | 0 | [15 empty] | 0 | 0 | 0 | 0 | 0 | 0 | 0 | 0 | 0 | 0 | 0 | 0 | 0 | 0 | 0 |  | 0 | 0 | 0 | 0 | 0 | 0 | 0 | 0 | 0 | 0 | 0 | 0 | 0 | 0 | 0 | 0 | 0 | 0 | 0 | 0 | 0 | 0 | 0 | 0 | 0 | 0 | 0 | 0 | 0 | 0 | [14 empty] | 0 | 0 | 0 | 0 | 0 | 0 | 0 | 0 | 0 | 0 | 0 | 0 | 0 | 0 | [15 empty] | 0 | 0 | 0 | 0 | 0 | 0 | 0 | 0 | 0 | 0 | 0 | 0 | 0 | 0 | 0 |  | 0 | 0 | 0 | 0 | 0 | 0 | 0 | 0 | 0 | 0 | 0 | 0 | 0 | 0 | 0 | 0 | 0 | 0 | 0 | 0 | 0 | 0 | 0 | 0 | 0 | 0 | 0 | 0 | 0 | 0
SDGE | ECO | 230 | 0 | 0 | 300 | 0 | 0 | 0 | 0 | 0 | 0 | 0 | 0 | 0 | 0 | 0 | 1 | 0 | 0 | 300 | 0 | 0 | 0 | 0 | 0 | 0 | 0 | 0 | 0 | 0 | 0 | 1 | 0 | 0 | 300 | 52.5 | 0 | 0 | 0 | 0 | 0 | 0 | 0 | 0 | 0 | 0 |  |  |  | -300 | [11 empty] | 1 | 0 | 0 | 0 | 52.5 | 0 | 0 | 0 | 0 | 0 | 0 | 0 | 0 | 0 | 0 |  | 0 | 0 | 300 | 52.5 | 0 | 0 | 0 | 0 | 0 | 0 | 0 | 0 | 0 | 0 | 1 | 0 | 0 | 0 | 0 | 0 | 0 | 0 | 0 | 0 | 0 | 0 | 0 | 0 | 0 | 0 | [14 empty] | 0 | 0 | 300 | 52.5 | 0 | 0 | 0 | 0 | 0 | 0 | 0 | 0 | 0 | 0 |  |  |  | -300 | [11 empty] | 1 | 0 | 0 | 0 | 52.5 | 0 | 0 | 0 | 0 | 0 | 0 | 0 | 0 | 0 | 0 |  | 0 | 0 | 300 | 52.5 | 0 | 0 | 0 | 0 | 0 | 0 | 0 | 0 | 0 | 0 | 1 | 0 | 0 | 0 | 0 | 0 | 0 | 0 | 0 | 0 | 0 | 0 | 0 | 0 | 0 | 0
SDGE | ECO | 500 | 0 | 0 | 0 | 0 | 0 | 0 | 0 | 0 | 0 | 0 | 0 | 0 | 0 | 0 | 0 | 0 | 0 | 0 | 0 | 0 | 0 | 0 | 0 | 0 | 0 | 0 | 0 | 0 | 0 | 0 | 0 | 0 | 400 | 600 | 0 | 0 | 0 | 0 | 0 | 0 | 0 | 0 | 0 | 0 |  |  |  | 200 | -200 | [10 empty] | 1 | 0 | 0 | 600 | 400 | 0 | 0 | 0 | 0 | 0 | 0 | 0 | 0 | 0 | 0 |  | 0 | 0 | 600 | 400 | 0 | 0 | 0 | 0 | 0 | 0 | 0 | 0 | 0 | 0 | 1 | 0 | 0 | 200 | -200 | 0 | 0 | 0 | 0 | 0 | 0 | 0 | 0 | 0 | 0 | 1 | [14 empty] | 0 | 0 | 400 | 600 | 0 | 0 | 0 | 0 | 0 | 0 | 0 | 0 | 0 | 0 |  |  |  | 200 | -200 | [10 empty] | 1 | 0 | 0 | 600 | 400 | 0 | 0 | 0 | 0 | 0 | 0 | 0 | 0 | 0 | 0 |  | 0 | 0 | 600 | 400 | 0 | 0 | 0 | 0 | 0 | 0 | 0 | 0 | 0 | 0 | 1 | 0 | 0 | 200 | -200 | 0 | 0 | 0 | 0 | 0 | 0 | 0 | 0 | 0 | 0 | 1
PG&E GBA | Edenvale | 115 | 0 | 0 | 0 | 0 | 0 | 0 | 0 | 0 | 0 | 0 | 0 | 0 | 0 | 0 | 0 | 0 | 0 | 0 | 0 | 0 | 0 | 0 | 0 | 0 | 0 | 0 | 0 | 0 | 0 | 0 | 0 | 0 | 0 | 0 | 0 | 0 | 0 | 0 | 0 | 0 | 0 | 0 | 0 | 0 | [15 empty] | 0 | 0 | 0 | 0 | 0 | 0 | 0 | 0 | 0 | 0 | 0 | 0 | 0 | 0 | 0 |  | 0 | 0 | 0 | 0 | 0 | 0 | 0 | 0 | 0 | 0 | 0 | 0 | 0 | 0 | 0 | 0 | 0 | 0 | 0 | 0 | 0 | 0 | 0 | 0 | 0 | 0 | 0 | 0 | 0 | 0 | [14 empty] | 0 | 0 | 0 | 0 | 0 | 0 | 0 | 0 | 0 | 0 | 0 | 0 | 0 | 0 | [15 empty] | 0 | 0 | 0 | 0 | 0 | 0 | 0 | 0 | 0 | 0 | 0 | 0 | 0 | 0 | 0 |  | 0 | 0 | 0 | 0 | 0 | 0 | 0 | 0 | 0 | 0 | 0 | 0 | 0 | 0 | 0 | 0 | 0 | 0 | 0 | 0 | 0 | 0 | 0 | 0 | 0 | 0 | 0 | 0 | 0 | 0
PG&E GBA | Edes | 115 | 0 | 0 | 0 | 0 | 0 | 0 | 0 | 0 | 0 | 0 | 0 | 0 | 0 | 0 | 0 | 0 | 0 | 0 | 0 | 0 | 0 | 0 | 0 | 0 | 0 | 0 | 0 | 0 | 0 | 0 | 0 | 0 | 0 | 0 | 0 | 0 | 0 | 0 | 1.7 | 0 | 0 | 0 | 0 | 0 | [15 empty] | 0 | 0 | 0 | 0 | 0 | 0 | 0 | 0 | 0 | 1.7 | 0 | 0 | 0 | 0 | 0 |  | 0 | 0 | 0 | 0 | 0 | 0 | 0 | 0 | 1.7 | 0 | 0 | 0 | 0 | 0 | 1 | 0 | 0 | 0 | 0 | 0 | 0 | 0 | 0 | 0 | 0 | 0 | 0 | 0 | 0 | 0 | [14 empty] | 0 | 0 | 0 | 0 | 0 | 0 | 0 | 0 | 1.7 | 0 | 0 | 0 | 0 | 0 | [15 empty] | 0 | 0 | 0 | 0 | 0 | 0 | 0 | 0 | 0 | 1.7 | 0 | 0 | 0 | 0 | 0 |  | 0 | 0 | 0 | 0 | 0 | 0 | 0 | 0 | 1.7 | 0 | 0 | 0 | 0 | 0 | 1 | 0 | 0 | 0 | 0 | 0 | 0 | 0 | 0 | 0 | 0 | 0 | 0 | 0 | 0 | 0
PG&E GBA | Eight Mile | 230 | 0 | 0 | 0 | 0 | 0 | 0 | 0 | 0 | 0 | 0 | 0 | 0 | 0 | 0 | 0 | 0 | 0 | 0 | 0 | 0 | 0 | 0 | 0 | 0 | 0 | 0 | 0 | 0 | 0 | 0 | 0 | 0 | 0 | 0 | 0 | 0 | 0 | 0 | 0 | 0 | 0 | 0 | 0 | 0 | [15 empty] | 0 | 0 | 0 | 0 | 0 | 0 | 0 | 0 | 0 | 0 | 0 | 0 | 0 | 0 | 0 |  | 0 | 0 | 0 | 0 | 0 | 0 | 0 | 0 | 0 | 0 | 0 | 0 | 0 | 0 | 0 | 0 | 0 | 0 | 0 | 0 | 0 | 0 | 0 | 0 | 0 | 0 | 0 | 0 | 0 | 0 | [14 empty] | 0 | 0 | 0 | 0 | 0 | 0 | 0 | 0 | 0 | 0 | 0 | 0 | 0 | 0 | [15 empty] | 0 | 0 | 0 | 0 | 0 | 0 | 0 | 0 | 0 | 0 | 0 | 0 | 0 | 0 | 0 |  | 0 | 0 | 0 | 0 | 0 | 0 | 0 | 0 | 0 | 0 | 0 | 0 | 0 | 0 | 0 | 0 | 0 | 0 | 0 | 0 | 0 | 0 | 0 | 0 | 0 | 0 | 0 | 0 | 0 | 0
SDGE | El Cajon | 69 | 0 | 0 | 0 | 0 | 0 | 0 | 0 | 0 | 0 | 0 | 0 | 0 | 0 | 0 | 0 | 0 | 0 | 0 | 0 | 0 | 0 | 0 | 0 | 0 | 0 | 0 | 50 | 0 | 0 | 1 | 0 | 0 | 0 | 0 | 0 | 0 | 0 | 0 | 0 | 0 | 0 | 0 | 0 | 0 | [15 empty] | 0 | 0 | 0 | 0 | 0 | 0 | 0 | 0 | 0 | 0 | 0 | 0 | 0 | 0 | 0 |  | 0 | 0 | 0 | 0 | 0 | 0 | 0 | 0 | 0 | 0 | 0 | 50 | 0 | 0 | 1 | 0 | 0 | 0 | 0 | 0 | 0 | 0 | 0 | 0 | 0 | 0 | 0 | 0 | 0 | 0 | [14 empty] | 0 | 0 | 0 | 0 | 0 | 0 | 0 | 0 | 0 | 0 | 0 | 0 | 0 | 0 | [15 empty] | 0 | 0 | 0 | 0 | 0 | 0 | 0 | 0 | 0 | 0 | 0 | 0 | 0 | 0 | 0 |  | 0 | 0 | 0 | 0 | 0 | 0 | 0 | 0 | 0 | 0 | 0 | 50 | 0 | 0 | 1 | 0 | 0 | 0 | 0 | 0 | 0 | 0 | 0 | 0 | 0 | 0 | 0 | 0 | 0 | 0
SCE Eastern | El Casco | 230 | 0 | 0 | 0 | 0 | 0 | 0 | 0 | 0 | 0 | 0 | 0 | 0 | 0 | 0 | 0 | 0 | 0 | 0 | 0 | 0 | 0 | 0 | 0 | 0 | 0 | 0 | 65 | 0 | 0 | 1 | 0 | 0 | 0 | 0 | 0 | 0 | 0 | 0 | 0 | 0 | 0 | 0 | 0 | 0 | [15 empty] | 0 | 0 | 0 | 0 | 0 | 0 | 0 | 0 | 0 | 0 | 0 | 0 | 0 | 0 | 0 |  | 0 | 0 | 0 | 0 | 0 | 0 | 0 | 0 | 0 | 0 | 0 | 65 | 0 | 0 | 1 | 0 | 0 | 0 | 0 | 0 | 0 | 0 | 0 | 0 | 0 | 0 | 0 | 0 | 0 | 0 | [14 empty] | 0 | 0 | 0 | 0 | 0 | 0 | 0 | 0 | 0 | 0 | 0 | 0 | 0 | 0 | [15 empty] | 0 | 0 | 0 | 0 | 0 | 0 | 0 | 0 | 0 | 0 | 0 | 0 | 0 | 0 | 0 |  | 0 | 0 | 0 | 0 | 0 | 0 | 0 | 0 | 0 | 0 | 0 | 65 | 0 | 0 | 1 | 0 | 0 | 0 | 0 | 0 | 0 | 0 | 0 | 0 | 0 | 0 | 0 | 0 | 0 | 0
PG&E GBA | El Cerrito G | 115 | 0 | 0 | 0 | 0 | 0 | 0 | 0 | 0 | 0 | 0 | 0 | 0 | 0 | 0 | 0 | 0 | 0 | 0 | 0 | 0 | 0 | 0 | 0 | 0 | 0 | 0 | 0 | 0 | 0 | 0 | 0 | 0 | 0 | 0 | 0 | 0 | 0 | 0 | 0 | 0 | 0 | 0 | 0 | 0 | [15 empty] | 0 | 0 | 0 | 0 | 0 | 0 | 0 | 0 | 0 | 0 | 0 | 0 | 0 | 0 | 0 |  | 0 | 0 | 0 | 0 | 0 | 0 | 0 | 0 | 0 | 0 | 0 | 0 | 0 | 0 | 0 | 0 | 0 | 0 | 0 | 0 | 0 | 0 | 0 | 0 | 0 | 0 | 0 | 0 | 0 | 0 | [14 empty] | 0 | 0 | 0 | 0 | 0 | 0 | 0 | 0 | 0 | 0 | 0 | 0 | 0 | 0 | [15 empty] | 0 | 0 | 0 | 0 | 0 | 0 | 0 | 0 | 0 | 0 | 0 | 0 | 0 | 0 | 0 |  | 0 | 0 | 0 | 0 | 0 | 0 | 0 | 0 | 0 | 0 | 0 | 0 | 0 | 0 | 0 | 0 | 0 | 0 | 0 | 0 | 0 | 0 | 0 | 0 | 0 | 0 | 0 | 0 | 0 | 0
PG&E NGBA | El Dorado PH | 115 | 0 | 0 | 0 | 0 | 0 | 0 | 0 | 0 | 0 | 0 | 0 | 0 | 0 | 0 | 0 | 0 | 0 | 0 | 0 | 0 | 0 | 0 | 0 | 0 | 0 | 0 | 0 | 0 | 0 | 0 | 0 | 0 | 0 | 0 | 0 | 0 | 0 | 0 | 0 | 0 | 0 | 0 | 0 | 0 | [15 empty] | 0 | 0 | 0 | 0 | 0 | 0 | 0 | 0 | 0 | 0 | 0 | 0 | 0 | 0 | 0 |  | 0 | 0 | 0 | 0 | 0 | 0 | 0 | 0 | 0 | 0 | 0 | 0 | 0 | 0 | 0 | 0 | 0 | 0 | 0 | 0 | 0 | 0 | 0 | 0 | 0 | 0 | 0 | 0 | 0 | 0 | [14 empty] | 0 | 0 | 0 | 0 | 0 | 0 | 0 | 0 | 0 | 0 | 0 | 0 | 0 | 0 | [15 empty] | 0 | 0 | 0 | 0 | 0 | 0 | 0 | 0 | 0 | 0 | 0 | 0 | 0 | 0 | 0 |  | 0 | 0 | 0 | 0 | 0 | 0 | 0 | 0 | 0 | 0 | 0 | 0 | 0 | 0 | 0 | 0 | 0 | 0 | 0 | 0 | 0 | 0 | 0 | 0 | 0 | 0 | 0 | 0 | 0 | 0
PG&E FRESNO | El Nido (PGE) | 115 | 0 | 0 | 0 | 0 | 0 | 0 | 0 | 0 | 0 | 0 | 0 | 0 | 0 | 0 | 0 | 0 | 0 | 0 | 0 | 0 | 0 | 0 | 0 | 3 | 0 | 0 | 0 | 0 | 0 | 1 | 0 | 0 | 0 | 0 | 0 | 0 | 0 | 0 | 0 | 0 | 0 | 0 | 0 | 0 | [15 empty] | 0 | 0 | 0 | 0 | 0 | 0 | 0 | 0 | 0 | 0 | 0 | 0 | 0 | 0 | 0 |  | 0 | 0 | 0 | 0 | 0 | 0 | 0 | 0 | 3 | 0 | 0 | 0 | 0 | 0 | 1 | 0 | 0 | 0 | 0 | 0 | 0 | 0 | 0 | 0 | 0 | 0 | 0 | 0 | 0 | 0 | [14 empty] | 0 | 0 | 0 | 0 | 0 | 0 | 0 | 0 | 0 | 0 | 0 | 0 | 0 | 0 | [15 empty] | 0 | 0 | 0 | 0 | 0 | 0 | 0 | 0 | 0 | 0 | 0 | 0 | 0 | 0 | 0 |  | 0 | 0 | 0 | 0 | 0 | 0 | 0 | 0 | 3 | 0 | 0 | 0 | 0 | 0 | 1 | 0 | 0 | 0 | 0 | 0 | 0 | 0 | 0 | 0 | 0 | 0 | 0 | 0 | 0 | 0
SCE Metro | El Nido (SCE) | 230 | 0 | 0 | 0 | 0 | 0 | 0 | 0 | 0 | 0 | 0 | 0 | 0 | 0 | 0 | 0 | 0 | 0 | 0 | 0 | 0 | 0 | 0 | 0 | 0 | 0 | 0 | 0 | 0 | 0 | 0 | 0 | 0 | 0 | 0 | 0 | 0 | 0 | 0 | 0 | 0 | 0 | 0 | 0 | 0 | [15 empty] | 0 | 0 | 0 | 0 | 0 | 0 | 0 | 0 | 0 | 0 | 0 | 0 | 0 | 0 | 0 |  | 0 | 0 | 0 | 0 | 0 | 0 | 0 | 0 | 0 | 0 | 0 | 0 | 0 | 0 | 0 | 0 | 0 | 0 | 0 | 0 | 0 | 0 | 0 | 0 | 0 | 0 | 0 | 0 | 0 | 0 | [12 empty] | 100 |  | 0 | 0 | 0 | 0 | 0 | 0 | 0 | 0 | 0 | 0 | 0 | 0 | 100 | 0 | [15 empty] | 0 | 0 | 0 | 0 | 0 | 0 | 0 | 0 | 0 | 0 | 0 | 0 | 0 | 100 | 0 |  | 0 | 0 | 0 | 0 | 0 | 0 | 0 | 0 | 0 | 0 | 0 | 0 | 100 | 0 | 1 | 0 | 0 | 0 | 0 | 0 | 0 | 0 | 0 | 0 | 0 | 0 | 0 | 0 | 0 | 0
PG&E GBA | El Patio | 115 | 0 | 0 | 0 | 0 | 0 | 0 | 0 | 0 | 0 | 0 | 0 | 0 | 0 | 0 | 0 | 0 | 0 | 0 | 0 | 0 | 0 | 0 | 0 | 0 | 0 | 0 | 0 | 0 | 0 | 0 | 0 | 0 | 0 | 0 | 0 | 0 | 0 | 0 | 0 | 0 | 0 | 0 | 0 | 0 | [15 empty] | 0 | 0 | 0 | 0 | 0 | 0 | 0 | 0 | 0 | 0 | 0 | 0 | 0 | 0 | 0 |  | 0 | 0 | 0 | 0 | 0 | 0 | 0 | 0 | 0 | 0 | 0 | 0 | 0 | 0 | 0 | 0 | 0 | 0 | 0 | 0 | 0 | 0 | 0 | 0 | 0 | 0 | 0 | 0 | 0 | 0 | [14 empty] | 0 | 0 | 0 | 0 | 0 | 0 | 0 | 0 | 0 | 0 | 0 | 0 | 0 | 0 | [15 empty] | 0 | 0 | 0 | 0 | 0 | 0 | 0 | 0 | 0 | 0 | 0 | 0 | 0 | 0 | 0 |  | 0 | 0 | 0 | 0 | 0 | 0 | 0 | 0 | 0 | 0 | 0 | 0 | 0 | 0 | 0 | 0 | 0 | 0 | 0 | 0 | 0 | 0 | 0 | 0 | 0 | 0 | 0 | 0 | 0 | 0
SCE Metro | El Segundo | 230 | 0 | 0 | 0 | 0 | 0 | 0 | 0 | 0 | 0 | 0 | 0 | 0 | 0 | 0 | 0 | 0 | 0 | 0 | 0 | 0 | 0 | 0 | 0 | 0 | 0 | 0 | 0 | 0 | 0 | 0 | 0 | 0 | 0 | 0 | 0 | 0 | 0 | 0 | 0 | 0 | 0 | 0 | 0 | 0 | [15 empty] | 0 | 0 | 0 | 0 | 0 | 0 | 0 | 0 | 0 | 0 | 0 | 0 | 0 | 0 | 0 |  | 0 | 0 | 0 | 0 | 0 | 0 | 0 | 0 | 0 | 0 | 0 | 0 | 0 | 0 | 0 | 0 | 0 | 0 | 0 | 0 | 0 | 0 | 0 | 0 | 0 | 0 | 0 | 0 | 0 | 0 | [14 empty] | 0 | 0 | 0 | 0 | 0 | 0 | 0 | 0 | 0 | 0 | 0 | 0 | 0 | 0 | [15 empty] | 0 | 0 | 0 | 0 | 0 | 0 | 0 | 0 | 0 | 0 | 0 | 0 | 0 | 0 | 0 |  | 0 | 0 | 0 | 0 | 0 | 0 | 0 | 0 | 0 | 0 | 0 | 0 | 0 | 0 | 0 | 0 | 0 | 0 | 0 | 0 | 0 | 0 | 0 | 0 | 0 | 0 | 0 | 0 | 0 | 0
EOP | Eldorado | 230 | 0 | 0 | 0 | 0 | 0 | 0 | 0 | 0 | 0 | 0 | 0 | 0 | 0 | 0 | 0 | 0 | 0 | 0 | 0 | 51 | 0 | 0 | 0 | 0 | 0 | 0 | 279 | 0 | 0 | 1 | 117.3 | 0 | 0 | 0 | 0 | 0 | 0 | 0 | 0 | 0 | 0 | 0 | 0 | 0 | [15 empty] | 0 | 117.3 | 0 | 0 | 0 | 0 | 0 | 0 | 0 | 0 | 0 | 0 | 0 | 0 | 0 |  | 117.3 | 0 | 0 | 0 | 51 | 0 | 0 | 0 | 0 | 0 | 0 | 279 | 0 | 0 | 1 | 0 | 0 | 0 | 0 | 0 | 0 | 0 | 0 | 0 | 0 | 0 | 0 | 0 | 0 | 0 | [12 empty] | 250 |  | 117.3 | 0 | 0 | 0 | 0 | 0 | 0 | 0 | 0 | 0 | 0 | 0 | 250 | 0 | [15 empty] | 0 | 117.3 | 0 | 0 | 0 | 0 | 0 | 0 | 0 | 0 | 0 | 0 | 0 | 250 | 0 |  | 117.3 | 0 | 0 | 0 | 51 | 0 | 0 | 0 | 0 | 0 | 0 | 279 | 250 | 0 | 1 | 0 | 0 | 0 | 0 | 0 | 0 | 0 | 0 | 0 | 0 | 0 | 0 | 0 | 0 | 0
EOP | Eldorado | 500 | 0 | 0 | 0 | 0 | 0 | 0 | 0 | 0 | 0 | 0 | 0 | 0 | 0 | 0 | 0 | 0 | 0 | 0 | 0 | 0 | 0 | 0 | 0 | 0 | 0 | 0 | 0 | 0 | 0 | 0 | 0 | 0 | 0 | 0 | 3000 | 0 | 0 | 0 | 0 | 0 | 0 | 0 | 0 | 0 | [15 empty] | 0 | 0 | 0 | 0 | 0 | 3000 | 0 | 0 | 0 | 0 | 0 | 0 | 0 | 0 | 0 |  | 0 | 0 | 0 | 0 | 3000 | 0 | 0 | 0 | 0 | 0 | 0 | 0 | 0 | 0 | 1 | 0 | 0 | 0 | 0 | 0 | 0 | 0 | 0 | 0 | 0 | 0 | 0 | 0 | 0 | 0 | [14 empty] | 0 | 0 | 0 | 0 | 3000 | 0 | 0 | 0 | 0 | 0 | 0 | 0 | 0 | 0 | [15 empty] | 0 | 0 | 0 | 0 | 0 | 3000 | 0 | 0 | 0 | 0 | 0 | 0 | 0 | 0 | 0 |  | 0 | 0 | 0 | 0 | 3000 | 0 | 0 | 0 | 0 | 0 | 0 | 0 | 0 | 0 | 1 | 0 | 0 | 0 | 0 | 0 | 0 | 0 | 0 | 0 | 0 | 0 | 0 | 0 | 0 | 0
SCE Northern | Elizabeth Lake | 66 | 0 | 0 | 0 | 0 | 0 | 0 | 0 | 0 | 0 | 0 | 0 | 0 | 0 | 0 | 0 | 0 | 0 | 0 | 0 | 0 | 0 | 0 | 0 | 0 | 0 | 0 | 0 | 0 | 0 | 0 | 0 | 0 | 0 | 0 | 0 | 0 | 0 | 0 | 0 | 0 | 0 | 0 | 0 | 0 | [15 empty] | 0 | 0 | 0 | 0 | 0 | 0 | 0 | 0 | 0 | 0 | 0 | 0 | 0 | 0 | 0 |  | 0 | 0 | 0 | 0 | 0 | 0 | 0 | 0 | 0 | 0 | 0 | 0 | 0 | 0 | 0 | 0 | 0 | 0 | 0 | 0 | 0 | 0 | 0 | 0 | 0 | 0 | 0 | 0 | 0 | 0 | [14 empty] | 0 | 0 | 0 | 0 | 0 | 0 | 0 | 0 | 0 | 0 | 0 | 0 | 0 | 0 | [15 empty] | 0 | 0 | 0 | 0 | 0 | 0 | 0 | 0 | 0 | 0 | 0 | 0 | 0 | 0 | 0 |  | 0 | 0 | 0 | 0 | 0 | 0 | 0 | 0 | 0 | 0 | 0 | 0 | 0 | 0 | 0 | 0 | 0 | 0 | 0 | 0 | 0 | 0 | 0 | 0 | 0 | 0 | 0 | 0 | 0 | 0
PG&E KERN | Elk Hills | 230 | 0 | 0 | 0 | 0 | 0 | 0 | 0 | 0 | 0 | 0 | 0 | 0 | 0 | 0 | 0 | 0 | 0 | 0 | 0 | 0 | 0 | 0 | 0 | 0 | 0 | 0 | 0 | 0 | 0 | 0 | 0 | 0 | 0 | 0 | 0 | 0 | 0 | 0 | 5.25 | 0 | 0 | 0 | 0 | 0 | [15 empty] | 0 | 0 | 0 | 0 | 0 | 0 | 0 | 0 | 0 | 5.25 | 0 | 0 | 0 | 0 | 0 |  | 0 | 0 | 0 | 0 | 0 | 0 | 0 | 0 | 5.25 | 0 | 0 | 0 | 0 | 0 | 1 | 0 | 0 | 0 | 0 | 0 | 0 | 0 | 0 | 0 | 0 | 0 | 0 | 0 | 0 | 0 | [14 empty] | 0 | 0 | 0 | 0 | 0 | 0 | 0 | 0 | 5.25 | 0 | 0 | 0 | 0 | 0 | [15 empty] | 0 | 0 | 0 | 0 | 0 | 0 | 0 | 0 | 0 | 5.25 | 0 | 0 | 0 | 0 | 0 |  | 0 | 0 | 0 | 0 | 0 | 0 | 0 | 0 | 5.25 | 0 | 0 | 0 | 0 | 0 | 1 | 0 | 0 | 0 | 0 | 0 | 0 | 0 | 0 | 0 | 0 | 0 | 0 | 0 | 0 | 0
SDGE | Elliot | 69 | 0 | 0 | 0 | 0 | 0 | 0 | 0 | 0 | 0 | 0 | 0 | 0 | 0 | 0 | 0 | 0 | 0 | 0 | 0 | 0 | 0 | 0 | 0 | 0 | 0 | 0 | 9.75 | 0 | 0 | 1 | 0 | 0 | 0 | 0 | 0 | 0 | 0 | 0 | 0 | 0 | 0 | 0 | 0 | 0 | [15 empty] | 0 | 0 | 0 | 0 | 0 | 0 | 0 | 0 | 0 | 0 | 0 | 0 | 0 | 0 | 0 |  | 0 | 0 | 0 | 0 | 0 | 0 | 0 | 0 | 0 | 0 | 0 | 9.75 | 0 | 0 | 1 | 0 | 0 | 0 | 0 | 0 | 0 | 0 | 0 | 0 | 0 | 0 | 0 | 0 | 0 | 0 | [14 empty] | 0 | 0 | 0 | 0 | 0 | 0 | 0 | 0 | 0 | 0 | 0 | 0 | 0 | 0 | [15 empty] | 0 | 0 | 0 | 0 | 0 | 0 | 0 | 0 | 0 | 0 | 0 | 0 | 0 | 0 | 0 |  | 0 | 0 | 0 | 0 | 0 | 0 | 0 | 0 | 0 | 0 | 0 | 9.75 | 0 | 0 | 1 | 0 | 0 | 0 | 0 | 0 | 0 | 0 | 0 | 0 | 0 | 0 | 0 | 0 | 0 | 0
SCE Metro | Ellis | 230 | 0 | 0 | 0 | 0 | 0 | 0 | 0 | 0 | 0 | 0 | 0 | 0 | 0 | 0 | 0 | 0 | 0 | 0 | 0 | 0 | 0 | 0 | 0 | 0 | 0 | 0 | 0 | 0 | 0 | 0 | 0 | 0 | 0 | 0 | 0 | 0 | 0 | 0 | 0 | 0 | 0 | 0 | 0 | 0 | [15 empty] | 0 | 0 | 0 | 0 | 0 | 0 | 0 | 0 | 0 | 0 | 0 | 0 | 0 | 0 | 0 |  | 0 | 0 | 0 | 0 | 0 | 0 | 0 | 0 | 0 | 0 | 0 | 0 | 0 | 0 | 0 | 0 | 0 | 0 | 0 | 0 | 0 | 0 | 0 | 0 | 0 | 0 | 0 | 0 | 0 | 0 | [14 empty] | 0 | 0 | 0 | 0 | 0 | 0 | 0 | 0 | 0 | 0 | 0 | 0 | 0 | 0 | [15 empty] | 0 | 0 | 0 | 0 | 0 | 0 | 0 | 0 | 0 | 0 | 0 | 0 | 0 | 0 | 0 |  | 0 | 0 | 0 | 0 | 0 | 0 | 0 | 0 | 0 | 0 | 0 | 0 | 0 | 0 | 0 | 0 | 0 | 0 | 0 | 0 | 0 | 0 | 0 | 0 | 0 | 0 | 0 | 0 | 0 | 0
SDGE | Encina | 138 | 0 | 0 | 0 | 0 | 0 | 0 | 0 | 0 | 0 | 0 | 0 | 0 | 0 | 0 | 0 | 0 | 0 | 0 | 0 | 0 | 0 | 0 | 0 | 0 | 0 | 0 | 0 | 0 | 0 | 0 | 0 | 0 | 0 | 0 | 0 | 0 | 0 | 0 | 0 | 0 | 0 | 0 | 0 | 0 | [15 empty] | 0 | 0 | 0 | 0 | 0 | 0 | 0 | 0 | 0 | 0 | 0 | 0 | 0 | 0 | 0 |  | 0 | 0 | 0 | 0 | 0 | 0 | 0 | 0 | 0 | 0 | 0 | 0 | 0 | 0 | 0 | 0 | 0 | 0 | 0 | 0 | 0 | 0 | 0 | 0 | 0 | 0 | 0 | 0 | 0 | 0 | [14 empty] | 0 | 0 | 0 | 0 | 0 | 0 | 0 | 0 | 0 | 0 | 0 | 0 | 0 | 0 | [15 empty] | 0 | 0 | 0 | 0 | 0 | 0 | 0 | 0 | 0 | 0 | 0 | 0 | 0 | 0 | 0 |  | 0 | 0 | 0 | 0 | 0 | 0 | 0 | 0 | 0 | 0 | 0 | 0 | 0 | 0 | 0 | 0 | 0 | 0 | 0 | 0 | 0 | 0 | 0 | 0 | 0 | 0 | 0 | 0 | 0 | 0
SDGE | Encina | 230 | 0 | 0 | 0 | 0 | 0 | 0 | 0 | 0 | 0 | 0 | 0 | 0 | 0 | 0 | 0 | 0 | 0 | 0 | 0 | 0 | 0 | 0 | 0 | 0 | 0 | 0 | 0 | 0 | 0 | 0 | 0 | 0 | 0 | 0 | 0 | 0 | 0 | 0 | 0 | 0 | 0 | 0 | 0 | 0 | [15 empty] | 0 | 0 | 0 | 0 | 0 | 0 | 0 | 0 | 0 | 0 | 0 | 0 | 0 | 0 | 0 |  | 0 | 0 | 0 | 0 | 0 | 0 | 0 | 0 | 0 | 0 | 0 | 0 | 0 | 0 | 0 | 0 | 0 | 0 | 0 | 0 | 0 | 0 | 0 | 0 | 0 | 0 | 0 | 0 | 0 | 0 | [14 empty] | 0 | 0 | 0 | 0 | 0 | 0 | 0 | 0 | 0 | 0 | 0 | 0 | 0 | 0 | [15 empty] | 0 | 0 | 0 | 0 | 0 | 0 | 0 | 0 | 0 | 0 | 0 | 0 | 0 | 0 | 0 |  | 0 | 0 | 0 | 0 | 0 | 0 | 0 | 0 | 0 | 0 | 0 | 0 | 0 | 0 | 0 | 0 | 0 | 0 | 0 | 0 | 0 | 0 | 0 | 0 | 0 | 0 | 0 | 0 | 0 | 0
SDGE | Escondido | 230 | 0 | 0 | 0 | 0 | 0 | 0 | 0 | 0 | 0 | 0 | 0 | 0 | 0 | 0 | 0 | 0 | 0 | 0 | 0 | 0 | 0 | 0 | 0 | 0 | 0 | 0 | 0 | 0 | 0 | 0 | 0 | 0 | 0 | 0 | 0 | 0 | 0 | 0 | 0 | 0 | 0 | 0 | 0 | 0 | [15 empty] | 0 | 0 | 0 | 0 | 0 | 0 | 0 | 0 | 0 | 0 | 0 | 0 | 0 | 0 | 0 |  | 0 | 0 | 0 | 0 | 0 | 0 | 0 | 0 | 0 | 0 | 0 | 0 | 0 | 0 | 0 | 0 | 0 | 0 | 0 | 0 | 0 | 0 | 0 | 0 | 0 | 0 | 0 | 0 | 0 | 0 | [12 empty] | 200 |  | 0 | 0 | 0 | 0 | 0 | 0 | 0 | 0 | 0 | 0 | 0 | 0 | 200 | 0 | [15 empty] | 0 | 0 | 0 | 0 | 0 | 0 | 0 | 0 | 0 | 0 | 0 | 0 | 0 | 200 | 0 |  | 0 | 0 | 0 | 0 | 0 | 0 | 0 | 0 | 0 | 0 | 0 | 0 | 200 | 0 | 1 | 0 | 0 | 0 | 0 | 0 | 0 | 0 | 0 | 0 | 0 | 0 | 0 | 0 | 0 | 0
SDGE | Escondido | 69 | 0 | 0 | 0 | 0 | 0 | 0 | 0 | 0 | 0 | 0 | 0 | 13 | 0 | 0 | 1 | 0 | 0 | 0 | 0 | 0 | 0 | 0 | 0 | 0 | 0 | 0 | 13 | 0 | 0 | 1 | 0 | 0 | 0 | 0 | 0 | 0 | 0 | 0 | 0 | 0 | 0 | 0 | 0 | 0 | [15 empty] | 0 | 0 | 0 | 0 | 0 | 0 | 0 | 0 | 0 | 0 | 0 | 0 | 0 | 0 | 0 |  | 0 | 0 | 0 | 0 | 0 | 0 | 0 | 0 | 0 | 0 | 0 | 13 | 0 | 0 | 1 | 0 | 0 | 0 | 0 | 0 | 0 | 0 | 0 | 0 | 0 | 0 | 13 | 0 | 0 | 1 | [14 empty] | 0 | 0 | 0 | 0 | 0 | 0 | 0 | 0 | 0 | 0 | 0 | 0 | 0 | 0 | [15 empty] | 0 | 0 | 0 | 0 | 0 | 0 | 0 | 0 | 0 | 0 | 0 | 0 | 0 | 0 | 0 |  | 0 | 0 | 0 | 0 | 0 | 0 | 0 | 0 | 0 | 0 | 0 | 13 | 0 | 0 | 1 | 0 | 0 | 0 | 0 | 0 | 0 | 0 | 0 | 0 | 0 | 0 | 13 | 0 | 0 | 1
PG&E KERN | Estrella | 230 | 0 | 0 | 0 | 0 | 0 | 0 | 0 | 0 | 0 | 0 | 0 | 0 | 0 | 0 | 0 | 0 | 0 | 0 | 0 | 0 | 0 | 0 | 0 | 0 | 0 | 0 | 0 | 0 | 0 | 0 | 0 | 0 | 0 | 0 | 0 | 0 | 0 | 0 | 0 | 0 | 0 | 0 | 0 | 0 | [15 empty] | 0 | 0 | 0 | 0 | 0 | 0 | 0 | 0 | 0 | 0 | 0 | 0 | 0 | 0 | 0 |  | 0 | 0 | 0 | 0 | 0 | 0 | 0 | 0 | 0 | 0 | 0 | 0 | 0 | 0 | 0 | 0 | 0 | 0 | 0 | 0 | 0 | 0 | 0 | 0 | 0 | 0 | 0 | 0 | 0 | 0 | [14 empty] | 0 | 0 | 0 | 0 | 0 | 0 | 0 | 0 | 0 | 0 | 0 | 0 | 0 | 0 | [15 empty] | 0 | 0 | 0 | 0 | 0 | 0 | 0 | 0 | 0 | 0 | 0 | 0 | 0 | 0 | 0 |  | 0 | 0 | 0 | 0 | 0 | 0 | 0 | 0 | 0 | 0 | 0 | 0 | 0 | 0 | 0 | 0 | 0 | 0 | 0 | 0 | 0 | 0 | 0 | 0 | 0 | 0 | 0 | 0 | 0 | 0
SCE Eastern | Etiwanda | 230 | 0 | 0 | 0 | 0 | 0 | 0 | 0 | 0 | 0 | 0 | 0 | 0 | 0 | 0 | 0 | 0 | 0 | 0 | 0 | 0 | 0 | 0 | 0 | 0 | 0 | 0 | 170 | 0 | 0 | 1 | 0 | 0 | 0 | 0 | 0 | 0 | 0 | 0 | 0 | 0 | 0 | 0 | 0 | 0 | [15 empty] | 0 | 0 | 0 | 0 | 0 | 0 | 0 | 0 | 0 | 0 | 0 | 0 | 0 | 0 | 0 |  | 0 | 0 | 0 | 0 | 0 | 0 | 0 | 0 | 0 | 0 | 0 | 170 | 0 | 0 | 1 | 0 | 0 | 0 | 0 | 0 | 0 | 0 | 0 | 0 | 0 | 0 | 0 | 0 | 0 | 0 | [14 empty] | 0 | 0 | 0 | 0 | 0 | 0 | 0 | 0 | 0 | 0 | 0 | 0 | 0 | 0 | [15 empty] | 0 | 0 | 0 | 0 | 0 | 0 | 0 | 0 | 0 | 0 | 0 | 0 | 0 | 0 | 0 |  | 0 | 0 | 0 | 0 | 0 | 0 | 0 | 0 | 0 | 0 | 0 | 170 | 0 | 0 | 1 | 0 | 0 | 0 | 0 | 0 | 0 | 0 | 0 | 0 | 0 | 0 | 0 | 0 | 0 | 0
PG&E GBA | Evergreen | 115 | 0 | 0 | 0 | 0 | 0 | 0 | 0 | 0 | 0 | 0 | 0 | 0 | 0 | 0 | 0 | 0 | 0 | 0 | 0 | 0 | 0 | 0 | 0 | 0 | 0 | 0 | 0 | 0 | 0 | 0 | 0 | 0 | 0 | 0 | 0 | 0 | 0 | 0 | 0 | 0 | 0 | 0 | 0 | 0 | [15 empty] | 0 | 0 | 0 | 0 | 0 | 0 | 0 | 0 | 0 | 0 | 0 | 0 | 0 | 0 | 0 |  | 0 | 0 | 0 | 0 | 0 | 0 | 0 | 0 | 0 | 0 | 0 | 0 | 0 | 0 | 0 | 0 | 0 | 0 | 0 | 0 | 0 | 0 | 0 | 0 | 0 | 0 | 0 | 0 | 0 | 0 | [14 empty] | 0 | 0 | 0 | 0 | 0 | 0 | 0 | 0 | 0 | 0 | 0 | 0 | 0 | 0 | [15 empty] | 0 | 0 | 0 | 0 | 0 | 0 | 0 | 0 | 0 | 0 | 0 | 0 | 0 | 0 | 0 |  | 0 | 0 | 0 | 0 | 0 | 0 | 0 | 0 | 0 | 0 | 0 | 0 | 0 | 0 | 0 | 0 | 0 | 0 | 0 | 0 | 0 | 0 | 0 | 0 | 0 | 0 | 0 | 0 | 0 | 0
PG&E GBA | Evergreen | 60 | 0 | 0 | 0 | 0 | 0 | 0 | 0 | 0 | 0 | 0 | 0 | 0 | 0 | 0 | 0 | 0 | 0 | 0 | 0 | 0 | 0 | 0 | 0 | 0 | 0 | 0 | 0 | 0 | 0 | 0 | 0 | 0 | 0 | 0 | 0 | 0 | 0 | 0 | 0 | 0 | 0 | 0 | 0 | 0 | [15 empty] | 0 | 0 | 0 | 0 | 0 | 0 | 0 | 0 | 0 | 0 | 0 | 0 | 0 | 0 | 0 |  | 0 | 0 | 0 | 0 | 0 | 0 | 0 | 0 | 0 | 0 | 0 | 0 | 0 | 0 | 0 | 0 | 0 | 0 | 0 | 0 | 0 | 0 | 0 | 0 | 0 | 0 | 0 | 0 | 0 | 0 | [14 empty] | 0 | 0 | 0 | 0 | 0 | 0 | 0 | 0 | 0 | 0 | 0 | 0 | 0 | 0 | [15 empty] | 0 | 0 | 0 | 0 | 0 | 0 | 0 | 0 | 0 | 0 | 0 | 0 | 0 | 0 | 0 |  | 0 | 0 | 0 | 0 | 0 | 0 | 0 | 0 | 0 | 0 | 0 | 0 | 0 | 0 | 0 | 0 | 0 | 0 | 0 | 0 | 0 | 0 | 0 | 0 | 0 | 0 | 0 | 0 | 0 | 0
PG&E FRESNO | Excelsior | 115 | 0 | 0 | 0 | 0 | 0 | 0 | 0 | 0 | 0 | 0 | 0 | 0 | 0 | 0 | 0 | 0 | 0 | 0 | 0 | 0 | 0 | 0 | 0 | 0 | 0 | 0 | 0 | 0 | 0 | 0 | 0 | 0 | 0 | 0 | 0 | 0 | 0 | 0 | 0 | 0 | 0 | 0 | 0 | 0 | [15 empty] | 0 | 0 | 0 | 0 | 0 | 0 | 0 | 0 | 0 | 0 | 0 | 0 | 0 | 0 | 0 |  | 0 | 0 | 0 | 0 | 0 | 0 | 0 | 0 | 0 | 0 | 0 | 0 | 0 | 0 | 0 | 0 | 0 | 0 | 0 | 0 | 0 | 0 | 0 | 0 | 0 | 0 | 0 | 0 | 0 | 0 | [9 empty] | 100 | 30 |  | 20 |  | 0 | 0 | 0 | 0 | 0 | 0 | 0 | 0 | 0 | 100 | 30 | 0 | 20 | 0 | [10 empty] | 200 |  |  |  |  | 1 | 0 | 0 | 0 | 0 | 0 | 0 | 0 | 0 | 0 | 300 | 30 | 0 | 20 | 0 |  | 0 | 0 | 0 | 0 | 0 | 0 | 0 | 0 | 0 | 300 | 30 | 0 | 20 | 0 | 1 | 0 | 0 | 0 | 0 | 0 | 0 | 0 | 0 | 0 | 200 | 0 | 0 | 0 | 0 | 1
PG&E FRESNO | Exchequer | 115 | 0 | 0 | 0 | 0 | 0 | 0 | 0 | 0 | 0 | 0 | 0 | 0 | 0 | 0 | 0 | 0 | 0 | 0 | 0 | 0 | 0 | 0 | 0 | 0 | 0 | 0 | 0 | 0 | 0 | 0 | 0 | 3.8 | 0 | 0 | 0 | 0 | 0 | 0 | 0 | 0 | 0 | 0 | 0 | 0 |  |  | -1.8 | [12 empty] | 1 | 0 | 2 | 0 | 0 | 0 | 0 | 0 | 0 | 0 | 0 | 0 | 0 | 0 | 0 |  | 0 | 2 | 0 | 0 | 0 | 0 | 0 | 0 | 0 | 0 | 0 | 0 | 0 | 0 | 1 | 0 | -1.8 | 0 | 0 | 0 | 0 | 0 | 0 | 0 | 0 | 0 | 0 | 0 | 0 | 1 | [14 empty] | 0 | 3.8 | 0 | 0 | 0 | 0 | 0 | 0 | 0 | 0 | 0 | 0 | 0 | 0 |  |  | -1.8 | [12 empty] | 1 | 0 | 2 | 0 | 0 | 0 | 0 | 0 | 0 | 0 | 0 | 0 | 0 | 0 | 0 |  | 0 | 2 | 0 | 0 | 0 | 0 | 0 | 0 | 0 | 0 | 0 | 0 | 0 | 0 | 1 | 0 | -1.8 | 0 | 0 | 0 | 0 | 0 | 0 | 0 | 0 | 0 | 0 | 0 | 0 | 1
PG&E KERN | Fairway | 115 | 0 | 0 | 0 | 0 | 0 | 0 | 0 | 0 | 0 | 0 | 0 | 0 | 0 | 0 | 0 | 0 | 0 | 0 | 0 | 0 | 0 | 0 | 0 | 0 | 0 | 0 | 0 | 0 | 0 | 0 | 0 | 0 | 0 | 0 | 0 | 0 | 0 | 0 | 0 | 0 | 0 | 0 | 0 | 0 | [15 empty] | 0 | 0 | 0 | 0 | 0 | 0 | 0 | 0 | 0 | 0 | 0 | 0 | 0 | 0 | 0 |  | 0 | 0 | 0 | 0 | 0 | 0 | 0 | 0 | 0 | 0 | 0 | 0 | 0 | 0 | 0 | 0 | 0 | 0 | 0 | 0 | 0 | 0 | 0 | 0 | 0 | 0 | 0 | 0 | 0 | 0 | [14 empty] | 0 | 0 | 0 | 0 | 0 | 0 | 0 | 0 | 0 | 0 | 0 | 0 | 0 | 0 | [15 empty] | 0 | 0 | 0 | 0 | 0 | 0 | 0 | 0 | 0 | 0 | 0 | 0 | 0 | 0 | 0 |  | 0 | 0 | 0 | 0 | 0 | 0 | 0 | 0 | 0 | 0 | 0 | 0 | 0 | 0 | 0 | 0 | 0 | 0 | 0 | 0 | 0 | 0 | 0 | 0 | 0 | 0 | 0 | 0 | 0 | 0
PG&E KERN | Famoso | 115 | 0 | 0 | 0 | 0 | 0 | 0 | 0 | 0 | 0 | 0 | 0 | 0 | 0 | 0 | 0 | 0 | 0 | 0 | 0 | 0 | 0 | 0 | 0 | 0 | 0 | 0 | 0 | 0 | 0 | 0 | 0 | 0 | 0 | 0 | 0 | 0 | 0 | 0 | 4 | 0 | 0 | 0 | 0 | 0 | [15 empty] | 0 | 0 | 0 | 0 | 0 | 0 | 0 | 0 | 0 | 4 | 0 | 0 | 0 | 0 | 0 |  | 0 | 0 | 0 | 0 | 0 | 0 | 0 | 0 | 4 | 0 | 0 | 0 | 0 | 0 | 1 | 0 | 0 | 0 | 0 | 0 | 0 | 0 | 0 | 0 | 0 | 0 | 0 | 0 | 0 | 0 | [14 empty] | 0 | 0 | 0 | 0 | 0 | 0 | 0 | 0 | 4 | 0 | 0 | 0 | 0 | 0 | [15 empty] | 0 | 0 | 0 | 0 | 0 | 0 | 0 | 0 | 0 | 4 | 0 | 0 | 0 | 0 | 0 |  | 0 | 0 | 0 | 0 | 0 | 0 | 0 | 0 | 4 | 0 | 0 | 0 | 0 | 0 | 1 | 0 | 0 | 0 | 0 | 0 | 0 | 0 | 0 | 0 | 0 | 0 | 0 | 0 | 0 | 0
PG&E NGBA | Fern Road | 500 | 0 | 0 | 0 | 0 | 0 | 0 | 0 | 0 | 0 | 0 | 0 | 0 | 0 | 0 | 0 | 0 | 0 | 0 | 0 | 0 | 0 | 0 | 0 | 0 | 0 | 0 | 0 | 0 | 0 | 0 | 0 | 0 | 0 | 0 | 0 | 0 | 0 | 0 | 0 | 0 | 0 | 0 | 0 | 0 | [15 empty] | 0 | 0 | 0 | 0 | 0 | 0 | 0 | 0 | 0 | 0 | 0 | 0 | 0 | 0 | 0 |  | 0 | 0 | 0 | 0 | 0 | 0 | 0 | 0 | 0 | 0 | 0 | 0 | 0 | 0 | 0 | 0 | 0 | 0 | 0 | 0 | 0 | 0 | 0 | 0 | 0 | 0 | 0 | 0 | 0 | 0 | [14 empty] | 0 | 0 | 0 | 0 | 0 | 0 | 0 | 0 | 0 | 0 | 0 | 0 | 0 | 0 | [15 empty] | 0 | 0 | 0 | 0 | 0 | 0 | 0 | 0 | 0 | 0 | 0 | 0 | 0 | 0 | 0 |  | 0 | 0 | 0 | 0 | 0 | 0 | 0 | 0 | 0 | 0 | 0 | 0 | 0 | 0 | 0 | 0 | 0 | 0 | 0 | 0 | 0 | 0 | 0 | 0 | 0 | 0 | 0 | 0 | 0 | 0
PG&E GBA | Fibreboard (SPI Sonora) | 115 | 0 | 0 | 0 | 0 | 0 | 0 | 0 | 0 | 0 | 0 | 0 | 0 | 0 | 0 | 0 | 0 | 0 | 0 | 0 | 0 | 0 | 0 | 0 | 0 | 0 | 0 | 0 | 0 | 0 | 0 | 0 | 0 | 0 | 0 | 0 | 0 | 0 | 0 | 0 | 0 | 0 | 0 | 0 | 0 | [15 empty] | 0 | 0 | 0 | 0 | 0 | 0 | 0 | 0 | 0 | 0 | 0 | 0 | 0 | 0 | 0 |  | 0 | 0 | 0 | 0 | 0 | 0 | 0 | 0 | 0 | 0 | 0 | 0 | 0 | 0 | 0 | 0 | 0 | 0 | 0 | 0 | 0 | 0 | 0 | 0 | 0 | 0 | 0 | 0 | 0 | 0 | [14 empty] | 0 | 0 | 0 | 0 | 0 | 0 | 0 | 0 | 0 | 0 | 0 | 0 | 0 | 0 | [15 empty] | 0 | 0 | 0 | 0 | 0 | 0 | 0 | 0 | 0 | 0 | 0 | 0 | 0 | 0 | 0 |  | 0 | 0 | 0 | 0 | 0 | 0 | 0 | 0 | 0 | 0 | 0 | 0 | 0 | 0 | 0 | 0 | 0 | 0 | 0 | 0 | 0 | 0 | 0 | 0 | 0 | 0 | 0 | 0 | 0 | 0
PG&E FRESNO | Figarden | 230 | 0 | 0 | 0 | 0 | 0 | 0 | 0 | 0 | 0 | 0 | 0 | 0 | 0 | 0 | 0 | 0 | 0 | 0 | 0 | 0 | 0 | 0 | 0 | 0 | 0 | 0 | 0 | 0 | 0 | 0 | 0 | 0 | 0 | 0 | 0 | 0 | 0 | 0 | 0 | 0 | 0 | 0 | 0 | 0 | [15 empty] | 0 | 0 | 0 | 0 | 0 | 0 | 0 | 0 | 0 | 0 | 0 | 0 | 0 | 0 | 0 |  | 0 | 0 | 0 | 0 | 0 | 0 | 0 | 0 | 0 | 0 | 0 | 0 | 0 | 0 | 0 | 0 | 0 | 0 | 0 | 0 | 0 | 0 | 0 | 0 | 0 | 0 | 0 | 0 | 0 | 0 | [14 empty] | 0 | 0 | 0 | 0 | 0 | 0 | 0 | 0 | 0 | 0 | 0 | 0 | 0 | 0 | [15 empty] | 0 | 0 | 0 | 0 | 0 | 0 | 0 | 0 | 0 | 0 | 0 | 0 | 0 | 0 | 0 |  | 0 | 0 | 0 | 0 | 0 | 0 | 0 | 0 | 0 | 0 | 0 | 0 | 0 | 0 | 0 | 0 | 0 | 0 | 0 | 0 | 0 | 0 | 0 | 0 | 0 | 0 | 0 | 0 | 0 | 0
PG&E FRESNO | Fink | 230 | 0 | 0 | 0 | 0 | 0 | 0 | 0 | 0 | 0 | 0 | 0 | 0 | 0 | 0 | 0 | 0 | 0 | 0 | 0 | 0 | 0 | 0 | 0 | 0 | 30 | 110 | 157 | 0 | 0 | 1 | 0 | 0 | 0 | 0 | 0 | 0 | 0 | 0 | 0 | 0 | 0 | 0 | 0 | 0 | [15 empty] | 0 | 0 | 0 | 0 | 0 | 0 | 0 | 0 | 0 | 0 | 0 | 0 | 0 | 0 | 0 |  | 0 | 0 | 0 | 0 | 0 | 0 | 0 | 0 | 0 | 30 | 110 | 157 | 0 | 0 | 1 | 0 | 0 | 0 | 0 | 0 | 0 | 0 | 0 | 0 | 0 | 0 | 0 | 0 | 0 | 0 | [14 empty] | 0 | 0 | 0 | 0 | 0 | 0 | 0 | 0 | 0 | 0 | 0 | 0 | 0 | 0 | [15 empty] | 0 | 0 | 0 | 0 | 0 | 0 | 0 | 0 | 0 | 0 | 0 | 0 | 0 | 0 | 0 |  | 0 | 0 | 0 | 0 | 0 | 0 | 0 | 0 | 0 | 30 | 110 | 157 | 0 | 0 | 1 | 0 | 0 | 0 | 0 | 0 | 0 | 0 | 0 | 0 | 0 | 0 | 0 | 0 | 0 | 0
PG&E NGBA | Fitch Mountain | 60 | 0 | 0 | 0 | 0 | 0 | 0 | 0 | 0 | 0 | 0 | 0 | 0 | 0 | 0 | 0 | 0 | 0 | 0 | 0 | 0 | 0 | 0 | 0 | 0 | 0 | 0 | 0 | 0 | 0 | 0 | 0 | 0 | 0 | 0 | 0 | 0 | 0 | 0 | 0 | 0 | 0 | 0 | 0 | 0 | [15 empty] | 0 | 0 | 0 | 0 | 0 | 0 | 0 | 0 | 0 | 0 | 0 | 0 | 0 | 0 | 0 |  | 0 | 0 | 0 | 0 | 0 | 0 | 0 | 0 | 0 | 0 | 0 | 0 | 0 | 0 | 0 | 0 | 0 | 0 | 0 | 0 | 0 | 0 | 0 | 0 | 0 | 0 | 0 | 0 | 0 | 0 | [14 empty] | 0 | 0 | 0 | 0 | 0 | 0 | 0 | 0 | 0 | 0 | 0 | 0 | 0 | 0 | [15 empty] | 0 | 0 | 0 | 0 | 0 | 0 | 0 | 0 | 0 | 0 | 0 | 0 | 0 | 0 | 0 |  | 0 | 0 | 0 | 0 | 0 | 0 | 0 | 0 | 0 | 0 | 0 | 0 | 0 | 0 | 0 | 0 | 0 | 0 | 0 | 0 | 0 | 0 | 0 | 0 | 0 | 0 | 0 | 0 | 0 | 0
PG&E GBA | FMC | 115 | 0 | 0 | 0 | 0 | 0 | 0 | 0 | 0 | 0 | 0 | 0 | 0 | 0 | 0 | 0 | 0 | 0 | 0 | 0 | 0 | 0 | 0 | 0 | 0 | 0 | 0 | 0 | 0 | 0 | 0 | 0 | 0 | 0 | 0 | 0 | 0 | 0 | 0 | 0 | 0 | 0 | 0 | 0 | 0 | [15 empty] | 0 | 0 | 0 | 0 | 0 | 0 | 0 | 0 | 0 | 0 | 0 | 0 | 0 | 0 | 0 |  | 0 | 0 | 0 | 0 | 0 | 0 | 0 | 0 | 0 | 0 | 0 | 0 | 0 | 0 | 0 | 0 | 0 | 0 | 0 | 0 | 0 | 0 | 0 | 0 | 0 | 0 | 0 | 0 | 0 | 0 | [14 empty] | 0 | 0 | 0 | 0 | 0 | 0 | 0 | 0 | 0 | 0 | 0 | 0 | 0 | 0 | [15 empty] | 0 | 0 | 0 | 0 | 0 | 0 | 0 | 0 | 0 | 0 | 0 | 0 | 0 | 0 | 0 |  | 0 | 0 | 0 | 0 | 0 | 0 | 0 | 0 | 0 | 0 | 0 | 0 | 0 | 0 | 0 | 0 | 0 | 0 | 0 | 0 | 0 | 0 | 0 | 0 | 0 | 0 | 0 | 0 | 0 | 0
PG&E GBA | Fremont | 115 | 0 | 0 | 0 | 0 | 0 | 0 | 0 | 0 | 0 | 0 | 0 | 0 | 0 | 0 | 0 | 0 | 0 | 0 | 0 | 0 | 0 | 0 | 0 | 0 | 0 | 0 | 0 | 0 | 0 | 0 | 0 | 0 | 0 | 0 | 0 | 0 | 0 | 0 | 0 | 0 | 0 | 0 | 0 | 0 | [15 empty] | 0 | 0 | 0 | 0 | 0 | 0 | 0 | 0 | 0 | 0 | 0 | 0 | 0 | 0 | 0 |  | 0 | 0 | 0 | 0 | 0 | 0 | 0 | 0 | 0 | 0 | 0 | 0 | 0 | 0 | 0 | 0 | 0 | 0 | 0 | 0 | 0 | 0 | 0 | 0 | 0 | 0 | 0 | 0 | 0 | 0 | [14 empty] | 0 | 0 | 0 | 0 | 0 | 0 | 0 | 0 | 0 | 0 | 0 | 0 | 0 | 0 | [15 empty] | 0 | 0 | 0 | 0 | 0 | 0 | 0 | 0 | 0 | 0 | 0 | 0 | 0 | 0 | 0 |  | 0 | 0 | 0 | 0 | 0 | 0 | 0 | 0 | 0 | 0 | 0 | 0 | 0 | 0 | 0 | 0 | 0 | 0 | 0 | 0 | 0 | 0 | 0 | 0 | 0 | 0 | 0 | 0 | 0 | 0
PG&E GBA | French Camp | 60 | 0 | 0 | 0 | 0 | 0 | 0 | 0 | 0 | 0 | 0 | 0 | 0 | 0 | 0 | 0 | 0 | 0 | 0 | 0 | 0 | 0 | 0 | 0 | 0 | 0 | 0 | 0 | 0 | 0 | 0 | 0 | 0 | 0 | 0 | 0 | 0 | 0 | 0 | 0 | 0 | 0 | 0 | 0 | 0 | [15 empty] | 0 | 0 | 0 | 0 | 0 | 0 | 0 | 0 | 0 | 0 | 0 | 0 | 0 | 0 | 0 |  | 0 | 0 | 0 | 0 | 0 | 0 | 0 | 0 | 0 | 0 | 0 | 0 | 0 | 0 | 0 | 0 | 0 | 0 | 0 | 0 | 0 | 0 | 0 | 0 | 0 | 0 | 0 | 0 | 0 | 0 | [14 empty] | 0 | 0 | 0 | 0 | 0 | 0 | 0 | 0 | 0 | 0 | 0 | 0 | 0 | 0 | [15 empty] | 0 | 0 | 0 | 0 | 0 | 0 | 0 | 0 | 0 | 0 | 0 | 0 | 0 | 0 | 0 |  | 0 | 0 | 0 | 0 | 0 | 0 | 0 | 0 | 0 | 0 | 0 | 0 | 0 | 0 | 0 | 0 | 0 | 0 | 0 | 0 | 0 | 0 | 0 | 0 | 0 | 0 | 0 | 0 | 0 | 0
PG&E GBA | Frogtown | 115 | 0 | 0 | 0 | 0 | 0 | 0 | 0 | 0 | 0 | 0 | 0 | 0 | 0 | 0 | 0 | 0 | 0 | 0 | 0 | 0 | 0 | 0 | 0 | 0 | 0 | 0 | 0 | 0 | 0 | 0 | 0 | 0 | 0 | 0 | 0 | 0 | 0 | 0 | 0 | 0 | 0 | 0 | 0 | 0 | [15 empty] | 0 | 0 | 0 | 0 | 0 | 0 | 0 | 0 | 0 | 0 | 0 | 0 | 0 | 0 | 0 |  | 0 | 0 | 0 | 0 | 0 | 0 | 0 | 0 | 0 | 0 | 0 | 0 | 0 | 0 | 0 | 0 | 0 | 0 | 0 | 0 | 0 | 0 | 0 | 0 | 0 | 0 | 0 | 0 | 0 | 0 | [14 empty] | 0 | 0 | 0 | 0 | 0 | 0 | 0 | 0 | 0 | 0 | 0 | 0 | 0 | 0 | [15 empty] | 0 | 0 | 0 | 0 | 0 | 0 | 0 | 0 | 0 | 0 | 0 | 0 | 0 | 0 | 0 |  | 0 | 0 | 0 | 0 | 0 | 0 | 0 | 0 | 0 | 0 | 0 | 0 | 0 | 0 | 0 | 0 | 0 | 0 | 0 | 0 | 0 | 0 | 0 | 0 | 0 | 0 | 0 | 0 | 0 | 0
PG&E NGBA | Fulton | 115 | 0 | 0 | 0 | 0 | 0 | 0 | 0 | 0 | 0 | 0 | 0 | 0 | 0 | 0 | 0 | 0 | 0 | 0 | 0 | 0 | 0 | 0 | 0 | 0 | 0 | 0 | 0 | 0 | 0 | 0 | 0 | 0 | 0 | 0 | 0 | 0 | 0 | 0 | 0 | 0 | 0 | 0 | 0 | 0 | [15 empty] | 0 | 0 | 0 | 0 | 0 | 0 | 0 | 0 | 0 | 0 | 0 | 0 | 0 | 0 | 0 |  | 0 | 0 | 0 | 0 | 0 | 0 | 0 | 0 | 0 | 0 | 0 | 0 | 0 | 0 | 0 | 0 | 0 | 0 | 0 | 0 | 0 | 0 | 0 | 0 | 0 | 0 | 0 | 0 | 0 | 0 | [14 empty] | 0 | 0 | 0 | 0 | 0 | 0 | 0 | 0 | 0 | 0 | 0 | 0 | 0 | 0 | [15 empty] | 0 | 0 | 0 | 0 | 0 | 0 | 0 | 0 | 0 | 0 | 0 | 0 | 0 | 0 | 0 |  | 0 | 0 | 0 | 0 | 0 | 0 | 0 | 0 | 0 | 0 | 0 | 0 | 0 | 0 | 0 | 0 | 0 | 0 | 0 | 0 | 0 | 0 | 0 | 0 | 0 | 0 | 0 | 0 | 0 | 0
PG&E NGBA | Fulton | 230 | 0 | 0 | 0 | 0 | 0 | 0 | 0 | 0 | 0 | 0 | 0 | 0 | 0 | 0 | 0 | 18 | 0 | 0 | 0 | 0 | 0 | 0 | 0 | 0 | 0 | 0 | 38 | 0 | 0 | 1 | 36 | 0 | 0 | 0 | 0 | 0 | 0 | 0 | 0 | 0 | 0 | 0 | 0 | 0 | [15 empty] | 0 | 36 | 0 | 0 | 0 | 0 | 0 | 0 | 0 | 0 | 0 | 0 | 0 | 0 | 0 |  | 54 | 0 | 0 | 0 | 0 | 0 | 0 | 0 | 0 | 0 | 0 | 38 | 0 | 0 | 1 | 0 | 0 | 0 | 0 | 0 | 0 | 0 | 0 | 0 | 0 | 0 | 0 | 0 | 0 | 0 | [14 empty] | 36 | 0 | 0 | 0 | 0 | 0 | 0 | 0 | 0 | 0 | 0 | 0 | 0 | 0 | [15 empty] | 0 | 36 | 0 | 0 | 0 | 0 | 0 | 0 | 0 | 0 | 0 | 0 | 0 | 0 | 0 |  | 54 | 0 | 0 | 0 | 0 | 0 | 0 | 0 | 0 | 0 | 0 | 38 | 0 | 0 | 1 | 0 | 0 | 0 | 0 | 0 | 0 | 0 | 0 | 0 | 0 | 0 | 0 | 0 | 0 | 0
PG&E NGBA | Fulton | 60 | 0 | 0 | 0 | 0 | 0 | 0 | 0 | 0 | 0 | 0 | 0 | 0 | 0 | 0 | 0 | 0 | 0 | 0 | 0 | 0 | 0 | 0 | 0 | 0 | 0 | 0 | 0 | 0 | 0 | 0 | 0 | 0 | 0 | 0 | 0 | 0 | 0 | 0 | 0 | 0 | 0 | 0 | 0 | 0 | [15 empty] | 0 | 0 | 0 | 0 | 0 | 0 | 0 | 0 | 0 | 0 | 0 | 0 | 0 | 0 | 0 |  | 0 | 0 | 0 | 0 | 0 | 0 | 0 | 0 | 0 | 0 | 0 | 0 | 0 | 0 | 0 | 0 | 0 | 0 | 0 | 0 | 0 | 0 | 0 | 0 | 0 | 0 | 0 | 0 | 0 | 0 | [14 empty] | 0 | 0 | 0 | 0 | 0 | 0 | 0 | 0 | 0 | 0 | 0 | 0 | 0 | 0 | [15 empty] | 0 | 0 | 0 | 0 | 0 | 0 | 0 | 0 | 0 | 0 | 0 | 0 | 0 | 0 | 0 |  | 0 | 0 | 0 | 0 | 0 | 0 | 0 | 0 | 0 | 0 | 0 | 0 | 0 | 0 | 0 | 0 | 0 | 0 | 0 | 0 | 0 | 0 | 0 | 0 | 0 | 0 | 0 | 0 | 0 | 0
PG&E KERN | Ganso | 115 | 0 | 0 | 0 | 0 | 0 | 0 | 0 | 0 | 0 | 0 | 0 | 0 | 0 | 0 | 0 | 0 | 0 | 0 | 0 | 0 | 0 | 0 | 0 | 0 | 0 | 0 | 0 | 0 | 0 | 0 | 0 | 2 | 0 | 0 | 0 | 0 | 0 | 0 | 1.5 | 0 | 0 | 0 | 0 | 0 |  |  | -1.5 | [12 empty] | 1 | 0 | 0.5 | 0 | 0 | 0 | 0 | 0 | 0 | 1.5 | 0 | 0 | 0 | 0 | 0 |  | 0 | 0.5 | 0 | 0 | 0 | 0 | 0 | 0 | 1.5 | 0 | 0 | 0 | 0 | 0 | 1 | 0 | -1.5 | 0 | 0 | 0 | 0 | 0 | 0 | 0 | 0 | 0 | 0 | 0 | 0 | 1 | [14 empty] | 0 | 2 | 0 | 0 | 0 | 0 | 0 | 0 | 1.5 | 0 | 0 | 0 | 0 | 0 |  |  | -1.5 | [12 empty] | 1 | 0 | 0.5 | 0 | 0 | 0 | 0 | 0 | 0 | 1.5 | 0 | 0 | 0 | 0 | 0 |  | 0 | 0.5 | 0 | 0 | 0 | 0 | 0 | 0 | 1.5 | 0 | 0 | 0 | 0 | 0 | 1 | 0 | -1.5 | 0 | 0 | 0 | 0 | 0 | 0 | 0 | 0 | 0 | 0 | 0 | 0 | 1
PG&E FRESNO | Gates | 230 | 0 | 0 | 0 | 0 | 0 | 0 | 0 | 0 | 0 | 0 | 0 | 0 | 0 | 0 | 0 | 0 | 0 | 0 | 0 | 0 | 0 | 0 | 0 | 3 | 614.5 | 310.5 | 753.25 | 0 | 0 | 1 | 0 | 0 | 0 | 0 | 0 | 0 | 0 | 0 | 0 | 145 | 0 | 0 | 60 | 0 | [11 empty] | 250 |  |  |  | 1 | 0 | 0 | 0 | 0 | 0 | 0 | 0 | 0 | 0 | 145 | 250 | 0 | 60 | 0 |  | 0 | 0 | 0 | 0 | 0 | 0 | 0 | 0 | 3 | 759.5 | 560.5 | 753.25 | 60 | 0 | 1 | 0 | 0 | 0 | 0 | 0 | 0 | 0 | 0 | 0 | 0 | 250 | 0 | 0 | 0 | 1 | [9 empty] | 100 | 450 |  | 200 |  | 0 | 0 | 0 | 0 | 0 | 0 | 0 | 0 | 0 | 245 | 450 | 0 | 260 | 0 | [11 empty] | 250 |  |  |  | 1 | 0 | 0 | 0 | 0 | 0 | 0 | 0 | 0 | 0 | 245 | 700 | 0 | 260 | 0 |  | 0 | 0 | 0 | 0 | 0 | 0 | 0 | 0 | 3 | 859.5 | 1010.5 | 753.25 | 260 | 0 | 1 | 0 | 0 | 0 | 0 | 0 | 0 | 0 | 0 | 0 | 0 | 250 | 0 | 0 | 0 | 1
PG&E FRESNO | Gates | 500 | 0 | 0 | 0 | 0 | 0 | 0 | 0 | 0 | 0 | 0 | 0 | 0 | 0 | 0 | 0 | 0 | 0 | 0 | 0 | 0 | 0 | 0 | 0 | 0 | 0 | 0 | 190 | 35 | 0 | 1 | 0 | 0 | 0 | 0 | 0 | 0 | 0 | 0 | 0 | 0 | 0 | 0 | 0 | 0 | [15 empty] | 0 | 0 | 0 | 0 | 0 | 0 | 0 | 0 | 0 | 0 | 0 | 0 | 0 | 0 | 0 |  | 0 | 0 | 0 | 0 | 0 | 0 | 0 | 0 | 0 | 0 | 0 | 190 | 35 | 0 | 1 | 0 | 0 | 0 | 0 | 0 | 0 | 0 | 0 | 0 | 0 | 0 | 0 | 0 | 0 | 0 | [14 empty] | 0 | 0 | 0 | 0 | 0 | 0 | 0 | 0 | 0 | 0 | 0 | 0 | 0 | 0 | [15 empty] | 0 | 0 | 0 | 0 | 0 | 0 | 0 | 0 | 0 | 0 | 0 | 0 | 0 | 0 | 0 |  | 0 | 0 | 0 | 0 | 0 | 0 | 0 | 0 | 0 | 0 | 0 | 190 | 35 | 0 | 1 | 0 | 0 | 0 | 0 | 0 | 0 | 0 | 0 | 0 | 0 | 0 | 0 | 0 | 0 | 0
PG&E NGBA | Geysers 12 | 230 | 0 | 0 | 0 | 0 | 0 | 0 | 0 | 0 | 0 | 0 | 0 | 0 | 0 | 0 | 0 | 0 | 0 | 0 | 0 | 0 | 0 | 0 | 0 | 0 | 0 | 0 | 0 | 0 | 0 | 0 | 0 | 0 | 0 | 0 | 0 | 0 | 0 | 0 | 0 | 0 | 0 | 0 | 0 | 0 | [15 empty] | 0 | 0 | 0 | 0 | 0 | 0 | 0 | 0 | 0 | 0 | 0 | 0 | 0 | 0 | 0 |  | 0 | 0 | 0 | 0 | 0 | 0 | 0 | 0 | 0 | 0 | 0 | 0 | 0 | 0 | 0 | 0 | 0 | 0 | 0 | 0 | 0 | 0 | 0 | 0 | 0 | 0 | 0 | 0 | 0 | 0 | [14 empty] | 0 | 0 | 0 | 0 | 0 | 0 | 0 | 0 | 0 | 0 | 0 | 0 | 0 | 0 | [15 empty] | 0 | 0 | 0 | 0 | 0 | 0 | 0 | 0 | 0 | 0 | 0 | 0 | 0 | 0 | 0 |  | 0 | 0 | 0 | 0 | 0 | 0 | 0 | 0 | 0 | 0 | 0 | 0 | 0 | 0 | 0 | 0 | 0 | 0 | 0 | 0 | 0 | 0 | 0 | 0 | 0 | 0 | 0 | 0 | 0 | 0
PG&E NGBA | Geysers 17 | 230 | 0 | 0 | 0 | 0 | 0 | 0 | 0 | 0 | 0 | 0 | 0 | 0 | 0 | 0 | 0 | 0 | 0 | 0 | 0 | 0 | 0 | 0 | 0 | 0 | 0 | 0 | 0 | 0 | 0 | 0 | 19.5 | 0 | 0 | 0 | 0 | 0 | 0 | 0 | 0 | 0 | 0 | 0 | 0 | 0 | [15 empty] | 0 | 19.5 | 0 | 0 | 0 | 0 | 0 | 0 | 0 | 0 | 0 | 0 | 0 | 0 | 0 |  | 19.5 | 0 | 0 | 0 | 0 | 0 | 0 | 0 | 0 | 0 | 0 | 0 | 0 | 0 | 1 | 0 | 0 | 0 | 0 | 0 | 0 | 0 | 0 | 0 | 0 | 0 | 0 | 0 | 0 | 0 | [14 empty] | 19.5 | 0 | 0 | 0 | 0 | 0 | 0 | 0 | 0 | 0 | 0 | 0 | 0 | 0 | [15 empty] | 0 | 19.5 | 0 | 0 | 0 | 0 | 0 | 0 | 0 | 0 | 0 | 0 | 0 | 0 | 0 |  | 19.5 | 0 | 0 | 0 | 0 | 0 | 0 | 0 | 0 | 0 | 0 | 0 | 0 | 0 | 1 | 0 | 0 | 0 | 0 | 0 | 0 | 0 | 0 | 0 | 0 | 0 | 0 | 0 | 0 | 0
PG&E NGBA | Geysers 3 | 115 | 0 | 0 | 0 | 0 | 0 | 0 | 0 | 0 | 0 | 0 | 0 | 0 | 0 | 0 | 0 | 0 | 0 | 0 | 0 | 0 | 0 | 0 | 0 | 0 | 0 | 0 | 0 | 0 | 0 | 0 | 0 | 0 | 0 | 0 | 0 | 0 | 0 | 0 | 0 | 0 | 0 | 0 | 0 | 0 | [15 empty] | 0 | 0 | 0 | 0 | 0 | 0 | 0 | 0 | 0 | 0 | 0 | 0 | 0 | 0 | 0 |  | 0 | 0 | 0 | 0 | 0 | 0 | 0 | 0 | 0 | 0 | 0 | 0 | 0 | 0 | 0 | 0 | 0 | 0 | 0 | 0 | 0 | 0 | 0 | 0 | 0 | 0 | 0 | 0 | 0 | 0 | [14 empty] | 0 | 0 | 0 | 0 | 0 | 0 | 0 | 0 | 0 | 0 | 0 | 0 | 0 | 0 | [15 empty] | 0 | 0 | 0 | 0 | 0 | 0 | 0 | 0 | 0 | 0 | 0 | 0 | 0 | 0 | 0 |  | 0 | 0 | 0 | 0 | 0 | 0 | 0 | 0 | 0 | 0 | 0 | 0 | 0 | 0 | 0 | 0 | 0 | 0 | 0 | 0 | 0 | 0 | 0 | 0 | 0 | 0 | 0 | 0 | 0 | 0
PG&E NGBA | Glenn | 230 | 0 | 0 | 0 | 0 | 0 | 0 | 0 | 0 | 0 | 0 | 0 | 0 | 0 | 0 | 0 | 0 | 0 | 0 | 0 | 0 | 0 | 0 | 0 | 0 | 0 | 0 | 0 | 0 | 0 | 0 | 0 | 0 | 166.5 | 36 | 0 | 0 | 0 | 0 | 0 | 0 | 0 | 0 | 0 | 0 | [15 empty] | 0 | 0 | 0 | 166.5 | 36 | 0 | 0 | 0 | 0 | 0 | 0 | 0 | 0 | 0 | 0 |  | 0 | 0 | 166.5 | 36 | 0 | 0 | 0 | 0 | 0 | 0 | 0 | 0 | 0 | 0 | 1 | 0 | 0 | 0 | 0 | 0 | 0 | 0 | 0 | 0 | 0 | 0 | 0 | 0 | 0 | 0 | [9 empty] | 100 | 170 |  | 60 |  | 0 | 0 | 166.5 | 36 | 0 | 0 | 0 | 0 | 0 | 100 | 170 | 0 | 60 | 0 | [15 empty] | 0 | 0 | 0 | 166.5 | 36 | 0 | 0 | 0 | 0 | 0 | 100 | 170 | 0 | 60 | 0 |  | 0 | 0 | 166.5 | 36 | 0 | 0 | 0 | 0 | 0 | 100 | 170 | 0 | 60 | 0 | 1 | 0 | 0 | 0 | 0 | 0 | 0 | 0 | 0 | 0 | 0 | 0 | 0 | 0 | 0 | 0
PG&E NGBA | Glenn | 60 | 0 | 0 | 0 | 0 | 0 | 0 | 0 | 0 | 0 | 0 | 0 | 0 | 0 | 0 | 0 | 0 | 0 | 0 | 0 | 0 | 0 | 0 | 0 | 0 | 0 | 0 | 0 | 0 | 0 | 0 | 0 | 0 | 0 | 0 | 0 | 0 | 0 | 0 | 0 | 0 | 0 | 0 | 0 | 0 | [15 empty] | 0 | 0 | 0 | 0 | 0 | 0 | 0 | 0 | 0 | 0 | 0 | 0 | 0 | 0 | 0 |  | 0 | 0 | 0 | 0 | 0 | 0 | 0 | 0 | 0 | 0 | 0 | 0 | 0 | 0 | 0 | 0 | 0 | 0 | 0 | 0 | 0 | 0 | 0 | 0 | 0 | 0 | 0 | 0 | 0 | 0 | [14 empty] | 0 | 0 | 0 | 0 | 0 | 0 | 0 | 0 | 0 | 0 | 0 | 0 | 0 | 0 | [15 empty] | 0 | 0 | 0 | 0 | 0 | 0 | 0 | 0 | 0 | 0 | 0 | 0 | 0 | 0 | 0 |  | 0 | 0 | 0 | 0 | 0 | 0 | 0 | 0 | 0 | 0 | 0 | 0 | 0 | 0 | 0 | 0 | 0 | 0 | 0 | 0 | 0 | 0 | 0 | 0 | 0 | 0 | 0 | 0 | 0 | 0
PG&E NGBA | Gold Hill | 115 | 0 | 0 | 0 | 0 | 0 | 0 | 0 | 0 | 0 | 0 | 0 | 0 | 0 | 0 | 0 | 0 | 0 | 0 | 0 | 0 | 0 | 0 | 0 | 0 | 0 | 0 | 0 | 0 | 0 | 0 | 0 | 0 | 0 | 0 | 0 | 0 | 0 | 0 | 0 | 0 | 0 | 50 | 0 | 0 | [12 empty] | -50 |  |  | 1 | 0 | 0 | 0 | 0 | 0 | 0 | 0 | 0 | 0 | 0 | 0 | 0 | 0 | 0 |  | 0 | 0 | 0 | 0 | 0 | 0 | 0 | 0 | 0 | 0 | 0 | 0 | 0 | 0 | 0 | 0 | 0 | 0 | 0 | 0 | 0 | 0 | 0 | 0 | 0 | 0 | -50 | 0 | 0 | 1 | [14 empty] | 0 | 0 | 0 | 0 | 0 | 0 | 0 | 0 | 0 | 0 | 0 | 50 | 0 | 0 | [12 empty] | -50 |  |  | 1 | 0 | 0 | 0 | 0 | 0 | 0 | 0 | 0 | 0 | 0 | 0 | 0 | 0 | 0 |  | 0 | 0 | 0 | 0 | 0 | 0 | 0 | 0 | 0 | 0 | 0 | 0 | 0 | 0 | 0 | 0 | 0 | 0 | 0 | 0 | 0 | 0 | 0 | 0 | 0 | 0 | -50 | 0 | 0 | 1
PG&E NGBA | Gold Hill | 230 | 0 | 0 | 0 | 0 | 0 | 0 | 0 | 0 | 0 | 0 | 0 | 0 | 0 | 0 | 0 | 0 | 0 | 0 | 0 | 0 | 0 | 0 | 0 | 0 | 0 | 0 | 0 | 0 | 0 | 0 | 0 | 0 | 0 | 0 | 0 | 0 | 0 | 0 | 0 | 0 | 0 | 0 | 0 | 0 | [15 empty] | 0 | 0 | 0 | 0 | 0 | 0 | 0 | 0 | 0 | 0 | 0 | 0 | 0 | 0 | 0 |  | 0 | 0 | 0 | 0 | 0 | 0 | 0 | 0 | 0 | 0 | 0 | 0 | 0 | 0 | 0 | 0 | 0 | 0 | 0 | 0 | 0 | 0 | 0 | 0 | 0 | 0 | 0 | 0 | 0 | 0 | [14 empty] | 0 | 0 | 0 | 0 | 0 | 0 | 0 | 0 | 0 | 0 | 0 | 0 | 0 | 0 | [15 empty] | 0 | 0 | 0 | 0 | 0 | 0 | 0 | 0 | 0 | 0 | 0 | 0 | 0 | 0 | 0 |  | 0 | 0 | 0 | 0 | 0 | 0 | 0 | 0 | 0 | 0 | 0 | 0 | 0 | 0 | 0 | 0 | 0 | 0 | 0 | 0 | 0 | 0 | 0 | 0 | 0 | 0 | 0 | 0 | 0 | 0
SCE Northern | Goleta | 230 | 0 | 0 | 0 | 0 | 0 | 0 | 0 | 0 | 0 | 0 | 0 | 0 | 0 | 0 | 0 | 0 | 0 | 0 | 0 | 0 | 0 | 0 | 0 | 0 | 0 | 0 | 70 | 0 | 0 | 1 | 0 | 2 | 0 | 0 | 0 | 0 | 0 | 0 | 0 | 0 | 0 | 0 | 0 | 0 |  |  | -2 | [12 empty] | 1 | 0 | 0 | 0 | 0 | 0 | 0 | 0 | 0 | 0 | 0 | 0 | 0 | 0 | 0 |  | 0 | 0 | 0 | 0 | 0 | 0 | 0 | 0 | 0 | 0 | 0 | 70 | 0 | 0 | 1 | 0 | -2 | 0 | 0 | 0 | 0 | 0 | 0 | 0 | 0 | 0 | 0 | 0 | 0 | 1 | [14 empty] | 0 | 2 | 0 | 0 | 0 | 0 | 0 | 0 | 0 | 0 | 0 | 0 | 0 | 0 |  |  | -2 | [12 empty] | 1 | 0 | 0 | 0 | 0 | 0 | 0 | 0 | 0 | 0 | 0 | 0 | 0 | 0 | 0 |  | 0 | 0 | 0 | 0 | 0 | 0 | 0 | 0 | 0 | 0 | 0 | 70 | 0 | 0 | 1 | 0 | -2 | 0 | 0 | 0 | 0 | 0 | 0 | 0 | 0 | 0 | 0 | 0 | 0 | 1
SCE Metro | Goodrich | 230 | 0 | 0 | 0 | 0 | 0 | 0 | 0 | 0 | 0 | 0 | 0 | 0 | 0 | 0 | 0 | 0 | 0 | 0 | 0 | 0 | 0 | 0 | 0 | 0 | 0 | 0 | 0 | 0 | 0 | 0 | 0 | 0 | 0 | 0 | 0 | 0 | 0 | 0 | 0 | 0 | 0 | 0 | 0 | 0 | [15 empty] | 0 | 0 | 0 | 0 | 0 | 0 | 0 | 0 | 0 | 0 | 0 | 0 | 0 | 0 | 0 |  | 0 | 0 | 0 | 0 | 0 | 0 | 0 | 0 | 0 | 0 | 0 | 0 | 0 | 0 | 0 | 0 | 0 | 0 | 0 | 0 | 0 | 0 | 0 | 0 | 0 | 0 | 0 | 0 | 0 | 0 | [14 empty] | 0 | 0 | 0 | 0 | 0 | 0 | 0 | 0 | 0 | 0 | 0 | 0 | 0 | 0 | [15 empty] | 0 | 0 | 0 | 0 | 0 | 0 | 0 | 0 | 0 | 0 | 0 | 0 | 0 | 0 | 0 |  | 0 | 0 | 0 | 0 | 0 | 0 | 0 | 0 | 0 | 0 | 0 | 0 | 0 | 0 | 0 | 0 | 0 | 0 | 0 | 0 | 0 | 0 | 0 | 0 | 0 | 0 | 0 | 0 | 0 | 0
PG&E KERN | Goose Lake | 115 | 0 | 0 | 0 | 0 | 0 | 0 | 0 | 0 | 0 | 0 | 0 | 0 | 0 | 0 | 0 | 0 | 0 | 0 | 0 | 0 | 0 | 0 | 0 | 0 | 0 | 0 | 0 | 0 | 0 | 0 | 0 | 3 | 0 | 0 | 0 | 0 | 0 | 0 | 0 | 0 | 0 | 0 | 0 | 0 | [15 empty] | 0 | 0 | 3 | 0 | 0 | 0 | 0 | 0 | 0 | 0 | 0 | 0 | 0 | 0 | 0 |  | 0 | 3 | 0 | 0 | 0 | 0 | 0 | 0 | 0 | 0 | 0 | 0 | 0 | 0 | 1 | 0 | 0 | 0 | 0 | 0 | 0 | 0 | 0 | 0 | 0 | 0 | 0 | 0 | 0 | 0 | [14 empty] | 0 | 3 | 0 | 0 | 0 | 0 | 0 | 0 | 0 | 0 | 0 | 0 | 0 | 0 | [15 empty] | 0 | 0 | 3 | 0 | 0 | 0 | 0 | 0 | 0 | 0 | 0 | 0 | 0 | 0 | 0 |  | 0 | 3 | 0 | 0 | 0 | 0 | 0 | 0 | 0 | 0 | 0 | 0 | 0 | 0 | 1 | 0 | 0 | 0 | 0 | 0 | 0 | 0 | 0 | 0 | 0 | 0 | 0 | 0 | 0 | 0
SCE Metro | Gould | 230 | 0 | 0 | 0 | 0 | 0 | 0 | 0 | 0 | 0 | 0 | 0 | 0 | 0 | 0 | 0 | 0 | 0 | 0 | 0 | 0 | 0 | 0 | 0 | 0 | 0 | 0 | 0 | 0 | 0 | 0 | 0 | 0 | 0 | 0 | 0 | 0 | 0 | 0 | 0 | 0 | 0 | 0 | 0 | 0 | [15 empty] | 0 | 0 | 0 | 0 | 0 | 0 | 0 | 0 | 0 | 0 | 0 | 0 | 0 | 0 | 0 |  | 0 | 0 | 0 | 0 | 0 | 0 | 0 | 0 | 0 | 0 | 0 | 0 | 0 | 0 | 0 | 0 | 0 | 0 | 0 | 0 | 0 | 0 | 0 | 0 | 0 | 0 | 0 | 0 | 0 | 0 | [14 empty] | 0 | 0 | 0 | 0 | 0 | 0 | 0 | 0 | 0 | 0 | 0 | 0 | 0 | 0 | [15 empty] | 0 | 0 | 0 | 0 | 0 | 0 | 0 | 0 | 0 | 0 | 0 | 0 | 0 | 0 | 0 |  | 0 | 0 | 0 | 0 | 0 | 0 | 0 | 0 | 0 | 0 | 0 | 0 | 0 | 0 | 0 | 0 | 0 | 0 | 0 | 0 | 0 | 0 | 0 | 0 | 0 | 0 | 0 | 0 | 0 | 0
PG&E NGBA | Grand Island | 115 | 0 | 0 | 0 | 0 | 0 | 0 | 0 | 0 | 0 | 0 | 0 | 0 | 0 | 0 | 0 | 0 | 0 | 0 | 0 | 0 | 0 | 0 | 0 | 2.73 | 0 | 0 | 0 | 0 | 0 | 1 | 0 | 0 | 0 | 0 | 0 | 0 | 0 | 0 | 0 | 0 | 0 | 0 | 0 | 0 | [15 empty] | 0 | 0 | 0 | 0 | 0 | 0 | 0 | 0 | 0 | 0 | 0 | 0 | 0 | 0 | 0 |  | 0 | 0 | 0 | 0 | 0 | 0 | 0 | 0 | 2.73 | 0 | 0 | 0 | 0 | 0 | 1 | 0 | 0 | 0 | 0 | 0 | 0 | 0 | 0 | 0 | 0 | 0 | 0 | 0 | 0 | 0 | [14 empty] | 0 | 0 | 0 | 0 | 0 | 0 | 0 | 0 | 0 | 0 | 0 | 0 | 0 | 0 | [15 empty] | 0 | 0 | 0 | 0 | 0 | 0 | 0 | 0 | 0 | 0 | 0 | 0 | 0 | 0 | 0 |  | 0 | 0 | 0 | 0 | 0 | 0 | 0 | 0 | 2.73 | 0 | 0 | 0 | 0 | 0 | 1 | 0 | 0 | 0 | 0 | 0 | 0 | 0 | 0 | 0 | 0 | 0 | 0 | 0 | 0 | 0
SDGE | Granite | 69 | 0 | 0 | 0 | 0 | 0 | 0 | 0 | 0 | 0 | 0 | 0 | 2.25 | 0 | 0 | 1 | 0 | 0 | 0 | 0 | 0 | 0 | 0 | 0 | 0 | 0 | 0 | 4.5 | 0 | 0 | 1 | 0 | 0 | 0 | 0 | 0 | 0 | 0 | 0 | 0 | 0 | 0 | 0 | 0 | 0 | [15 empty] | 0 | 0 | 0 | 0 | 0 | 0 | 0 | 0 | 0 | 0 | 0 | 0 | 0 | 0 | 0 |  | 0 | 0 | 0 | 0 | 0 | 0 | 0 | 0 | 0 | 0 | 0 | 4.5 | 0 | 0 | 1 | 0 | 0 | 0 | 0 | 0 | 0 | 0 | 0 | 0 | 0 | 0 | 2.25 | 0 | 0 | 1 | [14 empty] | 0 | 0 | 0 | 0 | 0 | 0 | 0 | 0 | 0 | 0 | 0 | 0 | 0 | 0 | [15 empty] | 0 | 0 | 0 | 0 | 0 | 0 | 0 | 0 | 0 | 0 | 0 | 0 | 0 | 0 | 0 |  | 0 | 0 | 0 | 0 | 0 | 0 | 0 | 0 | 0 | 0 | 0 | 4.5 | 0 | 0 | 1 | 0 | 0 | 0 | 0 | 0 | 0 | 0 | 0 | 0 | 0 | 0 | 2.25 | 0 | 0 | 1
PG&E GBA | Grant | 115 | 0 | 0 | 0 | 0 | 0 | 0 | 0 | 0 | 0 | 0 | 0 | 0 | 0 | 0 | 0 | 0 | 0 | 0 | 0 | 0 | 0 | 0 | 0 | 0 | 0 | 0 | 0 | 0 | 0 | 0 | 0 | 0 | 0 | 0 | 0 | 0 | 0 | 0 | 0 | 0 | 0 | 0 | 0 | 0 | [15 empty] | 0 | 0 | 0 | 0 | 0 | 0 | 0 | 0 | 0 | 0 | 0 | 0 | 0 | 0 | 0 |  | 0 | 0 | 0 | 0 | 0 | 0 | 0 | 0 | 0 | 0 | 0 | 0 | 0 | 0 | 0 | 0 | 0 | 0 | 0 | 0 | 0 | 0 | 0 | 0 | 0 | 0 | 0 | 0 | 0 | 0 | [14 empty] | 0 | 0 | 0 | 0 | 0 | 0 | 0 | 0 | 0 | 0 | 0 | 0 | 0 | 0 | [15 empty] | 0 | 0 | 0 | 0 | 0 | 0 | 0 | 0 | 0 | 0 | 0 | 0 | 0 | 0 | 0 |  | 0 | 0 | 0 | 0 | 0 | 0 | 0 | 0 | 0 | 0 | 0 | 0 | 0 | 0 | 0 | 0 | 0 | 0 | 0 | 0 | 0 | 0 | 0 | 0 | 0 | 0 | 0 | 0 | 0 | 0
PG&E GBA | Green Valley | 115 | 0 | 0 | 0 | 0 | 0 | 0 | 0 | 0 | 0 | 0 | 0 | 0 | 0 | 0 | 0 | 0 | 0 | 0 | 0 | 0 | 0 | 0 | 0 | 0 | 0 | 0 | 0 | 0 | 0 | 0 | 0 | 1.1 | 0 | 0 | 0 | 0 | 0 | 0 | 0 | 0 | 0 | 0 | 0 | 0 | [15 empty] | 0 | 0 | 1.1 | 0 | 0 | 0 | 0 | 0 | 0 | 0 | 0 | 0 | 0 | 0 | 0 |  | 0 | 1.1 | 0 | 0 | 0 | 0 | 0 | 0 | 0 | 0 | 0 | 0 | 0 | 0 | 1 | 0 | 0 | 0 | 0 | 0 | 0 | 0 | 0 | 0 | 0 | 0 | 0 | 0 | 0 | 0 | [14 empty] | 0 | 1.1 | 0 | 0 | 0 | 0 | 0 | 0 | 0 | 0 | 0 | 0 | 0 | 0 | [15 empty] | 0 | 0 | 1.1 | 0 | 0 | 0 | 0 | 0 | 0 | 0 | 0 | 0 | 0 | 0 | 0 |  | 0 | 1.1 | 0 | 0 | 0 | 0 | 0 | 0 | 0 | 0 | 0 | 0 | 0 | 0 | 1 | 0 | 0 | 0 | 0 | 0 | 0 | 0 | 0 | 0 | 0 | 0 | 0 | 0 | 0 | 0
PG&E NGBA | Greenleaf 1 | 115 | 0 | 0 | 0 | 0 | 0 | 0 | 0 | 0 | 0 | 0 | 0 | 0 | 0 | 0 | 0 | 0 | 0 | 0 | 0 | 0 | 0 | 0 | 0 | 0 | 0 | 0 | 0 | 0 | 0 | 0 | 0 | 0 | 0 | 0 | 0 | 0 | 0 | 0 | 0 | 0 | 0 | 0 | 0 | 0 | [15 empty] | 0 | 0 | 0 | 0 | 0 | 0 | 0 | 0 | 0 | 0 | 0 | 0 | 0 | 0 | 0 |  | 0 | 0 | 0 | 0 | 0 | 0 | 0 | 0 | 0 | 0 | 0 | 0 | 0 | 0 | 0 | 0 | 0 | 0 | 0 | 0 | 0 | 0 | 0 | 0 | 0 | 0 | 0 | 0 | 0 | 0 | [14 empty] | 0 | 0 | 0 | 0 | 0 | 0 | 0 | 0 | 0 | 0 | 0 | 0 | 0 | 0 | [15 empty] | 0 | 0 | 0 | 0 | 0 | 0 | 0 | 0 | 0 | 0 | 0 | 0 | 0 | 0 | 0 |  | 0 | 0 | 0 | 0 | 0 | 0 | 0 | 0 | 0 | 0 | 0 | 0 | 0 | 0 | 0 | 0 | 0 | 0 | 0 | 0 | 0 | 0 | 0 | 0 | 0 | 0 | 0 | 0 | 0 | 0
PG&E FRESNO | Gregg | 230 | 0 | 0 | 0 | 0 | 0 | 0 | 0 | 0 | 0 | 0 | 0 | 0 | 0 | 0 | 0 | 0 | 0 | 0 | 0 | 0 | 0 | 0 | 0 | 0 | 0 | 0 | 0 | 0 | 0 | 0 | 0 | 0 | 170 | 20 | 0 | 0 | 0 | 0 | 0 | 0 | 0 | 0 | 0 | 140 | [15 empty] | 0 | 0 | 0 | 170 | 20 | 0 | 0 | 0 | 0 | 0 | 0 | 0 | 0 | 0 | 140 |  | 0 | 0 | 170 | 20 | 0 | 0 | 0 | 0 | 0 | 0 | 0 | 0 | 0 | 140 | 1 | 0 | 0 | 0 | 0 | 0 | 0 | 0 | 0 | 0 | 0 | 0 | 0 | 0 | 0 | 0 | [14 empty] | 0 | 0 | 170 | 20 | 0 | 0 | 0 | 0 | 0 | 0 | 0 | 0 | 0 | 140 | [15 empty] | 0 | 0 | 0 | 170 | 20 | 0 | 0 | 0 | 0 | 0 | 0 | 0 | 0 | 0 | 140 |  | 0 | 0 | 170 | 20 | 0 | 0 | 0 | 0 | 0 | 0 | 0 | 0 | 0 | 140 | 1 | 0 | 0 | 0 | 0 | 0 | 0 | 0 | 0 | 0 | 0 | 0 | 0 | 0 | 0 | 0
PG&E FRESNO | Grimmway-Malaga | 115 | 0 | 0 | 0 | 0 | 0 | 0 | 0 | 0 | 0 | 0 | 0 | 0 | 0 | 0 | 0 | 0 | 0 | 0 | 0 | 0 | 0 | 0 | 0 | 0 | 0 | 0 | 0 | 0 | 0 | 0 | 0 | 0 | 0 | 0 | 0 | 0 | 0 | 0 | 0 | 0 | 0 | 0 | 0 | 0 | [15 empty] | 0 | 0 | 0 | 0 | 0 | 0 | 0 | 0 | 0 | 0 | 0 | 0 | 0 | 0 | 0 |  | 0 | 0 | 0 | 0 | 0 | 0 | 0 | 0 | 0 | 0 | 0 | 0 | 0 | 0 | 0 | 0 | 0 | 0 | 0 | 0 | 0 | 0 | 0 | 0 | 0 | 0 | 0 | 0 | 0 | 0 | [14 empty] | 0 | 0 | 0 | 0 | 0 | 0 | 0 | 0 | 0 | 0 | 0 | 0 | 0 | 0 | [15 empty] | 0 | 0 | 0 | 0 | 0 | 0 | 0 | 0 | 0 | 0 | 0 | 0 | 0 | 0 | 0 |  | 0 | 0 | 0 | 0 | 0 | 0 | 0 | 0 | 0 | 0 | 0 | 0 | 0 | 0 | 0 | 0 | 0 | 0 | 0 | 0 | 0 | 0 | 0 | 0 | 0 | 0 | 0 | 0 | 0 | 0
PG&E NGBA | Grizzly | 230 | 0 | 0 | 0 | 0 | 0 | 0 | 0 | 0 | 0 | 0 | 0 | 0 | 0 | 0 | 0 | 0 | 0 | 0 | 0 | 0 | 0 | 0 | 0 | 0 | 0 | 0 | 0 | 0 | 0 | 0 | 0 | 0 | 0 | 0 | 0 | 0 | 0 | 0 | 0 | 0 | 0 | 0 | 0 | 0 | [15 empty] | 0 | 0 | 0 | 0 | 0 | 0 | 0 | 0 | 0 | 0 | 0 | 0 | 0 | 0 | 0 |  | 0 | 0 | 0 | 0 | 0 | 0 | 0 | 0 | 0 | 0 | 0 | 0 | 0 | 0 | 0 | 0 | 0 | 0 | 0 | 0 | 0 | 0 | 0 | 0 | 0 | 0 | 0 | 0 | 0 | 0 | [14 empty] | 0 | 0 | 0 | 0 | 0 | 0 | 0 | 0 | 0 | 0 | 0 | 0 | 0 | 0 | [15 empty] | 0 | 0 | 0 | 0 | 0 | 0 | 0 | 0 | 0 | 0 | 0 | 0 | 0 | 0 | 0 |  | 0 | 0 | 0 | 0 | 0 | 0 | 0 | 0 | 0 | 0 | 0 | 0 | 0 | 0 | 0 | 0 | 0 | 0 | 0 | 0 | 0 | 0 | 0 | 0 | 0 | 0 | 0 | 0 | 0 | 0
PG&E FRESNO | Guernsey | 70 | 0 | 0 | 0 | 0 | 0 | 0 | 0 | 0 | 0 | 0 | 0 | 0 | 0 | 0 | 0 | 0 | 0 | 0 | 0 | 0 | 0 | 0 | 0 | 0 | 0 | 0 | 0 | 0 | 0 | 0 | 0 | 0 | 0 | 0 | 0 | 0 | 0 | 0 | 7.5 | 0 | 0 | 0 | 0 | 0 | [15 empty] | 0 | 0 | 0 | 0 | 0 | 0 | 0 | 0 | 0 | 7.5 | 0 | 0 | 0 | 0 | 0 |  | 0 | 0 | 0 | 0 | 0 | 0 | 0 | 0 | 7.5 | 0 | 0 | 0 | 0 | 0 | 1 | 0 | 0 | 0 | 0 | 0 | 0 | 0 | 0 | 0 | 0 | 0 | 0 | 0 | 0 | 0 | [14 empty] | 0 | 0 | 0 | 0 | 0 | 0 | 0 | 0 | 7.5 | 0 | 0 | 0 | 0 | 0 | [15 empty] | 0 | 0 | 0 | 0 | 0 | 0 | 0 | 0 | 0 | 7.5 | 0 | 0 | 0 | 0 | 0 |  | 0 | 0 | 0 | 0 | 0 | 0 | 0 | 0 | 7.5 | 0 | 0 | 0 | 0 | 0 | 1 | 0 | 0 | 0 | 0 | 0 | 0 | 0 | 0 | 0 | 0 | 0 | 0 | 0 | 0 | 0
PG&E FRESNO | GWF Hanford | 115 | 0 | 0 | 0 | 0 | 0 | 0 | 0 | 0 | 0 | 0 | 0 | 0 | 0 | 0 | 0 | 0 | 0 | 0 | 0 | 0 | 0 | 0 | 0 | 0 | 0 | 0 | 131.4 | 0 | 0 | 1 | 0 | 0 | 0 | 0 | 0 | 0 | 0 | 0 | 0 | 0 | 0 | 0 | 0 | 0 | [15 empty] | 0 | 0 | 0 | 0 | 0 | 0 | 0 | 0 | 0 | 0 | 0 | 0 | 0 | 0 | 0 |  | 0 | 0 | 0 | 0 | 0 | 0 | 0 | 0 | 0 | 0 | 0 | 131.4 | 0 | 0 | 1 | 0 | 0 | 0 | 0 | 0 | 0 | 0 | 0 | 0 | 0 | 0 | 0 | 0 | 0 | 0 | [14 empty] | 0 | 0 | 0 | 0 | 0 | 0 | 0 | 0 | 0 | 0 | 0 | 0 | 0 | 0 | [15 empty] | 0 | 0 | 0 | 0 | 0 | 0 | 0 | 0 | 0 | 0 | 0 | 0 | 0 | 0 | 0 |  | 0 | 0 | 0 | 0 | 0 | 0 | 0 | 0 | 0 | 0 | 0 | 131.4 | 0 | 0 | 1 | 0 | 0 | 0 | 0 | 0 | 0 | 0 | 0 | 0 | 0 | 0 | 0 | 0 | 0 | 0
PG&E FRESNO | Haas | 230 | 0 | 0 | 0 | 0 | 0 | 0 | 0 | 0 | 0 | 0 | 0 | 0 | 0 | 0 | 0 | 0 | 0 | 0 | 0 | 0 | 0 | 0 | 0 | 0 | 0 | 0 | 0 | 0 | 0 | 0 | 0 | 0 | 0 | 0 | 0 | 0 | 0 | 0 | 0 | 0 | 0 | 0 | 0 | 0 | [15 empty] | 0 | 0 | 0 | 0 | 0 | 0 | 0 | 0 | 0 | 0 | 0 | 0 | 0 | 0 | 0 |  | 0 | 0 | 0 | 0 | 0 | 0 | 0 | 0 | 0 | 0 | 0 | 0 | 0 | 0 | 0 | 0 | 0 | 0 | 0 | 0 | 0 | 0 | 0 | 0 | 0 | 0 | 0 | 0 | 0 | 0 | [14 empty] | 0 | 0 | 0 | 0 | 0 | 0 | 0 | 0 | 0 | 0 | 0 | 0 | 0 | 0 | [15 empty] | 0 | 0 | 0 | 0 | 0 | 0 | 0 | 0 | 0 | 0 | 0 | 0 | 0 | 0 | 0 |  | 0 | 0 | 0 | 0 | 0 | 0 | 0 | 0 | 0 | 0 | 0 | 0 | 0 | 0 | 0 | 0 | 0 | 0 | 0 | 0 | 0 | 0 | 0 | 0 | 0 | 0 | 0 | 0 | 0 | 0
PG&E FRESNO | Hammonds | 115 | 0 | 0 | 0 | 0 | 0 | 0 | 0 | 0 | 0 | 0 | 0 | 0 | 0 | 0 | 0 | 0 | 0 | 0 | 0 | 0 | 0 | 0 | 0 | 0 | 0 | 0 | 0 | 0 | 0 | 0 | 0 | 0 | 0 | 0 | 0 | 0 | 0 | 0 | 0 | 0 | 0 | 0 | 0 | 0 | [15 empty] | 0 | 0 | 0 | 0 | 0 | 0 | 0 | 0 | 0 | 0 | 0 | 0 | 0 | 0 | 0 |  | 0 | 0 | 0 | 0 | 0 | 0 | 0 | 0 | 0 | 0 | 0 | 0 | 0 | 0 | 0 | 0 | 0 | 0 | 0 | 0 | 0 | 0 | 0 | 0 | 0 | 0 | 0 | 0 | 0 | 0 | [14 empty] | 0 | 0 | 0 | 0 | 0 | 0 | 0 | 0 | 0 | 0 | 0 | 0 | 0 | 0 | [15 empty] | 0 | 0 | 0 | 0 | 0 | 0 | 0 | 0 | 0 | 0 | 0 | 0 | 0 | 0 | 0 |  | 0 | 0 | 0 | 0 | 0 | 0 | 0 | 0 | 0 | 0 | 0 | 0 | 0 | 0 | 0 | 0 | 0 | 0 | 0 | 0 | 0 | 0 | 0 | 0 | 0 | 0 | 0 | 0 | 0 | 0
SCE Metro | HarborGen | 230 | 0 | 0 | 0 | 0 | 0 | 0 | 0 | 0 | 0 | 0 | 0 | 0 | 0 | 0 | 0 | 0 | 0 | 0 | 0 | 0 | 0 | 0 | 0 | 0 | 0 | 0 | 0 | 0 | 0 | 0 | 0 | 0 | 0 | 0 | 0 | 0 | 0 | 0 | 0 | 0 | 0 | 0 | 0 | 0 | [15 empty] | 0 | 0 | 0 | 0 | 0 | 0 | 0 | 0 | 0 | 0 | 0 | 0 | 0 | 0 | 0 |  | 0 | 0 | 0 | 0 | 0 | 0 | 0 | 0 | 0 | 0 | 0 | 0 | 0 | 0 | 0 | 0 | 0 | 0 | 0 | 0 | 0 | 0 | 0 | 0 | 0 | 0 | 0 | 0 | 0 | 0 | [14 empty] | 0 | 0 | 0 | 0 | 0 | 0 | 0 | 0 | 0 | 0 | 0 | 0 | 0 | 0 | [15 empty] | 0 | 0 | 0 | 0 | 0 | 0 | 0 | 0 | 0 | 0 | 0 | 0 | 0 | 0 | 0 |  | 0 | 0 | 0 | 0 | 0 | 0 | 0 | 0 | 0 | 0 | 0 | 0 | 0 | 0 | 0 | 0 | 0 | 0 | 0 | 0 | 0 | 0 | 0 | 0 | 0 | 0 | 0 | 0 | 0 | 0
PG&E NGBA | Harris | 60 | 0 | 0 | 0 | 0 | 0 | 0 | 0 | 0 | 0 | 0 | 0 | 0 | 0 | 0 | 0 | 0 | 0 | 0 | 0 | 0 | 0 | 0 | 0 | 0 | 0 | 0 | 0 | 0 | 0 | 0 | 0 | 0 | 0 | 0 | 0 | 0 | 0 | 0 | 0 | 0 | 0 | 0 | 0 | 0 | [15 empty] | 0 | 0 | 0 | 0 | 0 | 0 | 0 | 0 | 0 | 0 | 0 | 0 | 0 | 0 | 0 |  | 0 | 0 | 0 | 0 | 0 | 0 | 0 | 0 | 0 | 0 | 0 | 0 | 0 | 0 | 0 | 0 | 0 | 0 | 0 | 0 | 0 | 0 | 0 | 0 | 0 | 0 | 0 | 0 | 0 | 0 | [14 empty] | 0 | 0 | 0 | 0 | 0 | 0 | 0 | 0 | 0 | 0 | 0 | 0 | 0 | 0 | [15 empty] | 0 | 0 | 0 | 0 | 0 | 0 | 0 | 0 | 0 | 0 | 0 | 0 | 0 | 0 | 0 |  | 0 | 0 | 0 | 0 | 0 | 0 | 0 | 0 | 0 | 0 | 0 | 0 | 0 | 0 | 0 | 0 | 0 | 0 | 0 | 0 | 0 | 0 | 0 | 0 | 0 | 0 | 0 | 0 | 0 | 0
EOP | Harry Allen | 500 | 0 | 0 | 0 | 0 | 0 | 0 | 0 | 0 | 0 | 0 | 0 | 0 | 0 | 0 | 0 | 0 | 0 | 0 | 0 | 0 | 0 | 0 | 0 | 0 | 0 | 0 | 0 | 0 | 0 | 0 | 0 | 0 | 0 | 0 | 1100 | 0 | 0 | 0 | 0 | 0 | 0 | 0 | 0 | 0 | [15 empty] | 0 | 0 | 0 | 0 | 0 | 1100 | 0 | 0 | 0 | 0 | 0 | 0 | 0 | 0 | 0 |  | 0 | 0 | 0 | 0 | 1100 | 0 | 0 | 0 | 0 | 0 | 0 | 0 | 0 | 0 | 1 | 0 | 0 | 0 | 0 | 0 | 0 | 0 | 0 | 0 | 0 | 0 | 0 | 0 | 0 | 0 | [14 empty] | 0 | 0 | 0 | 0 | 1100 | 0 | 0 | 0 | 0 | 0 | 0 | 0 | 0 | 0 | [15 empty] | 0 | 0 | 0 | 0 | 0 | 1100 | 0 | 0 | 0 | 0 | 0 | 0 | 0 | 0 | 0 |  | 0 | 0 | 0 | 0 | 1100 | 0 | 0 | 0 | 0 | 0 | 0 | 0 | 0 | 0 | 1 | 0 | 0 | 0 | 0 | 0 | 0 | 0 | 0 | 0 | 0 | 0 | 0 | 0 | 0 | 0
PG&E NGBA | Hartley | 60 | 0 | 0 | 0 | 0 | 0 | 0 | 0 | 0 | 0 | 0 | 0 | 0 | 0 | 0 | 0 | 0 | 0 | 0 | 0 | 0 | 0 | 0 | 0 | 0 | 0 | 0 | 0 | 0 | 0 | 0 | 0 | 0 | 0 | 0 | 0 | 0 | 0 | 0 | 0 | 0 | 0 | 0 | 0 | 0 | [15 empty] | 0 | 0 | 0 | 0 | 0 | 0 | 0 | 0 | 0 | 0 | 0 | 0 | 0 | 0 | 0 |  | 0 | 0 | 0 | 0 | 0 | 0 | 0 | 0 | 0 | 0 | 0 | 0 | 0 | 0 | 0 | 0 | 0 | 0 | 0 | 0 | 0 | 0 | 0 | 0 | 0 | 0 | 0 | 0 | 0 | 0 | [14 empty] | 0 | 0 | 0 | 0 | 0 | 0 | 0 | 0 | 0 | 0 | 0 | 0 | 0 | 0 | [15 empty] | 0 | 0 | 0 | 0 | 0 | 0 | 0 | 0 | 0 | 0 | 0 | 0 | 0 | 0 | 0 |  | 0 | 0 | 0 | 0 | 0 | 0 | 0 | 0 | 0 | 0 | 0 | 0 | 0 | 0 | 0 | 0 | 0 | 0 | 0 | 0 | 0 | 0 | 0 | 0 | 0 | 0 | 0 | 0 | 0 | 0
SCE NOL | Harvard | 115 | 0 | 0 | 0 | 0 | 0 | 0 | 0 | 0 | 0 | 0 | 0 | 0 | 0 | 0 | 0 | 0 | 0 | 0 | 0 | 0 | 0 | 0 | 0 | 0 | 0 | 0 | 0 | 0 | 0 | 0 | 0 | 0 | 0 | 0 | 0 | 0 | 0 | 0 | 0 | 0 | 0 | 0 | 0 | 0 | [15 empty] | 0 | 0 | 0 | 0 | 0 | 0 | 0 | 0 | 0 | 0 | 0 | 0 | 0 | 0 | 0 |  | 0 | 0 | 0 | 0 | 0 | 0 | 0 | 0 | 0 | 0 | 0 | 0 | 0 | 0 | 0 | 0 | 0 | 0 | 0 | 0 | 0 | 0 | 0 | 0 | 0 | 0 | 0 | 0 | 0 | 0 | [14 empty] | 0 | 0 | 0 | 0 | 0 | 0 | 0 | 0 | 0 | 0 | 0 | 0 | 0 | 0 | [15 empty] | 0 | 0 | 0 | 0 | 0 | 0 | 0 | 0 | 0 | 0 | 0 | 0 | 0 | 0 | 0 |  | 0 | 0 | 0 | 0 | 0 | 0 | 0 | 0 | 0 | 0 | 0 | 0 | 0 | 0 | 0 | 0 | 0 | 0 | 0 | 0 | 0 | 0 | 0 | 0 | 0 | 0 | 0 | 0 | 0 | 0
SDGE | Hassayampa | 500 | 0 | 0 | 0 | 0 | 0 | 0 | 0 | 0 | 0 | 0 | 0 | 0 | 0 | 0 | 0 | 0 | 0 | 0 | 0 | 0 | 0 | 0 | 0 | 0 | 52.5 | 160 | 95 | 0 | 0 | 1 | 0 | 0 | 0 | 0 | 0 | 0 | 0 | 0 | 0 | 119.5 | 0 | 0 | 0 | 0 | [15 empty] | 0 | 0 | 0 | 0 | 0 | 0 | 0 | 0 | 0 | 0 | 119.5 | 0 | 0 | 0 | 0 |  | 0 | 0 | 0 | 0 | 0 | 0 | 0 | 0 | 0 | 172 | 160 | 95 | 0 | 0 | 1 | 0 | 0 | 0 | 0 | 0 | 0 | 0 | 0 | 0 | 0 | 0 | 0 | 0 | 0 | 0 | [9 empty] | 150 | 220 |  | 90 |  | 0 | 0 | 0 | 0 | 0 | 0 | 0 | 0 | 0 | 269.5 | 220 | 0 | 90 | 0 | [10 empty] | -22 |  |  |  |  | 1 | 0 | 0 | 0 | 0 | 0 | 0 | 0 | 0 | 0 | 247.5 | 220 | 0 | 90 | 0 |  | 0 | 0 | 0 | 0 | 0 | 0 | 0 | 0 | 0 | 300 | 380 | 95 | 90 | 0 | 1 | 0 | 0 | 0 | 0 | 0 | 0 | 0 | 0 | 0 | -22 | 0 | 0 | 0 | 0 | 1
PG&E FRESNO | Helm | 230 | 0 | 0 | 0 | 0 | 0 | 0 | 0 | 0 | 0 | 0 | 0 | 0 | 0 | 0 | 0 | 0 | 0 | 0 | 0 | 0 | 0 | 0 | 0 | 0 | 0 | 0 | 0 | 0 | 0 | 0 | 0 | 0 | 0 | 0 | 0 | 0 | 0 | 0 | 0 | 0 | 0 | 0 | 0 | 0 | [15 empty] | 0 | 0 | 0 | 0 | 0 | 0 | 0 | 0 | 0 | 0 | 0 | 0 | 0 | 0 | 0 |  | 0 | 0 | 0 | 0 | 0 | 0 | 0 | 0 | 0 | 0 | 0 | 0 | 0 | 0 | 0 | 0 | 0 | 0 | 0 | 0 | 0 | 0 | 0 | 0 | 0 | 0 | 0 | 0 | 0 | 0 | [9 empty] | 100 | 200 |  | 80 |  | 0 | 0 | 0 | 0 | 0 | 0 | 0 | 0 | 0 | 100 | 200 | 0 | 80 | 0 | [15 empty] | 0 | 0 | 0 | 0 | 0 | 0 | 0 | 0 | 0 | 0 | 100 | 200 | 0 | 80 | 0 |  | 0 | 0 | 0 | 0 | 0 | 0 | 0 | 0 | 0 | 100 | 200 | 0 | 80 | 0 | 1 | 0 | 0 | 0 | 0 | 0 | 0 | 0 | 0 | 0 | 0 | 0 | 0 | 0 | 0 | 0
PG&E FRESNO | Helm | 70 | 0 | 0 | 0 | 0 | 0 | 0 | 0 | 0 | 0 | 0 | 0 | 0 | 0 | 0 | 0 | 0 | 0 | 0 | 0 | 0 | 0 | 0 | 0 | 0 | 0 | 0 | 0 | 0 | 0 | 0 | 0 | 0 | 0 | 0 | 0 | 0 | 0 | 0 | 0 | 0 | 25 | 0 | 10 | 0 | [11 empty] | -25 |  | -10 |  | 1 | 0 | 0 | 0 | 0 | 0 | 0 | 0 | 0 | 0 | 0 | 0 | 0 | 0 | 0 |  | 0 | 0 | 0 | 0 | 0 | 0 | 0 | 0 | 0 | 0 | 0 | 0 | 0 | 0 | 0 | 0 | 0 | 0 | 0 | 0 | 0 | 0 | 0 | 0 | 0 | -25 | 0 | -10 | 0 | 1 | [14 empty] | 0 | 0 | 0 | 0 | 0 | 0 | 0 | 0 | 0 | 0 | 25 | 0 | 10 | 0 | [11 empty] | -25 |  | -10 |  | 1 | 0 | 0 | 0 | 0 | 0 | 0 | 0 | 0 | 0 | 0 | 0 | 0 | 0 | 0 |  | 0 | 0 | 0 | 0 | 0 | 0 | 0 | 0 | 0 | 0 | 0 | 0 | 0 | 0 | 0 | 0 | 0 | 0 | 0 | 0 | 0 | 0 | 0 | 0 | 0 | -25 | 0 | -10 | 0 | 1
PG&E FRESNO | Henrietta | 115 | 0 | 0 | 0 | 0 | 0 | 0 | 0 | 0 | 0 | 0 | 0 | 0 | 0 | 0 | 0 | 0 | 0 | 0 | 0 | 0 | 0 | 0 | 0 | 0 | 0 | 0 | 0 | 0 | 0 | 0 | 0 | 0 | 0 | 0 | 0 | 0 | 0 | 0 | 0 | 0 | 0 | 0 | 0 | 0 | [15 empty] | 0 | 0 | 0 | 0 | 0 | 0 | 0 | 0 | 0 | 0 | 0 | 0 | 0 | 0 | 0 |  | 0 | 0 | 0 | 0 | 0 | 0 | 0 | 0 | 0 | 0 | 0 | 0 | 0 | 0 | 0 | 0 | 0 | 0 | 0 | 0 | 0 | 0 | 0 | 0 | 0 | 0 | 0 | 0 | 0 | 0 | [14 empty] | 0 | 0 | 0 | 0 | 0 | 0 | 0 | 0 | 0 | 0 | 0 | 0 | 0 | 0 | [15 empty] | 0 | 0 | 0 | 0 | 0 | 0 | 0 | 0 | 0 | 0 | 0 | 0 | 0 | 0 | 0 |  | 0 | 0 | 0 | 0 | 0 | 0 | 0 | 0 | 0 | 0 | 0 | 0 | 0 | 0 | 0 | 0 | 0 | 0 | 0 | 0 | 0 | 0 | 0 | 0 | 0 | 0 | 0 | 0 | 0 | 0
PG&E FRESNO | Henrietta | 230 | 0 | 0 | 0 | 0 | 0 | 0 | 0 | 0 | 0 | 0 | 0 | 0 | 0 | 0 | 0 | 0 | 0 | 0 | 0 | 0 | 0 | 0 | 0 | 0 | 0 | 0 | 0 | 0 | 0 | 0 | 0 | 0 | 0 | 0 | 0 | 0 | 0 | 0 | 0 | 0 | 0 | 0 | 0 | 0 | [15 empty] | 0 | 0 | 0 | 0 | 0 | 0 | 0 | 0 | 0 | 0 | 0 | 0 | 0 | 0 | 0 |  | 0 | 0 | 0 | 0 | 0 | 0 | 0 | 0 | 0 | 0 | 0 | 0 | 0 | 0 | 0 | 0 | 0 | 0 | 0 | 0 | 0 | 0 | 0 | 0 | 0 | 0 | 0 | 0 | 0 | 0 | [9 empty] | 100 | 200 |  | 80 |  | 0 | 0 | 0 | 0 | 0 | 0 | 0 | 0 | 0 | 100 | 200 | 0 | 80 | 0 | [15 empty] | 0 | 0 | 0 | 0 | 0 | 0 | 0 | 0 | 0 | 0 | 100 | 200 | 0 | 80 | 0 |  | 0 | 0 | 0 | 0 | 0 | 0 | 0 | 0 | 0 | 100 | 200 | 0 | 80 | 0 | 1 | 0 | 0 | 0 | 0 | 0 | 0 | 0 | 0 | 0 | 0 | 0 | 0 | 0 | 0 | 0
PG&E FRESNO | Henrietta | 70 | 0 | 0 | 0 | 0 | 0 | 0 | 0 | 0 | 0 | 0 | 0 | 0 | 0 | 0 | 0 | 0 | 0 | 0 | 0 | 0 | 0 | 0 | 0 | 3 | 0 | 0 | 173.2 | 0 | 0 | 1 | 0 | 0 | 0 | 0 | 0 | 0 | 0 | 0 | 0 | 0 | 0 | 0 | 0 | 0 | [15 empty] | 0 | 0 | 0 | 0 | 0 | 0 | 0 | 0 | 0 | 0 | 0 | 0 | 0 | 0 | 0 |  | 0 | 0 | 0 | 0 | 0 | 0 | 0 | 0 | 3 | 0 | 0 | 173.2 | 0 | 0 | 1 | 0 | 0 | 0 | 0 | 0 | 0 | 0 | 0 | 0 | 0 | 0 | 0 | 0 | 0 | 0 | [14 empty] | 0 | 0 | 0 | 0 | 0 | 0 | 0 | 0 | 0 | 0 | 0 | 0 | 0 | 0 | [15 empty] | 0 | 0 | 0 | 0 | 0 | 0 | 0 | 0 | 0 | 0 | 0 | 0 | 0 | 0 | 0 |  | 0 | 0 | 0 | 0 | 0 | 0 | 0 | 0 | 3 | 0 | 0 | 173.2 | 0 | 0 | 1 | 0 | 0 | 0 | 0 | 0 | 0 | 0 | 0 | 0 | 0 | 0 | 0 | 0 | 0 | 0
PG&E FRESNO | Herndon | 115 | 0 | 0 | 0 | 0 | 0 | 0 | 0 | 0 | 0 | 0 | 0 | 0 | 0 | 0 | 0 | 0 | 0 | 0 | 0 | 0 | 0 | 0 | 0 | 0 | 0 | 0 | 0 | 0 | 0 | 0 | 0 | 0 | 0 | 0 | 0 | 0 | 0 | 0 | 0 | 0 | 0 | 0 | 0 | 0 | [15 empty] | 0 | 0 | 0 | 0 | 0 | 0 | 0 | 0 | 0 | 0 | 0 | 0 | 0 | 0 | 0 |  | 0 | 0 | 0 | 0 | 0 | 0 | 0 | 0 | 0 | 0 | 0 | 0 | 0 | 0 | 0 | 0 | 0 | 0 | 0 | 0 | 0 | 0 | 0 | 0 | 0 | 0 | 0 | 0 | 0 | 0 | [14 empty] | 0 | 0 | 0 | 0 | 0 | 0 | 0 | 0 | 0 | 0 | 0 | 0 | 0 | 0 | [15 empty] | 0 | 0 | 0 | 0 | 0 | 0 | 0 | 0 | 0 | 0 | 0 | 0 | 0 | 0 | 0 |  | 0 | 0 | 0 | 0 | 0 | 0 | 0 | 0 | 0 | 0 | 0 | 0 | 0 | 0 | 0 | 0 | 0 | 0 | 0 | 0 | 0 | 0 | 0 | 0 | 0 | 0 | 0 | 0 | 0 | 0
PG&E FRESNO | Herndon | 230 | 0 | 0 | 0 | 0 | 0 | 0 | 0 | 0 | 0 | 0 | 0 | 0 | 0 | 0 | 0 | 0 | 0 | 0 | 0 | 0 | 0 | 0 | 0 | 0 | 0 | 0 | 0 | 0 | 0 | 0 | 0 | 0 | 0 | 0 | 0 | 0 | 0 | 0 | 0 | 0 | 0 | 0 | 0 | 0 | [15 empty] | 0 | 0 | 0 | 0 | 0 | 0 | 0 | 0 | 0 | 0 | 0 | 0 | 0 | 0 | 0 |  | 0 | 0 | 0 | 0 | 0 | 0 | 0 | 0 | 0 | 0 | 0 | 0 | 0 | 0 | 0 | 0 | 0 | 0 | 0 | 0 | 0 | 0 | 0 | 0 | 0 | 0 | 0 | 0 | 0 | 0 | [14 empty] | 0 | 0 | 0 | 0 | 0 | 0 | 0 | 0 | 0 | 0 | 0 | 0 | 0 | 0 | [15 empty] | 0 | 0 | 0 | 0 | 0 | 0 | 0 | 0 | 0 | 0 | 0 | 0 | 0 | 0 | 0 |  | 0 | 0 | 0 | 0 | 0 | 0 | 0 | 0 | 0 | 0 | 0 | 0 | 0 | 0 | 0 | 0 | 0 | 0 | 0 | 0 | 0 | 0 | 0 | 0 | 0 | 0 | 0 | 0 | 0 | 0
PG&E GBA | Hicks | 230 | 0 | 0 | 0 | 0 | 0 | 0 | 0 | 0 | 0 | 0 | 0 | 0 | 0 | 0 | 0 | 0 | 0 | 0 | 0 | 0 | 0 | 0 | 0 | 0 | 0 | 0 | 0 | 0 | 0 | 0 | 0 | 0 | 0 | 0 | 0 | 0 | 0 | 0 | 0 | 0 | 0 | 0 | 0 | 0 | [15 empty] | 0 | 0 | 0 | 0 | 0 | 0 | 0 | 0 | 0 | 0 | 0 | 0 | 0 | 0 | 0 |  | 0 | 0 | 0 | 0 | 0 | 0 | 0 | 0 | 0 | 0 | 0 | 0 | 0 | 0 | 0 | 0 | 0 | 0 | 0 | 0 | 0 | 0 | 0 | 0 | 0 | 0 | 0 | 0 | 0 | 0 | [14 empty] | 0 | 0 | 0 | 0 | 0 | 0 | 0 | 0 | 0 | 0 | 0 | 0 | 0 | 0 | [15 empty] | 0 | 0 | 0 | 0 | 0 | 0 | 0 | 0 | 0 | 0 | 0 | 0 | 0 | 0 | 0 |  | 0 | 0 | 0 | 0 | 0 | 0 | 0 | 0 | 0 | 0 | 0 | 0 | 0 | 0 | 0 | 0 | 0 | 0 | 0 | 0 | 0 | 0 | 0 | 0 | 0 | 0 | 0 | 0 | 0 | 0
PG&E NGBA | Higgins | 115 | 0 | 0 | 0 | 0 | 0 | 0 | 0 | 0 | 0 | 0 | 0 | 0 | 0 | 0 | 0 | 0 | 0 | 0 | 0 | 0 | 0 | 0 | 0 | 0 | 0 | 0 | 0 | 0 | 0 | 0 | 0 | 0 | 0 | 0 | 0 | 0 | 0 | 0 | 0 | 0 | 0 | 0 | 0 | 0 | [15 empty] | 0 | 0 | 0 | 0 | 0 | 0 | 0 | 0 | 0 | 0 | 0 | 0 | 0 | 0 | 0 |  | 0 | 0 | 0 | 0 | 0 | 0 | 0 | 0 | 0 | 0 | 0 | 0 | 0 | 0 | 0 | 0 | 0 | 0 | 0 | 0 | 0 | 0 | 0 | 0 | 0 | 0 | 0 | 0 | 0 | 0 | [14 empty] | 0 | 0 | 0 | 0 | 0 | 0 | 0 | 0 | 0 | 0 | 0 | 0 | 0 | 0 | [15 empty] | 0 | 0 | 0 | 0 | 0 | 0 | 0 | 0 | 0 | 0 | 0 | 0 | 0 | 0 | 0 |  | 0 | 0 | 0 | 0 | 0 | 0 | 0 | 0 | 0 | 0 | 0 | 0 | 0 | 0 | 0 | 0 | 0 | 0 | 0 | 0 | 0 | 0 | 0 | 0 | 0 | 0 | 0 | 0 | 0 | 0
PG&E NGBA | Hilltop | 345 | 0 | 0 | 0 | 0 | 0 | 0 | 0 | 0 | 0 | 0 | 0 | 0 | 0 | 0 | 0 | 0 | 0 | 0 | 0 | 0 | 0 | 0 | 0 | 0 | 0 | 0 | 0 | 0 | 0 | 0 | 0 | 0 | 150 | 0 | 0 | 0 | 0 | 0 | 0 | 0 | 0 | 0 | 0 | 0 | [15 empty] | 0 | 0 | 0 | 150 | 0 | 0 | 0 | 0 | 0 | 0 | 0 | 0 | 0 | 0 | 0 |  | 0 | 0 | 150 | 0 | 0 | 0 | 0 | 0 | 0 | 0 | 0 | 0 | 0 | 0 | 1 | 0 | 0 | 0 | 0 | 0 | 0 | 0 | 0 | 0 | 0 | 0 | 0 | 0 | 0 | 0 | [14 empty] | 0 | 0 | 150 | 0 | 0 | 0 | 0 | 0 | 0 | 0 | 0 | 0 | 0 | 0 | [15 empty] | 0 | 0 | 0 | 150 | 0 | 0 | 0 | 0 | 0 | 0 | 0 | 0 | 0 | 0 | 0 |  | 0 | 0 | 150 | 0 | 0 | 0 | 0 | 0 | 0 | 0 | 0 | 0 | 0 | 0 | 1 | 0 | 0 | 0 | 0 | 0 | 0 | 0 | 0 | 0 | 0 | 0 | 0 | 0 | 0 | 0
SCE Metro | Hinson | 230 | 0 | 0 | 0 | 0 | 0 | 0 | 0 | 0 | 0 | 0 | 0 | 70 | 0 | 0 | 1 | 0 | 5.6 | 0 | 0 | 0 | 0 | 0 | 0 | 3.08 | 0 | 0 | 525 | 0 | 0 | 1 | 0 | 0 | 0 | 0 | 0 | 0 | 0 | 0 | 0 | 0 | 0 | 0 | 0 | 0 | [15 empty] | 0 | 0 | 0 | 0 | 0 | 0 | 0 | 0 | 0 | 0 | 0 | 0 | 0 | 0 | 0 |  | 0 | 5.6 | 0 | 0 | 0 | 0 | 0 | 0 | 3.08 | 0 | 0 | 525 | 0 | 0 | 1 | 0 | 0 | 0 | 0 | 0 | 0 | 0 | 0 | 0 | 0 | 0 | 70 | 0 | 0 | 1 | [14 empty] | 0 | 0 | 0 | 0 | 0 | 0 | 0 | 0 | 0 | 0 | 0 | 0 | 0 | 0 | [15 empty] | 0 | 0 | 0 | 0 | 0 | 0 | 0 | 0 | 0 | 0 | 0 | 0 | 0 | 0 | 0 |  | 0 | 5.6 | 0 | 0 | 0 | 0 | 0 | 0 | 3.08 | 0 | 0 | 525 | 0 | 0 | 1 | 0 | 0 | 0 | 0 | 0 | 0 | 0 | 0 | 0 | 0 | 0 | 70 | 0 | 0 | 1
PG&E GBA | Hollister | 115 | 0 | 0 | 0 | 0 | 0 | 0 | 0 | 0 | 0 | 0 | 0 | 0 | 0 | 0 | 0 | 0 | 0 | 0 | 0 | 0 | 0 | 0 | 0 | 0 | 0 | 0 | 0 | 0 | 0 | 0 | 0 | 0 | 0 | 0 | 0 | 0 | 0 | 0 | 0 | 0 | 0 | 10 | 0 | 0 | [12 empty] | -10 | 10 |  | 1 | 0 | 0 | 0 | 0 | 0 | 0 | 0 | 0 | 0 | 0 | 0 | 0 | 10 | 0 |  | 0 | 0 | 0 | 0 | 0 | 0 | 0 | 0 | 0 | 0 | 0 | 0 | 10 | 0 | 1 | 0 | 0 | 0 | 0 | 0 | 0 | 0 | 0 | 0 | 0 | 0 | -10 | 10 | 0 | 1 | [14 empty] | 0 | 0 | 0 | 0 | 0 | 0 | 0 | 0 | 0 | 0 | 0 | 10 | 0 | 0 | [12 empty] | -10 | 10 |  | 1 | 0 | 0 | 0 | 0 | 0 | 0 | 0 | 0 | 0 | 0 | 0 | 0 | 10 | 0 |  | 0 | 0 | 0 | 0 | 0 | 0 | 0 | 0 | 0 | 0 | 0 | 0 | 10 | 0 | 1 | 0 | 0 | 0 | 0 | 0 | 0 | 0 | 0 | 0 | 0 | 0 | -10 | 10 | 0 | 1
PG&E NGBA | Homestake | 115 | 0 | 0 | 0 | 0 | 0 | 0 | 0 | 0 | 0 | 0 | 0 | 0 | 0 | 0 | 0 | 0 | 0 | 0 | 0 | 0 | 0 | 0 | 0 | 0 | 0 | 0 | 0 | 0 | 0 | 0 | 0 | 0 | 0 | 0 | 0 | 0 | 0 | 0 | 0 | 0 | 0 | 0 | 0 | 0 | [15 empty] | 0 | 0 | 0 | 0 | 0 | 0 | 0 | 0 | 0 | 0 | 0 | 0 | 0 | 0 | 0 |  | 0 | 0 | 0 | 0 | 0 | 0 | 0 | 0 | 0 | 0 | 0 | 0 | 0 | 0 | 0 | 0 | 0 | 0 | 0 | 0 | 0 | 0 | 0 | 0 | 0 | 0 | 0 | 0 | 0 | 0 | [14 empty] | 0 | 0 | 0 | 0 | 0 | 0 | 0 | 0 | 0 | 0 | 0 | 0 | 0 | 0 | [15 empty] | 0 | 0 | 0 | 0 | 0 | 0 | 0 | 0 | 0 | 0 | 0 | 0 | 0 | 0 | 0 |  | 0 | 0 | 0 | 0 | 0 | 0 | 0 | 0 | 0 | 0 | 0 | 0 | 0 | 0 | 0 | 0 | 0 | 0 | 0 | 0 | 0 | 0 | 0 | 0 | 0 | 0 | 0 | 0 | 0 | 0
PG&E NGBA | Honcut | 115 | 0 | 0 | 0 | 0 | 0 | 0 | 0 | 0 | 0 | 0 | 0 | 0 | 0 | 0 | 0 | 0 | 0 | 0 | 0 | 0 | 0 | 0 | 0 | 0 | 0 | 0 | 0 | 0 | 0 | 0 | 0 | 0 | 0 | 0 | 0 | 0 | 0 | 0 | 0 | 0 | 0 | 0 | 0 | 0 | [15 empty] | 0 | 0 | 0 | 0 | 0 | 0 | 0 | 0 | 0 | 0 | 0 | 0 | 0 | 0 | 0 |  | 0 | 0 | 0 | 0 | 0 | 0 | 0 | 0 | 0 | 0 | 0 | 0 | 0 | 0 | 0 | 0 | 0 | 0 | 0 | 0 | 0 | 0 | 0 | 0 | 0 | 0 | 0 | 0 | 0 | 0 | [14 empty] | 0 | 0 | 0 | 0 | 0 | 0 | 0 | 0 | 0 | 0 | 0 | 0 | 0 | 0 | [15 empty] | 0 | 0 | 0 | 0 | 0 | 0 | 0 | 0 | 0 | 0 | 0 | 0 | 0 | 0 | 0 |  | 0 | 0 | 0 | 0 | 0 | 0 | 0 | 0 | 0 | 0 | 0 | 0 | 0 | 0 | 0 | 0 | 0 | 0 | 0 | 0 | 0 | 0 | 0 | 0 | 0 | 0 | 0 | 0 | 0 | 0
SDGE | Hoodoo Wash | 500 | 0 | 0 | 0 | 0 | 0 | 0 | 0 | 0 | 0 | 0 | 0 | 0 | 0 | 0 | 0 | 0 | 0 | 0 | 0 | 0 | 0 | 0 | 0 | 0 | 0 | 679 | 547.5 | 0 | 0 | 1 | 0 | 0 | 0 | 0 | 0 | 0 | 0 | 0 | 0 | 247.5 | 0 | 0 | 0 | 0 | [15 empty] | 0 | 0 | 0 | 0 | 0 | 0 | 0 | 0 | 0 | 0 | 247.5 | 0 | 0 | 0 | 0 |  | 0 | 0 | 0 | 0 | 0 | 0 | 0 | 0 | 0 | 247.5 | 679 | 547.5 | 0 | 0 | 1 | 0 | 0 | 0 | 0 | 0 | 0 | 0 | 0 | 0 | 0 | 0 | 0 | 0 | 0 | 0 | [9 empty] | 200 | 350 |  | 150 |  | 0 | 0 | 0 | 0 | 0 | 0 | 0 | 0 | 0 | 447.5 | 350 | 0 | 150 | 0 | [10 empty] | -210 | -100 |  | -100 |  | 1 | 0 | 0 | 0 | 0 | 0 | 0 | 0 | 0 | 0 | 237.5 | 250 | 0 | 50 | 0 |  | 0 | 0 | 0 | 0 | 0 | 0 | 0 | 0 | 0 | 237.5 | 929 | 547.5 | 50 | 0 | 1 | 0 | 0 | 0 | 0 | 0 | 0 | 0 | 0 | 0 | -210 | -100 | 0 | -100 | 0 | 1
PG&E NGBA | Hopland | 115 | 0 | 0 | 0 | 0 | 0 | 0 | 0 | 0 | 0 | 0 | 0 | 0 | 0 | 0 | 0 | 0 | 0 | 0 | 0 | 0 | 0 | 0 | 0 | 0 | 0 | 0 | 0 | 0 | 0 | 0 | 0 | 0 | 0 | 0 | 0 | 0 | 0 | 0 | 0 | 0 | 0 | 0 | 0 | 0 | [15 empty] | 0 | 0 | 0 | 0 | 0 | 0 | 0 | 0 | 0 | 0 | 0 | 0 | 0 | 0 | 0 |  | 0 | 0 | 0 | 0 | 0 | 0 | 0 | 0 | 0 | 0 | 0 | 0 | 0 | 0 | 0 | 0 | 0 | 0 | 0 | 0 | 0 | 0 | 0 | 0 | 0 | 0 | 0 | 0 | 0 | 0 | [14 empty] | 0 | 0 | 0 | 0 | 0 | 0 | 0 | 0 | 0 | 0 | 0 | 0 | 0 | 0 | [15 empty] | 0 | 0 | 0 | 0 | 0 | 0 | 0 | 0 | 0 | 0 | 0 | 0 | 0 | 0 | 0 |  | 0 | 0 | 0 | 0 | 0 | 0 | 0 | 0 | 0 | 0 | 0 | 0 | 0 | 0 | 0 | 0 | 0 | 0 | 0 | 0 | 0 | 0 | 0 | 0 | 0 | 0 | 0 | 0 | 0 | 0
PG&E NGBA | Hopland | 60 | 0 | 0 | 0 | 0 | 0 | 0 | 0 | 0 | 0 | 0 | 0 | 0 | 0 | 0 | 0 | 0 | 0 | 0 | 0 | 0 | 0 | 0 | 0 | 0 | 0 | 0 | 0 | 0 | 0 | 0 | 0 | 0 | 0 | 0 | 0 | 0 | 0 | 0 | 0 | 0 | 0 | 0 | 0 | 0 | [15 empty] | 0 | 0 | 0 | 0 | 0 | 0 | 0 | 0 | 0 | 0 | 0 | 0 | 0 | 0 | 0 |  | 0 | 0 | 0 | 0 | 0 | 0 | 0 | 0 | 0 | 0 | 0 | 0 | 0 | 0 | 0 | 0 | 0 | 0 | 0 | 0 | 0 | 0 | 0 | 0 | 0 | 0 | 0 | 0 | 0 | 0 | [14 empty] | 0 | 0 | 0 | 0 | 0 | 0 | 0 | 0 | 0 | 0 | 0 | 0 | 0 | 0 | [15 empty] | 0 | 0 | 0 | 0 | 0 | 0 | 0 | 0 | 0 | 0 | 0 | 0 | 0 | 0 | 0 |  | 0 | 0 | 0 | 0 | 0 | 0 | 0 | 0 | 0 | 0 | 0 | 0 | 0 | 0 | 0 | 0 | 0 | 0 | 0 | 0 | 0 | 0 | 0 | 0 | 0 | 0 | 0 | 0 | 0 | 0
PG&E NGBA | Humboldt | 115 | 0 | 0 | 0 | 0 | 0 | 0 | 0 | 0 | 0 | 0 | 0 | 0 | 0 | 0 | 0 | 0 | 0 | 0 | 0 | 0 | 0 | 0 | 0 | 0 | 0 | 0 | 0 | 0 | 0 | 0 | 0 | 2.5 | 0 | 0 | 0 | 0 | 0 | 0 | 0 | 0 | 0 | 0 | 0 | 0 | [15 empty] | 0 | 0 | 2.5 | 0 | 0 | 0 | 0 | 0 | 0 | 0 | 0 | 0 | 0 | 0 | 0 |  | 0 | 2.5 | 0 | 0 | 0 | 0 | 0 | 0 | 0 | 0 | 0 | 0 | 0 | 0 | 1 | 0 | 0 | 0 | 0 | 0 | 0 | 0 | 0 | 0 | 0 | 0 | 0 | 0 | 0 | 0 | [14 empty] | 0 | 2.5 | 0 | 0 | 0 | 0 | 0 | 0 | 0 | 0 | 0 | 0 | 0 | 0 | [15 empty] | 0 | 0 | 2.5 | 0 | 0 | 0 | 0 | 0 | 0 | 0 | 0 | 0 | 0 | 0 | 0 |  | 0 | 2.5 | 0 | 0 | 0 | 0 | 0 | 0 | 0 | 0 | 0 | 0 | 0 | 0 | 1 | 0 | 0 | 0 | 0 | 0 | 0 | 0 | 0 | 0 | 0 | 0 | 0 | 0 | 0 | 0
PG&E NGBA | Humboldt | 60 | 0 | 0 | 0 | 0 | 0 | 0 | 0 | 0 | 0 | 0 | 0 | 0 | 0 | 0 | 0 | 0 | 0 | 0 | 0 | 0 | 0 | 0 | 0 | 1.999 | 0 | 0 | 17.25 | 0 | 0 | 1 | 0 | 0 | 0 | 0 | 0 | 0 | 0 | 0 | 0 | 0 | 0 | 0 | 0 | 0 | [15 empty] | 0 | 0 | 0 | 0 | 0 | 0 | 0 | 0 | 0 | 0 | 0 | 0 | 0 | 0 | 0 |  | 0 | 0 | 0 | 0 | 0 | 0 | 0 | 0 | 1.999 | 0 | 0 | 17.25 | 0 | 0 | 1 | 0 | 0 | 0 | 0 | 0 | 0 | 0 | 0 | 0 | 0 | 0 | 0 | 0 | 0 | 0 | [14 empty] | 0 | 0 | 0 | 0 | 0 | 0 | 0 | 0 | 0 | 0 | 0 | 0 | 0 | 0 | [15 empty] | 0 | 0 | 0 | 0 | 0 | 0 | 0 | 0 | 0 | 0 | 0 | 0 | 0 | 0 | 0 |  | 0 | 0 | 0 | 0 | 0 | 0 | 0 | 0 | 1.999 | 0 | 0 | 17.25 | 0 | 0 | 1 | 0 | 0 | 0 | 0 | 0 | 0 | 0 | 0 | 0 | 0 | 0 | 0 | 0 | 0 | 0
PG&E NGBA | Humboldt | 500 | 0 | 0 | 0 | 0 | 0 | 0 | 0 | 0 | 0 | 0 | 0 | 0 | 0 | 0 | 0 | 0 | 0 | 0 | 0 | 0 | 0 | 0 | 0 | 0 | 0 | 0 | 0 | 0 | 0 | 0 | 0 | 0 | 0 | 0 | 0 | 0 | 1607 | 0 | 0 | 0 | 0 | 0 | 0 | 0 | [15 empty] | 0 | 0 | 0 | 0 | 0 | 0 | 0 | 1607 | 0 | 0 | 0 | 0 | 0 | 0 | 0 |  | 0 | 0 | 0 | 0 | 0 | 0 | 1607 | 0 | 0 | 0 | 0 | 0 | 0 | 0 | 1 | 0 | 0 | 0 | 0 | 0 | 0 | 0 | 0 | 0 | 0 | 0 | 0 | 0 | 0 | 0 | [14 empty] | 0 | 0 | 0 | 0 | 0 | 0 | 1607 | 0 | 0 | 0 | 0 | 0 | 0 | 0 | [15 empty] | 0 | 0 | 0 | 0 | 0 | 0 | 0 | 1607 | 0 | 0 | 0 | 0 | 0 | 0 | 0 |  | 0 | 0 | 0 | 0 | 0 | 0 | 1607 | 0 | 0 | 0 | 0 | 0 | 0 | 0 | 1 | 0 | 0 | 0 | 0 | 0 | 0 | 0 | 0 | 0 | 0 | 0 | 0 | 0 | 0 | 0
SCE Metro | Huntington Beach | 230 | 0 | 0 | 0 | 0 | 0 | 0 | 0 | 0 | 0 | 0 | 0 | 0 | 0 | 0 | 0 | 0 | 0 | 0 | 0 | 0 | 0 | 0 | 0 | 0 | 0 | 0 | 0 | 0 | 0 | 0 | 0 | 0 | 0 | 0 | 0 | 0 | 0 | 0 | 0 | 0 | 0 | 0 | 0 | 0 | [15 empty] | 0 | 0 | 0 | 0 | 0 | 0 | 0 | 0 | 0 | 0 | 0 | 0 | 0 | 0 | 0 |  | 0 | 0 | 0 | 0 | 0 | 0 | 0 | 0 | 0 | 0 | 0 | 0 | 0 | 0 | 0 | 0 | 0 | 0 | 0 | 0 | 0 | 0 | 0 | 0 | 0 | 0 | 0 | 0 | 0 | 0 | [14 empty] | 0 | 0 | 0 | 0 | 0 | 0 | 0 | 0 | 0 | 0 | 0 | 0 | 0 | 0 | [15 empty] | 0 | 0 | 0 | 0 | 0 | 0 | 0 | 0 | 0 | 0 | 0 | 0 | 0 | 0 | 0 |  | 0 | 0 | 0 | 0 | 0 | 0 | 0 | 0 | 0 | 0 | 0 | 0 | 0 | 0 | 0 | 0 | 0 | 0 | 0 | 0 | 0 | 0 | 0 | 0 | 0 | 0 | 0 | 0 | 0 | 0
PG&E NGBA | Ignacio | 115 | 0 | 0 | 0 | 0 | 0 | 0 | 0 | 0 | 0 | 0 | 0 | 0 | 0 | 0 | 0 | 0 | 0 | 0 | 0 | 0 | 0 | 0 | 0 | 0 | 0 | 0 | 0 | 0 | 0 | 0 | 0 | 0.65 | 0 | 0 | 0 | 0 | 0 | 0 | 0 | 0 | 0 | 0 | 0 | 0 | [15 empty] | 0 | 0 | 0.65 | 0 | 0 | 0 | 0 | 0 | 0 | 0 | 0 | 0 | 0 | 0 | 0 |  | 0 | 0.65 | 0 | 0 | 0 | 0 | 0 | 0 | 0 | 0 | 0 | 0 | 0 | 0 | 1 | 0 | 0 | 0 | 0 | 0 | 0 | 0 | 0 | 0 | 0 | 0 | 0 | 0 | 0 | 0 | [14 empty] | 0 | 0.65 | 0 | 0 | 0 | 0 | 0 | 0 | 0 | 0 | 0 | 0 | 0 | 0 | [15 empty] | 0 | 0 | 0.65 | 0 | 0 | 0 | 0 | 0 | 0 | 0 | 0 | 0 | 0 | 0 | 0 |  | 0 | 0.65 | 0 | 0 | 0 | 0 | 0 | 0 | 0 | 0 | 0 | 0 | 0 | 0 | 1 | 0 | 0 | 0 | 0 | 0 | 0 | 0 | 0 | 0 | 0 | 0 | 0 | 0 | 0 | 0
PG&E NGBA | Ignacio | 230 | 0 | 0 | 0 | 0 | 0 | 0 | 0 | 0 | 0 | 0 | 0 | 0 | 0 | 0 | 0 | 0 | 0 | 0 | 0 | 0 | 0 | 0 | 0 | 0 | 0 | 0 | 0 | 0 | 0 | 0 | 0 | 0 | 0 | 0 | 0 | 0 | 0 | 0 | 0 | 0 | 0 | 0 | 0 | 0 | [15 empty] | 0 | 0 | 0 | 0 | 0 | 0 | 0 | 0 | 0 | 0 | 0 | 0 | 0 | 0 | 0 |  | 0 | 0 | 0 | 0 | 0 | 0 | 0 | 0 | 0 | 0 | 0 | 0 | 0 | 0 | 0 | 0 | 0 | 0 | 0 | 0 | 0 | 0 | 0 | 0 | 0 | 0 | 0 | 0 | 0 | 0 | [14 empty] | 0 | 0 | 0 | 0 | 0 | 0 | 0 | 0 | 0 | 0 | 0 | 0 | 0 | 0 | [15 empty] | 0 | 0 | 0 | 0 | 0 | 0 | 0 | 0 | 0 | 0 | 0 | 0 | 0 | 0 | 0 |  | 0 | 0 | 0 | 0 | 0 | 0 | 0 | 0 | 0 | 0 | 0 | 0 | 0 | 0 | 0 | 0 | 0 | 0 | 0 | 0 | 0 | 0 | 0 | 0 | 0 | 0 | 0 | 0 | 0 | 0
PG&E NGBA | Ignacio | 60 | 0 | 0 | 0 | 0 | 0 | 0 | 0 | 0 | 0 | 0 | 0 | 0 | 0 | 0 | 0 | 0 | 0 | 0 | 0 | 0 | 0 | 0 | 0 | 0 | 0 | 0 | 0 | 0 | 0 | 0 | 0 | 0 | 0 | 0 | 0 | 0 | 0 | 0 | 0 | 0 | 0 | 0 | 0 | 0 | [15 empty] | 0 | 0 | 0 | 0 | 0 | 0 | 0 | 0 | 0 | 0 | 0 | 0 | 0 | 0 | 0 |  | 0 | 0 | 0 | 0 | 0 | 0 | 0 | 0 | 0 | 0 | 0 | 0 | 0 | 0 | 0 | 0 | 0 | 0 | 0 | 0 | 0 | 0 | 0 | 0 | 0 | 0 | 0 | 0 | 0 | 0 | [14 empty] | 0 | 0 | 0 | 0 | 0 | 0 | 0 | 0 | 0 | 0 | 0 | 0 | 0 | 0 | [15 empty] | 0 | 0 | 0 | 0 | 0 | 0 | 0 | 0 | 0 | 0 | 0 | 0 | 0 | 0 | 0 |  | 0 | 0 | 0 | 0 | 0 | 0 | 0 | 0 | 0 | 0 | 0 | 0 | 0 | 0 | 0 | 0 | 0 | 0 | 0 | 0 | 0 | 0 | 0 | 0 | 0 | 0 | 0 | 0 | 0 | 0
SDGE | Imperial Beach | 69 | 0 | 0 | 0 | 0 | 0 | 0 | 0 | 0 | 0 | 0 | 0 | 0 | 0 | 0 | 0 | 0 | 0 | 0 | 0 | 0 | 0 | 0 | 0 | 0 | 0 | 0 | 3 | 0 | 0 | 1 | 0 | 0 | 0 | 0 | 0 | 0 | 0 | 0 | 0 | 0 | 0 | 0 | 0 | 0 | [15 empty] | 0 | 0 | 0 | 0 | 0 | 0 | 0 | 0 | 0 | 0 | 0 | 0 | 0 | 0 | 0 |  | 0 | 0 | 0 | 0 | 0 | 0 | 0 | 0 | 0 | 0 | 0 | 3 | 0 | 0 | 1 | 0 | 0 | 0 | 0 | 0 | 0 | 0 | 0 | 0 | 0 | 0 | 0 | 0 | 0 | 0 | [14 empty] | 0 | 0 | 0 | 0 | 0 | 0 | 0 | 0 | 0 | 0 | 0 | 0 | 0 | 0 | [15 empty] | 0 | 0 | 0 | 0 | 0 | 0 | 0 | 0 | 0 | 0 | 0 | 0 | 0 | 0 | 0 |  | 0 | 0 | 0 | 0 | 0 | 0 | 0 | 0 | 0 | 0 | 0 | 3 | 0 | 0 | 1 | 0 | 0 | 0 | 0 | 0 | 0 | 0 | 0 | 0 | 0 | 0 | 0 | 0 | 0 | 0
SDGE | Imperial Valley | 230 | 0 | 0 | 0 | 0 | 0 | 0 | 0 | 0 | 0 | 0 | 100 | 100 | 0 | 0 | 1 | 0 | 0 | 0 | 0 | 0 | 0 | 0 | 0 | 0 | 0 | 192 | 578 | 0 | 0 | 1 | 100 | 0 | 0 | 0 | 0 | 0 | 0 | 0 | 0 | 0 | 0 | 0 | 0 | 0 | [15 empty] | 0 | 100 | 0 | 0 | 0 | 0 | 0 | 0 | 0 | 0 | 0 | 0 | 0 | 0 | 0 |  | 100 | 0 | 0 | 0 | 0 | 0 | 0 | 0 | 0 | 0 | 192 | 578 | 0 | 0 | 1 | 0 | 0 | 0 | 0 | 0 | 0 | 0 | 0 | 0 | 0 | 100 | 100 | 0 | 0 | 1 | [9 empty] | 300 | 350 |  | 150 |  | 100 | 0 | 0 | 0 | 0 | 0 | 0 | 0 | 0 | 300 | 350 | 0 | 150 | 0 | [10 empty] | -200 | -50 |  |  |  | 1 | 100 | 0 | 0 | 0 | 0 | 0 | 0 | 0 | 0 | 100 | 300 | 0 | 150 | 0 |  | 100 | 0 | 0 | 0 | 0 | 0 | 0 | 0 | 0 | 100 | 492 | 578 | 150 | 0 | 1 | 0 | 0 | 0 | 0 | 0 | 0 | 0 | 0 | 0 | -200 | 50 | 100 | 0 | 0 | 1
SDGE | Imperial Valley | 500 | 0 | 0 | 0 | 0 | 0 | 0 | 0 | 0 | 0 | 0 | 0 | 0 | 0 | 0 | 0 | 0 | 0 | 0 | 0 | 0 | 0 | 0 | 0 | 0 | 0 | 0 | 0 | 0 | 0 | 0 | 0 | 0 | 0 | 0 | 0 | 0 | 0 | 0 | 0 | 0 | 0 | 0 | 0 | 0 | [15 empty] | 0 | 0 | 0 | 0 | 0 | 0 | 0 | 0 | 0 | 0 | 0 | 0 | 0 | 0 | 0 |  | 0 | 0 | 0 | 0 | 0 | 0 | 0 | 0 | 0 | 0 | 0 | 0 | 0 | 0 | 0 | 0 | 0 | 0 | 0 | 0 | 0 | 0 | 0 | 0 | 0 | 0 | 0 | 0 | 0 | 0 | [14 empty] | 0 | 0 | 0 | 0 | 0 | 0 | 0 | 0 | 0 | 0 | 0 | 0 | 0 | 0 | [15 empty] | 0 | 0 | 0 | 0 | 0 | 0 | 0 | 0 | 0 | 0 | 0 | 0 | 0 | 0 | 0 |  | 0 | 0 | 0 | 0 | 0 | 0 | 0 | 0 | 0 | 0 | 0 | 0 | 0 | 0 | 0 | 0 | 0 | 0 | 0 | 0 | 0 | 0 | 0 | 0 | 0 | 0 | 0 | 0 | 0 | 0
EOP | Innovation | 138 | 0 | 0 | 0 | 0 | 0 | 0 | 0 | 0 | 0 | 0 | 0 | 0 | 0 | 0 | 0 | 0 | 0 | 0 | 0 | 0 | 0 | 0 | 0 | 0 | 0 | 0 | 0 | 0 | 0 | 0 | 0 | 0 | 0 | 0 | 0 | 0 | 0 | 0 | 0 | 0 | 0 | 0 | 0 | 0 | [15 empty] | 0 | 0 | 0 | 0 | 0 | 0 | 0 | 0 | 0 | 0 | 0 | 0 | 0 | 0 | 0 |  | 0 | 0 | 0 | 0 | 0 | 0 | 0 | 0 | 0 | 0 | 0 | 0 | 0 | 0 | 0 | 0 | 0 | 0 | 0 | 0 | 0 | 0 | 0 | 0 | 0 | 0 | 0 | 0 | 0 | 0 | [14 empty] | 0 | 0 | 0 | 0 | 0 | 0 | 0 | 0 | 0 | 0 | 0 | 0 | 0 | 0 | [15 empty] | 0 | 0 | 0 | 0 | 0 | 0 | 0 | 0 | 0 | 0 | 0 | 0 | 0 | 0 | 0 |  | 0 | 0 | 0 | 0 | 0 | 0 | 0 | 0 | 0 | 0 | 0 | 0 | 0 | 0 | 0 | 0 | 0 | 0 | 0 | 0 | 0 | 0 | 0 | 0 | 0 | 0 | 0 | 0 | 0 | 0
EOP | Innovation | 230 | 0 | 0 | 0 | 0 | 0 | 0 | 0 | 0 | 0 | 0 | 0 | 0 | 0 | 0 | 0 | 0 | 0 | 0 | 0 | 0 | 0 | 0 | 0 | 0 | 0 | 0 | 0 | 0 | 0 | 0 | 0 | 0 | 0 | 0 | 0 | 0 | 0 | 0 | 0 | 300 | 0 | 0 | 50 | 0 | [15 empty] | 0 | 0 | 0 | 0 | 0 | 0 | 0 | 0 | 0 | 0 | 300 | 0 | 0 | 50 | 0 |  | 0 | 0 | 0 | 0 | 0 | 0 | 0 | 0 | 0 | 300 | 0 | 0 | 50 | 0 | 1 | 0 | 0 | 0 | 0 | 0 | 0 | 0 | 0 | 0 | 0 | 0 | 0 | 0 | 0 | 0 | [9 empty] | 100 | 200 |  | 100 |  | 0 | 0 | 0 | 0 | 0 | 0 | 0 | 0 | 0 | 400 | 200 | 0 | 150 | 0 | [10 empty] | -100 | 100 |  |  |  | 1 | 0 | 0 | 0 | 0 | 0 | 0 | 0 | 0 | 0 | 300 | 300 | 0 | 150 | 0 |  | 0 | 0 | 0 | 0 | 0 | 0 | 0 | 0 | 0 | 300 | 300 | 0 | 150 | 0 | 1 | 0 | 0 | 0 | 0 | 0 | 0 | 0 | 0 | 0 | -100 | 100 | 0 | 0 | 0 | 1
SCE NOL | Inyokern | 115 | 0 | 0 | 0 | 0 | 0 | 0 | 0 | 0 | 0 | 0 | 0 | 0 | 0 | 0 | 0 | 0 | 0 | 0 | 0 | 0 | 0 | 0 | 0 | 0 | 0 | 31.8 | 25 | 0 | 0 | 1 | 0 | 1.5 | 0 | 0 | 0 | 0 | 0 | 0 | 0 | 0 | 0 | 0 | 0 | 0 | [15 empty] | 0 | 0 | 1.5 | 0 | 0 | 0 | 0 | 0 | 0 | 0 | 0 | 0 | 0 | 0 | 0 |  | 0 | 1.5 | 0 | 0 | 0 | 0 | 0 | 0 | 0 | 0 | 31.8 | 25 | 0 | 0 | 1 | 0 | 0 | 0 | 0 | 0 | 0 | 0 | 0 | 0 | 0 | 0 | 0 | 0 | 0 | 0 | [14 empty] | 0 | 1.5 | 0 | 0 | 0 | 0 | 0 | 0 | 0 | 0 | 0 | 0 | 0 | 0 | [15 empty] | 0 | 0 | 1.5 | 0 | 0 | 0 | 0 | 0 | 0 | 0 | 0 | 0 | 0 | 0 | 0 |  | 0 | 1.5 | 0 | 0 | 0 | 0 | 0 | 0 | 0 | 0 | 31.8 | 25 | 0 | 0 | 1 | 0 | 0 | 0 | 0 | 0 | 0 | 0 | 0 | 0 | 0 | 0 | 0 | 0 | 0 | 0
EOP | IS Tap | 138 | 0 | 0 | 0 | 0 | 0 | 0 | 0 | 0 | 0 | 0 | 0 | 0 | 0 | 0 | 0 | 0 | 0 | 0 | 0 | 0 | 0 | 0 | 0 | 0 | 0 | 0 | 0 | 0 | 0 | 0 | 0 | 0 | 0 | 0 | 0 | 0 | 0 | 0 | 0 | 0 | 0 | 0 | 0 | 0 | [15 empty] | 0 | 0 | 0 | 0 | 0 | 0 | 0 | 0 | 0 | 0 | 0 | 0 | 0 | 0 | 0 |  | 0 | 0 | 0 | 0 | 0 | 0 | 0 | 0 | 0 | 0 | 0 | 0 | 0 | 0 | 0 | 0 | 0 | 0 | 0 | 0 | 0 | 0 | 0 | 0 | 0 | 0 | 0 | 0 | 0 | 0 | [14 empty] | 0 | 0 | 0 | 0 | 0 | 0 | 0 | 0 | 0 | 0 | 0 | 0 | 0 | 0 | [15 empty] | 0 | 0 | 0 | 0 | 0 | 0 | 0 | 0 | 0 | 0 | 0 | 0 | 0 | 0 | 0 |  | 0 | 0 | 0 | 0 | 0 | 0 | 0 | 0 | 0 | 0 | 0 | 0 | 0 | 0 | 0 | 0 | 0 | 0 | 0 | 0 | 0 | 0 | 0 | 0 | 0 | 0 | 0 | 0 | 0 | 0
EOP | Ivanpah | 115 | 0 | 0 | 0 | 0 | 0 | 0 | 0 | 0 | 0 | 0 | 0 | 0 | 0 | 0 | 0 | 0 | 0 | 0 | 0 | 0 | 0 | 0 | 0 | 0 | 0 | 0 | 0 | 0 | 0 | 0 | 0 | 0 | 0 | 0 | 0 | 0 | 0 | 0 | 0 | 0 | 0 | 0 | 0 | 0 | [15 empty] | 0 | 0 | 0 | 0 | 0 | 0 | 0 | 0 | 0 | 0 | 0 | 0 | 0 | 0 | 0 |  | 0 | 0 | 0 | 0 | 0 | 0 | 0 | 0 | 0 | 0 | 0 | 0 | 0 | 0 | 0 | 0 | 0 | 0 | 0 | 0 | 0 | 0 | 0 | 0 | 0 | 0 | 0 | 0 | 0 | 0 | [14 empty] | 0 | 0 | 0 | 0 | 0 | 0 | 0 | 0 | 0 | 0 | 0 | 0 | 0 | 0 | [15 empty] | 0 | 0 | 0 | 0 | 0 | 0 | 0 | 0 | 0 | 0 | 0 | 0 | 0 | 0 | 0 |  | 0 | 0 | 0 | 0 | 0 | 0 | 0 | 0 | 0 | 0 | 0 | 0 | 0 | 0 | 0 | 0 | 0 | 0 | 0 | 0 | 0 | 0 | 0 | 0 | 0 | 0 | 0 | 0 | 0 | 0
EOP | Ivanpah | 230 | 0 | 0 | 0 | 0 | 0 | 0 | 0 | 0 | 0 | 0 | 0 | 0 | 0 | 0 | 0 | 0 | 0 | 0 | 0 | 0 | 0 | 0 | 0 | 0 | 0 | 0 | 0 | 0 | 0 | 0 | 0 | 0 | 0 | 0 | 0 | 0 | 0 | 0 | 0 | 0 | 0 | 0 | 0 | 0 | [15 empty] | 0 | 0 | 0 | 0 | 0 | 0 | 0 | 0 | 0 | 0 | 0 | 0 | 0 | 0 | 0 |  | 0 | 0 | 0 | 0 | 0 | 0 | 0 | 0 | 0 | 0 | 0 | 0 | 0 | 0 | 0 | 0 | 0 | 0 | 0 | 0 | 0 | 0 | 0 | 0 | 0 | 0 | 0 | 0 | 0 | 0 | [14 empty] | 0 | 0 | 0 | 0 | 0 | 0 | 0 | 0 | 0 | 0 | 0 | 0 | 0 | 0 | [15 empty] | 0 | 0 | 0 | 0 | 0 | 0 | 0 | 0 | 0 | 0 | 0 | 0 | 0 | 0 | 0 |  | 0 | 0 | 0 | 0 | 0 | 0 | 0 | 0 | 0 | 0 | 0 | 0 | 0 | 0 | 0 | 0 | 0 | 0 | 0 | 0 | 0 | 0 | 0 | 0 | 0 | 0 | 0 | 0 | 0 | 0
EOP | Jackass (DOE) | 138 | 0 | 0 | 0 | 0 | 0 | 0 | 0 | 0 | 0 | 0 | 0 | 0 | 0 | 0 | 0 | 0 | 0 | 0 | 0 | 0 | 0 | 0 | 0 | 0 | 0 | 0 | 0 | 0 | 0 | 0 | 0 | 0 | 0 | 0 | 0 | 0 | 0 | 0 | 0 | 0 | 0 | 0 | 0 | 0 | [15 empty] | 0 | 0 | 0 | 0 | 0 | 0 | 0 | 0 | 0 | 0 | 0 | 0 | 0 | 0 | 0 |  | 0 | 0 | 0 | 0 | 0 | 0 | 0 | 0 | 0 | 0 | 0 | 0 | 0 | 0 | 0 | 0 | 0 | 0 | 0 | 0 | 0 | 0 | 0 | 0 | 0 | 0 | 0 | 0 | 0 | 0 | [14 empty] | 0 | 0 | 0 | 0 | 0 | 0 | 0 | 0 | 0 | 0 | 0 | 0 | 0 | 0 | [15 empty] | 0 | 0 | 0 | 0 | 0 | 0 | 0 | 0 | 0 | 0 | 0 | 0 | 0 | 0 | 0 |  | 0 | 0 | 0 | 0 | 0 | 0 | 0 | 0 | 0 | 0 | 0 | 0 | 0 | 0 | 0 | 0 | 0 | 0 | 0 | 0 | 0 | 0 | 0 | 0 | 0 | 0 | 0 | 0 | 0 | 0
PG&E NGBA | James B Black | 230 | 0 | 0 | 0 | 0 | 0 | 0 | 0 | 0 | 0 | 0 | 0 | 0 | 0 | 0 | 0 | 0 | 0 | 0 | 0 | 0 | 0 | 0 | 0 | 0 | 0 | 0 | 0 | 0 | 0 | 0 | 0 | 0 | 0 | 0 | 0 | 0 | 0 | 0 | 0 | 0 | 0 | 0 | 0 | 0 | [15 empty] | 0 | 0 | 0 | 0 | 0 | 0 | 0 | 0 | 0 | 0 | 0 | 0 | 0 | 0 | 0 |  | 0 | 0 | 0 | 0 | 0 | 0 | 0 | 0 | 0 | 0 | 0 | 0 | 0 | 0 | 0 | 0 | 0 | 0 | 0 | 0 | 0 | 0 | 0 | 0 | 0 | 0 | 0 | 0 | 0 | 0 | [14 empty] | 0 | 0 | 0 | 0 | 0 | 0 | 0 | 0 | 0 | 0 | 0 | 0 | 0 | 0 | [15 empty] | 0 | 0 | 0 | 0 | 0 | 0 | 0 | 0 | 0 | 0 | 0 | 0 | 0 | 0 | 0 |  | 0 | 0 | 0 | 0 | 0 | 0 | 0 | 0 | 0 | 0 | 0 | 0 | 0 | 0 | 0 | 0 | 0 | 0 | 0 | 0 | 0 | 0 | 0 | 0 | 0 | 0 | 0 | 0 | 0 | 0
PG&E GBA | Jefferson | 230 | 0 | 0 | 0 | 0 | 0 | 0 | 0 | 0 | 0 | 0 | 0 | 0 | 0 | 0 | 0 | 0 | 0 | 0 | 0 | 0 | 0 | 0 | 0 | 0 | 0 | 0 | 0 | 0 | 0 | 0 | 0 | 0 | 0 | 0 | 0 | 0 | 0 | 0 | 0 | 0 | 0 | 0 | 0 | 0 | [15 empty] | 0 | 0 | 0 | 0 | 0 | 0 | 0 | 0 | 0 | 0 | 0 | 0 | 0 | 0 | 0 |  | 0 | 0 | 0 | 0 | 0 | 0 | 0 | 0 | 0 | 0 | 0 | 0 | 0 | 0 | 0 | 0 | 0 | 0 | 0 | 0 | 0 | 0 | 0 | 0 | 0 | 0 | 0 | 0 | 0 | 0 | [14 empty] | 0 | 0 | 0 | 0 | 0 | 0 | 0 | 0 | 0 | 0 | 0 | 0 | 0 | 0 | [15 empty] | 0 | 0 | 0 | 0 | 0 | 0 | 0 | 0 | 0 | 0 | 0 | 0 | 0 | 0 | 0 |  | 0 | 0 | 0 | 0 | 0 | 0 | 0 | 0 | 0 | 0 | 0 | 0 | 0 | 0 | 0 | 0 | 0 | 0 | 0 | 0 | 0 | 0 | 0 | 0 | 0 | 0 | 0 | 0 | 0 | 0
PG&E NGBA | Jessup | 115 | 0 | 0 | 0 | 0 | 0 | 0 | 0 | 0 | 0 | 0 | 0 | 0 | 0 | 0 | 0 | 0 | 0 | 0 | 0 | 0 | 0 | 0 | 0 | 0 | 0 | 0 | 0 | 0 | 0 | 0 | 0 | 9 | 0 | 0 | 0 | 0 | 0 | 0 | 0 | 0 | 0 | 0 | 0 | 0 |  |  | 8 | [12 empty] | 1 | 0 | 17 | 0 | 0 | 0 | 0 | 0 | 0 | 0 | 0 | 0 | 0 | 0 | 0 |  | 0 | 17 | 0 | 0 | 0 | 0 | 0 | 0 | 0 | 0 | 0 | 0 | 0 | 0 | 1 | 0 | 8 | 0 | 0 | 0 | 0 | 0 | 0 | 0 | 0 | 0 | 0 | 0 | 0 | 1 | [14 empty] | 0 | 9 | 0 | 0 | 0 | 0 | 0 | 0 | 0 | 0 | 0 | 0 | 0 | 0 |  |  | 8 | [12 empty] | 1 | 0 | 17 | 0 | 0 | 0 | 0 | 0 | 0 | 0 | 0 | 0 | 0 | 0 | 0 |  | 0 | 17 | 0 | 0 | 0 | 0 | 0 | 0 | 0 | 0 | 0 | 0 | 0 | 0 | 1 | 0 | 8 | 0 | 0 | 0 | 0 | 0 | 0 | 0 | 0 | 0 | 0 | 0 | 0 | 1
SCE Metro | Johanna | 230 | 0 | 0 | 0 | 0 | 0 | 0 | 0 | 0 | 0 | 0 | 0 | 0 | 0 | 0 | 0 | 0 | 0 | 0 | 0 | 0 | 0 | 0 | 0 | 0 | 0 | 0 | 0 | 0 | 0 | 0 | 0 | 0 | 0 | 0 | 0 | 0 | 0 | 0 | 0 | 0 | 0 | 40 | 40 | 0 | [12 empty] | -40 | -40 |  | 1 | 0 | 0 | 0 | 0 | 0 | 0 | 0 | 0 | 0 | 0 | 0 | 0 | 0 | 0 |  | 0 | 0 | 0 | 0 | 0 | 0 | 0 | 0 | 0 | 0 | 0 | 0 | 0 | 0 | 0 | 0 | 0 | 0 | 0 | 0 | 0 | 0 | 0 | 0 | 0 | 0 | -40 | -40 | 0 | 1 | [14 empty] | 0 | 0 | 0 | 0 | 0 | 0 | 0 | 0 | 0 | 0 | 0 | 40 | 40 | 0 | [12 empty] | -40 | -40 |  | 1 | 0 | 0 | 0 | 0 | 0 | 0 | 0 | 0 | 0 | 0 | 0 | 0 | 0 | 0 |  | 0 | 0 | 0 | 0 | 0 | 0 | 0 | 0 | 0 | 0 | 0 | 0 | 0 | 0 | 0 | 0 | 0 | 0 | 0 | 0 | 0 | 0 | 0 | 0 | 0 | 0 | -40 | -40 | 0 | 1
SCE Eastern | Julian Hinds | 230 | 0 | 0 | 0 | 0 | 0 | 0 | 0 | 0 | 0 | 0 | 0 | 0 | 0 | 0 | 0 | 0 | 0 | 0 | 0 | 0 | 0 | 0 | 0 | 0 | 0 | 0 | 0 | 0 | 0 | 0 | 0 | 0 | 0 | 0 | 0 | 0 | 0 | 0 | 0 | 0 | 0 | 0 | 0 | 0 | [15 empty] | 0 | 0 | 0 | 0 | 0 | 0 | 0 | 0 | 0 | 0 | 0 | 0 | 0 | 0 | 0 |  | 0 | 0 | 0 | 0 | 0 | 0 | 0 | 0 | 0 | 0 | 0 | 0 | 0 | 0 | 0 | 0 | 0 | 0 | 0 | 0 | 0 | 0 | 0 | 0 | 0 | 0 | 0 | 0 | 0 | 0 | [14 empty] | 0 | 0 | 0 | 0 | 0 | 0 | 0 | 0 | 0 | 0 | 0 | 0 | 0 | 0 | [15 empty] | 0 | 0 | 0 | 0 | 0 | 0 | 0 | 0 | 0 | 0 | 0 | 0 | 0 | 0 | 0 |  | 0 | 0 | 0 | 0 | 0 | 0 | 0 | 0 | 0 | 0 | 0 | 0 | 0 | 0 | 0 | 0 | 0 | 0 | 0 | 0 | 0 | 0 | 0 | 0 | 0 | 0 | 0 | 0 | 0 | 0
PG&E GBA | Kasson | 115 | 0 | 0 | 0 | 0 | 0 | 0 | 0 | 0 | 0 | 0 | 0 | 0 | 0 | 0 | 0 | 0 | 0 | 0 | 0 | 0 | 0 | 0 | 0 | 0 | 0 | 0 | 0 | 0 | 0 | 0 | 0 | 0 | 0 | 0 | 0 | 0 | 0 | 0 | 0 | 0 | 0 | 0 | 0 | 0 | [15 empty] | 0 | 0 | 0 | 0 | 0 | 0 | 0 | 0 | 0 | 0 | 0 | 0 | 0 | 0 | 0 |  | 0 | 0 | 0 | 0 | 0 | 0 | 0 | 0 | 0 | 0 | 0 | 0 | 0 | 0 | 0 | 0 | 0 | 0 | 0 | 0 | 0 | 0 | 0 | 0 | 0 | 0 | 0 | 0 | 0 | 0 | [14 empty] | 0 | 0 | 0 | 0 | 0 | 0 | 0 | 0 | 0 | 0 | 0 | 0 | 0 | 0 | [15 empty] | 0 | 0 | 0 | 0 | 0 | 0 | 0 | 0 | 0 | 0 | 0 | 0 | 0 | 0 | 0 |  | 0 | 0 | 0 | 0 | 0 | 0 | 0 | 0 | 0 | 0 | 0 | 0 | 0 | 0 | 0 | 0 | 0 | 0 | 0 | 0 | 0 | 0 | 0 | 0 | 0 | 0 | 0 | 0 | 0 | 0
PG&E GBA | Kasson | 60 | 0 | 0 | 0 | 0 | 0 | 0 | 0 | 0 | 0 | 0 | 0 | 0 | 0 | 0 | 0 | 0 | 0 | 0 | 0 | 0 | 0 | 0 | 0 | 0 | 0 | 0 | 0 | 0 | 0 | 0 | 0 | 0 | 0 | 0 | 0 | 0 | 0 | 0 | 0 | 0 | 0 | 0 | 0 | 0 | [15 empty] | 0 | 0 | 0 | 0 | 0 | 0 | 0 | 0 | 0 | 0 | 0 | 0 | 0 | 0 | 0 |  | 0 | 0 | 0 | 0 | 0 | 0 | 0 | 0 | 0 | 0 | 0 | 0 | 0 | 0 | 0 | 0 | 0 | 0 | 0 | 0 | 0 | 0 | 0 | 0 | 0 | 0 | 0 | 0 | 0 | 0 | [14 empty] | 0 | 0 | 0 | 0 | 0 | 0 | 0 | 0 | 0 | 0 | 0 | 0 | 0 | 0 | [15 empty] | 0 | 0 | 0 | 0 | 0 | 0 | 0 | 0 | 0 | 0 | 0 | 0 | 0 | 0 | 0 |  | 0 | 0 | 0 | 0 | 0 | 0 | 0 | 0 | 0 | 0 | 0 | 0 | 0 | 0 | 0 | 0 | 0 | 0 | 0 | 0 | 0 | 0 | 0 | 0 | 0 | 0 | 0 | 0 | 0 | 0
PG&E FRESNO | Kearney | 230 | 0 | 0 | 0 | 0 | 0 | 0 | 0 | 0 | 0 | 0 | 0 | 0 | 0 | 0 | 0 | 0 | 0 | 0 | 0 | 0 | 0 | 0 | 0 | 10 | 0 | 0 | 0 | 0 | 0 | 1 | 0 | 0 | 0 | 0 | 0 | 0 | 0 | 0 | 0 | 0 | 0 | 0 | 0 | 0 | [15 empty] | 0 | 0 | 0 | 0 | 0 | 0 | 0 | 0 | 0 | 0 | 0 | 0 | 0 | 0 | 0 |  | 0 | 0 | 0 | 0 | 0 | 0 | 0 | 0 | 10 | 0 | 0 | 0 | 0 | 0 | 1 | 0 | 0 | 0 | 0 | 0 | 0 | 0 | 0 | 0 | 0 | 0 | 0 | 0 | 0 | 0 | [14 empty] | 0 | 0 | 0 | 0 | 0 | 0 | 0 | 0 | 0 | 0 | 0 | 0 | 0 | 0 | [10 empty] | 300 | 100 |  | 20 |  | 1 | 0 | 0 | 0 | 0 | 0 | 0 | 0 | 0 | 0 | 300 | 100 | 0 | 20 | 0 |  | 0 | 0 | 0 | 0 | 0 | 0 | 0 | 0 | 10 | 300 | 100 | 0 | 20 | 0 | 1 | 0 | 0 | 0 | 0 | 0 | 0 | 0 | 0 | 0 | 300 | 100 | 0 | 20 | 0 | 1
PG&E FRESNO | Kearney | 70 | 0 | 0 | 0 | 0 | 0 | 0 | 0 | 0 | 0 | 0 | 0 | 0 | 0 | 0 | 0 | 0 | 0 | 0 | 0 | 0 | 0 | 0 | 0 | 0 | 0 | 0 | 0 | 0 | 0 | 0 | 0 | 0 | 0 | 0 | 0 | 0 | 0 | 0 | 0 | 0 | 0 | 0 | 0 | 0 | [15 empty] | 0 | 0 | 0 | 0 | 0 | 0 | 0 | 0 | 0 | 0 | 0 | 0 | 0 | 0 | 0 |  | 0 | 0 | 0 | 0 | 0 | 0 | 0 | 0 | 0 | 0 | 0 | 0 | 0 | 0 | 0 | 0 | 0 | 0 | 0 | 0 | 0 | 0 | 0 | 0 | 0 | 0 | 0 | 0 | 0 | 0 | [14 empty] | 0 | 0 | 0 | 0 | 0 | 0 | 0 | 0 | 0 | 0 | 0 | 0 | 0 | 0 | [15 empty] | 0 | 0 | 0 | 0 | 0 | 0 | 0 | 0 | 0 | 0 | 0 | 0 | 0 | 0 | 0 |  | 0 | 0 | 0 | 0 | 0 | 0 | 0 | 0 | 0 | 0 | 0 | 0 | 0 | 0 | 0 | 0 | 0 | 0 | 0 | 0 | 0 | 0 | 0 | 0 | 0 | 0 | 0 | 0 | 0 | 0
PG&E GBA | Kelso | 230 | 0 | 0 | 0 | 0 | 0 | 0 | 0 | 0 | 0 | 0 | 0 | 90.7 | 0 | 0 | 1 | 0 | 0 | 0 | 0 | 0 | 0 | 0 | 0 | 0 | 0 | 0 | 90.7 | 0 | 0 | 1 | 0 | 0 | 80.8 | 3.45 | 0 | 0 | 0 | 0 | 0 | 0 | 0 | 0 | 0 | 0 | [15 empty] | 0 | 0 | 0 | 80.8 | 3.45 | 0 | 0 | 0 | 0 | 0 | 0 | 0 | 0 | 0 | 0 |  | 0 | 0 | 80.8 | 3.45 | 0 | 0 | 0 | 0 | 0 | 0 | 0 | 90.7 | 0 | 0 | 1 | 0 | 0 | 0 | 0 | 0 | 0 | 0 | 0 | 0 | 0 | 0 | 90.7 | 0 | 0 | 1 | [14 empty] | 0 | 0 | 80.8 | 3.45 | 0 | 0 | 0 | 0 | 0 | 0 | 0 | 0 | 0 | 0 | [15 empty] | 0 | 0 | 0 | 80.8 | 3.45 | 0 | 0 | 0 | 0 | 0 | 0 | 0 | 0 | 0 | 0 |  | 0 | 0 | 80.8 | 3.45 | 0 | 0 | 0 | 0 | 0 | 0 | 0 | 90.7 | 0 | 0 | 1 | 0 | 0 | 0 | 0 | 0 | 0 | 0 | 0 | 0 | 0 | 0 | 90.7 | 0 | 0 | 1
PG&E FRESNO | Kerchoff 1 | 115 | 0 | 0 | 0 | 0 | 0 | 0 | 0 | 0 | 0 | 0 | 0 | 0 | 0 | 0 | 0 | 0 | 0 | 0 | 0 | 0 | 0 | 0 | 0 | 0 | 0 | 0 | 0 | 0 | 0 | 0 | 0 | 2 | 0 | 0 | 0 | 0 | 0 | 0 | 0 | 0 | 0 | 0 | 0 | 0 | [15 empty] | 0 | 0 | 2 | 0 | 0 | 0 | 0 | 0 | 0 | 0 | 0 | 0 | 0 | 0 | 0 |  | 0 | 2 | 0 | 0 | 0 | 0 | 0 | 0 | 0 | 0 | 0 | 0 | 0 | 0 | 1 | 0 | 0 | 0 | 0 | 0 | 0 | 0 | 0 | 0 | 0 | 0 | 0 | 0 | 0 | 0 | [14 empty] | 0 | 2 | 0 | 0 | 0 | 0 | 0 | 0 | 0 | 0 | 0 | 0 | 0 | 0 | [15 empty] | 0 | 0 | 2 | 0 | 0 | 0 | 0 | 0 | 0 | 0 | 0 | 0 | 0 | 0 | 0 |  | 0 | 2 | 0 | 0 | 0 | 0 | 0 | 0 | 0 | 0 | 0 | 0 | 0 | 0 | 1 | 0 | 0 | 0 | 0 | 0 | 0 | 0 | 0 | 0 | 0 | 0 | 0 | 0 | 0 | 0
PG&E KERN | Kern Oil | 115 | 0 | 0 | 0 | 0 | 0 | 0 | 0 | 0 | 0 | 0 | 0 | 0 | 0 | 0 | 0 | 0 | 0 | 0 | 0 | 0 | 0 | 0 | 0 | 0 | 0 | 0 | 0 | 0 | 0 | 0 | 0 | 0 | 0 | 0 | 0 | 0 | 0 | 0 | 1 | 0 | 0 | 0 | 0 | 0 | [15 empty] | 0 | 0 | 0 | 0 | 0 | 0 | 0 | 0 | 0 | 1 | 0 | 0 | 0 | 0 | 0 |  | 0 | 0 | 0 | 0 | 0 | 0 | 0 | 0 | 1 | 0 | 0 | 0 | 0 | 0 | 1 | 0 | 0 | 0 | 0 | 0 | 0 | 0 | 0 | 0 | 0 | 0 | 0 | 0 | 0 | 0 | [14 empty] | 0 | 0 | 0 | 0 | 0 | 0 | 0 | 0 | 1 | 0 | 0 | 0 | 0 | 0 | [15 empty] | 0 | 0 | 0 | 0 | 0 | 0 | 0 | 0 | 0 | 1 | 0 | 0 | 0 | 0 | 0 |  | 0 | 0 | 0 | 0 | 0 | 0 | 0 | 0 | 1 | 0 | 0 | 0 | 0 | 0 | 1 | 0 | 0 | 0 | 0 | 0 | 0 | 0 | 0 | 0 | 0 | 0 | 0 | 0 | 0 | 0
PG&E KERN | Kern PP | 115 | 0 | 0 | 0 | 0 | 0 | 0 | 0 | 0 | 0 | 0 | 0 | 0 | 0 | 0 | 0 | 0 | 0 | 0 | 0 | 0 | 0 | 0 | 0 | 0 | 0 | 0 | 0 | 0 | 0 | 0 | 0 | 0 | 0 | 0 | 0 | 0 | 0 | 0 | 0 | 0 | 0 | 0 | 0 | 0 | [15 empty] | 0 | 0 | 0 | 0 | 0 | 0 | 0 | 0 | 0 | 0 | 0 | 0 | 0 | 0 | 0 |  | 0 | 0 | 0 | 0 | 0 | 0 | 0 | 0 | 0 | 0 | 0 | 0 | 0 | 0 | 0 | 0 | 0 | 0 | 0 | 0 | 0 | 0 | 0 | 0 | 0 | 0 | 0 | 0 | 0 | 0 | [14 empty] | 0 | 0 | 0 | 0 | 0 | 0 | 0 | 0 | 0 | 0 | 0 | 0 | 0 | 0 | [15 empty] | 0 | 0 | 0 | 0 | 0 | 0 | 0 | 0 | 0 | 0 | 0 | 0 | 0 | 0 | 0 |  | 0 | 0 | 0 | 0 | 0 | 0 | 0 | 0 | 0 | 0 | 0 | 0 | 0 | 0 | 0 | 0 | 0 | 0 | 0 | 0 | 0 | 0 | 0 | 0 | 0 | 0 | 0 | 0 | 0 | 0
PG&E KERN | Kern PP | 230 | 0 | 0 | 0 | 0 | 0 | 0 | 0 | 0 | 0 | 0 | 0 | 0 | 0 | 0 | 0 | 0 | 0 | 0 | 0 | 0 | 0 | 0 | 0 | 0 | 0 | 0 | 0 | 0 | 0 | 0 | 0 | 0 | 0 | 0 | 0 | 0 | 0 | 0 | 0 | 0 | 0 | 0 | 0 | 0 | [15 empty] | 0 | 0 | 0 | 0 | 0 | 0 | 0 | 0 | 0 | 0 | 0 | 0 | 0 | 0 | 0 |  | 0 | 0 | 0 | 0 | 0 | 0 | 0 | 0 | 0 | 0 | 0 | 0 | 0 | 0 | 0 | 0 | 0 | 0 | 0 | 0 | 0 | 0 | 0 | 0 | 0 | 0 | 0 | 0 | 0 | 0 | [14 empty] | 0 | 0 | 0 | 0 | 0 | 0 | 0 | 0 | 0 | 0 | 0 | 0 | 0 | 0 | [15 empty] | 0 | 0 | 0 | 0 | 0 | 0 | 0 | 0 | 0 | 0 | 0 | 0 | 0 | 0 | 0 |  | 0 | 0 | 0 | 0 | 0 | 0 | 0 | 0 | 0 | 0 | 0 | 0 | 0 | 0 | 0 | 0 | 0 | 0 | 0 | 0 | 0 | 0 | 0 | 0 | 0 | 0 | 0 | 0 | 0 | 0
PG&E KERN | Kern PP | 70 | 0 | 0 | 0 | 0 | 0 | 0 | 0 | 0 | 0 | 0 | 0 | 0 | 0 | 0 | 0 | 0 | 0 | 0 | 0 | 0 | 0 | 0 | 0 | 0 | 0 | 0 | 0 | 0 | 0 | 0 | 0 | 0 | 0 | 0 | 0 | 0 | 0 | 0 | 0 | 0 | 0 | 0 | 0 | 0 | [15 empty] | 0 | 0 | 0 | 0 | 0 | 0 | 0 | 0 | 0 | 0 | 0 | 0 | 0 | 0 | 0 |  | 0 | 0 | 0 | 0 | 0 | 0 | 0 | 0 | 0 | 0 | 0 | 0 | 0 | 0 | 0 | 0 | 0 | 0 | 0 | 0 | 0 | 0 | 0 | 0 | 0 | 0 | 0 | 0 | 0 | 0 | [14 empty] | 0 | 0 | 0 | 0 | 0 | 0 | 0 | 0 | 0 | 0 | 0 | 0 | 0 | 0 | [15 empty] | 0 | 0 | 0 | 0 | 0 | 0 | 0 | 0 | 0 | 0 | 0 | 0 | 0 | 0 | 0 |  | 0 | 0 | 0 | 0 | 0 | 0 | 0 | 0 | 0 | 0 | 0 | 0 | 0 | 0 | 0 | 0 | 0 | 0 | 0 | 0 | 0 | 0 | 0 | 0 | 0 | 0 | 0 | 0 | 0 | 0
PG&E KERN | Kernridge | 115 | 0 | 0 | 0 | 0 | 0 | 0 | 0 | 0 | 0 | 0 | 0 | 0 | 0 | 0 | 0 | 0 | 0 | 0 | 0 | 0 | 0 | 0 | 0 | 0 | 0 | 0 | 0 | 0 | 0 | 0 | 0 | 0 | 0 | 0 | 0 | 0 | 0 | 0 | 0 | 0 | 0 | 0 | 0 | 0 | [15 empty] | 0 | 0 | 0 | 0 | 0 | 0 | 0 | 0 | 0 | 0 | 0 | 0 | 0 | 0 | 0 |  | 0 | 0 | 0 | 0 | 0 | 0 | 0 | 0 | 0 | 0 | 0 | 0 | 0 | 0 | 0 | 0 | 0 | 0 | 0 | 0 | 0 | 0 | 0 | 0 | 0 | 0 | 0 | 0 | 0 | 0 | [14 empty] | 0 | 0 | 0 | 0 | 0 | 0 | 0 | 0 | 0 | 0 | 0 | 0 | 0 | 0 | [15 empty] | 0 | 0 | 0 | 0 | 0 | 0 | 0 | 0 | 0 | 0 | 0 | 0 | 0 | 0 | 0 |  | 0 | 0 | 0 | 0 | 0 | 0 | 0 | 0 | 0 | 0 | 0 | 0 | 0 | 0 | 0 | 0 | 0 | 0 | 0 | 0 | 0 | 0 | 0 | 0 | 0 | 0 | 0 | 0 | 0 | 0
PG&E FRESNO | Kingsburg | 115 | 0 | 0 | 0 | 0 | 0 | 0 | 0 | 0 | 0 | 0 | 0 | 0 | 0 | 0 | 0 | 0 | 0 | 0 | 0 | 0 | 0 | 0 | 0 | 0 | 0 | 0 | 0 | 0 | 0 | 0 | 0 | 0 | 0 | 0 | 0 | 0 | 0 | 0 | 0 | 0 | 0 | 0 | 0 | 0 | [15 empty] | 0 | 0 | 0 | 0 | 0 | 0 | 0 | 0 | 0 | 0 | 0 | 0 | 0 | 0 | 0 |  | 0 | 0 | 0 | 0 | 0 | 0 | 0 | 0 | 0 | 0 | 0 | 0 | 0 | 0 | 0 | 0 | 0 | 0 | 0 | 0 | 0 | 0 | 0 | 0 | 0 | 0 | 0 | 0 | 0 | 0 | [14 empty] | 0 | 0 | 0 | 0 | 0 | 0 | 0 | 0 | 0 | 0 | 0 | 0 | 0 | 0 | [15 empty] | 0 | 0 | 0 | 0 | 0 | 0 | 0 | 0 | 0 | 0 | 0 | 0 | 0 | 0 | 0 |  | 0 | 0 | 0 | 0 | 0 | 0 | 0 | 0 | 0 | 0 | 0 | 0 | 0 | 0 | 0 | 0 | 0 | 0 | 0 | 0 | 0 | 0 | 0 | 0 | 0 | 0 | 0 | 0 | 0 | 0
PG&E GBA | Kirker | 115 | 0 | 0 | 0 | 0 | 0 | 0 | 0 | 0 | 2.9 | 0 | 0 | 0 | 0 | 0 | 1 | 0 | 0 | 0 | 0 | 0 | 0 | 0 | 0 | 2.9 | 0 | 0 | 0 | 0 | 0 | 1 | 0 | 1 | 0 | 0 | 0 | 0 | 0 | 0 | 0 | 0 | 0 | 0 | 0 | 0 |  |  | -1 | [12 empty] | 1 | 0 | 0 | 0 | 0 | 0 | 0 | 0 | 0 | 0 | 0 | 0 | 0 | 0 | 0 |  | 0 | 0 | 0 | 0 | 0 | 0 | 0 | 0 | 2.9 | 0 | 0 | 0 | 0 | 0 | 1 | 0 | -1 | 0 | 0 | 0 | 0 | 0 | 0 | 2.9 | 0 | 0 | 0 | 0 | 0 | 1 | [14 empty] | 0 | 1 | 0 | 0 | 0 | 0 | 0 | 0 | 0 | 0 | 0 | 0 | 0 | 0 |  |  | -1 | [12 empty] | 1 | 0 | 0 | 0 | 0 | 0 | 0 | 0 | 0 | 0 | 0 | 0 | 0 | 0 | 0 |  | 0 | 0 | 0 | 0 | 0 | 0 | 0 | 0 | 2.9 | 0 | 0 | 0 | 0 | 0 | 1 | 0 | -1 | 0 | 0 | 0 | 0 | 0 | 0 | 2.9 | 0 | 0 | 0 | 0 | 0 | 1
PG&E NGBA | Knights Landing | 115 | 0 | 0 | 0 | 0 | 0 | 0 | 0 | 0 | 0 | 0 | 0 | 0 | 0 | 0 | 0 | 0 | 0 | 0 | 0 | 0 | 0 | 0 | 0 | 0 | 0 | 0 | 0 | 0 | 0 | 0 | 0 | 0 | 0 | 0 | 0 | 0 | 0 | 0 | 0 | 0 | 0 | 0 | 0 | 0 | [15 empty] | 0 | 0 | 0 | 0 | 0 | 0 | 0 | 0 | 0 | 0 | 0 | 0 | 0 | 0 | 0 |  | 0 | 0 | 0 | 0 | 0 | 0 | 0 | 0 | 0 | 0 | 0 | 0 | 0 | 0 | 0 | 0 | 0 | 0 | 0 | 0 | 0 | 0 | 0 | 0 | 0 | 0 | 0 | 0 | 0 | 0 | [14 empty] | 0 | 0 | 0 | 0 | 0 | 0 | 0 | 0 | 0 | 0 | 0 | 0 | 0 | 0 | [15 empty] | 0 | 0 | 0 | 0 | 0 | 0 | 0 | 0 | 0 | 0 | 0 | 0 | 0 | 0 | 0 |  | 0 | 0 | 0 | 0 | 0 | 0 | 0 | 0 | 0 | 0 | 0 | 0 | 0 | 0 | 0 | 0 | 0 | 0 | 0 | 0 | 0 | 0 | 0 | 0 | 0 | 0 | 0 | 0 | 0 | 0
PG&E NGBA | Konocti | 60 | 0 | 0 | 0 | 0 | 0 | 0 | 0 | 0 | 0 | 0 | 0 | 0 | 0 | 0 | 0 | 0 | 0.2 | 0 | 0 | 0 | 0 | 0 | 0 | 0 | 0 | 0 | 0 | 0 | 0 | 1 | 0 | 0 | 0 | 0 | 0 | 0 | 0 | 0 | 0 | 0 | 0 | 0 | 0 | 0 | [15 empty] | 0 | 0 | 0 | 0 | 0 | 0 | 0 | 0 | 0 | 0 | 0 | 0 | 0 | 0 | 0 |  | 0 | 0.2 | 0 | 0 | 0 | 0 | 0 | 0 | 0 | 0 | 0 | 0 | 0 | 0 | 1 | 0 | 0 | 0 | 0 | 0 | 0 | 0 | 0 | 0 | 0 | 0 | 0 | 0 | 0 | 0 | [14 empty] | 0 | 0 | 0 | 0 | 0 | 0 | 0 | 0 | 0 | 0 | 0 | 0 | 0 | 0 | [15 empty] | 0 | 0 | 0 | 0 | 0 | 0 | 0 | 0 | 0 | 0 | 0 | 0 | 0 | 0 | 0 |  | 0 | 0.2 | 0 | 0 | 0 | 0 | 0 | 0 | 0 | 0 | 0 | 0 | 0 | 0 | 1 | 0 | 0 | 0 | 0 | 0 | 0 | 0 | 0 | 0 | 0 | 0 | 0 | 0 | 0 | 0
SCE NOL | Kramer | 115 | 0 | 0 | 0 | 0 | 0 | 0 | 0 | 0 | 0 | 0 | 0 | 0 | 0 | 0 | 0 | 0 | 0 | 0 | 0 | 0 | 0 | 0 | 0 | 0 | 0 | 8 | 0 | 6 | 0 | 1 | 0 | 0 | 0 | 0 | 0 | 0 | 0 | 0 | 4 | 0 | 0 | 0 | 0 | 0 | [15 empty] | 0 | 0 | 0 | 0 | 0 | 0 | 0 | 0 | 0 | 4 | 0 | 0 | 0 | 0 | 0 |  | 0 | 0 | 0 | 0 | 0 | 0 | 0 | 0 | 4 | 0 | 8 | 0 | 6 | 0 | 1 | 0 | 0 | 0 | 0 | 0 | 0 | 0 | 0 | 0 | 0 | 0 | 0 | 0 | 0 | 0 | [14 empty] | 0 | 0 | 0 | 0 | 0 | 0 | 0 | 0 | 4 | 0 | 0 | 0 | 0 | 0 | [15 empty] | 0 | 0 | 0 | 0 | 0 | 0 | 0 | 0 | 0 | 4 | 0 | 0 | 0 | 0 | 0 |  | 0 | 0 | 0 | 0 | 0 | 0 | 0 | 0 | 4 | 0 | 8 | 0 | 6 | 0 | 1 | 0 | 0 | 0 | 0 | 0 | 0 | 0 | 0 | 0 | 0 | 0 | 0 | 0 | 0 | 0
SCE NOL | Kramer | 230 | 0 | 0 | 0 | 0 | 0 | 0 | 0 | 0 | 0 | 0 | 0 | 128.7 | 0 | 0 | 1 | 0 | 0 | 0 | 0 | 0 | 0 | 0 | 0 | 0 | 75 | 200 | 268.7 | 0 | 0 | 1 | 0 | 0 | 0 | 0 | 0 | 0 | 0 | 0 | 0 | 21 | 100 | 0 | 25 | 0 | [10 empty] | -7 | -100 |  | -25 |  | 1 | 0 | 0 | 0 | 0 | 0 | 0 | 0 | 0 | 0 | 14 | 0 | 0 | 0 | 0 |  | 0 | 0 | 0 | 0 | 0 | 0 | 0 | 0 | 0 | 89 | 200 | 268.7 | 0 | 0 | 1 | 0 | 0 | 0 | 0 | 0 | 0 | 0 | 0 | 0 | -7 | -100 | 128.7 | -25 | 0 | 1 | [14 empty] | 0 | 0 | 0 | 0 | 0 | 0 | 0 | 0 | 0 | 21 | 100 | 0 | 25 | 0 | [10 empty] | -7 | -100 |  | -25 |  | 1 | 0 | 0 | 0 | 0 | 0 | 0 | 0 | 0 | 0 | 14 | 0 | 0 | 0 | 0 |  | 0 | 0 | 0 | 0 | 0 | 0 | 0 | 0 | 0 | 89 | 200 | 268.7 | 0 | 0 | 1 | 0 | 0 | 0 | 0 | 0 | 0 | 0 | 0 | 0 | -7 | -100 | 128.7 | -25 | 0 | 1
SCE Metro | La Cienega | 230 | 0 | 0 | 0 | 0 | 0 | 0 | 0 | 0 | 0 | 0 | 0 | 0 | 0 | 0 | 0 | 0 | 0 | 0 | 0 | 0 | 0 | 0 | 0 | 0 | 0 | 0 | 0 | 0 | 0 | 0 | 0 | 0 | 0 | 0 | 0 | 0 | 0 | 0 | 0 | 0 | 0 | 0 | 0 | 0 | [15 empty] | 0 | 0 | 0 | 0 | 0 | 0 | 0 | 0 | 0 | 0 | 0 | 0 | 0 | 0 | 0 |  | 0 | 0 | 0 | 0 | 0 | 0 | 0 | 0 | 0 | 0 | 0 | 0 | 0 | 0 | 0 | 0 | 0 | 0 | 0 | 0 | 0 | 0 | 0 | 0 | 0 | 0 | 0 | 0 | 0 | 0 | [14 empty] | 0 | 0 | 0 | 0 | 0 | 0 | 0 | 0 | 0 | 0 | 0 | 0 | 0 | 0 | [15 empty] | 0 | 0 | 0 | 0 | 0 | 0 | 0 | 0 | 0 | 0 | 0 | 0 | 0 | 0 | 0 |  | 0 | 0 | 0 | 0 | 0 | 0 | 0 | 0 | 0 | 0 | 0 | 0 | 0 | 0 | 0 | 0 | 0 | 0 | 0 | 0 | 0 | 0 | 0 | 0 | 0 | 0 | 0 | 0 | 0 | 0
SCE Metro | La Fresa | 230 | 0 | 0 | 0 | 0 | 0 | 0 | 0 | 0 | 0 | 0 | 0 | 0 | 0 | 0 | 0 | 0 | 0 | 0 | 0 | 0 | 0 | 0 | 0 | 0.64 | 0 | 0 | 0 | 0 | 0 | 1 | 0 | 0 | 0 | 0 | 0 | 0 | 0 | 0 | 0 | 0 | 0 | 0 | 0 | 0 | [15 empty] | 0 | 0 | 0 | 0 | 0 | 0 | 0 | 0 | 0 | 0 | 0 | 0 | 0 | 0 | 0 |  | 0 | 0 | 0 | 0 | 0 | 0 | 0 | 0 | 0.64 | 0 | 0 | 0 | 0 | 0 | 1 | 0 | 0 | 0 | 0 | 0 | 0 | 0 | 0 | 0 | 0 | 0 | 0 | 0 | 0 | 0 | [14 empty] | 0 | 0 | 0 | 0 | 0 | 0 | 0 | 0 | 0 | 0 | 0 | 0 | 0 | 0 | [15 empty] | 0 | 0 | 0 | 0 | 0 | 0 | 0 | 0 | 0 | 0 | 0 | 0 | 0 | 0 | 0 |  | 0 | 0 | 0 | 0 | 0 | 0 | 0 | 0 | 0.64 | 0 | 0 | 0 | 0 | 0 | 1 | 0 | 0 | 0 | 0 | 0 | 0 | 0 | 0 | 0 | 0 | 0 | 0 | 0 | 0 | 0
SCE Metro | Laguna Bell | 230 | 0 | 0 | 0 | 0 | 0 | 0 | 0 | 0 | 0 | 0 | 0 | 250 | 0 | 0 | 1 | 0 | 0 | 0 | 0 | 0 | 0 | 0 | 0 | 3.27 | 0 | 0 | 350 | 0 | 0 | 1 | 0 | 0 | 0 | 0 | 0 | 0 | 0 | 0 | 0 | 0 | 0 | 143 | 200 | 0 | [12 empty] | -143 | -200 |  | 1 | 0 | 0 | 0 | 0 | 0 | 0 | 0 | 0 | 0 | 0 | 0 | 0 | 0 | 0 |  | 0 | 0 | 0 | 0 | 0 | 0 | 0 | 0 | 3.27 | 0 | 0 | 350 | 0 | 0 | 1 | 0 | 0 | 0 | 0 | 0 | 0 | 0 | 0 | 0 | 0 | 0 | 107 | -200 | 0 | 1 | [12 empty] | 150 |  | 0 | 0 | 0 | 0 | 0 | 0 | 0 | 0 | 0 | 0 | 0 | 143 | 350 | 0 | [12 empty] | -143 | -200 |  | 1 | 0 | 0 | 0 | 0 | 0 | 0 | 0 | 0 | 0 | 0 | 0 | 0 | 150 | 0 |  | 0 | 0 | 0 | 0 | 0 | 0 | 0 | 0 | 3.27 | 0 | 0 | 350 | 150 | 0 | 1 | 0 | 0 | 0 | 0 | 0 | 0 | 0 | 0 | 0 | 0 | 0 | 107 | -200 | 0 | 1
PG&E KERN | Lakeview | 70 | 0 | 0 | 0 | 0 | 0 | 0 | 0 | 0 | 0 | 0 | 0 | 0 | 0 | 0 | 0 | 0 | 0 | 0 | 0 | 0 | 0 | 0 | 0 | 0 | 0 | 70 | 65.5 | 0 | 0 | 1 | 0 | 0 | 0 | 0 | 0 | 0 | 0 | 0 | 0 | 0 | 0 | 0 | 0 | 0 | [15 empty] | 0 | 0 | 0 | 0 | 0 | 0 | 0 | 0 | 0 | 0 | 0 | 0 | 0 | 0 | 0 |  | 0 | 0 | 0 | 0 | 0 | 0 | 0 | 0 | 0 | 0 | 70 | 65.5 | 0 | 0 | 1 | 0 | 0 | 0 | 0 | 0 | 0 | 0 | 0 | 0 | 0 | 0 | 0 | 0 | 0 | 0 | [14 empty] | 0 | 0 | 0 | 0 | 0 | 0 | 0 | 0 | 0 | 0 | 0 | 0 | 0 | 0 | [15 empty] | 0 | 0 | 0 | 0 | 0 | 0 | 0 | 0 | 0 | 0 | 0 | 0 | 0 | 0 | 0 |  | 0 | 0 | 0 | 0 | 0 | 0 | 0 | 0 | 0 | 0 | 70 | 65.5 | 0 | 0 | 1 | 0 | 0 | 0 | 0 | 0 | 0 | 0 | 0 | 0 | 0 | 0 | 0 | 0 | 0 | 0
PG&E NGBA | Lakeville | 230 | 0 | 0 | 0 | 0 | 0 | 0 | 0 | 0 | 0 | 0 | 0 | 0 | 0 | 0 | 0 | 0 | 0 | 0 | 0 | 0 | 0 | 0 | 0 | 0 | 0 | 0 | 0 | 0 | 0 | 0 | 0 | 0 | 0 | 0 | 0 | 0 | 0 | 0 | 0 | 0 | 0 | 0 | 0 | 0 | [15 empty] | 0 | 0 | 0 | 0 | 0 | 0 | 0 | 0 | 0 | 0 | 0 | 0 | 0 | 0 | 0 |  | 0 | 0 | 0 | 0 | 0 | 0 | 0 | 0 | 0 | 0 | 0 | 0 | 0 | 0 | 0 | 0 | 0 | 0 | 0 | 0 | 0 | 0 | 0 | 0 | 0 | 0 | 0 | 0 | 0 | 0 | [14 empty] | 0 | 0 | 0 | 0 | 0 | 0 | 0 | 0 | 0 | 0 | 0 | 0 | 0 | 0 | [15 empty] | 0 | 0 | 0 | 0 | 0 | 0 | 0 | 0 | 0 | 0 | 0 | 0 | 0 | 0 | 0 |  | 0 | 0 | 0 | 0 | 0 | 0 | 0 | 0 | 0 | 0 | 0 | 0 | 0 | 0 | 0 | 0 | 0 | 0 | 0 | 0 | 0 | 0 | 0 | 0 | 0 | 0 | 0 | 0 | 0 | 0
PG&E NGBA | Lakeville | 60 | 0 | 0 | 0 | 0 | 0 | 0 | 0 | 0 | 0 | 0 | 0 | 0 | 0 | 0 | 0 | 0 | 0 | 0 | 0 | 0 | 0 | 0 | 0 | 0 | 0 | 0 | 0 | 0 | 0 | 0 | 0 | 0 | 0 | 0 | 0 | 0 | 0 | 0 | 4 | 0 | 0 | 0 | 0 | 0 | [15 empty] | 0 | 0 | 0 | 0 | 0 | 0 | 0 | 0 | 0 | 4 | 0 | 0 | 0 | 0 | 0 |  | 0 | 0 | 0 | 0 | 0 | 0 | 0 | 0 | 4 | 0 | 0 | 0 | 0 | 0 | 1 | 0 | 0 | 0 | 0 | 0 | 0 | 0 | 0 | 0 | 0 | 0 | 0 | 0 | 0 | 0 | [14 empty] | 0 | 0 | 0 | 0 | 0 | 0 | 0 | 0 | 4 | 0 | 0 | 0 | 0 | 0 | [15 empty] | 0 | 0 | 0 | 0 | 0 | 0 | 0 | 0 | 0 | 4 | 0 | 0 | 0 | 0 | 0 |  | 0 | 0 | 0 | 0 | 0 | 0 | 0 | 0 | 4 | 0 | 0 | 0 | 0 | 0 | 1 | 0 | 0 | 0 | 0 | 0 | 0 | 0 | 0 | 0 | 0 | 0 | 0 | 0 | 0 | 0
PG&E NGBA | Lakeville | 115 | 0 | 0 | 0 | 0 | 0 | 0 | 0 | 0 | 0 | 0 | 0 | 0 | 0 | 0 | 0 | 0 | 0 | 0 | 0 | 0 | 0 | 0 | 0 | 0 | 0 | 0 | 50 | 0 | 0 | 1 | 0 | 0 | 0 | 0 | 0 | 0 | 0 | 0 | 0 | 0 | 0 | 0 | 0 | 0 | [15 empty] | 0 | 0 | 0 | 0 | 0 | 0 | 0 | 0 | 0 | 0 | 0 | 0 | 0 | 0 | 0 |  | 0 | 0 | 0 | 0 | 0 | 0 | 0 | 0 | 0 | 0 | 0 | 50 | 0 | 0 | 1 | 0 | 0 | 0 | 0 | 0 | 0 | 0 | 0 | 0 | 0 | 0 | 0 | 0 | 0 | 0 | [14 empty] | 0 | 0 | 0 | 0 | 0 | 0 | 0 | 0 | 0 | 0 | 0 | 0 | 0 | 0 | [15 empty] | 0 | 0 | 0 | 0 | 0 | 0 | 0 | 0 | 0 | 0 | 0 | 0 | 0 | 0 | 0 |  | 0 | 0 | 0 | 0 | 0 | 0 | 0 | 0 | 0 | 0 | 0 | 50 | 0 | 0 | 1 | 0 | 0 | 0 | 0 | 0 | 0 | 0 | 0 | 0 | 0 | 0 | 0 | 0 | 0 | 0
PG&E GBA | Lakewood | 115 | 0 | 0 | 0 | 0 | 0 | 0 | 0 | 0 | 0 | 0 | 0 | 0 | 0 | 0 | 0 | 0 | 0 | 0 | 0 | 0 | 0 | 0 | 0 | 0 | 0 | 0 | 0 | 0 | 0 | 0 | 0 | 0 | 0 | 0 | 0 | 0 | 0 | 0 | 0 | 0 | 0 | 0 | 0 | 0 | [15 empty] | 0 | 0 | 0 | 0 | 0 | 0 | 0 | 0 | 0 | 0 | 0 | 0 | 0 | 0 | 0 |  | 0 | 0 | 0 | 0 | 0 | 0 | 0 | 0 | 0 | 0 | 0 | 0 | 0 | 0 | 0 | 0 | 0 | 0 | 0 | 0 | 0 | 0 | 0 | 0 | 0 | 0 | 0 | 0 | 0 | 0 | [14 empty] | 0 | 0 | 0 | 0 | 0 | 0 | 0 | 0 | 0 | 0 | 0 | 0 | 0 | 0 | [15 empty] | 0 | 0 | 0 | 0 | 0 | 0 | 0 | 0 | 0 | 0 | 0 | 0 | 0 | 0 | 0 |  | 0 | 0 | 0 | 0 | 0 | 0 | 0 | 0 | 0 | 0 | 0 | 0 | 0 | 0 | 0 | 0 | 0 | 0 | 0 | 0 | 0 | 0 | 0 | 0 | 0 | 0 | 0 | 0 | 0 | 0
PG&E NGBA | Lambie | 230 | 0 | 0 | 0 | 0 | 0 | 0 | 0 | 0 | 0 | 0 | 0 | 0 | 0 | 0 | 0 | 0 | 0 | 0 | 0 | 0 | 0 | 0 | 0 | 0 | 0 | 0 | 0 | 0 | 0 | 0 | 0 | 0 | 0 | 0 | 0 | 0 | 0 | 0 | 0 | 0 | 0 | 0 | 0 | 0 | [15 empty] | 0 | 0 | 0 | 0 | 0 | 0 | 0 | 0 | 0 | 0 | 0 | 0 | 0 | 0 | 0 |  | 0 | 0 | 0 | 0 | 0 | 0 | 0 | 0 | 0 | 0 | 0 | 0 | 0 | 0 | 0 | 0 | 0 | 0 | 0 | 0 | 0 | 0 | 0 | 0 | 0 | 0 | 0 | 0 | 0 | 0 | [14 empty] | 0 | 0 | 0 | 0 | 0 | 0 | 0 | 0 | 0 | 0 | 0 | 0 | 0 | 0 | [15 empty] | 0 | 0 | 0 | 0 | 0 | 0 | 0 | 0 | 0 | 0 | 0 | 0 | 0 | 0 | 0 |  | 0 | 0 | 0 | 0 | 0 | 0 | 0 | 0 | 0 | 0 | 0 | 0 | 0 | 0 | 0 | 0 | 0 | 0 | 0 | 0 | 0 | 0 | 0 | 0 | 0 | 0 | 0 | 0 | 0 | 0
PG&E GBA | Lammers | 115 | 0 | 0 | 0 | 0 | 0 | 0 | 0 | 0 | 0 | 0 | 0 | 0 | 0 | 0 | 0 | 0 | 0 | 0 | 0 | 0 | 0 | 0 | 0 | 0 | 0 | 0 | 0 | 0 | 0 | 0 | 0 | 0 | 0 | 0 | 0 | 0 | 0 | 0 | 0 | 0 | 0 | 0 | 0 | 0 | [15 empty] | 0 | 0 | 0 | 0 | 0 | 0 | 0 | 0 | 0 | 0 | 0 | 0 | 0 | 0 | 0 |  | 0 | 0 | 0 | 0 | 0 | 0 | 0 | 0 | 0 | 0 | 0 | 0 | 0 | 0 | 0 | 0 | 0 | 0 | 0 | 0 | 0 | 0 | 0 | 0 | 0 | 0 | 0 | 0 | 0 | 0 | [14 empty] | 0 | 0 | 0 | 0 | 0 | 0 | 0 | 0 | 0 | 0 | 0 | 0 | 0 | 0 | [15 empty] | 0 | 0 | 0 | 0 | 0 | 0 | 0 | 0 | 0 | 0 | 0 | 0 | 0 | 0 | 0 |  | 0 | 0 | 0 | 0 | 0 | 0 | 0 | 0 | 0 | 0 | 0 | 0 | 0 | 0 | 0 | 0 | 0 | 0 | 0 | 0 | 0 | 0 | 0 | 0 | 0 | 0 | 0 | 0 | 0 | 0
PG&E KERN | Lamont | 115 | 0 | 0 | 0 | 0 | 0 | 0 | 0 | 0 | 0 | 0 | 0 | 0 | 0 | 0 | 0 | 0 | 0 | 0 | 0 | 0 | 0 | 0 | 0 | 0 | 0 | 0 | 0 | 0 | 0 | 0 | 0 | 5 | 0 | 0 | 0 | 0 | 0 | 0 | 4 | 0 | 12 | 0 | 0 | 0 | [11 empty] | 68 |  |  |  | 1 | 0 | 5 | 0 | 0 | 0 | 0 | 0 | 0 | 4 | 0 | 80 | 0 | 0 | 0 |  | 0 | 5 | 0 | 0 | 0 | 0 | 0 | 0 | 4 | 0 | 80 | 0 | 0 | 0 | 1 | 0 | 0 | 0 | 0 | 0 | 0 | 0 | 0 | 0 | 0 | 68 | 0 | 0 | 0 | 1 | [9 empty] | 20 | 90 |  | 40 |  | 0 | 5 | 0 | 0 | 0 | 0 | 0 | 0 | 4 | 20 | 102 | 0 | 40 | 0 | [10 empty] | 10 | 68 |  | 15 |  | 1 | 0 | 5 | 0 | 0 | 0 | 0 | 0 | 0 | 4 | 30 | 170 | 0 | 55 | 0 |  | 0 | 5 | 0 | 0 | 0 | 0 | 0 | 0 | 4 | 30 | 170 | 0 | 55 | 0 | 1 | 0 | 0 | 0 | 0 | 0 | 0 | 0 | 0 | 0 | 10 | 68 | 0 | 15 | 0 | 1
PG&E FRESNO | Las Aguilas | 230 | 0 | 0 | 0 | 0 | 0 | 0 | 0 | 0 | 0 | 0 | 0 | 0 | 0 | 0 | 0 | 0 | 0 | 0 | 0 | 0 | 0 | 0 | 0 | 0 | 0 | 0 | 0 | 0 | 0 | 0 | 0 | 0 | 0 | 0 | 0 | 0 | 0 | 0 | 0 | 0 | 0 | 0 | 0 | 0 | [15 empty] | 0 | 0 | 0 | 0 | 0 | 0 | 0 | 0 | 0 | 0 | 0 | 0 | 0 | 0 | 0 |  | 0 | 0 | 0 | 0 | 0 | 0 | 0 | 0 | 0 | 0 | 0 | 0 | 0 | 0 | 0 | 0 | 0 | 0 | 0 | 0 | 0 | 0 | 0 | 0 | 0 | 0 | 0 | 0 | 0 | 0 | [14 empty] | 0 | 0 | 0 | 0 | 0 | 0 | 0 | 0 | 0 | 0 | 0 | 0 | 0 | 0 | [15 empty] | 0 | 0 | 0 | 0 | 0 | 0 | 0 | 0 | 0 | 0 | 0 | 0 | 0 | 0 | 0 |  | 0 | 0 | 0 | 0 | 0 | 0 | 0 | 0 | 0 | 0 | 0 | 0 | 0 | 0 | 0 | 0 | 0 | 0 | 0 | 0 | 0 | 0 | 0 | 0 | 0 | 0 | 0 | 0 | 0 | 0
EOP | Lathrop | 138 | 0 | 0 | 0 | 0 | 0 | 0 | 0 | 0 | 0 | 0 | 0 | 0 | 0 | 0 | 0 | 0 | 0 | 0 | 0 | 0 | 0 | 0 | 0 | 0 | 0 | 0 | 0 | 0 | 0 | 0 | 0 | 0 | 0 | 0 | 0 | 0 | 0 | 0 | 0 | 0 | 0 | 0 | 0 | 0 | [15 empty] | 0 | 0 | 0 | 0 | 0 | 0 | 0 | 0 | 0 | 0 | 0 | 0 | 0 | 0 | 0 |  | 0 | 0 | 0 | 0 | 0 | 0 | 0 | 0 | 0 | 0 | 0 | 0 | 0 | 0 | 0 | 0 | 0 | 0 | 0 | 0 | 0 | 0 | 0 | 0 | 0 | 0 | 0 | 0 | 0 | 0 | [14 empty] | 0 | 0 | 0 | 0 | 0 | 0 | 0 | 0 | 0 | 0 | 0 | 0 | 0 | 0 | [15 empty] | 0 | 0 | 0 | 0 | 0 | 0 | 0 | 0 | 0 | 0 | 0 | 0 | 0 | 0 | 0 |  | 0 | 0 | 0 | 0 | 0 | 0 | 0 | 0 | 0 | 0 | 0 | 0 | 0 | 0 | 0 | 0 | 0 | 0 | 0 | 0 | 0 | 0 | 0 | 0 | 0 | 0 | 0 | 0 | 0 | 0
EOP | Lathrop | 230 | 0 | 0 | 0 | 0 | 0 | 0 | 0 | 0 | 0 | 0 | 0 | 0 | 0 | 0 | 0 | 0 | 0 | 0 | 0 | 0 | 0 | 0 | 0 | 0 | 0 | 0 | 0 | 0 | 0 | 0 | 0 | 0 | 300 | 0 | 0 | 0 | 0 | 0 | 0 | 0 | 0 | 0 | 0 | 0 | [15 empty] | 0 | 0 | 0 | 300 | 0 | 0 | 0 | 0 | 0 | 0 | 0 | 0 | 0 | 0 | 0 |  | 0 | 0 | 300 | 0 | 0 | 0 | 0 | 0 | 0 | 0 | 0 | 0 | 0 | 0 | 1 | 0 | 0 | 0 | 0 | 0 | 0 | 0 | 0 | 0 | 0 | 0 | 0 | 0 | 0 | 0 | [9 empty] | 250 | 250 |  | 100 |  | 0 | 0 | 300 | 0 | 0 | 0 | 0 | 0 | 0 | 250 | 250 | 0 | 100 | 0 | [15 empty] | 0 | 0 | 0 | 300 | 0 | 0 | 0 | 0 | 0 | 0 | 250 | 250 | 0 | 100 | 0 |  | 0 | 0 | 300 | 0 | 0 | 0 | 0 | 0 | 0 | 250 | 250 | 0 | 100 | 0 | 1 | 0 | 0 | 0 | 0 | 0 | 0 | 0 | 0 | 0 | 0 | 0 | 0 | 0 | 0 | 0
PG&E FRESNO | Le Grand | 115 | 0 | 0 | 0 | 0 | 0 | 0 | 0 | 0 | 0 | 0 | 0 | 0 | 0 | 0 | 0 | 0 | 0 | 0 | 0 | 0 | 0 | 0 | 0 | 0 | 0 | 0 | 0 | 0 | 0 | 0 | 0 | 0 | 0 | 0 | 0 | 0 | 0 | 0 | 0 | 0 | 0 | 0 | 0 | 0 | [10 empty] | 30 | 75 |  |  |  | 1 | 0 | 0 | 0 | 0 | 0 | 0 | 0 | 0 | 0 | 30 | 75 | 0 | 0 | 0 |  | 0 | 0 | 0 | 0 | 0 | 0 | 0 | 0 | 0 | 30 | 75 | 0 | 0 | 0 | 1 | 0 | 0 | 0 | 0 | 0 | 0 | 0 | 0 | 0 | 30 | 75 | 0 | 0 | 0 | 1 | [9 empty] | 50 | 80 |  | 30 |  | 0 | 0 | 0 | 0 | 0 | 0 | 0 | 0 | 0 | 50 | 80 | 0 | 30 | 0 | [10 empty] | 30 | 125 |  |  |  | 1 | 0 | 0 | 0 | 0 | 0 | 0 | 0 | 0 | 0 | 80 | 205 | 0 | 30 | 0 |  | 0 | 0 | 0 | 0 | 0 | 0 | 0 | 0 | 0 | 80 | 205 | 0 | 30 | 0 | 1 | 0 | 0 | 0 | 0 | 0 | 0 | 0 | 0 | 0 | 30 | 125 | 0 | 0 | 0 | 1
PG&E FRESNO | Lemoore | 70 | 0 | 0 | 0 | 0 | 0 | 0 | 0 | 0 | 0 | 0 | 0 | 0 | 0 | 0 | 0 | 0 | 0 | 0 | 0 | 0 | 0 | 0 | 0 | 0 | 0 | 0 | 0 | 0 | 0 | 0 | 0 | 0 | 0 | 0 | 0 | 0 | 0 | 0 | 0 | 0 | 22 | 0 | 20 | 0 | [13 empty] | -15 |  | 1 | 0 | 0 | 0 | 0 | 0 | 0 | 0 | 0 | 0 | 0 | 22 | 0 | 5 | 0 |  | 0 | 0 | 0 | 0 | 0 | 0 | 0 | 0 | 0 | 0 | 22 | 0 | 5 | 0 | 1 | 0 | 0 | 0 | 0 | 0 | 0 | 0 | 0 | 0 | 0 | 0 | 0 | -15 | 0 | 1 | [14 empty] | 0 | 0 | 0 | 0 | 0 | 0 | 0 | 0 | 0 | 0 | 22 | 0 | 20 | 0 | [13 empty] | -15 |  | 1 | 0 | 0 | 0 | 0 | 0 | 0 | 0 | 0 | 0 | 0 | 22 | 0 | 5 | 0 |  | 0 | 0 | 0 | 0 | 0 | 0 | 0 | 0 | 0 | 0 | 22 | 0 | 5 | 0 | 1 | 0 | 0 | 0 | 0 | 0 | 0 | 0 | 0 | 0 | 0 | 0 | 0 | -15 | 0 | 1
PG&E KERN | Lerdo | 115 | 0 | 0 | 0 | 0 | 0 | 0 | 0 | 0 | 0 | 0 | 0 | 0 | 0 | 0 | 0 | 0 | 0 | 0 | 0 | 0 | 0 | 0 | 0 | 0 | 0 | 0 | 0 | 0 | 0 | 0 | 0 | 0 | 0 | 0 | 0 | 0 | 0 | 0 | 0 | 0 | 0 | 0 | 0 | 0 | [15 empty] | 0 | 0 | 0 | 0 | 0 | 0 | 0 | 0 | 0 | 0 | 0 | 0 | 0 | 0 | 0 |  | 0 | 0 | 0 | 0 | 0 | 0 | 0 | 0 | 0 | 0 | 0 | 0 | 0 | 0 | 0 | 0 | 0 | 0 | 0 | 0 | 0 | 0 | 0 | 0 | 0 | 0 | 0 | 0 | 0 | 0 | [14 empty] | 0 | 0 | 0 | 0 | 0 | 0 | 0 | 0 | 0 | 0 | 0 | 0 | 0 | 0 | [15 empty] | 0 | 0 | 0 | 0 | 0 | 0 | 0 | 0 | 0 | 0 | 0 | 0 | 0 | 0 | 0 |  | 0 | 0 | 0 | 0 | 0 | 0 | 0 | 0 | 0 | 0 | 0 | 0 | 0 | 0 | 0 | 0 | 0 | 0 | 0 | 0 | 0 | 0 | 0 | 0 | 0 | 0 | 0 | 0 | 0 | 0
SCE Metro | Lewis | 230 | 0 | 0 | 0 | 0 | 0 | 0 | 0 | 0 | 0 | 0 | 0 | 0 | 0 | 0 | 0 | 0 | 0 | 0 | 0 | 0 | 0 | 0 | 0 | 0 | 0 | 0 | 0 | 0 | 0 | 0 | 0 | 0 | 0 | 0 | 0 | 0 | 0 | 0 | 0 | 0 | 0 | 0 | 0 | 0 | [15 empty] | 0 | 0 | 0 | 0 | 0 | 0 | 0 | 0 | 0 | 0 | 0 | 0 | 0 | 0 | 0 |  | 0 | 0 | 0 | 0 | 0 | 0 | 0 | 0 | 0 | 0 | 0 | 0 | 0 | 0 | 0 | 0 | 0 | 0 | 0 | 0 | 0 | 0 | 0 | 0 | 0 | 0 | 0 | 0 | 0 | 0 | [14 empty] | 0 | 0 | 0 | 0 | 0 | 0 | 0 | 0 | 0 | 0 | 0 | 0 | 0 | 0 | [15 empty] | 0 | 0 | 0 | 0 | 0 | 0 | 0 | 0 | 0 | 0 | 0 | 0 | 0 | 0 | 0 |  | 0 | 0 | 0 | 0 | 0 | 0 | 0 | 0 | 0 | 0 | 0 | 0 | 0 | 0 | 0 | 0 | 0 | 0 | 0 | 0 | 0 | 0 | 0 | 0 | 0 | 0 | 0 | 0 | 0 | 0
SCE Metro | Lighthipe | 230 | 0 | 0 | 0 | 0 | 0 | 0 | 0 | 0 | 0 | 0 | 0 | 0 | 0 | 0 | 0 | 0 | 0 | 0 | 0 | 0 | 0 | 0 | 0 | 3.24 | 0 | 0 | 0 | 0 | 0 | 1 | 0 | 0 | 0 | 0 | 0 | 0 | 0 | 0 | 0 | 0 | 0 | 0 | 0 | 0 | [15 empty] | 0 | 0 | 0 | 0 | 0 | 0 | 0 | 0 | 0 | 0 | 0 | 0 | 0 | 0 | 0 |  | 0 | 0 | 0 | 0 | 0 | 0 | 0 | 0 | 3.24 | 0 | 0 | 0 | 0 | 0 | 1 | 0 | 0 | 0 | 0 | 0 | 0 | 0 | 0 | 0 | 0 | 0 | 0 | 0 | 0 | 0 | [12 empty] | 250 |  | 0 | 0 | 0 | 0 | 0 | 0 | 0 | 0 | 0 | 0 | 0 | 0 | 250 | 0 | [15 empty] | 0 | 0 | 0 | 0 | 0 | 0 | 0 | 0 | 0 | 0 | 0 | 0 | 0 | 250 | 0 |  | 0 | 0 | 0 | 0 | 0 | 0 | 0 | 0 | 3.24 | 0 | 0 | 0 | 250 | 0 | 1 | 0 | 0 | 0 | 0 | 0 | 0 | 0 | 0 | 0 | 0 | 0 | 0 | 0 | 0 | 0
SDGE | Lilac | 69 | 0 | 0 | 0 | 0 | 0 | 0 | 0 | 0 | 0 | 0 | 0 | 0 | 0 | 0 | 0 | 0 | 0 | 0 | 0 | 0 | 0 | 0 | 0 | 0 | 0 | 0 | 0 | 0 | 0 | 0 | 0 | 0 | 0 | 0 | 0 | 0 | 0 | 0 | 0 | 0 | 0 | 0 | 0 | 0 | [15 empty] | 0 | 0 | 0 | 0 | 0 | 0 | 0 | 0 | 0 | 0 | 0 | 0 | 0 | 0 | 0 |  | 0 | 0 | 0 | 0 | 0 | 0 | 0 | 0 | 0 | 0 | 0 | 0 | 0 | 0 | 0 | 0 | 0 | 0 | 0 | 0 | 0 | 0 | 0 | 0 | 0 | 0 | 0 | 0 | 0 | 0 | [14 empty] | 0 | 0 | 0 | 0 | 0 | 0 | 0 | 0 | 0 | 0 | 0 | 0 | 0 | 0 | [15 empty] | 0 | 0 | 0 | 0 | 0 | 0 | 0 | 0 | 0 | 0 | 0 | 0 | 0 | 0 | 0 |  | 0 | 0 | 0 | 0 | 0 | 0 | 0 | 0 | 0 | 0 | 0 | 0 | 0 | 0 | 0 | 0 | 0 | 0 | 0 | 0 | 0 | 0 | 0 | 0 | 0 | 0 | 0 | 0 | 0 | 0
PG&E NGBA | Lincoln | 115 | 0 | 0 | 0 | 0 | 0 | 0 | 0 | 0 | 0 | 0 | 0 | 0 | 0 | 0 | 0 | 0 | 0 | 0 | 0 | 0 | 0 | 0 | 0 | 0 | 0 | 0 | 0 | 0 | 0 | 0 | 0 | 0 | 0 | 0 | 0 | 0 | 0 | 0 | 0 | 0 | 0 | 0 | 0 | 0 | [15 empty] | 0 | 0 | 0 | 0 | 0 | 0 | 0 | 0 | 0 | 0 | 0 | 0 | 0 | 0 | 0 |  | 0 | 0 | 0 | 0 | 0 | 0 | 0 | 0 | 0 | 0 | 0 | 0 | 0 | 0 | 0 | 0 | 0 | 0 | 0 | 0 | 0 | 0 | 0 | 0 | 0 | 0 | 0 | 0 | 0 | 0 | [14 empty] | 0 | 0 | 0 | 0 | 0 | 0 | 0 | 0 | 0 | 0 | 0 | 0 | 0 | 0 | [15 empty] | 0 | 0 | 0 | 0 | 0 | 0 | 0 | 0 | 0 | 0 | 0 | 0 | 0 | 0 | 0 |  | 0 | 0 | 0 | 0 | 0 | 0 | 0 | 0 | 0 | 0 | 0 | 0 | 0 | 0 | 0 | 0 | 0 | 0 | 0 | 0 | 0 | 0 | 0 | 0 | 0 | 0 | 0 | 0 | 0 | 0
PG&E KERN | Live Oak | 115 | 0 | 0 | 0 | 0 | 0 | 0 | 0 | 0 | 0 | 0 | 0 | 0 | 0 | 0 | 0 | 0 | 0 | 0 | 0 | 0 | 0 | 0 | 0 | 0 | 0 | 0 | 0 | 0 | 0 | 0 | 0 | 0 | 0 | 0 | 0 | 0 | 0 | 0 | 0 | 0 | 0 | 0 | 0 | 0 | [15 empty] | 0 | 0 | 0 | 0 | 0 | 0 | 0 | 0 | 0 | 0 | 0 | 0 | 0 | 0 | 0 |  | 0 | 0 | 0 | 0 | 0 | 0 | 0 | 0 | 0 | 0 | 0 | 0 | 0 | 0 | 0 | 0 | 0 | 0 | 0 | 0 | 0 | 0 | 0 | 0 | 0 | 0 | 0 | 0 | 0 | 0 | [14 empty] | 0 | 0 | 0 | 0 | 0 | 0 | 0 | 0 | 0 | 0 | 0 | 0 | 0 | 0 | [15 empty] | 0 | 0 | 0 | 0 | 0 | 0 | 0 | 0 | 0 | 0 | 0 | 0 | 0 | 0 | 0 |  | 0 | 0 | 0 | 0 | 0 | 0 | 0 | 0 | 0 | 0 | 0 | 0 | 0 | 0 | 0 | 0 | 0 | 0 | 0 | 0 | 0 | 0 | 0 | 0 | 0 | 0 | 0 | 0 | 0 | 0
PG&E GBA | Llagas | 115 | 0 | 0 | 0 | 0 | 0 | 0 | 0 | 0 | 0 | 0 | 0 | 0 | 0 | 0 | 0 | 0 | 0 | 0 | 0 | 0 | 0 | 0 | 0 | 0 | 0 | 0 | 0 | 0 | 0 | 0 | 0 | 0 | 0 | 0 | 0 | 0 | 0 | 0 | 0 | 0 | 0 | 0 | 0 | 0 | [15 empty] | 0 | 0 | 0 | 0 | 0 | 0 | 0 | 0 | 0 | 0 | 0 | 0 | 0 | 0 | 0 |  | 0 | 0 | 0 | 0 | 0 | 0 | 0 | 0 | 0 | 0 | 0 | 0 | 0 | 0 | 0 | 0 | 0 | 0 | 0 | 0 | 0 | 0 | 0 | 0 | 0 | 0 | 0 | 0 | 0 | 0 | [10 empty] | 50 |  | 27.2 |  | 0 | 0 | 0 | 0 | 0 | 0 | 0 | 0 | 0 | 0 | 50 | 0 | 27.2 | 0 | [15 empty] | 0 | 0 | 0 | 0 | 0 | 0 | 0 | 0 | 0 | 0 | 0 | 50 | 0 | 27.2 | 0 |  | 0 | 0 | 0 | 0 | 0 | 0 | 0 | 0 | 0 | 0 | 50 | 0 | 27.2 | 0 | 1 | 0 | 0 | 0 | 0 | 0 | 0 | 0 | 0 | 0 | 0 | 0 | 0 | 0 | 0 | 0
PG&E GBA | Lockeford | 115 | 0 | 0 | 0 | 0 | 0 | 0 | 0 | 0 | 0 | 0 | 0 | 0 | 0 | 0 | 0 | 0 | 0 | 0 | 0 | 0 | 0 | 0 | 0 | 0 | 0 | 0 | 0 | 0 | 0 | 0 | 0 | 0 | 0 | 0 | 0 | 0 | 0 | 0 | 0 | 0 | 0 | 0 | 0 | 0 | [15 empty] | 0 | 0 | 0 | 0 | 0 | 0 | 0 | 0 | 0 | 0 | 0 | 0 | 0 | 0 | 0 |  | 0 | 0 | 0 | 0 | 0 | 0 | 0 | 0 | 0 | 0 | 0 | 0 | 0 | 0 | 0 | 0 | 0 | 0 | 0 | 0 | 0 | 0 | 0 | 0 | 0 | 0 | 0 | 0 | 0 | 0 | [14 empty] | 0 | 0 | 0 | 0 | 0 | 0 | 0 | 0 | 0 | 0 | 0 | 0 | 0 | 0 | [15 empty] | 0 | 0 | 0 | 0 | 0 | 0 | 0 | 0 | 0 | 0 | 0 | 0 | 0 | 0 | 0 |  | 0 | 0 | 0 | 0 | 0 | 0 | 0 | 0 | 0 | 0 | 0 | 0 | 0 | 0 | 0 | 0 | 0 | 0 | 0 | 0 | 0 | 0 | 0 | 0 | 0 | 0 | 0 | 0 | 0 | 0
PG&E GBA | Lockeford | 230 | 0 | 0 | 0 | 0 | 0 | 0 | 0 | 0 | 0 | 0 | 0 | 0 | 0 | 0 | 0 | 0 | 0 | 0 | 0 | 0 | 0 | 0 | 0 | 0 | 0 | 0 | 0 | 0 | 0 | 0 | 0 | 0 | 0 | 0 | 0 | 0 | 0 | 0 | 0 | 0 | 0 | 0 | 0 | 0 | [15 empty] | 0 | 0 | 0 | 0 | 0 | 0 | 0 | 0 | 0 | 0 | 0 | 0 | 0 | 0 | 0 |  | 0 | 0 | 0 | 0 | 0 | 0 | 0 | 0 | 0 | 0 | 0 | 0 | 0 | 0 | 0 | 0 | 0 | 0 | 0 | 0 | 0 | 0 | 0 | 0 | 0 | 0 | 0 | 0 | 0 | 0 | [14 empty] | 0 | 0 | 0 | 0 | 0 | 0 | 0 | 0 | 0 | 0 | 0 | 0 | 0 | 0 | [15 empty] | 0 | 0 | 0 | 0 | 0 | 0 | 0 | 0 | 0 | 0 | 0 | 0 | 0 | 0 | 0 |  | 0 | 0 | 0 | 0 | 0 | 0 | 0 | 0 | 0 | 0 | 0 | 0 | 0 | 0 | 0 | 0 | 0 | 0 | 0 | 0 | 0 | 0 | 0 | 0 | 0 | 0 | 0 | 0 | 0 | 0
PG&E GBA | Lockeford | 60 | 0 | 0 | 0 | 0 | 0 | 0 | 0 | 0 | 0 | 0 | 0 | 0 | 0 | 0 | 0 | 0 | 0 | 0 | 0 | 0 | 0 | 0 | 0 | 0 | 0 | 0 | 0 | 0 | 0 | 0 | 0 | 0 | 0 | 0 | 0 | 0 | 0 | 0 | 0 | 0 | 0 | 0 | 0 | 0 | [15 empty] | 0 | 0 | 0 | 0 | 0 | 0 | 0 | 0 | 0 | 0 | 0 | 0 | 0 | 0 | 0 |  | 0 | 0 | 0 | 0 | 0 | 0 | 0 | 0 | 0 | 0 | 0 | 0 | 0 | 0 | 0 | 0 | 0 | 0 | 0 | 0 | 0 | 0 | 0 | 0 | 0 | 0 | 0 | 0 | 0 | 0 | [14 empty] | 0 | 0 | 0 | 0 | 0 | 0 | 0 | 0 | 0 | 0 | 0 | 0 | 0 | 0 | [15 empty] | 0 | 0 | 0 | 0 | 0 | 0 | 0 | 0 | 0 | 0 | 0 | 0 | 0 | 0 | 0 |  | 0 | 0 | 0 | 0 | 0 | 0 | 0 | 0 | 0 | 0 | 0 | 0 | 0 | 0 | 0 | 0 | 0 | 0 | 0 | 0 | 0 | 0 | 0 | 0 | 0 | 0 | 0 | 0 | 0 | 0
PG&E GBA | Lodi | 230 | 0 | 0 | 0 | 0 | 0 | 0 | 0 | 0 | 0 | 0 | 0 | 0 | 0 | 0 | 0 | 0 | 0 | 0 | 0 | 0 | 0 | 0 | 0 | 0 | 0 | 0 | 0 | 0 | 0 | 0 | 0 | 0 | 0 | 0 | 0 | 0 | 0 | 0 | 0 | 0 | 0 | 0 | 0 | 0 | [15 empty] | 0 | 0 | 0 | 0 | 0 | 0 | 0 | 0 | 0 | 0 | 0 | 0 | 0 | 0 | 0 |  | 0 | 0 | 0 | 0 | 0 | 0 | 0 | 0 | 0 | 0 | 0 | 0 | 0 | 0 | 0 | 0 | 0 | 0 | 0 | 0 | 0 | 0 | 0 | 0 | 0 | 0 | 0 | 0 | 0 | 0 | [14 empty] | 0 | 0 | 0 | 0 | 0 | 0 | 0 | 0 | 0 | 0 | 0 | 0 | 0 | 0 | [15 empty] | 0 | 0 | 0 | 0 | 0 | 0 | 0 | 0 | 0 | 0 | 0 | 0 | 0 | 0 | 0 |  | 0 | 0 | 0 | 0 | 0 | 0 | 0 | 0 | 0 | 0 | 0 | 0 | 0 | 0 | 0 | 0 | 0 | 0 | 0 | 0 | 0 | 0 | 0 | 0 | 0 | 0 | 0 | 0 | 0 | 0
PG&E NGBA | Logan Creek | 230 | 0 | 0 | 0 | 0 | 0 | 0 | 0 | 0 | 0 | 0 | 0 | 0 | 0 | 0 | 0 | 0 | 0 | 0 | 0 | 0 | 0 | 0 | 0 | 0 | 0 | 0 | 0 | 0 | 0 | 0 | 0 | 0 | 0 | 0 | 0 | 0 | 0 | 0 | 0 | 0 | 0 | 0 | 0 | 0 | [15 empty] | 0 | 0 | 0 | 0 | 0 | 0 | 0 | 0 | 0 | 0 | 0 | 0 | 0 | 0 | 0 |  | 0 | 0 | 0 | 0 | 0 | 0 | 0 | 0 | 0 | 0 | 0 | 0 | 0 | 0 | 0 | 0 | 0 | 0 | 0 | 0 | 0 | 0 | 0 | 0 | 0 | 0 | 0 | 0 | 0 | 0 | [14 empty] | 0 | 0 | 0 | 0 | 0 | 0 | 0 | 0 | 0 | 0 | 0 | 0 | 0 | 0 | [15 empty] | 0 | 0 | 0 | 0 | 0 | 0 | 0 | 0 | 0 | 0 | 0 | 0 | 0 | 0 | 0 |  | 0 | 0 | 0 | 0 | 0 | 0 | 0 | 0 | 0 | 0 | 0 | 0 | 0 | 0 | 0 | 0 | 0 | 0 | 0 | 0 | 0 | 0 | 0 | 0 | 0 | 0 | 0 | 0 | 0 | 0
PG&E GBA | Lone Tree | 230 | 0 | 0 | 0 | 0 | 0 | 0 | 0 | 0 | 0 | 0 | 0 | 0 | 0 | 0 | 0 | 0 | 0 | 0 | 0 | 0 | 0 | 0 | 0 | 0 | 0 | 0 | 0 | 0 | 0 | 0 | 0 | 0 | 0 | 0 | 0 | 0 | 0 | 0 | 1.8 | 0 | 0 | 0 | 0 | 0 | [15 empty] | 0 | 0 | 0 | 0 | 0 | 0 | 0 | 0 | 0 | 1.8 | 0 | 0 | 0 | 0 | 0 |  | 0 | 0 | 0 | 0 | 0 | 0 | 0 | 0 | 1.8 | 0 | 0 | 0 | 0 | 0 | 1 | 0 | 0 | 0 | 0 | 0 | 0 | 0 | 0 | 0 | 0 | 0 | 0 | 0 | 0 | 0 | [14 empty] | 0 | 0 | 0 | 0 | 0 | 0 | 0 | 0 | 1.8 | 0 | 0 | 0 | 0 | 0 | [15 empty] | 0 | 0 | 0 | 0 | 0 | 0 | 0 | 0 | 0 | 1.8 | 0 | 0 | 0 | 0 | 0 |  | 0 | 0 | 0 | 0 | 0 | 0 | 0 | 0 | 1.8 | 0 | 0 | 0 | 0 | 0 | 1 | 0 | 0 | 0 | 0 | 0 | 0 | 0 | 0 | 0 | 0 | 0 | 0 | 0 | 0 | 0
PG&E FRESNO | Los Banos | 230 | 0 | 0 | 0 | 0 | 0 | 0 | 0 | 0 | 0 | 0 | 0 | 0 | 0 | 0 | 0 | 0 | 1.988 | 60.5 | 0 | 0 | 0 | 0 | 0 | 5.9 | 0 | 0 | 0.9 | 0 | 0 | 1 | 0 | 1 | 110 | 0 | 0 | 0 | 0 | 0 | 0 | 70 | 430 | 0 | 160 | 0 |  |  | -1 | [12 empty] | 1 | 0 | 0 | 110 | 0 | 0 | 0 | 0 | 0 | 0 | 70 | 430 | 0 | 160 | 0 |  | 0 | 1.988 | 170.5 | 0 | 0 | 0 | 0 | 0 | 5.9 | 70 | 430 | 0.9 | 160 | 0 | 1 | 0 | -1 | 0 | 0 | 0 | 0 | 0 | 0 | 0 | 0 | 0 | 0 | 0 | 0 | 1 | [14 empty] | 0 | 1 | 110 | 0 | 0 | 0 | 0 | 0 | 0 | 70 | 430 | 0 | 160 | 0 |  |  | -1 | [12 empty] | 1 | 0 | 0 | 110 | 0 | 0 | 0 | 0 | 0 | 0 | 70 | 430 | 0 | 160 | 0 |  | 0 | 1.988 | 170.5 | 0 | 0 | 0 | 0 | 0 | 5.9 | 70 | 430 | 0.9 | 160 | 0 | 1 | 0 | -1 | 0 | 0 | 0 | 0 | 0 | 0 | 0 | 0 | 0 | 0 | 0 | 0 | 1
PG&E FRESNO | Los Banos | 500 | 0 | 0 | 0 | 0 | 0 | 0 | 0 | 0 | 0 | 0 | 0 | 0 | 0 | 0 | 0 | 0 | 0 | 0 | 0 | 0 | 0 | 0 | 0 | 0 | 0 | 0 | 0 | 0 | 0 | 0 | 0 | 0 | 0 | 0 | 0 | 0 | 0 | 0 | 0 | 0 | 0 | 0 | 0 | 0 | [15 empty] | 0 | 0 | 0 | 0 | 0 | 0 | 0 | 0 | 0 | 0 | 0 | 0 | 0 | 0 | 0 |  | 0 | 0 | 0 | 0 | 0 | 0 | 0 | 0 | 0 | 0 | 0 | 0 | 0 | 0 | 0 | 0 | 0 | 0 | 0 | 0 | 0 | 0 | 0 | 0 | 0 | 0 | 0 | 0 | 0 | 0 | [9 empty] | 400 | 500 |  | 200 |  | 0 | 0 | 0 | 0 | 0 | 0 | 0 | 0 | 0 | 400 | 500 | 0 | 200 | 0 | [15 empty] | 0 | 0 | 0 | 0 | 0 | 0 | 0 | 0 | 0 | 0 | 400 | 500 | 0 | 200 | 0 |  | 0 | 0 | 0 | 0 | 0 | 0 | 0 | 0 | 0 | 400 | 500 | 0 | 200 | 0 | 1 | 0 | 0 | 0 | 0 | 0 | 0 | 0 | 0 | 0 | 0 | 0 | 0 | 0 | 0 | 0
SDGE | Los Coches | 138 | 0 | 0 | 0 | 0 | 0 | 0 | 0 | 0 | 0 | 0 | 0 | 0 | 0 | 0 | 0 | 0 | 0 | 0 | 0 | 0 | 0 | 0 | 0 | 0 | 0 | 0 | 0 | 0 | 0 | 0 | 0 | 0 | 0 | 0 | 0 | 0 | 0 | 0 | 0 | 0 | 0 | 0 | 0 | 0 | [15 empty] | 0 | 0 | 0 | 0 | 0 | 0 | 0 | 0 | 0 | 0 | 0 | 0 | 0 | 0 | 0 |  | 0 | 0 | 0 | 0 | 0 | 0 | 0 | 0 | 0 | 0 | 0 | 0 | 0 | 0 | 0 | 0 | 0 | 0 | 0 | 0 | 0 | 0 | 0 | 0 | 0 | 0 | 0 | 0 | 0 | 0 | [14 empty] | 0 | 0 | 0 | 0 | 0 | 0 | 0 | 0 | 0 | 0 | 0 | 0 | 0 | 0 | [15 empty] | 0 | 0 | 0 | 0 | 0 | 0 | 0 | 0 | 0 | 0 | 0 | 0 | 0 | 0 | 0 |  | 0 | 0 | 0 | 0 | 0 | 0 | 0 | 0 | 0 | 0 | 0 | 0 | 0 | 0 | 0 | 0 | 0 | 0 | 0 | 0 | 0 | 0 | 0 | 0 | 0 | 0 | 0 | 0 | 0 | 0
SDGE | Los Coches | 69 | 0 | 0 | 0 | 0 | 0 | 0 | 0 | 0 | 0 | 0 | 0 | 1.5 | 0 | 0 | 1 | 0 | 0 | 0 | 0 | 0 | 0 | 0 | 0 | 0 | 0 | 0 | 1.5 | 0 | 0 | 1 | 0 | 0 | 0 | 0 | 0 | 0 | 0 | 0 | 0 | 0 | 0 | 0 | 0 | 0 | [15 empty] | 0 | 0 | 0 | 0 | 0 | 0 | 0 | 0 | 0 | 0 | 0 | 0 | 0 | 0 | 0 |  | 0 | 0 | 0 | 0 | 0 | 0 | 0 | 0 | 0 | 0 | 0 | 1.5 | 0 | 0 | 1 | 0 | 0 | 0 | 0 | 0 | 0 | 0 | 0 | 0 | 0 | 0 | 1.5 | 0 | 0 | 1 | [14 empty] | 0 | 0 | 0 | 0 | 0 | 0 | 0 | 0 | 0 | 0 | 0 | 0 | 0 | 0 | [15 empty] | 0 | 0 | 0 | 0 | 0 | 0 | 0 | 0 | 0 | 0 | 0 | 0 | 0 | 0 | 0 |  | 0 | 0 | 0 | 0 | 0 | 0 | 0 | 0 | 0 | 0 | 0 | 1.5 | 0 | 0 | 1 | 0 | 0 | 0 | 0 | 0 | 0 | 0 | 0 | 0 | 0 | 0 | 1.5 | 0 | 0 | 1
PG&E GBA | Los Esteros | 115 | 0 | 0 | 0 | 0 | 0 | 0 | 0 | 0 | 0 | 0 | 0 | 0 | 0 | 0 | 0 | 0 | 0 | 0 | 0 | 0 | 0 | 0 | 0 | 0 | 0 | 0 | 3.3 | 0 | 0 | 1 | 0 | 0 | 0 | 0 | 0 | 0 | 0 | 0 | 0 | 0 | 0 | 0 | 0 | 0 | [15 empty] | 0 | 0 | 0 | 0 | 0 | 0 | 0 | 0 | 0 | 0 | 0 | 0 | 0 | 0 | 0 |  | 0 | 0 | 0 | 0 | 0 | 0 | 0 | 0 | 0 | 0 | 0 | 3.3 | 0 | 0 | 1 | 0 | 0 | 0 | 0 | 0 | 0 | 0 | 0 | 0 | 0 | 0 | 0 | 0 | 0 | 0 | [14 empty] | 0 | 0 | 0 | 0 | 0 | 0 | 0 | 0 | 0 | 0 | 0 | 0 | 0 | 0 | [15 empty] | 0 | 0 | 0 | 0 | 0 | 0 | 0 | 0 | 0 | 0 | 0 | 0 | 0 | 0 | 0 |  | 0 | 0 | 0 | 0 | 0 | 0 | 0 | 0 | 0 | 0 | 0 | 3.3 | 0 | 0 | 1 | 0 | 0 | 0 | 0 | 0 | 0 | 0 | 0 | 0 | 0 | 0 | 0 | 0 | 0 | 0
PG&E GBA | Los Esteros | 230 | 0 | 0 | 0 | 0 | 0 | 0 | 0 | 0 | 0 | 0 | 0 | 0 | 0 | 0 | 0 | 0 | 0 | 0 | 0 | 0 | 0 | 0 | 0 | 0 | 0 | 0 | 0 | 0 | 0 | 0 | 0 | 0 | 0 | 0 | 0 | 0 | 0 | 0 | 0 | 0 | 0 | 0 | 100 | 0 | [15 empty] | 0 | 0 | 0 | 0 | 0 | 0 | 0 | 0 | 0 | 0 | 0 | 0 | 0 | 100 | 0 |  | 0 | 0 | 0 | 0 | 0 | 0 | 0 | 0 | 0 | 0 | 0 | 0 | 100 | 0 | 1 | 0 | 0 | 0 | 0 | 0 | 0 | 0 | 0 | 0 | 0 | 0 | 0 | 0 | 0 | 0 | [14 empty] | 0 | 0 | 0 | 0 | 0 | 0 | 0 | 0 | 0 | 0 | 0 | 0 | 100 | 0 | [15 empty] | 0 | 0 | 0 | 0 | 0 | 0 | 0 | 0 | 0 | 0 | 0 | 0 | 0 | 100 | 0 |  | 0 | 0 | 0 | 0 | 0 | 0 | 0 | 0 | 0 | 0 | 0 | 0 | 100 | 0 | 1 | 0 | 0 | 0 | 0 | 0 | 0 | 0 | 0 | 0 | 0 | 0 | 0 | 0 | 0 | 0
PG&E GBA | Los Positas | 230 | 0 | 0 | 0 | 0 | 0 | 0 | 0 | 0 | 0 | 0 | 0 | 0 | 0 | 0 | 0 | 0 | 0 | 0 | 0 | 0 | 0 | 0 | 0 | 0 | 0 | 0 | 0 | 0 | 0 | 0 | 0 | 0 | 0 | 0 | 0 | 0 | 0 | 0 | 0 | 0 | 0 | 0 | 0 | 0 | [15 empty] | 0 | 0 | 0 | 0 | 0 | 0 | 0 | 0 | 0 | 0 | 0 | 0 | 0 | 0 | 0 |  | 0 | 0 | 0 | 0 | 0 | 0 | 0 | 0 | 0 | 0 | 0 | 0 | 0 | 0 | 0 | 0 | 0 | 0 | 0 | 0 | 0 | 0 | 0 | 0 | 0 | 0 | 0 | 0 | 0 | 0 | [14 empty] | 0 | 0 | 0 | 0 | 0 | 0 | 0 | 0 | 0 | 0 | 0 | 0 | 0 | 0 | [15 empty] | 0 | 0 | 0 | 0 | 0 | 0 | 0 | 0 | 0 | 0 | 0 | 0 | 0 | 0 | 0 |  | 0 | 0 | 0 | 0 | 0 | 0 | 0 | 0 | 0 | 0 | 0 | 0 | 0 | 0 | 0 | 0 | 0 | 0 | 0 | 0 | 0 | 0 | 0 | 0 | 0 | 0 | 0 | 0 | 0 | 0
PG&E GBA | Los Positas | 60 | 0 | 0 | 0 | 0 | 0 | 0 | 0 | 0 | 0 | 0 | 0 | 0 | 0 | 0 | 0 | 0 | 0 | 0 | 0 | 0 | 0 | 0 | 0 | 0 | 0 | 0 | 0 | 0 | 0 | 0 | 0 | 0 | 0 | 0 | 0 | 0 | 0 | 0 | 0 | 0 | 0 | 0 | 0 | 0 | [15 empty] | 0 | 0 | 0 | 0 | 0 | 0 | 0 | 0 | 0 | 0 | 0 | 0 | 0 | 0 | 0 |  | 0 | 0 | 0 | 0 | 0 | 0 | 0 | 0 | 0 | 0 | 0 | 0 | 0 | 0 | 0 | 0 | 0 | 0 | 0 | 0 | 0 | 0 | 0 | 0 | 0 | 0 | 0 | 0 | 0 | 0 | [14 empty] | 0 | 0 | 0 | 0 | 0 | 0 | 0 | 0 | 0 | 0 | 0 | 0 | 0 | 0 | [15 empty] | 0 | 0 | 0 | 0 | 0 | 0 | 0 | 0 | 0 | 0 | 0 | 0 | 0 | 0 | 0 |  | 0 | 0 | 0 | 0 | 0 | 0 | 0 | 0 | 0 | 0 | 0 | 0 | 0 | 0 | 0 | 0 | 0 | 0 | 0 | 0 | 0 | 0 | 0 | 0 | 0 | 0 | 0 | 0 | 0 | 0
SDGE | Loveland | 69 | 0 | 0 | 0 | 0 | 0 | 0 | 0 | 0 | 0 | 0 | 0 | 0 | 0 | 0 | 0 | 0 | 0 | 0 | 0 | 0 | 0 | 0 | 0 | 0 | 0 | 0 | 0 | 0 | 0 | 0 | 0 | 0 | 0 | 0 | 0 | 0 | 0 | 0 | 4 | 0 | 0 | 0 | 0 | 0 | [15 empty] | 0 | 0 | 0 | 0 | 0 | 0 | 0 | 0 | 0 | 4 | 0 | 0 | 0 | 0 | 0 |  | 0 | 0 | 0 | 0 | 0 | 0 | 0 | 0 | 4 | 0 | 0 | 0 | 0 | 0 | 1 | 0 | 0 | 0 | 0 | 0 | 0 | 0 | 0 | 0 | 0 | 0 | 0 | 0 | 0 | 0 | [14 empty] | 0 | 0 | 0 | 0 | 0 | 0 | 0 | 0 | 4 | 0 | 0 | 0 | 0 | 0 | [15 empty] | 0 | 0 | 0 | 0 | 0 | 0 | 0 | 0 | 0 | 4 | 0 | 0 | 0 | 0 | 0 |  | 0 | 0 | 0 | 0 | 0 | 0 | 0 | 0 | 4 | 0 | 0 | 0 | 0 | 0 | 1 | 0 | 0 | 0 | 0 | 0 | 0 | 0 | 0 | 0 | 0 | 0 | 0 | 0 | 0 | 0
SCE NOL | Lugo | 230 | 0 | 0 | 0 | 0 | 0 | 0 | 0 | 0 | 0 | 0 | 0 | 0 | 0 | 0 | 0 | 0 | 0 | 0 | 0 | 0 | 0 | 0 | 0 | 0 | 0 | 0 | 0 | 0 | 0 | 0 | 0 | 0 | 0 | 0 | 0 | 0 | 0 | 0 | 0 | 0 | 0 | 0 | 0 | 0 | [15 empty] | 0 | 0 | 0 | 0 | 0 | 0 | 0 | 0 | 0 | 0 | 0 | 0 | 0 | 0 | 0 |  | 0 | 0 | 0 | 0 | 0 | 0 | 0 | 0 | 0 | 0 | 0 | 0 | 0 | 0 | 0 | 0 | 0 | 0 | 0 | 0 | 0 | 0 | 0 | 0 | 0 | 0 | 0 | 0 | 0 | 0 | [14 empty] | 0 | 0 | 0 | 0 | 0 | 0 | 0 | 0 | 0 | 0 | 0 | 0 | 0 | 0 | [15 empty] | 0 | 0 | 0 | 0 | 0 | 0 | 0 | 0 | 0 | 0 | 0 | 0 | 0 | 0 | 0 |  | 0 | 0 | 0 | 0 | 0 | 0 | 0 | 0 | 0 | 0 | 0 | 0 | 0 | 0 | 0 | 0 | 0 | 0 | 0 | 0 | 0 | 0 | 0 | 0 | 0 | 0 | 0 | 0 | 0 | 0
SCE Metro | Lugo | 500 | 0 | 0 | 0 | 0 | 0 | 0 | 0 | 0 | 0 | 0 | 0 | 0 | 0 | 0 | 0 | 366 | 0 | 0 | 0 | 0 | 0 | 0 | 0 | 0 | 0 | 0 | 0 | 0 | 0 | 1 | 23 | 0 | 0 | 0 | 1750 | 0 | 0 | 0 | 0 | 0 | 0 | 0 | 0 | 0 | [15 empty] | 0 | 23 | 0 | 0 | 0 | 1750 | 0 | 0 | 0 | 0 | 0 | 0 | 0 | 0 | 0 |  | 389 | 0 | 0 | 0 | 1750 | 0 | 0 | 0 | 0 | 0 | 0 | 0 | 0 | 0 | 1 | 0 | 0 | 0 | 0 | 0 | 0 | 0 | 0 | 0 | 0 | 0 | 0 | 0 | 0 | 0 | [14 empty] | 23 | 0 | 0 | 0 | 1750 | 0 | 0 | 0 | 0 | 0 | 0 | 0 | 0 | 0 | [15 empty] | 0 | 23 | 0 | 0 | 0 | 1750 | 0 | 0 | 0 | 0 | 0 | 0 | 0 | 0 | 0 |  | 389 | 0 | 0 | 0 | 1750 | 0 | 0 | 0 | 0 | 0 | 0 | 0 | 0 | 0 | 1 | 0 | 0 | 0 | 0 | 0 | 0 | 0 | 0 | 0 | 0 | 0 | 0 | 0 | 0 | 0
PG&E FRESNO | Madera | 70 | 0 | 0 | 0 | 0 | 0 | 0 | 0 | 0 | 0 | 0 | 0 | 0 | 0 | 0 | 0 | 0 | 0 | 0 | 0 | 0 | 0 | 0 | 0 | 0 | 0 | 0 | 0 | 0 | 0 | 0 | 0 | 0 | 0 | 0 | 0 | 0 | 0 | 0 | 0 | 0 | 0 | 0 | 0 | 0 | [15 empty] | 0 | 0 | 0 | 0 | 0 | 0 | 0 | 0 | 0 | 0 | 0 | 0 | 0 | 0 | 0 |  | 0 | 0 | 0 | 0 | 0 | 0 | 0 | 0 | 0 | 0 | 0 | 0 | 0 | 0 | 0 | 0 | 0 | 0 | 0 | 0 | 0 | 0 | 0 | 0 | 0 | 0 | 0 | 0 | 0 | 0 | [14 empty] | 0 | 0 | 0 | 0 | 0 | 0 | 0 | 0 | 0 | 0 | 0 | 0 | 0 | 0 | [15 empty] | 0 | 0 | 0 | 0 | 0 | 0 | 0 | 0 | 0 | 0 | 0 | 0 | 0 | 0 | 0 |  | 0 | 0 | 0 | 0 | 0 | 0 | 0 | 0 | 0 | 0 | 0 | 0 | 0 | 0 | 0 | 0 | 0 | 0 | 0 | 0 | 0 | 0 | 0 | 0 | 0 | 0 | 0 | 0 | 0 | 0
PG&E NGBA | Madison | 115 | 0 | 0 | 0 | 0 | 0 | 0 | 0 | 0 | 0 | 0 | 0 | 0 | 0 | 0 | 0 | 0 | 0 | 0 | 0 | 0 | 0 | 0 | 0 | 0 | 0 | 13 | 10.2 | 0 | 0 | 1 | 0 | 0 | 0 | 0 | 0 | 0 | 0 | 0 | 0 | 0 | 0 | 0 | 0 | 0 | [15 empty] | 0 | 0 | 0 | 0 | 0 | 0 | 0 | 0 | 0 | 0 | 0 | 0 | 0 | 0 | 0 |  | 0 | 0 | 0 | 0 | 0 | 0 | 0 | 0 | 0 | 0 | 13 | 10.2 | 0 | 0 | 1 | 0 | 0 | 0 | 0 | 0 | 0 | 0 | 0 | 0 | 0 | 0 | 0 | 0 | 0 | 0 | [14 empty] | 0 | 0 | 0 | 0 | 0 | 0 | 0 | 0 | 0 | 0 | 0 | 0 | 0 | 0 | [15 empty] | 0 | 0 | 0 | 0 | 0 | 0 | 0 | 0 | 0 | 0 | 0 | 0 | 0 | 0 | 0 |  | 0 | 0 | 0 | 0 | 0 | 0 | 0 | 0 | 0 | 0 | 13 | 10.2 | 0 | 0 | 1 | 0 | 0 | 0 | 0 | 0 | 0 | 0 | 0 | 0 | 0 | 0 | 0 | 0 | 0 | 0
PG&E KERN | Magunden | 115 | 0 | 0 | 0 | 0 | 0 | 0 | 0 | 0 | 0 | 0 | 0 | 0 | 0 | 0 | 0 | 0 | 0 | 0 | 0 | 0 | 0 | 0 | 0 | 0 | 0 | 0 | 0 | 0 | 0 | 0 | 0 | 0 | 0 | 0 | 0 | 0 | 0 | 0 | 0 | 0 | 0 | 0 | 0 | 0 | [15 empty] | 0 | 0 | 0 | 0 | 0 | 0 | 0 | 0 | 0 | 0 | 0 | 0 | 0 | 0 | 0 |  | 0 | 0 | 0 | 0 | 0 | 0 | 0 | 0 | 0 | 0 | 0 | 0 | 0 | 0 | 0 | 0 | 0 | 0 | 0 | 0 | 0 | 0 | 0 | 0 | 0 | 0 | 0 | 0 | 0 | 0 | [14 empty] | 0 | 0 | 0 | 0 | 0 | 0 | 0 | 0 | 0 | 0 | 0 | 0 | 0 | 0 | [15 empty] | 0 | 0 | 0 | 0 | 0 | 0 | 0 | 0 | 0 | 0 | 0 | 0 | 0 | 0 | 0 |  | 0 | 0 | 0 | 0 | 0 | 0 | 0 | 0 | 0 | 0 | 0 | 0 | 0 | 0 | 0 | 0 | 0 | 0 | 0 | 0 | 0 | 0 | 0 | 0 | 0 | 0 | 0 | 0 | 0 | 0
SCE Northern | Magunden | 230 | 0 | 0 | 0 | 0 | 0 | 0 | 0 | 0 | 0 | 0 | 0 | 0 | 0 | 0 | 0 | 0 | 0 | 0 | 0 | 0 | 0 | 0 | 0 | 0 | 0 | 0 | 0 | 0 | 0 | 0 | 0 | 0 | 0 | 0 | 0 | 0 | 0 | 0 | 0 | 0 | 0 | 0 | 0 | 0 | [15 empty] | 0 | 0 | 0 | 0 | 0 | 0 | 0 | 0 | 0 | 0 | 0 | 0 | 0 | 0 | 0 |  | 0 | 0 | 0 | 0 | 0 | 0 | 0 | 0 | 0 | 0 | 0 | 0 | 0 | 0 | 0 | 0 | 0 | 0 | 0 | 0 | 0 | 0 | 0 | 0 | 0 | 0 | 0 | 0 | 0 | 0 | [14 empty] | 0 | 0 | 0 | 0 | 0 | 0 | 0 | 0 | 0 | 0 | 0 | 0 | 0 | 0 | [15 empty] | 0 | 0 | 0 | 0 | 0 | 0 | 0 | 0 | 0 | 0 | 0 | 0 | 0 | 0 | 0 |  | 0 | 0 | 0 | 0 | 0 | 0 | 0 | 0 | 0 | 0 | 0 | 0 | 0 | 0 | 0 | 0 | 0 | 0 | 0 | 0 | 0 | 0 | 0 | 0 | 0 | 0 | 0 | 0 | 0 | 0
PG&E FRESNO | Malaga | 115 | 0 | 0 | 0 | 0 | 0 | 0 | 0 | 0 | 0 | 0 | 0 | 0 | 0 | 0 | 0 | 0 | 0 | 0 | 0 | 0 | 0 | 0 | 0 | 0 | 0 | 0 | 97 | 0 | 0 | 1 | 0 | 0 | 0 | 0 | 0 | 0 | 0 | 0 | 0 | 0 | 0 | 0 | 30 | 0 | [13 empty] | -30 |  | 1 | 0 | 0 | 0 | 0 | 0 | 0 | 0 | 0 | 0 | 0 | 0 | 0 | 0 | 0 |  | 0 | 0 | 0 | 0 | 0 | 0 | 0 | 0 | 0 | 0 | 0 | 97 | 0 | 0 | 1 | 0 | 0 | 0 | 0 | 0 | 0 | 0 | 0 | 0 | 0 | 0 | 0 | -30 | 0 | 1 | [14 empty] | 0 | 0 | 0 | 0 | 0 | 0 | 0 | 0 | 0 | 0 | 0 | 0 | 30 | 0 | [13 empty] | -30 |  | 1 | 0 | 0 | 0 | 0 | 0 | 0 | 0 | 0 | 0 | 0 | 0 | 0 | 0 | 0 |  | 0 | 0 | 0 | 0 | 0 | 0 | 0 | 0 | 0 | 0 | 0 | 97 | 0 | 0 | 1 | 0 | 0 | 0 | 0 | 0 | 0 | 0 | 0 | 0 | 0 | 0 | 0 | -30 | 0 | 1
PG&E NGBA | Malin | 500 | 0 | 0 | 0 | 0 | 0 | 0 | 0 | 0 | 0 | 0 | 0 | 0 | 0 | 0 | 0 | 0 | 0 | 0 | 0 | 0 | 0 | 0 | 0 | 0 | 0 | 0 | 0 | 0 | 0 | 0 | 0 | 0 | 0 | 0 | 0 | 0 | 0 | 0 | 0 | 0 | 0 | 0 | 0 | 0 | [15 empty] | 0 | 0 | 0 | 0 | 0 | 0 | 0 | 0 | 0 | 0 | 0 | 0 | 0 | 0 | 0 |  | 0 | 0 | 0 | 0 | 0 | 0 | 0 | 0 | 0 | 0 | 0 | 0 | 0 | 0 | 0 | 0 | 0 | 0 | 0 | 0 | 0 | 0 | 0 | 0 | 0 | 0 | 0 | 0 | 0 | 0 | [14 empty] | 0 | 0 | 0 | 0 | 0 | 0 | 0 | 0 | 0 | 0 | 0 | 0 | 0 | 0 | [15 empty] | 0 | 0 | 0 | 0 | 0 | 0 | 0 | 0 | 0 | 0 | 0 | 0 | 0 | 0 | 0 |  | 0 | 0 | 0 | 0 | 0 | 0 | 0 | 0 | 0 | 0 | 0 | 0 | 0 | 0 | 0 | 0 | 0 | 0 | 0 | 0 | 0 | 0 | 0 | 0 | 0 | 0 | 0 | 0 | 0 | 0
SCE Northern | Mandalay | 230 | 0 | 0 | 0 | 0 | 0 | 0 | 0 | 0 | 0 | 0 | 0 | 0 | 0 | 0 | 0 | 0 | 0 | 0 | 0 | 0 | 0 | 0 | 0 | 0 | 0 | 0 | 0 | 0 | 0 | 0 | 0 | 0 | 0 | 0 | 0 | 0 | 0 | 0 | 0 | 0 | 0 | 200 | 0 | 0 | [12 empty] | -200 |  |  | 1 | 0 | 0 | 0 | 0 | 0 | 0 | 0 | 0 | 0 | 0 | 0 | 0 | 0 | 0 |  | 0 | 0 | 0 | 0 | 0 | 0 | 0 | 0 | 0 | 0 | 0 | 0 | 0 | 0 | 0 | 0 | 0 | 0 | 0 | 0 | 0 | 0 | 0 | 0 | 0 | 0 | -200 | 0 | 0 | 1 | [14 empty] | 0 | 0 | 0 | 0 | 0 | 0 | 0 | 0 | 0 | 0 | 0 | 200 | 0 | 0 | [12 empty] | -200 |  |  | 1 | 0 | 0 | 0 | 0 | 0 | 0 | 0 | 0 | 0 | 0 | 0 | 0 | 0 | 0 |  | 0 | 0 | 0 | 0 | 0 | 0 | 0 | 0 | 0 | 0 | 0 | 0 | 0 | 0 | 0 | 0 | 0 | 0 | 0 | 0 | 0 | 0 | 0 | 0 | 0 | 0 | -200 | 0 | 0 | 1
PG&E FRESNO | Manning | 230 | 0 | 0 | 0 | 0 | 0 | 0 | 0 | 0 | 0 | 0 | 0 | 0 | 0 | 0 | 0 | 0 | 0 | 0 | 0 | 0 | 0 | 0 | 0 | 0 | 0 | 0 | 0 | 0 | 0 | 0 | 0 | 0 | 0 | 0 | 0 | 0 | 0 | 0 | 0 | 0 | 0 | 0 | 0 | 0 | [15 empty] | 0 | 0 | 0 | 0 | 0 | 0 | 0 | 0 | 0 | 0 | 0 | 0 | 0 | 0 | 0 |  | 0 | 0 | 0 | 0 | 0 | 0 | 0 | 0 | 0 | 0 | 0 | 0 | 0 | 0 | 0 | 0 | 0 | 0 | 0 | 0 | 0 | 0 | 0 | 0 | 0 | 0 | 0 | 0 | 0 | 0 | [14 empty] | 0 | 0 | 0 | 0 | 0 | 0 | 0 | 0 | 0 | 0 | 0 | 0 | 0 | 0 | [10 empty] | 100 | 400 |  | 100 |  | 1 | 0 | 0 | 0 | 0 | 0 | 0 | 0 | 0 | 0 | 100 | 400 | 0 | 100 | 0 |  | 0 | 0 | 0 | 0 | 0 | 0 | 0 | 0 | 0 | 100 | 400 | 0 | 100 | 0 | 1 | 0 | 0 | 0 | 0 | 0 | 0 | 0 | 0 | 0 | 100 | 400 | 0 | 100 | 0 | 1
PG&E FRESNO | Manning | 500 | 0 | 0 | 0 | 0 | 0 | 0 | 0 | 0 | 0 | 0 | 0 | 0 | 0 | 0 | 0 | 0 | 0 | 0 | 0 | 0 | 0 | 0 | 0 | 0 | 0 | 0 | 0 | 0 | 0 | 0 | 0 | 0 | 0 | 0 | 0 | 0 | 0 | 0 | 0 | 200 | 500 | 0 | 260 | 0 | [15 empty] | 0 | 0 | 0 | 0 | 0 | 0 | 0 | 0 | 0 | 0 | 200 | 500 | 0 | 260 | 0 |  | 0 | 0 | 0 | 0 | 0 | 0 | 0 | 0 | 0 | 200 | 500 | 0 | 260 | 0 | 1 | 0 | 0 | 0 | 0 | 0 | 0 | 0 | 0 | 0 | 0 | 0 | 0 | 0 | 0 | 0 | [9 empty] | 700 | 600 |  | 285 |  | 0 | 0 | 0 | 0 | 0 | 0 | 0 | 0 | 0 | 900 | 1100 | 0 | 545 | 0 | [15 empty] | 0 | 0 | 0 | 0 | 0 | 0 | 0 | 0 | 0 | 0 | 900 | 1100 | 0 | 545 | 0 |  | 0 | 0 | 0 | 0 | 0 | 0 | 0 | 0 | 0 | 900 | 1100 | 0 | 545 | 0 | 1 | 0 | 0 | 0 | 0 | 0 | 0 | 0 | 0 | 0 | 0 | 0 | 0 | 0 | 0 | 0
PG&E GBA | Manteca | 115 | 0 | 0 | 0 | 0 | 0 | 0 | 0 | 0 | 0 | 0 | 0 | 0 | 0 | 0 | 0 | 0 | 0 | 0 | 0 | 0 | 0 | 0 | 0 | 0 | 0 | 0 | 0 | 0 | 0 | 0 | 0 | 0 | 0 | 0 | 0 | 0 | 0 | 0 | 1.5 | 0 | 0 | 0 | 0 | 0 | [15 empty] | 0 | 0 | 0 | 0 | 0 | 0 | 0 | 0 | 0 | 1.5 | 0 | 0 | 0 | 0 | 0 |  | 0 | 0 | 0 | 0 | 0 | 0 | 0 | 0 | 1.5 | 0 | 0 | 0 | 0 | 0 | 1 | 0 | 0 | 0 | 0 | 0 | 0 | 0 | 0 | 0 | 0 | 0 | 0 | 0 | 0 | 0 | [14 empty] | 0 | 0 | 0 | 0 | 0 | 0 | 0 | 0 | 1.5 | 0 | 0 | 0 | 0 | 0 | [15 empty] | 0 | 0 | 0 | 0 | 0 | 0 | 0 | 0 | 0 | 1.5 | 0 | 0 | 0 | 0 | 0 |  | 0 | 0 | 0 | 0 | 0 | 0 | 0 | 0 | 1.5 | 0 | 0 | 0 | 0 | 0 | 1 | 0 | 0 | 0 | 0 | 0 | 0 | 0 | 0 | 0 | 0 | 0 | 0 | 0 | 0 | 0
SDGE | Margarita | 138 | 0 | 0 | 0 | 0 | 0 | 0 | 0 | 0 | 0 | 0 | 0 | 0 | 0 | 0 | 0 | 0 | 0 | 0 | 0 | 0 | 0 | 0 | 0 | 0 | 0 | 0 | 0 | 0 | 0 | 0 | 0 | 0 | 0 | 0 | 0 | 0 | 0 | 0 | 0 | 0 | 0 | 0 | 0 | 0 | [15 empty] | 0 | 0 | 0 | 0 | 0 | 0 | 0 | 0 | 0 | 0 | 0 | 0 | 0 | 0 | 0 |  | 0 | 0 | 0 | 0 | 0 | 0 | 0 | 0 | 0 | 0 | 0 | 0 | 0 | 0 | 0 | 0 | 0 | 0 | 0 | 0 | 0 | 0 | 0 | 0 | 0 | 0 | 0 | 0 | 0 | 0 | [14 empty] | 0 | 0 | 0 | 0 | 0 | 0 | 0 | 0 | 0 | 0 | 0 | 0 | 0 | 0 | [15 empty] | 0 | 0 | 0 | 0 | 0 | 0 | 0 | 0 | 0 | 0 | 0 | 0 | 0 | 0 | 0 |  | 0 | 0 | 0 | 0 | 0 | 0 | 0 | 0 | 0 | 0 | 0 | 0 | 0 | 0 | 0 | 0 | 0 | 0 | 0 | 0 | 0 | 0 | 0 | 0 | 0 | 0 | 0 | 0 | 0 | 0
PG&E GBA | Martin | 230 | 0 | 0 | 0 | 0 | 0 | 0 | 0 | 0 | 0 | 0 | 0 | 0 | 0 | 0 | 0 | 0 | 0 | 0 | 0 | 0 | 0 | 0 | 0 | 0 | 0 | 0 | 0 | 0 | 0 | 0 | 0 | 0 | 0 | 0 | 0 | 0 | 0 | 0 | 0 | 0 | 0 | 0 | 0 | 0 | [15 empty] | 0 | 0 | 0 | 0 | 0 | 0 | 0 | 0 | 0 | 0 | 0 | 0 | 0 | 0 | 0 |  | 0 | 0 | 0 | 0 | 0 | 0 | 0 | 0 | 0 | 0 | 0 | 0 | 0 | 0 | 0 | 0 | 0 | 0 | 0 | 0 | 0 | 0 | 0 | 0 | 0 | 0 | 0 | 0 | 0 | 0 | [14 empty] | 0 | 0 | 0 | 0 | 0 | 0 | 0 | 0 | 0 | 0 | 0 | 0 | 0 | 0 | [15 empty] | 0 | 0 | 0 | 0 | 0 | 0 | 0 | 0 | 0 | 0 | 0 | 0 | 0 | 0 | 0 |  | 0 | 0 | 0 | 0 | 0 | 0 | 0 | 0 | 0 | 0 | 0 | 0 | 0 | 0 | 0 | 0 | 0 | 0 | 0 | 0 | 0 | 0 | 0 | 0 | 0 | 0 | 0 | 0 | 0 | 0
PG&E GBA | Martin | 115 | 0 | 0 | 0 | 0 | 0 | 0 | 0 | 0 | 0 | 0 | 0 | 0 | 0 | 0 | 0 | 0 | 0 | 0 | 0 | 0 | 0 | 0 | 0 | 0 | 0 | 0 | 188 | 0 | 0 | 1 | 0 | 0 | 0 | 0 | 0 | 0 | 0 | 0 | 0 | 0 | 0 | 0 | 0 | 0 | [15 empty] | 0 | 0 | 0 | 0 | 0 | 0 | 0 | 0 | 0 | 0 | 0 | 0 | 0 | 0 | 0 |  | 0 | 0 | 0 | 0 | 0 | 0 | 0 | 0 | 0 | 0 | 0 | 188 | 0 | 0 | 1 | 0 | 0 | 0 | 0 | 0 | 0 | 0 | 0 | 0 | 0 | 0 | 0 | 0 | 0 | 0 | [12 empty] | 110 |  | 0 | 0 | 0 | 0 | 0 | 0 | 0 | 0 | 0 | 0 | 0 | 0 | 110 | 0 | [13 empty] | 40 |  | 1 | 0 | 0 | 0 | 0 | 0 | 0 | 0 | 0 | 0 | 0 | 0 | 0 | 150 | 0 |  | 0 | 0 | 0 | 0 | 0 | 0 | 0 | 0 | 0 | 0 | 0 | 188 | 150 | 0 | 1 | 0 | 0 | 0 | 0 | 0 | 0 | 0 | 0 | 0 | 0 | 0 | 0 | 40 | 0 | 1
PG&E GBA | Martinez | 115 | 0 | 0 | 0 | 0 | 0 | 0 | 0 | 0 | 0 | 0 | 0 | 0 | 0 | 0 | 0 | 0 | 0 | 0 | 0 | 0 | 0 | 0 | 0 | 0 | 0 | 0 | 0 | 0 | 0 | 0 | 0 | 0 | 0 | 0 | 0 | 0 | 0 | 0 | 0 | 0 | 0 | 0 | 0 | 0 | [15 empty] | 0 | 0 | 0 | 0 | 0 | 0 | 0 | 0 | 0 | 0 | 0 | 0 | 0 | 0 | 0 |  | 0 | 0 | 0 | 0 | 0 | 0 | 0 | 0 | 0 | 0 | 0 | 0 | 0 | 0 | 0 | 0 | 0 | 0 | 0 | 0 | 0 | 0 | 0 | 0 | 0 | 0 | 0 | 0 | 0 | 0 | [14 empty] | 0 | 0 | 0 | 0 | 0 | 0 | 0 | 0 | 0 | 0 | 0 | 0 | 0 | 0 | [15 empty] | 0 | 0 | 0 | 0 | 0 | 0 | 0 | 0 | 0 | 0 | 0 | 0 | 0 | 0 | 0 |  | 0 | 0 | 0 | 0 | 0 | 0 | 0 | 0 | 0 | 0 | 0 | 0 | 0 | 0 | 0 | 0 | 0 | 0 | 0 | 0 | 0 | 0 | 0 | 0 | 0 | 0 | 0 | 0 | 0 | 0
PG&E FRESNO | Mc Mullin | 230 | 0 | 0 | 0 | 0 | 0 | 0 | 0 | 0 | 0 | 0 | 0 | 0 | 0 | 0 | 0 | 0 | 0 | 0 | 0 | 0 | 0 | 0 | 0 | 0 | 0 | 0 | 0 | 0 | 0 | 0 | 0 | 0 | 0 | 0 | 0 | 0 | 0 | 0 | 0 | 0 | 0 | 0 | 0 | 0 | [15 empty] | 0 | 0 | 0 | 0 | 0 | 0 | 0 | 0 | 0 | 0 | 0 | 0 | 0 | 0 | 0 |  | 0 | 0 | 0 | 0 | 0 | 0 | 0 | 0 | 0 | 0 | 0 | 0 | 0 | 0 | 0 | 0 | 0 | 0 | 0 | 0 | 0 | 0 | 0 | 0 | 0 | 0 | 0 | 0 | 0 | 0 | [14 empty] | 0 | 0 | 0 | 0 | 0 | 0 | 0 | 0 | 0 | 0 | 0 | 0 | 0 | 0 | [10 empty] | 250 | 250 |  | 60 |  | 1 | 0 | 0 | 0 | 0 | 0 | 0 | 0 | 0 | 0 | 250 | 250 | 0 | 60 | 0 |  | 0 | 0 | 0 | 0 | 0 | 0 | 0 | 0 | 0 | 250 | 250 | 0 | 60 | 0 | 1 | 0 | 0 | 0 | 0 | 0 | 0 | 0 | 0 | 0 | 250 | 250 | 0 | 60 | 0 | 1
PG&E FRESNO | McCall | 115 | 0 | 0 | 0 | 0 | 0 | 0 | 0 | 0 | 0 | 0 | 0 | 0 | 0 | 0 | 0 | 0 | 0 | 0 | 0 | 0 | 0 | 0 | 0 | 0 | 0 | 0 | 0 | 0 | 0 | 0 | 0 | 0 | 0 | 0 | 0 | 0 | 0 | 0 | 1.5 | 0 | 0 | 0 | 0 | 0 | [15 empty] | 0 | 0 | 0 | 0 | 0 | 0 | 0 | 0 | 0 | 1.5 | 0 | 0 | 0 | 0 | 0 |  | 0 | 0 | 0 | 0 | 0 | 0 | 0 | 0 | 1.5 | 0 | 0 | 0 | 0 | 0 | 1 | 0 | 0 | 0 | 0 | 0 | 0 | 0 | 0 | 0 | 0 | 0 | 0 | 0 | 0 | 0 | [14 empty] | 0 | 0 | 0 | 0 | 0 | 0 | 0 | 0 | 1.5 | 0 | 0 | 0 | 0 | 0 | [15 empty] | 0 | 0 | 0 | 0 | 0 | 0 | 0 | 0 | 0 | 1.5 | 0 | 0 | 0 | 0 | 0 |  | 0 | 0 | 0 | 0 | 0 | 0 | 0 | 0 | 1.5 | 0 | 0 | 0 | 0 | 0 | 1 | 0 | 0 | 0 | 0 | 0 | 0 | 0 | 0 | 0 | 0 | 0 | 0 | 0 | 0 | 0
PG&E FRESNO | McCall | 230 | 0 | 0 | 0 | 0 | 0 | 0 | 0 | 0 | 0 | 0 | 0 | 0 | 0 | 0 | 0 | 0 | 0 | 0 | 0 | 0 | 0 | 0 | 0 | 0 | 0 | 0 | 0 | 0 | 0 | 0 | 0 | 0 | 0 | 0 | 0 | 0 | 0 | 0 | 0 | 0 | 0 | 0 | 0 | 0 | [15 empty] | 0 | 0 | 0 | 0 | 0 | 0 | 0 | 0 | 0 | 0 | 0 | 0 | 0 | 0 | 0 |  | 0 | 0 | 0 | 0 | 0 | 0 | 0 | 0 | 0 | 0 | 0 | 0 | 0 | 0 | 0 | 0 | 0 | 0 | 0 | 0 | 0 | 0 | 0 | 0 | 0 | 0 | 0 | 0 | 0 | 0 | [14 empty] | 0 | 0 | 0 | 0 | 0 | 0 | 0 | 0 | 0 | 0 | 0 | 0 | 0 | 0 | [15 empty] | 0 | 0 | 0 | 0 | 0 | 0 | 0 | 0 | 0 | 0 | 0 | 0 | 0 | 0 | 0 |  | 0 | 0 | 0 | 0 | 0 | 0 | 0 | 0 | 0 | 0 | 0 | 0 | 0 | 0 | 0 | 0 | 0 | 0 | 0 | 0 | 0 | 0 | 0 | 0 | 0 | 0 | 0 | 0 | 0 | 0
PG&E GBA | Meadow Lane | 115 | 0 | 0 | 0 | 0 | 0 | 0 | 0 | 0 | 0 | 0 | 0 | 0 | 0 | 0 | 0 | 0 | 0 | 0 | 0 | 0 | 0 | 0 | 0 | 0 | 0 | 0 | 0 | 0 | 0 | 0 | 0 | 0 | 0 | 0 | 0 | 0 | 0 | 0 | 0 | 0 | 0 | 0 | 0 | 0 | [15 empty] | 0 | 0 | 0 | 0 | 0 | 0 | 0 | 0 | 0 | 0 | 0 | 0 | 0 | 0 | 0 |  | 0 | 0 | 0 | 0 | 0 | 0 | 0 | 0 | 0 | 0 | 0 | 0 | 0 | 0 | 0 | 0 | 0 | 0 | 0 | 0 | 0 | 0 | 0 | 0 | 0 | 0 | 0 | 0 | 0 | 0 | [14 empty] | 0 | 0 | 0 | 0 | 0 | 0 | 0 | 0 | 0 | 0 | 0 | 0 | 0 | 0 | [15 empty] | 0 | 0 | 0 | 0 | 0 | 0 | 0 | 0 | 0 | 0 | 0 | 0 | 0 | 0 | 0 |  | 0 | 0 | 0 | 0 | 0 | 0 | 0 | 0 | 0 | 0 | 0 | 0 | 0 | 0 | 0 | 0 | 0 | 0 | 0 | 0 | 0 | 0 | 0 | 0 | 0 | 0 | 0 | 0 | 0 | 0
PG&E GBA | Melones | 115 | 0 | 0 | 0 | 0 | 0 | 0 | 0 | 0 | 0 | 0 | 0 | 0 | 0 | 0 | 0 | 0 | 0 | 0 | 0 | 0 | 0 | 0 | 0 | 0 | 0 | 0 | 0 | 0 | 0 | 0 | 0 | 0 | 0 | 0 | 0 | 0 | 0 | 0 | 0 | 0 | 0 | 0 | 0 | 0 | [15 empty] | 0 | 0 | 0 | 0 | 0 | 0 | 0 | 0 | 0 | 0 | 0 | 0 | 0 | 0 | 0 |  | 0 | 0 | 0 | 0 | 0 | 0 | 0 | 0 | 0 | 0 | 0 | 0 | 0 | 0 | 0 | 0 | 0 | 0 | 0 | 0 | 0 | 0 | 0 | 0 | 0 | 0 | 0 | 0 | 0 | 0 | [14 empty] | 0 | 0 | 0 | 0 | 0 | 0 | 0 | 0 | 0 | 0 | 0 | 0 | 0 | 0 | [15 empty] | 0 | 0 | 0 | 0 | 0 | 0 | 0 | 0 | 0 | 0 | 0 | 0 | 0 | 0 | 0 |  | 0 | 0 | 0 | 0 | 0 | 0 | 0 | 0 | 0 | 0 | 0 | 0 | 0 | 0 | 0 | 0 | 0 | 0 | 0 | 0 | 0 | 0 | 0 | 0 | 0 | 0 | 0 | 0 | 0 | 0
PG&E GBA | Melones | 230 | 0 | 0 | 0 | 0 | 0 | 0 | 0 | 0 | 0 | 0 | 0 | 0 | 0 | 0 | 0 | 0 | 0 | 0 | 0 | 0 | 0 | 0 | 0 | 0 | 0 | 0 | 0 | 0 | 0 | 0 | 0 | 0 | 0 | 0 | 0 | 0 | 0 | 0 | 0 | 0 | 0 | 0 | 0 | 0 | [15 empty] | 0 | 0 | 0 | 0 | 0 | 0 | 0 | 0 | 0 | 0 | 0 | 0 | 0 | 0 | 0 |  | 0 | 0 | 0 | 0 | 0 | 0 | 0 | 0 | 0 | 0 | 0 | 0 | 0 | 0 | 0 | 0 | 0 | 0 | 0 | 0 | 0 | 0 | 0 | 0 | 0 | 0 | 0 | 0 | 0 | 0 | [14 empty] | 0 | 0 | 0 | 0 | 0 | 0 | 0 | 0 | 0 | 0 | 0 | 0 | 0 | 0 | [15 empty] | 0 | 0 | 0 | 0 | 0 | 0 | 0 | 0 | 0 | 0 | 0 | 0 | 0 | 0 | 0 |  | 0 | 0 | 0 | 0 | 0 | 0 | 0 | 0 | 0 | 0 | 0 | 0 | 0 | 0 | 0 | 0 | 0 | 0 | 0 | 0 | 0 | 0 | 0 | 0 | 0 | 0 | 0 | 0 | 0 | 0
SDGE | Melrose | 69 | 0 | 0 | 0 | 0 | 0 | 0 | 0 | 0 | 0 | 0 | 0 | 0 | 0 | 0 | 0 | 0 | 0 | 0 | 0 | 0 | 0 | 0 | 0 | 0 | 0 | 0 | 20 | 0 | 0 | 1 | 0 | 0 | 0 | 0 | 0 | 0 | 0 | 0 | 0 | 0 | 0 | 0 | 0 | 0 | [15 empty] | 0 | 0 | 0 | 0 | 0 | 0 | 0 | 0 | 0 | 0 | 0 | 0 | 0 | 0 | 0 |  | 0 | 0 | 0 | 0 | 0 | 0 | 0 | 0 | 0 | 0 | 0 | 20 | 0 | 0 | 1 | 0 | 0 | 0 | 0 | 0 | 0 | 0 | 0 | 0 | 0 | 0 | 0 | 0 | 0 | 0 | [14 empty] | 0 | 0 | 0 | 0 | 0 | 0 | 0 | 0 | 0 | 0 | 0 | 0 | 0 | 0 | [15 empty] | 0 | 0 | 0 | 0 | 0 | 0 | 0 | 0 | 0 | 0 | 0 | 0 | 0 | 0 | 0 |  | 0 | 0 | 0 | 0 | 0 | 0 | 0 | 0 | 0 | 0 | 0 | 20 | 0 | 0 | 1 | 0 | 0 | 0 | 0 | 0 | 0 | 0 | 0 | 0 | 0 | 0 | 0 | 0 | 0 | 0
PG&E NGBA | Mendocino | 115 | 0 | 0 | 0 | 0 | 0 | 0 | 0 | 0 | 5 | 0 | 0 | 0 | 0 | 0 | 1 | 0 | 0 | 0 | 0 | 0 | 0 | 0 | 0 | 5 | 0 | 0 | 0 | 0 | 0 | 1 | 0 | 0 | 0 | 0 | 0 | 0 | 0 | 0 | 0 | 0 | 0 | 0 | 0 | 0 | [15 empty] | 0 | 0 | 0 | 0 | 0 | 0 | 0 | 0 | 0 | 0 | 0 | 0 | 0 | 0 | 0 |  | 0 | 0 | 0 | 0 | 0 | 0 | 0 | 0 | 5 | 0 | 0 | 0 | 0 | 0 | 1 | 0 | 0 | 0 | 0 | 0 | 0 | 0 | 0 | 5 | 0 | 0 | 0 | 0 | 0 | 1 | [14 empty] | 0 | 0 | 0 | 0 | 0 | 0 | 0 | 0 | 0 | 0 | 0 | 0 | 0 | 0 | [15 empty] | 0 | 0 | 0 | 0 | 0 | 0 | 0 | 0 | 0 | 0 | 0 | 0 | 0 | 0 | 0 |  | 0 | 0 | 0 | 0 | 0 | 0 | 0 | 0 | 5 | 0 | 0 | 0 | 0 | 0 | 1 | 0 | 0 | 0 | 0 | 0 | 0 | 0 | 0 | 5 | 0 | 0 | 0 | 0 | 0 | 1
PG&E NGBA | Mendocino | 60 | 0 | 0 | 0 | 0 | 0 | 0 | 0 | 0 | 0 | 0 | 0 | 0 | 0 | 0 | 0 | 0 | 0 | 0 | 0 | 0 | 0 | 0 | 0 | 0 | 0 | 0 | 0 | 0 | 5 | 1 | 0 | 3 | 0 | 0 | 0 | 0 | 0 | 0 | 0 | 0 | 0 | 0 | 0 | 0 | [15 empty] | 0 | 0 | 3 | 0 | 0 | 0 | 0 | 0 | 0 | 0 | 0 | 0 | 0 | 0 | 0 |  | 0 | 3 | 0 | 0 | 0 | 0 | 0 | 0 | 0 | 0 | 0 | 0 | 0 | 5 | 1 | 0 | 0 | 0 | 0 | 0 | 0 | 0 | 0 | 0 | 0 | 0 | 0 | 0 | 0 | 0 | [14 empty] | 0 | 3 | 0 | 0 | 0 | 0 | 0 | 0 | 0 | 0 | 0 | 0 | 0 | 0 | [15 empty] | 0 | 0 | 3 | 0 | 0 | 0 | 0 | 0 | 0 | 0 | 0 | 0 | 0 | 0 | 0 |  | 0 | 3 | 0 | 0 | 0 | 0 | 0 | 0 | 0 | 0 | 0 | 0 | 0 | 5 | 1 | 0 | 0 | 0 | 0 | 0 | 0 | 0 | 0 | 0 | 0 | 0 | 0 | 0 | 0 | 0
PG&E FRESNO | Mendota | 115 | 0 | 0 | 0 | 0 | 0 | 0 | 0 | 0 | 0 | 0 | 0 | 0 | 0 | 0 | 0 | 0 | 0 | 0 | 0 | 0 | 0 | 0 | 0 | 0 | 0 | 0 | 0 | 0 | 0 | 0 | 0 | 0 | 0 | 0 | 0 | 0 | 0 | 0 | 0 | 0 | 0 | 0 | 0 | 0 | [15 empty] | 0 | 0 | 0 | 0 | 0 | 0 | 0 | 0 | 0 | 0 | 0 | 0 | 0 | 0 | 0 |  | 0 | 0 | 0 | 0 | 0 | 0 | 0 | 0 | 0 | 0 | 0 | 0 | 0 | 0 | 0 | 0 | 0 | 0 | 0 | 0 | 0 | 0 | 0 | 0 | 0 | 0 | 0 | 0 | 0 | 0 | [14 empty] | 0 | 0 | 0 | 0 | 0 | 0 | 0 | 0 | 0 | 0 | 0 | 0 | 0 | 0 | [15 empty] | 0 | 0 | 0 | 0 | 0 | 0 | 0 | 0 | 0 | 0 | 0 | 0 | 0 | 0 | 0 |  | 0 | 0 | 0 | 0 | 0 | 0 | 0 | 0 | 0 | 0 | 0 | 0 | 0 | 0 | 0 | 0 | 0 | 0 | 0 | 0 | 0 | 0 | 0 | 0 | 0 | 0 | 0 | 0 | 0 | 0
PG&E GBA | Menlo | 60 | 0 | 0 | 0 | 0 | 0 | 0 | 0 | 0 | 0 | 0 | 0 | 0 | 0 | 0 | 0 | 0 | 0 | 0 | 0 | 0 | 0 | 0 | 0 | 0 | 0 | 0 | 0 | 0 | 0 | 0 | 0 | 0 | 0 | 0 | 0 | 0 | 0 | 0 | 0 | 0 | 0 | 0 | 0 | 0 | [15 empty] | 0 | 0 | 0 | 0 | 0 | 0 | 0 | 0 | 0 | 0 | 0 | 0 | 0 | 0 | 0 |  | 0 | 0 | 0 | 0 | 0 | 0 | 0 | 0 | 0 | 0 | 0 | 0 | 0 | 0 | 0 | 0 | 0 | 0 | 0 | 0 | 0 | 0 | 0 | 0 | 0 | 0 | 0 | 0 | 0 | 0 | [14 empty] | 0 | 0 | 0 | 0 | 0 | 0 | 0 | 0 | 0 | 0 | 0 | 0 | 0 | 0 | [15 empty] | 0 | 0 | 0 | 0 | 0 | 0 | 0 | 0 | 0 | 0 | 0 | 0 | 0 | 0 | 0 |  | 0 | 0 | 0 | 0 | 0 | 0 | 0 | 0 | 0 | 0 | 0 | 0 | 0 | 0 | 0 | 0 | 0 | 0 | 0 | 0 | 0 | 0 | 0 | 0 | 0 | 0 | 0 | 0 | 0 | 0
PG&E FRESNO | Merced | 115 | 0 | 0 | 0 | 0 | 0 | 0 | 0 | 0 | 0 | 0 | 0 | 0 | 0 | 0 | 0 | 0 | 0 | 0 | 0 | 0 | 0 | 0 | 0 | 0 | 0 | 0 | 0 | 0 | 0 | 0 | 0 | 0 | 0 | 0 | 0 | 0 | 0 | 0 | 4 | 0 | 0 | 0 | 0 | 0 | [15 empty] | 0 | 0 | 0 | 0 | 0 | 0 | 0 | 0 | 0 | 4 | 0 | 0 | 0 | 0 | 0 |  | 0 | 0 | 0 | 0 | 0 | 0 | 0 | 0 | 4 | 0 | 0 | 0 | 0 | 0 | 1 | 0 | 0 | 0 | 0 | 0 | 0 | 0 | 0 | 0 | 0 | 0 | 0 | 0 | 0 | 0 | [14 empty] | 0 | 0 | 0 | 0 | 0 | 0 | 0 | 0 | 4 | 0 | 0 | 0 | 0 | 0 | [15 empty] | 0 | 0 | 0 | 0 | 0 | 0 | 0 | 0 | 0 | 4 | 0 | 0 | 0 | 0 | 0 |  | 0 | 0 | 0 | 0 | 0 | 0 | 0 | 0 | 4 | 0 | 0 | 0 | 0 | 0 | 1 | 0 | 0 | 0 | 0 | 0 | 0 | 0 | 0 | 0 | 0 | 0 | 0 | 0 | 0 | 0
EOP | Mercury | 138 | 0 | 0 | 0 | 0 | 0 | 0 | 0 | 0 | 0 | 0 | 0 | 0 | 0 | 0 | 0 | 0 | 0 | 0 | 0 | 0 | 0 | 0 | 0 | 0 | 0 | 0 | 0 | 0 | 0 | 0 | 0 | 0 | 0 | 0 | 0 | 0 | 0 | 0 | 0 | 0 | 0 | 0 | 0 | 0 | [15 empty] | 0 | 0 | 0 | 0 | 0 | 0 | 0 | 0 | 0 | 0 | 0 | 0 | 0 | 0 | 0 |  | 0 | 0 | 0 | 0 | 0 | 0 | 0 | 0 | 0 | 0 | 0 | 0 | 0 | 0 | 0 | 0 | 0 | 0 | 0 | 0 | 0 | 0 | 0 | 0 | 0 | 0 | 0 | 0 | 0 | 0 | [14 empty] | 0 | 0 | 0 | 0 | 0 | 0 | 0 | 0 | 0 | 0 | 0 | 0 | 0 | 0 | [15 empty] | 0 | 0 | 0 | 0 | 0 | 0 | 0 | 0 | 0 | 0 | 0 | 0 | 0 | 0 | 0 |  | 0 | 0 | 0 | 0 | 0 | 0 | 0 | 0 | 0 | 0 | 0 | 0 | 0 | 0 | 0 | 0 | 0 | 0 | 0 | 0 | 0 | 0 | 0 | 0 | 0 | 0 | 0 | 0 | 0 | 0
PG&E FRESNO | Mercy Springs | 70 | 0 | 0 | 0 | 0 | 0 | 0 | 0 | 0 | 0 | 0 | 0 | 3 | 0 | 0 | 1 | 0 | 0 | 0 | 0 | 0 | 0 | 0 | 0 | 0 | 0 | 75 | 78 | 0 | 0 | 1 | 0 | 2 | 0 | 0 | 0 | 0 | 0 | 0 | 0 | 0 | 0 | 0 | 0 | 0 | [15 empty] | 0 | 0 | 2 | 0 | 0 | 0 | 0 | 0 | 0 | 0 | 0 | 0 | 0 | 0 | 0 |  | 0 | 2 | 0 | 0 | 0 | 0 | 0 | 0 | 0 | 0 | 75 | 78 | 0 | 0 | 1 | 0 | 0 | 0 | 0 | 0 | 0 | 0 | 0 | 0 | 0 | 0 | 3 | 0 | 0 | 1 | [14 empty] | 0 | 2 | 0 | 0 | 0 | 0 | 0 | 0 | 0 | 0 | 0 | 0 | 0 | 0 | [15 empty] | 0 | 0 | 2 | 0 | 0 | 0 | 0 | 0 | 0 | 0 | 0 | 0 | 0 | 0 | 0 |  | 0 | 2 | 0 | 0 | 0 | 0 | 0 | 0 | 0 | 0 | 75 | 78 | 0 | 0 | 1 | 0 | 0 | 0 | 0 | 0 | 0 | 0 | 0 | 0 | 0 | 0 | 3 | 0 | 0 | 1
PG&E NGBA | Meridian | 60 | 0 | 0 | 0 | 0 | 0 | 0 | 0 | 0 | 0 | 0 | 0 | 0 | 0 | 0 | 0 | 0 | 0 | 0 | 0 | 0 | 0 | 0 | 0 | 0 | 0 | 0 | 0 | 0 | 0 | 0 | 0 | 0 | 0 | 0 | 0 | 0 | 0 | 0 | 0 | 0 | 0 | 0 | 0 | 0 | [15 empty] | 0 | 0 | 0 | 0 | 0 | 0 | 0 | 0 | 0 | 0 | 0 | 0 | 0 | 0 | 0 |  | 0 | 0 | 0 | 0 | 0 | 0 | 0 | 0 | 0 | 0 | 0 | 0 | 0 | 0 | 0 | 0 | 0 | 0 | 0 | 0 | 0 | 0 | 0 | 0 | 0 | 0 | 0 | 0 | 0 | 0 | [14 empty] | 0 | 0 | 0 | 0 | 0 | 0 | 0 | 0 | 0 | 0 | 0 | 0 | 0 | 0 | [15 empty] | 0 | 0 | 0 | 0 | 0 | 0 | 0 | 0 | 0 | 0 | 0 | 0 | 0 | 0 | 0 |  | 0 | 0 | 0 | 0 | 0 | 0 | 0 | 0 | 0 | 0 | 0 | 0 | 0 | 0 | 0 | 0 | 0 | 0 | 0 | 0 | 0 | 0 | 0 | 0 | 0 | 0 | 0 | 0 | 0 | 0
PG&E KERN | Mesa (PGE) | 115 | 0 | 0 | 0 | 0 | 0 | 0 | 0 | 0 | 0 | 0 | 0 | 0 | 0 | 0 | 0 | 0 | 0 | 0 | 0 | 0 | 0 | 0 | 0 | 0 | 0 | 0 | 0 | 0 | 0 | 0 | 0 | 0 | 0 | 0 | 0 | 0 | 0 | 0 | 0 | 0 | 0 | 0 | 0 | 0 | [15 empty] | 0 | 0 | 0 | 0 | 0 | 0 | 0 | 0 | 0 | 0 | 0 | 0 | 0 | 0 | 0 |  | 0 | 0 | 0 | 0 | 0 | 0 | 0 | 0 | 0 | 0 | 0 | 0 | 0 | 0 | 0 | 0 | 0 | 0 | 0 | 0 | 0 | 0 | 0 | 0 | 0 | 0 | 0 | 0 | 0 | 0 | [14 empty] | 0 | 0 | 0 | 0 | 0 | 0 | 0 | 0 | 0 | 0 | 0 | 0 | 0 | 0 | [15 empty] | 0 | 0 | 0 | 0 | 0 | 0 | 0 | 0 | 0 | 0 | 0 | 0 | 0 | 0 | 0 |  | 0 | 0 | 0 | 0 | 0 | 0 | 0 | 0 | 0 | 0 | 0 | 0 | 0 | 0 | 0 | 0 | 0 | 0 | 0 | 0 | 0 | 0 | 0 | 0 | 0 | 0 | 0 | 0 | 0 | 0
PG&E KERN | Mesa (PGE) | 230 | 0 | 0 | 0 | 0 | 0 | 0 | 0 | 0 | 0 | 0 | 0 | 0 | 0 | 0 | 0 | 0 | 0 | 0 | 0 | 0 | 0 | 0 | 0 | 0 | 0 | 0 | 0 | 0 | 0 | 0 | 0 | 0 | 0 | 0 | 0 | 0 | 0 | 0 | 0 | 0 | 0 | 0 | 0 | 0 | [15 empty] | 0 | 0 | 0 | 0 | 0 | 0 | 0 | 0 | 0 | 0 | 0 | 0 | 0 | 0 | 0 |  | 0 | 0 | 0 | 0 | 0 | 0 | 0 | 0 | 0 | 0 | 0 | 0 | 0 | 0 | 0 | 0 | 0 | 0 | 0 | 0 | 0 | 0 | 0 | 0 | 0 | 0 | 0 | 0 | 0 | 0 | [14 empty] | 0 | 0 | 0 | 0 | 0 | 0 | 0 | 0 | 0 | 0 | 0 | 0 | 0 | 0 | [15 empty] | 0 | 0 | 0 | 0 | 0 | 0 | 0 | 0 | 0 | 0 | 0 | 0 | 0 | 0 | 0 |  | 0 | 0 | 0 | 0 | 0 | 0 | 0 | 0 | 0 | 0 | 0 | 0 | 0 | 0 | 0 | 0 | 0 | 0 | 0 | 0 | 0 | 0 | 0 | 0 | 0 | 0 | 0 | 0 | 0 | 0
SCE Metro | Mesa (SCE) | 230 | 0 | 0 | 0 | 0 | 0 | 0 | 0 | 0 | 0 | 0 | 0 | 0 | 0 | 0 | 0 | 0 | 0 | 0 | 0 | 0 | 0 | 0 | 0 | 2.62 | 0 | 0 | 6.5 | 0 | 0 | 1 | 0 | 0 | 0 | 0 | 0 | 0 | 0 | 0 | 0 | 0 | 0 | 0 | 0 | 0 | [15 empty] | 0 | 0 | 0 | 0 | 0 | 0 | 0 | 0 | 0 | 0 | 0 | 0 | 0 | 0 | 0 |  | 0 | 0 | 0 | 0 | 0 | 0 | 0 | 0 | 2.62 | 0 | 0 | 6.5 | 0 | 0 | 1 | 0 | 0 | 0 | 0 | 0 | 0 | 0 | 0 | 0 | 0 | 0 | 0 | 0 | 0 | 0 | [14 empty] | 0 | 0 | 0 | 0 | 0 | 0 | 0 | 0 | 0 | 0 | 0 | 0 | 0 | 0 | [15 empty] | 0 | 0 | 0 | 0 | 0 | 0 | 0 | 0 | 0 | 0 | 0 | 0 | 0 | 0 | 0 |  | 0 | 0 | 0 | 0 | 0 | 0 | 0 | 0 | 2.62 | 0 | 0 | 6.5 | 0 | 0 | 1 | 0 | 0 | 0 | 0 | 0 | 0 | 0 | 0 | 0 | 0 | 0 | 0 | 0 | 0 | 0
SCE Metro | Mesa (SCE) | 500 | 0 | 0 | 0 | 0 | 0 | 0 | 0 | 0 | 0 | 0 | 0 | 0 | 0 | 0 | 0 | 0 | 0 | 0 | 0 | 0 | 0 | 0 | 0 | 0 | 0 | 0 | 0 | 0 | 0 | 0 | 0 | 0 | 0 | 0 | 0 | 0 | 0 | 0 | 0 | 0 | 0 | 0 | 0 | 0 | [15 empty] | 0 | 0 | 0 | 0 | 0 | 0 | 0 | 0 | 0 | 0 | 0 | 0 | 0 | 0 | 0 |  | 0 | 0 | 0 | 0 | 0 | 0 | 0 | 0 | 0 | 0 | 0 | 0 | 0 | 0 | 0 | 0 | 0 | 0 | 0 | 0 | 0 | 0 | 0 | 0 | 0 | 0 | 0 | 0 | 0 | 0 | [14 empty] | 0 | 0 | 0 | 0 | 0 | 0 | 0 | 0 | 0 | 0 | 0 | 0 | 0 | 0 | [15 empty] | 0 | 0 | 0 | 0 | 0 | 0 | 0 | 0 | 0 | 0 | 0 | 0 | 0 | 0 | 0 |  | 0 | 0 | 0 | 0 | 0 | 0 | 0 | 0 | 0 | 0 | 0 | 0 | 0 | 0 | 0 | 0 | 0 | 0 | 0 | 0 | 0 | 0 | 0 | 0 | 0 | 0 | 0 | 0 | 0 | 0
SDGE | Mesa Heights | 69 | 0 | 0 | 0 | 0 | 0 | 0 | 0 | 0 | 0 | 0 | 0 | 0 | 0 | 0 | 0 | 0 | 0 | 0 | 0 | 0 | 0 | 0 | 0 | 0 | 0 | 0 | 10.5 | 0 | 0 | 1 | 0 | 0 | 0 | 0 | 0 | 0 | 0 | 0 | 0 | 0 | 0 | 0 | 0 | 0 | [15 empty] | 0 | 0 | 0 | 0 | 0 | 0 | 0 | 0 | 0 | 0 | 0 | 0 | 0 | 0 | 0 |  | 0 | 0 | 0 | 0 | 0 | 0 | 0 | 0 | 0 | 0 | 0 | 10.5 | 0 | 0 | 1 | 0 | 0 | 0 | 0 | 0 | 0 | 0 | 0 | 0 | 0 | 0 | 0 | 0 | 0 | 0 | [14 empty] | 0 | 0 | 0 | 0 | 0 | 0 | 0 | 0 | 0 | 0 | 0 | 0 | 0 | 0 | [15 empty] | 0 | 0 | 0 | 0 | 0 | 0 | 0 | 0 | 0 | 0 | 0 | 0 | 0 | 0 | 0 |  | 0 | 0 | 0 | 0 | 0 | 0 | 0 | 0 | 0 | 0 | 0 | 10.5 | 0 | 0 | 1 | 0 | 0 | 0 | 0 | 0 | 0 | 0 | 0 | 0 | 0 | 0 | 0 | 0 | 0 | 0
PG&E GBA | Metcalf | 115 | 0 | 0 | 0 | 0 | 0 | 0 | 0 | 0 | 0 | 0 | 0 | 0 | 0 | 0 | 0 | 0 | 0 | 0 | 0 | 0 | 0 | 0 | 0 | 0 | 0 | 0 | 0 | 0 | 0 | 0 | 0 | 0 | 0 | 0 | 0 | 0 | 0 | 0 | 0 | 0 | 0 | 0 | 0 | 0 | [15 empty] | 0 | 0 | 0 | 0 | 0 | 0 | 0 | 0 | 0 | 0 | 0 | 0 | 0 | 0 | 0 |  | 0 | 0 | 0 | 0 | 0 | 0 | 0 | 0 | 0 | 0 | 0 | 0 | 0 | 0 | 0 | 0 | 0 | 0 | 0 | 0 | 0 | 0 | 0 | 0 | 0 | 0 | 0 | 0 | 0 | 0 | [14 empty] | 0 | 0 | 0 | 0 | 0 | 0 | 0 | 0 | 0 | 0 | 0 | 0 | 0 | 0 | [15 empty] | 0 | 0 | 0 | 0 | 0 | 0 | 0 | 0 | 0 | 0 | 0 | 0 | 0 | 0 | 0 |  | 0 | 0 | 0 | 0 | 0 | 0 | 0 | 0 | 0 | 0 | 0 | 0 | 0 | 0 | 0 | 0 | 0 | 0 | 0 | 0 | 0 | 0 | 0 | 0 | 0 | 0 | 0 | 0 | 0 | 0
PG&E GBA | Metcalf | 230 | 0 | 0 | 0 | 0 | 0 | 0 | 0 | 0 | 0 | 0 | 0 | 0 | 0 | 0 | 0 | 0 | 0 | 0 | 0 | 0 | 0 | 0 | 0 | 0 | 0 | 0 | 0 | 0 | 0 | 0 | 0 | 0 | 0 | 0 | 0 | 0 | 0 | 0 | 0 | 0 | 0 | 100 | 100 | 0 | [12 empty] | -100 | 1.075 |  | 1 | 0 | 0 | 0 | 0 | 0 | 0 | 0 | 0 | 0 | 0 | 0 | 0 | 101.075 | 0 |  | 0 | 0 | 0 | 0 | 0 | 0 | 0 | 0 | 0 | 0 | 0 | 0 | 101.075 | 0 | 1 | 0 | 0 | 0 | 0 | 0 | 0 | 0 | 0 | 0 | 0 | 0 | -100 | 1.075 | 0 | 1 | [12 empty] | 150 |  | 0 | 0 | 0 | 0 | 0 | 0 | 0 | 0 | 0 | 0 | 0 | 100 | 250 | 0 | [12 empty] | -100 | 1.075 |  | 1 | 0 | 0 | 0 | 0 | 0 | 0 | 0 | 0 | 0 | 0 | 0 | 0 | 251.075 | 0 |  | 0 | 0 | 0 | 0 | 0 | 0 | 0 | 0 | 0 | 0 | 0 | 0 | 251.075 | 0 | 1 | 0 | 0 | 0 | 0 | 0 | 0 | 0 | 0 | 0 | 0 | 0 | -100 | 1.075 | 0 | 1
PG&E GBA | Metcalf | 500 | 0 | 0 | 0 | 0 | 0 | 0 | 0 | 0 | 0 | 0 | 0 | 0 | 0 | 0 | 0 | 0 | 0 | 0 | 0 | 0 | 0 | 0 | 0 | 0 | 0 | 0 | 0 | 0 | 0 | 0 | 0 | 0 | 0 | 0 | 0 | 0 | 0 | 0 | 0 | 0 | 0 | 0 | 0 | 0 | [15 empty] | 0 | 0 | 0 | 0 | 0 | 0 | 0 | 0 | 0 | 0 | 0 | 0 | 0 | 0 | 0 |  | 0 | 0 | 0 | 0 | 0 | 0 | 0 | 0 | 0 | 0 | 0 | 0 | 0 | 0 | 0 | 0 | 0 | 0 | 0 | 0 | 0 | 0 | 0 | 0 | 0 | 0 | 0 | 0 | 0 | 0 | [14 empty] | 0 | 0 | 0 | 0 | 0 | 0 | 0 | 0 | 0 | 0 | 0 | 0 | 0 | 0 | [15 empty] | 0 | 0 | 0 | 0 | 0 | 0 | 0 | 0 | 0 | 0 | 0 | 0 | 0 | 0 | 0 |  | 0 | 0 | 0 | 0 | 0 | 0 | 0 | 0 | 0 | 0 | 0 | 0 | 0 | 0 | 0 | 0 | 0 | 0 | 0 | 0 | 0 | 0 | 0 | 0 | 0 | 0 | 0 | 0 | 0 | 0
PG&E KERN | Midway | 115 | 0 | 0 | 0 | 0 | 0 | 0 | 0 | 0 | 0 | 0 | 0 | 0 | 0 | 0 | 0 | 0 | 0 | 0 | 0 | 0 | 0 | 0 | 0 | 0 | 0 | 0 | 0 | 0 | 0 | 0 | 0 | 0 | 0 | 0 | 0 | 0 | 0 | 0 | 0 | 205 | 180 | 0 | 60 | 0 | [15 empty] | 0 | 0 | 0 | 0 | 0 | 0 | 0 | 0 | 0 | 0 | 205 | 180 | 0 | 60 | 0 |  | 0 | 0 | 0 | 0 | 0 | 0 | 0 | 0 | 0 | 205 | 180 | 0 | 60 | 0 | 1 | 0 | 0 | 0 | 0 | 0 | 0 | 0 | 0 | 0 | 0 | 0 | 0 | 0 | 0 | 0 | [14 empty] | 0 | 0 | 0 | 0 | 0 | 0 | 0 | 0 | 0 | 205 | 180 | 0 | 60 | 0 | [15 empty] | 0 | 0 | 0 | 0 | 0 | 0 | 0 | 0 | 0 | 0 | 205 | 180 | 0 | 60 | 0 |  | 0 | 0 | 0 | 0 | 0 | 0 | 0 | 0 | 0 | 205 | 180 | 0 | 60 | 0 | 1 | 0 | 0 | 0 | 0 | 0 | 0 | 0 | 0 | 0 | 0 | 0 | 0 | 0 | 0 | 0
PG&E KERN | Midway | 230 | 0 | 0 | 0 | 0 | 0 | 0 | 0 | 0 | 0 | 0 | 0 | 0 | 0 | 0 | 0 | 0 | 0 | 0 | 0 | 0 | 0 | 0 | 0 | 0 | 0 | 0 | 0 | 0 | 0 | 0 | 0 | 0 | 0 | 0 | 0 | 0 | 0 | 0 | 0 | 0 | 0 | 0 | 0 | 0 | [15 empty] | 0 | 0 | 0 | 0 | 0 | 0 | 0 | 0 | 0 | 0 | 0 | 0 | 0 | 0 | 0 |  | 0 | 0 | 0 | 0 | 0 | 0 | 0 | 0 | 0 | 0 | 0 | 0 | 0 | 0 | 0 | 0 | 0 | 0 | 0 | 0 | 0 | 0 | 0 | 0 | 0 | 0 | 0 | 0 | 0 | 0 | [14 empty] | 0 | 0 | 0 | 0 | 0 | 0 | 0 | 0 | 0 | 0 | 0 | 0 | 0 | 0 | [15 empty] | 0 | 0 | 0 | 0 | 0 | 0 | 0 | 0 | 0 | 0 | 0 | 0 | 0 | 0 | 0 |  | 0 | 0 | 0 | 0 | 0 | 0 | 0 | 0 | 0 | 0 | 0 | 0 | 0 | 0 | 0 | 0 | 0 | 0 | 0 | 0 | 0 | 0 | 0 | 0 | 0 | 0 | 0 | 0 | 0 | 0
PG&E KERN | Midway | 500 | 0 | 0 | 0 | 0 | 0 | 0 | 0 | 0 | 0 | 0 | 0 | 0 | 0 | 0 | 0 | 0 | 0 | 0 | 0 | 0 | 0 | 0 | 0 | 0 | 0 | 0 | 0 | 0 | 0 | 0 | 0 | 0 | 0 | 0 | 0 | 0 | 0 | 0 | 0 | 200 | 450 | 0 | 175 | 0 | [15 empty] | 0 | 0 | 0 | 0 | 0 | 0 | 0 | 0 | 0 | 0 | 200 | 450 | 0 | 175 | 0 |  | 0 | 0 | 0 | 0 | 0 | 0 | 0 | 0 | 0 | 200 | 450 | 0 | 175 | 0 | 1 | 0 | 0 | 0 | 0 | 0 | 0 | 0 | 0 | 0 | 0 | 0 | 0 | 0 | 0 | 0 | [9 empty] | 250 | 550 |  | 250 |  | 0 | 0 | 0 | 0 | 0 | 0 | 0 | 0 | 0 | 450 | 1000 | 0 | 425 | 0 | [15 empty] | 0 | 0 | 0 | 0 | 0 | 0 | 0 | 0 | 0 | 0 | 450 | 1000 | 0 | 425 | 0 |  | 0 | 0 | 0 | 0 | 0 | 0 | 0 | 0 | 0 | 450 | 1000 | 0 | 425 | 0 | 1 | 0 | 0 | 0 | 0 | 0 | 0 | 0 | 0 | 0 | 0 | 0 | 0 | 0 | 0 | 0
SDGE | Miguel | 230 | 0 | 0 | 0 | 0 | 0 | 0 | 0 | 0 | 0 | 0 | 0 | 0 | 0 | 0 | 0 | 0 | 0 | 0 | 0 | 0 | 0 | 0 | 0 | 0 | 0 | 0 | 0 | 0 | 0 | 0 | 0 | 0 | 0 | 0 | 0 | 0 | 0 | 0 | 0 | 0 | 0 | 0 | 0 | 0 | [15 empty] | 0 | 0 | 0 | 0 | 0 | 0 | 0 | 0 | 0 | 0 | 0 | 0 | 0 | 0 | 0 |  | 0 | 0 | 0 | 0 | 0 | 0 | 0 | 0 | 0 | 0 | 0 | 0 | 0 | 0 | 0 | 0 | 0 | 0 | 0 | 0 | 0 | 0 | 0 | 0 | 0 | 0 | 0 | 0 | 0 | 0 | [14 empty] | 0 | 0 | 0 | 0 | 0 | 0 | 0 | 0 | 0 | 0 | 0 | 0 | 0 | 0 | [15 empty] | 0 | 0 | 0 | 0 | 0 | 0 | 0 | 0 | 0 | 0 | 0 | 0 | 0 | 0 | 0 |  | 0 | 0 | 0 | 0 | 0 | 0 | 0 | 0 | 0 | 0 | 0 | 0 | 0 | 0 | 0 | 0 | 0 | 0 | 0 | 0 | 0 | 0 | 0 | 0 | 0 | 0 | 0 | 0 | 0 | 0
SDGE | Miguel | 500 | 0 | 0 | 0 | 0 | 0 | 0 | 0 | 0 | 0 | 0 | 0 | 0 | 0 | 0 | 0 | 0 | 0 | 0 | 0 | 0 | 0 | 0 | 0 | 0 | 0 | 0 | 0 | 0 | 0 | 0 | 0 | 0 | 0 | 0 | 0 | 0 | 0 | 0 | 0 | 0 | 0 | 0 | 0 | 0 | [15 empty] | 0 | 0 | 0 | 0 | 0 | 0 | 0 | 0 | 0 | 0 | 0 | 0 | 0 | 0 | 0 |  | 0 | 0 | 0 | 0 | 0 | 0 | 0 | 0 | 0 | 0 | 0 | 0 | 0 | 0 | 0 | 0 | 0 | 0 | 0 | 0 | 0 | 0 | 0 | 0 | 0 | 0 | 0 | 0 | 0 | 0 | [14 empty] | 0 | 0 | 0 | 0 | 0 | 0 | 0 | 0 | 0 | 0 | 0 | 0 | 0 | 0 | [15 empty] | 0 | 0 | 0 | 0 | 0 | 0 | 0 | 0 | 0 | 0 | 0 | 0 | 0 | 0 | 0 |  | 0 | 0 | 0 | 0 | 0 | 0 | 0 | 0 | 0 | 0 | 0 | 0 | 0 | 0 | 0 | 0 | 0 | 0 | 0 | 0 | 0 | 0 | 0 | 0 | 0 | 0 | 0 | 0 | 0 | 0
SDGE | Miguel | 69 | 0 | 0 | 0 | 0 | 0 | 0 | 0 | 0 | 0 | 0 | 0 | 0 | 0 | 0 | 0 | 0 | 0 | 0 | 0 | 0 | 0 | 0 | 0 | 0 | 0 | 0 | 9.75 | 0 | 0 | 1 | 0 | 0 | 0 | 0 | 0 | 0 | 0 | 0 | 0 | 0 | 0 | 0 | 0 | 0 | [15 empty] | 0 | 0 | 0 | 0 | 0 | 0 | 0 | 0 | 0 | 0 | 0 | 0 | 0 | 0 | 0 |  | 0 | 0 | 0 | 0 | 0 | 0 | 0 | 0 | 0 | 0 | 0 | 9.75 | 0 | 0 | 1 | 0 | 0 | 0 | 0 | 0 | 0 | 0 | 0 | 0 | 0 | 0 | 0 | 0 | 0 | 0 | [14 empty] | 0 | 0 | 0 | 0 | 0 | 0 | 0 | 0 | 0 | 0 | 0 | 0 | 0 | 0 | [15 empty] | 0 | 0 | 0 | 0 | 0 | 0 | 0 | 0 | 0 | 0 | 0 | 0 | 0 | 0 | 0 |  | 0 | 0 | 0 | 0 | 0 | 0 | 0 | 0 | 0 | 0 | 0 | 9.75 | 0 | 0 | 1 | 0 | 0 | 0 | 0 | 0 | 0 | 0 | 0 | 0 | 0 | 0 | 0 | 0 | 0 | 0
PG&E GBA | Millbrae | 115 | 0 | 0 | 0 | 0 | 0 | 0 | 0 | 0 | 0 | 0 | 0 | 0 | 0 | 0 | 0 | 0 | 0 | 0 | 0 | 0 | 0 | 0 | 0 | 0 | 0 | 0 | 0 | 0 | 0 | 0 | 0 | 0 | 0 | 0 | 0 | 0 | 0 | 0 | 3.5 | 0 | 0 | 0 | 0 | 0 | [15 empty] | 0 | 0 | 0 | 0 | 0 | 0 | 0 | 0 | 0 | 3.5 | 0 | 0 | 0 | 0 | 0 |  | 0 | 0 | 0 | 0 | 0 | 0 | 0 | 0 | 3.5 | 0 | 0 | 0 | 0 | 0 | 1 | 0 | 0 | 0 | 0 | 0 | 0 | 0 | 0 | 0 | 0 | 0 | 0 | 0 | 0 | 0 | [14 empty] | 0 | 0 | 0 | 0 | 0 | 0 | 0 | 0 | 3.5 | 0 | 0 | 0 | 0 | 0 | [15 empty] | 0 | 0 | 0 | 0 | 0 | 0 | 0 | 0 | 0 | 3.5 | 0 | 0 | 0 | 0 | 0 |  | 0 | 0 | 0 | 0 | 0 | 0 | 0 | 0 | 3.5 | 0 | 0 | 0 | 0 | 0 | 1 | 0 | 0 | 0 | 0 | 0 | 0 | 0 | 0 | 0 | 0 | 0 | 0 | 0 | 0 | 0
PG&E GBA | Miller | 115 | 0 | 0 | 0 | 0 | 0 | 0 | 0 | 0 | 0 | 0 | 0 | 0 | 0 | 0 | 0 | 0 | 0 | 0 | 0 | 0 | 0 | 0 | 0 | 0 | 0 | 0 | 0 | 0 | 0 | 0 | 0 | 0 | 0 | 0 | 0 | 0 | 0 | 0 | 0 | 0 | 0 | 0 | 0 | 0 | [15 empty] | 0 | 0 | 0 | 0 | 0 | 0 | 0 | 0 | 0 | 0 | 0 | 0 | 0 | 0 | 0 |  | 0 | 0 | 0 | 0 | 0 | 0 | 0 | 0 | 0 | 0 | 0 | 0 | 0 | 0 | 0 | 0 | 0 | 0 | 0 | 0 | 0 | 0 | 0 | 0 | 0 | 0 | 0 | 0 | 0 | 0 | [14 empty] | 0 | 0 | 0 | 0 | 0 | 0 | 0 | 0 | 0 | 0 | 0 | 0 | 0 | 0 | [15 empty] | 0 | 0 | 0 | 0 | 0 | 0 | 0 | 0 | 0 | 0 | 0 | 0 | 0 | 0 | 0 |  | 0 | 0 | 0 | 0 | 0 | 0 | 0 | 0 | 0 | 0 | 0 | 0 | 0 | 0 | 0 | 0 | 0 | 0 | 0 | 0 | 0 | 0 | 0 | 0 | 0 | 0 | 0 | 0 | 0 | 0
SCE Metro | Mira Loma | 230 | 0 | 0 | 0 | 0 | 0 | 0 | 0 | 0 | 0 | 0 | 0 | 42 | 0 | 0 | 1 | 0 | 0 | 0 | 0 | 0 | 0 | 0 | 0 | 0 | 0 | 0 | 42 | 0 | 0 | 1 | 0 | 0 | 0 | 0 | 0 | 0 | 0 | 0 | 0 | 0 | 0 | 100 | 100 | 0 | [12 empty] | -100 | -100 |  | 1 | 0 | 0 | 0 | 0 | 0 | 0 | 0 | 0 | 0 | 0 | 0 | 0 | 0 | 0 |  | 0 | 0 | 0 | 0 | 0 | 0 | 0 | 0 | 0 | 0 | 0 | 42 | 0 | 0 | 1 | 0 | 0 | 0 | 0 | 0 | 0 | 0 | 0 | 0 | 0 | 0 | -58 | -100 | 0 | 1 | [12 empty] | 100 |  | 0 | 0 | 0 | 0 | 0 | 0 | 0 | 0 | 0 | 0 | 0 | 100 | 200 | 0 | [12 empty] | -100 | -100 |  | 1 | 0 | 0 | 0 | 0 | 0 | 0 | 0 | 0 | 0 | 0 | 0 | 0 | 100 | 0 |  | 0 | 0 | 0 | 0 | 0 | 0 | 0 | 0 | 0 | 0 | 0 | 42 | 100 | 0 | 1 | 0 | 0 | 0 | 0 | 0 | 0 | 0 | 0 | 0 | 0 | 0 | -58 | -100 | 0 | 1
SCE Metro | Mira Loma | 500 | 0 | 0 | 0 | 0 | 0 | 0 | 0 | 0 | 0 | 0 | 0 | 0 | 0 | 0 | 0 | 0 | 0 | 0 | 0 | 0 | 0 | 0 | 0 | 0 | 0 | 0 | 0 | 0 | 0 | 0 | 0 | 0 | 0 | 0 | 0 | 0 | 0 | 0 | 0 | 0 | 0 | 0 | 0 | 0 | [15 empty] | 0 | 0 | 0 | 0 | 0 | 0 | 0 | 0 | 0 | 0 | 0 | 0 | 0 | 0 | 0 |  | 0 | 0 | 0 | 0 | 0 | 0 | 0 | 0 | 0 | 0 | 0 | 0 | 0 | 0 | 0 | 0 | 0 | 0 | 0 | 0 | 0 | 0 | 0 | 0 | 0 | 0 | 0 | 0 | 0 | 0 | [14 empty] | 0 | 0 | 0 | 0 | 0 | 0 | 0 | 0 | 0 | 0 | 0 | 0 | 0 | 0 | [15 empty] | 0 | 0 | 0 | 0 | 0 | 0 | 0 | 0 | 0 | 0 | 0 | 0 | 0 | 0 | 0 |  | 0 | 0 | 0 | 0 | 0 | 0 | 0 | 0 | 0 | 0 | 0 | 0 | 0 | 0 | 0 | 0 | 0 | 0 | 0 | 0 | 0 | 0 | 0 | 0 | 0 | 0 | 0 | 0 | 0 | 0
SCE Eastern | Mirage | 115 | 0 | 0 | 0 | 0 | 0 | 0 | 0 | 0 | 0 | 0 | 0 | 0 | 0 | 0 | 0 | 0 | 0 | 0 | 0 | 0 | 0 | 0 | 0 | 0 | 0 | 0 | 0 | 0 | 0 | 0 | 0 | 0 | 0 | 0 | 0 | 0 | 0 | 0 | 0 | 0 | 0 | 0 | 0 | 0 | [15 empty] | 0 | 0 | 0 | 0 | 0 | 0 | 0 | 0 | 0 | 0 | 0 | 0 | 0 | 0 | 0 |  | 0 | 0 | 0 | 0 | 0 | 0 | 0 | 0 | 0 | 0 | 0 | 0 | 0 | 0 | 0 | 0 | 0 | 0 | 0 | 0 | 0 | 0 | 0 | 0 | 0 | 0 | 0 | 0 | 0 | 0 | [14 empty] | 0 | 0 | 0 | 0 | 0 | 0 | 0 | 0 | 0 | 0 | 0 | 0 | 0 | 0 | [15 empty] | 0 | 0 | 0 | 0 | 0 | 0 | 0 | 0 | 0 | 0 | 0 | 0 | 0 | 0 | 0 |  | 0 | 0 | 0 | 0 | 0 | 0 | 0 | 0 | 0 | 0 | 0 | 0 | 0 | 0 | 0 | 0 | 0 | 0 | 0 | 0 | 0 | 0 | 0 | 0 | 0 | 0 | 0 | 0 | 0 | 0
SCE Eastern | Mirage | 230 | 0 | 0 | 0 | 0 | 0 | 0 | 0 | 0 | 0 | 0 | -100 | -100 | 0 | 0 | 1 | 0 | 0 | 0 | 0 | 0 | 0 | 0 | 0 | 0 | 0 | 0 | 50 | 0 | 0 | 1 | 500 | 0 | 0 | 0 | 0 | 0 | 0 | 0 | 0 | 0 | 0 | 0 | 0 | 0 | [15 empty] | 0 | 500 | 0 | 0 | 0 | 0 | 0 | 0 | 0 | 0 | 0 | 0 | 0 | 0 | 0 |  | 500 | 0 | 0 | 0 | 0 | 0 | 0 | 0 | 0 | 0 | 0 | 50 | 0 | 0 | 1 | 0 | 0 | 0 | 0 | 0 | 0 | 0 | 0 | 0 | 0 | -100 | -100 | 0 | 0 | 1 | [14 empty] | 500 | 0 | 0 | 0 | 0 | 0 | 0 | 0 | 0 | 0 | 0 | 0 | 0 | 0 | [15 empty] | 0 | 500 | 0 | 0 | 0 | 0 | 0 | 0 | 0 | 0 | 0 | 0 | 0 | 0 | 0 |  | 500 | 0 | 0 | 0 | 0 | 0 | 0 | 0 | 0 | 0 | 0 | 50 | 0 | 0 | 1 | 0 | 0 | 0 | 0 | 0 | 0 | 0 | 0 | 0 | 0 | -100 | -100 | 0 | 0 | 1
SDGE | Mission | 138 | 0 | 0 | 0 | 0 | 0 | 0 | 0 | 0 | 0 | 0 | 0 | 0 | 0 | 0 | 0 | 0 | 0 | 0 | 0 | 0 | 0 | 0 | 0 | 0 | 0 | 0 | 0 | 0 | 0 | 0 | 0 | 0 | 0 | 0 | 0 | 0 | 0 | 0 | 0 | 0 | 0 | 0 | 0 | 0 | [15 empty] | 0 | 0 | 0 | 0 | 0 | 0 | 0 | 0 | 0 | 0 | 0 | 0 | 0 | 0 | 0 |  | 0 | 0 | 0 | 0 | 0 | 0 | 0 | 0 | 0 | 0 | 0 | 0 | 0 | 0 | 0 | 0 | 0 | 0 | 0 | 0 | 0 | 0 | 0 | 0 | 0 | 0 | 0 | 0 | 0 | 0 | [14 empty] | 0 | 0 | 0 | 0 | 0 | 0 | 0 | 0 | 0 | 0 | 0 | 0 | 0 | 0 | [15 empty] | 0 | 0 | 0 | 0 | 0 | 0 | 0 | 0 | 0 | 0 | 0 | 0 | 0 | 0 | 0 |  | 0 | 0 | 0 | 0 | 0 | 0 | 0 | 0 | 0 | 0 | 0 | 0 | 0 | 0 | 0 | 0 | 0 | 0 | 0 | 0 | 0 | 0 | 0 | 0 | 0 | 0 | 0 | 0 | 0 | 0
SDGE | Mission | 230 | 0 | 0 | 0 | 0 | 0 | 0 | 0 | 0 | 0 | 0 | 0 | 0 | 0 | 0 | 0 | 0 | 0 | 0 | 0 | 0 | 0 | 0 | 0 | 0 | 0 | 0 | 0 | 0 | 0 | 0 | 0 | 0 | 0 | 0 | 0 | 0 | 0 | 0 | 0 | 0 | 0 | 0 | 0 | 0 | [15 empty] | 0 | 0 | 0 | 0 | 0 | 0 | 0 | 0 | 0 | 0 | 0 | 0 | 0 | 0 | 0 |  | 0 | 0 | 0 | 0 | 0 | 0 | 0 | 0 | 0 | 0 | 0 | 0 | 0 | 0 | 0 | 0 | 0 | 0 | 0 | 0 | 0 | 0 | 0 | 0 | 0 | 0 | 0 | 0 | 0 | 0 | [14 empty] | 0 | 0 | 0 | 0 | 0 | 0 | 0 | 0 | 0 | 0 | 0 | 0 | 0 | 0 | [15 empty] | 0 | 0 | 0 | 0 | 0 | 0 | 0 | 0 | 0 | 0 | 0 | 0 | 0 | 0 | 0 |  | 0 | 0 | 0 | 0 | 0 | 0 | 0 | 0 | 0 | 0 | 0 | 0 | 0 | 0 | 0 | 0 | 0 | 0 | 0 | 0 | 0 | 0 | 0 | 0 | 0 | 0 | 0 | 0 | 0 | 0
SDGE | Mission | 69 | 0 | 0 | 0 | 0 | 0 | 0 | 0 | 0 | 0 | 0 | 0 | 0 | 0 | 0 | 0 | 0 | 0 | 0 | 0 | 0 | 0 | 0 | 0 | 0 | 0 | 0 | 0 | 0 | 0 | 0 | 0 | 0 | 0 | 0 | 0 | 0 | 0 | 0 | 0 | 0 | 0 | 0 | 0 | 0 | [15 empty] | 0 | 0 | 0 | 0 | 0 | 0 | 0 | 0 | 0 | 0 | 0 | 0 | 0 | 0 | 0 |  | 0 | 0 | 0 | 0 | 0 | 0 | 0 | 0 | 0 | 0 | 0 | 0 | 0 | 0 | 0 | 0 | 0 | 0 | 0 | 0 | 0 | 0 | 0 | 0 | 0 | 0 | 0 | 0 | 0 | 0 | [14 empty] | 0 | 0 | 0 | 0 | 0 | 0 | 0 | 0 | 0 | 0 | 0 | 0 | 0 | 0 | [15 empty] | 0 | 0 | 0 | 0 | 0 | 0 | 0 | 0 | 0 | 0 | 0 | 0 | 0 | 0 | 0 |  | 0 | 0 | 0 | 0 | 0 | 0 | 0 | 0 | 0 | 0 | 0 | 0 | 0 | 0 | 0 | 0 | 0 | 0 | 0 | 0 | 0 | 0 | 0 | 0 | 0 | 0 | 0 | 0 | 0 | 0
PG&E GBA | Mi-Wuk | 115 | 0 | 0 | 0 | 0 | 0 | 0 | 0 | 0 | 0 | 0 | 0 | 0 | 0 | 0 | 0 | 0 | 0 | 0 | 0 | 0 | 0 | 0 | 0 | 0 | 0 | 0 | 0 | 0 | 0 | 0 | 0 | 0 | 0 | 0 | 0 | 0 | 0 | 0 | 0 | 0 | 0 | 0 | 0 | 0 | [15 empty] | 0 | 0 | 0 | 0 | 0 | 0 | 0 | 0 | 0 | 0 | 0 | 0 | 0 | 0 | 0 |  | 0 | 0 | 0 | 0 | 0 | 0 | 0 | 0 | 0 | 0 | 0 | 0 | 0 | 0 | 0 | 0 | 0 | 0 | 0 | 0 | 0 | 0 | 0 | 0 | 0 | 0 | 0 | 0 | 0 | 0 | [14 empty] | 0 | 0 | 0 | 0 | 0 | 0 | 0 | 0 | 0 | 0 | 0 | 0 | 0 | 0 | [15 empty] | 0 | 0 | 0 | 0 | 0 | 0 | 0 | 0 | 0 | 0 | 0 | 0 | 0 | 0 | 0 |  | 0 | 0 | 0 | 0 | 0 | 0 | 0 | 0 | 0 | 0 | 0 | 0 | 0 | 0 | 0 | 0 | 0 | 0 | 0 | 0 | 0 | 0 | 0 | 0 | 0 | 0 | 0 | 0 | 0 | 0
EOP | Mohave | 500 | 0 | 0 | 0 | 0 | 0 | 0 | 0 | 0 | 0 | 0 | 0 | 0 | 0 | 0 | 0 | 0 | 0 | 0 | 0 | 0 | 0 | 0 | 0 | 0 | 0 | 0 | 0 | 0 | 0 | 0 | 0 | 0 | 492 | 126.5 | 0 | 0 | 0 | 0 | 0 | 0 | 600 | 0 | 300 | 0 | [11 empty] | -13 |  | -150 |  | 1 | 0 | 0 | 492 | 126.5 | 0 | 0 | 0 | 0 | 0 | 0 | 587 | 0 | 150 | 0 |  | 0 | 0 | 492 | 126.5 | 0 | 0 | 0 | 0 | 0 | 0 | 587 | 0 | 150 | 0 | 1 | 0 | 0 | 0 | 0 | 0 | 0 | 0 | 0 | 0 | 0 | -13 | 0 | -150 | 0 | 1 | [9 empty] | 300 | 300 |  | 125 |  | 0 | 0 | 492 | 126.5 | 0 | 0 | 0 | 0 | 0 | 300 | 900 | 0 | 425 | 0 | [10 empty] | -200 | -13 |  | -150 |  | 1 | 0 | 0 | 492 | 126.5 | 0 | 0 | 0 | 0 | 0 | 100 | 887 | 0 | 275 | 0 |  | 0 | 0 | 492 | 126.5 | 0 | 0 | 0 | 0 | 0 | 100 | 887 | 0 | 275 | 0 | 1 | 0 | 0 | 0 | 0 | 0 | 0 | 0 | 0 | 0 | -200 | -13 | 0 | -150 | 0 | 1
PG&E NGBA | Monroe | 115 | 0 | 0 | 0 | 0 | 0 | 0 | 0 | 0 | 0 | 0 | 0 | 0 | 0 | 0 | 0 | 0 | 0 | 0 | 0 | 0 | 0 | 0 | 0 | 0 | 0 | 0 | 0 | 0 | 0 | 0 | 0 | 0 | 0 | 0 | 0 | 0 | 0 | 0 | 0 | 0 | 0 | 0 | 0 | 0 | [15 empty] | 0 | 0 | 0 | 0 | 0 | 0 | 0 | 0 | 0 | 0 | 0 | 0 | 0 | 0 | 0 |  | 0 | 0 | 0 | 0 | 0 | 0 | 0 | 0 | 0 | 0 | 0 | 0 | 0 | 0 | 0 | 0 | 0 | 0 | 0 | 0 | 0 | 0 | 0 | 0 | 0 | 0 | 0 | 0 | 0 | 0 | [14 empty] | 0 | 0 | 0 | 0 | 0 | 0 | 0 | 0 | 0 | 0 | 0 | 0 | 0 | 0 | [15 empty] | 0 | 0 | 0 | 0 | 0 | 0 | 0 | 0 | 0 | 0 | 0 | 0 | 0 | 0 | 0 |  | 0 | 0 | 0 | 0 | 0 | 0 | 0 | 0 | 0 | 0 | 0 | 0 | 0 | 0 | 0 | 0 | 0 | 0 | 0 | 0 | 0 | 0 | 0 | 0 | 0 | 0 | 0 | 0 | 0 | 0
SDGE | Monserate | 69 | 0 | 0 | 0 | 0 | 0 | 0 | 0 | 0 | 0 | 0 | 0 | 0 | 0 | 0 | 0 | 0 | 0 | 0 | 0 | 0 | 0 | 0 | 0 | 0 | 0 | 0 | 0 | 0 | 0 | 0 | 0 | 0 | 0 | 0 | 0 | 0 | 0 | 0 | 0 | 0 | 0 | 0 | 0 | 0 | [15 empty] | 0 | 0 | 0 | 0 | 0 | 0 | 0 | 0 | 0 | 0 | 0 | 0 | 0 | 0 | 0 |  | 0 | 0 | 0 | 0 | 0 | 0 | 0 | 0 | 0 | 0 | 0 | 0 | 0 | 0 | 0 | 0 | 0 | 0 | 0 | 0 | 0 | 0 | 0 | 0 | 0 | 0 | 0 | 0 | 0 | 0 | [14 empty] | 0 | 0 | 0 | 0 | 0 | 0 | 0 | 0 | 0 | 0 | 0 | 0 | 0 | 0 | [15 empty] | 0 | 0 | 0 | 0 | 0 | 0 | 0 | 0 | 0 | 0 | 0 | 0 | 0 | 0 | 0 |  | 0 | 0 | 0 | 0 | 0 | 0 | 0 | 0 | 0 | 0 | 0 | 0 | 0 | 0 | 0 | 0 | 0 | 0 | 0 | 0 | 0 | 0 | 0 | 0 | 0 | 0 | 0 | 0 | 0 | 0
PG&E GBA | Monta Vista | 115 | 0 | 0 | 0 | 0 | 0 | 0 | 0 | 0 | 0 | 0 | 0 | 0 | 0 | 0 | 0 | 0 | 0 | 0 | 0 | 0 | 0 | 0 | 0 | 0 | 0 | 0 | 0 | 0 | 0 | 0 | 0 | 0 | 0 | 0 | 0 | 0 | 0 | 0 | 0 | 0 | 0 | 0 | 0 | 0 | [15 empty] | 0 | 0 | 0 | 0 | 0 | 0 | 0 | 0 | 0 | 0 | 0 | 0 | 0 | 0 | 0 |  | 0 | 0 | 0 | 0 | 0 | 0 | 0 | 0 | 0 | 0 | 0 | 0 | 0 | 0 | 0 | 0 | 0 | 0 | 0 | 0 | 0 | 0 | 0 | 0 | 0 | 0 | 0 | 0 | 0 | 0 | [14 empty] | 0 | 0 | 0 | 0 | 0 | 0 | 0 | 0 | 0 | 0 | 0 | 0 | 0 | 0 | [15 empty] | 0 | 0 | 0 | 0 | 0 | 0 | 0 | 0 | 0 | 0 | 0 | 0 | 0 | 0 | 0 |  | 0 | 0 | 0 | 0 | 0 | 0 | 0 | 0 | 0 | 0 | 0 | 0 | 0 | 0 | 0 | 0 | 0 | 0 | 0 | 0 | 0 | 0 | 0 | 0 | 0 | 0 | 0 | 0 | 0 | 0
PG&E GBA | Monta Vista | 230 | 0 | 0 | 0 | 0 | 0 | 0 | 0 | 0 | 0 | 0 | 0 | 0 | 0 | 0 | 0 | 0 | 0 | 0 | 0 | 0 | 0 | 0 | 0 | 0 | 0 | 0 | 0 | 0 | 0 | 0 | 0 | 0 | 0 | 0 | 0 | 0 | 0 | 0 | 0 | 0 | 0 | 0 | 0 | 0 | [15 empty] | 0 | 0 | 0 | 0 | 0 | 0 | 0 | 0 | 0 | 0 | 0 | 0 | 0 | 0 | 0 |  | 0 | 0 | 0 | 0 | 0 | 0 | 0 | 0 | 0 | 0 | 0 | 0 | 0 | 0 | 0 | 0 | 0 | 0 | 0 | 0 | 0 | 0 | 0 | 0 | 0 | 0 | 0 | 0 | 0 | 0 | [14 empty] | 0 | 0 | 0 | 0 | 0 | 0 | 0 | 0 | 0 | 0 | 0 | 0 | 0 | 0 | [15 empty] | 0 | 0 | 0 | 0 | 0 | 0 | 0 | 0 | 0 | 0 | 0 | 0 | 0 | 0 | 0 |  | 0 | 0 | 0 | 0 | 0 | 0 | 0 | 0 | 0 | 0 | 0 | 0 | 0 | 0 | 0 | 0 | 0 | 0 | 0 | 0 | 0 | 0 | 0 | 0 | 0 | 0 | 0 | 0 | 0 | 0
PG&E GBA | Monta Vista | 60 | 0 | 0 | 0 | 0 | 0 | 0 | 0 | 0 | 0 | 0 | 0 | 0 | 0 | 0 | 0 | 0 | 0 | 0 | 0 | 0 | 0 | 0 | 0 | 0 | 0 | 0 | 0 | 0 | 0 | 0 | 0 | 0 | 0 | 0 | 0 | 0 | 0 | 0 | 0 | 0 | 0 | 0 | 0 | 0 | [15 empty] | 0 | 0 | 0 | 0 | 0 | 0 | 0 | 0 | 0 | 0 | 0 | 0 | 0 | 0 | 0 |  | 0 | 0 | 0 | 0 | 0 | 0 | 0 | 0 | 0 | 0 | 0 | 0 | 0 | 0 | 0 | 0 | 0 | 0 | 0 | 0 | 0 | 0 | 0 | 0 | 0 | 0 | 0 | 0 | 0 | 0 | [14 empty] | 0 | 0 | 0 | 0 | 0 | 0 | 0 | 0 | 0 | 0 | 0 | 0 | 0 | 0 | [15 empty] | 0 | 0 | 0 | 0 | 0 | 0 | 0 | 0 | 0 | 0 | 0 | 0 | 0 | 0 | 0 |  | 0 | 0 | 0 | 0 | 0 | 0 | 0 | 0 | 0 | 0 | 0 | 0 | 0 | 0 | 0 | 0 | 0 | 0 | 0 | 0 | 0 | 0 | 0 | 0 | 0 | 0 | 0 | 0 | 0 | 0
PG&E NGBA | Monticello | 115 | 0 | 0 | 0 | 0 | 0 | 0 | 0 | 0 | 0 | 0 | 0 | 0 | 0 | 0 | 0 | 0 | 0 | 0 | 0 | 0 | 0 | 0 | 0 | 0 | 0 | 0 | 0 | 0 | 0 | 0 | 0 | 0 | 0 | 0 | 0 | 0 | 0 | 0 | 0 | 0 | 0 | 0 | 0 | 0 | [15 empty] | 0 | 0 | 0 | 0 | 0 | 0 | 0 | 0 | 0 | 0 | 0 | 0 | 0 | 0 | 0 |  | 0 | 0 | 0 | 0 | 0 | 0 | 0 | 0 | 0 | 0 | 0 | 0 | 0 | 0 | 0 | 0 | 0 | 0 | 0 | 0 | 0 | 0 | 0 | 0 | 0 | 0 | 0 | 0 | 0 | 0 | [14 empty] | 0 | 0 | 0 | 0 | 0 | 0 | 0 | 0 | 0 | 0 | 0 | 0 | 0 | 0 | [15 empty] | 0 | 0 | 0 | 0 | 0 | 0 | 0 | 0 | 0 | 0 | 0 | 0 | 0 | 0 | 0 |  | 0 | 0 | 0 | 0 | 0 | 0 | 0 | 0 | 0 | 0 | 0 | 0 | 0 | 0 | 0 | 0 | 0 | 0 | 0 | 0 | 0 | 0 | 0 | 0 | 0 | 0 | 0 | 0 | 0 | 0
SCE Northern | Moorpark | 230 | 0 | 0 | 0 | 0 | 0 | 0 | 0 | 0 | 0 | 0 | 0 | 0 | 0 | 0 | 0 | 0 | 0 | 0 | 0 | 0 | 0 | 0 | 0 | 0 | 0 | 0 | 350 | 0 | 0 | 1 | 0 | 0 | 0 | 0 | 0 | 0 | 0 | 0 | 0 | 0 | 0 | 0 | 0 | 0 | [15 empty] | 0 | 0 | 0 | 0 | 0 | 0 | 0 | 0 | 0 | 0 | 0 | 0 | 0 | 0 | 0 |  | 0 | 0 | 0 | 0 | 0 | 0 | 0 | 0 | 0 | 0 | 0 | 350 | 0 | 0 | 1 | 0 | 0 | 0 | 0 | 0 | 0 | 0 | 0 | 0 | 0 | 0 | 0 | 0 | 0 | 0 | [12 empty] | 150 |  | 0 | 0 | 0 | 0 | 0 | 0 | 0 | 0 | 0 | 0 | 0 | 0 | 150 | 0 | [15 empty] | 0 | 0 | 0 | 0 | 0 | 0 | 0 | 0 | 0 | 0 | 0 | 0 | 0 | 150 | 0 |  | 0 | 0 | 0 | 0 | 0 | 0 | 0 | 0 | 0 | 0 | 0 | 350 | 150 | 0 | 1 | 0 | 0 | 0 | 0 | 0 | 0 | 0 | 0 | 0 | 0 | 0 | 0 | 0 | 0 | 0
SCE Northern | Moorpark | 66 | 0 | 0 | 0 | 0 | 0 | 0 | 0 | 0 | 0 | 0 | 0 | 0 | 0 | 0 | 0 | 0 | 0 | 0 | 0 | 0 | 0 | 0 | 0 | 0 | 0 | 0 | 0 | 0 | 0 | 0 | 0 | 0 | 0 | 0 | 0 | 0 | 0 | 0 | 0 | 0 | 0 | 0 | 0 | 0 | [15 empty] | 0 | 0 | 0 | 0 | 0 | 0 | 0 | 0 | 0 | 0 | 0 | 0 | 0 | 0 | 0 |  | 0 | 0 | 0 | 0 | 0 | 0 | 0 | 0 | 0 | 0 | 0 | 0 | 0 | 0 | 0 | 0 | 0 | 0 | 0 | 0 | 0 | 0 | 0 | 0 | 0 | 0 | 0 | 0 | 0 | 0 | [14 empty] | 0 | 0 | 0 | 0 | 0 | 0 | 0 | 0 | 0 | 0 | 0 | 0 | 0 | 0 | [15 empty] | 0 | 0 | 0 | 0 | 0 | 0 | 0 | 0 | 0 | 0 | 0 | 0 | 0 | 0 | 0 |  | 0 | 0 | 0 | 0 | 0 | 0 | 0 | 0 | 0 | 0 | 0 | 0 | 0 | 0 | 0 | 0 | 0 | 0 | 0 | 0 | 0 | 0 | 0 | 0 | 0 | 0 | 0 | 0 | 0 | 0
PG&E GBA | Moraga | 115 | 0 | 0 | 0 | 0 | 0 | 0 | 0 | 0 | 0 | 0 | 0 | 0 | 0 | 0 | 0 | 0 | 0 | 0 | 0 | 0 | 0 | 0 | 0 | 0 | 0 | 0 | 0 | 0 | 0 | 0 | 0 | 0 | 0 | 0 | 0 | 0 | 0 | 0 | 0 | 0 | 0 | 0 | 0 | 0 | [15 empty] | 0 | 0 | 0 | 0 | 0 | 0 | 0 | 0 | 0 | 0 | 0 | 0 | 0 | 0 | 0 |  | 0 | 0 | 0 | 0 | 0 | 0 | 0 | 0 | 0 | 0 | 0 | 0 | 0 | 0 | 0 | 0 | 0 | 0 | 0 | 0 | 0 | 0 | 0 | 0 | 0 | 0 | 0 | 0 | 0 | 0 | [14 empty] | 0 | 0 | 0 | 0 | 0 | 0 | 0 | 0 | 0 | 0 | 0 | 0 | 0 | 0 | [15 empty] | 0 | 0 | 0 | 0 | 0 | 0 | 0 | 0 | 0 | 0 | 0 | 0 | 0 | 0 | 0 |  | 0 | 0 | 0 | 0 | 0 | 0 | 0 | 0 | 0 | 0 | 0 | 0 | 0 | 0 | 0 | 0 | 0 | 0 | 0 | 0 | 0 | 0 | 0 | 0 | 0 | 0 | 0 | 0 | 0 | 0
PG&E GBA | Moraga | 230 | 0 | 0 | 0 | 0 | 0 | 0 | 0 | 0 | 0 | 0 | 0 | 0 | 0 | 0 | 0 | 0 | 0 | 0 | 0 | 0 | 0 | 0 | 0 | 0 | 0 | 0 | 0 | 0 | 0 | 0 | 0 | 0 | 0 | 0 | 0 | 0 | 0 | 0 | 0 | 0 | 0 | 0 | 0 | 0 | [15 empty] | 0 | 0 | 0 | 0 | 0 | 0 | 0 | 0 | 0 | 0 | 0 | 0 | 0 | 0 | 0 |  | 0 | 0 | 0 | 0 | 0 | 0 | 0 | 0 | 0 | 0 | 0 | 0 | 0 | 0 | 0 | 0 | 0 | 0 | 0 | 0 | 0 | 0 | 0 | 0 | 0 | 0 | 0 | 0 | 0 | 0 | [14 empty] | 0 | 0 | 0 | 0 | 0 | 0 | 0 | 0 | 0 | 0 | 0 | 0 | 0 | 0 | [15 empty] | 0 | 0 | 0 | 0 | 0 | 0 | 0 | 0 | 0 | 0 | 0 | 0 | 0 | 0 | 0 |  | 0 | 0 | 0 | 0 | 0 | 0 | 0 | 0 | 0 | 0 | 0 | 0 | 0 | 0 | 0 | 0 | 0 | 0 | 0 | 0 | 0 | 0 | 0 | 0 | 0 | 0 | 0 | 0 | 0 | 0
PG&E GBA | Morgan Hill | 115 | 0 | 0 | 0 | 0 | 0 | 0 | 0 | 0 | 0 | 0 | 0 | 0 | 0 | 0 | 0 | 0 | 0 | 0 | 0 | 0 | 0 | 0 | 0 | 0 | 0 | 0 | 0 | 0 | 0 | 0 | 0 | 0 | 0 | 0 | 0 | 0 | 0 | 0 | 0 | 0 | 0 | 0 | 0 | 0 | [15 empty] | 0 | 0 | 0 | 0 | 0 | 0 | 0 | 0 | 0 | 0 | 0 | 0 | 0 | 0 | 0 |  | 0 | 0 | 0 | 0 | 0 | 0 | 0 | 0 | 0 | 0 | 0 | 0 | 0 | 0 | 0 | 0 | 0 | 0 | 0 | 0 | 0 | 0 | 0 | 0 | 0 | 0 | 0 | 0 | 0 | 0 | [14 empty] | 0 | 0 | 0 | 0 | 0 | 0 | 0 | 0 | 0 | 0 | 0 | 0 | 0 | 0 | [15 empty] | 0 | 0 | 0 | 0 | 0 | 0 | 0 | 0 | 0 | 0 | 0 | 0 | 0 | 0 | 0 |  | 0 | 0 | 0 | 0 | 0 | 0 | 0 | 0 | 0 | 0 | 0 | 0 | 0 | 0 | 0 | 0 | 0 | 0 | 0 | 0 | 0 | 0 | 0 | 0 | 0 | 0 | 0 | 0 | 0 | 0
PG&E KERN | Morro Bay | 115 | 0 | 0 | 0 | 0 | 0 | 0 | 0 | 0 | 0 | 0 | 0 | 0 | 0 | 0 | 0 | 0 | 0 | 0 | 0 | 0 | 0 | 0 | 0 | 0 | 0 | 0 | 0 | 0 | 0 | 0 | 0 | 0 | 0 | 0 | 0 | 0 | 0 | 0 | 0 | 0 | 0 | 0 | 0 | 0 | [15 empty] | 0 | 0 | 0 | 0 | 0 | 0 | 0 | 0 | 0 | 0 | 0 | 0 | 0 | 0 | 0 |  | 0 | 0 | 0 | 0 | 0 | 0 | 0 | 0 | 0 | 0 | 0 | 0 | 0 | 0 | 0 | 0 | 0 | 0 | 0 | 0 | 0 | 0 | 0 | 0 | 0 | 0 | 0 | 0 | 0 | 0 | [14 empty] | 0 | 0 | 0 | 0 | 0 | 0 | 0 | 0 | 0 | 0 | 0 | 0 | 0 | 0 | [15 empty] | 0 | 0 | 0 | 0 | 0 | 0 | 0 | 0 | 0 | 0 | 0 | 0 | 0 | 0 | 0 |  | 0 | 0 | 0 | 0 | 0 | 0 | 0 | 0 | 0 | 0 | 0 | 0 | 0 | 0 | 0 | 0 | 0 | 0 | 0 | 0 | 0 | 0 | 0 | 0 | 0 | 0 | 0 | 0 | 0 | 0
PG&E KERN | Morro Bay | 230 | 0 | 0 | 0 | 0 | 0 | 0 | 0 | 0 | 0 | 0 | 0 | 0 | 0 | 0 | 0 | 0 | 0 | 0 | 0 | 0 | 0 | 0 | 0 | 0 | 0 | 0 | 0 | 0 | 0 | 0 | 0 | 0 | 0 | 0 | 0 | 0 | 0 | 0 | 0 | 0 | 0 | 0 | 0 | 0 | [15 empty] | 0 | 0 | 0 | 0 | 0 | 0 | 0 | 0 | 0 | 0 | 0 | 0 | 0 | 0 | 0 |  | 0 | 0 | 0 | 0 | 0 | 0 | 0 | 0 | 0 | 0 | 0 | 0 | 0 | 0 | 0 | 0 | 0 | 0 | 0 | 0 | 0 | 0 | 0 | 0 | 0 | 0 | 0 | 0 | 0 | 0 | [14 empty] | 0 | 0 | 0 | 0 | 0 | 0 | 0 | 0 | 0 | 0 | 0 | 0 | 0 | 0 | [15 empty] | 0 | 0 | 0 | 0 | 0 | 0 | 0 | 0 | 0 | 0 | 0 | 0 | 0 | 0 | 0 |  | 0 | 0 | 0 | 0 | 0 | 0 | 0 | 0 | 0 | 0 | 0 | 0 | 0 | 0 | 0 | 0 | 0 | 0 | 0 | 0 | 0 | 0 | 0 | 0 | 0 | 0 | 0 | 0 | 0 | 0
PG&E KERN | Morro Bay | 500 | 0 | 0 | 0 | 0 | 0 | 0 | 0 | 0 | 0 | 0 | 0 | 0 | 0 | 0 | 0 | 0 | 0 | 0 | 0 | 0 | 0 | 0 | 0 | 0 | 0 | 0 | 0 | 0 | 0 | 0 | 0 | 0 | 0 | 0 | 0 | 0 | 0 | 0 | 0 | 0 | 0 | 0 | 0 | 0 | [15 empty] | 0 | 0 | 0 | 0 | 0 | 0 | 0 | 0 | 0 | 0 | 0 | 0 | 0 | 0 | 0 |  | 0 | 0 | 0 | 0 | 0 | 0 | 0 | 0 | 0 | 0 | 0 | 0 | 0 | 0 | 0 | 0 | 0 | 0 | 0 | 0 | 0 | 0 | 0 | 0 | 0 | 0 | 0 | 0 | 0 | 0 | [14 empty] | 0 | 0 | 0 | 0 | 0 | 0 | 0 | 0 | 0 | 0 | 0 | 0 | 0 | 0 | [15 empty] | 0 | 0 | 0 | 0 | 0 | 0 | 0 | 0 | 0 | 0 | 0 | 0 | 0 | 0 | 0 |  | 0 | 0 | 0 | 0 | 0 | 0 | 0 | 0 | 0 | 0 | 0 | 0 | 0 | 0 | 0 | 0 | 0 | 0 | 0 | 0 | 0 | 0 | 0 | 0 | 0 | 0 | 0 | 0 | 0 | 0
PG&E GBA | Moss Landing | 115 | 0 | 0 | 0 | 0 | 0 | 0 | 0 | 0 | 0 | 0 | 0 | 0 | 0 | 0 | 0 | 0 | 0 | 0 | 0 | 0 | 0 | 0 | 0 | 0 | 0 | 0 | 0 | 0 | 0 | 0 | 0 | 0 | 0 | 0 | 0 | 0 | 0 | 0 | 0 | 0 | 0 | 0 | 0 | 0 | [15 empty] | 0 | 0 | 0 | 0 | 0 | 0 | 0 | 0 | 0 | 0 | 0 | 0 | 0 | 0 | 0 |  | 0 | 0 | 0 | 0 | 0 | 0 | 0 | 0 | 0 | 0 | 0 | 0 | 0 | 0 | 0 | 0 | 0 | 0 | 0 | 0 | 0 | 0 | 0 | 0 | 0 | 0 | 0 | 0 | 0 | 0 | [14 empty] | 0 | 0 | 0 | 0 | 0 | 0 | 0 | 0 | 0 | 0 | 0 | 0 | 0 | 0 | [15 empty] | 0 | 0 | 0 | 0 | 0 | 0 | 0 | 0 | 0 | 0 | 0 | 0 | 0 | 0 | 0 |  | 0 | 0 | 0 | 0 | 0 | 0 | 0 | 0 | 0 | 0 | 0 | 0 | 0 | 0 | 0 | 0 | 0 | 0 | 0 | 0 | 0 | 0 | 0 | 0 | 0 | 0 | 0 | 0 | 0 | 0
PG&E GBA | Moss Landing | 230 | 0 | 0 | 0 | 0 | 0 | 0 | 0 | 0 | 0 | 0 | 0 | 0 | 0 | 0 | 0 | 0 | 0 | 0 | 0 | 0 | 0 | 0 | 0 | 0 | 0 | 0 | 0 | 0 | 0 | 0 | 0 | 0 | 0 | 0 | 0 | 0 | 0 | 0 | 0 | 0 | 0 | 0 | 0 | 0 | [15 empty] | 0 | 0 | 0 | 0 | 0 | 0 | 0 | 0 | 0 | 0 | 0 | 0 | 0 | 0 | 0 |  | 0 | 0 | 0 | 0 | 0 | 0 | 0 | 0 | 0 | 0 | 0 | 0 | 0 | 0 | 0 | 0 | 0 | 0 | 0 | 0 | 0 | 0 | 0 | 0 | 0 | 0 | 0 | 0 | 0 | 0 | [14 empty] | 0 | 0 | 0 | 0 | 0 | 0 | 0 | 0 | 0 | 0 | 0 | 0 | 0 | 0 | [15 empty] | 0 | 0 | 0 | 0 | 0 | 0 | 0 | 0 | 0 | 0 | 0 | 0 | 0 | 0 | 0 |  | 0 | 0 | 0 | 0 | 0 | 0 | 0 | 0 | 0 | 0 | 0 | 0 | 0 | 0 | 0 | 0 | 0 | 0 | 0 | 0 | 0 | 0 | 0 | 0 | 0 | 0 | 0 | 0 | 0 | 0
PG&E GBA | Moss Landing | 500 | 0 | 0 | 0 | 0 | 0 | 0 | 0 | 0 | 0 | 0 | 0 | 0 | 0 | 0 | 0 | 0 | 0 | 0 | 0 | 0 | 0 | 0 | 0 | 0 | 0 | 0 | 0 | 0 | 0 | 0 | 0 | 0 | 0 | 0 | 0 | 0 | 0 | 0 | 0 | 0 | 0 | 0 | 0 | 0 | [15 empty] | 0 | 0 | 0 | 0 | 0 | 0 | 0 | 0 | 0 | 0 | 0 | 0 | 0 | 0 | 0 |  | 0 | 0 | 0 | 0 | 0 | 0 | 0 | 0 | 0 | 0 | 0 | 0 | 0 | 0 | 0 | 0 | 0 | 0 | 0 | 0 | 0 | 0 | 0 | 0 | 0 | 0 | 0 | 0 | 0 | 0 | [12 empty] | 400 |  | 0 | 0 | 0 | 0 | 0 | 0 | 0 | 0 | 0 | 0 | 0 | 0 | 400 | 0 | [15 empty] | 0 | 0 | 0 | 0 | 0 | 0 | 0 | 0 | 0 | 0 | 0 | 0 | 0 | 400 | 0 |  | 0 | 0 | 0 | 0 | 0 | 0 | 0 | 0 | 0 | 0 | 0 | 0 | 400 | 0 | 1 | 0 | 0 | 0 | 0 | 0 | 0 | 0 | 0 | 0 | 0 | 0 | 0 | 0 | 0 | 0
EOP | Mountain Pass | 115 | 0 | 0 | 0 | 0 | 0 | 0 | 0 | 0 | 0 | 0 | 0 | 0 | 0 | 0 | 0 | 0 | 0 | 0 | 0 | 0 | 0 | 0 | 0 | 0 | 0 | 0 | 0 | 0 | 0 | 0 | 0 | 0 | 0 | 0 | 0 | 0 | 0 | 0 | 0 | 0 | 0 | 0 | 0 | 0 | [15 empty] | 0 | 0 | 0 | 0 | 0 | 0 | 0 | 0 | 0 | 0 | 0 | 0 | 0 | 0 | 0 |  | 0 | 0 | 0 | 0 | 0 | 0 | 0 | 0 | 0 | 0 | 0 | 0 | 0 | 0 | 0 | 0 | 0 | 0 | 0 | 0 | 0 | 0 | 0 | 0 | 0 | 0 | 0 | 0 | 0 | 0 | [14 empty] | 0 | 0 | 0 | 0 | 0 | 0 | 0 | 0 | 0 | 0 | 0 | 0 | 0 | 0 | [15 empty] | 0 | 0 | 0 | 0 | 0 | 0 | 0 | 0 | 0 | 0 | 0 | 0 | 0 | 0 | 0 |  | 0 | 0 | 0 | 0 | 0 | 0 | 0 | 0 | 0 | 0 | 0 | 0 | 0 | 0 | 0 | 0 | 0 | 0 | 0 | 0 | 0 | 0 | 0 | 0 | 0 | 0 | 0 | 0 | 0 | 0
PG&E GBA | Mountain View | 115 | 0 | 0 | 0 | 0 | 0 | 0 | 0 | 0 | 0 | 0 | 0 | 0 | 0 | 0 | 0 | 0 | 0 | 0 | 0 | 0 | 0 | 0 | 0 | 0 | 0 | 0 | 0 | 0 | 0 | 0 | 0 | 0 | 0 | 0 | 0 | 0 | 0 | 0 | 0 | 0 | 0 | 0 | 0 | 0 | [15 empty] | 0 | 0 | 0 | 0 | 0 | 0 | 0 | 0 | 0 | 0 | 0 | 0 | 0 | 0 | 0 |  | 0 | 0 | 0 | 0 | 0 | 0 | 0 | 0 | 0 | 0 | 0 | 0 | 0 | 0 | 0 | 0 | 0 | 0 | 0 | 0 | 0 | 0 | 0 | 0 | 0 | 0 | 0 | 0 | 0 | 0 | [14 empty] | 0 | 0 | 0 | 0 | 0 | 0 | 0 | 0 | 0 | 0 | 0 | 0 | 0 | 0 | [15 empty] | 0 | 0 | 0 | 0 | 0 | 0 | 0 | 0 | 0 | 0 | 0 | 0 | 0 | 0 | 0 |  | 0 | 0 | 0 | 0 | 0 | 0 | 0 | 0 | 0 | 0 | 0 | 0 | 0 | 0 | 0 | 0 | 0 | 0 | 0 | 0 | 0 | 0 | 0 | 0 | 0 | 0 | 0 | 0 | 0 | 0
PG&E GBA | Mt Eden | 115 | 0 | 0 | 0 | 0 | 0 | 0 | 0 | 0 | 0 | 0 | 0 | 0 | 0 | 0 | 0 | 0 | 0 | 0 | 0 | 0 | 0 | 0 | 0 | 0 | 0 | 0 | 0 | 0 | 0 | 0 | 0 | 0 | 0 | 0 | 0 | 0 | 0 | 0 | 0 | 0 | 0 | 0 | 0 | 0 | [15 empty] | 0 | 0 | 0 | 0 | 0 | 0 | 0 | 0 | 0 | 0 | 0 | 0 | 0 | 0 | 0 |  | 0 | 0 | 0 | 0 | 0 | 0 | 0 | 0 | 0 | 0 | 0 | 0 | 0 | 0 | 0 | 0 | 0 | 0 | 0 | 0 | 0 | 0 | 0 | 0 | 0 | 0 | 0 | 0 | 0 | 0 | [14 empty] | 0 | 0 | 0 | 0 | 0 | 0 | 0 | 0 | 0 | 0 | 0 | 0 | 0 | 0 | [15 empty] | 0 | 0 | 0 | 0 | 0 | 0 | 0 | 0 | 0 | 0 | 0 | 0 | 0 | 0 | 0 |  | 0 | 0 | 0 | 0 | 0 | 0 | 0 | 0 | 0 | 0 | 0 | 0 | 0 | 0 | 0 | 0 | 0 | 0 | 0 | 0 | 0 | 0 | 0 | 0 | 0 | 0 | 0 | 0 | 0 | 0
PG&E KERN | Mt Poso | 115 | 0 | 0 | 0 | 0 | 0 | 0 | 0 | 0 | 0 | 0 | 0 | 0 | 0 | 0 | 0 | 0 | 0 | 0 | 0 | 0 | 0 | 0 | 0 | 0 | 0 | 0 | 0 | 0 | 0 | 0 | 0 | 0 | 0 | 0 | 0 | 0 | 0 | 0 | 0 | 0 | 0 | 0 | 0 | 0 | [15 empty] | 0 | 0 | 0 | 0 | 0 | 0 | 0 | 0 | 0 | 0 | 0 | 0 | 0 | 0 | 0 |  | 0 | 0 | 0 | 0 | 0 | 0 | 0 | 0 | 0 | 0 | 0 | 0 | 0 | 0 | 0 | 0 | 0 | 0 | 0 | 0 | 0 | 0 | 0 | 0 | 0 | 0 | 0 | 0 | 0 | 0 | [14 empty] | 0 | 0 | 0 | 0 | 0 | 0 | 0 | 0 | 0 | 0 | 0 | 0 | 0 | 0 | [15 empty] | 0 | 0 | 0 | 0 | 0 | 0 | 0 | 0 | 0 | 0 | 0 | 0 | 0 | 0 | 0 |  | 0 | 0 | 0 | 0 | 0 | 0 | 0 | 0 | 0 | 0 | 0 | 0 | 0 | 0 | 0 | 0 | 0 | 0 | 0 | 0 | 0 | 0 | 0 | 0 | 0 | 0 | 0 | 0 | 0 | 0
SDGE | Murray | 69 | 0 | 0 | 0 | 0 | 0 | 0 | 0 | 0 | 0 | 0 | 0 | 0 | 0 | 0 | 0 | 0 | 0 | 0 | 0 | 0 | 0 | 0 | 0 | 0 | 0 | 0 | 9 | 0 | 0 | 1 | 0 | 0 | 0 | 0 | 0 | 0 | 0 | 0 | 0 | 0 | 0 | 0 | 0 | 0 | [15 empty] | 0 | 0 | 0 | 0 | 0 | 0 | 0 | 0 | 0 | 0 | 0 | 0 | 0 | 0 | 0 |  | 0 | 0 | 0 | 0 | 0 | 0 | 0 | 0 | 0 | 0 | 0 | 9 | 0 | 0 | 1 | 0 | 0 | 0 | 0 | 0 | 0 | 0 | 0 | 0 | 0 | 0 | 0 | 0 | 0 | 0 | [14 empty] | 0 | 0 | 0 | 0 | 0 | 0 | 0 | 0 | 0 | 0 | 0 | 0 | 0 | 0 | [15 empty] | 0 | 0 | 0 | 0 | 0 | 0 | 0 | 0 | 0 | 0 | 0 | 0 | 0 | 0 | 0 |  | 0 | 0 | 0 | 0 | 0 | 0 | 0 | 0 | 0 | 0 | 0 | 9 | 0 | 0 | 1 | 0 | 0 | 0 | 0 | 0 | 0 | 0 | 0 | 0 | 0 | 0 | 0 | 0 | 0 | 0
PG&E FRESNO | Mustang | 230 | 0 | 0 | 0 | 0 | 0 | 0 | 0 | 0 | 0 | 0 | 0 | 0 | 0 | 0 | 0 | 0 | 0 | 0 | 0 | 0 | 0 | 0 | 0 | 0 | 106.5 | 0 | 0 | 0 | 0 | 1 | 0 | 0 | 0 | 0 | 0 | 0 | 0 | 0 | 0 | 25 | 175 | 0 | 60 | 0 | [15 empty] | 0 | 0 | 0 | 0 | 0 | 0 | 0 | 0 | 0 | 0 | 25 | 175 | 0 | 60 | 0 |  | 0 | 0 | 0 | 0 | 0 | 0 | 0 | 0 | 0 | 131.5 | 175 | 0 | 60 | 0 | 1 | 0 | 0 | 0 | 0 | 0 | 0 | 0 | 0 | 0 | 0 | 0 | 0 | 0 | 0 | 0 | [9 empty] | 100 | 250 |  | 90 |  | 0 | 0 | 0 | 0 | 0 | 0 | 0 | 0 | 0 | 125 | 425 | 0 | 150 | 0 | [15 empty] | 0 | 0 | 0 | 0 | 0 | 0 | 0 | 0 | 0 | 0 | 125 | 425 | 0 | 150 | 0 |  | 0 | 0 | 0 | 0 | 0 | 0 | 0 | 0 | 0 | 231.5 | 425 | 0 | 150 | 0 | 1 | 0 | 0 | 0 | 0 | 0 | 0 | 0 | 0 | 0 | 0 | 0 | 0 | 0 | 0 | 0
SCE Northern | Neenach | 66 | 0 | 0 | 0 | 0 | 0 | 0 | 0 | 0 | 0 | 0 | 0 | 0 | 0 | 0 | 0 | 0 | 0 | 0 | 0 | 0 | 0 | 0 | 0 | 0 | 0 | 0 | 0 | 0 | 0 | 0 | 0 | 0 | 0 | 0 | 0 | 0 | 0 | 0 | 0 | 0 | 0 | 0 | 0 | 0 | [15 empty] | 0 | 0 | 0 | 0 | 0 | 0 | 0 | 0 | 0 | 0 | 0 | 0 | 0 | 0 | 0 |  | 0 | 0 | 0 | 0 | 0 | 0 | 0 | 0 | 0 | 0 | 0 | 0 | 0 | 0 | 0 | 0 | 0 | 0 | 0 | 0 | 0 | 0 | 0 | 0 | 0 | 0 | 0 | 0 | 0 | 0 | [14 empty] | 0 | 0 | 0 | 0 | 0 | 0 | 0 | 0 | 0 | 0 | 0 | 0 | 0 | 0 | [15 empty] | 0 | 0 | 0 | 0 | 0 | 0 | 0 | 0 | 0 | 0 | 0 | 0 | 0 | 0 | 0 |  | 0 | 0 | 0 | 0 | 0 | 0 | 0 | 0 | 0 | 0 | 0 | 0 | 0 | 0 | 0 | 0 | 0 | 0 | 0 | 0 | 0 | 0 | 0 | 0 | 0 | 0 | 0 | 0 | 0 | 0
PG&E KERN | New Sub - Gates - Midway (Proposed) | 230 | 0 | 0 | 0 | 0 | 0 | 0 | 0 | 0 | 0 | 0 | 0 | 0 | 0 | 0 | 0 | 0 | 0 | 0 | 0 | 0 | 0 | 0 | 0 | 0 | 0 | 440 | 238.5 | 0 | 0 | 1 | 0 | 0 | 0 | 0 | 0 | 0 | 0 | 0 | 0 | 0 | 0 | 0 | 0 | 0 | [15 empty] | 0 | 0 | 0 | 0 | 0 | 0 | 0 | 0 | 0 | 0 | 0 | 0 | 0 | 0 | 0 |  | 0 | 0 | 0 | 0 | 0 | 0 | 0 | 0 | 0 | 0 | 440 | 238.5 | 0 | 0 | 1 | 0 | 0 | 0 | 0 | 0 | 0 | 0 | 0 | 0 | 0 | 0 | 0 | 0 | 0 | 0 | [9 empty] | 300 | 400 |  | 200 |  | 0 | 0 | 0 | 0 | 0 | 0 | 0 | 0 | 0 | 300 | 400 | 0 | 200 | 0 | [15 empty] | 0 | 0 | 0 | 0 | 0 | 0 | 0 | 0 | 0 | 0 | 300 | 400 | 0 | 200 | 0 |  | 0 | 0 | 0 | 0 | 0 | 0 | 0 | 0 | 0 | 300 | 840 | 238.5 | 200 | 0 | 1 | 0 | 0 | 0 | 0 | 0 | 0 | 0 | 0 | 0 | 0 | 0 | 0 | 0 | 0 | 0
PG&E KERN | New Sub - Gates - Templeton (Proposed) | 230 | 0 | 0 | 0 | 0 | 0 | 0 | 0 | 0 | 0 | 0 | 0 | 0 | 0 | 0 | 0 | 0 | 0 | 0 | 0 | 0 | 0 | 0 | 0 | 0 | 0 | 0 | 0 | 0 | 0 | 0 | 0 | 0 | 0 | 0 | 0 | 0 | 0 | 0 | 0 | 0 | 0 | 0 | 0 | 0 | [15 empty] | 0 | 0 | 0 | 0 | 0 | 0 | 0 | 0 | 0 | 0 | 0 | 0 | 0 | 0 | 0 |  | 0 | 0 | 0 | 0 | 0 | 0 | 0 | 0 | 0 | 0 | 0 | 0 | 0 | 0 | 0 | 0 | 0 | 0 | 0 | 0 | 0 | 0 | 0 | 0 | 0 | 0 | 0 | 0 | 0 | 0 | [9 empty] | 100 | 200 |  | 80 |  | 0 | 0 | 0 | 0 | 0 | 0 | 0 | 0 | 0 | 100 | 200 | 0 | 80 | 0 | [10 empty] | -50 | 50 |  | 5 |  | 1 | 0 | 0 | 0 | 0 | 0 | 0 | 0 | 0 | 0 | 50 | 250 | 0 | 85 | 0 |  | 0 | 0 | 0 | 0 | 0 | 0 | 0 | 0 | 0 | 50 | 250 | 0 | 85 | 0 | 1 | 0 | 0 | 0 | 0 | 0 | 0 | 0 | 0 | 0 | -50 | 50 | 0 | 5 | 0 | 1
SCE NOL | New Sub - Kramer - Lugo (Proposed) | 230 | 0 | 0 | 0 | 0 | 0 | 0 | 0 | 0 | 0 | 0 | 0 | 0 | 0 | 0 | 0 | 0 | 0 | 0 | 0 | 0 | 0 | 0 | 0 | 0 | 0 | 0 | 0 | 0 | 0 | 0 | 0 | 0 | 0 | 0 | 0 | 0 | 0 | 0 | 0 | 0 | 0 | 0 | 0 | 0 | [15 empty] | 0 | 0 | 0 | 0 | 0 | 0 | 0 | 0 | 0 | 0 | 0 | 0 | 0 | 0 | 0 |  | 0 | 0 | 0 | 0 | 0 | 0 | 0 | 0 | 0 | 0 | 0 | 0 | 0 | 0 | 0 | 0 | 0 | 0 | 0 | 0 | 0 | 0 | 0 | 0 | 0 | 0 | 0 | 0 | 0 | 0 | [14 empty] | 0 | 0 | 0 | 0 | 0 | 0 | 0 | 0 | 0 | 0 | 0 | 0 | 0 | 0 | [15 empty] | 0 | 0 | 0 | 0 | 0 | 0 | 0 | 0 | 0 | 0 | 0 | 0 | 0 | 0 | 0 |  | 0 | 0 | 0 | 0 | 0 | 0 | 0 | 0 | 0 | 0 | 0 | 0 | 0 | 0 | 0 | 0 | 0 | 0 | 0 | 0 | 0 | 0 | 0 | 0 | 0 | 0 | 0 | 0 | 0 | 0
PG&E FRESNO | New Sub - Los Banos - Midway (Proposed) | 500 | 0 | 0 | 0 | 0 | 0 | 0 | 0 | 0 | 0 | 0 | 0 | 0 | 0 | 0 | 0 | 0 | 0 | 0 | 0 | 0 | 0 | 0 | 0 | 0 | 0 | 0 | 0 | 0 | 0 | 0 | 0 | 0 | 0 | 0 | 0 | 0 | 0 | 0 | 0 | 0 | 0 | 0 | 0 | 0 | [15 empty] | 0 | 0 | 0 | 0 | 0 | 0 | 0 | 0 | 0 | 0 | 0 | 0 | 0 | 0 | 0 |  | 0 | 0 | 0 | 0 | 0 | 0 | 0 | 0 | 0 | 0 | 0 | 0 | 0 | 0 | 0 | 0 | 0 | 0 | 0 | 0 | 0 | 0 | 0 | 0 | 0 | 0 | 0 | 0 | 0 | 0 | [9 empty] | 250 | 450 |  | 175 |  | 0 | 0 | 0 | 0 | 0 | 0 | 0 | 0 | 0 | 250 | 450 | 0 | 175 | 0 | [10 empty] | 450 | 250 |  | 125 |  | 1 | 0 | 0 | 0 | 0 | 0 | 0 | 0 | 0 | 0 | 700 | 700 | 0 | 300 | 0 |  | 0 | 0 | 0 | 0 | 0 | 0 | 0 | 0 | 0 | 700 | 700 | 0 | 300 | 0 | 1 | 0 | 0 | 0 | 0 | 0 | 0 | 0 | 0 | 0 | 450 | 250 | 0 | 125 | 0 | 1
SCE NOL | New Sub - Lugo - Pisgah (Proposed) | 230 | 0 | 0 | 0 | 0 | 0 | 0 | 0 | 0 | 0 | 0 | 0 | 0 | 0 | 0 | 0 | 0 | 0 | 0 | 0 | 0 | 0 | 0 | 0 | 0 | 0 | 0 | 0 | 0 | 0 | 0 | 0 | 0 | 150 | 0 | 0 | 0 | 0 | 0 | 0 | 0 | 0 | 0 | 0 | 0 | [15 empty] | 0 | 0 | 0 | 150 | 0 | 0 | 0 | 0 | 0 | 0 | 0 | 0 | 0 | 0 | 0 |  | 0 | 0 | 150 | 0 | 0 | 0 | 0 | 0 | 0 | 0 | 0 | 0 | 0 | 0 | 1 | 0 | 0 | 0 | 0 | 0 | 0 | 0 | 0 | 0 | 0 | 0 | 0 | 0 | 0 | 0 | [14 empty] | 0 | 0 | 150 | 0 | 0 | 0 | 0 | 0 | 0 | 0 | 0 | 0 | 0 | 0 | [15 empty] | 0 | 0 | 0 | 150 | 0 | 0 | 0 | 0 | 0 | 0 | 0 | 0 | 0 | 0 | 0 |  | 0 | 0 | 150 | 0 | 0 | 0 | 0 | 0 | 0 | 0 | 0 | 0 | 0 | 0 | 1 | 0 | 0 | 0 | 0 | 0 | 0 | 0 | 0 | 0 | 0 | 0 | 0 | 0 | 0 | 0
PG&E KERN | New Sub - Midway - Wheeler Ridge (Proposed) | 230 | 0 | 0 | 0 | 0 | 0 | 0 | 0 | 0 | 0 | 0 | 0 | 0 | 0 | 0 | 0 | 0 | 0 | 0 | 0 | 0 | 0 | 0 | 0 | 0 | 0 | 150 | 92 | 0 | 0 | 1 | 0 | 0 | 0 | 0 | 0 | 0 | 0 | 0 | 0 | 0 | 0 | 0 | 0 | 0 | [15 empty] | 0 | 0 | 0 | 0 | 0 | 0 | 0 | 0 | 0 | 0 | 0 | 0 | 0 | 0 | 0 |  | 0 | 0 | 0 | 0 | 0 | 0 | 0 | 0 | 0 | 0 | 150 | 92 | 0 | 0 | 1 | 0 | 0 | 0 | 0 | 0 | 0 | 0 | 0 | 0 | 0 | 0 | 0 | 0 | 0 | 0 | [9 empty] | 150 | 150 |  |  |  | 0 | 0 | 0 | 0 | 0 | 0 | 0 | 0 | 0 | 150 | 150 | 0 | 0 | 0 | [15 empty] | 0 | 0 | 0 | 0 | 0 | 0 | 0 | 0 | 0 | 0 | 150 | 150 | 0 | 0 | 0 |  | 0 | 0 | 0 | 0 | 0 | 0 | 0 | 0 | 0 | 150 | 300 | 92 | 0 | 0 | 1 | 0 | 0 | 0 | 0 | 0 | 0 | 0 | 0 | 0 | 0 | 0 | 0 | 0 | 0 | 0
PG&E NGBA | New Sub - Near existing Leavitt (PSREC) | 345 | 0 | 0 | 0 | 0 | 0 | 0 | 0 | 0 | 0 | 0 | 0 | 0 | 0 | 0 | 0 | 0 | 0 | 0 | 0 | 0 | 0 | 0 | 0 | 0 | 0 | 0 | 0 | 0 | 0 | 0 | 0 | 0 | 300 | 0 | 0 | 0 | 0 | 0 | 0 | 0 | 0 | 0 | 0 | 0 | [15 empty] | 0 | 0 | 0 | 300 | 0 | 0 | 0 | 0 | 0 | 0 | 0 | 0 | 0 | 0 | 0 |  | 0 | 0 | 300 | 0 | 0 | 0 | 0 | 0 | 0 | 0 | 0 | 0 | 0 | 0 | 1 | 0 | 0 | 0 | 0 | 0 | 0 | 0 | 0 | 0 | 0 | 0 | 0 | 0 | 0 | 0 | [14 empty] | 0 | 0 | 300 | 0 | 0 | 0 | 0 | 0 | 0 | 0 | 0 | 0 | 0 | 0 | [15 empty] | 0 | 0 | 0 | 300 | 0 | 0 | 0 | 0 | 0 | 0 | 0 | 0 | 0 | 0 | 0 |  | 0 | 0 | 300 | 0 | 0 | 0 | 0 | 0 | 0 | 0 | 0 | 0 | 0 | 0 | 1 | 0 | 0 | 0 | 0 | 0 | 0 | 0 | 0 | 0 | 0 | 0 | 0 | 0 | 0 | 0
PG&E NGBA | New Sub - Near existing Madeline (NVE) | 345 | 0 | 0 | 0 | 0 | 0 | 0 | 0 | 0 | 0 | 0 | 0 | 0 | 0 | 0 | 0 | 0 | 0 | 0 | 0 | 0 | 0 | 0 | 0 | 0 | 0 | 0 | 0 | 0 | 0 | 0 | 0 | 0 | 700 | 0 | 0 | 0 | 0 | 0 | 0 | 0 | 0 | 0 | 0 | 0 | [15 empty] | 0 | 0 | 0 | 700 | 0 | 0 | 0 | 0 | 0 | 0 | 0 | 0 | 0 | 0 | 0 |  | 0 | 0 | 700 | 0 | 0 | 0 | 0 | 0 | 0 | 0 | 0 | 0 | 0 | 0 | 1 | 0 | 0 | 0 | 0 | 0 | 0 | 0 | 0 | 0 | 0 | 0 | 0 | 0 | 0 | 0 | [14 empty] | 0 | 0 | 700 | 0 | 0 | 0 | 0 | 0 | 0 | 0 | 0 | 0 | 0 | 0 | [15 empty] | 0 | 0 | 0 | 700 | 0 | 0 | 0 | 0 | 0 | 0 | 0 | 0 | 0 | 0 | 0 |  | 0 | 0 | 700 | 0 | 0 | 0 | 0 | 0 | 0 | 0 | 0 | 0 | 0 | 0 | 1 | 0 | 0 | 0 | 0 | 0 | 0 | 0 | 0 | 0 | 0 | 0 | 0 | 0 | 0 | 0
SDGE | New Sub - North Gila - IV (Proposed) | 500 | 0 | 0 | 0 | 0 | 0 | 0 | 0 | 0 | 0 | 0 | 0 | 0 | 0 | 0 | 0 | 0 | 0 | 0 | 0 | 0 | 0 | 0 | 0 | 0 | 0 | 0 | 0 | 0 | 0 | 0 | 0 | 0 | 0 | 0 | 0 | 0 | 0 | 0 | 0 | 0 | 0 | 0 | 0 | 0 | [15 empty] | 0 | 0 | 0 | 0 | 0 | 0 | 0 | 0 | 0 | 0 | 0 | 0 | 0 | 0 | 0 |  | 0 | 0 | 0 | 0 | 0 | 0 | 0 | 0 | 0 | 0 | 0 | 0 | 0 | 0 | 0 | 0 | 0 | 0 | 0 | 0 | 0 | 0 | 0 | 0 | 0 | 0 | 0 | 0 | 0 | 0 | [9 empty] | 200 | 500 |  | 200 |  | 0 | 0 | 0 | 0 | 0 | 0 | 0 | 0 | 0 | 200 | 500 | 0 | 200 | 0 | [10 empty] | -50 | -100 |  | -35 |  | 1 | 0 | 0 | 0 | 0 | 0 | 0 | 0 | 0 | 0 | 150 | 400 | 0 | 165 | 0 |  | 0 | 0 | 0 | 0 | 0 | 0 | 0 | 0 | 0 | 150 | 400 | 0 | 165 | 0 | 1 | 0 | 0 | 0 | 0 | 0 | 0 | 0 | 0 | 0 | -50 | -100 | 0 | -35 | 0 | 1
PG&E NGBA | New Sub - Pit 1 - Cottonwood (Proposed) | 230 | 0 | 0 | 0 | 0 | 0 | 0 | 0 | 0 | 0 | 0 | 0 | 0 | 0 | 0 | 0 | 0 | 0 | 0 | 0 | 0 | 0 | 0 | 0 | 0 | 0 | 0 | 0 | 0 | 0 | 0 | 0 | 0 | 200 | 6 | 0 | 0 | 0 | 0 | 0 | 0 | 0 | 0 | 0 | 0 | [15 empty] | 0 | 0 | 0 | 200 | 6 | 0 | 0 | 0 | 0 | 0 | 0 | 0 | 0 | 0 | 0 |  | 0 | 0 | 200 | 6 | 0 | 0 | 0 | 0 | 0 | 0 | 0 | 0 | 0 | 0 | 1 | 0 | 0 | 0 | 0 | 0 | 0 | 0 | 0 | 0 | 0 | 0 | 0 | 0 | 0 | 0 | [14 empty] | 0 | 0 | 200 | 6 | 0 | 0 | 0 | 0 | 0 | 0 | 0 | 0 | 0 | 0 | [15 empty] | 0 | 0 | 0 | 200 | 6 | 0 | 0 | 0 | 0 | 0 | 0 | 0 | 0 | 0 | 0 |  | 0 | 0 | 200 | 6 | 0 | 0 | 0 | 0 | 0 | 0 | 0 | 0 | 0 | 0 | 1 | 0 | 0 | 0 | 0 | 0 | 0 | 0 | 0 | 0 | 0 | 0 | 0 | 0 | 0 | 0
PG&E GBA | New Sub - Rancho Seco - Bellota (Proposed) | 230 | 0 | 0 | 0 | 0 | 0 | 0 | 0 | 0 | 0 | 0 | 0 | 0 | 0 | 0 | 0 | 0 | 0 | 0 | 0 | 0 | 0 | 0 | 0 | 0 | 0 | 0 | 0 | 0 | 0 | 0 | 0 | 0 | 0 | 0 | 0 | 0 | 0 | 0 | 0 | 0 | 0 | 0 | 0 | 0 | [15 empty] | 0 | 0 | 0 | 0 | 0 | 0 | 0 | 0 | 0 | 0 | 0 | 0 | 0 | 0 | 0 |  | 0 | 0 | 0 | 0 | 0 | 0 | 0 | 0 | 0 | 0 | 0 | 0 | 0 | 0 | 0 | 0 | 0 | 0 | 0 | 0 | 0 | 0 | 0 | 0 | 0 | 0 | 0 | 0 | 0 | 0 | [14 empty] | 0 | 0 | 0 | 0 | 0 | 0 | 0 | 0 | 0 | 0 | 0 | 0 | 0 | 0 | [10 empty] | 52 | 200 |  | 40 |  | 1 | 0 | 0 | 0 | 0 | 0 | 0 | 0 | 0 | 0 | 52 | 200 | 0 | 40 | 0 |  | 0 | 0 | 0 | 0 | 0 | 0 | 0 | 0 | 0 | 52 | 200 | 0 | 40 | 0 | 1 | 0 | 0 | 0 | 0 | 0 | 0 | 0 | 0 | 0 | 52 | 200 | 0 | 40 | 0 | 1
SDGE | New Sub - Suncrest - Ocotillo (Proposed) | 500 | 0 | 0 | 0 | 0 | 0 | 0 | 0 | 0 | 0 | 0 | 0 | 0 | 0 | 0 | 0 | 0 | 0 | 0 | 0 | 0 | 0 | 0 | 0 | 0 | 0 | 0 | 0 | 0 | 0 | 0 | 0 | 0 | 300 | 100 | 0 | 0 | 0 | 0 | 0 | 0 | 0 | 0 | 0 | 0 | [15 empty] | 0 | 0 | 0 | 300 | 100 | 0 | 0 | 0 | 0 | 0 | 0 | 0 | 0 | 0 | 0 |  | 0 | 0 | 300 | 100 | 0 | 0 | 0 | 0 | 0 | 0 | 0 | 0 | 0 | 0 | 1 | 0 | 0 | 0 | 0 | 0 | 0 | 0 | 0 | 0 | 0 | 0 | 0 | 0 | 0 | 0 | [14 empty] | 0 | 0 | 300 | 100 | 0 | 0 | 0 | 0 | 0 | 0 | 0 | 0 | 0 | 0 | [15 empty] | 0 | 0 | 0 | 300 | 100 | 0 | 0 | 0 | 0 | 0 | 0 | 0 | 0 | 0 | 0 |  | 0 | 0 | 300 | 100 | 0 | 0 | 0 | 0 | 0 | 0 | 0 | 0 | 0 | 0 | 1 | 0 | 0 | 0 | 0 | 0 | 0 | 0 | 0 | 0 | 0 | 0 | 0 | 0 | 0 | 0
PG&E FRESNO | New Sub - Westley - Quinto (Proposed) | 230 | 0 | 0 | 0 | 0 | 0 | 0 | 0 | 0 | 0 | 0 | 0 | 0 | 0 | 0 | 0 | 0 | 0 | 0 | 0 | 0 | 0 | 0 | 0 | 0 | 0 | 0 | 0 | 0 | 0 | 0 | 0 | 0 | 0 | 0 | 0 | 0 | 0 | 0 | 0 | 0 | 0 | 0 | 0 | 0 | [15 empty] | 0 | 0 | 0 | 0 | 0 | 0 | 0 | 0 | 0 | 0 | 0 | 0 | 0 | 0 | 0 |  | 0 | 0 | 0 | 0 | 0 | 0 | 0 | 0 | 0 | 0 | 0 | 0 | 0 | 0 | 0 | 0 | 0 | 0 | 0 | 0 | 0 | 0 | 0 | 0 | 0 | 0 | 0 | 0 | 0 | 0 | [14 empty] | 0 | 0 | 0 | 0 | 0 | 0 | 0 | 0 | 0 | 0 | 0 | 0 | 0 | 0 | [15 empty] | 0 | 0 | 0 | 0 | 0 | 0 | 0 | 0 | 0 | 0 | 0 | 0 | 0 | 0 | 0 |  | 0 | 0 | 0 | 0 | 0 | 0 | 0 | 0 | 0 | 0 | 0 | 0 | 0 | 0 | 0 | 0 | 0 | 0 | 0 | 0 | 0 | 0 | 0 | 0 | 0 | 0 | 0 | 0 | 0 | 0
PG&E GBA | Newark | 115 | 0 | 0 | 0 | 0 | 0 | 0 | 0 | 0 | 0 | 0 | 0 | 0 | 0 | 0 | 0 | 0 | 0 | 0 | 0 | 0 | 0 | 0 | 0 | 0 | 0 | 0 | 0 | 0 | 0 | 0 | 0 | 1 | 0 | 0 | 0 | 0 | 0 | 0 | 0 | 0 | 0 | 0 | 0 | 0 |  |  | -1 | [12 empty] | 1 | 0 | 0 | 0 | 0 | 0 | 0 | 0 | 0 | 0 | 0 | 0 | 0 | 0 | 0 |  | 0 | 0 | 0 | 0 | 0 | 0 | 0 | 0 | 0 | 0 | 0 | 0 | 0 | 0 | 0 | 0 | -1 | 0 | 0 | 0 | 0 | 0 | 0 | 0 | 0 | 0 | 0 | 0 | 0 | 1 | [14 empty] | 0 | 1 | 0 | 0 | 0 | 0 | 0 | 0 | 0 | 0 | 0 | 0 | 0 | 0 |  |  | -1 | [12 empty] | 1 | 0 | 0 | 0 | 0 | 0 | 0 | 0 | 0 | 0 | 0 | 0 | 0 | 0 | 0 |  | 0 | 0 | 0 | 0 | 0 | 0 | 0 | 0 | 0 | 0 | 0 | 0 | 0 | 0 | 0 | 0 | -1 | 0 | 0 | 0 | 0 | 0 | 0 | 0 | 0 | 0 | 0 | 0 | 0 | 1
PG&E GBA | Newark | 230 | 0 | 0 | 0 | 0 | 0 | 0 | 0 | 0 | 0 | 0 | 0 | 0 | 0 | 0 | 0 | 0 | 0 | 0 | 0 | 0 | 0 | 0 | 0 | 0 | 0 | 0 | 0 | 0 | 0 | 0 | 0 | 0 | 0 | 0 | 0 | 0 | 0 | 0 | 0 | 0 | 0 | 0 | 0 | 0 | [15 empty] | 0 | 0 | 0 | 0 | 0 | 0 | 0 | 0 | 0 | 0 | 0 | 0 | 0 | 0 | 0 |  | 0 | 0 | 0 | 0 | 0 | 0 | 0 | 0 | 0 | 0 | 0 | 0 | 0 | 0 | 0 | 0 | 0 | 0 | 0 | 0 | 0 | 0 | 0 | 0 | 0 | 0 | 0 | 0 | 0 | 0 | [14 empty] | 0 | 0 | 0 | 0 | 0 | 0 | 0 | 0 | 0 | 0 | 0 | 0 | 0 | 0 | [15 empty] | 0 | 0 | 0 | 0 | 0 | 0 | 0 | 0 | 0 | 0 | 0 | 0 | 0 | 0 | 0 |  | 0 | 0 | 0 | 0 | 0 | 0 | 0 | 0 | 0 | 0 | 0 | 0 | 0 | 0 | 0 | 0 | 0 | 0 | 0 | 0 | 0 | 0 | 0 | 0 | 0 | 0 | 0 | 0 | 0 | 0
PG&E GBA | Newark | 60 | 0 | 0 | 0 | 0 | 0 | 0 | 0 | 0 | 0 | 0 | 0 | 0 | 0 | 0 | 0 | 0 | 0 | 0 | 0 | 0 | 0 | 0 | 0 | 0 | 0 | 0 | 0 | 0 | 0 | 0 | 0 | 0 | 0 | 0 | 0 | 0 | 0 | 0 | 2.5 | 0 | 0 | 0 | 0 | 0 | [15 empty] | 0 | 0 | 0 | 0 | 0 | 0 | 0 | 0 | 0 | 2.5 | 0 | 0 | 0 | 0 | 0 |  | 0 | 0 | 0 | 0 | 0 | 0 | 0 | 0 | 2.5 | 0 | 0 | 0 | 0 | 0 | 1 | 0 | 0 | 0 | 0 | 0 | 0 | 0 | 0 | 0 | 0 | 0 | 0 | 0 | 0 | 0 | [14 empty] | 0 | 0 | 0 | 0 | 0 | 0 | 0 | 0 | 2.5 | 0 | 0 | 0 | 0 | 0 | [15 empty] | 0 | 0 | 0 | 0 | 0 | 0 | 0 | 0 | 0 | 2.5 | 0 | 0 | 0 | 0 | 0 |  | 0 | 0 | 0 | 0 | 0 | 0 | 0 | 0 | 2.5 | 0 | 0 | 0 | 0 | 0 | 1 | 0 | 0 | 0 | 0 | 0 | 0 | 0 | 0 | 0 | 0 | 0 | 0 | 0 | 0 | 0
PG&E FRESNO | Newhall | 115 | 0 | 0 | 0 | 0 | 0 | 0 | 0 | 0 | 0 | 0 | 0 | 0 | 0 | 0 | 0 | 0 | 0 | 0 | 0 | 0 | 0 | 0 | 0 | 0 | 0 | 0 | 0 | 0 | 0 | 0 | 0 | 0 | 0 | 0 | 0 | 0 | 0 | 0 | 0 | 0 | 0 | 0 | 0 | 0 | [15 empty] | 0 | 0 | 0 | 0 | 0 | 0 | 0 | 0 | 0 | 0 | 0 | 0 | 0 | 0 | 0 |  | 0 | 0 | 0 | 0 | 0 | 0 | 0 | 0 | 0 | 0 | 0 | 0 | 0 | 0 | 0 | 0 | 0 | 0 | 0 | 0 | 0 | 0 | 0 | 0 | 0 | 0 | 0 | 0 | 0 | 0 | [14 empty] | 0 | 0 | 0 | 0 | 0 | 0 | 0 | 0 | 0 | 0 | 0 | 0 | 0 | 0 | [15 empty] | 0 | 0 | 0 | 0 | 0 | 0 | 0 | 0 | 0 | 0 | 0 | 0 | 0 | 0 | 0 |  | 0 | 0 | 0 | 0 | 0 | 0 | 0 | 0 | 0 | 0 | 0 | 0 | 0 | 0 | 0 | 0 | 0 | 0 | 0 | 0 | 0 | 0 | 0 | 0 | 0 | 0 | 0 | 0 | 0 | 0
PG&E KERN | Norco | 115 | 0 | 0 | 0 | 0 | 0 | 0 | 0 | 0 | 0 | 0 | 0 | 0 | 0 | 0 | 0 | 0 | 0 | 0 | 0 | 0 | 0 | 0 | 0 | 0 | 0 | 0 | 0 | 0 | 0 | 0 | 0 | 2.2 | 0 | 0 | 0 | 0 | 0 | 0 | 0 | 0 | 0 | 0 | 0 | 0 |  |  | -1.4 | [12 empty] | 1 | 0 | 0.8 | 0 | 0 | 0 | 0 | 0 | 0 | 0 | 0 | 0 | 0 | 0 | 0 |  | 0 | 0.8 | 0 | 0 | 0 | 0 | 0 | 0 | 0 | 0 | 0 | 0 | 0 | 0 | 1 | 0 | -1.4 | 0 | 0 | 0 | 0 | 0 | 0 | 0 | 0 | 0 | 0 | 0 | 0 | 1 | [14 empty] | 0 | 2.2 | 0 | 0 | 0 | 0 | 0 | 0 | 0 | 0 | 0 | 0 | 0 | 0 |  |  | -1.4 | [12 empty] | 1 | 0 | 0.8 | 0 | 0 | 0 | 0 | 0 | 0 | 0 | 0 | 0 | 0 | 0 | 0 |  | 0 | 0.8 | 0 | 0 | 0 | 0 | 0 | 0 | 0 | 0 | 0 | 0 | 0 | 0 | 1 | 0 | -1.4 | 0 | 0 | 0 | 0 | 0 | 0 | 0 | 0 | 0 | 0 | 0 | 0 | 1
PG&E GBA | Nortech | 115 | 0 | 0 | 0 | 0 | 0 | 0 | 0 | 0 | 0 | 0 | 0 | 0 | 0 | 0 | 0 | 0 | 0 | 0 | 0 | 0 | 0 | 0 | 0 | 0 | 0 | 0 | 0 | 0 | 0 | 0 | 0 | 0 | 0 | 0 | 0 | 0 | 0 | 0 | 0 | 0 | 0 | 0 | 0 | 0 | [15 empty] | 0 | 0 | 0 | 0 | 0 | 0 | 0 | 0 | 0 | 0 | 0 | 0 | 0 | 0 | 0 |  | 0 | 0 | 0 | 0 | 0 | 0 | 0 | 0 | 0 | 0 | 0 | 0 | 0 | 0 | 0 | 0 | 0 | 0 | 0 | 0 | 0 | 0 | 0 | 0 | 0 | 0 | 0 | 0 | 0 | 0 | [14 empty] | 0 | 0 | 0 | 0 | 0 | 0 | 0 | 0 | 0 | 0 | 0 | 0 | 0 | 0 | [15 empty] | 0 | 0 | 0 | 0 | 0 | 0 | 0 | 0 | 0 | 0 | 0 | 0 | 0 | 0 | 0 |  | 0 | 0 | 0 | 0 | 0 | 0 | 0 | 0 | 0 | 0 | 0 | 0 | 0 | 0 | 0 | 0 | 0 | 0 | 0 | 0 | 0 | 0 | 0 | 0 | 0 | 0 | 0 | 0 | 0 | 0
SDGE | North City Metering | 138 | 0 | 0 | 0 | 0 | 0 | 0 | 0 | 0 | 0 | 0 | 0 | 0 | 0 | 0 | 0 | 0 | 0 | 0 | 0 | 0 | 0 | 0 | 0 | 0 | 0 | 0 | 0 | 0 | 0 | 0 | 0 | 0 | 0 | 0 | 0 | 0 | 0 | 0 | 0 | 0 | 0 | 0 | 0 | 0 | [15 empty] | 0 | 0 | 0 | 0 | 0 | 0 | 0 | 0 | 0 | 0 | 0 | 0 | 0 | 0 | 0 |  | 0 | 0 | 0 | 0 | 0 | 0 | 0 | 0 | 0 | 0 | 0 | 0 | 0 | 0 | 0 | 0 | 0 | 0 | 0 | 0 | 0 | 0 | 0 | 0 | 0 | 0 | 0 | 0 | 0 | 0 | [14 empty] | 0 | 0 | 0 | 0 | 0 | 0 | 0 | 0 | 0 | 0 | 0 | 0 | 0 | 0 | [15 empty] | 0 | 0 | 0 | 0 | 0 | 0 | 0 | 0 | 0 | 0 | 0 | 0 | 0 | 0 | 0 |  | 0 | 0 | 0 | 0 | 0 | 0 | 0 | 0 | 0 | 0 | 0 | 0 | 0 | 0 | 0 | 0 | 0 | 0 | 0 | 0 | 0 | 0 | 0 | 0 | 0 | 0 | 0 | 0 | 0 | 0
PG&E GBA | North Dublin | 230 | 0 | 0 | 0 | 0 | 0 | 0 | 0 | 0 | 0 | 0 | 0 | 0 | 0 | 0 | 0 | 0 | 0 | 0 | 0 | 0 | 0 | 0 | 0 | 0 | 0 | 0 | 0 | 0 | 0 | 0 | 0 | 0 | 0 | 0 | 0 | 0 | 0 | 0 | 0 | 0 | 0 | 0 | 0 | 0 | [15 empty] | 0 | 0 | 0 | 0 | 0 | 0 | 0 | 0 | 0 | 0 | 0 | 0 | 0 | 0 | 0 |  | 0 | 0 | 0 | 0 | 0 | 0 | 0 | 0 | 0 | 0 | 0 | 0 | 0 | 0 | 0 | 0 | 0 | 0 | 0 | 0 | 0 | 0 | 0 | 0 | 0 | 0 | 0 | 0 | 0 | 0 | [14 empty] | 0 | 0 | 0 | 0 | 0 | 0 | 0 | 0 | 0 | 0 | 0 | 0 | 0 | 0 | [15 empty] | 0 | 0 | 0 | 0 | 0 | 0 | 0 | 0 | 0 | 0 | 0 | 0 | 0 | 0 | 0 |  | 0 | 0 | 0 | 0 | 0 | 0 | 0 | 0 | 0 | 0 | 0 | 0 | 0 | 0 | 0 | 0 | 0 | 0 | 0 | 0 | 0 | 0 | 0 | 0 | 0 | 0 | 0 | 0 | 0 | 0
SDGE | North Gila | 500 | 0 | 0 | 0 | 0 | 0 | 0 | 0 | 0 | 0 | 0 | 0 | 0 | 0 | 0 | 0 | 0 | 0 | 0 | 0 | 0 | 0 | 0 | 0 | 0 | 0 | 0 | 0 | 0 | 0 | 0 | 0 | 0 | 0 | 0 | 0 | 0 | 0 | 0 | 0 | 0 | 0 | 0 | 0 | 0 | [15 empty] | 0 | 0 | 0 | 0 | 0 | 0 | 0 | 0 | 0 | 0 | 0 | 0 | 0 | 0 | 0 |  | 0 | 0 | 0 | 0 | 0 | 0 | 0 | 0 | 0 | 0 | 0 | 0 | 0 | 0 | 0 | 0 | 0 | 0 | 0 | 0 | 0 | 0 | 0 | 0 | 0 | 0 | 0 | 0 | 0 | 0 | [14 empty] | 0 | 0 | 0 | 0 | 0 | 0 | 0 | 0 | 0 | 0 | 0 | 0 | 0 | 0 | [15 empty] | 0 | 0 | 0 | 0 | 0 | 0 | 0 | 0 | 0 | 0 | 0 | 0 | 0 | 0 | 0 |  | 0 | 0 | 0 | 0 | 0 | 0 | 0 | 0 | 0 | 0 | 0 | 0 | 0 | 0 | 0 | 0 | 0 | 0 | 0 | 0 | 0 | 0 | 0 | 0 | 0 | 0 | 0 | 0 | 0 | 0
SCE Metro | North of SONGS | 230 | 0 | 0 | 0 | 0 | 0 | 0 | 0 | 0 | 0 | 0 | 0 | 0 | 0 | 0 | 0 | 0 | 0 | 0 | 0 | 0 | 0 | 0 | 0 | 0 | 0 | 0 | 0 | 0 | 0 | 0 | 0 | 0 | 0 | 0 | 0 | 0 | 0 | 0 | 0 | 0 | 0 | 0 | 0 | 0 | [15 empty] | 0 | 0 | 0 | 0 | 0 | 0 | 0 | 0 | 0 | 0 | 0 | 0 | 0 | 0 | 0 |  | 0 | 0 | 0 | 0 | 0 | 0 | 0 | 0 | 0 | 0 | 0 | 0 | 0 | 0 | 0 | 0 | 0 | 0 | 0 | 0 | 0 | 0 | 0 | 0 | 0 | 0 | 0 | 0 | 0 | 0 | [14 empty] | 0 | 0 | 0 | 0 | 0 | 0 | 0 | 0 | 0 | 0 | 0 | 0 | 0 | 0 | [15 empty] | 0 | 0 | 0 | 0 | 0 | 0 | 0 | 0 | 0 | 0 | 0 | 0 | 0 | 0 | 0 |  | 0 | 0 | 0 | 0 | 0 | 0 | 0 | 0 | 0 | 0 | 0 | 0 | 0 | 0 | 0 | 0 | 0 | 0 | 0 | 0 | 0 | 0 | 0 | 0 | 0 | 0 | 0 | 0 | 0 | 0
SCE Metro | North of SONGS | 500 | 0 | 0 | 0 | 0 | 0 | 0 | 0 | 0 | 0 | 0 | 0 | 0 | 0 | 0 | 0 | 0 | 0 | 0 | 0 | 0 | 0 | 0 | 0 | 0 | 0 | 0 | 0 | 0 | 0 | 0 | 0 | 0 | 0 | 0 | 0 | 0 | 0 | 0 | 0 | 0 | 0 | 0 | 0 | 0 | [15 empty] | 0 | 0 | 0 | 0 | 0 | 0 | 0 | 0 | 0 | 0 | 0 | 0 | 0 | 0 | 0 |  | 0 | 0 | 0 | 0 | 0 | 0 | 0 | 0 | 0 | 0 | 0 | 0 | 0 | 0 | 0 | 0 | 0 | 0 | 0 | 0 | 0 | 0 | 0 | 0 | 0 | 0 | 0 | 0 | 0 | 0 | [14 empty] | 0 | 0 | 0 | 0 | 0 | 0 | 0 | 0 | 0 | 0 | 0 | 0 | 0 | 0 | [15 empty] | 0 | 0 | 0 | 0 | 0 | 0 | 0 | 0 | 0 | 0 | 0 | 0 | 0 | 0 | 0 |  | 0 | 0 | 0 | 0 | 0 | 0 | 0 | 0 | 0 | 0 | 0 | 0 | 0 | 0 | 0 | 0 | 0 | 0 | 0 | 0 | 0 | 0 | 0 | 0 | 0 | 0 | 0 | 0 | 0 | 0
PG&E NGBA | Notre Dame | 115 | 0 | 0 | 0 | 0 | 0 | 0 | 0 | 0 | 0 | 0 | 0 | 0 | 0 | 0 | 0 | 0 | 0 | 0 | 0 | 0 | 0 | 0 | 0 | 0 | 0 | 0 | 0 | 0 | 0 | 0 | 0 | 0 | 0 | 0 | 0 | 0 | 0 | 0 | 0 | 0 | 0 | 0 | 0 | 0 | [15 empty] | 0 | 0 | 0 | 0 | 0 | 0 | 0 | 0 | 0 | 0 | 0 | 0 | 0 | 0 | 0 |  | 0 | 0 | 0 | 0 | 0 | 0 | 0 | 0 | 0 | 0 | 0 | 0 | 0 | 0 | 0 | 0 | 0 | 0 | 0 | 0 | 0 | 0 | 0 | 0 | 0 | 0 | 0 | 0 | 0 | 0 | [14 empty] | 0 | 0 | 0 | 0 | 0 | 0 | 0 | 0 | 0 | 0 | 0 | 0 | 0 | 0 | [15 empty] | 0 | 0 | 0 | 0 | 0 | 0 | 0 | 0 | 0 | 0 | 0 | 0 | 0 | 0 | 0 |  | 0 | 0 | 0 | 0 | 0 | 0 | 0 | 0 | 0 | 0 | 0 | 0 | 0 | 0 | 0 | 0 | 0 | 0 | 0 | 0 | 0 | 0 | 0 | 0 | 0 | 0 | 0 | 0 | 0 | 0
PG&E GBA | Oakland C | 115 | 0 | 0 | 0 | 0 | 0 | 0 | 0 | 0 | 0 | 0 | 0 | 0 | 0 | 0 | 0 | 0 | 0 | 0 | 0 | 0 | 0 | 0 | 0 | 0 | 0 | 0 | 0 | 0 | 0 | 0 | 0 | 0 | 0 | 0 | 0 | 0 | 0 | 0 | 0 | 0 | 0 | 0 | 0 | 0 | [15 empty] | 0 | 0 | 0 | 0 | 0 | 0 | 0 | 0 | 0 | 0 | 0 | 0 | 0 | 0 | 0 |  | 0 | 0 | 0 | 0 | 0 | 0 | 0 | 0 | 0 | 0 | 0 | 0 | 0 | 0 | 0 | 0 | 0 | 0 | 0 | 0 | 0 | 0 | 0 | 0 | 0 | 0 | 0 | 0 | 0 | 0 | [12 empty] | 0 |  | 0 | 0 | 0 | 0 | 0 | 0 | 0 | 0 | 0 | 0 | 0 | 0 | 0 | 0 | [15 empty] | 0 | 0 | 0 | 0 | 0 | 0 | 0 | 0 | 0 | 0 | 0 | 0 | 0 | 0 | 0 |  | 0 | 0 | 0 | 0 | 0 | 0 | 0 | 0 | 0 | 0 | 0 | 0 | 0 | 0 | 0 | 0 | 0 | 0 | 0 | 0 | 0 | 0 | 0 | 0 | 0 | 0 | 0 | 0 | 0 | 0
PG&E GBA | Oakland J | 115 | 0 | 0 | 0 | 0 | 0 | 0 | 0 | 0 | 0 | 0 | 0 | 0 | 0 | 0 | 0 | 0 | 0 | 0 | 0 | 0 | 0 | 0 | 0 | 0 | 0 | 0 | 0 | 0 | 0 | 0 | 0 | 0 | 0 | 0 | 0 | 0 | 0 | 0 | 0 | 0 | 0 | 0 | 0 | 0 | [15 empty] | 0 | 0 | 0 | 0 | 0 | 0 | 0 | 0 | 0 | 0 | 0 | 0 | 0 | 0 | 0 |  | 0 | 0 | 0 | 0 | 0 | 0 | 0 | 0 | 0 | 0 | 0 | 0 | 0 | 0 | 0 | 0 | 0 | 0 | 0 | 0 | 0 | 0 | 0 | 0 | 0 | 0 | 0 | 0 | 0 | 0 | [14 empty] | 0 | 0 | 0 | 0 | 0 | 0 | 0 | 0 | 0 | 0 | 0 | 0 | 0 | 0 | [15 empty] | 0 | 0 | 0 | 0 | 0 | 0 | 0 | 0 | 0 | 0 | 0 | 0 | 0 | 0 | 0 |  | 0 | 0 | 0 | 0 | 0 | 0 | 0 | 0 | 0 | 0 | 0 | 0 | 0 | 0 | 0 | 0 | 0 | 0 | 0 | 0 | 0 | 0 | 0 | 0 | 0 | 0 | 0 | 0 | 0 | 0
PG&E GBA | Oakland L | 115 | 0 | 0 | 0 | 0 | 0 | 0 | 0 | 0 | 0 | 0 | 0 | 0 | 0 | 0 | 0 | 0 | 0 | 0 | 0 | 0 | 0 | 0 | 0 | 0 | 0 | 0 | 0 | 0 | 0 | 0 | 0 | 0 | 0 | 0 | 0 | 0 | 0 | 0 | 0 | 0 | 0 | 0 | 0 | 0 | [15 empty] | 0 | 0 | 0 | 0 | 0 | 0 | 0 | 0 | 0 | 0 | 0 | 0 | 0 | 0 | 0 |  | 0 | 0 | 0 | 0 | 0 | 0 | 0 | 0 | 0 | 0 | 0 | 0 | 0 | 0 | 0 | 0 | 0 | 0 | 0 | 0 | 0 | 0 | 0 | 0 | 0 | 0 | 0 | 0 | 0 | 0 | [14 empty] | 0 | 0 | 0 | 0 | 0 | 0 | 0 | 0 | 0 | 0 | 0 | 0 | 0 | 0 | [15 empty] | 0 | 0 | 0 | 0 | 0 | 0 | 0 | 0 | 0 | 0 | 0 | 0 | 0 | 0 | 0 |  | 0 | 0 | 0 | 0 | 0 | 0 | 0 | 0 | 0 | 0 | 0 | 0 | 0 | 0 | 0 | 0 | 0 | 0 | 0 | 0 | 0 | 0 | 0 | 0 | 0 | 0 | 0 | 0 | 0 | 0
PG&E GBA | Oakland X | 115 | 0 | 0 | 0 | 0 | 0 | 0 | 0 | 0 | 0 | 0 | 0 | 0 | 0 | 0 | 0 | 0 | 0 | 0 | 0 | 0 | 0 | 0 | 0 | 0 | 0 | 0 | 0 | 0 | 0 | 0 | 0 | 0 | 0 | 0 | 0 | 0 | 0 | 0 | 0 | 0 | 0 | 0 | 0 | 0 | [15 empty] | 0 | 0 | 0 | 0 | 0 | 0 | 0 | 0 | 0 | 0 | 0 | 0 | 0 | 0 | 0 |  | 0 | 0 | 0 | 0 | 0 | 0 | 0 | 0 | 0 | 0 | 0 | 0 | 0 | 0 | 0 | 0 | 0 | 0 | 0 | 0 | 0 | 0 | 0 | 0 | 0 | 0 | 0 | 0 | 0 | 0 | [14 empty] | 0 | 0 | 0 | 0 | 0 | 0 | 0 | 0 | 0 | 0 | 0 | 0 | 0 | 0 | [15 empty] | 0 | 0 | 0 | 0 | 0 | 0 | 0 | 0 | 0 | 0 | 0 | 0 | 0 | 0 | 0 |  | 0 | 0 | 0 | 0 | 0 | 0 | 0 | 0 | 0 | 0 | 0 | 0 | 0 | 0 | 0 | 0 | 0 | 0 | 0 | 0 | 0 | 0 | 0 | 0 | 0 | 0 | 0 | 0 | 0 | 0
SDGE | Ocean Ranch | 69 | 0 | 0 | 0 | 0 | 0 | 0 | 0 | 0 | 0 | 0 | 0 | 0 | 0 | 0 | 0 | 0 | 0 | 0 | 0 | 0 | 0 | 0 | 0 | 0 | 0 | 0 | 0 | 0 | 0 | 0 | 0 | 0 | 0 | 0 | 0 | 0 | 0 | 0 | 0 | 0 | 0 | 0 | 0 | 0 | [15 empty] | 0 | 0 | 0 | 0 | 0 | 0 | 0 | 0 | 0 | 0 | 0 | 0 | 0 | 0 | 0 |  | 0 | 0 | 0 | 0 | 0 | 0 | 0 | 0 | 0 | 0 | 0 | 0 | 0 | 0 | 0 | 0 | 0 | 0 | 0 | 0 | 0 | 0 | 0 | 0 | 0 | 0 | 0 | 0 | 0 | 0 | [14 empty] | 0 | 0 | 0 | 0 | 0 | 0 | 0 | 0 | 0 | 0 | 0 | 0 | 0 | 0 | [15 empty] | 0 | 0 | 0 | 0 | 0 | 0 | 0 | 0 | 0 | 0 | 0 | 0 | 0 | 0 | 0 |  | 0 | 0 | 0 | 0 | 0 | 0 | 0 | 0 | 0 | 0 | 0 | 0 | 0 | 0 | 0 | 0 | 0 | 0 | 0 | 0 | 0 | 0 | 0 | 0 | 0 | 0 | 0 | 0 | 0 | 0
PG&E KERN | Oceano | 115 | 0 | 0 | 0 | 0 | 0 | 0 | 0 | 0 | 0 | 0 | 0 | 0 | 0 | 0 | 0 | 0 | 0 | 0 | 0 | 0 | 0 | 0 | 0 | 0 | 0 | 0 | 0 | 0 | 0 | 0 | 0 | 0 | 0 | 0 | 0 | 0 | 0 | 0 | 0 | 0 | 0 | 0 | 0 | 0 | [15 empty] | 0 | 0 | 0 | 0 | 0 | 0 | 0 | 0 | 0 | 0 | 0 | 0 | 0 | 0 | 0 |  | 0 | 0 | 0 | 0 | 0 | 0 | 0 | 0 | 0 | 0 | 0 | 0 | 0 | 0 | 0 | 0 | 0 | 0 | 0 | 0 | 0 | 0 | 0 | 0 | 0 | 0 | 0 | 0 | 0 | 0 | [14 empty] | 0 | 0 | 0 | 0 | 0 | 0 | 0 | 0 | 0 | 0 | 0 | 0 | 0 | 0 | [15 empty] | 0 | 0 | 0 | 0 | 0 | 0 | 0 | 0 | 0 | 0 | 0 | 0 | 0 | 0 | 0 |  | 0 | 0 | 0 | 0 | 0 | 0 | 0 | 0 | 0 | 0 | 0 | 0 | 0 | 0 | 0 | 0 | 0 | 0 | 0 | 0 | 0 | 0 | 0 | 0 | 0 | 0 | 0 | 0 | 0 | 0
SDGE | Ocotillo Express | 500 | 0 | 0 | 0 | 0 | 0 | 0 | 0 | 0 | 0 | 0 | 0 | 0 | 0 | 0 | 0 | 0 | 0 | 0 | 0 | 0 | 0 | 0 | 0 | 0 | 0 | 0 | 0 | 0 | 0 | 0 | 0 | 0 | 0 | 0 | 0 | 0 | 0 | 0 | 0 | 0 | 0 | 0 | 0 | 0 | [15 empty] | 0 | 0 | 0 | 0 | 0 | 0 | 0 | 0 | 0 | 0 | 0 | 0 | 0 | 0 | 0 |  | 0 | 0 | 0 | 0 | 0 | 0 | 0 | 0 | 0 | 0 | 0 | 0 | 0 | 0 | 0 | 0 | 0 | 0 | 0 | 0 | 0 | 0 | 0 | 0 | 0 | 0 | 0 | 0 | 0 | 0 | [14 empty] | 0 | 0 | 0 | 0 | 0 | 0 | 0 | 0 | 0 | 0 | 0 | 0 | 0 | 0 | [15 empty] | 0 | 0 | 0 | 0 | 0 | 0 | 0 | 0 | 0 | 0 | 0 | 0 | 0 | 0 | 0 |  | 0 | 0 | 0 | 0 | 0 | 0 | 0 | 0 | 0 | 0 | 0 | 0 | 0 | 0 | 0 | 0 | 0 | 0 | 0 | 0 | 0 | 0 | 0 | 0 | 0 | 0 | 0 | 0 | 0 | 0
PG&E KERN | Old River | 70 | 0 | 0 | 0 | 0 | 0 | 0 | 0 | 0 | 0 | 0 | 0 | 0 | 0 | 0 | 0 | 0 | 0 | 0 | 0 | 0 | 0 | 0 | 0 | 2.4 | 0 | 0 | 0 | 0 | 0 | 1 | 0 | 0 | 0 | 0 | 0 | 0 | 0 | 0 | 0 | 0 | 0 | 0 | 0 | 0 | [15 empty] | 0 | 0 | 0 | 0 | 0 | 0 | 0 | 0 | 0 | 0 | 0 | 0 | 0 | 0 | 0 |  | 0 | 0 | 0 | 0 | 0 | 0 | 0 | 0 | 2.4 | 0 | 0 | 0 | 0 | 0 | 1 | 0 | 0 | 0 | 0 | 0 | 0 | 0 | 0 | 0 | 0 | 0 | 0 | 0 | 0 | 0 | [14 empty] | 0 | 0 | 0 | 0 | 0 | 0 | 0 | 0 | 0 | 0 | 0 | 0 | 0 | 0 | [15 empty] | 0 | 0 | 0 | 0 | 0 | 0 | 0 | 0 | 0 | 0 | 0 | 0 | 0 | 0 | 0 |  | 0 | 0 | 0 | 0 | 0 | 0 | 0 | 0 | 2.4 | 0 | 0 | 0 | 0 | 0 | 1 | 0 | 0 | 0 | 0 | 0 | 0 | 0 | 0 | 0 | 0 | 0 | 0 | 0 | 0 | 0
SDGE | Old Town | 230 | 0 | 0 | 0 | 0 | 0 | 0 | 0 | 0 | 0 | 0 | 0 | 0 | 0 | 0 | 0 | 0 | 0 | 0 | 0 | 0 | 0 | 0 | 0 | 0 | 0 | 0 | 0 | 0 | 0 | 0 | 0 | 0 | 0 | 0 | 0 | 0 | 0 | 0 | 0 | 0 | 0 | 0 | 0 | 0 | [15 empty] | 0 | 0 | 0 | 0 | 0 | 0 | 0 | 0 | 0 | 0 | 0 | 0 | 0 | 0 | 0 |  | 0 | 0 | 0 | 0 | 0 | 0 | 0 | 0 | 0 | 0 | 0 | 0 | 0 | 0 | 0 | 0 | 0 | 0 | 0 | 0 | 0 | 0 | 0 | 0 | 0 | 0 | 0 | 0 | 0 | 0 | [14 empty] | 0 | 0 | 0 | 0 | 0 | 0 | 0 | 0 | 0 | 0 | 0 | 0 | 0 | 0 | [15 empty] | 0 | 0 | 0 | 0 | 0 | 0 | 0 | 0 | 0 | 0 | 0 | 0 | 0 | 0 | 0 |  | 0 | 0 | 0 | 0 | 0 | 0 | 0 | 0 | 0 | 0 | 0 | 0 | 0 | 0 | 0 | 0 | 0 | 0 | 0 | 0 | 0 | 0 | 0 | 0 | 0 | 0 | 0 | 0 | 0 | 0
SCE Metro | Olinda | 230 | 0 | 0 | 0 | 0 | 0 | 0 | 0 | 0 | 0 | 0 | 0 | 0 | 0 | 0 | 0 | 0 | 0 | 0 | 0 | 0 | 0 | 0 | 0 | 0 | 0 | 0 | 0 | 0 | 0 | 0 | 0 | 0 | 0 | 0 | 0 | 0 | 0 | 0 | 0 | 0 | 0 | 0 | 0 | 0 | [15 empty] | 0 | 0 | 0 | 0 | 0 | 0 | 0 | 0 | 0 | 0 | 0 | 0 | 0 | 0 | 0 |  | 0 | 0 | 0 | 0 | 0 | 0 | 0 | 0 | 0 | 0 | 0 | 0 | 0 | 0 | 0 | 0 | 0 | 0 | 0 | 0 | 0 | 0 | 0 | 0 | 0 | 0 | 0 | 0 | 0 | 0 | [14 empty] | 0 | 0 | 0 | 0 | 0 | 0 | 0 | 0 | 0 | 0 | 0 | 0 | 0 | 0 | [15 empty] | 0 | 0 | 0 | 0 | 0 | 0 | 0 | 0 | 0 | 0 | 0 | 0 | 0 | 0 | 0 |  | 0 | 0 | 0 | 0 | 0 | 0 | 0 | 0 | 0 | 0 | 0 | 0 | 0 | 0 | 0 | 0 | 0 | 0 | 0 | 0 | 0 | 0 | 0 | 0 | 0 | 0 | 0 | 0 | 0 | 0
PG&E FRESNO | Olive | 115 | 0 | 0 | 0 | 0 | 0 | 0 | 0 | 0 | 0 | 0 | 0 | 0 | 0 | 0 | 0 | 0 | 0 | 0 | 0 | 0 | 0 | 0 | 0 | 0 | 40 | 0 | 20 | 0 | 0 | 1 | 0 | 0 | 0 | 0 | 0 | 0 | 0 | 0 | 0 | 0 | 0 | 0 | 0 | 0 | [15 empty] | 0 | 0 | 0 | 0 | 0 | 0 | 0 | 0 | 0 | 0 | 0 | 0 | 0 | 0 | 0 |  | 0 | 0 | 0 | 0 | 0 | 0 | 0 | 0 | 0 | 40 | 0 | 20 | 0 | 0 | 1 | 0 | 0 | 0 | 0 | 0 | 0 | 0 | 0 | 0 | 0 | 0 | 0 | 0 | 0 | 0 | [14 empty] | 0 | 0 | 0 | 0 | 0 | 0 | 0 | 0 | 0 | 0 | 0 | 0 | 0 | 0 | [15 empty] | 0 | 0 | 0 | 0 | 0 | 0 | 0 | 0 | 0 | 0 | 0 | 0 | 0 | 0 | 0 |  | 0 | 0 | 0 | 0 | 0 | 0 | 0 | 0 | 0 | 40 | 0 | 20 | 0 | 0 | 1 | 0 | 0 | 0 | 0 | 0 | 0 | 0 | 0 | 0 | 0 | 0 | 0 | 0 | 0 | 0
PG&E NGBA | Olivehurst | 115 | 0 | 0 | 0 | 0 | 0 | 0 | 0 | 0 | 0 | 0 | 0 | 0 | 0 | 0 | 0 | 0 | 0 | 0 | 0 | 0 | 0 | 0 | 0 | 0 | 0 | 0 | 0 | 0 | 0 | 0 | 0 | 0 | 0 | 0 | 0 | 0 | 0 | 0 | 0 | 0 | 0 | 0 | 0 | 0 | [15 empty] | 0 | 0 | 0 | 0 | 0 | 0 | 0 | 0 | 0 | 0 | 0 | 0 | 0 | 0 | 0 |  | 0 | 0 | 0 | 0 | 0 | 0 | 0 | 0 | 0 | 0 | 0 | 0 | 0 | 0 | 0 | 0 | 0 | 0 | 0 | 0 | 0 | 0 | 0 | 0 | 0 | 0 | 0 | 0 | 0 | 0 | [14 empty] | 0 | 0 | 0 | 0 | 0 | 0 | 0 | 0 | 0 | 0 | 0 | 0 | 0 | 0 | [15 empty] | 0 | 0 | 0 | 0 | 0 | 0 | 0 | 0 | 0 | 0 | 0 | 0 | 0 | 0 | 0 |  | 0 | 0 | 0 | 0 | 0 | 0 | 0 | 0 | 0 | 0 | 0 | 0 | 0 | 0 | 0 | 0 | 0 | 0 | 0 | 0 | 0 | 0 | 0 | 0 | 0 | 0 | 0 | 0 | 0 | 0
PG&E NGBA | Oregon Trail | 60 | 0 | 0 | 0 | 0 | 0 | 0 | 0 | 0 | 0 | 0 | 0 | 0 | 0 | 0 | 0 | 0 | 0 | 0 | 0 | 0 | 0 | 0 | 0 | 0 | 0 | 0 | 0 | 0 | 0 | 0 | 0 | 0 | 0 | 0 | 0 | 0 | 0 | 0 | 0 | 0 | 0 | 0 | 0 | 0 | [15 empty] | 0 | 0 | 0 | 0 | 0 | 0 | 0 | 0 | 0 | 0 | 0 | 0 | 0 | 0 | 0 |  | 0 | 0 | 0 | 0 | 0 | 0 | 0 | 0 | 0 | 0 | 0 | 0 | 0 | 0 | 0 | 0 | 0 | 0 | 0 | 0 | 0 | 0 | 0 | 0 | 0 | 0 | 0 | 0 | 0 | 0 | [14 empty] | 0 | 0 | 0 | 0 | 0 | 0 | 0 | 0 | 0 | 0 | 0 | 0 | 0 | 0 | [15 empty] | 0 | 0 | 0 | 0 | 0 | 0 | 0 | 0 | 0 | 0 | 0 | 0 | 0 | 0 | 0 |  | 0 | 0 | 0 | 0 | 0 | 0 | 0 | 0 | 0 | 0 | 0 | 0 | 0 | 0 | 0 | 0 | 0 | 0 | 0 | 0 | 0 | 0 | 0 | 0 | 0 | 0 | 0 | 0 | 0 | 0
SCE Northern | Ormond Beach | 230 | 0 | 0 | 0 | 0 | 0 | 0 | 0 | 0 | 0 | 0 | 0 | 0 | 0 | 0 | 0 | 0 | 0 | 0 | 0 | 0 | 0 | 0 | 0 | 0 | 0 | 0 | 0 | 0 | 0 | 0 | 0 | 0 | 0 | 0 | 0 | 0 | 0 | 0 | 0 | 0 | 0 | 0 | 0 | 0 | [15 empty] | 0 | 0 | 0 | 0 | 0 | 0 | 0 | 0 | 0 | 0 | 0 | 0 | 0 | 0 | 0 |  | 0 | 0 | 0 | 0 | 0 | 0 | 0 | 0 | 0 | 0 | 0 | 0 | 0 | 0 | 0 | 0 | 0 | 0 | 0 | 0 | 0 | 0 | 0 | 0 | 0 | 0 | 0 | 0 | 0 | 0 | [14 empty] | 0 | 0 | 0 | 0 | 0 | 0 | 0 | 0 | 0 | 0 | 0 | 0 | 0 | 0 | [15 empty] | 0 | 0 | 0 | 0 | 0 | 0 | 0 | 0 | 0 | 0 | 0 | 0 | 0 | 0 | 0 |  | 0 | 0 | 0 | 0 | 0 | 0 | 0 | 0 | 0 | 0 | 0 | 0 | 0 | 0 | 0 | 0 | 0 | 0 | 0 | 0 | 0 | 0 | 0 | 0 | 0 | 0 | 0 | 0 | 0 | 0
PG&E FRESNO | Oro Loma | 115 | 0 | 0 | 0 | 0 | 0 | 0 | 0 | 0 | 0 | 0 | 0 | 0 | 0 | 0 | 0 | 0 | 0 | 0 | 0 | 0 | 0 | 0 | 0 | 0 | 0 | 0 | 0 | 0 | 0 | 0 | 0 | 0 | 0 | 0 | 0 | 0 | 0 | 0 | 0 | 0 | 0 | 0 | 0 | 0 | [15 empty] | 0 | 0 | 0 | 0 | 0 | 0 | 0 | 0 | 0 | 0 | 0 | 0 | 0 | 0 | 0 |  | 0 | 0 | 0 | 0 | 0 | 0 | 0 | 0 | 0 | 0 | 0 | 0 | 0 | 0 | 0 | 0 | 0 | 0 | 0 | 0 | 0 | 0 | 0 | 0 | 0 | 0 | 0 | 0 | 0 | 0 | [14 empty] | 0 | 0 | 0 | 0 | 0 | 0 | 0 | 0 | 0 | 0 | 0 | 0 | 0 | 0 | [15 empty] | 0 | 0 | 0 | 0 | 0 | 0 | 0 | 0 | 0 | 0 | 0 | 0 | 0 | 0 | 0 |  | 0 | 0 | 0 | 0 | 0 | 0 | 0 | 0 | 0 | 0 | 0 | 0 | 0 | 0 | 0 | 0 | 0 | 0 | 0 | 0 | 0 | 0 | 0 | 0 | 0 | 0 | 0 | 0 | 0 | 0
PG&E FRESNO | Oro Loma | 70 | 0 | 0 | 0 | 0 | 0 | 0 | 0 | 0 | 0 | 0 | 0 | 0 | 0 | 0 | 0 | 0 | 0 | 0 | 0 | 0 | 0 | 0 | 0 | 5 | 0 | 0 | 0 | 0 | 0 | 1 | 0 | 0 | 0 | 0 | 0 | 0 | 0 | 0 | 0 | 0 | 0 | 0 | 0 | 0 | [15 empty] | 0 | 0 | 0 | 0 | 0 | 0 | 0 | 0 | 0 | 0 | 0 | 0 | 0 | 0 | 0 |  | 0 | 0 | 0 | 0 | 0 | 0 | 0 | 0 | 5 | 0 | 0 | 0 | 0 | 0 | 1 | 0 | 0 | 0 | 0 | 0 | 0 | 0 | 0 | 0 | 0 | 0 | 0 | 0 | 0 | 0 | [14 empty] | 0 | 0 | 0 | 0 | 0 | 0 | 0 | 0 | 0 | 0 | 0 | 0 | 0 | 0 | [15 empty] | 0 | 0 | 0 | 0 | 0 | 0 | 0 | 0 | 0 | 0 | 0 | 0 | 0 | 0 | 0 |  | 0 | 0 | 0 | 0 | 0 | 0 | 0 | 0 | 5 | 0 | 0 | 0 | 0 | 0 | 1 | 0 | 0 | 0 | 0 | 0 | 0 | 0 | 0 | 0 | 0 | 0 | 0 | 0 | 0 | 0
PG&E FRESNO | Orosi | 70 | 0 | 0 | 0 | 0 | 0 | 0 | 0 | 0 | 0 | 0 | 0 | 0 | 0 | 0 | 0 | 0 | 0 | 0 | 0 | 0 | 0 | 0 | 0 | 0 | 0 | 0 | 0 | 0 | 0 | 0 | 0 | 0 | 0 | 0 | 0 | 0 | 0 | 0 | 0 | 0 | 0 | 0 | 0 | 0 | [15 empty] | 0 | 0 | 0 | 0 | 0 | 0 | 0 | 0 | 0 | 0 | 0 | 0 | 0 | 0 | 0 |  | 0 | 0 | 0 | 0 | 0 | 0 | 0 | 0 | 0 | 0 | 0 | 0 | 0 | 0 | 0 | 0 | 0 | 0 | 0 | 0 | 0 | 0 | 0 | 0 | 0 | 0 | 0 | 0 | 0 | 0 | [14 empty] | 0 | 0 | 0 | 0 | 0 | 0 | 0 | 0 | 0 | 0 | 0 | 0 | 0 | 0 | [15 empty] | 0 | 0 | 0 | 0 | 0 | 0 | 0 | 0 | 0 | 0 | 0 | 0 | 0 | 0 | 0 |  | 0 | 0 | 0 | 0 | 0 | 0 | 0 | 0 | 0 | 0 | 0 | 0 | 0 | 0 | 0 | 0 | 0 | 0 | 0 | 0 | 0 | 0 | 0 | 0 | 0 | 0 | 0 | 0 | 0 | 0
SDGE | Otay | 69 | 0 | 0 | 0 | 0 | 0 | 0 | 0 | 0 | 0 | 0 | 0 | 0 | 0 | 0 | 0 | 0 | 0 | 0 | 0 | 0 | 0 | 0 | 0 | 0 | 0 | 0 | 49.7 | 0 | 0 | 1 | 0 | 0 | 0 | 0 | 0 | 0 | 0 | 0 | 0 | 0 | 0 | 0 | 0 | 0 | [15 empty] | 0 | 0 | 0 | 0 | 0 | 0 | 0 | 0 | 0 | 0 | 0 | 0 | 0 | 0 | 0 |  | 0 | 0 | 0 | 0 | 0 | 0 | 0 | 0 | 0 | 0 | 0 | 49.7 | 0 | 0 | 1 | 0 | 0 | 0 | 0 | 0 | 0 | 0 | 0 | 0 | 0 | 0 | 0 | 0 | 0 | 0 | [14 empty] | 0 | 0 | 0 | 0 | 0 | 0 | 0 | 0 | 0 | 0 | 0 | 0 | 0 | 0 | [15 empty] | 0 | 0 | 0 | 0 | 0 | 0 | 0 | 0 | 0 | 0 | 0 | 0 | 0 | 0 | 0 |  | 0 | 0 | 0 | 0 | 0 | 0 | 0 | 0 | 0 | 0 | 0 | 49.7 | 0 | 0 | 1 | 0 | 0 | 0 | 0 | 0 | 0 | 0 | 0 | 0 | 0 | 0 | 0 | 0 | 0 | 0
SDGE | Otay Mesa | 230 | 0 | 0 | 0 | 0 | 0 | 0 | 0 | 0 | 0 | 0 | 0 | 13 | 0 | 0 | 1 | 0 | 0 | 0 | 0 | 0 | 0 | 0 | 0 | 0 | 0 | 0 | 65 | 0 | 0 | 1 | 0 | 0 | 0 | 0 | 0 | 0 | 0 | 0 | 0 | 0 | 0 | 0 | 0 | 0 | [15 empty] | 0 | 0 | 0 | 0 | 0 | 0 | 0 | 0 | 0 | 0 | 0 | 0 | 0 | 0 | 0 |  | 0 | 0 | 0 | 0 | 0 | 0 | 0 | 0 | 0 | 0 | 0 | 65 | 0 | 0 | 1 | 0 | 0 | 0 | 0 | 0 | 0 | 0 | 0 | 0 | 0 | 0 | 13 | 0 | 0 | 1 | [14 empty] | 0 | 0 | 0 | 0 | 0 | 0 | 0 | 0 | 0 | 0 | 0 | 0 | 0 | 0 | [15 empty] | 0 | 0 | 0 | 0 | 0 | 0 | 0 | 0 | 0 | 0 | 0 | 0 | 0 | 0 | 0 |  | 0 | 0 | 0 | 0 | 0 | 0 | 0 | 0 | 0 | 0 | 0 | 65 | 0 | 0 | 1 | 0 | 0 | 0 | 0 | 0 | 0 | 0 | 0 | 0 | 0 | 0 | 13 | 0 | 0 | 1
PG&E FRESNO | Padre Flats SW STA | 230 | 0 | 0 | 0 | 0 | 0 | 0 | 0 | 0 | 0 | 0 | 0 | 0 | 0 | 0 | 0 | 0 | 0 | 0 | 0 | 0 | 0 | 0 | 0 | 0 | 0 | 0 | 0 | 0 | 0 | 0 | 0 | 0 | 0 | 0 | 0 | 0 | 0 | 0 | 0 | 0 | 0 | 0 | 0 | 0 | [15 empty] | 0 | 0 | 0 | 0 | 0 | 0 | 0 | 0 | 0 | 0 | 0 | 0 | 0 | 0 | 0 |  | 0 | 0 | 0 | 0 | 0 | 0 | 0 | 0 | 0 | 0 | 0 | 0 | 0 | 0 | 0 | 0 | 0 | 0 | 0 | 0 | 0 | 0 | 0 | 0 | 0 | 0 | 0 | 0 | 0 | 0 | [14 empty] | 0 | 0 | 0 | 0 | 0 | 0 | 0 | 0 | 0 | 0 | 0 | 0 | 0 | 0 | [15 empty] | 0 | 0 | 0 | 0 | 0 | 0 | 0 | 0 | 0 | 0 | 0 | 0 | 0 | 0 | 0 |  | 0 | 0 | 0 | 0 | 0 | 0 | 0 | 0 | 0 | 0 | 0 | 0 | 0 | 0 | 0 | 0 | 0 | 0 | 0 | 0 | 0 | 0 | 0 | 0 | 0 | 0 | 0 | 0 | 0 | 0
EOP | Pahrump | 138 | 0 | 0 | 0 | 0 | 0 | 0 | 0 | 0 | 0 | 0 | 0 | 0 | 0 | 0 | 0 | 0 | 0 | 0 | 0 | 0 | 0 | 0 | 0 | 0 | 0 | 0 | 0 | 0 | 0 | 0 | 0 | 0 | 0 | 0 | 0 | 0 | 0 | 0 | 0 | 0 | 0 | 0 | 0 | 0 | [15 empty] | 0 | 0 | 0 | 0 | 0 | 0 | 0 | 0 | 0 | 0 | 0 | 0 | 0 | 0 | 0 |  | 0 | 0 | 0 | 0 | 0 | 0 | 0 | 0 | 0 | 0 | 0 | 0 | 0 | 0 | 0 | 0 | 0 | 0 | 0 | 0 | 0 | 0 | 0 | 0 | 0 | 0 | 0 | 0 | 0 | 0 | [14 empty] | 0 | 0 | 0 | 0 | 0 | 0 | 0 | 0 | 0 | 0 | 0 | 0 | 0 | 0 | [15 empty] | 0 | 0 | 0 | 0 | 0 | 0 | 0 | 0 | 0 | 0 | 0 | 0 | 0 | 0 | 0 |  | 0 | 0 | 0 | 0 | 0 | 0 | 0 | 0 | 0 | 0 | 0 | 0 | 0 | 0 | 0 | 0 | 0 | 0 | 0 | 0 | 0 | 0 | 0 | 0 | 0 | 0 | 0 | 0 | 0 | 0
EOP | Pahrump | 230 | 0 | 0 | 0 | 0 | 0 | 0 | 0 | 0 | 0 | 0 | 0 | 0 | 0 | 0 | 0 | 0 | 0 | 0 | 0 | 0 | 0 | 0 | 0 | 0 | 0 | 0 | 0 | 0 | 0 | 0 | 0 | 0 | 0 | 0 | 0 | 0 | 0 | 0 | 0 | 0 | 0 | 0 | 0 | 0 | [15 empty] | 0 | 0 | 0 | 0 | 0 | 0 | 0 | 0 | 0 | 0 | 0 | 0 | 0 | 0 | 0 |  | 0 | 0 | 0 | 0 | 0 | 0 | 0 | 0 | 0 | 0 | 0 | 0 | 0 | 0 | 0 | 0 | 0 | 0 | 0 | 0 | 0 | 0 | 0 | 0 | 0 | 0 | 0 | 0 | 0 | 0 | [14 empty] | 0 | 0 | 0 | 0 | 0 | 0 | 0 | 0 | 0 | 0 | 0 | 0 | 0 | 0 | [15 empty] | 0 | 0 | 0 | 0 | 0 | 0 | 0 | 0 | 0 | 0 | 0 | 0 | 0 | 0 | 0 |  | 0 | 0 | 0 | 0 | 0 | 0 | 0 | 0 | 0 | 0 | 0 | 0 | 0 | 0 | 0 | 0 | 0 | 0 | 0 | 0 | 0 | 0 | 0 | 0 | 0 | 0 | 0 | 0 | 0 | 0
SDGE | Pala | 69 | 0 | 0 | 0 | 0 | 0 | 0 | 0 | 0 | 0 | 0 | 0 | 0 | 0 | 0 | 0 | 0 | 0 | 0 | 0 | 0 | 0 | 0 | 0 | 0 | 0 | 0 | 10 | 0 | 0 | 1 | 0 | 0 | 0 | 0 | 0 | 0 | 0 | 0 | 0 | 0 | 0 | 0 | 0 | 0 | [15 empty] | 0 | 0 | 0 | 0 | 0 | 0 | 0 | 0 | 0 | 0 | 0 | 0 | 0 | 0 | 0 |  | 0 | 0 | 0 | 0 | 0 | 0 | 0 | 0 | 0 | 0 | 0 | 10 | 0 | 0 | 1 | 0 | 0 | 0 | 0 | 0 | 0 | 0 | 0 | 0 | 0 | 0 | 0 | 0 | 0 | 0 | [14 empty] | 0 | 0 | 0 | 0 | 0 | 0 | 0 | 0 | 0 | 0 | 0 | 0 | 0 | 0 | [15 empty] | 0 | 0 | 0 | 0 | 0 | 0 | 0 | 0 | 0 | 0 | 0 | 0 | 0 | 0 | 0 |  | 0 | 0 | 0 | 0 | 0 | 0 | 0 | 0 | 0 | 0 | 0 | 10 | 0 | 0 | 1 | 0 | 0 | 0 | 0 | 0 | 0 | 0 | 0 | 0 | 0 | 0 | 0 | 0 | 0 | 0
PG&E NGBA | Palermo | 115 | 0 | 0 | 0 | 0 | 0 | 0 | 0 | 0 | 0 | 0 | 0 | 0 | 0 | 0 | 0 | 0 | 0 | 0 | 0 | 0 | 0 | 0 | 0 | 0 | 0 | 0 | 0 | 0 | 0 | 0 | 0 | 0 | 0 | 0 | 0 | 0 | 0 | 0 | 0 | 0 | 0 | 0 | 0 | 0 | [15 empty] | 0 | 0 | 0 | 0 | 0 | 0 | 0 | 0 | 0 | 0 | 0 | 0 | 0 | 0 | 0 |  | 0 | 0 | 0 | 0 | 0 | 0 | 0 | 0 | 0 | 0 | 0 | 0 | 0 | 0 | 0 | 0 | 0 | 0 | 0 | 0 | 0 | 0 | 0 | 0 | 0 | 0 | 0 | 0 | 0 | 0 | [14 empty] | 0 | 0 | 0 | 0 | 0 | 0 | 0 | 0 | 0 | 0 | 0 | 0 | 0 | 0 | [15 empty] | 0 | 0 | 0 | 0 | 0 | 0 | 0 | 0 | 0 | 0 | 0 | 0 | 0 | 0 | 0 |  | 0 | 0 | 0 | 0 | 0 | 0 | 0 | 0 | 0 | 0 | 0 | 0 | 0 | 0 | 0 | 0 | 0 | 0 | 0 | 0 | 0 | 0 | 0 | 0 | 0 | 0 | 0 | 0 | 0 | 0
PG&E NGBA | Palermo | 230 | 0 | 0 | 0 | 0 | 0 | 0 | 0 | 0 | 0 | 0 | 0 | 0 | 0 | 0 | 0 | 0 | 0 | 0 | 0 | 0 | 0 | 0 | 0 | 0 | 0 | 0 | 0 | 0 | 0 | 0 | 0 | 0 | 0 | 0 | 0 | 0 | 0 | 0 | 0 | 0 | 0 | 0 | 0 | 0 | [15 empty] | 0 | 0 | 0 | 0 | 0 | 0 | 0 | 0 | 0 | 0 | 0 | 0 | 0 | 0 | 0 |  | 0 | 0 | 0 | 0 | 0 | 0 | 0 | 0 | 0 | 0 | 0 | 0 | 0 | 0 | 0 | 0 | 0 | 0 | 0 | 0 | 0 | 0 | 0 | 0 | 0 | 0 | 0 | 0 | 0 | 0 | [14 empty] | 0 | 0 | 0 | 0 | 0 | 0 | 0 | 0 | 0 | 0 | 0 | 0 | 0 | 0 | [15 empty] | 0 | 0 | 0 | 0 | 0 | 0 | 0 | 0 | 0 | 0 | 0 | 0 | 0 | 0 | 0 |  | 0 | 0 | 0 | 0 | 0 | 0 | 0 | 0 | 0 | 0 | 0 | 0 | 0 | 0 | 0 | 0 | 0 | 0 | 0 | 0 | 0 | 0 | 0 | 0 | 0 | 0 | 0 | 0 | 0 | 0
SCE Eastern | Palo Verde | 500 | 0 | 0 | 0 | 0 | 0 | 0 | 0 | 0 | 0 | 0 | 0 | 0 | 0 | 0 | 0 | 0 | 0 | 0 | 0 | 1685 | 0 | 0 | 0 | 0 | 0 | 0 | 0 | 0 | 0 | 1 | 0 | 0 | 0 | 0 | 1414 | 0 | 0 | 0 | 0 | 0 | 0 | 0 | 0 | 0 | [15 empty] | 0 | 0 | 0 | 0 | 0 | 1414 | 0 | 0 | 0 | 0 | 0 | 0 | 0 | 0 | 0 |  | 0 | 0 | 0 | 0 | 3099 | 0 | 0 | 0 | 0 | 0 | 0 | 0 | 0 | 0 | 1 | 0 | 0 | 0 | 0 | 0 | 0 | 0 | 0 | 0 | 0 | 0 | 0 | 0 | 0 | 0 | [14 empty] | 0 | 0 | 0 | 0 | 1414 | 0 | 0 | 0 | 0 | 0 | 0 | 0 | 0 | 0 | [15 empty] | 0 | 0 | 0 | 0 | 0 | 1414 | 0 | 0 | 0 | 0 | 0 | 0 | 0 | 0 | 0 |  | 0 | 0 | 0 | 0 | 3099 | 0 | 0 | 0 | 0 | 0 | 0 | 0 | 0 | 0 | 1 | 0 | 0 | 0 | 0 | 0 | 0 | 0 | 0 | 0 | 0 | 0 | 0 | 0 | 0 | 0
SDGE | Palomar Energy | 230 | 0 | 0 | 0 | 0 | 0 | 0 | 0 | 0 | 0 | 0 | 0 | 0 | 0 | 0 | 0 | 0 | 0 | 0 | 0 | 0 | 0 | 0 | 0 | 0 | 0 | 0 | 0 | 0 | 0 | 0 | 0 | 0 | 0 | 0 | 0 | 0 | 0 | 0 | 0 | 0 | 0 | 0 | 0 | 0 | [15 empty] | 0 | 0 | 0 | 0 | 0 | 0 | 0 | 0 | 0 | 0 | 0 | 0 | 0 | 0 | 0 |  | 0 | 0 | 0 | 0 | 0 | 0 | 0 | 0 | 0 | 0 | 0 | 0 | 0 | 0 | 0 | 0 | 0 | 0 | 0 | 0 | 0 | 0 | 0 | 0 | 0 | 0 | 0 | 0 | 0 | 0 | [14 empty] | 0 | 0 | 0 | 0 | 0 | 0 | 0 | 0 | 0 | 0 | 0 | 0 | 0 | 0 | [15 empty] | 0 | 0 | 0 | 0 | 0 | 0 | 0 | 0 | 0 | 0 | 0 | 0 | 0 | 0 | 0 |  | 0 | 0 | 0 | 0 | 0 | 0 | 0 | 0 | 0 | 0 | 0 | 0 | 0 | 0 | 0 | 0 | 0 | 0 | 0 | 0 | 0 | 0 | 0 | 0 | 0 | 0 | 0 | 0 | 0 | 0
PG&E KERN | Panama | 70 | 0 | 0 | 0 | 0 | 0 | 0 | 0 | 0 | 0 | 0 | 0 | 0 | 0 | 0 | 0 | 0 | 0 | 0 | 0 | 0 | 0 | 0 | 0 | 0 | 0 | 0 | 0 | 0 | 0 | 0 | 0 | 0 | 0 | 0 | 0 | 0 | 0 | 0 | 0 | 0 | 0 | 0 | 0 | 0 | [15 empty] | 0 | 0 | 0 | 0 | 0 | 0 | 0 | 0 | 0 | 0 | 0 | 0 | 0 | 0 | 0 |  | 0 | 0 | 0 | 0 | 0 | 0 | 0 | 0 | 0 | 0 | 0 | 0 | 0 | 0 | 0 | 0 | 0 | 0 | 0 | 0 | 0 | 0 | 0 | 0 | 0 | 0 | 0 | 0 | 0 | 0 | [14 empty] | 0 | 0 | 0 | 0 | 0 | 0 | 0 | 0 | 0 | 0 | 0 | 0 | 0 | 0 | [15 empty] | 0 | 0 | 0 | 0 | 0 | 0 | 0 | 0 | 0 | 0 | 0 | 0 | 0 | 0 | 0 |  | 0 | 0 | 0 | 0 | 0 | 0 | 0 | 0 | 0 | 0 | 0 | 0 | 0 | 0 | 0 | 0 | 0 | 0 | 0 | 0 | 0 | 0 | 0 | 0 | 0 | 0 | 0 | 0 | 0 | 0
PG&E FRESNO | Panoche | 115 | 0 | 0 | 0 | 0 | 0 | 0 | 0 | 0 | 0 | 0 | 0 | 0 | 0 | 0 | 0 | 0 | 0 | 0 | 0 | 0 | 0 | 0 | 0 | 4.4 | 0 | 0 | 0 | 0 | 0 | 1 | 0 | 0 | 0 | 0 | 0 | 0 | 0 | 0 | 1.75 | 0 | 0 | 0 | 0 | 0 | [15 empty] | 0 | 0 | 0 | 0 | 0 | 0 | 0 | 0 | 0 | 1.75 | 0 | 0 | 0 | 0 | 0 |  | 0 | 0 | 0 | 0 | 0 | 0 | 0 | 0 | 6.15 | 0 | 0 | 0 | 0 | 0 | 1 | 0 | 0 | 0 | 0 | 0 | 0 | 0 | 0 | 0 | 0 | 0 | 0 | 0 | 0 | 0 | [14 empty] | 0 | 0 | 0 | 0 | 0 | 0 | 0 | 0 | 1.75 | 0 | 0 | 0 | 0 | 0 | [15 empty] | 0 | 0 | 0 | 0 | 0 | 0 | 0 | 0 | 0 | 1.75 | 0 | 0 | 0 | 0 | 0 |  | 0 | 0 | 0 | 0 | 0 | 0 | 0 | 0 | 6.15 | 0 | 0 | 0 | 0 | 0 | 1 | 0 | 0 | 0 | 0 | 0 | 0 | 0 | 0 | 0 | 0 | 0 | 0 | 0 | 0 | 0
PG&E FRESNO | Panoche | 230 | 0 | 0 | 0 | 0 | 0 | 0 | 0 | 0 | 0 | 0 | 0 | 0 | 0 | 0 | 0 | 0 | 0 | 0 | 0 | 0 | 0 | 0 | 0 | 0 | 0 | 0 | 0 | 0 | 0 | 0 | 0 | 0 | 0 | 0 | 0 | 0 | 0 | 0 | 0 | 0 | 0 | 0 | 0 | 0 | [15 empty] | 0 | 0 | 0 | 0 | 0 | 0 | 0 | 0 | 0 | 0 | 0 | 0 | 0 | 0 | 0 |  | 0 | 0 | 0 | 0 | 0 | 0 | 0 | 0 | 0 | 0 | 0 | 0 | 0 | 0 | 0 | 0 | 0 | 0 | 0 | 0 | 0 | 0 | 0 | 0 | 0 | 0 | 0 | 0 | 0 | 0 | [9 empty] | 200 | 400 |  | 160 |  | 0 | 0 | 0 | 0 | 0 | 0 | 0 | 0 | 0 | 200 | 400 | 0 | 160 | 0 | [15 empty] | 0 | 0 | 0 | 0 | 0 | 0 | 0 | 0 | 0 | 0 | 200 | 400 | 0 | 160 | 0 |  | 0 | 0 | 0 | 0 | 0 | 0 | 0 | 0 | 0 | 200 | 400 | 0 | 160 | 0 | 1 | 0 | 0 | 0 | 0 | 0 | 0 | 0 | 0 | 0 | 0 | 0 | 0 | 0 | 0 | 0
SCE Northern | Pardee | 230 | 0 | 0 | 0 | 0 | 0 | 0 | 0 | 0 | 0 | 0 | 0 | 0 | 0 | 0 | 0 | 0 | 0 | 0 | 0 | 0 | 0 | 0 | 0 | 0 | 0 | 0 | 15 | 0 | 0 | 1 | 0 | 0 | 0 | 0 | 0 | 0 | 0 | 0 | 0 | 0 | 0 | 0 | 0 | 0 | [15 empty] | 0 | 0 | 0 | 0 | 0 | 0 | 0 | 0 | 0 | 0 | 0 | 0 | 0 | 0 | 0 |  | 0 | 0 | 0 | 0 | 0 | 0 | 0 | 0 | 0 | 0 | 0 | 15 | 0 | 0 | 1 | 0 | 0 | 0 | 0 | 0 | 0 | 0 | 0 | 0 | 0 | 0 | 0 | 0 | 0 | 0 | [14 empty] | 0 | 0 | 0 | 0 | 0 | 0 | 0 | 0 | 0 | 0 | 0 | 0 | 0 | 0 | [15 empty] | 0 | 0 | 0 | 0 | 0 | 0 | 0 | 0 | 0 | 0 | 0 | 0 | 0 | 0 | 0 |  | 0 | 0 | 0 | 0 | 0 | 0 | 0 | 0 | 0 | 0 | 0 | 15 | 0 | 0 | 1 | 0 | 0 | 0 | 0 | 0 | 0 | 0 | 0 | 0 | 0 | 0 | 0 | 0 | 0 | 0
PG&E NGBA | Parkway | 230 | 0 | 0 | 0 | 0 | 0 | 0 | 0 | 0 | 0 | 0 | 0 | 0 | 0 | 0 | 0 | 0 | 0 | 0 | 0 | 0 | 0 | 0 | 0 | 0 | 0 | 0 | 0 | 0 | 0 | 0 | 0 | 3 | 0 | 0 | 0 | 0 | 0 | 0 | 0 | 0 | 0 | 0 | 0 | 0 |  |  | 0.8 | [12 empty] | 1 | 0 | 3.8 | 0 | 0 | 0 | 0 | 0 | 0 | 0 | 0 | 0 | 0 | 0 | 0 |  | 0 | 3.8 | 0 | 0 | 0 | 0 | 0 | 0 | 0 | 0 | 0 | 0 | 0 | 0 | 1 | 0 | 0.8 | 0 | 0 | 0 | 0 | 0 | 0 | 0 | 0 | 0 | 0 | 0 | 0 | 1 | [14 empty] | 0 | 3 | 0 | 0 | 0 | 0 | 0 | 0 | 0 | 0 | 0 | 0 | 0 | 0 |  |  | 0.8 | [12 empty] | 1 | 0 | 3.8 | 0 | 0 | 0 | 0 | 0 | 0 | 0 | 0 | 0 | 0 | 0 | 0 |  | 0 | 3.8 | 0 | 0 | 0 | 0 | 0 | 0 | 0 | 0 | 0 | 0 | 0 | 0 | 1 | 0 | 0.8 | 0 | 0 | 0 | 0 | 0 | 0 | 0 | 0 | 0 | 0 | 0 | 0 | 1
SCE Northern | Pastoria | 230 | 0 | 0 | 0 | 0 | 0 | 0 | 0 | 0 | 0 | 0 | 0 | 0 | 0 | 0 | 0 | 0 | 0 | 0 | 0 | 0 | 0 | 0 | 0 | 0 | 0 | 105 | 80 | 0 | 0 | 1 | 0 | 0 | 0 | 0 | 0 | 0 | 0 | 0 | 0 | 0 | 0 | 0 | 0 | 0 | [15 empty] | 0 | 0 | 0 | 0 | 0 | 0 | 0 | 0 | 0 | 0 | 0 | 0 | 0 | 0 | 0 |  | 0 | 0 | 0 | 0 | 0 | 0 | 0 | 0 | 0 | 0 | 105 | 80 | 0 | 0 | 1 | 0 | 0 | 0 | 0 | 0 | 0 | 0 | 0 | 0 | 0 | 0 | 0 | 0 | 0 | 0 | [14 empty] | 0 | 0 | 0 | 0 | 0 | 0 | 0 | 0 | 0 | 0 | 0 | 0 | 0 | 0 | [15 empty] | 0 | 0 | 0 | 0 | 0 | 0 | 0 | 0 | 0 | 0 | 0 | 0 | 0 | 0 | 0 |  | 0 | 0 | 0 | 0 | 0 | 0 | 0 | 0 | 0 | 0 | 105 | 80 | 0 | 0 | 1 | 0 | 0 | 0 | 0 | 0 | 0 | 0 | 0 | 0 | 0 | 0 | 0 | 0 | 0 | 0
SCE Metro | Pauda | 230 | 0 | 0 | 0 | 0 | 0 | 0 | 0 | 0 | 0 | 0 | 0 | 0 | 0 | 0 | 0 | 0 | 0 | 0 | 0 | 0 | 0 | 0 | 0 | 0 | 0 | 0 | 120 | 0 | 0 | 1 | 0 | 0 | 0 | 0 | 0 | 0 | 0 | 0 | 0 | 0 | 0 | 0 | 0 | 0 | [15 empty] | 0 | 0 | 0 | 0 | 0 | 0 | 0 | 0 | 0 | 0 | 0 | 0 | 0 | 0 | 0 |  | 0 | 0 | 0 | 0 | 0 | 0 | 0 | 0 | 0 | 0 | 0 | 120 | 0 | 0 | 1 | 0 | 0 | 0 | 0 | 0 | 0 | 0 | 0 | 0 | 0 | 0 | 0 | 0 | 0 | 0 | [14 empty] | 0 | 0 | 0 | 0 | 0 | 0 | 0 | 0 | 0 | 0 | 0 | 0 | 0 | 0 | [15 empty] | 0 | 0 | 0 | 0 | 0 | 0 | 0 | 0 | 0 | 0 | 0 | 0 | 0 | 0 | 0 |  | 0 | 0 | 0 | 0 | 0 | 0 | 0 | 0 | 0 | 0 | 0 | 120 | 0 | 0 | 1 | 0 | 0 | 0 | 0 | 0 | 0 | 0 | 0 | 0 | 0 | 0 | 0 | 0 | 0 | 0
PG&E GBA | Paul Sweet | 115 | 0 | 0 | 0 | 0 | 0 | 0 | 0 | 0 | 0 | 0 | 0 | 0 | 0 | 0 | 0 | 0 | 0 | 0 | 0 | 0 | 0 | 0 | 0 | 0 | 0 | 0 | 0 | 0 | 0 | 0 | 0 | 0 | 0 | 0 | 0 | 0 | 0 | 0 | 0 | 0 | 0 | 0 | 0 | 0 | [15 empty] | 0 | 0 | 0 | 0 | 0 | 0 | 0 | 0 | 0 | 0 | 0 | 0 | 0 | 0 | 0 |  | 0 | 0 | 0 | 0 | 0 | 0 | 0 | 0 | 0 | 0 | 0 | 0 | 0 | 0 | 0 | 0 | 0 | 0 | 0 | 0 | 0 | 0 | 0 | 0 | 0 | 0 | 0 | 0 | 0 | 0 | [14 empty] | 0 | 0 | 0 | 0 | 0 | 0 | 0 | 0 | 0 | 0 | 0 | 0 | 0 | 0 | [15 empty] | 0 | 0 | 0 | 0 | 0 | 0 | 0 | 0 | 0 | 0 | 0 | 0 | 0 | 0 | 0 |  | 0 | 0 | 0 | 0 | 0 | 0 | 0 | 0 | 0 | 0 | 0 | 0 | 0 | 0 | 0 | 0 | 0 | 0 | 0 | 0 | 0 | 0 | 0 | 0 | 0 | 0 | 0 | 0 | 0 | 0
PG&E NGBA | Peabody | 230 | 0 | 0 | 0 | 0 | 0 | 0 | 0 | 0 | 0 | 0 | 0 | 0 | 0 | 0 | 0 | 0 | 0 | 0 | 0 | 0 | 0 | 0 | 0 | 0 | 0 | 0 | 0 | 0 | 0 | 0 | 0 | 0 | 0 | 0 | 0 | 0 | 0 | 0 | 8 | 0 | 0 | 0 | 0 | 0 | [15 empty] | 0 | 0 | 0 | 0 | 0 | 0 | 0 | 0 | 0 | 8 | 0 | 0 | 0 | 0 | 0 |  | 0 | 0 | 0 | 0 | 0 | 0 | 0 | 0 | 8 | 0 | 0 | 0 | 0 | 0 | 1 | 0 | 0 | 0 | 0 | 0 | 0 | 0 | 0 | 0 | 0 | 0 | 0 | 0 | 0 | 0 | [14 empty] | 0 | 0 | 0 | 0 | 0 | 0 | 0 | 0 | 8 | 0 | 0 | 0 | 0 | 0 | [15 empty] | 0 | 0 | 0 | 0 | 0 | 0 | 0 | 0 | 0 | 8 | 0 | 0 | 0 | 0 | 0 |  | 0 | 0 | 0 | 0 | 0 | 0 | 0 | 0 | 8 | 0 | 0 | 0 | 0 | 0 | 1 | 0 | 0 | 0 | 0 | 0 | 0 | 0 | 0 | 0 | 0 | 0 | 0 | 0 | 0 | 0
PG&E NGBA | Pease | 115 | 0 | 0 | 0 | 0 | 0 | 0 | 0 | 0 | 0 | 0 | 0 | 0 | 0 | 0 | 0 | 0 | 0 | 0 | 0 | 0 | 0 | 0 | 0 | 0 | 0 | 0 | 0 | 0 | 0 | 0 | 0 | 0 | 0 | 0 | 0 | 0 | 0 | 0 | 0 | 0 | 0 | 0 | 0 | 0 | [15 empty] | 0 | 0 | 0 | 0 | 0 | 0 | 0 | 0 | 0 | 0 | 0 | 0 | 0 | 0 | 0 |  | 0 | 0 | 0 | 0 | 0 | 0 | 0 | 0 | 0 | 0 | 0 | 0 | 0 | 0 | 0 | 0 | 0 | 0 | 0 | 0 | 0 | 0 | 0 | 0 | 0 | 0 | 0 | 0 | 0 | 0 | [14 empty] | 0 | 0 | 0 | 0 | 0 | 0 | 0 | 0 | 0 | 0 | 0 | 0 | 0 | 0 | [15 empty] | 0 | 0 | 0 | 0 | 0 | 0 | 0 | 0 | 0 | 0 | 0 | 0 | 0 | 0 | 0 |  | 0 | 0 | 0 | 0 | 0 | 0 | 0 | 0 | 0 | 0 | 0 | 0 | 0 | 0 | 0 | 0 | 0 | 0 | 0 | 0 | 0 | 0 | 0 | 0 | 0 | 0 | 0 | 0 | 0 | 0
PG&E NGBA | Pease | 60 | 0 | 0 | 0 | 0 | 0 | 0 | 0 | 0 | 0 | 0 | 0 | 0 | 0 | 0 | 0 | 0 | 0 | 0 | 0 | 0 | 0 | 0 | 0 | 0 | 0 | 0 | 0 | 0 | 0 | 0 | 0 | 0 | 0 | 0 | 0 | 0 | 0 | 0 | 3 | 0 | 0 | 0 | 0 | 0 | [15 empty] | 0 | 0 | 0 | 0 | 0 | 0 | 0 | 0 | 0 | 3 | 0 | 0 | 0 | 0 | 0 |  | 0 | 0 | 0 | 0 | 0 | 0 | 0 | 0 | 3 | 0 | 0 | 0 | 0 | 0 | 1 | 0 | 0 | 0 | 0 | 0 | 0 | 0 | 0 | 0 | 0 | 0 | 0 | 0 | 0 | 0 | [14 empty] | 0 | 0 | 0 | 0 | 0 | 0 | 0 | 0 | 3 | 0 | 0 | 0 | 0 | 0 | [15 empty] | 0 | 0 | 0 | 0 | 0 | 0 | 0 | 0 | 0 | 3 | 0 | 0 | 0 | 0 | 0 |  | 0 | 0 | 0 | 0 | 0 | 0 | 0 | 0 | 3 | 0 | 0 | 0 | 0 | 0 | 1 | 0 | 0 | 0 | 0 | 0 | 0 | 0 | 0 | 0 | 0 | 0 | 0 | 0 | 0 | 0
SDGE | Penasquitos | 138 | 0 | 0 | 0 | 0 | 0 | 0 | 0 | 0 | 0 | 0 | 0 | 0 | 0 | 0 | 0 | 0 | 0 | 0 | 0 | 0 | 0 | 0 | 0 | 0 | 0 | 0 | 0 | 0 | 0 | 0 | 0 | 0 | 0 | 0 | 0 | 0 | 0 | 0 | 0 | 0 | 0 | 0 | 0 | 0 | [15 empty] | 0 | 0 | 0 | 0 | 0 | 0 | 0 | 0 | 0 | 0 | 0 | 0 | 0 | 0 | 0 |  | 0 | 0 | 0 | 0 | 0 | 0 | 0 | 0 | 0 | 0 | 0 | 0 | 0 | 0 | 0 | 0 | 0 | 0 | 0 | 0 | 0 | 0 | 0 | 0 | 0 | 0 | 0 | 0 | 0 | 0 | [14 empty] | 0 | 0 | 0 | 0 | 0 | 0 | 0 | 0 | 0 | 0 | 0 | 0 | 0 | 0 | [15 empty] | 0 | 0 | 0 | 0 | 0 | 0 | 0 | 0 | 0 | 0 | 0 | 0 | 0 | 0 | 0 |  | 0 | 0 | 0 | 0 | 0 | 0 | 0 | 0 | 0 | 0 | 0 | 0 | 0 | 0 | 0 | 0 | 0 | 0 | 0 | 0 | 0 | 0 | 0 | 0 | 0 | 0 | 0 | 0 | 0 | 0
SDGE | Penasquitos | 230 | 0 | 0 | 0 | 0 | 0 | 0 | 0 | 0 | 0 | 0 | 0 | 0 | 0 | 0 | 0 | 0 | 0 | 0 | 0 | 0 | 0 | 0 | 0 | 0 | 0 | 0 | 0 | 0 | 0 | 0 | 0 | 0 | 0 | 0 | 0 | 0 | 0 | 0 | 0 | 0 | 0 | 0 | 0 | 0 | [15 empty] | 0 | 0 | 0 | 0 | 0 | 0 | 0 | 0 | 0 | 0 | 0 | 0 | 0 | 0 | 0 |  | 0 | 0 | 0 | 0 | 0 | 0 | 0 | 0 | 0 | 0 | 0 | 0 | 0 | 0 | 0 | 0 | 0 | 0 | 0 | 0 | 0 | 0 | 0 | 0 | 0 | 0 | 0 | 0 | 0 | 0 | [14 empty] | 0 | 0 | 0 | 0 | 0 | 0 | 0 | 0 | 0 | 0 | 0 | 0 | 0 | 0 | [15 empty] | 0 | 0 | 0 | 0 | 0 | 0 | 0 | 0 | 0 | 0 | 0 | 0 | 0 | 0 | 0 |  | 0 | 0 | 0 | 0 | 0 | 0 | 0 | 0 | 0 | 0 | 0 | 0 | 0 | 0 | 0 | 0 | 0 | 0 | 0 | 0 | 0 | 0 | 0 | 0 | 0 | 0 | 0 | 0 | 0 | 0
SDGE | Penasquitos | 69 | 0 | 0 | 0 | 0 | 0 | 0 | 0 | 0 | 0 | 0 | 0 | 0 | 0 | 0 | 0 | 0 | 0 | 0 | 0 | 0 | 0 | 0 | 0 | 0 | 0 | 0 | 0 | 0 | 0 | 0 | 0 | 0 | 0 | 0 | 0 | 0 | 0 | 0 | 0 | 0 | 0 | 0 | 0 | 0 | [15 empty] | 0 | 0 | 0 | 0 | 0 | 0 | 0 | 0 | 0 | 0 | 0 | 0 | 0 | 0 | 0 |  | 0 | 0 | 0 | 0 | 0 | 0 | 0 | 0 | 0 | 0 | 0 | 0 | 0 | 0 | 0 | 0 | 0 | 0 | 0 | 0 | 0 | 0 | 0 | 0 | 0 | 0 | 0 | 0 | 0 | 0 | [14 empty] | 0 | 0 | 0 | 0 | 0 | 0 | 0 | 0 | 0 | 0 | 0 | 0 | 0 | 0 | [15 empty] | 0 | 0 | 0 | 0 | 0 | 0 | 0 | 0 | 0 | 0 | 0 | 0 | 0 | 0 | 0 |  | 0 | 0 | 0 | 0 | 0 | 0 | 0 | 0 | 0 | 0 | 0 | 0 | 0 | 0 | 0 | 0 | 0 | 0 | 0 | 0 | 0 | 0 | 0 | 0 | 0 | 0 | 0 | 0 | 0 | 0
SDGE | Pendleton | 69 | 0 | 0 | 0 | 0 | 0 | 0 | 0 | 0 | 0 | 0 | 0 | 0 | 50 | 0 | 1 | 0 | 0 | 0 | 0 | 0 | 0 | 0 | 0 | 0 | 0 | 0 | 0 | 50 | 0 | 1 | 0 | 0 | 0 | 0 | 0 | 0 | 0 | 0 | 0 | 0 | 0 | 0 | 0 | 0 | [15 empty] | 0 | 0 | 0 | 0 | 0 | 0 | 0 | 0 | 0 | 0 | 0 | 0 | 0 | 0 | 0 |  | 0 | 0 | 0 | 0 | 0 | 0 | 0 | 0 | 0 | 0 | 0 | 0 | 50 | 0 | 1 | 0 | 0 | 0 | 0 | 0 | 0 | 0 | 0 | 0 | 0 | 0 | 0 | 50 | 0 | 1 | [14 empty] | 0 | 0 | 0 | 0 | 0 | 0 | 0 | 0 | 0 | 0 | 0 | 0 | 0 | 0 | [15 empty] | 0 | 0 | 0 | 0 | 0 | 0 | 0 | 0 | 0 | 0 | 0 | 0 | 0 | 0 | 0 |  | 0 | 0 | 0 | 0 | 0 | 0 | 0 | 0 | 0 | 0 | 0 | 0 | 50 | 0 | 1 | 0 | 0 | 0 | 0 | 0 | 0 | 0 | 0 | 0 | 0 | 0 | 0 | 50 | 0 | 1
PG&E NGBA | Penngrove | 115 | 0 | 0 | 0 | 0 | 0 | 0 | 0 | 0 | 0 | 0 | 0 | 0 | 0 | 0 | 0 | 0 | 0 | 0 | 0 | 0 | 0 | 0 | 0 | 0 | 0 | 0 | 0 | 0 | 0 | 0 | 0 | 0 | 0 | 0 | 0 | 0 | 0 | 0 | 0 | 0 | 0 | 0 | 0 | 0 | [15 empty] | 0 | 0 | 0 | 0 | 0 | 0 | 0 | 0 | 0 | 0 | 0 | 0 | 0 | 0 | 0 |  | 0 | 0 | 0 | 0 | 0 | 0 | 0 | 0 | 0 | 0 | 0 | 0 | 0 | 0 | 0 | 0 | 0 | 0 | 0 | 0 | 0 | 0 | 0 | 0 | 0 | 0 | 0 | 0 | 0 | 0 | [14 empty] | 0 | 0 | 0 | 0 | 0 | 0 | 0 | 0 | 0 | 0 | 0 | 0 | 0 | 0 | [15 empty] | 0 | 0 | 0 | 0 | 0 | 0 | 0 | 0 | 0 | 0 | 0 | 0 | 0 | 0 | 0 |  | 0 | 0 | 0 | 0 | 0 | 0 | 0 | 0 | 0 | 0 | 0 | 0 | 0 | 0 | 0 | 0 | 0 | 0 | 0 | 0 | 0 | 0 | 0 | 0 | 0 | 0 | 0 | 0 | 0 | 0
PG&E GBA | Peoria | 115 | 0 | 0 | 0 | 0 | 0 | 0 | 0 | 0 | 0 | 0 | 0 | 0 | 0 | 0 | 0 | 0 | 0 | 0 | 0 | 0 | 0 | 0 | 0 | 0 | 0 | 0 | 0 | 0 | 0 | 0 | 0 | 1 | 0 | 0 | 0 | 0 | 0 | 0 | 0 | 0 | 0 | 0 | 0 | 0 | [15 empty] | 0 | 0 | 1 | 0 | 0 | 0 | 0 | 0 | 0 | 0 | 0 | 0 | 0 | 0 | 0 |  | 0 | 1 | 0 | 0 | 0 | 0 | 0 | 0 | 0 | 0 | 0 | 0 | 0 | 0 | 1 | 0 | 0 | 0 | 0 | 0 | 0 | 0 | 0 | 0 | 0 | 0 | 0 | 0 | 0 | 0 | [14 empty] | 0 | 1 | 0 | 0 | 0 | 0 | 0 | 0 | 0 | 0 | 0 | 0 | 0 | 0 | [15 empty] | 0 | 0 | 1 | 0 | 0 | 0 | 0 | 0 | 0 | 0 | 0 | 0 | 0 | 0 | 0 |  | 0 | 1 | 0 | 0 | 0 | 0 | 0 | 0 | 0 | 0 | 0 | 0 | 0 | 0 | 1 | 0 | 0 | 0 | 0 | 0 | 0 | 0 | 0 | 0 | 0 | 0 | 0 | 0 | 0 | 0
PG&E GBA | Piercy | 115 | 0 | 0 | 0 | 0 | 0 | 0 | 0 | 0 | 0 | 0 | 0 | 0 | 0 | 0 | 0 | 0 | 0 | 0 | 0 | 0 | 0 | 0 | 0 | 0 | 0 | 0 | 0 | 0 | 0 | 0 | 0 | 0 | 0 | 0 | 0 | 0 | 0 | 0 | 0 | 0 | 0 | 0 | 0 | 0 | [15 empty] | 0 | 0 | 0 | 0 | 0 | 0 | 0 | 0 | 0 | 0 | 0 | 0 | 0 | 0 | 0 |  | 0 | 0 | 0 | 0 | 0 | 0 | 0 | 0 | 0 | 0 | 0 | 0 | 0 | 0 | 0 | 0 | 0 | 0 | 0 | 0 | 0 | 0 | 0 | 0 | 0 | 0 | 0 | 0 | 0 | 0 | [14 empty] | 0 | 0 | 0 | 0 | 0 | 0 | 0 | 0 | 0 | 0 | 0 | 0 | 0 | 0 | [15 empty] | 0 | 0 | 0 | 0 | 0 | 0 | 0 | 0 | 0 | 0 | 0 | 0 | 0 | 0 | 0 |  | 0 | 0 | 0 | 0 | 0 | 0 | 0 | 0 | 0 | 0 | 0 | 0 | 0 | 0 | 0 | 0 | 0 | 0 | 0 | 0 | 0 | 0 | 0 | 0 | 0 | 0 | 0 | 0 | 0 | 0
PG&E FRESNO | Pine Flat | 230 | 0 | 0 | 0 | 0 | 0 | 0 | 0 | 0 | 0 | 0 | 0 | 0 | 0 | 0 | 0 | 0 | 0 | 0 | 0 | 0 | 0 | 0 | 0 | 0 | 0 | 0 | 0 | 0 | 0 | 0 | 0 | 0 | 0 | 0 | 0 | 0 | 0 | 0 | 0 | 0 | 0 | 0 | 0 | 0 | [15 empty] | 0 | 0 | 0 | 0 | 0 | 0 | 0 | 0 | 0 | 0 | 0 | 0 | 0 | 0 | 0 |  | 0 | 0 | 0 | 0 | 0 | 0 | 0 | 0 | 0 | 0 | 0 | 0 | 0 | 0 | 0 | 0 | 0 | 0 | 0 | 0 | 0 | 0 | 0 | 0 | 0 | 0 | 0 | 0 | 0 | 0 | [14 empty] | 0 | 0 | 0 | 0 | 0 | 0 | 0 | 0 | 0 | 0 | 0 | 0 | 0 | 0 | [15 empty] | 0 | 0 | 0 | 0 | 0 | 0 | 0 | 0 | 0 | 0 | 0 | 0 | 0 | 0 | 0 |  | 0 | 0 | 0 | 0 | 0 | 0 | 0 | 0 | 0 | 0 | 0 | 0 | 0 | 0 | 0 | 0 | 0 | 0 | 0 | 0 | 0 | 0 | 0 | 0 | 0 | 0 | 0 | 0 | 0 | 0
SCE NOL | Pisgah | 230 | 0 | 0 | 0 | 0 | 0 | 0 | 0 | 0 | 0 | 0 | 0 | 0 | 0 | 0 | 0 | 0 | 0 | 0 | 0 | 0 | 0 | 0 | 0 | 0 | 0 | 0 | 0 | 0 | 0 | 0 | 0 | 0 | 0 | 0 | 0 | 0 | 0 | 0 | 0 | 0 | 0 | 0 | 0 | 0 | [15 empty] | 0 | 0 | 0 | 0 | 0 | 0 | 0 | 0 | 0 | 0 | 0 | 0 | 0 | 0 | 0 |  | 0 | 0 | 0 | 0 | 0 | 0 | 0 | 0 | 0 | 0 | 0 | 0 | 0 | 0 | 0 | 0 | 0 | 0 | 0 | 0 | 0 | 0 | 0 | 0 | 0 | 0 | 0 | 0 | 0 | 0 | [9 empty] | 200 | 250 |  | 150 |  | 0 | 0 | 0 | 0 | 0 | 0 | 0 | 0 | 0 | 200 | 250 | 0 | 150 | 0 | [10 empty] | -100 | 150 |  | 55 |  | 1 | 0 | 0 | 0 | 0 | 0 | 0 | 0 | 0 | 0 | 100 | 400 | 0 | 205 | 0 |  | 0 | 0 | 0 | 0 | 0 | 0 | 0 | 0 | 0 | 100 | 400 | 0 | 205 | 0 | 1 | 0 | 0 | 0 | 0 | 0 | 0 | 0 | 0 | 0 | -100 | 150 | 0 | 55 | 0 | 1
PG&E NGBA | Pit 1 | 230 | 0 | 0 | 0 | 0 | 0 | 0 | 0 | 0 | 0 | 0 | 0 | 0 | 0 | 0 | 0 | 0 | 0 | 0 | 0 | 0 | 0 | 0 | 0 | 0 | 0 | 0 | 0 | 0 | 0 | 0 | 0 | 0 | 0 | 0 | 0 | 0 | 0 | 0 | 0 | 0 | 0 | 0 | 0 | 0 | [15 empty] | 0 | 0 | 0 | 0 | 0 | 0 | 0 | 0 | 0 | 0 | 0 | 0 | 0 | 0 | 0 |  | 0 | 0 | 0 | 0 | 0 | 0 | 0 | 0 | 0 | 0 | 0 | 0 | 0 | 0 | 0 | 0 | 0 | 0 | 0 | 0 | 0 | 0 | 0 | 0 | 0 | 0 | 0 | 0 | 0 | 0 | [14 empty] | 0 | 0 | 0 | 0 | 0 | 0 | 0 | 0 | 0 | 0 | 0 | 0 | 0 | 0 | [15 empty] | 0 | 0 | 0 | 0 | 0 | 0 | 0 | 0 | 0 | 0 | 0 | 0 | 0 | 0 | 0 |  | 0 | 0 | 0 | 0 | 0 | 0 | 0 | 0 | 0 | 0 | 0 | 0 | 0 | 0 | 0 | 0 | 0 | 0 | 0 | 0 | 0 | 0 | 0 | 0 | 0 | 0 | 0 | 0 | 0 | 0
PG&E NGBA | Pit 1 | 60 | 0 | 0 | 0 | 0 | 0 | 0 | 0 | 0 | 0 | 0 | 0 | 0 | 0 | 0 | 0 | 0 | 0 | 0 | 0 | 0 | 0 | 0 | 0 | 0 | 0 | 0 | 0 | 0 | 0 | 0 | 0 | 0 | 0 | 0 | 0 | 0 | 0 | 0 | 0 | 0 | 0 | 0 | 0 | 0 | [15 empty] | 0 | 0 | 0 | 0 | 0 | 0 | 0 | 0 | 0 | 0 | 0 | 0 | 0 | 0 | 0 |  | 0 | 0 | 0 | 0 | 0 | 0 | 0 | 0 | 0 | 0 | 0 | 0 | 0 | 0 | 0 | 0 | 0 | 0 | 0 | 0 | 0 | 0 | 0 | 0 | 0 | 0 | 0 | 0 | 0 | 0 | [14 empty] | 0 | 0 | 0 | 0 | 0 | 0 | 0 | 0 | 0 | 0 | 0 | 0 | 0 | 0 | [15 empty] | 0 | 0 | 0 | 0 | 0 | 0 | 0 | 0 | 0 | 0 | 0 | 0 | 0 | 0 | 0 |  | 0 | 0 | 0 | 0 | 0 | 0 | 0 | 0 | 0 | 0 | 0 | 0 | 0 | 0 | 0 | 0 | 0 | 0 | 0 | 0 | 0 | 0 | 0 | 0 | 0 | 0 | 0 | 0 | 0 | 0
PG&E NGBA | Pit 3 | 230 | 0 | 0 | 0 | 0 | 0 | 0 | 0 | 0 | 0 | 0 | 0 | 0 | 0 | 0 | 0 | 0 | 0 | 0 | 0 | 0 | 0 | 0 | 0 | 0 | 0 | 0 | 0 | 0 | 0 | 0 | 0 | 0 | 0 | 0 | 0 | 0 | 0 | 0 | 0 | 0 | 0 | 0 | 0 | 0 | [15 empty] | 0 | 0 | 0 | 0 | 0 | 0 | 0 | 0 | 0 | 0 | 0 | 0 | 0 | 0 | 0 |  | 0 | 0 | 0 | 0 | 0 | 0 | 0 | 0 | 0 | 0 | 0 | 0 | 0 | 0 | 0 | 0 | 0 | 0 | 0 | 0 | 0 | 0 | 0 | 0 | 0 | 0 | 0 | 0 | 0 | 0 | [14 empty] | 0 | 0 | 0 | 0 | 0 | 0 | 0 | 0 | 0 | 0 | 0 | 0 | 0 | 0 | [15 empty] | 0 | 0 | 0 | 0 | 0 | 0 | 0 | 0 | 0 | 0 | 0 | 0 | 0 | 0 | 0 |  | 0 | 0 | 0 | 0 | 0 | 0 | 0 | 0 | 0 | 0 | 0 | 0 | 0 | 0 | 0 | 0 | 0 | 0 | 0 | 0 | 0 | 0 | 0 | 0 | 0 | 0 | 0 | 0 | 0 | 0
PG&E NGBA | Pit 4 | 230 | 0 | 0 | 0 | 0 | 0 | 0 | 0 | 0 | 0 | 0 | 0 | 0 | 0 | 0 | 0 | 0 | 0 | 0 | 0 | 0 | 0 | 0 | 0 | 0 | 0 | 0 | 0 | 0 | 0 | 0 | 0 | 0 | 0 | 0 | 0 | 0 | 0 | 0 | 0 | 0 | 0 | 0 | 0 | 0 | [15 empty] | 0 | 0 | 0 | 0 | 0 | 0 | 0 | 0 | 0 | 0 | 0 | 0 | 0 | 0 | 0 |  | 0 | 0 | 0 | 0 | 0 | 0 | 0 | 0 | 0 | 0 | 0 | 0 | 0 | 0 | 0 | 0 | 0 | 0 | 0 | 0 | 0 | 0 | 0 | 0 | 0 | 0 | 0 | 0 | 0 | 0 | [14 empty] | 0 | 0 | 0 | 0 | 0 | 0 | 0 | 0 | 0 | 0 | 0 | 0 | 0 | 0 | [15 empty] | 0 | 0 | 0 | 0 | 0 | 0 | 0 | 0 | 0 | 0 | 0 | 0 | 0 | 0 | 0 |  | 0 | 0 | 0 | 0 | 0 | 0 | 0 | 0 | 0 | 0 | 0 | 0 | 0 | 0 | 0 | 0 | 0 | 0 | 0 | 0 | 0 | 0 | 0 | 0 | 0 | 0 | 0 | 0 | 0 | 0
PG&E GBA | Pittsburg | 115 | 0 | 0 | 0 | 0 | 0 | 0 | 0 | 0 | 0 | 0 | 0 | 0 | 0 | 0 | 0 | 0 | 0 | 0 | 0 | 0 | 0 | 0 | 0 | 0 | 0 | 0 | 0 | 0 | 0 | 0 | 0 | 0 | 0 | 0 | 0 | 0 | 0 | 0 | 0 | 0 | 0 | 0 | 0 | 0 | [15 empty] | 0 | 0 | 0 | 0 | 0 | 0 | 0 | 0 | 0 | 0 | 0 | 0 | 0 | 0 | 0 |  | 0 | 0 | 0 | 0 | 0 | 0 | 0 | 0 | 0 | 0 | 0 | 0 | 0 | 0 | 0 | 0 | 0 | 0 | 0 | 0 | 0 | 0 | 0 | 0 | 0 | 0 | 0 | 0 | 0 | 0 | [14 empty] | 0 | 0 | 0 | 0 | 0 | 0 | 0 | 0 | 0 | 0 | 0 | 0 | 0 | 0 | [13 empty] | 75 |  | 1 | 0 | 0 | 0 | 0 | 0 | 0 | 0 | 0 | 0 | 0 | 0 | 0 | 75 | 0 |  | 0 | 0 | 0 | 0 | 0 | 0 | 0 | 0 | 0 | 0 | 0 | 0 | 75 | 0 | 1 | 0 | 0 | 0 | 0 | 0 | 0 | 0 | 0 | 0 | 0 | 0 | 0 | 75 | 0 | 1
PG&E GBA | Pittsburg | 230 | 0 | 0 | 0 | 0 | 0 | 0 | 0 | 0 | 0 | 0 | 0 | 0 | 0 | 0 | 0 | 0 | 0 | 0 | 0 | 0 | 0 | 0 | 0 | 0 | 0 | 0 | 0 | 0 | 0 | 0 | 0 | 0 | 0 | 0 | 0 | 0 | 0 | 0 | 0 | 0 | 0 | 0 | 0 | 0 | [15 empty] | 0 | 0 | 0 | 0 | 0 | 0 | 0 | 0 | 0 | 0 | 0 | 0 | 0 | 0 | 0 |  | 0 | 0 | 0 | 0 | 0 | 0 | 0 | 0 | 0 | 0 | 0 | 0 | 0 | 0 | 0 | 0 | 0 | 0 | 0 | 0 | 0 | 0 | 0 | 0 | 0 | 0 | 0 | 0 | 0 | 0 | [14 empty] | 0 | 0 | 0 | 0 | 0 | 0 | 0 | 0 | 0 | 0 | 0 | 0 | 0 | 0 | [13 empty] | 175 |  | 1 | 0 | 0 | 0 | 0 | 0 | 0 | 0 | 0 | 0 | 0 | 0 | 0 | 175 | 0 |  | 0 | 0 | 0 | 0 | 0 | 0 | 0 | 0 | 0 | 0 | 0 | 0 | 175 | 0 | 1 | 0 | 0 | 0 | 0 | 0 | 0 | 0 | 0 | 0 | 0 | 0 | 0 | 175 | 0 | 1
PG&E NGBA | Pleasant Grove | 115 | 0 | 0 | 0 | 0 | 0 | 0 | 0 | 0 | 0 | 0 | 0 | 0 | 0 | 0 | 0 | 0 | 0 | 0 | 0 | 0 | 0 | 0 | 0 | 0 | 0 | 0 | 0 | 0 | 0 | 0 | 0 | 0 | 0 | 0 | 0 | 0 | 0 | 0 | 0 | 0 | 0 | 0 | 0 | 0 | [15 empty] | 0 | 0 | 0 | 0 | 0 | 0 | 0 | 0 | 0 | 0 | 0 | 0 | 0 | 0 | 0 |  | 0 | 0 | 0 | 0 | 0 | 0 | 0 | 0 | 0 | 0 | 0 | 0 | 0 | 0 | 0 | 0 | 0 | 0 | 0 | 0 | 0 | 0 | 0 | 0 | 0 | 0 | 0 | 0 | 0 | 0 | [14 empty] | 0 | 0 | 0 | 0 | 0 | 0 | 0 | 0 | 0 | 0 | 0 | 0 | 0 | 0 | [15 empty] | 0 | 0 | 0 | 0 | 0 | 0 | 0 | 0 | 0 | 0 | 0 | 0 | 0 | 0 | 0 |  | 0 | 0 | 0 | 0 | 0 | 0 | 0 | 0 | 0 | 0 | 0 | 0 | 0 | 0 | 0 | 0 | 0 | 0 | 0 | 0 | 0 | 0 | 0 | 0 | 0 | 0 | 0 | 0 | 0 | 0
PG&E NGBA | POE | 230 | 0 | 0 | 0 | 0 | 0 | 0 | 0 | 0 | 0 | 0 | 0 | 0 | 0 | 0 | 0 | 0 | 0 | 0 | 0 | 0 | 0 | 0 | 0 | 0 | 0 | 0 | 0 | 0 | 0 | 0 | 0 | 0 | 0 | 0 | 0 | 0 | 0 | 0 | 0 | 0 | 0 | 0 | 0 | 0 | [15 empty] | 0 | 0 | 0 | 0 | 0 | 0 | 0 | 0 | 0 | 0 | 0 | 0 | 0 | 0 | 0 |  | 0 | 0 | 0 | 0 | 0 | 0 | 0 | 0 | 0 | 0 | 0 | 0 | 0 | 0 | 0 | 0 | 0 | 0 | 0 | 0 | 0 | 0 | 0 | 0 | 0 | 0 | 0 | 0 | 0 | 0 | [14 empty] | 0 | 0 | 0 | 0 | 0 | 0 | 0 | 0 | 0 | 0 | 0 | 0 | 0 | 0 | [15 empty] | 0 | 0 | 0 | 0 | 0 | 0 | 0 | 0 | 0 | 0 | 0 | 0 | 0 | 0 | 0 |  | 0 | 0 | 0 | 0 | 0 | 0 | 0 | 0 | 0 | 0 | 0 | 0 | 0 | 0 | 0 | 0 | 0 | 0 | 0 | 0 | 0 | 0 | 0 | 0 | 0 | 0 | 0 | 0 | 0 | 0
SDGE | Point Loma | 69 | 0 | 0 | 0 | 0 | 0 | 0 | 0 | 0 | 0 | 0 | 0 | 0 | 0 | 0 | 0 | 0 | 0 | 0 | 0 | 0 | 0 | 0 | 0 | 0 | 0 | 0 | 0 | 0 | 0 | 0 | 0 | 0 | 0 | 0 | 0 | 0 | 0 | 0 | 0 | 0 | 0 | 0 | 0 | 0 | [15 empty] | 0 | 0 | 0 | 0 | 0 | 0 | 0 | 0 | 0 | 0 | 0 | 0 | 0 | 0 | 0 |  | 0 | 0 | 0 | 0 | 0 | 0 | 0 | 0 | 0 | 0 | 0 | 0 | 0 | 0 | 0 | 0 | 0 | 0 | 0 | 0 | 0 | 0 | 0 | 0 | 0 | 0 | 0 | 0 | 0 | 0 | [14 empty] | 0 | 0 | 0 | 0 | 0 | 0 | 0 | 0 | 0 | 0 | 0 | 0 | 0 | 0 | [15 empty] | 0 | 0 | 0 | 0 | 0 | 0 | 0 | 0 | 0 | 0 | 0 | 0 | 0 | 0 | 0 |  | 0 | 0 | 0 | 0 | 0 | 0 | 0 | 0 | 0 | 0 | 0 | 0 | 0 | 0 | 0 | 0 | 0 | 0 | 0 | 0 | 0 | 0 | 0 | 0 | 0 | 0 | 0 | 0 | 0 | 0
SDGE | Pomerado | 69 | 0 | 0 | 0 | 0 | 0 | 0 | 0 | 0 | 0 | 0 | 0 | 0 | 0 | 0 | 0 | 0 | 0 | 0 | 0 | 0 | 0 | 0 | 0 | 0 | 0 | 0 | 100 | 0 | 0 | 1 | 0 | 0 | 0 | 0 | 0 | 0 | 0 | 0 | 0 | 0 | 0 | 0 | 0 | 0 | [15 empty] | 0 | 0 | 0 | 0 | 0 | 0 | 0 | 0 | 0 | 0 | 0 | 0 | 0 | 0 | 0 |  | 0 | 0 | 0 | 0 | 0 | 0 | 0 | 0 | 0 | 0 | 0 | 100 | 0 | 0 | 1 | 0 | 0 | 0 | 0 | 0 | 0 | 0 | 0 | 0 | 0 | 0 | 0 | 0 | 0 | 0 | [14 empty] | 0 | 0 | 0 | 0 | 0 | 0 | 0 | 0 | 0 | 0 | 0 | 0 | 0 | 0 | [15 empty] | 0 | 0 | 0 | 0 | 0 | 0 | 0 | 0 | 0 | 0 | 0 | 0 | 0 | 0 | 0 |  | 0 | 0 | 0 | 0 | 0 | 0 | 0 | 0 | 0 | 0 | 0 | 100 | 0 | 0 | 1 | 0 | 0 | 0 | 0 | 0 | 0 | 0 | 0 | 0 | 0 | 0 | 0 | 0 | 0 | 0
PG&E KERN | Poso Mountain | 115 | 0 | 0 | 0 | 0 | 0 | 0 | 0 | 0 | 0 | 0 | 0 | 0 | 0 | 0 | 0 | 0 | 0 | 0 | 0 | 0 | 0 | 0 | 0 | 0 | 0 | 0 | 0 | 0 | 0 | 0 | 0 | 0 | 0 | 0 | 0 | 0 | 0 | 0 | 0 | 0 | 0 | 0 | 0 | 0 | [15 empty] | 0 | 0 | 0 | 0 | 0 | 0 | 0 | 0 | 0 | 0 | 0 | 0 | 0 | 0 | 0 |  | 0 | 0 | 0 | 0 | 0 | 0 | 0 | 0 | 0 | 0 | 0 | 0 | 0 | 0 | 0 | 0 | 0 | 0 | 0 | 0 | 0 | 0 | 0 | 0 | 0 | 0 | 0 | 0 | 0 | 0 | [14 empty] | 0 | 0 | 0 | 0 | 0 | 0 | 0 | 0 | 0 | 0 | 0 | 0 | 0 | 0 | [15 empty] | 0 | 0 | 0 | 0 | 0 | 0 | 0 | 0 | 0 | 0 | 0 | 0 | 0 | 0 | 0 |  | 0 | 0 | 0 | 0 | 0 | 0 | 0 | 0 | 0 | 0 | 0 | 0 | 0 | 0 | 0 | 0 | 0 | 0 | 0 | 0 | 0 | 0 | 0 | 0 | 0 | 0 | 0 | 0 | 0 | 0
EOP | Primm | 230 | 0 | 0 | 0 | 0 | 0 | 0 | 0 | 0 | 0 | 0 | 0 | 0 | 0 | 0 | 0 | 0 | 0 | 0 | 0 | 0 | 0 | 0 | 0 | 0 | 0 | 0 | 200 | 0 | 0 | 1 | 0 | 0 | 0 | 0 | 0 | 0 | 0 | 0 | 0 | 0 | 0 | 0 | 0 | 0 | [15 empty] | 0 | 0 | 0 | 0 | 0 | 0 | 0 | 0 | 0 | 0 | 0 | 0 | 0 | 0 | 0 |  | 0 | 0 | 0 | 0 | 0 | 0 | 0 | 0 | 0 | 0 | 0 | 200 | 0 | 0 | 1 | 0 | 0 | 0 | 0 | 0 | 0 | 0 | 0 | 0 | 0 | 0 | 0 | 0 | 0 | 0 | [14 empty] | 0 | 0 | 0 | 0 | 0 | 0 | 0 | 0 | 0 | 0 | 0 | 0 | 0 | 0 | [15 empty] | 0 | 0 | 0 | 0 | 0 | 0 | 0 | 0 | 0 | 0 | 0 | 0 | 0 | 0 | 0 |  | 0 | 0 | 0 | 0 | 0 | 0 | 0 | 0 | 0 | 0 | 0 | 200 | 0 | 0 | 1 | 0 | 0 | 0 | 0 | 0 | 0 | 0 | 0 | 0 | 0 | 0 | 0 | 0 | 0 | 0
PG&E NGBA | Putah Creek | 115 | 0 | 0 | 0 | 0 | 0 | 0 | 0 | 0 | 0 | 0 | 0 | 0 | 0 | 0 | 0 | 0 | 0 | 0 | 0 | 0 | 0 | 0 | 0 | 0 | 0 | 3 | 3 | 0 | 0 | 1 | 0 | 0 | 0 | 0 | 0 | 0 | 0 | 0 | 4.3 | 0 | 0 | 0 | 0 | 0 | [15 empty] | 0 | 0 | 0 | 0 | 0 | 0 | 0 | 0 | 0 | 4.3 | 0 | 0 | 0 | 0 | 0 |  | 0 | 0 | 0 | 0 | 0 | 0 | 0 | 0 | 4.3 | 0 | 3 | 3 | 0 | 0 | 1 | 0 | 0 | 0 | 0 | 0 | 0 | 0 | 0 | 0 | 0 | 0 | 0 | 0 | 0 | 0 | [14 empty] | 0 | 0 | 0 | 0 | 0 | 0 | 0 | 0 | 4.3 | 0 | 0 | 0 | 0 | 0 | [15 empty] | 0 | 0 | 0 | 0 | 0 | 0 | 0 | 0 | 0 | 4.3 | 0 | 0 | 0 | 0 | 0 |  | 0 | 0 | 0 | 0 | 0 | 0 | 0 | 0 | 4.3 | 0 | 3 | 3 | 0 | 0 | 1 | 0 | 0 | 0 | 0 | 0 | 0 | 0 | 0 | 0 | 0 | 0 | 0 | 0 | 0 | 0
SDGE | Q1806 | 138 | 0 | 0 | 0 | 0 | 0 | 0 | 0 | 0 | 0 | 0 | 0 | 0 | 0 | 0 | 0 | 0 | 0 | 0 | 0 | 0 | 0 | 0 | 0 | 0 | 0 | 0 | 0 | 0 | 0 | 0 | 0 | 0 | 0 | 0 | 0 | 0 | 0 | 0 | 0 | 0 | 0 | 0 | 0 | 0 | [15 empty] | 0 | 0 | 0 | 0 | 0 | 0 | 0 | 0 | 0 | 0 | 0 | 0 | 0 | 0 | 0 |  | 0 | 0 | 0 | 0 | 0 | 0 | 0 | 0 | 0 | 0 | 0 | 0 | 0 | 0 | 0 | 0 | 0 | 0 | 0 | 0 | 0 | 0 | 0 | 0 | 0 | 0 | 0 | 0 | 0 | 0 | [14 empty] | 0 | 0 | 0 | 0 | 0 | 0 | 0 | 0 | 0 | 0 | 0 | 0 | 0 | 0 | [15 empty] | 0 | 0 | 0 | 0 | 0 | 0 | 0 | 0 | 0 | 0 | 0 | 0 | 0 | 0 | 0 |  | 0 | 0 | 0 | 0 | 0 | 0 | 0 | 0 | 0 | 0 | 0 | 0 | 0 | 0 | 0 | 0 | 0 | 0 | 0 | 0 | 0 | 0 | 0 | 0 | 0 | 0 | 0 | 0 | 0 | 0
PG&E FRESNO | Quinto | 230 | 0 | 0 | 0 | 0 | 0 | 0 | 0 | 0 | 0 | 0 | 0 | 0 | 0 | 0 | 0 | 0 | 0 | 0 | 0 | 0 | 0 | 0 | 0 | 0 | 0 | 0 | 0 | 0 | 0 | 0 | 0 | 0 | 0 | 0 | 0 | 0 | 0 | 0 | 0 | 10 | 140 | 0 | 50 | 0 | [15 empty] | 0 | 0 | 0 | 0 | 0 | 0 | 0 | 0 | 0 | 0 | 10 | 140 | 0 | 50 | 0 |  | 0 | 0 | 0 | 0 | 0 | 0 | 0 | 0 | 0 | 10 | 140 | 0 | 50 | 0 | 1 | 0 | 0 | 0 | 0 | 0 | 0 | 0 | 0 | 0 | 0 | 0 | 0 | 0 | 0 | 0 | [9 empty] | 150 | 150 |  | 50 |  | 0 | 0 | 0 | 0 | 0 | 0 | 0 | 0 | 0 | 160 | 290 | 0 | 100 | 0 | [15 empty] | 0 | 0 | 0 | 0 | 0 | 0 | 0 | 0 | 0 | 0 | 160 | 290 | 0 | 100 | 0 |  | 0 | 0 | 0 | 0 | 0 | 0 | 0 | 0 | 0 | 160 | 290 | 0 | 100 | 0 | 1 | 0 | 0 | 0 | 0 | 0 | 0 | 0 | 0 | 0 | 0 | 0 | 0 | 0 | 0 | 0
PG&E GBA | Race Track | 115 | 0 | 0 | 0 | 0 | 0 | 0 | 0 | 0 | 0 | 0 | 0 | 0 | 0 | 0 | 0 | 0 | 0 | 0 | 0 | 0 | 0 | 0 | 0 | 0 | 0 | 0 | 0 | 0 | 0 | 0 | 0 | 0 | 0 | 0 | 0 | 0 | 0 | 0 | 0 | 0 | 0 | 0 | 0 | 0 | [15 empty] | 0 | 0 | 0 | 0 | 0 | 0 | 0 | 0 | 0 | 0 | 0 | 0 | 0 | 0 | 0 |  | 0 | 0 | 0 | 0 | 0 | 0 | 0 | 0 | 0 | 0 | 0 | 0 | 0 | 0 | 0 | 0 | 0 | 0 | 0 | 0 | 0 | 0 | 0 | 0 | 0 | 0 | 0 | 0 | 0 | 0 | [14 empty] | 0 | 0 | 0 | 0 | 0 | 0 | 0 | 0 | 0 | 0 | 0 | 0 | 0 | 0 | [15 empty] | 0 | 0 | 0 | 0 | 0 | 0 | 0 | 0 | 0 | 0 | 0 | 0 | 0 | 0 | 0 |  | 0 | 0 | 0 | 0 | 0 | 0 | 0 | 0 | 0 | 0 | 0 | 0 | 0 | 0 | 0 | 0 | 0 | 0 | 0 | 0 | 0 | 0 | 0 | 0 | 0 | 0 | 0 | 0 | 0 | 0
SDGE | Rancho Mission Viejo | 138 | 0 | 0 | 0 | 0 | 0 | 0 | 0 | 0 | 0 | 0 | 0 | 0 | 0 | 0 | 0 | 0 | 0 | 0 | 0 | 0 | 0 | 0 | 0 | 0 | 0 | 0 | 0 | 0 | 0 | 0 | 0 | 0 | 0 | 0 | 0 | 0 | 0 | 0 | 0 | 0 | 0 | 0 | 0 | 0 | [15 empty] | 0 | 0 | 0 | 0 | 0 | 0 | 0 | 0 | 0 | 0 | 0 | 0 | 0 | 0 | 0 |  | 0 | 0 | 0 | 0 | 0 | 0 | 0 | 0 | 0 | 0 | 0 | 0 | 0 | 0 | 0 | 0 | 0 | 0 | 0 | 0 | 0 | 0 | 0 | 0 | 0 | 0 | 0 | 0 | 0 | 0 | [14 empty] | 0 | 0 | 0 | 0 | 0 | 0 | 0 | 0 | 0 | 0 | 0 | 0 | 0 | 0 | [15 empty] | 0 | 0 | 0 | 0 | 0 | 0 | 0 | 0 | 0 | 0 | 0 | 0 | 0 | 0 | 0 |  | 0 | 0 | 0 | 0 | 0 | 0 | 0 | 0 | 0 | 0 | 0 | 0 | 0 | 0 | 0 | 0 | 0 | 0 | 0 | 0 | 0 | 0 | 0 | 0 | 0 | 0 | 0 | 0 | 0 | 0
PG&E GBA | Rancho Seco | 230 | 0 | 0 | 0 | 0 | 0 | 0 | 0 | 0 | 0 | 0 | 0 | 0 | 0 | 0 | 0 | 0 | 0 | 0 | 0 | 0 | 0 | 0 | 0 | 0 | 0 | 0 | 0 | 0 | 0 | 0 | 0 | 0 | 0 | 0 | 0 | 0 | 0 | 0 | 0 | 0 | 0 | 0 | 0 | 0 | [15 empty] | 0 | 0 | 0 | 0 | 0 | 0 | 0 | 0 | 0 | 0 | 0 | 0 | 0 | 0 | 0 |  | 0 | 0 | 0 | 0 | 0 | 0 | 0 | 0 | 0 | 0 | 0 | 0 | 0 | 0 | 0 | 0 | 0 | 0 | 0 | 0 | 0 | 0 | 0 | 0 | 0 | 0 | 0 | 0 | 0 | 0 | [14 empty] | 0 | 0 | 0 | 0 | 0 | 0 | 0 | 0 | 0 | 0 | 0 | 0 | 0 | 0 | [15 empty] | 0 | 0 | 0 | 0 | 0 | 0 | 0 | 0 | 0 | 0 | 0 | 0 | 0 | 0 | 0 |  | 0 | 0 | 0 | 0 | 0 | 0 | 0 | 0 | 0 | 0 | 0 | 0 | 0 | 0 | 0 | 0 | 0 | 0 | 0 | 0 | 0 | 0 | 0 | 0 | 0 | 0 | 0 | 0 | 0 | 0
SCE Metro | Rancho Vista | 230 | 0 | 0 | 0 | 0 | 0 | 0 | 0 | 0 | 0 | 0 | 0 | 0 | 0 | 0 | 0 | 0 | 0 | 0 | 0 | 0 | 0 | 0 | 0 | 0 | 0 | 0 | 0 | 0 | 0 | 0 | 0 | 0 | 0 | 0 | 0 | 0 | 0 | 0 | 0 | 0 | 0 | 0 | 0 | 0 | [15 empty] | 0 | 0 | 0 | 0 | 0 | 0 | 0 | 0 | 0 | 0 | 0 | 0 | 0 | 0 | 0 |  | 0 | 0 | 0 | 0 | 0 | 0 | 0 | 0 | 0 | 0 | 0 | 0 | 0 | 0 | 0 | 0 | 0 | 0 | 0 | 0 | 0 | 0 | 0 | 0 | 0 | 0 | 0 | 0 | 0 | 0 | [14 empty] | 0 | 0 | 0 | 0 | 0 | 0 | 0 | 0 | 0 | 0 | 0 | 0 | 0 | 0 | [15 empty] | 0 | 0 | 0 | 0 | 0 | 0 | 0 | 0 | 0 | 0 | 0 | 0 | 0 | 0 | 0 |  | 0 | 0 | 0 | 0 | 0 | 0 | 0 | 0 | 0 | 0 | 0 | 0 | 0 | 0 | 0 | 0 | 0 | 0 | 0 | 0 | 0 | 0 | 0 | 0 | 0 | 0 | 0 | 0 | 0 | 0
SCE Metro | Rancho Vista | 500 | 0 | 0 | 0 | 0 | 0 | 0 | 0 | 0 | 0 | 0 | 0 | 0 | 0 | 0 | 0 | 0 | 0 | 0 | 0 | 0 | 0 | 0 | 0 | 0 | 0 | 0 | 0 | 0 | 0 | 0 | 0 | 0 | 0 | 0 | 0 | 0 | 0 | 0 | 0 | 0 | 0 | 0 | 0 | 0 | [15 empty] | 0 | 0 | 0 | 0 | 0 | 0 | 0 | 0 | 0 | 0 | 0 | 0 | 0 | 0 | 0 |  | 0 | 0 | 0 | 0 | 0 | 0 | 0 | 0 | 0 | 0 | 0 | 0 | 0 | 0 | 0 | 0 | 0 | 0 | 0 | 0 | 0 | 0 | 0 | 0 | 0 | 0 | 0 | 0 | 0 | 0 | [14 empty] | 0 | 0 | 0 | 0 | 0 | 0 | 0 | 0 | 0 | 0 | 0 | 0 | 0 | 0 | [15 empty] | 0 | 0 | 0 | 0 | 0 | 0 | 0 | 0 | 0 | 0 | 0 | 0 | 0 | 0 | 0 |  | 0 | 0 | 0 | 0 | 0 | 0 | 0 | 0 | 0 | 0 | 0 | 0 | 0 | 0 | 0 | 0 | 0 | 0 | 0 | 0 | 0 | 0 | 0 | 0 | 0 | 0 | 0 | 0 | 0 | 0
SCE NOL | Ransburg | 115 | 0 | 0 | 0 | 0 | 0 | 0 | 0 | 0 | 0 | 0 | 0 | 0 | 0 | 0 | 0 | 0 | 0 | 0 | 0 | 0 | 0 | 0 | 0 | 0 | 0 | 0 | 0 | 0 | 0 | 0 | 0 | 0 | 0 | 0 | 0 | 0 | 0 | 0 | 3.3 | 0 | 0 | 0 | 0 | 0 | [15 empty] | 0 | 0 | 0 | 0 | 0 | 0 | 0 | 0 | 0 | 3.3 | 0 | 0 | 0 | 0 | 0 |  | 0 | 0 | 0 | 0 | 0 | 0 | 0 | 0 | 3.3 | 0 | 0 | 0 | 0 | 0 | 1 | 0 | 0 | 0 | 0 | 0 | 0 | 0 | 0 | 0 | 0 | 0 | 0 | 0 | 0 | 0 | [14 empty] | 0 | 0 | 0 | 0 | 0 | 0 | 0 | 0 | 3.3 | 0 | 0 | 0 | 0 | 0 | [15 empty] | 0 | 0 | 0 | 0 | 0 | 0 | 0 | 0 | 0 | 3.3 | 0 | 0 | 0 | 0 | 0 |  | 0 | 0 | 0 | 0 | 0 | 0 | 0 | 0 | 3.3 | 0 | 0 | 0 | 0 | 0 | 1 | 0 | 0 | 0 | 0 | 0 | 0 | 0 | 0 | 0 | 0 | 0 | 0 | 0 | 0 | 0
PG&E GBA | Ravenswood | 115 | 0 | 0 | 0 | 0 | 0 | 0 | 0 | 0 | 0 | 0 | 0 | 0 | 0 | 0 | 0 | 0 | 0 | 0 | 0 | 0 | 0 | 0 | 0 | 0 | 0 | 0 | 0 | 0 | 0 | 0 | 0 | 0 | 0 | 0 | 0 | 0 | 0 | 0 | 0 | 0 | 0 | 0 | 0 | 0 | [15 empty] | 0 | 0 | 0 | 0 | 0 | 0 | 0 | 0 | 0 | 0 | 0 | 0 | 0 | 0 | 0 |  | 0 | 0 | 0 | 0 | 0 | 0 | 0 | 0 | 0 | 0 | 0 | 0 | 0 | 0 | 0 | 0 | 0 | 0 | 0 | 0 | 0 | 0 | 0 | 0 | 0 | 0 | 0 | 0 | 0 | 0 | [14 empty] | 0 | 0 | 0 | 0 | 0 | 0 | 0 | 0 | 0 | 0 | 0 | 0 | 0 | 0 | [15 empty] | 0 | 0 | 0 | 0 | 0 | 0 | 0 | 0 | 0 | 0 | 0 | 0 | 0 | 0 | 0 |  | 0 | 0 | 0 | 0 | 0 | 0 | 0 | 0 | 0 | 0 | 0 | 0 | 0 | 0 | 0 | 0 | 0 | 0 | 0 | 0 | 0 | 0 | 0 | 0 | 0 | 0 | 0 | 0 | 0 | 0
PG&E GBA | Ravenswood | 230 | 0 | 0 | 0 | 0 | 0 | 0 | 0 | 0 | 0 | 0 | 0 | 0 | 0 | 0 | 0 | 0 | 0 | 0 | 0 | 0 | 0 | 0 | 0 | 0 | 0 | 0 | 0 | 0 | 0 | 0 | 0 | 0 | 0 | 0 | 0 | 0 | 0 | 0 | 0 | 0 | 0 | 0 | 0 | 0 | [15 empty] | 0 | 0 | 0 | 0 | 0 | 0 | 0 | 0 | 0 | 0 | 0 | 0 | 0 | 0 | 0 |  | 0 | 0 | 0 | 0 | 0 | 0 | 0 | 0 | 0 | 0 | 0 | 0 | 0 | 0 | 0 | 0 | 0 | 0 | 0 | 0 | 0 | 0 | 0 | 0 | 0 | 0 | 0 | 0 | 0 | 0 | [14 empty] | 0 | 0 | 0 | 0 | 0 | 0 | 0 | 0 | 0 | 0 | 0 | 0 | 0 | 0 | [15 empty] | 0 | 0 | 0 | 0 | 0 | 0 | 0 | 0 | 0 | 0 | 0 | 0 | 0 | 0 | 0 |  | 0 | 0 | 0 | 0 | 0 | 0 | 0 | 0 | 0 | 0 | 0 | 0 | 0 | 0 | 0 | 0 | 0 | 0 | 0 | 0 | 0 | 0 | 0 | 0 | 0 | 0 | 0 | 0 | 0 | 0
SCE Northern | Rector | 230 | 0 | 0 | 0 | 0 | 0 | 0 | 0 | 0 | 0 | 0 | 0 | 0 | 0 | 0 | 0 | 0 | 0 | 0 | 0 | 0 | 0 | 0 | 0 | 15 | 0 | 0 | 0 | 0 | 0 | 1 | 0 | 0 | 0 | 0 | 0 | 0 | 0 | 0 | 0 | 0 | 0 | 0 | 0 | 0 | [15 empty] | 0 | 0 | 0 | 0 | 0 | 0 | 0 | 0 | 0 | 0 | 0 | 0 | 0 | 0 | 0 |  | 0 | 0 | 0 | 0 | 0 | 0 | 0 | 0 | 15 | 0 | 0 | 0 | 0 | 0 | 1 | 0 | 0 | 0 | 0 | 0 | 0 | 0 | 0 | 0 | 0 | 0 | 0 | 0 | 0 | 0 | [10 empty] | 200 |  | 50 |  | 0 | 0 | 0 | 0 | 0 | 0 | 0 | 0 | 0 | 0 | 200 | 0 | 50 | 0 | [15 empty] | 0 | 0 | 0 | 0 | 0 | 0 | 0 | 0 | 0 | 0 | 0 | 200 | 0 | 50 | 0 |  | 0 | 0 | 0 | 0 | 0 | 0 | 0 | 0 | 15 | 0 | 200 | 0 | 50 | 0 | 1 | 0 | 0 | 0 | 0 | 0 | 0 | 0 | 0 | 0 | 0 | 0 | 0 | 0 | 0 | 0
SCE Eastern | Red Bluff | 230 | 0 | 0 | 0 | 0 | 0 | 0 | 0 | 0 | 0 | 0 | 0 | 0 | 0 | 0 | 0 | 0 | 0 | 0 | 0 | 0 | 0 | 0 | 0 | 0 | 0 | 463.5 | 446 | 0 | 0 | 1 | 0 | 0 | 0 | 0 | 0 | 0 | 0 | 0 | 0 | 0 | 0 | 0 | 0 | 0 | [15 empty] | 0 | 0 | 0 | 0 | 0 | 0 | 0 | 0 | 0 | 0 | 0 | 0 | 0 | 0 | 0 |  | 0 | 0 | 0 | 0 | 0 | 0 | 0 | 0 | 0 | 0 | 463.5 | 446 | 0 | 0 | 1 | 0 | 0 | 0 | 0 | 0 | 0 | 0 | 0 | 0 | 0 | 0 | 0 | 0 | 0 | 0 | [14 empty] | 0 | 0 | 0 | 0 | 0 | 0 | 0 | 0 | 0 | 0 | 0 | 0 | 0 | 0 | [15 empty] | 0 | 0 | 0 | 0 | 0 | 0 | 0 | 0 | 0 | 0 | 0 | 0 | 0 | 0 | 0 |  | 0 | 0 | 0 | 0 | 0 | 0 | 0 | 0 | 0 | 0 | 463.5 | 446 | 0 | 0 | 1 | 0 | 0 | 0 | 0 | 0 | 0 | 0 | 0 | 0 | 0 | 0 | 0 | 0 | 0 | 0
SCE Eastern | Red Bluff | 500 | 0 | 0 | 0 | 0 | 0 | 0 | 0 | 0 | 0 | 0 | 0 | 0 | 0 | 0 | 0 | 0 | 0 | 0 | 0 | 0 | 0 | 0 | 0 | 0 | 175 | 250 | 225 | 0 | 0 | 1 | 0 | 0 | 0 | 0 | 0 | 0 | 0 | 0 | 0 | 0 | 0 | 0 | 0 | 0 | [15 empty] | 0 | 0 | 0 | 0 | 0 | 0 | 0 | 0 | 0 | 0 | 0 | 0 | 0 | 0 | 0 |  | 0 | 0 | 0 | 0 | 0 | 0 | 0 | 0 | 0 | 175 | 250 | 225 | 0 | 0 | 1 | 0 | 0 | 0 | 0 | 0 | 0 | 0 | 0 | 0 | 0 | 0 | 0 | 0 | 0 | 0 | [9 empty] | 200 | 300 |  | 160 |  | 0 | 0 | 0 | 0 | 0 | 0 | 0 | 0 | 0 | 200 | 300 | 0 | 160 | 0 | [10 empty] | -200 | -300 |  | -60 |  | 1 | 0 | 0 | 0 | 0 | 0 | 0 | 0 | 0 | 0 | 0 | 0 | 0 | 100 | 0 |  | 0 | 0 | 0 | 0 | 0 | 0 | 0 | 0 | 0 | 175 | 250 | 225 | 100 | 0 | 1 | 0 | 0 | 0 | 0 | 0 | 0 | 0 | 0 | 0 | -200 | -300 | 0 | -60 | 0 | 1
PG&E NGBA | Redbud | 115 | 0 | 0 | 0 | 0 | 0 | 0 | 0 | 0 | 0 | 0 | 0 | 0 | 0 | 0 | 0 | 0 | 0 | 0 | 0 | 0 | 0 | 0 | 0 | 0 | 0 | 0 | 0 | 0 | 0 | 0 | 0 | 0 | 0 | 0 | 0 | 0 | 0 | 0 | 0 | 0 | 0 | 0 | 0 | 0 | [15 empty] | 0 | 0 | 0 | 0 | 0 | 0 | 0 | 0 | 0 | 0 | 0 | 0 | 0 | 0 | 0 |  | 0 | 0 | 0 | 0 | 0 | 0 | 0 | 0 | 0 | 0 | 0 | 0 | 0 | 0 | 0 | 0 | 0 | 0 | 0 | 0 | 0 | 0 | 0 | 0 | 0 | 0 | 0 | 0 | 0 | 0 | [14 empty] | 0 | 0 | 0 | 0 | 0 | 0 | 0 | 0 | 0 | 0 | 0 | 0 | 0 | 0 | [15 empty] | 0 | 0 | 0 | 0 | 0 | 0 | 0 | 0 | 0 | 0 | 0 | 0 | 0 | 0 | 0 |  | 0 | 0 | 0 | 0 | 0 | 0 | 0 | 0 | 0 | 0 | 0 | 0 | 0 | 0 | 0 | 0 | 0 | 0 | 0 | 0 | 0 | 0 | 0 | 0 | 0 | 0 | 0 | 0 | 0 | 0
SCE Metro | Redondo | 230 | 0 | 0 | 0 | 0 | 0 | 0 | 0 | 0 | 0 | 0 | 0 | 0 | 0 | 0 | 0 | 0 | 0 | 0 | 0 | 0 | 0 | 0 | 0 | 0 | 0 | 0 | 0 | 0 | 0 | 0 | 0 | 0 | 0 | 0 | 0 | 0 | 0 | 0 | 0 | 0 | 0 | 0 | 0 | 0 | [15 empty] | 0 | 0 | 0 | 0 | 0 | 0 | 0 | 0 | 0 | 0 | 0 | 0 | 0 | 0 | 0 |  | 0 | 0 | 0 | 0 | 0 | 0 | 0 | 0 | 0 | 0 | 0 | 0 | 0 | 0 | 0 | 0 | 0 | 0 | 0 | 0 | 0 | 0 | 0 | 0 | 0 | 0 | 0 | 0 | 0 | 0 | [14 empty] | 0 | 0 | 0 | 0 | 0 | 0 | 0 | 0 | 0 | 0 | 0 | 0 | 0 | 0 | [15 empty] | 0 | 0 | 0 | 0 | 0 | 0 | 0 | 0 | 0 | 0 | 0 | 0 | 0 | 0 | 0 |  | 0 | 0 | 0 | 0 | 0 | 0 | 0 | 0 | 0 | 0 | 0 | 0 | 0 | 0 | 0 | 0 | 0 | 0 | 0 | 0 | 0 | 0 | 0 | 0 | 0 | 0 | 0 | 0 | 0 | 0
PG&E FRESNO | Reedley | 115 | 0 | 0 | 0 | 0 | 0 | 0 | 0 | 0 | 0 | 0 | 0 | 0 | 0 | 0 | 0 | 0 | 0 | 0 | 0 | 0 | 0 | 0 | 0 | 0 | 0 | 0 | 0 | 0 | 0 | 0 | 0 | 12 | 0 | 0 | 0 | 0 | 0 | 0 | 0 | 0 | 0 | 0 | 0 | 0 |  |  | -12 | [12 empty] | 1 | 0 | 0 | 0 | 0 | 0 | 0 | 0 | 0 | 0 | 0 | 0 | 0 | 0 | 0 |  | 0 | 0 | 0 | 0 | 0 | 0 | 0 | 0 | 0 | 0 | 0 | 0 | 0 | 0 | 0 | 0 | -12 | 0 | 0 | 0 | 0 | 0 | 0 | 0 | 0 | 0 | 0 | 0 | 0 | 1 | [14 empty] | 0 | 12 | 0 | 0 | 0 | 0 | 0 | 0 | 0 | 0 | 0 | 0 | 0 | 0 |  |  | -12 | [12 empty] | 1 | 0 | 0 | 0 | 0 | 0 | 0 | 0 | 0 | 0 | 0 | 0 | 0 | 0 | 0 |  | 0 | 0 | 0 | 0 | 0 | 0 | 0 | 0 | 0 | 0 | 0 | 0 | 0 | 0 | 0 | 0 | -12 | 0 | 0 | 0 | 0 | 0 | 0 | 0 | 0 | 0 | 0 | 0 | 0 | 1
PG&E KERN | Renfro | 115 | 0 | 0 | 0 | 0 | 0 | 0 | 0 | 0 | 0 | 0 | 0 | 0 | 0 | 0 | 0 | 0 | 0 | 0 | 0 | 0 | 0 | 0 | 0 | 0 | 0 | 0 | 0 | 0 | 0 | 0 | 0 | 0 | 0 | 0 | 0 | 0 | 0 | 0 | 0 | 0 | 0 | 0 | 0 | 0 | [15 empty] | 0 | 0 | 0 | 0 | 0 | 0 | 0 | 0 | 0 | 0 | 0 | 0 | 0 | 0 | 0 |  | 0 | 0 | 0 | 0 | 0 | 0 | 0 | 0 | 0 | 0 | 0 | 0 | 0 | 0 | 0 | 0 | 0 | 0 | 0 | 0 | 0 | 0 | 0 | 0 | 0 | 0 | 0 | 0 | 0 | 0 | [14 empty] | 0 | 0 | 0 | 0 | 0 | 0 | 0 | 0 | 0 | 0 | 0 | 0 | 0 | 0 | [15 empty] | 0 | 0 | 0 | 0 | 0 | 0 | 0 | 0 | 0 | 0 | 0 | 0 | 0 | 0 | 0 |  | 0 | 0 | 0 | 0 | 0 | 0 | 0 | 0 | 0 | 0 | 0 | 0 | 0 | 0 | 0 | 0 | 0 | 0 | 0 | 0 | 0 | 0 | 0 | 0 | 0 | 0 | 0 | 0 | 0 | 0
PG&E GBA | Richmond R | 115 | 0 | 0 | 0 | 0 | 0 | 0 | 0 | 0 | 0 | 0 | 0 | 0 | 0 | 0 | 0 | 0 | 0 | 0 | 0 | 0 | 0 | 0 | 0 | 0 | 0 | 0 | 0 | 0 | 0 | 0 | 0 | 0.5 | 0 | 0 | 0 | 0 | 0 | 0 | 8 | 0 | 0 | 0 | 0 | 0 | [15 empty] | 0 | 0 | 0.5 | 0 | 0 | 0 | 0 | 0 | 0 | 8 | 0 | 0 | 0 | 0 | 0 |  | 0 | 0.5 | 0 | 0 | 0 | 0 | 0 | 0 | 8 | 0 | 0 | 0 | 0 | 0 | 1 | 0 | 0 | 0 | 0 | 0 | 0 | 0 | 0 | 0 | 0 | 0 | 0 | 0 | 0 | 0 | [14 empty] | 0 | 0.5 | 0 | 0 | 0 | 0 | 0 | 0 | 8 | 0 | 0 | 0 | 0 | 0 | [15 empty] | 0 | 0 | 0.5 | 0 | 0 | 0 | 0 | 0 | 0 | 8 | 0 | 0 | 0 | 0 | 0 |  | 0 | 0.5 | 0 | 0 | 0 | 0 | 0 | 0 | 8 | 0 | 0 | 0 | 0 | 0 | 1 | 0 | 0 | 0 | 0 | 0 | 0 | 0 | 0 | 0 | 0 | 0 | 0 | 0 | 0 | 0
PG&E NGBA | Rincon | 115 | 0 | 0 | 0 | 0 | 0 | 0 | 0 | 0 | 0 | 0 | 0 | 0 | 0 | 0 | 0 | 0 | 0 | 0 | 0 | 0 | 0 | 0 | 0 | 0 | 0 | 0 | 0 | 0 | 0 | 0 | 0 | 0 | 0 | 0 | 0 | 0 | 0 | 0 | 0 | 0 | 0 | 0 | 0 | 0 | [15 empty] | 0 | 0 | 0 | 0 | 0 | 0 | 0 | 0 | 0 | 0 | 0 | 0 | 0 | 0 | 0 |  | 0 | 0 | 0 | 0 | 0 | 0 | 0 | 0 | 0 | 0 | 0 | 0 | 0 | 0 | 0 | 0 | 0 | 0 | 0 | 0 | 0 | 0 | 0 | 0 | 0 | 0 | 0 | 0 | 0 | 0 | [14 empty] | 0 | 0 | 0 | 0 | 0 | 0 | 0 | 0 | 0 | 0 | 0 | 0 | 0 | 0 | [15 empty] | 0 | 0 | 0 | 0 | 0 | 0 | 0 | 0 | 0 | 0 | 0 | 0 | 0 | 0 | 0 |  | 0 | 0 | 0 | 0 | 0 | 0 | 0 | 0 | 0 | 0 | 0 | 0 | 0 | 0 | 0 | 0 | 0 | 0 | 0 | 0 | 0 | 0 | 0 | 0 | 0 | 0 | 0 | 0 | 0 | 0
PG&E KERN | Rio Bravo | 115 | 0 | 0 | 0 | 0 | 0 | 0 | 0 | 0 | 0 | 0 | 0 | 0 | 0 | 0 | 0 | 0 | 0 | 0 | 0 | 0 | 0 | 0 | 0 | 0 | 0 | 0 | 0 | 0 | 0 | 0 | 0 | 5 | 0 | 0 | 0 | 0 | 0 | 0 | 0 | 0 | 0 | 0 | 0 | 0 |  |  | -5 | [12 empty] | 1 | 0 | 0 | 0 | 0 | 0 | 0 | 0 | 0 | 0 | 0 | 0 | 0 | 0 | 0 |  | 0 | 0 | 0 | 0 | 0 | 0 | 0 | 0 | 0 | 0 | 0 | 0 | 0 | 0 | 0 | 0 | -5 | 0 | 0 | 0 | 0 | 0 | 0 | 0 | 0 | 0 | 0 | 0 | 0 | 1 | [14 empty] | 0 | 5 | 0 | 0 | 0 | 0 | 0 | 0 | 0 | 0 | 0 | 0 | 0 | 0 |  |  | -5 | [12 empty] | 1 | 0 | 0 | 0 | 0 | 0 | 0 | 0 | 0 | 0 | 0 | 0 | 0 | 0 | 0 |  | 0 | 0 | 0 | 0 | 0 | 0 | 0 | 0 | 0 | 0 | 0 | 0 | 0 | 0 | 0 | 0 | -5 | 0 | 0 | 0 | 0 | 0 | 0 | 0 | 0 | 0 | 0 | 0 | 0 | 1
SCE Metro | Rio Hondo | 230 | 0 | 0 | 0 | 0 | 0 | 0 | 0 | 0 | 0 | 0 | 0 | 100 | 0 | 0 | 1 | 0 | 0 | 0 | 0 | 0 | 0 | 0 | 0 | 0 | 0 | 0 | 265 | 10 | 0 | 1 | 0 | 0 | 0 | 0 | 0 | 0 | 0 | 0 | 0 | 0 | 0 | 0 | 0 | 0 | [15 empty] | 0 | 0 | 0 | 0 | 0 | 0 | 0 | 0 | 0 | 0 | 0 | 0 | 0 | 0 | 0 |  | 0 | 0 | 0 | 0 | 0 | 0 | 0 | 0 | 0 | 0 | 0 | 265 | 10 | 0 | 1 | 0 | 0 | 0 | 0 | 0 | 0 | 0 | 0 | 0 | 0 | 0 | 100 | 0 | 0 | 1 | [14 empty] | 0 | 0 | 0 | 0 | 0 | 0 | 0 | 0 | 0 | 0 | 0 | 0 | 0 | 0 | [15 empty] | 0 | 0 | 0 | 0 | 0 | 0 | 0 | 0 | 0 | 0 | 0 | 0 | 0 | 0 | 0 |  | 0 | 0 | 0 | 0 | 0 | 0 | 0 | 0 | 0 | 0 | 0 | 265 | 10 | 0 | 1 | 0 | 0 | 0 | 0 | 0 | 0 | 0 | 0 | 0 | 0 | 0 | 100 | 0 | 0 | 1
PG&E NGBA | Rio Oso | 115 | 0 | 0 | 0 | 0 | 0 | 0 | 0 | 0 | 0 | 0 | 0 | 0 | 0 | 0 | 0 | 0 | 0 | 0 | 0 | 0 | 0 | 0 | 0 | 0 | 0 | 0 | 0 | 0 | 0 | 0 | 0 | 0 | 0 | 0 | 0 | 0 | 0 | 0 | 0 | 0 | 0 | 0 | 0 | 0 | [15 empty] | 0 | 0 | 0 | 0 | 0 | 0 | 0 | 0 | 0 | 0 | 0 | 0 | 0 | 0 | 0 |  | 0 | 0 | 0 | 0 | 0 | 0 | 0 | 0 | 0 | 0 | 0 | 0 | 0 | 0 | 0 | 0 | 0 | 0 | 0 | 0 | 0 | 0 | 0 | 0 | 0 | 0 | 0 | 0 | 0 | 0 | [14 empty] | 0 | 0 | 0 | 0 | 0 | 0 | 0 | 0 | 0 | 0 | 0 | 0 | 0 | 0 | [15 empty] | 0 | 0 | 0 | 0 | 0 | 0 | 0 | 0 | 0 | 0 | 0 | 0 | 0 | 0 | 0 |  | 0 | 0 | 0 | 0 | 0 | 0 | 0 | 0 | 0 | 0 | 0 | 0 | 0 | 0 | 0 | 0 | 0 | 0 | 0 | 0 | 0 | 0 | 0 | 0 | 0 | 0 | 0 | 0 | 0 | 0
PG&E NGBA | Rio Oso | 230 | 0 | 0 | 0 | 0 | 0 | 0 | 0 | 0 | 0 | 0 | 0 | 0 | 0 | 0 | 0 | 0 | 0 | 0 | 0 | 0 | 0 | 0 | 0 | 0 | 0 | 0 | 0 | 0 | 0 | 0 | 0 | 0 | 0 | 0 | 0 | 0 | 0 | 0 | 0 | 0 | 0 | 0 | 0 | 0 | [15 empty] | 0 | 0 | 0 | 0 | 0 | 0 | 0 | 0 | 0 | 0 | 0 | 0 | 0 | 0 | 0 |  | 0 | 0 | 0 | 0 | 0 | 0 | 0 | 0 | 0 | 0 | 0 | 0 | 0 | 0 | 0 | 0 | 0 | 0 | 0 | 0 | 0 | 0 | 0 | 0 | 0 | 0 | 0 | 0 | 0 | 0 | [14 empty] | 0 | 0 | 0 | 0 | 0 | 0 | 0 | 0 | 0 | 0 | 0 | 0 | 0 | 0 | [15 empty] | 0 | 0 | 0 | 0 | 0 | 0 | 0 | 0 | 0 | 0 | 0 | 0 | 0 | 0 | 0 |  | 0 | 0 | 0 | 0 | 0 | 0 | 0 | 0 | 0 | 0 | 0 | 0 | 0 | 0 | 0 | 0 | 0 | 0 | 0 | 0 | 0 | 0 | 0 | 0 | 0 | 0 | 0 | 0 | 0 | 0
PG&E GBA | Ripon | 115 | 0 | 0 | 0 | 0 | 0 | 0 | 0 | 0 | 0 | 0 | 0 | 39 | 0 | 0 | 1 | 0 | 0 | 0 | 0 | 0 | 0 | 0 | 0 | 2.6 | 0 | 0 | 99 | 0 | 0 | 1 | 0 | 0 | 0 | 0 | 0 | 0 | 0 | 0 | 0 | 0 | 0 | 0 | 0 | 0 | [15 empty] | 0 | 0 | 0 | 0 | 0 | 0 | 0 | 0 | 0 | 0 | 0 | 0 | 0 | 0 | 0 |  | 0 | 0 | 0 | 0 | 0 | 0 | 0 | 0 | 2.6 | 0 | 0 | 99 | 0 | 0 | 1 | 0 | 0 | 0 | 0 | 0 | 0 | 0 | 0 | 0 | 0 | 0 | 39 | 0 | 0 | 1 | [14 empty] | 0 | 0 | 0 | 0 | 0 | 0 | 0 | 0 | 0 | 0 | 0 | 0 | 0 | 0 | [15 empty] | 0 | 0 | 0 | 0 | 0 | 0 | 0 | 0 | 0 | 0 | 0 | 0 | 0 | 0 | 0 |  | 0 | 0 | 0 | 0 | 0 | 0 | 0 | 0 | 2.6 | 0 | 0 | 99 | 0 | 0 | 1 | 0 | 0 | 0 | 0 | 0 | 0 | 0 | 0 | 0 | 0 | 0 | 39 | 0 | 0 | 1
PG&E GBA | Riverbank | 115 | 0 | 0 | 0 | 0 | 0 | 0 | 0 | 0 | 0 | 0 | 0 | 0 | 0 | 0 | 0 | 0 | 0 | 0 | 0 | 0 | 0 | 0 | 0 | 0 | 0 | 0 | 0 | 0 | 0 | 0 | 0 | 0 | 0 | 0 | 0 | 0 | 0 | 0 | 0 | 0 | 0 | 0 | 0 | 0 | [15 empty] | 0 | 0 | 0 | 0 | 0 | 0 | 0 | 0 | 0 | 0 | 0 | 0 | 0 | 0 | 0 |  | 0 | 0 | 0 | 0 | 0 | 0 | 0 | 0 | 0 | 0 | 0 | 0 | 0 | 0 | 0 | 0 | 0 | 0 | 0 | 0 | 0 | 0 | 0 | 0 | 0 | 0 | 0 | 0 | 0 | 0 | [14 empty] | 0 | 0 | 0 | 0 | 0 | 0 | 0 | 0 | 0 | 0 | 0 | 0 | 0 | 0 | [15 empty] | 0 | 0 | 0 | 0 | 0 | 0 | 0 | 0 | 0 | 0 | 0 | 0 | 0 | 0 | 0 |  | 0 | 0 | 0 | 0 | 0 | 0 | 0 | 0 | 0 | 0 | 0 | 0 | 0 | 0 | 0 | 0 | 0 | 0 | 0 | 0 | 0 | 0 | 0 | 0 | 0 | 0 | 0 | 0 | 0 | 0
SCE NOL | Roadway | 115 | 0 | 0 | 0 | 0 | 0 | 0 | 0 | 0 | 0 | 0 | 0 | 0 | 0 | 0 | 0 | 0 | 0 | 0 | 0 | 0 | 0 | 0 | 0 | 2 | 200 | 0 | 100 | 0 | 0 | 1 | 0 | 2.7 | 0 | 0 | 0 | 0 | 0 | 0 | 0 | 11 | 34 | 0 | 12 | 0 | [13 empty] | -2 |  | 1 | 0 | 2.7 | 0 | 0 | 0 | 0 | 0 | 0 | 0 | 11 | 34 | 0 | 10 | 0 |  | 0 | 2.7 | 0 | 0 | 0 | 0 | 0 | 0 | 2 | 211 | 34 | 100 | 10 | 0 | 1 | 0 | 0 | 0 | 0 | 0 | 0 | 0 | 0 | 0 | 0 | 0 | 0 | -2 | 0 | 1 | [14 empty] | 0 | 2.7 | 0 | 0 | 0 | 0 | 0 | 0 | 0 | 11 | 34 | 0 | 12 | 0 | [13 empty] | -2 |  | 1 | 0 | 2.7 | 0 | 0 | 0 | 0 | 0 | 0 | 0 | 11 | 34 | 0 | 10 | 0 |  | 0 | 2.7 | 0 | 0 | 0 | 0 | 0 | 0 | 2 | 211 | 34 | 100 | 10 | 0 | 1 | 0 | 0 | 0 | 0 | 0 | 0 | 0 | 0 | 0 | 0 | 0 | 0 | -2 | 0 | 1
PG&E NGBA | Rock Creek 1 | 230 | 0 | 0 | 0 | 0 | 0 | 0 | 0 | 0 | 0 | 0 | 0 | 0 | 0 | 0 | 0 | 0 | 0 | 0 | 0 | 0 | 0 | 0 | 0 | 0 | 0 | 0 | 0 | 0 | 0 | 0 | 0 | 0 | 0 | 0 | 0 | 0 | 0 | 0 | 0 | 0 | 0 | 0 | 0 | 0 | [15 empty] | 0 | 0 | 0 | 0 | 0 | 0 | 0 | 0 | 0 | 0 | 0 | 0 | 0 | 0 | 0 |  | 0 | 0 | 0 | 0 | 0 | 0 | 0 | 0 | 0 | 0 | 0 | 0 | 0 | 0 | 0 | 0 | 0 | 0 | 0 | 0 | 0 | 0 | 0 | 0 | 0 | 0 | 0 | 0 | 0 | 0 | [14 empty] | 0 | 0 | 0 | 0 | 0 | 0 | 0 | 0 | 0 | 0 | 0 | 0 | 0 | 0 | [15 empty] | 0 | 0 | 0 | 0 | 0 | 0 | 0 | 0 | 0 | 0 | 0 | 0 | 0 | 0 | 0 |  | 0 | 0 | 0 | 0 | 0 | 0 | 0 | 0 | 0 | 0 | 0 | 0 | 0 | 0 | 0 | 0 | 0 | 0 | 0 | 0 | 0 | 0 | 0 | 0 | 0 | 0 | 0 | 0 | 0 | 0
SCE Northern | Rosamond | 66 | 0 | 0 | 0 | 0 | 0 | 0 | 0 | 0 | 0 | 0 | 0 | 0 | 0 | 0 | 0 | 0 | 0 | 0 | 0 | 0 | 0 | 0 | 0 | 0 | 0 | 0 | 0 | 0 | 0 | 0 | 0 | 0 | 0 | 0 | 0 | 0 | 0 | 0 | 0 | 0 | 0 | 0 | 0 | 0 | [15 empty] | 0 | 0 | 0 | 0 | 0 | 0 | 0 | 0 | 0 | 0 | 0 | 0 | 0 | 0 | 0 |  | 0 | 0 | 0 | 0 | 0 | 0 | 0 | 0 | 0 | 0 | 0 | 0 | 0 | 0 | 0 | 0 | 0 | 0 | 0 | 0 | 0 | 0 | 0 | 0 | 0 | 0 | 0 | 0 | 0 | 0 | [14 empty] | 0 | 0 | 0 | 0 | 0 | 0 | 0 | 0 | 0 | 0 | 0 | 0 | 0 | 0 | [15 empty] | 0 | 0 | 0 | 0 | 0 | 0 | 0 | 0 | 0 | 0 | 0 | 0 | 0 | 0 | 0 |  | 0 | 0 | 0 | 0 | 0 | 0 | 0 | 0 | 0 | 0 | 0 | 0 | 0 | 0 | 0 | 0 | 0 | 0 | 0 | 0 | 0 | 0 | 0 | 0 | 0 | 0 | 0 | 0 | 0 | 0
PG&E GBA | Rossmoor | 230 | 0 | 0 | 0 | 0 | 0 | 0 | 0 | 0 | 0 | 0 | 0 | 0 | 0 | 0 | 0 | 0 | 0 | 0 | 0 | 0 | 0 | 0 | 0 | 0 | 0 | 0 | 0 | 0 | 0 | 0 | 0 | 0 | 0 | 0 | 0 | 0 | 0 | 0 | 0 | 0 | 0 | 0 | 0 | 0 | [15 empty] | 0 | 0 | 0 | 0 | 0 | 0 | 0 | 0 | 0 | 0 | 0 | 0 | 0 | 0 | 0 |  | 0 | 0 | 0 | 0 | 0 | 0 | 0 | 0 | 0 | 0 | 0 | 0 | 0 | 0 | 0 | 0 | 0 | 0 | 0 | 0 | 0 | 0 | 0 | 0 | 0 | 0 | 0 | 0 | 0 | 0 | [14 empty] | 0 | 0 | 0 | 0 | 0 | 0 | 0 | 0 | 0 | 0 | 0 | 0 | 0 | 0 | [15 empty] | 0 | 0 | 0 | 0 | 0 | 0 | 0 | 0 | 0 | 0 | 0 | 0 | 0 | 0 | 0 |  | 0 | 0 | 0 | 0 | 0 | 0 | 0 | 0 | 0 | 0 | 0 | 0 | 0 | 0 | 0 | 0 | 0 | 0 | 0 | 0 | 0 | 0 | 0 | 0 | 0 | 0 | 0 | 0 | 0 | 0
PG&E NGBA | Round Mountain | 230 | 0 | 0 | 0 | 0 | 0 | 0 | 0 | 0 | 0 | 0 | 0 | 0 | 0 | 0 | 0 | 0 | 0 | 0 | 0 | 0 | 0 | 0 | 0 | 0 | 0 | 0 | 0 | 0 | 0 | 0 | 0 | 0 | 0 | 0 | 0 | 0 | 0 | 0 | 0 | 0 | 0 | 0 | 0 | 0 | [15 empty] | 0 | 0 | 0 | 0 | 0 | 0 | 0 | 0 | 0 | 0 | 0 | 0 | 0 | 0 | 0 |  | 0 | 0 | 0 | 0 | 0 | 0 | 0 | 0 | 0 | 0 | 0 | 0 | 0 | 0 | 0 | 0 | 0 | 0 | 0 | 0 | 0 | 0 | 0 | 0 | 0 | 0 | 0 | 0 | 0 | 0 | [14 empty] | 0 | 0 | 0 | 0 | 0 | 0 | 0 | 0 | 0 | 0 | 0 | 0 | 0 | 0 | [15 empty] | 0 | 0 | 0 | 0 | 0 | 0 | 0 | 0 | 0 | 0 | 0 | 0 | 0 | 0 | 0 |  | 0 | 0 | 0 | 0 | 0 | 0 | 0 | 0 | 0 | 0 | 0 | 0 | 0 | 0 | 0 | 0 | 0 | 0 | 0 | 0 | 0 | 0 | 0 | 0 | 0 | 0 | 0 | 0 | 0 | 0
PG&E NGBA | Round Mountain | 500 | 0 | 0 | 0 | 0 | 0 | 0 | 0 | 0 | 0 | 0 | 0 | 0 | 0 | 0 | 0 | 0 | 0 | 0 | 0 | 0 | 0 | 0 | 0 | 0 | 0 | 0 | 0 | 0 | 0 | 0 | 0 | 0 | 0 | 0 | 0 | 0 | 0 | 0 | 0 | 0 | 0 | 0 | 0 | 0 | [15 empty] | 0 | 0 | 0 | 0 | 0 | 0 | 0 | 0 | 0 | 0 | 0 | 0 | 0 | 0 | 0 |  | 0 | 0 | 0 | 0 | 0 | 0 | 0 | 0 | 0 | 0 | 0 | 0 | 0 | 0 | 0 | 0 | 0 | 0 | 0 | 0 | 0 | 0 | 0 | 0 | 0 | 0 | 0 | 0 | 0 | 0 | [14 empty] | 0 | 0 | 0 | 0 | 0 | 0 | 0 | 0 | 0 | 0 | 0 | 0 | 0 | 0 | [15 empty] | 0 | 0 | 0 | 0 | 0 | 0 | 0 | 0 | 0 | 0 | 0 | 0 | 0 | 0 | 0 |  | 0 | 0 | 0 | 0 | 0 | 0 | 0 | 0 | 0 | 0 | 0 | 0 | 0 | 0 | 0 | 0 | 0 | 0 | 0 | 0 | 0 | 0 | 0 | 0 | 0 | 0 | 0 | 0 | 0 | 0
PG&E GBA | Salado | 115 | 0 | 0 | 0 | 0 | 0 | 0 | 0 | 0 | 0 | 0 | 0 | 0 | 0 | 0 | 0 | 0 | 0 | 0 | 0 | 0 | 0 | 0 | 0 | 0 | 0 | 0 | 0 | 0 | 0 | 0 | 0 | 0 | 0 | 0 | 0 | 0 | 0 | 0 | 0 | 0 | 0 | 0 | 0 | 0 | [15 empty] | 0 | 0 | 0 | 0 | 0 | 0 | 0 | 0 | 0 | 0 | 0 | 0 | 0 | 0 | 0 |  | 0 | 0 | 0 | 0 | 0 | 0 | 0 | 0 | 0 | 0 | 0 | 0 | 0 | 0 | 0 | 0 | 0 | 0 | 0 | 0 | 0 | 0 | 0 | 0 | 0 | 0 | 0 | 0 | 0 | 0 | [14 empty] | 0 | 0 | 0 | 0 | 0 | 0 | 0 | 0 | 0 | 0 | 0 | 0 | 0 | 0 | [15 empty] | 0 | 0 | 0 | 0 | 0 | 0 | 0 | 0 | 0 | 0 | 0 | 0 | 0 | 0 | 0 |  | 0 | 0 | 0 | 0 | 0 | 0 | 0 | 0 | 0 | 0 | 0 | 0 | 0 | 0 | 0 | 0 | 0 | 0 | 0 | 0 | 0 | 0 | 0 | 0 | 0 | 0 | 0 | 0 | 0 | 0
PG&E GBA | Salado | 60 | 0 | 0 | 0 | 0 | 0 | 0 | 0 | 0 | 0 | 0 | 0 | 0 | 0 | 0 | 0 | 0 | 0 | 0 | 0 | 0 | 0 | 0 | 0 | 0 | 0 | 0 | 0 | 0 | 0 | 0 | 0 | 0 | 0 | 0 | 0 | 0 | 0 | 0 | 0 | 0 | 0 | 0 | 0 | 0 | [15 empty] | 0 | 0 | 0 | 0 | 0 | 0 | 0 | 0 | 0 | 0 | 0 | 0 | 0 | 0 | 0 |  | 0 | 0 | 0 | 0 | 0 | 0 | 0 | 0 | 0 | 0 | 0 | 0 | 0 | 0 | 0 | 0 | 0 | 0 | 0 | 0 | 0 | 0 | 0 | 0 | 0 | 0 | 0 | 0 | 0 | 0 | [14 empty] | 0 | 0 | 0 | 0 | 0 | 0 | 0 | 0 | 0 | 0 | 0 | 0 | 0 | 0 | [15 empty] | 0 | 0 | 0 | 0 | 0 | 0 | 0 | 0 | 0 | 0 | 0 | 0 | 0 | 0 | 0 |  | 0 | 0 | 0 | 0 | 0 | 0 | 0 | 0 | 0 | 0 | 0 | 0 | 0 | 0 | 0 | 0 | 0 | 0 | 0 | 0 | 0 | 0 | 0 | 0 | 0 | 0 | 0 | 0 | 0 | 0
PG&E GBA | Salinas | 115 | 0 | 0 | 0 | 0 | 0 | 0 | 0 | 0 | 0 | 0 | 0 | 0 | 0 | 0 | 0 | 0 | 0 | 0 | 0 | 0 | 0 | 0 | 0 | 0 | 0 | 0 | 0 | 0 | 0 | 0 | 0 | 2 | 0 | 0 | 0 | 0 | 0 | 0 | 3 | 0 | 0 | 0 | 0 | 0 |  |  | 1.25 | [12 empty] | 1 | 0 | 3.25 | 0 | 0 | 0 | 0 | 0 | 0 | 3 | 0 | 0 | 0 | 0 | 0 |  | 0 | 3.25 | 0 | 0 | 0 | 0 | 0 | 0 | 3 | 0 | 0 | 0 | 0 | 0 | 1 | 0 | 1.25 | 0 | 0 | 0 | 0 | 0 | 0 | 0 | 0 | 0 | 0 | 0 | 0 | 1 | [14 empty] | 0 | 2 | 0 | 0 | 0 | 0 | 0 | 0 | 3 | 0 | 0 | 0 | 0 | 0 |  |  | 1.25 | [12 empty] | 1 | 0 | 3.25 | 0 | 0 | 0 | 0 | 0 | 0 | 3 | 0 | 0 | 0 | 0 | 0 |  | 0 | 3.25 | 0 | 0 | 0 | 0 | 0 | 0 | 3 | 0 | 0 | 0 | 0 | 0 | 1 | 0 | 1.25 | 0 | 0 | 0 | 0 | 0 | 0 | 0 | 0 | 0 | 0 | 0 | 0 | 1
SDGE | Salt Creek | 69 | 0 | 0 | 0 | 0 | 0 | 0 | 0 | 0 | 0 | 0 | 0 | 0 | 0 | 0 | 0 | 0 | 0 | 0 | 0 | 0 | 0 | 0 | 0 | 0 | 0 | 0 | 0 | 0 | 0 | 0 | 0 | 0 | 0 | 0 | 0 | 0 | 0 | 0 | 0 | 0 | 0 | 0 | 0 | 0 | [15 empty] | 0 | 0 | 0 | 0 | 0 | 0 | 0 | 0 | 0 | 0 | 0 | 0 | 0 | 0 | 0 |  | 0 | 0 | 0 | 0 | 0 | 0 | 0 | 0 | 0 | 0 | 0 | 0 | 0 | 0 | 0 | 0 | 0 | 0 | 0 | 0 | 0 | 0 | 0 | 0 | 0 | 0 | 0 | 0 | 0 | 0 | [14 empty] | 0 | 0 | 0 | 0 | 0 | 0 | 0 | 0 | 0 | 0 | 0 | 0 | 0 | 0 | [15 empty] | 0 | 0 | 0 | 0 | 0 | 0 | 0 | 0 | 0 | 0 | 0 | 0 | 0 | 0 | 0 |  | 0 | 0 | 0 | 0 | 0 | 0 | 0 | 0 | 0 | 0 | 0 | 0 | 0 | 0 | 0 | 0 | 0 | 0 | 0 | 0 | 0 | 0 | 0 | 0 | 0 | 0 | 0 | 0 | 0 | 0
SCE Eastern | San Bernardino | 230 | 0 | 0 | 0 | 0 | 0 | 0 | 0 | 0 | 0 | 0 | 0 | 0 | 0 | 0 | 0 | 0 | 0 | 0 | 0 | 0 | 0 | 0 | 0 | 0 | 0 | 0 | 0 | 0 | 0 | 0 | 0 | 5 | 0 | 0 | 0 | 0 | 0 | 0 | 0 | 0 | 0 | 0 | 0 | 0 |  |  | 0.25 | [12 empty] | 1 | 0 | 5.25 | 0 | 0 | 0 | 0 | 0 | 0 | 0 | 0 | 0 | 0 | 0 | 0 |  | 0 | 5.25 | 0 | 0 | 0 | 0 | 0 | 0 | 0 | 0 | 0 | 0 | 0 | 0 | 1 | 0 | 0.25 | 0 | 0 | 0 | 0 | 0 | 0 | 0 | 0 | 0 | 0 | 0 | 0 | 1 | [14 empty] | 0 | 5 | 0 | 0 | 0 | 0 | 0 | 0 | 0 | 0 | 0 | 0 | 0 | 0 |  |  | 0.25 | [12 empty] | 1 | 0 | 5.25 | 0 | 0 | 0 | 0 | 0 | 0 | 0 | 0 | 0 | 0 | 0 | 0 |  | 0 | 5.25 | 0 | 0 | 0 | 0 | 0 | 0 | 0 | 0 | 0 | 0 | 0 | 0 | 1 | 0 | 0.25 | 0 | 0 | 0 | 0 | 0 | 0 | 0 | 0 | 0 | 0 | 0 | 0 | 1
PG&E GBA | SAN FRAN A (POTRERO PP) | 115 | 0 | 0 | 0 | 0 | 0 | 0 | 0 | 0 | 0 | 0 | 0 | 0 | 0 | 0 | 0 | 0 | 0 | 0 | 0 | 0 | 0 | 0 | 0 | 0 | 0 | 0 | 0 | 0 | 0 | 0 | 0 | 0 | 0 | 0 | 0 | 0 | 0 | 0 | 0 | 0 | 0 | 0 | 0 | 0 | [15 empty] | 0 | 0 | 0 | 0 | 0 | 0 | 0 | 0 | 0 | 0 | 0 | 0 | 0 | 0 | 0 |  | 0 | 0 | 0 | 0 | 0 | 0 | 0 | 0 | 0 | 0 | 0 | 0 | 0 | 0 | 0 | 0 | 0 | 0 | 0 | 0 | 0 | 0 | 0 | 0 | 0 | 0 | 0 | 0 | 0 | 0 | [14 empty] | 0 | 0 | 0 | 0 | 0 | 0 | 0 | 0 | 0 | 0 | 0 | 0 | 0 | 0 | [15 empty] | 0 | 0 | 0 | 0 | 0 | 0 | 0 | 0 | 0 | 0 | 0 | 0 | 0 | 0 | 0 |  | 0 | 0 | 0 | 0 | 0 | 0 | 0 | 0 | 0 | 0 | 0 | 0 | 0 | 0 | 0 | 0 | 0 | 0 | 0 | 0 | 0 | 0 | 0 | 0 | 0 | 0 | 0 | 0 | 0 | 0
PG&E GBA | SAN FRAN A (POTRERO PP) | 230 | 0 | 0 | 0 | 0 | 0 | 0 | 0 | 0 | 0 | 0 | 0 | 0 | 0 | 0 | 0 | 0 | 0 | 0 | 0 | 0 | 0 | 0 | 0 | 0 | 0 | 0 | 0 | 0 | 0 | 0 | 0 | 0 | 0 | 0 | 0 | 0 | 0 | 0 | 0 | 0 | 0 | 0 | 0 | 0 | [15 empty] | 0 | 0 | 0 | 0 | 0 | 0 | 0 | 0 | 0 | 0 | 0 | 0 | 0 | 0 | 0 |  | 0 | 0 | 0 | 0 | 0 | 0 | 0 | 0 | 0 | 0 | 0 | 0 | 0 | 0 | 0 | 0 | 0 | 0 | 0 | 0 | 0 | 0 | 0 | 0 | 0 | 0 | 0 | 0 | 0 | 0 | [14 empty] | 0 | 0 | 0 | 0 | 0 | 0 | 0 | 0 | 0 | 0 | 0 | 0 | 0 | 0 | [15 empty] | 0 | 0 | 0 | 0 | 0 | 0 | 0 | 0 | 0 | 0 | 0 | 0 | 0 | 0 | 0 |  | 0 | 0 | 0 | 0 | 0 | 0 | 0 | 0 | 0 | 0 | 0 | 0 | 0 | 0 | 0 | 0 | 0 | 0 | 0 | 0 | 0 | 0 | 0 | 0 | 0 | 0 | 0 | 0 | 0 | 0
PG&E GBA | San Jose A | 115 | 0 | 0 | 0 | 0 | 0 | 0 | 0 | 0 | 0 | 0 | 0 | 0 | 0 | 0 | 0 | 0 | 0 | 0 | 0 | 0 | 0 | 0 | 0 | 0 | 0 | 0 | 0 | 0 | 0 | 0 | 0 | 0 | 0 | 0 | 0 | 0 | 0 | 0 | 0 | 0 | 0 | 0 | 0 | 0 | [15 empty] | 0 | 0 | 0 | 0 | 0 | 0 | 0 | 0 | 0 | 0 | 0 | 0 | 0 | 0 | 0 |  | 0 | 0 | 0 | 0 | 0 | 0 | 0 | 0 | 0 | 0 | 0 | 0 | 0 | 0 | 0 | 0 | 0 | 0 | 0 | 0 | 0 | 0 | 0 | 0 | 0 | 0 | 0 | 0 | 0 | 0 | [14 empty] | 0 | 0 | 0 | 0 | 0 | 0 | 0 | 0 | 0 | 0 | 0 | 0 | 0 | 0 | [15 empty] | 0 | 0 | 0 | 0 | 0 | 0 | 0 | 0 | 0 | 0 | 0 | 0 | 0 | 0 | 0 |  | 0 | 0 | 0 | 0 | 0 | 0 | 0 | 0 | 0 | 0 | 0 | 0 | 0 | 0 | 0 | 0 | 0 | 0 | 0 | 0 | 0 | 0 | 0 | 0 | 0 | 0 | 0 | 0 | 0 | 0
PG&E GBA | San Jose B | 115 | 0 | 0 | 0 | 0 | 0 | 0 | 0 | 0 | 0 | 0 | 0 | 0 | 0 | 0 | 0 | 0 | 0 | 0 | 0 | 0 | 0 | 0 | 0 | 0 | 0 | 0 | 0 | 0 | 0 | 0 | 0 | 0 | 0 | 0 | 0 | 0 | 0 | 0 | 0 | 0 | 0 | 0 | 0 | 0 | [15 empty] | 0 | 0 | 0 | 0 | 0 | 0 | 0 | 0 | 0 | 0 | 0 | 0 | 0 | 0 | 0 |  | 0 | 0 | 0 | 0 | 0 | 0 | 0 | 0 | 0 | 0 | 0 | 0 | 0 | 0 | 0 | 0 | 0 | 0 | 0 | 0 | 0 | 0 | 0 | 0 | 0 | 0 | 0 | 0 | 0 | 0 | [14 empty] | 0 | 0 | 0 | 0 | 0 | 0 | 0 | 0 | 0 | 0 | 0 | 0 | 0 | 0 | [15 empty] | 0 | 0 | 0 | 0 | 0 | 0 | 0 | 0 | 0 | 0 | 0 | 0 | 0 | 0 | 0 |  | 0 | 0 | 0 | 0 | 0 | 0 | 0 | 0 | 0 | 0 | 0 | 0 | 0 | 0 | 0 | 0 | 0 | 0 | 0 | 0 | 0 | 0 | 0 | 0 | 0 | 0 | 0 | 0 | 0 | 0
PG&E GBA | San Leandro U | 115 | 0 | 0 | 0 | 0 | 0 | 0 | 0 | 0 | 0 | 0 | 0 | 0 | 0 | 0 | 0 | 0 | 0 | 0 | 0 | 0 | 0 | 0 | 0 | 0 | 0 | 0 | 0 | 0 | 0 | 0 | 0 | 0 | 0 | 0 | 0 | 0 | 0 | 0 | 0 | 0 | 0 | 0 | 0 | 0 | [15 empty] | 0 | 0 | 0 | 0 | 0 | 0 | 0 | 0 | 0 | 0 | 0 | 0 | 0 | 0 | 0 |  | 0 | 0 | 0 | 0 | 0 | 0 | 0 | 0 | 0 | 0 | 0 | 0 | 0 | 0 | 0 | 0 | 0 | 0 | 0 | 0 | 0 | 0 | 0 | 0 | 0 | 0 | 0 | 0 | 0 | 0 | [14 empty] | 0 | 0 | 0 | 0 | 0 | 0 | 0 | 0 | 0 | 0 | 0 | 0 | 0 | 0 | [15 empty] | 0 | 0 | 0 | 0 | 0 | 0 | 0 | 0 | 0 | 0 | 0 | 0 | 0 | 0 | 0 |  | 0 | 0 | 0 | 0 | 0 | 0 | 0 | 0 | 0 | 0 | 0 | 0 | 0 | 0 | 0 | 0 | 0 | 0 | 0 | 0 | 0 | 0 | 0 | 0 | 0 | 0 | 0 | 0 | 0 | 0
PG&E KERN | San Luis Obispo | 115 | 0 | 0 | 0 | 0 | 0 | 0 | 0 | 0 | 0 | 0 | 0 | 0 | 0 | 0 | 0 | 0 | 0 | 0 | 0 | 0 | 0 | 0 | 0 | 0 | 0 | 0 | 0 | 0 | 0 | 0 | 0 | 0 | 0 | 0 | 0 | 0 | 0 | 0 | 0 | 0 | 0 | 0 | 0 | 0 | [15 empty] | 0 | 0 | 0 | 0 | 0 | 0 | 0 | 0 | 0 | 0 | 0 | 0 | 0 | 0 | 0 |  | 0 | 0 | 0 | 0 | 0 | 0 | 0 | 0 | 0 | 0 | 0 | 0 | 0 | 0 | 0 | 0 | 0 | 0 | 0 | 0 | 0 | 0 | 0 | 0 | 0 | 0 | 0 | 0 | 0 | 0 | [14 empty] | 0 | 0 | 0 | 0 | 0 | 0 | 0 | 0 | 0 | 0 | 0 | 0 | 0 | 0 | [15 empty] | 0 | 0 | 0 | 0 | 0 | 0 | 0 | 0 | 0 | 0 | 0 | 0 | 0 | 0 | 0 |  | 0 | 0 | 0 | 0 | 0 | 0 | 0 | 0 | 0 | 0 | 0 | 0 | 0 | 0 | 0 | 0 | 0 | 0 | 0 | 0 | 0 | 0 | 0 | 0 | 0 | 0 | 0 | 0 | 0 | 0
PG&E KERN | San Luis Obispo | 70 | 0 | 0 | 0 | 0 | 0 | 0 | 0 | 0 | 0 | 0 | 0 | 0 | 0 | 0 | 0 | 0 | 0 | 0 | 0 | 0 | 0 | 0 | 0 | 0 | 0 | 0 | 0 | 0 | 0 | 0 | 0 | 10.9 | 0 | 0 | 0 | 0 | 0 | 0 | 0 | 0 | 0 | 0 | 0 | 0 |  |  | 0.1 | [12 empty] | 1 | 0 | 11 | 0 | 0 | 0 | 0 | 0 | 0 | 0 | 0 | 0 | 0 | 0 | 0 |  | 0 | 11 | 0 | 0 | 0 | 0 | 0 | 0 | 0 | 0 | 0 | 0 | 0 | 0 | 1 | 0 | 0.1 | 0 | 0 | 0 | 0 | 0 | 0 | 0 | 0 | 0 | 0 | 0 | 0 | 1 | [14 empty] | 0 | 10.9 | 0 | 0 | 0 | 0 | 0 | 0 | 0 | 0 | 0 | 0 | 0 | 0 |  |  | 0.1 | [12 empty] | 1 | 0 | 11 | 0 | 0 | 0 | 0 | 0 | 0 | 0 | 0 | 0 | 0 | 0 | 0 |  | 0 | 11 | 0 | 0 | 0 | 0 | 0 | 0 | 0 | 0 | 0 | 0 | 0 | 0 | 1 | 0 | 0.1 | 0 | 0 | 0 | 0 | 0 | 0 | 0 | 0 | 0 | 0 | 0 | 0 | 1
SDGE | San Luis Rey | 230 | 0 | 0 | 0 | 0 | 0 | 0 | 0 | 0 | 0 | 0 | 0 | 0 | 0 | 0 | 0 | 0 | 0 | 0 | 0 | 0 | 0 | 0 | 0 | 0 | 0 | 0 | 0 | 0 | 0 | 0 | 0 | 0 | 0 | 0 | 0 | 0 | 0 | 0 | 0 | 0 | 0 | 0 | 0 | 0 | [15 empty] | 0 | 0 | 0 | 0 | 0 | 0 | 0 | 0 | 0 | 0 | 0 | 0 | 0 | 0 | 0 |  | 0 | 0 | 0 | 0 | 0 | 0 | 0 | 0 | 0 | 0 | 0 | 0 | 0 | 0 | 0 | 0 | 0 | 0 | 0 | 0 | 0 | 0 | 0 | 0 | 0 | 0 | 0 | 0 | 0 | 0 | [12 empty] | 100 |  | 0 | 0 | 0 | 0 | 0 | 0 | 0 | 0 | 0 | 0 | 0 | 0 | 100 | 0 | [13 empty] | -100 |  | 1 | 0 | 0 | 0 | 0 | 0 | 0 | 0 | 0 | 0 | 0 | 0 | 0 | 0 | 0 |  | 0 | 0 | 0 | 0 | 0 | 0 | 0 | 0 | 0 | 0 | 0 | 0 | 0 | 0 | 0 | 0 | 0 | 0 | 0 | 0 | 0 | 0 | 0 | 0 | 0 | 0 | 0 | -100 | 0 | 1
SDGE | San Luis Rey | 69 | 0 | 0 | 0 | 0 | 0 | 0 | 0 | 0 | 0 | 0 | 0 | 0 | 0 | 0 | 0 | 0 | 0 | 0 | 0 | 0 | 0 | 0 | 0 | 0 | 0 | 0 | 0 | 0 | 0 | 0 | 0 | 0 | 0 | 0 | 0 | 0 | 0 | 0 | 0 | 0 | 0 | 0 | 0 | 0 | [15 empty] | 0 | 0 | 0 | 0 | 0 | 0 | 0 | 0 | 0 | 0 | 0 | 0 | 0 | 0 | 0 |  | 0 | 0 | 0 | 0 | 0 | 0 | 0 | 0 | 0 | 0 | 0 | 0 | 0 | 0 | 0 | 0 | 0 | 0 | 0 | 0 | 0 | 0 | 0 | 0 | 0 | 0 | 0 | 0 | 0 | 0 | [14 empty] | 0 | 0 | 0 | 0 | 0 | 0 | 0 | 0 | 0 | 0 | 0 | 0 | 0 | 0 | [15 empty] | 0 | 0 | 0 | 0 | 0 | 0 | 0 | 0 | 0 | 0 | 0 | 0 | 0 | 0 | 0 |  | 0 | 0 | 0 | 0 | 0 | 0 | 0 | 0 | 0 | 0 | 0 | 0 | 0 | 0 | 0 | 0 | 0 | 0 | 0 | 0 | 0 | 0 | 0 | 0 | 0 | 0 | 0 | 0 | 0 | 0
SDGE | San Marcos | 69 | 0 | 0 | 0 | 0 | 0 | 0 | 0 | 0 | 0 | 0 | 0 | 0 | 0 | 0 | 0 | 0 | 0 | 0 | 0 | 0 | 0 | 0 | 0 | 0 | 0 | 0 | 0 | 0 | 0 | 0 | 0 | 0 | 0 | 0 | 0 | 0 | 0 | 0 | 0 | 0 | 0 | 0 | 0 | 0 | [15 empty] | 0 | 0 | 0 | 0 | 0 | 0 | 0 | 0 | 0 | 0 | 0 | 0 | 0 | 0 | 0 |  | 0 | 0 | 0 | 0 | 0 | 0 | 0 | 0 | 0 | 0 | 0 | 0 | 0 | 0 | 0 | 0 | 0 | 0 | 0 | 0 | 0 | 0 | 0 | 0 | 0 | 0 | 0 | 0 | 0 | 0 | [14 empty] | 0 | 0 | 0 | 0 | 0 | 0 | 0 | 0 | 0 | 0 | 0 | 0 | 0 | 0 | [15 empty] | 0 | 0 | 0 | 0 | 0 | 0 | 0 | 0 | 0 | 0 | 0 | 0 | 0 | 0 | 0 |  | 0 | 0 | 0 | 0 | 0 | 0 | 0 | 0 | 0 | 0 | 0 | 0 | 0 | 0 | 0 | 0 | 0 | 0 | 0 | 0 | 0 | 0 | 0 | 0 | 0 | 0 | 0 | 0 | 0 | 0
SCE Metro | San Onofre | 230 | 0 | 0 | 0 | 0 | 0 | 0 | 0 | 0 | 0 | 0 | 0 | 0 | 0 | 0 | 0 | 0 | 0 | 0 | 0 | 0 | 0 | 0 | 0 | 0 | 0 | 0 | 0 | 0 | 0 | 0 | 0 | 0 | 0 | 0 | 0 | 0 | 0 | 0 | 0 | 0 | 0 | 0 | 0 | 0 | [15 empty] | 0 | 0 | 0 | 0 | 0 | 0 | 0 | 0 | 0 | 0 | 0 | 0 | 0 | 0 | 0 |  | 0 | 0 | 0 | 0 | 0 | 0 | 0 | 0 | 0 | 0 | 0 | 0 | 0 | 0 | 0 | 0 | 0 | 0 | 0 | 0 | 0 | 0 | 0 | 0 | 0 | 0 | 0 | 0 | 0 | 0 | [14 empty] | 0 | 0 | 0 | 0 | 0 | 0 | 0 | 0 | 0 | 0 | 0 | 0 | 0 | 0 | [15 empty] | 0 | 0 | 0 | 0 | 0 | 0 | 0 | 0 | 0 | 0 | 0 | 0 | 0 | 0 | 0 |  | 0 | 0 | 0 | 0 | 0 | 0 | 0 | 0 | 0 | 0 | 0 | 0 | 0 | 0 | 0 | 0 | 0 | 0 | 0 | 0 | 0 | 0 | 0 | 0 | 0 | 0 | 0 | 0 | 0 | 0
PG&E GBA | San Pablo | 115 | 0 | 0 | 0 | 0 | 0 | 0 | 0 | 0 | 0 | 0 | 0 | 0 | 0 | 0 | 0 | 0 | 0 | 0 | 0 | 0 | 0 | 0 | 0 | 0 | 0 | 0 | 0 | 0 | 0 | 0 | 0 | 0 | 0 | 0 | 0 | 0 | 0 | 0 | 0 | 0 | 0 | 0 | 0 | 0 | [15 empty] | 0 | 0 | 0 | 0 | 0 | 0 | 0 | 0 | 0 | 0 | 0 | 0 | 0 | 0 | 0 |  | 0 | 0 | 0 | 0 | 0 | 0 | 0 | 0 | 0 | 0 | 0 | 0 | 0 | 0 | 0 | 0 | 0 | 0 | 0 | 0 | 0 | 0 | 0 | 0 | 0 | 0 | 0 | 0 | 0 | 0 | [14 empty] | 0 | 0 | 0 | 0 | 0 | 0 | 0 | 0 | 0 | 0 | 0 | 0 | 0 | 0 | [15 empty] | 0 | 0 | 0 | 0 | 0 | 0 | 0 | 0 | 0 | 0 | 0 | 0 | 0 | 0 | 0 |  | 0 | 0 | 0 | 0 | 0 | 0 | 0 | 0 | 0 | 0 | 0 | 0 | 0 | 0 | 0 | 0 | 0 | 0 | 0 | 0 | 0 | 0 | 0 | 0 | 0 | 0 | 0 | 0 | 0 | 0
PG&E GBA | San Ramon | 230 | 0 | 0 | 0 | 0 | 0 | 0 | 0 | 0 | 0 | 0 | 0 | 0 | 0 | 0 | 0 | 0 | 0 | 0 | 0 | 0 | 0 | 0 | 0 | 0 | 0 | 0 | 0 | 0 | 0 | 0 | 0 | 0 | 0 | 0 | 0 | 0 | 0 | 0 | 0 | 0 | 0 | 0 | 0 | 0 | [15 empty] | 0 | 0 | 0 | 0 | 0 | 0 | 0 | 0 | 0 | 0 | 0 | 0 | 0 | 0 | 0 |  | 0 | 0 | 0 | 0 | 0 | 0 | 0 | 0 | 0 | 0 | 0 | 0 | 0 | 0 | 0 | 0 | 0 | 0 | 0 | 0 | 0 | 0 | 0 | 0 | 0 | 0 | 0 | 0 | 0 | 0 | [14 empty] | 0 | 0 | 0 | 0 | 0 | 0 | 0 | 0 | 0 | 0 | 0 | 0 | 0 | 0 | [15 empty] | 0 | 0 | 0 | 0 | 0 | 0 | 0 | 0 | 0 | 0 | 0 | 0 | 0 | 0 | 0 |  | 0 | 0 | 0 | 0 | 0 | 0 | 0 | 0 | 0 | 0 | 0 | 0 | 0 | 0 | 0 | 0 | 0 | 0 | 0 | 0 | 0 | 0 | 0 | 0 | 0 | 0 | 0 | 0 | 0 | 0
SDGE | San Ysidro | 69 | 0 | 0 | 0 | 0 | 0 | 0 | 0 | 0 | 0 | 0 | 0 | 0 | 0 | 0 | 0 | 0 | 0 | 0 | 0 | 0 | 0 | 0 | 0 | 0 | 0 | 0 | 0 | 0 | 0 | 0 | 0 | 0 | 0 | 0 | 0 | 0 | 0 | 0 | 0 | 0 | 0 | 0 | 0 | 0 | [15 empty] | 0 | 0 | 0 | 0 | 0 | 0 | 0 | 0 | 0 | 0 | 0 | 0 | 0 | 0 | 0 |  | 0 | 0 | 0 | 0 | 0 | 0 | 0 | 0 | 0 | 0 | 0 | 0 | 0 | 0 | 0 | 0 | 0 | 0 | 0 | 0 | 0 | 0 | 0 | 0 | 0 | 0 | 0 | 0 | 0 | 0 | [14 empty] | 0 | 0 | 0 | 0 | 0 | 0 | 0 | 0 | 0 | 0 | 0 | 0 | 0 | 0 | [15 empty] | 0 | 0 | 0 | 0 | 0 | 0 | 0 | 0 | 0 | 0 | 0 | 0 | 0 | 0 | 0 |  | 0 | 0 | 0 | 0 | 0 | 0 | 0 | 0 | 0 | 0 | 0 | 0 | 0 | 0 | 0 | 0 | 0 | 0 | 0 | 0 | 0 | 0 | 0 | 0 | 0 | 0 | 0 | 0 | 0 | 0
SCE NOL | Sandlot | 230 | 0 | 0 | 0 | 0 | 0 | 0 | 0 | 0 | 0 | 0 | 0 | 0 | 0 | 0 | 0 | 0 | 0 | 0 | 0 | 0 | 0 | 0 | 0 | 0 | 0 | 0 | 0 | 0 | 0 | 0 | 0 | 0 | 0 | 0 | 0 | 0 | 0 | 0 | 0 | 0 | 0 | 0 | 0 | 0 | [15 empty] | 0 | 0 | 0 | 0 | 0 | 0 | 0 | 0 | 0 | 0 | 0 | 0 | 0 | 0 | 0 |  | 0 | 0 | 0 | 0 | 0 | 0 | 0 | 0 | 0 | 0 | 0 | 0 | 0 | 0 | 0 | 0 | 0 | 0 | 0 | 0 | 0 | 0 | 0 | 0 | 0 | 0 | 0 | 0 | 0 | 0 | [14 empty] | 0 | 0 | 0 | 0 | 0 | 0 | 0 | 0 | 0 | 0 | 0 | 0 | 0 | 0 | [15 empty] | 0 | 0 | 0 | 0 | 0 | 0 | 0 | 0 | 0 | 0 | 0 | 0 | 0 | 0 | 0 |  | 0 | 0 | 0 | 0 | 0 | 0 | 0 | 0 | 0 | 0 | 0 | 0 | 0 | 0 | 0 | 0 | 0 | 0 | 0 | 0 | 0 | 0 | 0 | 0 | 0 | 0 | 0 | 0 | 0 | 0
EOP | Sandy | 138 | 0 | 0 | 0 | 0 | 0 | 0 | 0 | 0 | 0 | 0 | 0 | 0 | 0 | 0 | 0 | 0 | 0 | 0 | 0 | 0 | 0 | 0 | 0 | 0 | 0 | 0 | 0 | 0 | 0 | 0 | 0 | 0 | 0 | 0 | 0 | 0 | 0 | 0 | 0 | 0 | 0 | 0 | 0 | 0 | [15 empty] | 0 | 0 | 0 | 0 | 0 | 0 | 0 | 0 | 0 | 0 | 0 | 0 | 0 | 0 | 0 |  | 0 | 0 | 0 | 0 | 0 | 0 | 0 | 0 | 0 | 0 | 0 | 0 | 0 | 0 | 0 | 0 | 0 | 0 | 0 | 0 | 0 | 0 | 0 | 0 | 0 | 0 | 0 | 0 | 0 | 0 | [14 empty] | 0 | 0 | 0 | 0 | 0 | 0 | 0 | 0 | 0 | 0 | 0 | 0 | 0 | 0 | [15 empty] | 0 | 0 | 0 | 0 | 0 | 0 | 0 | 0 | 0 | 0 | 0 | 0 | 0 | 0 | 0 |  | 0 | 0 | 0 | 0 | 0 | 0 | 0 | 0 | 0 | 0 | 0 | 0 | 0 | 0 | 0 | 0 | 0 | 0 | 0 | 0 | 0 | 0 | 0 | 0 | 0 | 0 | 0 | 0 | 0 | 0
PG&E FRESNO | Sanger | 115 | 0 | 0 | 0 | 0 | 0 | 0 | 0 | 0 | 0 | 0 | 0 | 0 | 0 | 0 | 0 | 0 | 0 | 0 | 0 | 0 | 0 | 0 | 0 | 0 | 0 | 0 | 0 | 0 | 0 | 0 | 0 | 2.8 | 0 | 0 | 0 | 0 | 0 | 0 | 0 | 0 | 0 | 0 | 0 | 0 |  |  | -1.3 | [12 empty] | 1 | 0 | 1.5 | 0 | 0 | 0 | 0 | 0 | 0 | 0 | 0 | 0 | 0 | 0 | 0 |  | 0 | 1.5 | 0 | 0 | 0 | 0 | 0 | 0 | 0 | 0 | 0 | 0 | 0 | 0 | 1 | 0 | -1.3 | 0 | 0 | 0 | 0 | 0 | 0 | 0 | 0 | 0 | 0 | 0 | 0 | 1 | [14 empty] | 0 | 2.8 | 0 | 0 | 0 | 0 | 0 | 0 | 0 | 0 | 0 | 0 | 0 | 0 |  |  | -1.3 | [7 empty] | 100 | 100 |  | 30 |  | 1 | 0 | 1.5 | 0 | 0 | 0 | 0 | 0 | 0 | 0 | 100 | 100 | 0 | 30 | 0 |  | 0 | 1.5 | 0 | 0 | 0 | 0 | 0 | 0 | 0 | 100 | 100 | 0 | 30 | 0 | 1 | 0 | -1.3 | 0 | 0 | 0 | 0 | 0 | 0 | 0 | 100 | 100 | 0 | 30 | 0 | 1
SCE Northern | Santa Clara | 230 | 0 | 0 | 0 | 0 | 0 | 0 | 0 | 0 | 0 | 0 | 0 | 0 | 0 | 0 | 0 | 0 | 0 | 0 | 0 | 0 | 0 | 0 | 0 | 0 | 0 | 0 | 0 | 0 | 0 | 0 | 0 | 0 | 0 | 0 | 0 | 0 | 0 | 0 | 0 | 0 | 0 | 0 | 0 | 0 | [15 empty] | 0 | 0 | 0 | 0 | 0 | 0 | 0 | 0 | 0 | 0 | 0 | 0 | 0 | 0 | 0 |  | 0 | 0 | 0 | 0 | 0 | 0 | 0 | 0 | 0 | 0 | 0 | 0 | 0 | 0 | 0 | 0 | 0 | 0 | 0 | 0 | 0 | 0 | 0 | 0 | 0 | 0 | 0 | 0 | 0 | 0 | [10 empty] | 150 |  | 50 |  | 0 | 0 | 0 | 0 | 0 | 0 | 0 | 0 | 0 | 0 | 150 | 0 | 50 | 0 | [11 empty] | -150 |  | -50 |  | 1 | 0 | 0 | 0 | 0 | 0 | 0 | 0 | 0 | 0 | 0 | 0 | 0 | 0 | 0 |  | 0 | 0 | 0 | 0 | 0 | 0 | 0 | 0 | 0 | 0 | 0 | 0 | 0 | 0 | 0 | 0 | 0 | 0 | 0 | 0 | 0 | 0 | 0 | 0 | 0 | -150 | 0 | -50 | 0 | 1
PG&E NGBA | Santa Rosa A | 115 | 0 | 0 | 0 | 0 | 0 | 0 | 0 | 0 | 0 | 0 | 0 | 0 | 0 | 0 | 0 | 0 | 0 | 0 | 0 | 0 | 0 | 0 | 0 | 0 | 0 | 0 | 0 | 0 | 0 | 0 | 0 | 0 | 0 | 0 | 0 | 0 | 0 | 0 | 0 | 0 | 0 | 0 | 0 | 0 | [15 empty] | 0 | 0 | 0 | 0 | 0 | 0 | 0 | 0 | 0 | 0 | 0 | 0 | 0 | 0 | 0 |  | 0 | 0 | 0 | 0 | 0 | 0 | 0 | 0 | 0 | 0 | 0 | 0 | 0 | 0 | 0 | 0 | 0 | 0 | 0 | 0 | 0 | 0 | 0 | 0 | 0 | 0 | 0 | 0 | 0 | 0 | [14 empty] | 0 | 0 | 0 | 0 | 0 | 0 | 0 | 0 | 0 | 0 | 0 | 0 | 0 | 0 | [15 empty] | 0 | 0 | 0 | 0 | 0 | 0 | 0 | 0 | 0 | 0 | 0 | 0 | 0 | 0 | 0 |  | 0 | 0 | 0 | 0 | 0 | 0 | 0 | 0 | 0 | 0 | 0 | 0 | 0 | 0 | 0 | 0 | 0 | 0 | 0 | 0 | 0 | 0 | 0 | 0 | 0 | 0 | 0 | 0 | 0 | 0
PG&E GBA | Santa Teresa | 115 | 0 | 0 | 0 | 0 | 0 | 0 | 0 | 0 | 0 | 0 | 0 | 0 | 0 | 0 | 0 | 0 | 0 | 0 | 0 | 0 | 0 | 0 | 0 | 0 | 0 | 0 | 0 | 0 | 0 | 0 | 0 | 0 | 0 | 0 | 0 | 0 | 0 | 0 | 0 | 0 | 0 | 0 | 0 | 0 | [15 empty] | 0 | 0 | 0 | 0 | 0 | 0 | 0 | 0 | 0 | 0 | 0 | 0 | 0 | 0 | 0 |  | 0 | 0 | 0 | 0 | 0 | 0 | 0 | 0 | 0 | 0 | 0 | 0 | 0 | 0 | 0 | 0 | 0 | 0 | 0 | 0 | 0 | 0 | 0 | 0 | 0 | 0 | 0 | 0 | 0 | 0 | [14 empty] | 0 | 0 | 0 | 0 | 0 | 0 | 0 | 0 | 0 | 0 | 0 | 0 | 0 | 0 | [15 empty] | 0 | 0 | 0 | 0 | 0 | 0 | 0 | 0 | 0 | 0 | 0 | 0 | 0 | 0 | 0 |  | 0 | 0 | 0 | 0 | 0 | 0 | 0 | 0 | 0 | 0 | 0 | 0 | 0 | 0 | 0 | 0 | 0 | 0 | 0 | 0 | 0 | 0 | 0 | 0 | 0 | 0 | 0 | 0 | 0 | 0
SDGE | Santee | 138 | 0 | 0 | 0 | 0 | 0 | 0 | 0 | 0 | 0 | 0 | 0 | 0 | 0 | 0 | 0 | 0 | 0 | 0 | 0 | 0 | 0 | 0 | 0 | 0 | 0 | 0 | 10 | 0 | 0 | 1 | 0 | 0 | 0 | 0 | 0 | 0 | 0 | 0 | 0 | 0 | 0 | 0 | 0 | 0 | [15 empty] | 0 | 0 | 0 | 0 | 0 | 0 | 0 | 0 | 0 | 0 | 0 | 0 | 0 | 0 | 0 |  | 0 | 0 | 0 | 0 | 0 | 0 | 0 | 0 | 0 | 0 | 0 | 10 | 0 | 0 | 1 | 0 | 0 | 0 | 0 | 0 | 0 | 0 | 0 | 0 | 0 | 0 | 0 | 0 | 0 | 0 | [14 empty] | 0 | 0 | 0 | 0 | 0 | 0 | 0 | 0 | 0 | 0 | 0 | 0 | 0 | 0 | [15 empty] | 0 | 0 | 0 | 0 | 0 | 0 | 0 | 0 | 0 | 0 | 0 | 0 | 0 | 0 | 0 |  | 0 | 0 | 0 | 0 | 0 | 0 | 0 | 0 | 0 | 0 | 0 | 10 | 0 | 0 | 1 | 0 | 0 | 0 | 0 | 0 | 0 | 0 | 0 | 0 | 0 | 0 | 0 | 0 | 0 | 0
SCE Metro | Santiago | 230 | 0 | 0 | 0 | 0 | 0 | 0 | 0 | 0 | 0 | 0 | 0 | 0 | 0 | 0 | 0 | 0 | 0 | 0 | 0 | 0 | 0 | 0 | 0 | 0 | 0 | 0 | 0 | 0 | 0 | 0 | 0 | 0 | 0 | 0 | 0 | 0 | 0 | 0 | 0 | 0 | 0 | 0 | 0 | 0 | [15 empty] | 0 | 0 | 0 | 0 | 0 | 0 | 0 | 0 | 0 | 0 | 0 | 0 | 0 | 0 | 0 |  | 0 | 0 | 0 | 0 | 0 | 0 | 0 | 0 | 0 | 0 | 0 | 0 | 0 | 0 | 0 | 0 | 0 | 0 | 0 | 0 | 0 | 0 | 0 | 0 | 0 | 0 | 0 | 0 | 0 | 0 | [14 empty] | 0 | 0 | 0 | 0 | 0 | 0 | 0 | 0 | 0 | 0 | 0 | 0 | 0 | 0 | [15 empty] | 0 | 0 | 0 | 0 | 0 | 0 | 0 | 0 | 0 | 0 | 0 | 0 | 0 | 0 | 0 |  | 0 | 0 | 0 | 0 | 0 | 0 | 0 | 0 | 0 | 0 | 0 | 0 | 0 | 0 | 0 | 0 | 0 | 0 | 0 | 0 | 0 | 0 | 0 | 0 | 0 | 0 | 0 | 0 | 0 | 0
PG&E GBA | Saratoga | 230 | 0 | 0 | 0 | 0 | 0 | 0 | 0 | 0 | 0 | 0 | 0 | 0 | 0 | 0 | 0 | 0 | 0 | 0 | 0 | 0 | 0 | 0 | 0 | 0 | 0 | 0 | 0 | 0 | 0 | 0 | 0 | 0 | 0 | 0 | 0 | 0 | 0 | 0 | 0 | 0 | 0 | 0 | 0 | 0 | [15 empty] | 0 | 0 | 0 | 0 | 0 | 0 | 0 | 0 | 0 | 0 | 0 | 0 | 0 | 0 | 0 |  | 0 | 0 | 0 | 0 | 0 | 0 | 0 | 0 | 0 | 0 | 0 | 0 | 0 | 0 | 0 | 0 | 0 | 0 | 0 | 0 | 0 | 0 | 0 | 0 | 0 | 0 | 0 | 0 | 0 | 0 | [14 empty] | 0 | 0 | 0 | 0 | 0 | 0 | 0 | 0 | 0 | 0 | 0 | 0 | 0 | 0 | [15 empty] | 0 | 0 | 0 | 0 | 0 | 0 | 0 | 0 | 0 | 0 | 0 | 0 | 0 | 0 | 0 |  | 0 | 0 | 0 | 0 | 0 | 0 | 0 | 0 | 0 | 0 | 0 | 0 | 0 | 0 | 0 | 0 | 0 | 0 | 0 | 0 | 0 | 0 | 0 | 0 | 0 | 0 | 0 | 0 | 0 | 0
SCE Northern | Saugus | 230 | 0 | 0 | 0 | 0 | 0 | 0 | 0 | 0 | 0 | 0 | 0 | 0 | 0 | 0 | 0 | 0 | 0 | 0 | 0 | 0 | 0 | 0 | 0 | 0 | 0 | 0 | 0 | 0 | 0 | 0 | 0 | 0 | 0 | 0 | 0 | 0 | 0 | 0 | 0 | 0 | 0 | 0 | 0 | 0 | [15 empty] | 0 | 0 | 0 | 0 | 0 | 0 | 0 | 0 | 0 | 0 | 0 | 0 | 0 | 0 | 0 |  | 0 | 0 | 0 | 0 | 0 | 0 | 0 | 0 | 0 | 0 | 0 | 0 | 0 | 0 | 0 | 0 | 0 | 0 | 0 | 0 | 0 | 0 | 0 | 0 | 0 | 0 | 0 | 0 | 0 | 0 | [14 empty] | 0 | 0 | 0 | 0 | 0 | 0 | 0 | 0 | 0 | 0 | 0 | 0 | 0 | 0 | [15 empty] | 0 | 0 | 0 | 0 | 0 | 0 | 0 | 0 | 0 | 0 | 0 | 0 | 0 | 0 | 0 |  | 0 | 0 | 0 | 0 | 0 | 0 | 0 | 0 | 0 | 0 | 0 | 0 | 0 | 0 | 0 | 0 | 0 | 0 | 0 | 0 | 0 | 0 | 0 | 0 | 0 | 0 | 0 | 0 | 0 | 0
PG&E FRESNO | Schindler | 115 | 0 | 0 | 0 | 0 | 0 | 0 | 0 | 0 | 0 | 0 | 0 | 0 | 0 | 0 | 0 | 0 | 0 | 0 | 0 | 0 | 0 | 0 | 0 | 0 | 0 | 0 | 0 | 0 | 0 | 0 | 0 | 0 | 0 | 0 | 0 | 0 | 0 | 0 | 0 | 0 | 0 | 0 | 0 | 0 | [15 empty] | 0 | 0 | 0 | 0 | 0 | 0 | 0 | 0 | 0 | 0 | 0 | 0 | 0 | 0 | 0 |  | 0 | 0 | 0 | 0 | 0 | 0 | 0 | 0 | 0 | 0 | 0 | 0 | 0 | 0 | 0 | 0 | 0 | 0 | 0 | 0 | 0 | 0 | 0 | 0 | 0 | 0 | 0 | 0 | 0 | 0 | [9 empty] | 100 |  |  | 40 |  | 0 | 0 | 0 | 0 | 0 | 0 | 0 | 0 | 0 | 100 | 0 | 0 | 40 | 0 | [15 empty] | 0 | 0 | 0 | 0 | 0 | 0 | 0 | 0 | 0 | 0 | 100 | 0 | 0 | 40 | 0 |  | 0 | 0 | 0 | 0 | 0 | 0 | 0 | 0 | 0 | 100 | 0 | 0 | 40 | 0 | 1 | 0 | 0 | 0 | 0 | 0 | 0 | 0 | 0 | 0 | 0 | 0 | 0 | 0 | 0 | 0
PG&E FRESNO | Schindler | 70 | 0 | 0 | 0 | 0 | 0 | 0 | 0 | 0 | 0 | 0 | 0 | 0 | 0 | 0 | 0 | 0 | 0 | 0 | 0 | 0 | 0 | 0 | 0 | 0 | 0 | 0 | 0 | 0 | 0 | 0 | 0 | 0 | 0 | 0 | 0 | 0 | 0 | 0 | 0 | 0 | 0 | 0 | 0 | 0 | [15 empty] | 0 | 0 | 0 | 0 | 0 | 0 | 0 | 0 | 0 | 0 | 0 | 0 | 0 | 0 | 0 |  | 0 | 0 | 0 | 0 | 0 | 0 | 0 | 0 | 0 | 0 | 0 | 0 | 0 | 0 | 0 | 0 | 0 | 0 | 0 | 0 | 0 | 0 | 0 | 0 | 0 | 0 | 0 | 0 | 0 | 0 | [14 empty] | 0 | 0 | 0 | 0 | 0 | 0 | 0 | 0 | 0 | 0 | 0 | 0 | 0 | 0 | [15 empty] | 0 | 0 | 0 | 0 | 0 | 0 | 0 | 0 | 0 | 0 | 0 | 0 | 0 | 0 | 0 |  | 0 | 0 | 0 | 0 | 0 | 0 | 0 | 0 | 0 | 0 | 0 | 0 | 0 | 0 | 0 | 0 | 0 | 0 | 0 | 0 | 0 | 0 | 0 | 0 | 0 | 0 | 0 | 0 | 0 | 0
PG&E GBA | Schulte | 115 | 0 | 0 | 0 | 0 | 0 | 0 | 0 | 0 | 0 | 0 | 0 | 0 | 0 | 0 | 0 | 0 | 0 | 0 | 0 | 0 | 0 | 0 | 0 | 0 | 0 | 0 | 0 | 0 | 0 | 0 | 0 | 0 | 0 | 0 | 0 | 0 | 0 | 0 | 0 | 0 | 0 | 0 | 0 | 0 | [15 empty] | 0 | 0 | 0 | 0 | 0 | 0 | 0 | 0 | 0 | 0 | 0 | 0 | 0 | 0 | 0 |  | 0 | 0 | 0 | 0 | 0 | 0 | 0 | 0 | 0 | 0 | 0 | 0 | 0 | 0 | 0 | 0 | 0 | 0 | 0 | 0 | 0 | 0 | 0 | 0 | 0 | 0 | 0 | 0 | 0 | 0 | [14 empty] | 0 | 0 | 0 | 0 | 0 | 0 | 0 | 0 | 0 | 0 | 0 | 0 | 0 | 0 | [15 empty] | 0 | 0 | 0 | 0 | 0 | 0 | 0 | 0 | 0 | 0 | 0 | 0 | 0 | 0 | 0 |  | 0 | 0 | 0 | 0 | 0 | 0 | 0 | 0 | 0 | 0 | 0 | 0 | 0 | 0 | 0 | 0 | 0 | 0 | 0 | 0 | 0 | 0 | 0 | 0 | 0 | 0 | 0 | 0 | 0 | 0
SDGE | Scripps | 69 | 0 | 0 | 0 | 0 | 0 | 0 | 0 | 0 | 0 | 0 | 0 | 0 | 0 | 0 | 0 | 0 | 0 | 0 | 0 | 0 | 0 | 0 | 0 | 0 | 0 | 0 | 0 | 0 | 0 | 0 | 0 | 0 | 0 | 0 | 0 | 0 | 0 | 0 | 0 | 0 | 0 | 0 | 0 | 0 | [15 empty] | 0 | 0 | 0 | 0 | 0 | 0 | 0 | 0 | 0 | 0 | 0 | 0 | 0 | 0 | 0 |  | 0 | 0 | 0 | 0 | 0 | 0 | 0 | 0 | 0 | 0 | 0 | 0 | 0 | 0 | 0 | 0 | 0 | 0 | 0 | 0 | 0 | 0 | 0 | 0 | 0 | 0 | 0 | 0 | 0 | 0 | [14 empty] | 0 | 0 | 0 | 0 | 0 | 0 | 0 | 0 | 0 | 0 | 0 | 0 | 0 | 0 | [15 empty] | 0 | 0 | 0 | 0 | 0 | 0 | 0 | 0 | 0 | 0 | 0 | 0 | 0 | 0 | 0 |  | 0 | 0 | 0 | 0 | 0 | 0 | 0 | 0 | 0 | 0 | 0 | 0 | 0 | 0 | 0 | 0 | 0 | 0 | 0 | 0 | 0 | 0 | 0 | 0 | 0 | 0 | 0 | 0 | 0 | 0
PG&E KERN | Semitropic | 115 | 0 | 0 | 0 | 0 | 0 | 0 | 0 | 0 | 0 | 0 | 0 | 0 | 0 | 0 | 0 | 0 | 0 | 0 | 0 | 0 | 0 | 0 | 0 | 4.66 | 0 | 0 | 0 | 0 | 0 | 1 | 0 | 0 | 0 | 0 | 0 | 0 | 0 | 0 | 0 | 0 | 0 | 0 | 0 | 0 | [15 empty] | 0 | 0 | 0 | 0 | 0 | 0 | 0 | 0 | 0 | 0 | 0 | 0 | 0 | 0 | 0 |  | 0 | 0 | 0 | 0 | 0 | 0 | 0 | 0 | 4.66 | 0 | 0 | 0 | 0 | 0 | 1 | 0 | 0 | 0 | 0 | 0 | 0 | 0 | 0 | 0 | 0 | 0 | 0 | 0 | 0 | 0 | [14 empty] | 0 | 0 | 0 | 0 | 0 | 0 | 0 | 0 | 0 | 0 | 0 | 0 | 0 | 0 | [15 empty] | 0 | 0 | 0 | 0 | 0 | 0 | 0 | 0 | 0 | 0 | 0 | 0 | 0 | 0 | 0 |  | 0 | 0 | 0 | 0 | 0 | 0 | 0 | 0 | 4.66 | 0 | 0 | 0 | 0 | 0 | 1 | 0 | 0 | 0 | 0 | 0 | 0 | 0 | 0 | 0 | 0 | 0 | 0 | 0 | 0 | 0
SCE Metro | Serrano | 230 | 0 | 0 | 0 | 0 | 0 | 0 | 0 | 0 | 0 | 0 | 0 | 0 | 0 | 0 | 0 | 0 | 0 | 0 | 0 | 0 | 0 | 0 | 0 | 0 | 0 | 0 | 0 | 0 | 0 | 0 | 0 | 0 | 0 | 0 | 0 | 0 | 0 | 0 | 0 | 0 | 0 | 0 | 0 | 0 | [15 empty] | 0 | 0 | 0 | 0 | 0 | 0 | 0 | 0 | 0 | 0 | 0 | 0 | 0 | 0 | 0 |  | 0 | 0 | 0 | 0 | 0 | 0 | 0 | 0 | 0 | 0 | 0 | 0 | 0 | 0 | 0 | 0 | 0 | 0 | 0 | 0 | 0 | 0 | 0 | 0 | 0 | 0 | 0 | 0 | 0 | 0 | [14 empty] | 0 | 0 | 0 | 0 | 0 | 0 | 0 | 0 | 0 | 0 | 0 | 0 | 0 | 0 | [15 empty] | 0 | 0 | 0 | 0 | 0 | 0 | 0 | 0 | 0 | 0 | 0 | 0 | 0 | 0 | 0 |  | 0 | 0 | 0 | 0 | 0 | 0 | 0 | 0 | 0 | 0 | 0 | 0 | 0 | 0 | 0 | 0 | 0 | 0 | 0 | 0 | 0 | 0 | 0 | 0 | 0 | 0 | 0 | 0 | 0 | 0
SCE Metro | Serrano | 500 | 0 | 0 | 0 | 0 | 0 | 0 | 0 | 0 | 0 | 0 | 0 | 0 | 0 | 0 | 0 | 0 | 0 | 0 | 0 | 0 | 0 | 0 | 0 | 0 | 0 | 0 | 0 | 0 | 0 | 0 | 0 | 0 | 0 | 0 | 0 | 0 | 0 | 0 | 0 | 0 | 0 | 0 | 0 | 0 | [15 empty] | 0 | 0 | 0 | 0 | 0 | 0 | 0 | 0 | 0 | 0 | 0 | 0 | 0 | 0 | 0 |  | 0 | 0 | 0 | 0 | 0 | 0 | 0 | 0 | 0 | 0 | 0 | 0 | 0 | 0 | 0 | 0 | 0 | 0 | 0 | 0 | 0 | 0 | 0 | 0 | 0 | 0 | 0 | 0 | 0 | 0 | [14 empty] | 0 | 0 | 0 | 0 | 0 | 0 | 0 | 0 | 0 | 0 | 0 | 0 | 0 | 0 | [15 empty] | 0 | 0 | 0 | 0 | 0 | 0 | 0 | 0 | 0 | 0 | 0 | 0 | 0 | 0 | 0 |  | 0 | 0 | 0 | 0 | 0 | 0 | 0 | 0 | 0 | 0 | 0 | 0 | 0 | 0 | 0 | 0 | 0 | 0 | 0 | 0 | 0 | 0 | 0 | 0 | 0 | 0 | 0 | 0 | 0 | 0
SDGE | Shadowridge | 138 | 0 | 0 | 0 | 0 | 0 | 0 | 0 | 0 | 0 | 0 | 0 | 0 | 0 | 0 | 0 | 0 | 0 | 0 | 0 | 0 | 0 | 0 | 0 | 0 | 0 | 0 | 0 | 0 | 0 | 0 | 0 | 0 | 0 | 0 | 0 | 0 | 0 | 0 | 0 | 0 | 0 | 0 | 0 | 0 | [15 empty] | 0 | 0 | 0 | 0 | 0 | 0 | 0 | 0 | 0 | 0 | 0 | 0 | 0 | 0 | 0 |  | 0 | 0 | 0 | 0 | 0 | 0 | 0 | 0 | 0 | 0 | 0 | 0 | 0 | 0 | 0 | 0 | 0 | 0 | 0 | 0 | 0 | 0 | 0 | 0 | 0 | 0 | 0 | 0 | 0 | 0 | [14 empty] | 0 | 0 | 0 | 0 | 0 | 0 | 0 | 0 | 0 | 0 | 0 | 0 | 0 | 0 | [15 empty] | 0 | 0 | 0 | 0 | 0 | 0 | 0 | 0 | 0 | 0 | 0 | 0 | 0 | 0 | 0 |  | 0 | 0 | 0 | 0 | 0 | 0 | 0 | 0 | 0 | 0 | 0 | 0 | 0 | 0 | 0 | 0 | 0 | 0 | 0 | 0 | 0 | 0 | 0 | 0 | 0 | 0 | 0 | 0 | 0 | 0
PG&E KERN | Shafter | 115 | 0 | 0 | 0 | 0 | 0 | 0 | 0 | 0 | 0 | 0 | 0 | 0 | 0 | 0 | 0 | 0 | 0 | 0 | 0 | 0 | 0 | 0 | 0 | 2.25 | 0 | 0 | 0 | 0 | 0 | 1 | 0 | 0 | 0 | 0 | 0 | 0 | 0 | 0 | 0 | 0 | 0 | 0 | 0 | 0 | [15 empty] | 0 | 0 | 0 | 0 | 0 | 0 | 0 | 0 | 0 | 0 | 0 | 0 | 0 | 0 | 0 |  | 0 | 0 | 0 | 0 | 0 | 0 | 0 | 0 | 2.25 | 0 | 0 | 0 | 0 | 0 | 1 | 0 | 0 | 0 | 0 | 0 | 0 | 0 | 0 | 0 | 0 | 0 | 0 | 0 | 0 | 0 | [9 empty] | 80 | 20 |  | 10 |  | 0 | 0 | 0 | 0 | 0 | 0 | 0 | 0 | 0 | 80 | 20 | 0 | 10 | 0 | [10 empty] | -80 | -20 |  | -10 |  | 1 | 0 | 0 | 0 | 0 | 0 | 0 | 0 | 0 | 0 | 0 | 0 | 0 | 0 | 0 |  | 0 | 0 | 0 | 0 | 0 | 0 | 0 | 0 | 2.25 | 0 | 0 | 0 | 0 | 0 | 1 | 0 | 0 | 0 | 0 | 0 | 0 | 0 | 0 | 0 | -80 | -20 | 0 | -10 | 0 | 1
PG&E NGBA | Silverado | 115 | 0 | 0 | 0 | 0 | 0 | 0 | 0 | 0 | 0 | 0 | 0 | 0 | 0 | 0 | 0 | 0 | 0 | 0 | 0 | 0 | 0 | 0 | 0 | 0 | 0 | 0 | 0 | 0 | 0 | 0 | 0 | 0 | 0 | 0 | 0 | 0 | 0 | 0 | 0 | 0 | 0 | 0 | 0 | 0 | [15 empty] | 0 | 0 | 0 | 0 | 0 | 0 | 0 | 0 | 0 | 0 | 0 | 0 | 0 | 0 | 0 |  | 0 | 0 | 0 | 0 | 0 | 0 | 0 | 0 | 0 | 0 | 0 | 0 | 0 | 0 | 0 | 0 | 0 | 0 | 0 | 0 | 0 | 0 | 0 | 0 | 0 | 0 | 0 | 0 | 0 | 0 | [14 empty] | 0 | 0 | 0 | 0 | 0 | 0 | 0 | 0 | 0 | 0 | 0 | 0 | 0 | 0 | [15 empty] | 0 | 0 | 0 | 0 | 0 | 0 | 0 | 0 | 0 | 0 | 0 | 0 | 0 | 0 | 0 |  | 0 | 0 | 0 | 0 | 0 | 0 | 0 | 0 | 0 | 0 | 0 | 0 | 0 | 0 | 0 | 0 | 0 | 0 | 0 | 0 | 0 | 0 | 0 | 0 | 0 | 0 | 0 | 0 | 0 | 0
SDGE | Silvergate | 230 | 0 | 0 | 0 | 0 | 0 | 0 | 0 | 0 | 0 | 0 | 0 | 0 | 0 | 0 | 0 | 0 | 0 | 0 | 0 | 0 | 0 | 0 | 0 | 0 | 0 | 0 | 0 | 0 | 0 | 0 | 0 | 0 | 0 | 0 | 0 | 0 | 0 | 0 | 0 | 0 | 0 | 0 | 0 | 0 | [15 empty] | 0 | 0 | 0 | 0 | 0 | 0 | 0 | 0 | 0 | 0 | 0 | 0 | 0 | 0 | 0 |  | 0 | 0 | 0 | 0 | 0 | 0 | 0 | 0 | 0 | 0 | 0 | 0 | 0 | 0 | 0 | 0 | 0 | 0 | 0 | 0 | 0 | 0 | 0 | 0 | 0 | 0 | 0 | 0 | 0 | 0 | [12 empty] | 100 |  | 0 | 0 | 0 | 0 | 0 | 0 | 0 | 0 | 0 | 0 | 0 | 0 | 100 | 0 | [13 empty] | -100 |  | 1 | 0 | 0 | 0 | 0 | 0 | 0 | 0 | 0 | 0 | 0 | 0 | 0 | 0 | 0 |  | 0 | 0 | 0 | 0 | 0 | 0 | 0 | 0 | 0 | 0 | 0 | 0 | 0 | 0 | 0 | 0 | 0 | 0 | 0 | 0 | 0 | 0 | 0 | 0 | 0 | 0 | 0 | -100 | 0 | 1
SDGE | Silvergate | 69 | 0 | 0 | 0 | 0 | 0 | 0 | 0 | 0 | 0 | 0 | 0 | 0 | 0 | 0 | 0 | 0 | 0 | 0 | 0 | 0 | 0 | 0 | 0 | 0 | 0 | 0 | 0 | 0 | 0 | 0 | 0 | 0 | 0 | 0 | 0 | 0 | 0 | 0 | 0 | 0 | 0 | 0 | 0 | 0 | [15 empty] | 0 | 0 | 0 | 0 | 0 | 0 | 0 | 0 | 0 | 0 | 0 | 0 | 0 | 0 | 0 |  | 0 | 0 | 0 | 0 | 0 | 0 | 0 | 0 | 0 | 0 | 0 | 0 | 0 | 0 | 0 | 0 | 0 | 0 | 0 | 0 | 0 | 0 | 0 | 0 | 0 | 0 | 0 | 0 | 0 | 0 | [14 empty] | 0 | 0 | 0 | 0 | 0 | 0 | 0 | 0 | 0 | 0 | 0 | 0 | 0 | 0 | [15 empty] | 0 | 0 | 0 | 0 | 0 | 0 | 0 | 0 | 0 | 0 | 0 | 0 | 0 | 0 | 0 |  | 0 | 0 | 0 | 0 | 0 | 0 | 0 | 0 | 0 | 0 | 0 | 0 | 0 | 0 | 0 | 0 | 0 | 0 | 0 | 0 | 0 | 0 | 0 | 0 | 0 | 0 | 0 | 0 | 0 | 0
PG&E KERN | Sisquoc | 115 | 0 | 0 | 0 | 0 | 0 | 0 | 0 | 0 | 0 | 0 | 0 | 0 | 0 | 0 | 0 | 0 | 0 | 0 | 0 | 0 | 0 | 0 | 0 | 0 | 0 | 0 | 0 | 0 | 0 | 0 | 0 | 0 | 0 | 0 | 0 | 0 | 0 | 0 | 0 | 0 | 0 | 0 | 0 | 0 | [15 empty] | 0 | 0 | 0 | 0 | 0 | 0 | 0 | 0 | 0 | 0 | 0 | 0 | 0 | 0 | 0 |  | 0 | 0 | 0 | 0 | 0 | 0 | 0 | 0 | 0 | 0 | 0 | 0 | 0 | 0 | 0 | 0 | 0 | 0 | 0 | 0 | 0 | 0 | 0 | 0 | 0 | 0 | 0 | 0 | 0 | 0 | [14 empty] | 0 | 0 | 0 | 0 | 0 | 0 | 0 | 0 | 0 | 0 | 0 | 0 | 0 | 0 | [15 empty] | 0 | 0 | 0 | 0 | 0 | 0 | 0 | 0 | 0 | 0 | 0 | 0 | 0 | 0 | 0 |  | 0 | 0 | 0 | 0 | 0 | 0 | 0 | 0 | 0 | 0 | 0 | 0 | 0 | 0 | 0 | 0 | 0 | 0 | 0 | 0 | 0 | 0 | 0 | 0 | 0 | 0 | 0 | 0 | 0 | 0
EOP | Sloan Canyon | 230 | 0 | 0 | 0 | 0 | 0 | 0 | 0 | 0 | 0 | 0 | 0 | 0 | 0 | 0 | 0 | 0 | 0 | 0 | 0 | 0 | 0 | 0 | 0 | 0 | 0 | 0 | 0 | 0 | 0 | 0 | 0 | 0 | 66 | 244 | 0 | 0 | 0 | 0 | 0 | 0 | 0 | 0 | 0 | 0 |  |  |  | 194 | -194 | [10 empty] | 1 | 0 | 0 | 260 | 50 | 0 | 0 | 0 | 0 | 0 | 0 | 0 | 0 | 0 | 0 |  | 0 | 0 | 260 | 50 | 0 | 0 | 0 | 0 | 0 | 0 | 0 | 0 | 0 | 0 | 1 | 0 | 0 | 194 | -194 | 0 | 0 | 0 | 0 | 0 | 0 | 0 | 0 | 0 | 0 | 1 | [9 empty] | 100 | 200 |  | 100 |  | 0 | 0 | 66 | 244 | 0 | 0 | 0 | 0 | 0 | 100 | 200 | 0 | 100 | 0 |  |  |  | 194 | -194 | [5 empty] | -100 | -200 |  | -100 |  | 1 | 0 | 0 | 260 | 50 | 0 | 0 | 0 | 0 | 0 | 0 | 0 | 0 | 0 | 0 |  | 0 | 0 | 260 | 50 | 0 | 0 | 0 | 0 | 0 | 0 | 0 | 0 | 0 | 0 | 1 | 0 | 0 | 194 | -194 | 0 | 0 | 0 | 0 | 0 | -100 | -200 | 0 | -100 | 0 | 1
EOP | Sloan Canyon | 500 | 0 | 0 | 0 | 0 | 0 | 0 | 0 | 0 | 0 | 0 | 0 | 0 | 0 | 0 | 0 | 0 | 0 | 0 | 0 | 0 | 0 | 0 | 0 | 0 | 0 | 0 | 0 | 0 | 0 | 0 | 0 | 0 | 0 | 0 | 0 | 0 | 0 | 0 | 0 | 0 | 0 | 0 | 0 | 0 | [15 empty] | 0 | 0 | 0 | 0 | 0 | 0 | 0 | 0 | 0 | 0 | 0 | 0 | 0 | 0 | 0 |  | 0 | 0 | 0 | 0 | 0 | 0 | 0 | 0 | 0 | 0 | 0 | 0 | 0 | 0 | 0 | 0 | 0 | 0 | 0 | 0 | 0 | 0 | 0 | 0 | 0 | 0 | 0 | 0 | 0 | 0 | [14 empty] | 0 | 0 | 0 | 0 | 0 | 0 | 0 | 0 | 0 | 0 | 0 | 0 | 0 | 0 | [15 empty] | 0 | 0 | 0 | 0 | 0 | 0 | 0 | 0 | 0 | 0 | 0 | 0 | 0 | 0 | 0 |  | 0 | 0 | 0 | 0 | 0 | 0 | 0 | 0 | 0 | 0 | 0 | 0 | 0 | 0 | 0 | 0 | 0 | 0 | 0 | 0 | 0 | 0 | 0 | 0 | 0 | 0 | 0 | 0 | 0 | 0
PG&E KERN | Smyrna | 115 | 0 | 0 | 0 | 0 | 0 | 0 | 0 | 0 | 0 | 0 | 0 | 0 | 0 | 0 | 0 | 0 | 0 | 0 | 0 | 0 | 0 | 0 | 0 | 0 | 0 | 0 | 0 | 0 | 0 | 0 | 0 | 0 | 0 | 0 | 0 | 0 | 0 | 0 | 6 | 0 | 0 | 0 | 0 | 0 | [15 empty] | 0 | 0 | 0 | 0 | 0 | 0 | 0 | 0 | 0 | 6 | 0 | 0 | 0 | 0 | 0 |  | 0 | 0 | 0 | 0 | 0 | 0 | 0 | 0 | 6 | 0 | 0 | 0 | 0 | 0 | 1 | 0 | 0 | 0 | 0 | 0 | 0 | 0 | 0 | 0 | 0 | 0 | 0 | 0 | 0 | 0 | [14 empty] | 0 | 0 | 0 | 0 | 0 | 0 | 0 | 0 | 6 | 0 | 0 | 0 | 0 | 0 | [15 empty] | 0 | 0 | 0 | 0 | 0 | 0 | 0 | 0 | 0 | 6 | 0 | 0 | 0 | 0 | 0 |  | 0 | 0 | 0 | 0 | 0 | 0 | 0 | 0 | 6 | 0 | 0 | 0 | 0 | 0 | 1 | 0 | 0 | 0 | 0 | 0 | 0 | 0 | 0 | 0 | 0 | 0 | 0 | 0 | 0 | 0
PG&E GBA | Sobrante | 115 | 0 | 0 | 0 | 0 | 0 | 0 | 0 | 0 | 0 | 0 | 0 | 0 | 0 | 0 | 0 | 0 | 0 | 0 | 0 | 0 | 0 | 0 | 0 | 0 | 0 | 0 | 0 | 0 | 0 | 0 | 0 | 0 | 0 | 0 | 0 | 0 | 0 | 0 | 0 | 0 | 0 | 0 | 0 | 0 | [15 empty] | 0 | 0 | 0 | 0 | 0 | 0 | 0 | 0 | 0 | 0 | 0 | 0 | 0 | 0 | 0 |  | 0 | 0 | 0 | 0 | 0 | 0 | 0 | 0 | 0 | 0 | 0 | 0 | 0 | 0 | 0 | 0 | 0 | 0 | 0 | 0 | 0 | 0 | 0 | 0 | 0 | 0 | 0 | 0 | 0 | 0 | [14 empty] | 0 | 0 | 0 | 0 | 0 | 0 | 0 | 0 | 0 | 0 | 0 | 0 | 0 | 0 | [15 empty] | 0 | 0 | 0 | 0 | 0 | 0 | 0 | 0 | 0 | 0 | 0 | 0 | 0 | 0 | 0 |  | 0 | 0 | 0 | 0 | 0 | 0 | 0 | 0 | 0 | 0 | 0 | 0 | 0 | 0 | 0 | 0 | 0 | 0 | 0 | 0 | 0 | 0 | 0 | 0 | 0 | 0 | 0 | 0 | 0 | 0
PG&E GBA | Sobrante | 230 | 0 | 0 | 0 | 0 | 0 | 0 | 0 | 0 | 0 | 0 | 0 | 0 | 0 | 0 | 0 | 0 | 0 | 0 | 0 | 0 | 0 | 0 | 0 | 0 | 0 | 0 | 0 | 0 | 0 | 0 | 0 | 0 | 0 | 0 | 0 | 0 | 0 | 0 | 0 | 0 | 0 | 0 | 0 | 0 | [15 empty] | 0 | 0 | 0 | 0 | 0 | 0 | 0 | 0 | 0 | 0 | 0 | 0 | 0 | 0 | 0 |  | 0 | 0 | 0 | 0 | 0 | 0 | 0 | 0 | 0 | 0 | 0 | 0 | 0 | 0 | 0 | 0 | 0 | 0 | 0 | 0 | 0 | 0 | 0 | 0 | 0 | 0 | 0 | 0 | 0 | 0 | [14 empty] | 0 | 0 | 0 | 0 | 0 | 0 | 0 | 0 | 0 | 0 | 0 | 0 | 0 | 0 | [15 empty] | 0 | 0 | 0 | 0 | 0 | 0 | 0 | 0 | 0 | 0 | 0 | 0 | 0 | 0 | 0 |  | 0 | 0 | 0 | 0 | 0 | 0 | 0 | 0 | 0 | 0 | 0 | 0 | 0 | 0 | 0 | 0 | 0 | 0 | 0 | 0 | 0 | 0 | 0 | 0 | 0 | 0 | 0 | 0 | 0 | 0
PG&E KERN | Solar | 230 | 0 | 0 | 0 | 0 | 0 | 0 | 0 | 0 | 0 | 0 | 0 | 0 | 0 | 0 | 0 | 0 | 0 | 0 | 0 | 0 | 0 | 0 | 0 | 0 | 0 | 0 | 0 | 0 | 0 | 0 | 0 | 0 | 0 | 0 | 0 | 0 | 0 | 0 | 0 | 0 | 0 | 0 | 0 | 0 | [15 empty] | 0 | 0 | 0 | 0 | 0 | 0 | 0 | 0 | 0 | 0 | 0 | 0 | 0 | 0 | 0 |  | 0 | 0 | 0 | 0 | 0 | 0 | 0 | 0 | 0 | 0 | 0 | 0 | 0 | 0 | 0 | 0 | 0 | 0 | 0 | 0 | 0 | 0 | 0 | 0 | 0 | 0 | 0 | 0 | 0 | 0 | [14 empty] | 0 | 0 | 0 | 0 | 0 | 0 | 0 | 0 | 0 | 0 | 0 | 0 | 0 | 0 | [15 empty] | 0 | 0 | 0 | 0 | 0 | 0 | 0 | 0 | 0 | 0 | 0 | 0 | 0 | 0 | 0 |  | 0 | 0 | 0 | 0 | 0 | 0 | 0 | 0 | 0 | 0 | 0 | 0 | 0 | 0 | 0 | 0 | 0 | 0 | 0 | 0 | 0 | 0 | 0 | 0 | 0 | 0 | 0 | 0 | 0 | 0
PG&E GBA | Soledad | 115 | 0 | 0 | 0 | 0 | 0 | 0 | 0 | 0 | 0 | 0 | 0 | 0 | 0 | 0 | 0 | 0 | 0 | 0 | 0 | 0 | 0 | 0 | 0 | 0 | 0 | 0 | 0 | 0 | 0 | 0 | 0 | 0 | 0 | 0 | 0 | 0 | 0 | 0 | 0 | 0 | 0 | 0 | 0 | 0 | [15 empty] | 0 | 0 | 0 | 0 | 0 | 0 | 0 | 0 | 0 | 0 | 0 | 0 | 0 | 0 | 0 |  | 0 | 0 | 0 | 0 | 0 | 0 | 0 | 0 | 0 | 0 | 0 | 0 | 0 | 0 | 0 | 0 | 0 | 0 | 0 | 0 | 0 | 0 | 0 | 0 | 0 | 0 | 0 | 0 | 0 | 0 | [14 empty] | 0 | 0 | 0 | 0 | 0 | 0 | 0 | 0 | 0 | 0 | 0 | 0 | 0 | 0 | [15 empty] | 0 | 0 | 0 | 0 | 0 | 0 | 0 | 0 | 0 | 0 | 0 | 0 | 0 | 0 | 0 |  | 0 | 0 | 0 | 0 | 0 | 0 | 0 | 0 | 0 | 0 | 0 | 0 | 0 | 0 | 0 | 0 | 0 | 0 | 0 | 0 | 0 | 0 | 0 | 0 | 0 | 0 | 0 | 0 | 0 | 0
PG&E GBA | Soledad | 60 | 0 | 0 | 0 | 0 | 0 | 0 | 0 | 0 | 0 | 0 | 0 | 0 | 0 | 0 | 0 | 0 | 0 | 0 | 0 | 0 | 0 | 0 | 0 | 0 | 0 | 0 | 0 | 0 | 0 | 0 | 0 | 0 | 6 | 0 | 0 | 0 | 0 | 0 | 0 | 0 | 0 | 0 | 0 | 0 | [15 empty] | 0 | 0 | 0 | 6 | 0 | 0 | 0 | 0 | 0 | 0 | 0 | 0 | 0 | 0 | 0 |  | 0 | 0 | 6 | 0 | 0 | 0 | 0 | 0 | 0 | 0 | 0 | 0 | 0 | 0 | 1 | 0 | 0 | 0 | 0 | 0 | 0 | 0 | 0 | 0 | 0 | 0 | 0 | 0 | 0 | 0 | [14 empty] | 0 | 0 | 6 | 0 | 0 | 0 | 0 | 0 | 0 | 0 | 0 | 0 | 0 | 0 | [15 empty] | 0 | 0 | 0 | 6 | 0 | 0 | 0 | 0 | 0 | 0 | 0 | 0 | 0 | 0 | 0 |  | 0 | 0 | 6 | 0 | 0 | 0 | 0 | 0 | 0 | 0 | 0 | 0 | 0 | 0 | 1 | 0 | 0 | 0 | 0 | 0 | 0 | 0 | 0 | 0 | 0 | 0 | 0 | 0 | 0 | 0
SDGE | Spring Valley | 69 | 0 | 0 | 0 | 0 | 0 | 0 | 0 | 0 | 0 | 0 | 0 | 0 | 0 | 0 | 0 | 0 | 0 | 0 | 0 | 0 | 0 | 0 | 0 | 0 | 0 | 0 | 0 | 0 | 0 | 0 | 0 | 0 | 0 | 0 | 0 | 0 | 0 | 0 | 0 | 0 | 0 | 0 | 0 | 0 | [15 empty] | 0 | 0 | 0 | 0 | 0 | 0 | 0 | 0 | 0 | 0 | 0 | 0 | 0 | 0 | 0 |  | 0 | 0 | 0 | 0 | 0 | 0 | 0 | 0 | 0 | 0 | 0 | 0 | 0 | 0 | 0 | 0 | 0 | 0 | 0 | 0 | 0 | 0 | 0 | 0 | 0 | 0 | 0 | 0 | 0 | 0 | [14 empty] | 0 | 0 | 0 | 0 | 0 | 0 | 0 | 0 | 0 | 0 | 0 | 0 | 0 | 0 | [15 empty] | 0 | 0 | 0 | 0 | 0 | 0 | 0 | 0 | 0 | 0 | 0 | 0 | 0 | 0 | 0 |  | 0 | 0 | 0 | 0 | 0 | 0 | 0 | 0 | 0 | 0 | 0 | 0 | 0 | 0 | 0 | 0 | 0 | 0 | 0 | 0 | 0 | 0 | 0 | 0 | 0 | 0 | 0 | 0 | 0 | 0
SCE Northern | Springville | 230 | 0 | 0 | 0 | 0 | 0 | 0 | 0 | 0 | 0 | 0 | 0 | 0 | 0 | 0 | 0 | 0 | 0 | 0 | 0 | 0 | 0 | 0 | 0 | 3 | 0 | 0 | 225 | 0 | 0 | 1 | 0 | 0 | 0 | 0 | 0 | 0 | 0 | 0 | 0 | 0 | 0 | 0 | 0 | 0 | [15 empty] | 0 | 0 | 0 | 0 | 0 | 0 | 0 | 0 | 0 | 0 | 0 | 0 | 0 | 0 | 0 |  | 0 | 0 | 0 | 0 | 0 | 0 | 0 | 0 | 3 | 0 | 0 | 225 | 0 | 0 | 1 | 0 | 0 | 0 | 0 | 0 | 0 | 0 | 0 | 0 | 0 | 0 | 0 | 0 | 0 | 0 | [9 empty] | 170 | 180 |  | 50 |  | 0 | 0 | 0 | 0 | 0 | 0 | 0 | 0 | 0 | 170 | 180 | 0 | 50 | 0 | [15 empty] | 0 | 0 | 0 | 0 | 0 | 0 | 0 | 0 | 0 | 0 | 170 | 180 | 0 | 50 | 0 |  | 0 | 0 | 0 | 0 | 0 | 0 | 0 | 0 | 3 | 170 | 180 | 225 | 50 | 0 | 1 | 0 | 0 | 0 | 0 | 0 | 0 | 0 | 0 | 0 | 0 | 0 | 0 | 0 | 0 | 0
PG&E GBA | Stagg | 230 | 0 | 0 | 0 | 0 | 0 | 0 | 0 | 0 | 0 | 0 | 0 | 0 | 0 | 0 | 0 | 0 | 0 | 0 | 0 | 0 | 0 | 0 | 0 | 0 | 0 | 0 | 0 | 0 | 0 | 0 | 0 | 0 | 0 | 0 | 0 | 0 | 0 | 0 | 0 | 0 | 0 | 0 | 0 | 0 | [15 empty] | 0 | 0 | 0 | 0 | 0 | 0 | 0 | 0 | 0 | 0 | 0 | 0 | 0 | 0 | 0 |  | 0 | 0 | 0 | 0 | 0 | 0 | 0 | 0 | 0 | 0 | 0 | 0 | 0 | 0 | 0 | 0 | 0 | 0 | 0 | 0 | 0 | 0 | 0 | 0 | 0 | 0 | 0 | 0 | 0 | 0 | [14 empty] | 0 | 0 | 0 | 0 | 0 | 0 | 0 | 0 | 0 | 0 | 0 | 0 | 0 | 0 | [15 empty] | 0 | 0 | 0 | 0 | 0 | 0 | 0 | 0 | 0 | 0 | 0 | 0 | 0 | 0 | 0 |  | 0 | 0 | 0 | 0 | 0 | 0 | 0 | 0 | 0 | 0 | 0 | 0 | 0 | 0 | 0 | 0 | 0 | 0 | 0 | 0 | 0 | 0 | 0 | 0 | 0 | 0 | 0 | 0 | 0 | 0
PG&E GBA | Standard Oil | 115 | 0 | 0 | 0 | 0 | 0 | 0 | 0 | 0 | 0 | 0 | 0 | 0 | 0 | 0 | 0 | 0 | 0 | 0 | 0 | 0 | 0 | 0 | 0 | 0 | 0 | 0 | 0 | 0 | 0 | 0 | 0 | 0 | 0 | 0 | 0 | 0 | 0 | 0 | 0 | 0 | 0 | 0 | 0 | 0 | [15 empty] | 0 | 0 | 0 | 0 | 0 | 0 | 0 | 0 | 0 | 0 | 0 | 0 | 0 | 0 | 0 |  | 0 | 0 | 0 | 0 | 0 | 0 | 0 | 0 | 0 | 0 | 0 | 0 | 0 | 0 | 0 | 0 | 0 | 0 | 0 | 0 | 0 | 0 | 0 | 0 | 0 | 0 | 0 | 0 | 0 | 0 | [14 empty] | 0 | 0 | 0 | 0 | 0 | 0 | 0 | 0 | 0 | 0 | 0 | 0 | 0 | 0 | [15 empty] | 0 | 0 | 0 | 0 | 0 | 0 | 0 | 0 | 0 | 0 | 0 | 0 | 0 | 0 | 0 |  | 0 | 0 | 0 | 0 | 0 | 0 | 0 | 0 | 0 | 0 | 0 | 0 | 0 | 0 | 0 | 0 | 0 | 0 | 0 | 0 | 0 | 0 | 0 | 0 | 0 | 0 | 0 | 0 | 0 | 0
PG&E GBA | Stanislaus | 115 | 0 | 0 | 0 | 0 | 0 | 0 | 0 | 0 | 0 | 0 | 0 | 0 | 0 | 0 | 0 | 0 | 0 | 0 | 0 | 0 | 0 | 0 | 0 | 0 | 0 | 0 | 0 | 0 | 0 | 0 | 0 | 0 | 0 | 0 | 0 | 0 | 0 | 0 | 0 | 0 | 0 | 0 | 0 | 0 | [15 empty] | 0 | 0 | 0 | 0 | 0 | 0 | 0 | 0 | 0 | 0 | 0 | 0 | 0 | 0 | 0 |  | 0 | 0 | 0 | 0 | 0 | 0 | 0 | 0 | 0 | 0 | 0 | 0 | 0 | 0 | 0 | 0 | 0 | 0 | 0 | 0 | 0 | 0 | 0 | 0 | 0 | 0 | 0 | 0 | 0 | 0 | [14 empty] | 0 | 0 | 0 | 0 | 0 | 0 | 0 | 0 | 0 | 0 | 0 | 0 | 0 | 0 | [15 empty] | 0 | 0 | 0 | 0 | 0 | 0 | 0 | 0 | 0 | 0 | 0 | 0 | 0 | 0 | 0 |  | 0 | 0 | 0 | 0 | 0 | 0 | 0 | 0 | 0 | 0 | 0 | 0 | 0 | 0 | 0 | 0 | 0 | 0 | 0 | 0 | 0 | 0 | 0 | 0 | 0 | 0 | 0 | 0 | 0 | 0
PG&E KERN | Stockdale | 115 | 0 | 0 | 0 | 0 | 0 | 0 | 0 | 0 | 0 | 0 | 0 | 0 | 0 | 0 | 0 | 0 | 0 | 0 | 0 | 0 | 0 | 0 | 0 | 0 | 0 | 0 | 0 | 0 | 0 | 0 | 0 | 0 | 0 | 0 | 0 | 0 | 0 | 0 | 1.8 | 0 | 0 | 0 | 0 | 0 | [15 empty] | 0 | 0 | 0 | 0 | 0 | 0 | 0 | 0 | 0 | 1.8 | 0 | 0 | 0 | 0 | 0 |  | 0 | 0 | 0 | 0 | 0 | 0 | 0 | 0 | 1.8 | 0 | 0 | 0 | 0 | 0 | 1 | 0 | 0 | 0 | 0 | 0 | 0 | 0 | 0 | 0 | 0 | 0 | 0 | 0 | 0 | 0 | [14 empty] | 0 | 0 | 0 | 0 | 0 | 0 | 0 | 0 | 1.8 | 0 | 0 | 0 | 0 | 0 | [15 empty] | 0 | 0 | 0 | 0 | 0 | 0 | 0 | 0 | 0 | 1.8 | 0 | 0 | 0 | 0 | 0 |  | 0 | 0 | 0 | 0 | 0 | 0 | 0 | 0 | 1.8 | 0 | 0 | 0 | 0 | 0 | 1 | 0 | 0 | 0 | 0 | 0 | 0 | 0 | 0 | 0 | 0 | 0 | 0 | 0 | 0 | 0
PG&E KERN | Stockdale | 230 | 0 | 0 | 0 | 0 | 0 | 0 | 0 | 0 | 0 | 0 | 0 | 0 | 0 | 0 | 0 | 0 | 0 | 0 | 0 | 0 | 0 | 0 | 0 | 0 | 0 | 0 | 0 | 0 | 0 | 0 | 0 | 0 | 0 | 0 | 0 | 0 | 0 | 0 | 0 | 0 | 0 | 0 | 0 | 0 | [15 empty] | 0 | 0 | 0 | 0 | 0 | 0 | 0 | 0 | 0 | 0 | 0 | 0 | 0 | 0 | 0 |  | 0 | 0 | 0 | 0 | 0 | 0 | 0 | 0 | 0 | 0 | 0 | 0 | 0 | 0 | 0 | 0 | 0 | 0 | 0 | 0 | 0 | 0 | 0 | 0 | 0 | 0 | 0 | 0 | 0 | 0 | [14 empty] | 0 | 0 | 0 | 0 | 0 | 0 | 0 | 0 | 0 | 0 | 0 | 0 | 0 | 0 | [15 empty] | 0 | 0 | 0 | 0 | 0 | 0 | 0 | 0 | 0 | 0 | 0 | 0 | 0 | 0 | 0 |  | 0 | 0 | 0 | 0 | 0 | 0 | 0 | 0 | 0 | 0 | 0 | 0 | 0 | 0 | 0 | 0 | 0 | 0 | 0 | 0 | 0 | 0 | 0 | 0 | 0 | 0 | 0 | 0 | 0 | 0
PG&E GBA | Stockton A | 115 | 0 | 0 | 0 | 0 | 0 | 0 | 0 | 0 | 0 | 0 | 0 | 0 | 0 | 0 | 0 | 0 | 0 | 0 | 0 | 0 | 0 | 0 | 0 | 0 | 0 | 0 | 0 | 0 | 0 | 0 | 0 | 0 | 0 | 0 | 0 | 0 | 0 | 0 | 0 | 0 | 0 | 0 | 0 | 0 | [15 empty] | 0 | 0 | 0 | 0 | 0 | 0 | 0 | 0 | 0 | 0 | 0 | 0 | 0 | 0 | 0 |  | 0 | 0 | 0 | 0 | 0 | 0 | 0 | 0 | 0 | 0 | 0 | 0 | 0 | 0 | 0 | 0 | 0 | 0 | 0 | 0 | 0 | 0 | 0 | 0 | 0 | 0 | 0 | 0 | 0 | 0 | [14 empty] | 0 | 0 | 0 | 0 | 0 | 0 | 0 | 0 | 0 | 0 | 0 | 0 | 0 | 0 | [15 empty] | 0 | 0 | 0 | 0 | 0 | 0 | 0 | 0 | 0 | 0 | 0 | 0 | 0 | 0 | 0 |  | 0 | 0 | 0 | 0 | 0 | 0 | 0 | 0 | 0 | 0 | 0 | 0 | 0 | 0 | 0 | 0 | 0 | 0 | 0 | 0 | 0 | 0 | 0 | 0 | 0 | 0 | 0 | 0 | 0 | 0
PG&E GBA | Stone | 115 | 0 | 0 | 0 | 0 | 0 | 0 | 0 | 0 | 0 | 0 | 0 | 0 | 0 | 0 | 0 | 0 | 0 | 0 | 0 | 0 | 0 | 0 | 0 | 0 | 0 | 0 | 0 | 0 | 0 | 0 | 0 | 0 | 0 | 0 | 0 | 0 | 0 | 0 | 0 | 0 | 0 | 0 | 0 | 0 | [15 empty] | 0 | 0 | 0 | 0 | 0 | 0 | 0 | 0 | 0 | 0 | 0 | 0 | 0 | 0 | 0 |  | 0 | 0 | 0 | 0 | 0 | 0 | 0 | 0 | 0 | 0 | 0 | 0 | 0 | 0 | 0 | 0 | 0 | 0 | 0 | 0 | 0 | 0 | 0 | 0 | 0 | 0 | 0 | 0 | 0 | 0 | [14 empty] | 0 | 0 | 0 | 0 | 0 | 0 | 0 | 0 | 0 | 0 | 0 | 0 | 0 | 0 | [15 empty] | 0 | 0 | 0 | 0 | 0 | 0 | 0 | 0 | 0 | 0 | 0 | 0 | 0 | 0 | 0 |  | 0 | 0 | 0 | 0 | 0 | 0 | 0 | 0 | 0 | 0 | 0 | 0 | 0 | 0 | 0 | 0 | 0 | 0 | 0 | 0 | 0 | 0 | 0 | 0 | 0 | 0 | 0 | 0 | 0 | 0
PG&E FRESNO | Storey | 230 | 0 | 0 | 0 | 0 | 0 | 0 | 0 | 0 | 0 | 0 | 0 | 0 | 0 | 0 | 0 | 0 | 0 | 0 | 0 | 0 | 0 | 0 | 0 | 0 | 0 | 0 | 0 | 0 | 0 | 0 | 0 | 0 | 0 | 0 | 0 | 0 | 0 | 0 | 0 | 0 | 0 | 0 | 0 | 0 | [15 empty] | 0 | 0 | 0 | 0 | 0 | 0 | 0 | 0 | 0 | 0 | 0 | 0 | 0 | 0 | 0 |  | 0 | 0 | 0 | 0 | 0 | 0 | 0 | 0 | 0 | 0 | 0 | 0 | 0 | 0 | 0 | 0 | 0 | 0 | 0 | 0 | 0 | 0 | 0 | 0 | 0 | 0 | 0 | 0 | 0 | 0 | [14 empty] | 0 | 0 | 0 | 0 | 0 | 0 | 0 | 0 | 0 | 0 | 0 | 0 | 0 | 0 | [15 empty] | 0 | 0 | 0 | 0 | 0 | 0 | 0 | 0 | 0 | 0 | 0 | 0 | 0 | 0 | 0 |  | 0 | 0 | 0 | 0 | 0 | 0 | 0 | 0 | 0 | 0 | 0 | 0 | 0 | 0 | 0 | 0 | 0 | 0 | 0 | 0 | 0 | 0 | 0 | 0 | 0 | 0 | 0 | 0 | 0 | 0
PG&E NGBA | Summit | 115 | 0 | 0 | 0 | 0 | 0 | 0 | 0 | 0 | 0 | 0 | 0 | 0 | 0 | 0 | 0 | 0 | 0 | 0 | 0 | 0 | 0 | 0 | 0 | 0 | 0 | 0 | 0 | 0 | 0 | 0 | 0 | 0 | 0 | 0 | 0 | 0 | 0 | 0 | 0 | 0 | 0 | 0 | 0 | 0 | [15 empty] | 0 | 0 | 0 | 0 | 0 | 0 | 0 | 0 | 0 | 0 | 0 | 0 | 0 | 0 | 0 |  | 0 | 0 | 0 | 0 | 0 | 0 | 0 | 0 | 0 | 0 | 0 | 0 | 0 | 0 | 0 | 0 | 0 | 0 | 0 | 0 | 0 | 0 | 0 | 0 | 0 | 0 | 0 | 0 | 0 | 0 | [14 empty] | 0 | 0 | 0 | 0 | 0 | 0 | 0 | 0 | 0 | 0 | 0 | 0 | 0 | 0 | [15 empty] | 0 | 0 | 0 | 0 | 0 | 0 | 0 | 0 | 0 | 0 | 0 | 0 | 0 | 0 | 0 |  | 0 | 0 | 0 | 0 | 0 | 0 | 0 | 0 | 0 | 0 | 0 | 0 | 0 | 0 | 0 | 0 | 0 | 0 | 0 | 0 | 0 | 0 | 0 | 0 | 0 | 0 | 0 | 0 | 0 | 0
SDGE | Suncrest | 230 | 0 | 0 | 0 | 0 | 0 | 0 | 0 | 0 | 0 | 0 | 0 | 0 | 0 | 0 | 0 | 0 | 0 | 0 | 0 | 0 | 0 | 0 | 0 | 0 | 0 | 0 | 0 | 0 | 0 | 0 | 0 | 0 | 0 | 0 | 0 | 0 | 0 | 0 | 0 | 0 | 0 | 0 | 0 | 0 | [15 empty] | 0 | 0 | 0 | 0 | 0 | 0 | 0 | 0 | 0 | 0 | 0 | 0 | 0 | 0 | 0 |  | 0 | 0 | 0 | 0 | 0 | 0 | 0 | 0 | 0 | 0 | 0 | 0 | 0 | 0 | 0 | 0 | 0 | 0 | 0 | 0 | 0 | 0 | 0 | 0 | 0 | 0 | 0 | 0 | 0 | 0 | [14 empty] | 0 | 0 | 0 | 0 | 0 | 0 | 0 | 0 | 0 | 0 | 0 | 0 | 0 | 0 | [15 empty] | 0 | 0 | 0 | 0 | 0 | 0 | 0 | 0 | 0 | 0 | 0 | 0 | 0 | 0 | 0 |  | 0 | 0 | 0 | 0 | 0 | 0 | 0 | 0 | 0 | 0 | 0 | 0 | 0 | 0 | 0 | 0 | 0 | 0 | 0 | 0 | 0 | 0 | 0 | 0 | 0 | 0 | 0 | 0 | 0 | 0
SDGE | Suncrest | 500 | 0 | 0 | 0 | 0 | 0 | 0 | 0 | 0 | 0 | 0 | 0 | 0 | 0 | 0 | 0 | 0 | 0 | 0 | 0 | 0 | 0 | 0 | 0 | 0 | 0 | 0 | 0 | 0 | 0 | 0 | 0 | 0 | 0 | 0 | 0 | 0 | 0 | 0 | 0 | 0 | 0 | 0 | 0 | 0 | [15 empty] | 0 | 0 | 0 | 0 | 0 | 0 | 0 | 0 | 0 | 0 | 0 | 0 | 0 | 0 | 0 |  | 0 | 0 | 0 | 0 | 0 | 0 | 0 | 0 | 0 | 0 | 0 | 0 | 0 | 0 | 0 | 0 | 0 | 0 | 0 | 0 | 0 | 0 | 0 | 0 | 0 | 0 | 0 | 0 | 0 | 0 | [14 empty] | 0 | 0 | 0 | 0 | 0 | 0 | 0 | 0 | 0 | 0 | 0 | 0 | 0 | 0 | [15 empty] | 0 | 0 | 0 | 0 | 0 | 0 | 0 | 0 | 0 | 0 | 0 | 0 | 0 | 0 | 0 |  | 0 | 0 | 0 | 0 | 0 | 0 | 0 | 0 | 0 | 0 | 0 | 0 | 0 | 0 | 0 | 0 | 0 | 0 | 0 | 0 | 0 | 0 | 0 | 0 | 0 | 0 | 0 | 0 | 0 | 0
PG&E KERN | Sunrise | 230 | 0 | 0 | 0 | 0 | 0 | 0 | 0 | 0 | 0 | 0 | 0 | 0 | 0 | 0 | 0 | 0 | 0 | 0 | 0 | 0 | 0 | 0 | 0 | 0 | 0 | 0 | 0 | 0 | 0 | 0 | 0 | 0 | 0 | 0 | 0 | 0 | 0 | 0 | 0 | 0 | 0 | 0 | 0 | 0 | [15 empty] | 0 | 0 | 0 | 0 | 0 | 0 | 0 | 0 | 0 | 0 | 0 | 0 | 0 | 0 | 0 |  | 0 | 0 | 0 | 0 | 0 | 0 | 0 | 0 | 0 | 0 | 0 | 0 | 0 | 0 | 0 | 0 | 0 | 0 | 0 | 0 | 0 | 0 | 0 | 0 | 0 | 0 | 0 | 0 | 0 | 0 | [14 empty] | 0 | 0 | 0 | 0 | 0 | 0 | 0 | 0 | 0 | 0 | 0 | 0 | 0 | 0 | [15 empty] | 0 | 0 | 0 | 0 | 0 | 0 | 0 | 0 | 0 | 0 | 0 | 0 | 0 | 0 | 0 |  | 0 | 0 | 0 | 0 | 0 | 0 | 0 | 0 | 0 | 0 | 0 | 0 | 0 | 0 | 0 | 0 | 0 | 0 | 0 | 0 | 0 | 0 | 0 | 0 | 0 | 0 | 0 | 0 | 0 | 0
PG&E KERN | Sunset | 230 | 0 | 0 | 0 | 0 | 0 | 0 | 0 | 0 | 0 | 0 | 0 | 0 | 0 | 0 | 0 | 0 | 0 | 0 | 0 | 0 | 0 | 0 | 0 | 0 | 0 | 0 | 0 | 0 | 0 | 0 | 0 | 0 | 0 | 0 | 0 | 0 | 0 | 0 | 0 | 0 | 0 | 0 | 0 | 0 | [15 empty] | 0 | 0 | 0 | 0 | 0 | 0 | 0 | 0 | 0 | 0 | 0 | 0 | 0 | 0 | 0 |  | 0 | 0 | 0 | 0 | 0 | 0 | 0 | 0 | 0 | 0 | 0 | 0 | 0 | 0 | 0 | 0 | 0 | 0 | 0 | 0 | 0 | 0 | 0 | 0 | 0 | 0 | 0 | 0 | 0 | 0 | [14 empty] | 0 | 0 | 0 | 0 | 0 | 0 | 0 | 0 | 0 | 0 | 0 | 0 | 0 | 0 | [15 empty] | 0 | 0 | 0 | 0 | 0 | 0 | 0 | 0 | 0 | 0 | 0 | 0 | 0 | 0 | 0 |  | 0 | 0 | 0 | 0 | 0 | 0 | 0 | 0 | 0 | 0 | 0 | 0 | 0 | 0 | 0 | 0 | 0 | 0 | 0 | 0 | 0 | 0 | 0 | 0 | 0 | 0 | 0 | 0 | 0 | 0
PG&E GBA | Swift | 115 | 0 | 0 | 0 | 0 | 0 | 0 | 0 | 0 | 0 | 0 | 0 | 0 | 0 | 0 | 0 | 0 | 0 | 0 | 0 | 0 | 0 | 0 | 0 | 0 | 0 | 0 | 0 | 0 | 0 | 0 | 0 | 0 | 0 | 0 | 0 | 0 | 0 | 0 | 0 | 0 | 0 | 0 | 0 | 0 | [15 empty] | 0 | 0 | 0 | 0 | 0 | 0 | 0 | 0 | 0 | 0 | 0 | 0 | 0 | 0 | 0 |  | 0 | 0 | 0 | 0 | 0 | 0 | 0 | 0 | 0 | 0 | 0 | 0 | 0 | 0 | 0 | 0 | 0 | 0 | 0 | 0 | 0 | 0 | 0 | 0 | 0 | 0 | 0 | 0 | 0 | 0 | [14 empty] | 0 | 0 | 0 | 0 | 0 | 0 | 0 | 0 | 0 | 0 | 0 | 0 | 0 | 0 | [15 empty] | 0 | 0 | 0 | 0 | 0 | 0 | 0 | 0 | 0 | 0 | 0 | 0 | 0 | 0 | 0 |  | 0 | 0 | 0 | 0 | 0 | 0 | 0 | 0 | 0 | 0 | 0 | 0 | 0 | 0 | 0 | 0 | 0 | 0 | 0 | 0 | 0 | 0 | 0 | 0 | 0 | 0 | 0 | 0 | 0 | 0
SDGE | Sycamore Canyon | 138 | 0 | 0 | 0 | 0 | 0 | 0 | 0 | 0 | 0 | 0 | 0 | 0 | 0 | 0 | 0 | 0 | 0 | 0 | 0 | 0 | 0 | 0 | 0 | 0 | 0 | 0 | 0 | 0 | 0 | 0 | 0 | 0 | 0 | 0 | 0 | 0 | 0 | 0 | 0 | 0 | 0 | 0 | 0 | 0 | [15 empty] | 0 | 0 | 0 | 0 | 0 | 0 | 0 | 0 | 0 | 0 | 0 | 0 | 0 | 0 | 0 |  | 0 | 0 | 0 | 0 | 0 | 0 | 0 | 0 | 0 | 0 | 0 | 0 | 0 | 0 | 0 | 0 | 0 | 0 | 0 | 0 | 0 | 0 | 0 | 0 | 0 | 0 | 0 | 0 | 0 | 0 | [14 empty] | 0 | 0 | 0 | 0 | 0 | 0 | 0 | 0 | 0 | 0 | 0 | 0 | 0 | 0 | [15 empty] | 0 | 0 | 0 | 0 | 0 | 0 | 0 | 0 | 0 | 0 | 0 | 0 | 0 | 0 | 0 |  | 0 | 0 | 0 | 0 | 0 | 0 | 0 | 0 | 0 | 0 | 0 | 0 | 0 | 0 | 0 | 0 | 0 | 0 | 0 | 0 | 0 | 0 | 0 | 0 | 0 | 0 | 0 | 0 | 0 | 0
SDGE | Sycamore Canyon | 230 | 0 | 0 | 0 | 0 | 0 | 0 | 0 | 0 | 0 | 0 | 0 | 0 | 0 | 0 | 0 | 0 | 0 | 0 | 0 | 0 | 0 | 0 | 0 | 0 | 0 | 0 | 0 | 0 | 0 | 0 | 0 | 0 | 0 | 0 | 0 | 0 | 0 | 0 | 0 | 0 | 0 | 0 | 0 | 409.2 | [15 empty] | 0 | 0 | 0 | 0 | 0 | 0 | 0 | 0 | 0 | 0 | 0 | 0 | 0 | 0 | 409.2 |  | 0 | 0 | 0 | 0 | 0 | 0 | 0 | 0 | 0 | 0 | 0 | 0 | 0 | 409.2 | 1 | 0 | 0 | 0 | 0 | 0 | 0 | 0 | 0 | 0 | 0 | 0 | 0 | 0 | 0 | 0 | [14 empty] | 0 | 0 | 0 | 0 | 0 | 0 | 0 | 0 | 0 | 0 | 0 | 0 | 0 | 409.2 | [15 empty] | 0 | 0 | 0 | 0 | 0 | 0 | 0 | 0 | 0 | 0 | 0 | 0 | 0 | 0 | 409.2 |  | 0 | 0 | 0 | 0 | 0 | 0 | 0 | 0 | 0 | 0 | 0 | 0 | 0 | 409.2 | 1 | 0 | 0 | 0 | 0 | 0 | 0 | 0 | 0 | 0 | 0 | 0 | 0 | 0 | 0 | 0
SDGE | Sycamore Canyon | 69 | 0 | 0 | 0 | 0 | 0 | 0 | 0 | 0 | 0 | 0 | 0 | 0 | 0 | 0 | 0 | 0 | 0 | 0 | 0 | 0 | 0 | 0 | 0 | 0 | 0 | 0 | 0 | 0 | 0 | 0 | 0 | 0 | 0 | 0 | 0 | 0 | 0 | 0 | 0 | 0 | 0 | 0 | 0 | 0 | [15 empty] | 0 | 0 | 0 | 0 | 0 | 0 | 0 | 0 | 0 | 0 | 0 | 0 | 0 | 0 | 0 |  | 0 | 0 | 0 | 0 | 0 | 0 | 0 | 0 | 0 | 0 | 0 | 0 | 0 | 0 | 0 | 0 | 0 | 0 | 0 | 0 | 0 | 0 | 0 | 0 | 0 | 0 | 0 | 0 | 0 | 0 | [14 empty] | 0 | 0 | 0 | 0 | 0 | 0 | 0 | 0 | 0 | 0 | 0 | 0 | 0 | 0 | [15 empty] | 0 | 0 | 0 | 0 | 0 | 0 | 0 | 0 | 0 | 0 | 0 | 0 | 0 | 0 | 0 |  | 0 | 0 | 0 | 0 | 0 | 0 | 0 | 0 | 0 | 0 | 0 | 0 | 0 | 0 | 0 | 0 | 0 | 0 | 0 | 0 | 0 | 0 | 0 | 0 | 0 | 0 | 0 | 0 | 0 | 0
SCE Northern | Sylmar | 230 | 0 | 0 | 0 | 0 | 0 | 0 | 0 | 0 | 0 | 0 | 0 | 0 | 0 | 0 | 0 | 0 | 0 | 0 | 0 | 0 | 0 | 0 | 0 | 0 | 0 | 0 | 0 | 0 | 0 | 0 | 0 | 0 | 0 | 0 | 0 | 0 | 0 | 0 | 0 | 0 | 0 | 0 | 0 | 0 | [15 empty] | 0 | 0 | 0 | 0 | 0 | 0 | 0 | 0 | 0 | 0 | 0 | 0 | 0 | 0 | 0 |  | 0 | 0 | 0 | 0 | 0 | 0 | 0 | 0 | 0 | 0 | 0 | 0 | 0 | 0 | 0 | 0 | 0 | 0 | 0 | 0 | 0 | 0 | 0 | 0 | 0 | 0 | 0 | 0 | 0 | 0 | [14 empty] | 0 | 0 | 0 | 0 | 0 | 0 | 0 | 0 | 0 | 0 | 0 | 0 | 0 | 0 | [15 empty] | 0 | 0 | 0 | 0 | 0 | 0 | 0 | 0 | 0 | 0 | 0 | 0 | 0 | 0 | 0 |  | 0 | 0 | 0 | 0 | 0 | 0 | 0 | 0 | 0 | 0 | 0 | 0 | 0 | 0 | 0 | 0 | 0 | 0 | 0 | 0 | 0 | 0 | 0 | 0 | 0 | 0 | 0 | 0 | 0 | 0
PG&E NGBA | Table Mountain | 115 | 0 | 0 | 0 | 0 | 0 | 0 | 0 | 0 | 0 | 0 | 0 | 0 | 0 | 0 | 0 | 0 | 0 | 0 | 0 | 0 | 0 | 0 | 0 | 0 | 0 | 0 | 0 | 0 | 0 | 0 | 0 | 0 | 0 | 0 | 0 | 0 | 0 | 0 | 0 | 0 | 0 | 0 | 0 | 0 | [15 empty] | 0 | 0 | 0 | 0 | 0 | 0 | 0 | 0 | 0 | 0 | 0 | 0 | 0 | 0 | 0 |  | 0 | 0 | 0 | 0 | 0 | 0 | 0 | 0 | 0 | 0 | 0 | 0 | 0 | 0 | 0 | 0 | 0 | 0 | 0 | 0 | 0 | 0 | 0 | 0 | 0 | 0 | 0 | 0 | 0 | 0 | [14 empty] | 0 | 0 | 0 | 0 | 0 | 0 | 0 | 0 | 0 | 0 | 0 | 0 | 0 | 0 | [15 empty] | 0 | 0 | 0 | 0 | 0 | 0 | 0 | 0 | 0 | 0 | 0 | 0 | 0 | 0 | 0 |  | 0 | 0 | 0 | 0 | 0 | 0 | 0 | 0 | 0 | 0 | 0 | 0 | 0 | 0 | 0 | 0 | 0 | 0 | 0 | 0 | 0 | 0 | 0 | 0 | 0 | 0 | 0 | 0 | 0 | 0
PG&E NGBA | Table Mountain | 230 | 0 | 0 | 0 | 0 | 0 | 0 | 0 | 0 | 0 | 0 | 0 | 0 | 0 | 0 | 0 | 0 | 0 | 0 | 0 | 0 | 0 | 0 | 0 | 0 | 0 | 0 | 0 | 0 | 0 | 0 | 0 | 0 | 90.5 | 22.5 | 0 | 0 | 0 | 0 | 0 | 0 | 0 | 0 | 0 | 0 | [15 empty] | 0 | 0 | 0 | 90.5 | 22.5 | 0 | 0 | 0 | 0 | 0 | 0 | 0 | 0 | 0 | 0 |  | 0 | 0 | 90.5 | 22.5 | 0 | 0 | 0 | 0 | 0 | 0 | 0 | 0 | 0 | 0 | 1 | 0 | 0 | 0 | 0 | 0 | 0 | 0 | 0 | 0 | 0 | 0 | 0 | 0 | 0 | 0 | [14 empty] | 0 | 0 | 90.5 | 22.5 | 0 | 0 | 0 | 0 | 0 | 0 | 0 | 0 | 0 | 0 | [15 empty] | 0 | 0 | 0 | 90.5 | 22.5 | 0 | 0 | 0 | 0 | 0 | 0 | 0 | 0 | 0 | 0 |  | 0 | 0 | 90.5 | 22.5 | 0 | 0 | 0 | 0 | 0 | 0 | 0 | 0 | 0 | 0 | 1 | 0 | 0 | 0 | 0 | 0 | 0 | 0 | 0 | 0 | 0 | 0 | 0 | 0 | 0 | 0
PG&E NGBA | Table Mountain | 500 | 0 | 0 | 0 | 0 | 0 | 0 | 0 | 0 | 0 | 0 | 0 | 0 | 0 | 0 | 0 | 0 | 0 | 0 | 0 | 0 | 0 | 0 | 0 | 0 | 0 | 0 | 0 | 0 | 0 | 0 | 0 | 0 | 0 | 0 | 0 | 0 | 0 | 0 | 0 | 0 | 0 | 0 | 0 | 0 | [15 empty] | 0 | 0 | 0 | 0 | 0 | 0 | 0 | 0 | 0 | 0 | 0 | 0 | 0 | 0 | 0 |  | 0 | 0 | 0 | 0 | 0 | 0 | 0 | 0 | 0 | 0 | 0 | 0 | 0 | 0 | 0 | 0 | 0 | 0 | 0 | 0 | 0 | 0 | 0 | 0 | 0 | 0 | 0 | 0 | 0 | 0 | [14 empty] | 0 | 0 | 0 | 0 | 0 | 0 | 0 | 0 | 0 | 0 | 0 | 0 | 0 | 0 | [15 empty] | 0 | 0 | 0 | 0 | 0 | 0 | 0 | 0 | 0 | 0 | 0 | 0 | 0 | 0 | 0 |  | 0 | 0 | 0 | 0 | 0 | 0 | 0 | 0 | 0 | 0 | 0 | 0 | 0 | 0 | 0 | 0 | 0 | 0 | 0 | 0 | 0 | 0 | 0 | 0 | 0 | 0 | 0 | 0 | 0 | 0
PG&E NGBA | Table Mountain | 60 | 0 | 0 | 0 | 0 | 0 | 0 | 0 | 0 | 0 | 0 | 0 | 0 | 0 | 0 | 0 | 0 | 0 | 0 | 0 | 0 | 0 | 0 | 0 | 0 | 0 | 0 | 0 | 0 | 0 | 0 | 0 | 0 | 0 | 0 | 0 | 0 | 0 | 0 | 0 | 0 | 0 | 0 | 0 | 0 | [15 empty] | 0 | 0 | 0 | 0 | 0 | 0 | 0 | 0 | 0 | 0 | 0 | 0 | 0 | 0 | 0 |  | 0 | 0 | 0 | 0 | 0 | 0 | 0 | 0 | 0 | 0 | 0 | 0 | 0 | 0 | 0 | 0 | 0 | 0 | 0 | 0 | 0 | 0 | 0 | 0 | 0 | 0 | 0 | 0 | 0 | 0 | [14 empty] | 0 | 0 | 0 | 0 | 0 | 0 | 0 | 0 | 0 | 0 | 0 | 0 | 0 | 0 | [15 empty] | 0 | 0 | 0 | 0 | 0 | 0 | 0 | 0 | 0 | 0 | 0 | 0 | 0 | 0 | 0 |  | 0 | 0 | 0 | 0 | 0 | 0 | 0 | 0 | 0 | 0 | 0 | 0 | 0 | 0 | 0 | 0 | 0 | 0 | 0 | 0 | 0 | 0 | 0 | 0 | 0 | 0 | 0 | 0 | 0 | 0
PG&E KERN | Taft | 115 | 0 | 0 | 0 | 0 | 0 | 0 | 0 | 0 | 0 | 0 | 0 | 0 | 0 | 0 | 0 | 0 | 0 | 0 | 0 | 0 | 0 | 0 | 0 | 0 | 0 | 3 | 3 | 0 | 0 | 1 | 0 | 0 | 0 | 0 | 0 | 0 | 0 | 0 | 8 | 0 | 0 | 0 | 0 | 0 | [15 empty] | 0 | 0 | 0 | 0 | 0 | 0 | 0 | 0 | 0 | 8 | 0 | 0 | 0 | 0 | 0 |  | 0 | 0 | 0 | 0 | 0 | 0 | 0 | 0 | 8 | 0 | 3 | 3 | 0 | 0 | 1 | 0 | 0 | 0 | 0 | 0 | 0 | 0 | 0 | 0 | 0 | 0 | 0 | 0 | 0 | 0 | [14 empty] | 0 | 0 | 0 | 0 | 0 | 0 | 0 | 0 | 8 | 0 | 0 | 0 | 0 | 0 | [15 empty] | 0 | 0 | 0 | 0 | 0 | 0 | 0 | 0 | 0 | 8 | 0 | 0 | 0 | 0 | 0 |  | 0 | 0 | 0 | 0 | 0 | 0 | 0 | 0 | 8 | 0 | 3 | 3 | 0 | 0 | 1 | 0 | 0 | 0 | 0 | 0 | 0 | 0 | 0 | 0 | 0 | 0 | 0 | 0 | 0 | 0
SDGE | Talega | 138 | 0 | 0 | 0 | 0 | 0 | 0 | 0 | 0 | 0 | 0 | 0 | 0 | 0 | 0 | 0 | 0 | 0 | 0 | 0 | 0 | 0 | 0 | 0 | 0 | 0 | 0 | 0 | 0 | 0 | 0 | 0 | 0 | 0 | 0 | 0 | 0 | 0 | 0 | 0 | 0 | 0 | 100 | 0 | 0 | [12 empty] | -100 |  |  | 1 | 0 | 0 | 0 | 0 | 0 | 0 | 0 | 0 | 0 | 0 | 0 | 0 | 0 | 0 |  | 0 | 0 | 0 | 0 | 0 | 0 | 0 | 0 | 0 | 0 | 0 | 0 | 0 | 0 | 0 | 0 | 0 | 0 | 0 | 0 | 0 | 0 | 0 | 0 | 0 | 0 | -100 | 0 | 0 | 1 | [14 empty] | 0 | 0 | 0 | 0 | 0 | 0 | 0 | 0 | 0 | 0 | 0 | 100 | 0 | 0 | [12 empty] | -100 | 80 |  | 1 | 0 | 0 | 0 | 0 | 0 | 0 | 0 | 0 | 0 | 0 | 0 | 0 | 80 | 0 |  | 0 | 0 | 0 | 0 | 0 | 0 | 0 | 0 | 0 | 0 | 0 | 0 | 80 | 0 | 1 | 0 | 0 | 0 | 0 | 0 | 0 | 0 | 0 | 0 | 0 | 0 | -100 | 80 | 0 | 1
SDGE | Talega | 230 | 0 | 0 | 0 | 0 | 0 | 0 | 0 | 0 | 0 | 0 | 0 | 0 | 0 | 0 | 0 | 0 | 0 | 0 | 0 | 0 | 0 | 0 | 0 | 0 | 0 | 0 | 0 | 0 | 0 | 0 | 0 | 0 | 0 | 0 | 0 | 0 | 0 | 0 | 0 | 0 | 0 | 0 | 0 | 0 | [15 empty] | 0 | 0 | 0 | 0 | 0 | 0 | 0 | 0 | 0 | 0 | 0 | 0 | 0 | 0 | 0 |  | 0 | 0 | 0 | 0 | 0 | 0 | 0 | 0 | 0 | 0 | 0 | 0 | 0 | 0 | 0 | 0 | 0 | 0 | 0 | 0 | 0 | 0 | 0 | 0 | 0 | 0 | 0 | 0 | 0 | 0 | [14 empty] | 0 | 0 | 0 | 0 | 0 | 0 | 0 | 0 | 0 | 0 | 0 | 0 | 0 | 0 | [15 empty] | 0 | 0 | 0 | 0 | 0 | 0 | 0 | 0 | 0 | 0 | 0 | 0 | 0 | 0 | 0 |  | 0 | 0 | 0 | 0 | 0 | 0 | 0 | 0 | 0 | 0 | 0 | 0 | 0 | 0 | 0 | 0 | 0 | 0 | 0 | 0 | 0 | 0 | 0 | 0 | 0 | 0 | 0 | 0 | 0 | 0
PG&E GBA | Tassajara | 230 | 0 | 0 | 0 | 0 | 0 | 0 | 0 | 0 | 0 | 0 | 0 | 0 | 0 | 0 | 0 | 0 | 0 | 0 | 0 | 0 | 0 | 0 | 0 | 0 | 0 | 0 | 0 | 0 | 0 | 0 | 0 | 0 | 0 | 0 | 0 | 0 | 0 | 0 | 0 | 0 | 0 | 0 | 0 | 0 | [15 empty] | 0 | 0 | 0 | 0 | 0 | 0 | 0 | 0 | 0 | 0 | 0 | 0 | 0 | 0 | 0 |  | 0 | 0 | 0 | 0 | 0 | 0 | 0 | 0 | 0 | 0 | 0 | 0 | 0 | 0 | 0 | 0 | 0 | 0 | 0 | 0 | 0 | 0 | 0 | 0 | 0 | 0 | 0 | 0 | 0 | 0 | [14 empty] | 0 | 0 | 0 | 0 | 0 | 0 | 0 | 0 | 0 | 0 | 0 | 0 | 0 | 0 | [15 empty] | 0 | 0 | 0 | 0 | 0 | 0 | 0 | 0 | 0 | 0 | 0 | 0 | 0 | 0 | 0 |  | 0 | 0 | 0 | 0 | 0 | 0 | 0 | 0 | 0 | 0 | 0 | 0 | 0 | 0 | 0 | 0 | 0 | 0 | 0 | 0 | 0 | 0 | 0 | 0 | 0 | 0 | 0 | 0 | 0 | 0
PG&E KERN | Tejon | 70 | 0 | 0 | 0 | 0 | 0 | 0 | 0 | 0 | 0 | 0 | 0 | 0 | 0 | 0 | 0 | 0 | 0 | 0 | 0 | 0 | 0 | 0 | 0 | 0 | 0 | 0 | 0 | 0 | 0 | 0 | 0 | 0 | 0 | 0 | 0 | 0 | 0 | 0 | 0 | 0 | 0 | 0 | 0 | 0 | [15 empty] | 0 | 0 | 0 | 0 | 0 | 0 | 0 | 0 | 0 | 0 | 0 | 0 | 0 | 0 | 0 |  | 0 | 0 | 0 | 0 | 0 | 0 | 0 | 0 | 0 | 0 | 0 | 0 | 0 | 0 | 0 | 0 | 0 | 0 | 0 | 0 | 0 | 0 | 0 | 0 | 0 | 0 | 0 | 0 | 0 | 0 | [14 empty] | 0 | 0 | 0 | 0 | 0 | 0 | 0 | 0 | 0 | 0 | 0 | 0 | 0 | 0 | [15 empty] | 0 | 0 | 0 | 0 | 0 | 0 | 0 | 0 | 0 | 0 | 0 | 0 | 0 | 0 | 0 |  | 0 | 0 | 0 | 0 | 0 | 0 | 0 | 0 | 0 | 0 | 0 | 0 | 0 | 0 | 0 | 0 | 0 | 0 | 0 | 0 | 0 | 0 | 0 | 0 | 0 | 0 | 0 | 0 | 0 | 0
SDGE | Telegraph Canyon | 138 | 0 | 0 | 0 | 0 | 0 | 0 | 0 | 0 | 0 | 0 | 0 | 0 | 0 | 0 | 0 | 0 | 0 | 0 | 0 | 0 | 0 | 0 | 0 | 0 | 0 | 0 | 0 | 0 | 0 | 0 | 0 | 0 | 0 | 0 | 0 | 0 | 0 | 0 | 0 | 0 | 0 | 0 | 0 | 0 | [15 empty] | 0 | 0 | 0 | 0 | 0 | 0 | 0 | 0 | 0 | 0 | 0 | 0 | 0 | 0 | 0 |  | 0 | 0 | 0 | 0 | 0 | 0 | 0 | 0 | 0 | 0 | 0 | 0 | 0 | 0 | 0 | 0 | 0 | 0 | 0 | 0 | 0 | 0 | 0 | 0 | 0 | 0 | 0 | 0 | 0 | 0 | [14 empty] | 0 | 0 | 0 | 0 | 0 | 0 | 0 | 0 | 0 | 0 | 0 | 0 | 0 | 0 | [15 empty] | 0 | 0 | 0 | 0 | 0 | 0 | 0 | 0 | 0 | 0 | 0 | 0 | 0 | 0 | 0 |  | 0 | 0 | 0 | 0 | 0 | 0 | 0 | 0 | 0 | 0 | 0 | 0 | 0 | 0 | 0 | 0 | 0 | 0 | 0 | 0 | 0 | 0 | 0 | 0 | 0 | 0 | 0 | 0 | 0 | 0
PG&E KERN | Temblor | 115 | 0 | 0 | 0 | 0 | 0 | 0 | 0 | 0 | 0 | 0 | 0 | 0 | 0 | 0 | 0 | 0 | 0 | 0 | 0 | 0 | 0 | 0 | 0 | 0 | 0 | 0 | 0 | 0 | 0 | 0 | 0 | 0 | 0 | 0 | 0 | 0 | 0 | 0 | 0 | 0 | 0 | 0 | 0 | 0 | [15 empty] | 0 | 0 | 0 | 0 | 0 | 0 | 0 | 0 | 0 | 0 | 0 | 0 | 0 | 0 | 0 |  | 0 | 0 | 0 | 0 | 0 | 0 | 0 | 0 | 0 | 0 | 0 | 0 | 0 | 0 | 0 | 0 | 0 | 0 | 0 | 0 | 0 | 0 | 0 | 0 | 0 | 0 | 0 | 0 | 0 | 0 | [14 empty] | 0 | 0 | 0 | 0 | 0 | 0 | 0 | 0 | 0 | 0 | 0 | 0 | 0 | 0 | [15 empty] | 0 | 0 | 0 | 0 | 0 | 0 | 0 | 0 | 0 | 0 | 0 | 0 | 0 | 0 | 0 |  | 0 | 0 | 0 | 0 | 0 | 0 | 0 | 0 | 0 | 0 | 0 | 0 | 0 | 0 | 0 | 0 | 0 | 0 | 0 | 0 | 0 | 0 | 0 | 0 | 0 | 0 | 0 | 0 | 0 | 0
PG&E KERN | Templeton | 230 | 0 | 0 | 0 | 0 | 0 | 0 | 0 | 0 | 0 | 0 | 0 | 0 | 0 | 0 | 0 | 0 | 0 | 0 | 0 | 0 | 0 | 0 | 0 | 0 | 0 | 0 | 0 | 0 | 0 | 0 | 0 | 0 | 113.07 | 0 | 0 | 0 | 0 | 0 | 0 | 0 | 0 | 0 | 0 | 0 | [15 empty] | 0 | 0 | 0 | 113.07 | 0 | 0 | 0 | 0 | 0 | 0 | 0 | 0 | 0 | 0 | 0 |  | 0 | 0 | 113.07 | 0 | 0 | 0 | 0 | 0 | 0 | 0 | 0 | 0 | 0 | 0 | 1 | 0 | 0 | 0 | 0 | 0 | 0 | 0 | 0 | 0 | 0 | 0 | 0 | 0 | 0 | 0 | [14 empty] | 0 | 0 | 113.07 | 0 | 0 | 0 | 0 | 0 | 0 | 0 | 0 | 0 | 0 | 0 | [15 empty] | 0 | 0 | 0 | 113.07 | 0 | 0 | 0 | 0 | 0 | 0 | 0 | 0 | 0 | 0 | 0 |  | 0 | 0 | 113.07 | 0 | 0 | 0 | 0 | 0 | 0 | 0 | 0 | 0 | 0 | 0 | 1 | 0 | 0 | 0 | 0 | 0 | 0 | 0 | 0 | 0 | 0 | 0 | 0 | 0 | 0 | 0
PG&E KERN | Templeton | 70 | 0 | 0 | 0 | 0 | 0 | 0 | 0 | 0 | 0 | 0 | 0 | 0 | 0 | 0 | 0 | 0 | 0 | 0 | 0 | 0 | 0 | 0 | 0 | 0 | 0 | 0 | 0 | 0 | 0 | 0 | 0 | 3 | 0 | 0 | 0 | 0 | 0 | 0 | 0 | 0 | 0 | 0 | 0 | 0 | [15 empty] | 0 | 0 | 3 | 0 | 0 | 0 | 0 | 0 | 0 | 0 | 0 | 0 | 0 | 0 | 0 |  | 0 | 3 | 0 | 0 | 0 | 0 | 0 | 0 | 0 | 0 | 0 | 0 | 0 | 0 | 1 | 0 | 0 | 0 | 0 | 0 | 0 | 0 | 0 | 0 | 0 | 0 | 0 | 0 | 0 | 0 | [14 empty] | 0 | 3 | 0 | 0 | 0 | 0 | 0 | 0 | 0 | 0 | 0 | 0 | 0 | 0 | [15 empty] | 0 | 0 | 3 | 0 | 0 | 0 | 0 | 0 | 0 | 0 | 0 | 0 | 0 | 0 | 0 |  | 0 | 3 | 0 | 0 | 0 | 0 | 0 | 0 | 0 | 0 | 0 | 0 | 0 | 0 | 1 | 0 | 0 | 0 | 0 | 0 | 0 | 0 | 0 | 0 | 0 | 0 | 0 | 0 | 0 | 0
PG&E GBA | Tesla | 115 | 0 | 0 | 0 | 0 | 0 | 0 | 0 | 0 | 0 | 0 | 0 | 0 | 0 | 0 | 0 | 0 | 0 | 0 | 0 | 0 | 0 | 0 | 0 | 0 | 0 | 0 | 0 | 0 | 0 | 0 | 0 | 0 | 0 | 0 | 0 | 0 | 0 | 0 | 0 | 0 | 0 | 0 | 0 | 0 | [15 empty] | 0 | 0 | 0 | 0 | 0 | 0 | 0 | 0 | 0 | 0 | 0 | 0 | 0 | 0 | 0 |  | 0 | 0 | 0 | 0 | 0 | 0 | 0 | 0 | 0 | 0 | 0 | 0 | 0 | 0 | 0 | 0 | 0 | 0 | 0 | 0 | 0 | 0 | 0 | 0 | 0 | 0 | 0 | 0 | 0 | 0 | [14 empty] | 0 | 0 | 0 | 0 | 0 | 0 | 0 | 0 | 0 | 0 | 0 | 0 | 0 | 0 | [15 empty] | 0 | 0 | 0 | 0 | 0 | 0 | 0 | 0 | 0 | 0 | 0 | 0 | 0 | 0 | 0 |  | 0 | 0 | 0 | 0 | 0 | 0 | 0 | 0 | 0 | 0 | 0 | 0 | 0 | 0 | 0 | 0 | 0 | 0 | 0 | 0 | 0 | 0 | 0 | 0 | 0 | 0 | 0 | 0 | 0 | 0
PG&E GBA | Tesla | 230 | 0 | 0 | 0 | 0 | 0 | 0 | 0 | 0 | 0 | 0 | 0 | 0 | 0 | 0 | 0 | 0 | 0 | 0 | 0 | 0 | 0 | 0 | 0 | 0 | 0 | 0 | 125 | 0 | 0 | 1 | 0 | 0 | 100 | 76.5 | 0 | 0 | 0 | 0 | 0 | 0 | 0 | 0 | 0 | 0 | [15 empty] | 0 | 0 | 0 | 100 | 76.5 | 0 | 0 | 0 | 0 | 0 | 0 | 0 | 0 | 0 | 0 |  | 0 | 0 | 100 | 76.5 | 0 | 0 | 0 | 0 | 0 | 0 | 0 | 125 | 0 | 0 | 1 | 0 | 0 | 0 | 0 | 0 | 0 | 0 | 0 | 0 | 0 | 0 | 0 | 0 | 0 | 0 | [14 empty] | 0 | 0 | 100 | 76.5 | 0 | 0 | 0 | 0 | 0 | 0 | 0 | 0 | 0 | 0 | [15 empty] | 0 | 0 | 0 | 100 | 76.5 | 0 | 0 | 0 | 0 | 0 | 0 | 0 | 0 | 0 | 0 |  | 0 | 0 | 100 | 76.5 | 0 | 0 | 0 | 0 | 0 | 0 | 0 | 125 | 0 | 0 | 1 | 0 | 0 | 0 | 0 | 0 | 0 | 0 | 0 | 0 | 0 | 0 | 0 | 0 | 0 | 0
PG&E GBA | Tesla | 500 | 0 | 0 | 0 | 0 | 0 | 0 | 0 | 0 | 0 | 0 | 0 | 0 | 0 | 0 | 0 | 0 | 0 | 0 | 0 | 0 | 0 | 0 | 0 | 0 | 0 | 0 | 0 | 0 | 0 | 0 | 0 | 0 | 300 | 0 | 0 | 0 | 0 | 0 | 0 | 0 | 0 | 0 | 0 | 0 | [15 empty] | 0 | 0 | 0 | 300 | 0 | 0 | 0 | 0 | 0 | 0 | 0 | 0 | 0 | 0 | 0 |  | 0 | 0 | 300 | 0 | 0 | 0 | 0 | 0 | 0 | 0 | 0 | 0 | 0 | 0 | 1 | 0 | 0 | 0 | 0 | 0 | 0 | 0 | 0 | 0 | 0 | 0 | 0 | 0 | 0 | 0 |  |  |  |  | 1707 | [5 empty] | 400 |  | 200 |  | 0 | 0 | 300 | 0 | 1707 | 0 | 0 | 0 | 0 | 0 | 400 | 0 | 200 | 0 | [15 empty] | 0 | 0 | 0 | 300 | 0 | 1707 | 0 | 0 | 0 | 0 | 0 | 400 | 0 | 200 | 0 |  | 0 | 0 | 300 | 0 | 1707 | 0 | 0 | 0 | 0 | 0 | 400 | 0 | 200 | 0 | 1 | 0 | 0 | 0 | 0 | 0 | 0 | 0 | 0 | 0 | 0 | 0 | 0 | 0 | 0 | 0
PG&E KERN | Tevis | 115 | 0 | 0 | 0 | 0 | 0 | 0 | 0 | 0 | 0 | 0 | 0 | 0 | 0 | 0 | 0 | 0 | 0 | 0 | 0 | 0 | 0 | 0 | 0 | 0 | 0 | 0 | 0 | 0 | 0 | 0 | 0 | 0 | 0 | 0 | 0 | 0 | 0 | 0 | 0 | 0 | 0 | 0 | 0 | 0 | [15 empty] | 0 | 0 | 0 | 0 | 0 | 0 | 0 | 0 | 0 | 0 | 0 | 0 | 0 | 0 | 0 |  | 0 | 0 | 0 | 0 | 0 | 0 | 0 | 0 | 0 | 0 | 0 | 0 | 0 | 0 | 0 | 0 | 0 | 0 | 0 | 0 | 0 | 0 | 0 | 0 | 0 | 0 | 0 | 0 | 0 | 0 | [14 empty] | 0 | 0 | 0 | 0 | 0 | 0 | 0 | 0 | 0 | 0 | 0 | 0 | 0 | 0 | [15 empty] | 0 | 0 | 0 | 0 | 0 | 0 | 0 | 0 | 0 | 0 | 0 | 0 | 0 | 0 | 0 |  | 0 | 0 | 0 | 0 | 0 | 0 | 0 | 0 | 0 | 0 | 0 | 0 | 0 | 0 | 0 | 0 | 0 | 0 | 0 | 0 | 0 | 0 | 0 | 0 | 0 | 0 | 0 | 0 | 0 | 0
EOP | Thousandaire | 138 | 0 | 0 | 0 | 0 | 0 | 0 | 0 | 0 | 0 | 0 | 0 | 0 | 0 | 0 | 0 | 0 | 0 | 0 | 0 | 0 | 0 | 0 | 0 | 0 | 0 | 0 | 0 | 0 | 0 | 0 | 0 | 0 | 0 | 0 | 0 | 0 | 0 | 0 | 0 | 0 | 0 | 0 | 0 | 0 | [15 empty] | 0 | 0 | 0 | 0 | 0 | 0 | 0 | 0 | 0 | 0 | 0 | 0 | 0 | 0 | 0 |  | 0 | 0 | 0 | 0 | 0 | 0 | 0 | 0 | 0 | 0 | 0 | 0 | 0 | 0 | 0 | 0 | 0 | 0 | 0 | 0 | 0 | 0 | 0 | 0 | 0 | 0 | 0 | 0 | 0 | 0 | [14 empty] | 0 | 0 | 0 | 0 | 0 | 0 | 0 | 0 | 0 | 0 | 0 | 0 | 0 | 0 | [15 empty] | 0 | 0 | 0 | 0 | 0 | 0 | 0 | 0 | 0 | 0 | 0 | 0 | 0 | 0 | 0 |  | 0 | 0 | 0 | 0 | 0 | 0 | 0 | 0 | 0 | 0 | 0 | 0 | 0 | 0 | 0 | 0 | 0 | 0 | 0 | 0 | 0 | 0 | 0 | 0 | 0 | 0 | 0 | 0 | 0 | 0
PG&E KERN | Topaz | 230 | 0 | 0 | 0 | 0 | 0 | 0 | 0 | 0 | 0 | 0 | 0 | 0 | 0 | 0 | 0 | 0 | 0 | 0 | 0 | 0 | 0 | 0 | 0 | 0 | 0 | 0 | 0 | 0 | 0 | 0 | 0 | 0 | 0 | 0 | 0 | 0 | 0 | 0 | 0 | 0 | 0 | 0 | 0 | 0 | [15 empty] | 0 | 0 | 0 | 0 | 0 | 0 | 0 | 0 | 0 | 0 | 0 | 0 | 0 | 0 | 0 |  | 0 | 0 | 0 | 0 | 0 | 0 | 0 | 0 | 0 | 0 | 0 | 0 | 0 | 0 | 0 | 0 | 0 | 0 | 0 | 0 | 0 | 0 | 0 | 0 | 0 | 0 | 0 | 0 | 0 | 0 | [14 empty] | 0 | 0 | 0 | 0 | 0 | 0 | 0 | 0 | 0 | 0 | 0 | 0 | 0 | 0 | [15 empty] | 0 | 0 | 0 | 0 | 0 | 0 | 0 | 0 | 0 | 0 | 0 | 0 | 0 | 0 | 0 |  | 0 | 0 | 0 | 0 | 0 | 0 | 0 | 0 | 0 | 0 | 0 | 0 | 0 | 0 | 0 | 0 | 0 | 0 | 0 | 0 | 0 | 0 | 0 | 0 | 0 | 0 | 0 | 0 | 0 | 0
SCE NOL | Tortilla | 115 | 0 | 0 | 0 | 0 | 0 | 0 | 0 | 0 | 0 | 0 | 0 | 0 | 0 | 0 | 0 | 0 | 0 | 0 | 0 | 0 | 0 | 0 | 0 | 3 | 0 | 0 | 0 | 0 | 0 | 1 | 0 | 0 | 0 | 0 | 0 | 0 | 0 | 0 | 0 | 0 | 0 | 0 | 0 | 0 | [15 empty] | 0 | 0 | 0 | 0 | 0 | 0 | 0 | 0 | 0 | 0 | 0 | 0 | 0 | 0 | 0 |  | 0 | 0 | 0 | 0 | 0 | 0 | 0 | 0 | 3 | 0 | 0 | 0 | 0 | 0 | 1 | 0 | 0 | 0 | 0 | 0 | 0 | 0 | 0 | 0 | 0 | 0 | 0 | 0 | 0 | 0 | [14 empty] | 0 | 0 | 0 | 0 | 0 | 0 | 0 | 0 | 0 | 0 | 0 | 0 | 0 | 0 | [15 empty] | 0 | 0 | 0 | 0 | 0 | 0 | 0 | 0 | 0 | 0 | 0 | 0 | 0 | 0 | 0 |  | 0 | 0 | 0 | 0 | 0 | 0 | 0 | 0 | 3 | 0 | 0 | 0 | 0 | 0 | 1 | 0 | 0 | 0 | 0 | 0 | 0 | 0 | 0 | 0 | 0 | 0 | 0 | 0 | 0 | 0
SDGE | Trabuco | 138 | 0 | 0 | 0 | 0 | 0 | 0 | 0 | 0 | 0 | 0 | 0 | 0 | 0 | 0 | 0 | 0 | 0 | 0 | 0 | 0 | 0 | 0 | 0 | 0 | 0 | 0 | 0 | 0 | 0 | 0 | 0 | 0 | 0 | 0 | 0 | 0 | 0 | 0 | 0 | 0 | 0 | 0 | 0 | 0 | [15 empty] | 0 | 0 | 0 | 0 | 0 | 0 | 0 | 0 | 0 | 0 | 0 | 0 | 0 | 0 | 0 |  | 0 | 0 | 0 | 0 | 0 | 0 | 0 | 0 | 0 | 0 | 0 | 0 | 0 | 0 | 0 | 0 | 0 | 0 | 0 | 0 | 0 | 0 | 0 | 0 | 0 | 0 | 0 | 0 | 0 | 0 | [14 empty] | 0 | 0 | 0 | 0 | 0 | 0 | 0 | 0 | 0 | 0 | 0 | 0 | 0 | 0 | [15 empty] | 0 | 0 | 0 | 0 | 0 | 0 | 0 | 0 | 0 | 0 | 0 | 0 | 0 | 0 | 0 |  | 0 | 0 | 0 | 0 | 0 | 0 | 0 | 0 | 0 | 0 | 0 | 0 | 0 | 0 | 0 | 0 | 0 | 0 | 0 | 0 | 0 | 0 | 0 | 0 | 0 | 0 | 0 | 0 | 0 | 0
PG&E GBA | Tracy | 115 | 0 | 0 | 0 | 0 | 0 | 0 | 0 | 0 | 0 | 0 | 0 | 0 | 0 | 0 | 0 | 0 | 3 | 0 | 0 | 0 | 0 | 0 | 0 | 0 | 0 | 0 | 0 | 0 | 0 | 1 | 0 | 0 | 0 | 0 | 0 | 0 | 0 | 0 | 0 | 0 | 0 | 0 | 0 | 0 | [15 empty] | 0 | 0 | 0 | 0 | 0 | 0 | 0 | 0 | 0 | 0 | 0 | 0 | 0 | 0 | 0 |  | 0 | 3 | 0 | 0 | 0 | 0 | 0 | 0 | 0 | 0 | 0 | 0 | 0 | 0 | 1 | 0 | 0 | 0 | 0 | 0 | 0 | 0 | 0 | 0 | 0 | 0 | 0 | 0 | 0 | 0 | [14 empty] | 0 | 0 | 0 | 0 | 0 | 0 | 0 | 0 | 0 | 0 | 0 | 0 | 0 | 0 | [15 empty] | 0 | 0 | 0 | 0 | 0 | 0 | 0 | 0 | 0 | 0 | 0 | 0 | 0 | 0 | 0 |  | 0 | 3 | 0 | 0 | 0 | 0 | 0 | 0 | 0 | 0 | 0 | 0 | 0 | 0 | 1 | 0 | 0 | 0 | 0 | 0 | 0 | 0 | 0 | 0 | 0 | 0 | 0 | 0 | 0 | 0
PG&E FRESNO | Tranquility | 230 | 0 | 0 | 0 | 0 | 0 | 0 | 0 | 0 | 0 | 0 | 0 | 160 | 0 | 0 | 1 | 0 | 0 | 0 | 0 | 0 | 0 | 0 | 0 | 0 | 0 | 600 | 662 | 0 | 0 | 1 | 0 | 0 | 0 | 0 | 0 | 0 | 0 | 0 | 0 | 100 | 0 | 0 | 0 | 0 | [15 empty] | 0 | 0 | 0 | 0 | 0 | 0 | 0 | 0 | 0 | 0 | 100 | 0 | 0 | 0 | 0 |  | 0 | 0 | 0 | 0 | 0 | 0 | 0 | 0 | 0 | 100 | 600 | 662 | 0 | 0 | 1 | 0 | 0 | 0 | 0 | 0 | 0 | 0 | 0 | 0 | 0 | 0 | 160 | 0 | 0 | 1 | [9 empty] | 200 | 400 |  | 160 |  | 0 | 0 | 0 | 0 | 0 | 0 | 0 | 0 | 0 | 300 | 400 | 0 | 160 | 0 | [15 empty] | 0 | 0 | 0 | 0 | 0 | 0 | 0 | 0 | 0 | 0 | 300 | 400 | 0 | 160 | 0 |  | 0 | 0 | 0 | 0 | 0 | 0 | 0 | 0 | 0 | 300 | 1000 | 662 | 160 | 0 | 1 | 0 | 0 | 0 | 0 | 0 | 0 | 0 | 0 | 0 | 0 | 0 | 160 | 0 | 0 | 1
PG&E GBA | Trimble | 115 | 0 | 0 | 0 | 0 | 0 | 0 | 0 | 0 | 0 | 0 | 0 | 0 | 0 | 0 | 0 | 0 | 0 | 0 | 0 | 0 | 0 | 0 | 0 | 0 | 0 | 0 | 0 | 0 | 0 | 0 | 0 | 0 | 0 | 0 | 0 | 0 | 0 | 0 | 0 | 0 | 0 | 0 | 0 | 0 | [15 empty] | 0 | 0 | 0 | 0 | 0 | 0 | 0 | 0 | 0 | 0 | 0 | 0 | 0 | 0 | 0 |  | 0 | 0 | 0 | 0 | 0 | 0 | 0 | 0 | 0 | 0 | 0 | 0 | 0 | 0 | 0 | 0 | 0 | 0 | 0 | 0 | 0 | 0 | 0 | 0 | 0 | 0 | 0 | 0 | 0 | 0 | [14 empty] | 0 | 0 | 0 | 0 | 0 | 0 | 0 | 0 | 0 | 0 | 0 | 0 | 0 | 0 | [15 empty] | 0 | 0 | 0 | 0 | 0 | 0 | 0 | 0 | 0 | 0 | 0 | 0 | 0 | 0 | 0 |  | 0 | 0 | 0 | 0 | 0 | 0 | 0 | 0 | 0 | 0 | 0 | 0 | 0 | 0 | 0 | 0 | 0 | 0 | 0 | 0 | 0 | 0 | 0 | 0 | 0 | 0 | 0 | 0 | 0 | 0
EOP | Trout Canyon | 230 | 0 | 0 | 0 | 0 | 0 | 0 | 0 | 0 | 0 | 0 | 0 | 0 | 0 | 0 | 0 | 0 | 0 | 0 | 0 | 0 | 0 | 0 | 0 | 0 | 125 | 650 | 731 | 0 | 0 | 1 | 0 | 0 | 0 | 0 | 0 | 0 | 0 | 0 | 0 | 441 | 95 | 0 | 60 | 0 | [15 empty] | 0 | 0 | 0 | 0 | 0 | 0 | 0 | 0 | 0 | 0 | 441 | 95 | 0 | 60 | 0 |  | 0 | 0 | 0 | 0 | 0 | 0 | 0 | 0 | 0 | 566 | 745 | 731 | 60 | 0 | 1 | 0 | 0 | 0 | 0 | 0 | 0 | 0 | 0 | 0 | 0 | 0 | 0 | 0 | 0 | 0 | [9 empty] | 200 | 400 |  | 200 |  | 0 | 0 | 0 | 0 | 0 | 0 | 0 | 0 | 0 | 641 | 495 | 0 | 260 | 0 | [10 empty] | -100 | 100 |  |  |  | 1 | 0 | 0 | 0 | 0 | 0 | 0 | 0 | 0 | 0 | 541 | 595 | 0 | 260 | 0 |  | 0 | 0 | 0 | 0 | 0 | 0 | 0 | 0 | 0 | 666 | 1245 | 731 | 260 | 0 | 1 | 0 | 0 | 0 | 0 | 0 | 0 | 0 | 0 | 0 | -100 | 100 | 0 | 0 | 0 | 1
EOP | Trout Canyon | 500 | 0 | 0 | 0 | 0 | 0 | 0 | 0 | 0 | 0 | 0 | 0 | 0 | 0 | 0 | 0 | 0 | 0 | 0 | 0 | 0 | 0 | 0 | 0 | 0 | 0 | 0 | 0 | 0 | 0 | 0 | 0 | 0 | 0 | 0 | 0 | 0 | 0 | 0 | 0 | 0 | 0 | 0 | 0 | 0 | [15 empty] | 0 | 0 | 0 | 0 | 0 | 0 | 0 | 0 | 0 | 0 | 0 | 0 | 0 | 0 | 0 |  | 0 | 0 | 0 | 0 | 0 | 0 | 0 | 0 | 0 | 0 | 0 | 0 | 0 | 0 | 0 | 0 | 0 | 0 | 0 | 0 | 0 | 0 | 0 | 0 | 0 | 0 | 0 | 0 | 0 | 0 | [14 empty] | 0 | 0 | 0 | 0 | 0 | 0 | 0 | 0 | 0 | 0 | 0 | 0 | 0 | 0 | [15 empty] | 0 | 0 | 0 | 0 | 0 | 0 | 0 | 0 | 0 | 0 | 0 | 0 | 0 | 0 | 0 |  | 0 | 0 | 0 | 0 | 0 | 0 | 0 | 0 | 0 | 0 | 0 | 0 | 0 | 0 | 0 | 0 | 0 | 0 | 0 | 0 | 0 | 0 | 0 | 0 | 0 | 0 | 0 | 0 | 0 | 0
PG&E NGBA | Tulucay | 230 | 0 | 0 | 0 | 0 | 0 | 0 | 0 | 0 | 0 | 0 | 0 | 0 | 0 | 0 | 0 | 0 | 0 | 0 | 0 | 0 | 0 | 0 | 0 | 0 | 0 | 0 | 0 | 0 | 0 | 0 | 0 | 0 | 0 | 0 | 0 | 0 | 0 | 0 | 0 | 0 | 0 | 0 | 0 | 0 | [15 empty] | 0 | 0 | 0 | 0 | 0 | 0 | 0 | 0 | 0 | 0 | 0 | 0 | 0 | 0 | 0 |  | 0 | 0 | 0 | 0 | 0 | 0 | 0 | 0 | 0 | 0 | 0 | 0 | 0 | 0 | 0 | 0 | 0 | 0 | 0 | 0 | 0 | 0 | 0 | 0 | 0 | 0 | 0 | 0 | 0 | 0 | [14 empty] | 0 | 0 | 0 | 0 | 0 | 0 | 0 | 0 | 0 | 0 | 0 | 0 | 0 | 0 | [15 empty] | 0 | 0 | 0 | 0 | 0 | 0 | 0 | 0 | 0 | 0 | 0 | 0 | 0 | 0 | 0 |  | 0 | 0 | 0 | 0 | 0 | 0 | 0 | 0 | 0 | 0 | 0 | 0 | 0 | 0 | 0 | 0 | 0 | 0 | 0 | 0 | 0 | 0 | 0 | 0 | 0 | 0 | 0 | 0 | 0 | 0
PG&E NGBA | Tulucay | 60 | 0 | 0 | 0 | 0 | 0 | 0 | 0 | 0 | 0 | 0 | 0 | 0 | 0 | 0 | 0 | 0 | 0 | 0 | 0 | 0 | 0 | 0 | 0 | 0 | 0 | 0 | 0 | 0 | 0 | 0 | 0 | 0 | 0 | 0 | 0 | 0 | 0 | 0 | 0 | 24.5 | 0 | 0 | 0 | 0 | [15 empty] | 0 | 0 | 0 | 0 | 0 | 0 | 0 | 0 | 0 | 0 | 24.5 | 0 | 0 | 0 | 0 |  | 0 | 0 | 0 | 0 | 0 | 0 | 0 | 0 | 0 | 24.5 | 0 | 0 | 0 | 0 | 1 | 0 | 0 | 0 | 0 | 0 | 0 | 0 | 0 | 0 | 0 | 0 | 0 | 0 | 0 | 0 | [14 empty] | 0 | 0 | 0 | 0 | 0 | 0 | 0 | 0 | 0 | 24.5 | 0 | 0 | 0 | 0 | [15 empty] | 0 | 0 | 0 | 0 | 0 | 0 | 0 | 0 | 0 | 0 | 24.5 | 0 | 0 | 0 | 0 |  | 0 | 0 | 0 | 0 | 0 | 0 | 0 | 0 | 0 | 24.5 | 0 | 0 | 0 | 0 | 1 | 0 | 0 | 0 | 0 | 0 | 0 | 0 | 0 | 0 | 0 | 0 | 0 | 0 | 0 | 0
PG&E KERN | Tupman | 115 | 0 | 0 | 0 | 0 | 0 | 0 | 0 | 0 | 0 | 0 | 0 | 0 | 0 | 0 | 0 | 0 | 0 | 0 | 0 | 0 | 0 | 0 | 0 | 0 | 0 | 0 | 0 | 0 | 0 | 0 | 0 | 0 | 0 | 0 | 0 | 0 | 0 | 0 | 0 | 0 | 0 | 0 | 0 | 0 | [15 empty] | 0 | 0 | 0 | 0 | 0 | 0 | 0 | 0 | 0 | 0 | 0 | 0 | 0 | 0 | 0 |  | 0 | 0 | 0 | 0 | 0 | 0 | 0 | 0 | 0 | 0 | 0 | 0 | 0 | 0 | 0 | 0 | 0 | 0 | 0 | 0 | 0 | 0 | 0 | 0 | 0 | 0 | 0 | 0 | 0 | 0 | [14 empty] | 0 | 0 | 0 | 0 | 0 | 0 | 0 | 0 | 0 | 0 | 0 | 0 | 0 | 0 | [15 empty] | 0 | 0 | 0 | 0 | 0 | 0 | 0 | 0 | 0 | 0 | 0 | 0 | 0 | 0 | 0 |  | 0 | 0 | 0 | 0 | 0 | 0 | 0 | 0 | 0 | 0 | 0 | 0 | 0 | 0 | 0 | 0 | 0 | 0 | 0 | 0 | 0 | 0 | 0 | 0 | 0 | 0 | 0 | 0 | 0 | 0
PG&E NGBA | Ukiah | 115 | 0 | 0 | 0 | 0 | 0 | 0 | 0 | 0 | 0 | 0 | 0 | 0 | 0 | 0 | 0 | 0 | 0 | 0 | 0 | 0 | 0 | 0 | 0 | 0 | 0 | 0 | 0 | 0 | 0 | 0 | 0 | 0 | 0 | 0 | 0 | 0 | 0 | 0 | 0 | 0 | 0 | 0 | 0 | 0 | [15 empty] | 0 | 0 | 0 | 0 | 0 | 0 | 0 | 0 | 0 | 0 | 0 | 0 | 0 | 0 | 0 |  | 0 | 0 | 0 | 0 | 0 | 0 | 0 | 0 | 0 | 0 | 0 | 0 | 0 | 0 | 0 | 0 | 0 | 0 | 0 | 0 | 0 | 0 | 0 | 0 | 0 | 0 | 0 | 0 | 0 | 0 | [14 empty] | 0 | 0 | 0 | 0 | 0 | 0 | 0 | 0 | 0 | 0 | 0 | 0 | 0 | 0 | [15 empty] | 0 | 0 | 0 | 0 | 0 | 0 | 0 | 0 | 0 | 0 | 0 | 0 | 0 | 0 | 0 |  | 0 | 0 | 0 | 0 | 0 | 0 | 0 | 0 | 0 | 0 | 0 | 0 | 0 | 0 | 0 | 0 | 0 | 0 | 0 | 0 | 0 | 0 | 0 | 0 | 0 | 0 | 0 | 0 | 0 | 0
PG&E KERN | Union (Estrella) | 70 | 0 | 0 | 0 | 0 | 0 | 0 | 0 | 0 | 0 | 0 | 0 | 0 | 0 | 0 | 0 | 0 | 0 | 0 | 0 | 0 | 0 | 0 | 0 | 0 | 0 | 0 | 0 | 0 | 0 | 0 | 0 | 0 | 0 | 0 | 0 | 0 | 0 | 0 | 0 | 0 | 0 | 0 | 0 | 0 | [15 empty] | 0 | 0 | 0 | 0 | 0 | 0 | 0 | 0 | 0 | 0 | 0 | 0 | 0 | 0 | 0 |  | 0 | 0 | 0 | 0 | 0 | 0 | 0 | 0 | 0 | 0 | 0 | 0 | 0 | 0 | 0 | 0 | 0 | 0 | 0 | 0 | 0 | 0 | 0 | 0 | 0 | 0 | 0 | 0 | 0 | 0 | [14 empty] | 0 | 0 | 0 | 0 | 0 | 0 | 0 | 0 | 0 | 0 | 0 | 0 | 0 | 0 | [15 empty] | 0 | 0 | 0 | 0 | 0 | 0 | 0 | 0 | 0 | 0 | 0 | 0 | 0 | 0 | 0 |  | 0 | 0 | 0 | 0 | 0 | 0 | 0 | 0 | 0 | 0 | 0 | 0 | 0 | 0 | 0 | 0 | 0 | 0 | 0 | 0 | 0 | 0 | 0 | 0 | 0 | 0 | 0 | 0 | 0 | 0
PG&E NGBA | Vaca Dixon | 115 | 0 | 0 | 0 | 0 | 0 | 0 | 0 | 0 | 0 | 0 | 0 | 0 | 0 | 0 | 0 | 0 | 0 | 0 | 0 | 0 | 0 | 0 | 0 | 0 | 0 | 0 | 0 | 0 | 0 | 0 | 0 | 0 | 0 | 0 | 0 | 0 | 0 | 0 | 0 | 0 | 0 | 0 | 0 | 0 | [15 empty] | 0 | 0 | 0 | 0 | 0 | 0 | 0 | 0 | 0 | 0 | 0 | 0 | 0 | 0 | 0 |  | 0 | 0 | 0 | 0 | 0 | 0 | 0 | 0 | 0 | 0 | 0 | 0 | 0 | 0 | 0 | 0 | 0 | 0 | 0 | 0 | 0 | 0 | 0 | 0 | 0 | 0 | 0 | 0 | 0 | 0 | [14 empty] | 0 | 0 | 0 | 0 | 0 | 0 | 0 | 0 | 0 | 0 | 0 | 0 | 0 | 0 | [15 empty] | 0 | 0 | 0 | 0 | 0 | 0 | 0 | 0 | 0 | 0 | 0 | 0 | 0 | 0 | 0 |  | 0 | 0 | 0 | 0 | 0 | 0 | 0 | 0 | 0 | 0 | 0 | 0 | 0 | 0 | 0 | 0 | 0 | 0 | 0 | 0 | 0 | 0 | 0 | 0 | 0 | 0 | 0 | 0 | 0 | 0
PG&E NGBA | Vaca Dixon | 230 | 0 | 0 | 0 | 0 | 0 | 0 | 0 | 0 | 0 | 0 | 0 | 0 | 0 | 0 | 0 | 0 | 0 | 0 | 0 | 0 | 0 | 0 | 0 | 0 | 0 | 0 | 0 | 0 | 0 | 0 | 0 | 0 | 0 | 0 | 0 | 0 | 0 | 0 | 0 | 0 | 0 | 0 | 0 | 0 | [15 empty] | 0 | 0 | 0 | 0 | 0 | 0 | 0 | 0 | 0 | 0 | 0 | 0 | 0 | 0 | 0 |  | 0 | 0 | 0 | 0 | 0 | 0 | 0 | 0 | 0 | 0 | 0 | 0 | 0 | 0 | 0 | 0 | 0 | 0 | 0 | 0 | 0 | 0 | 0 | 0 | 0 | 0 | 0 | 0 | 0 | 0 | [14 empty] | 0 | 0 | 0 | 0 | 0 | 0 | 0 | 0 | 0 | 0 | 0 | 0 | 0 | 0 | [15 empty] | 0 | 0 | 0 | 0 | 0 | 0 | 0 | 0 | 0 | 0 | 0 | 0 | 0 | 0 | 0 |  | 0 | 0 | 0 | 0 | 0 | 0 | 0 | 0 | 0 | 0 | 0 | 0 | 0 | 0 | 0 | 0 | 0 | 0 | 0 | 0 | 0 | 0 | 0 | 0 | 0 | 0 | 0 | 0 | 0 | 0
PG&E NGBA | Vaca Dixon | 500 | 0 | 0 | 0 | 0 | 0 | 0 | 0 | 0 | 0 | 0 | 0 | 0 | 0 | 0 | 0 | 0 | 0 | 0 | 0 | 0 | 0 | 0 | 0 | 0 | 0 | 0 | 0 | 0 | 0 | 0 | 0 | 0 | 0 | 0 | 0 | 0 | 0 | 0 | 0 | 0 | 0 | 0 | 0 | 0 | [15 empty] | 0 | 0 | 0 | 0 | 0 | 0 | 0 | 0 | 0 | 0 | 0 | 0 | 0 | 0 | 0 |  | 0 | 0 | 0 | 0 | 0 | 0 | 0 | 0 | 0 | 0 | 0 | 0 | 0 | 0 | 0 | 0 | 0 | 0 | 0 | 0 | 0 | 0 | 0 | 0 | 0 | 0 | 0 | 0 | 0 | 0 | [14 empty] | 0 | 0 | 0 | 0 | 0 | 0 | 0 | 0 | 0 | 0 | 0 | 0 | 0 | 0 | [15 empty] | 0 | 0 | 0 | 0 | 0 | 0 | 0 | 0 | 0 | 0 | 0 | 0 | 0 | 0 | 0 |  | 0 | 0 | 0 | 0 | 0 | 0 | 0 | 0 | 0 | 0 | 0 | 0 | 0 | 0 | 0 | 0 | 0 | 0 | 0 | 0 | 0 | 0 | 0 | 0 | 0 | 0 | 0 | 0 | 0 | 0
PG&E NGBA | Vaca Dixon | 60 | 0 | 0 | 0 | 0 | 0 | 0 | 0 | 0 | 0 | 0 | 0 | 0 | 0 | 0 | 0 | 0 | 0 | 0 | 0 | 0 | 0 | 0 | 0 | 0 | 0 | 0 | 0 | 0 | 0 | 0 | 0 | 0 | 0 | 0 | 0 | 0 | 0 | 0 | 0 | 0 | 0 | 0 | 0 | 0 | [15 empty] | 0 | 0 | 0 | 0 | 0 | 0 | 0 | 0 | 0 | 0 | 0 | 0 | 0 | 0 | 0 |  | 0 | 0 | 0 | 0 | 0 | 0 | 0 | 0 | 0 | 0 | 0 | 0 | 0 | 0 | 0 | 0 | 0 | 0 | 0 | 0 | 0 | 0 | 0 | 0 | 0 | 0 | 0 | 0 | 0 | 0 | [14 empty] | 0 | 0 | 0 | 0 | 0 | 0 | 0 | 0 | 0 | 0 | 0 | 0 | 0 | 0 | [15 empty] | 0 | 0 | 0 | 0 | 0 | 0 | 0 | 0 | 0 | 0 | 0 | 0 | 0 | 0 | 0 |  | 0 | 0 | 0 | 0 | 0 | 0 | 0 | 0 | 0 | 0 | 0 | 0 | 0 | 0 | 0 | 0 | 0 | 0 | 0 | 0 | 0 | 0 | 0 | 0 | 0 | 0 | 0 | 0 | 0 | 0
SCE Eastern | Valley (SCE) | 500 | 0 | 0 | 0 | 0 | 0 | 0 | 0 | 0 | 0 | 0 | 0 | 0 | 0 | 0 | 0 | 0 | 0 | 0 | 0 | 0 | 0 | 0 | 0 | 0 | 0 | 0 | 720 | 0 | 0 | 1 | 0 | 0 | 0 | 0 | 0 | 0 | 0 | 0 | 0 | 0 | 0 | 150.6 | 0 | 0 | [12 empty] | -150.6 |  |  | 1 | 0 | 0 | 0 | 0 | 0 | 0 | 0 | 0 | 0 | 0 | 0 | 0 | 0 | 0 |  | 0 | 0 | 0 | 0 | 0 | 0 | 0 | 0 | 0 | 0 | 0 | 720 | 0 | 0 | 1 | 0 | 0 | 0 | 0 | 0 | 0 | 0 | 0 | 0 | 0 | 0 | -150.6 | 0 | 0 | 1 | [14 empty] | 0 | 0 | 0 | 0 | 0 | 0 | 0 | 0 | 0 | 0 | 0 | 150.6 | 0 | 0 | [12 empty] | -150.6 |  |  | 1 | 0 | 0 | 0 | 0 | 0 | 0 | 0 | 0 | 0 | 0 | 0 | 0 | 0 | 0 |  | 0 | 0 | 0 | 0 | 0 | 0 | 0 | 0 | 0 | 0 | 0 | 720 | 0 | 0 | 1 | 0 | 0 | 0 | 0 | 0 | 0 | 0 | 0 | 0 | 0 | 0 | -150.6 | 0 | 0 | 1
EOP | Valley (VEA) | 138 | 0 | 0 | 0 | 0 | 0 | 0 | 0 | 0 | 0 | 0 | 0 | 0 | 0 | 0 | 0 | 0 | 0 | 0 | 0 | 0 | 0 | 0 | 0 | 0 | 0 | 0 | 0 | 0 | 0 | 0 | 0 | 0 | 0 | 0 | 0 | 0 | 0 | 0 | 0 | 0 | 0 | 0 | 0 | 0 | [15 empty] | 0 | 0 | 0 | 0 | 0 | 0 | 0 | 0 | 0 | 0 | 0 | 0 | 0 | 0 | 0 |  | 0 | 0 | 0 | 0 | 0 | 0 | 0 | 0 | 0 | 0 | 0 | 0 | 0 | 0 | 0 | 0 | 0 | 0 | 0 | 0 | 0 | 0 | 0 | 0 | 0 | 0 | 0 | 0 | 0 | 0 | [12 empty] | 40 |  | 0 | 0 | 0 | 0 | 0 | 0 | 0 | 0 | 0 | 0 | 0 | 0 | 40 | 0 | [15 empty] | 0 | 0 | 0 | 0 | 0 | 0 | 0 | 0 | 0 | 0 | 0 | 0 | 0 | 40 | 0 |  | 0 | 0 | 0 | 0 | 0 | 0 | 0 | 0 | 0 | 0 | 0 | 0 | 40 | 0 | 1 | 0 | 0 | 0 | 0 | 0 | 0 | 0 | 0 | 0 | 0 | 0 | 0 | 0 | 0 | 0
SDGE | Valley Center | 69 | 0 | 0 | 0 | 0 | 0 | 0 | 0 | 0 | 0 | 0 | 0 | 0 | 0 | 0 | 0 | 0 | 0 | 0 | 0 | 0 | 0 | 0 | 0 | 0 | 0 | 0 | 0 | 0 | 0 | 0 | 0 | 0 | 0 | 0 | 0 | 0 | 0 | 0 | 10 | 0 | 0 | 0 | 0 | 0 | [15 empty] | 0 | 0 | 0 | 0 | 0 | 0 | 0 | 0 | 0 | 10 | 0 | 0 | 0 | 0 | 0 |  | 0 | 0 | 0 | 0 | 0 | 0 | 0 | 0 | 10 | 0 | 0 | 0 | 0 | 0 | 1 | 0 | 0 | 0 | 0 | 0 | 0 | 0 | 0 | 0 | 0 | 0 | 0 | 0 | 0 | 0 | [14 empty] | 0 | 0 | 0 | 0 | 0 | 0 | 0 | 0 | 10 | 0 | 0 | 0 | 0 | 0 | [15 empty] | 0 | 0 | 0 | 0 | 0 | 0 | 0 | 0 | 0 | 10 | 0 | 0 | 0 | 0 | 0 |  | 0 | 0 | 0 | 0 | 0 | 0 | 0 | 0 | 10 | 0 | 0 | 0 | 0 | 0 | 1 | 0 | 0 | 0 | 0 | 0 | 0 | 0 | 0 | 0 | 0 | 0 | 0 | 0 | 0 | 0
PG&E GBA | Valley Home | 115 | 0 | 0 | 0 | 0 | 0 | 0 | 0 | 0 | 0 | 0 | 0 | 0 | 0 | 0 | 0 | 0 | 0 | 0 | 0 | 0 | 0 | 0 | 0 | 0 | 0 | 0 | 0 | 0 | 0 | 0 | 0 | 0 | 0 | 0 | 0 | 0 | 0 | 0 | 0 | 0 | 0 | 0 | 0 | 0 | [15 empty] | 0 | 0 | 0 | 0 | 0 | 0 | 0 | 0 | 0 | 0 | 0 | 0 | 0 | 0 | 0 |  | 0 | 0 | 0 | 0 | 0 | 0 | 0 | 0 | 0 | 0 | 0 | 0 | 0 | 0 | 0 | 0 | 0 | 0 | 0 | 0 | 0 | 0 | 0 | 0 | 0 | 0 | 0 | 0 | 0 | 0 | [14 empty] | 0 | 0 | 0 | 0 | 0 | 0 | 0 | 0 | 0 | 0 | 0 | 0 | 0 | 0 | [15 empty] | 0 | 0 | 0 | 0 | 0 | 0 | 0 | 0 | 0 | 0 | 0 | 0 | 0 | 0 | 0 |  | 0 | 0 | 0 | 0 | 0 | 0 | 0 | 0 | 0 | 0 | 0 | 0 | 0 | 0 | 0 | 0 | 0 | 0 | 0 | 0 | 0 | 0 | 0 | 0 | 0 | 0 | 0 | 0 | 0 | 0
PG&E GBA | Valley Springs | 230 | 0 | 0 | 0 | 0 | 0 | 0 | 0 | 0 | 0 | 0 | 0 | 0 | 0 | 0 | 0 | 0 | 0 | 0 | 0 | 0 | 0 | 0 | 0 | 0 | 0 | 0 | 0 | 0 | 0 | 0 | 0 | 3 | 0 | 0 | 0 | 0 | 0 | 0 | 0 | 0 | 0 | 0 | 0 | 0 | [15 empty] | 0 | 0 | 3 | 0 | 0 | 0 | 0 | 0 | 0 | 0 | 0 | 0 | 0 | 0 | 0 |  | 0 | 3 | 0 | 0 | 0 | 0 | 0 | 0 | 0 | 0 | 0 | 0 | 0 | 0 | 1 | 0 | 0 | 0 | 0 | 0 | 0 | 0 | 0 | 0 | 0 | 0 | 0 | 0 | 0 | 0 | [14 empty] | 0 | 3 | 0 | 0 | 0 | 0 | 0 | 0 | 0 | 0 | 0 | 0 | 0 | 0 | [15 empty] | 0 | 0 | 3 | 0 | 0 | 0 | 0 | 0 | 0 | 0 | 0 | 0 | 0 | 0 | 0 |  | 0 | 3 | 0 | 0 | 0 | 0 | 0 | 0 | 0 | 0 | 0 | 0 | 0 | 0 | 1 | 0 | 0 | 0 | 0 | 0 | 0 | 0 | 0 | 0 | 0 | 0 | 0 | 0 | 0 | 0
PG&E GBA | Valley Springs | 60 | 0 | 0 | 0 | 0 | 0 | 0 | 0 | 0 | 0 | 0 | 0 | 0 | 0 | 0 | 0 | 0 | 0 | 0 | 0 | 0 | 0 | 0 | 0 | 0 | 0 | 0 | 0 | 0 | 0 | 0 | 0 | 0 | 0 | 0 | 0 | 0 | 0 | 0 | 0 | 0 | 0 | 0 | 0 | 0 | [15 empty] | 0 | 0 | 0 | 0 | 0 | 0 | 0 | 0 | 0 | 0 | 0 | 0 | 0 | 0 | 0 |  | 0 | 0 | 0 | 0 | 0 | 0 | 0 | 0 | 0 | 0 | 0 | 0 | 0 | 0 | 0 | 0 | 0 | 0 | 0 | 0 | 0 | 0 | 0 | 0 | 0 | 0 | 0 | 0 | 0 | 0 | [14 empty] | 0 | 0 | 0 | 0 | 0 | 0 | 0 | 0 | 0 | 0 | 0 | 0 | 0 | 0 | [15 empty] | 0 | 0 | 0 | 0 | 0 | 0 | 0 | 0 | 0 | 0 | 0 | 0 | 0 | 0 | 0 |  | 0 | 0 | 0 | 0 | 0 | 0 | 0 | 0 | 0 | 0 | 0 | 0 | 0 | 0 | 0 | 0 | 0 | 0 | 0 | 0 | 0 | 0 | 0 | 0 | 0 | 0 | 0 | 0 | 0 | 0
EOP | Valley Switch | 138 | 0 | 0 | 0 | 0 | 0 | 0 | 0 | 0 | 0 | 0 | 0 | 0 | 0 | 0 | 0 | 0 | 0 | 0 | 0 | 0 | 0 | 0 | 0 | 0 | 0 | 0 | 0 | 0 | 0 | 0 | 0 | 0 | 0 | 0 | 0 | 0 | 0 | 0 | 0 | 0 | 0 | 0 | 0 | 0 | [15 empty] | 0 | 0 | 0 | 0 | 0 | 0 | 0 | 0 | 0 | 0 | 0 | 0 | 0 | 0 | 0 |  | 0 | 0 | 0 | 0 | 0 | 0 | 0 | 0 | 0 | 0 | 0 | 0 | 0 | 0 | 0 | 0 | 0 | 0 | 0 | 0 | 0 | 0 | 0 | 0 | 0 | 0 | 0 | 0 | 0 | 0 | [14 empty] | 0 | 0 | 0 | 0 | 0 | 0 | 0 | 0 | 0 | 0 | 0 | 0 | 0 | 0 | [15 empty] | 0 | 0 | 0 | 0 | 0 | 0 | 0 | 0 | 0 | 0 | 0 | 0 | 0 | 0 | 0 |  | 0 | 0 | 0 | 0 | 0 | 0 | 0 | 0 | 0 | 0 | 0 | 0 | 0 | 0 | 0 | 0 | 0 | 0 | 0 | 0 | 0 | 0 | 0 | 0 | 0 | 0 | 0 | 0 | 0 | 0
EOP | Valley Switch | 230 | 0 | 0 | 0 | 0 | 0 | 0 | 0 | 0 | 0 | 0 | 0 | 0 | 0 | 0 | 0 | 0 | 0 | 0 | 0 | 0 | 0 | 0 | 0 | 0 | 0 | 0 | 0 | 0 | 0 | 0 | 0 | 0 | 0 | 0 | 0 | 0 | 0 | 0 | 0 | 0 | 0 | 0 | 0 | 0 | [15 empty] | 0 | 0 | 0 | 0 | 0 | 0 | 0 | 0 | 0 | 0 | 0 | 0 | 0 | 0 | 0 |  | 0 | 0 | 0 | 0 | 0 | 0 | 0 | 0 | 0 | 0 | 0 | 0 | 0 | 0 | 0 | 0 | 0 | 0 | 0 | 0 | 0 | 0 | 0 | 0 | 0 | 0 | 0 | 0 | 0 | 0 | [14 empty] | 0 | 0 | 0 | 0 | 0 | 0 | 0 | 0 | 0 | 0 | 0 | 0 | 0 | 0 | [15 empty] | 0 | 0 | 0 | 0 | 0 | 0 | 0 | 0 | 0 | 0 | 0 | 0 | 0 | 0 | 0 |  | 0 | 0 | 0 | 0 | 0 | 0 | 0 | 0 | 0 | 0 | 0 | 0 | 0 | 0 | 0 | 0 | 0 | 0 | 0 | 0 | 0 | 0 | 0 | 0 | 0 | 0 | 0 | 0 | 0 | 0
PG&E GBA | Vasco | 230 | 0 | 0 | 0 | 0 | 0 | 0 | 0 | 0 | 0 | 0 | 0 | 0 | 0 | 0 | 0 | 0 | 0 | 0 | 0 | 0 | 0 | 0 | 0 | 0 | 0 | 0 | 0 | 0 | 0 | 0 | 0 | 0 | 0 | 0 | 0 | 0 | 0 | 0 | 0 | 0 | 0 | 0 | 0 | 0 | [15 empty] | 0 | 0 | 0 | 0 | 0 | 0 | 0 | 0 | 0 | 0 | 0 | 0 | 0 | 0 | 0 |  | 0 | 0 | 0 | 0 | 0 | 0 | 0 | 0 | 0 | 0 | 0 | 0 | 0 | 0 | 0 | 0 | 0 | 0 | 0 | 0 | 0 | 0 | 0 | 0 | 0 | 0 | 0 | 0 | 0 | 0 | [14 empty] | 0 | 0 | 0 | 0 | 0 | 0 | 0 | 0 | 0 | 0 | 0 | 0 | 0 | 0 | [15 empty] | 0 | 0 | 0 | 0 | 0 | 0 | 0 | 0 | 0 | 0 | 0 | 0 | 0 | 0 | 0 |  | 0 | 0 | 0 | 0 | 0 | 0 | 0 | 0 | 0 | 0 | 0 | 0 | 0 | 0 | 0 | 0 | 0 | 0 | 0 | 0 | 0 | 0 | 0 | 0 | 0 | 0 | 0 | 0 | 0 | 0
PG&E GBA | Vasona | 230 | 0 | 0 | 0 | 0 | 0 | 0 | 0 | 0 | 0 | 0 | 0 | 0 | 0 | 0 | 0 | 0 | 0 | 0 | 0 | 0 | 0 | 0 | 0 | 0 | 0 | 0 | 0 | 0 | 0 | 0 | 0 | 0 | 0 | 0 | 0 | 0 | 0 | 0 | 0 | 0 | 0 | 0 | 0 | 0 | [15 empty] | 0 | 0 | 0 | 0 | 0 | 0 | 0 | 0 | 0 | 0 | 0 | 0 | 0 | 0 | 0 |  | 0 | 0 | 0 | 0 | 0 | 0 | 0 | 0 | 0 | 0 | 0 | 0 | 0 | 0 | 0 | 0 | 0 | 0 | 0 | 0 | 0 | 0 | 0 | 0 | 0 | 0 | 0 | 0 | 0 | 0 | [14 empty] | 0 | 0 | 0 | 0 | 0 | 0 | 0 | 0 | 0 | 0 | 0 | 0 | 0 | 0 | [15 empty] | 0 | 0 | 0 | 0 | 0 | 0 | 0 | 0 | 0 | 0 | 0 | 0 | 0 | 0 | 0 |  | 0 | 0 | 0 | 0 | 0 | 0 | 0 | 0 | 0 | 0 | 0 | 0 | 0 | 0 | 0 | 0 | 0 | 0 | 0 | 0 | 0 | 0 | 0 | 0 | 0 | 0 | 0 | 0 | 0 | 0
SCE Northern | Vestal | 230 | 0 | 0 | 0 | 0 | 0 | 0 | 0 | 0 | 0 | 0 | 0 | 0 | 0 | 0 | 0 | 0 | 0 | 0 | 0 | 0 | 0 | 0 | 0 | 0 | 0 | 50 | 110 | 0 | 0 | 1 | 0 | 0 | 0 | 0 | 0 | 0 | 0 | 0 | 0 | 125 | 225 | 0 | 100 | 0 | [13 empty] | -45 |  | 1 | 0 | 0 | 0 | 0 | 0 | 0 | 0 | 0 | 0 | 125 | 225 | 0 | 55 | 0 |  | 0 | 0 | 0 | 0 | 0 | 0 | 0 | 0 | 0 | 125 | 275 | 110 | 55 | 0 | 1 | 0 | 0 | 0 | 0 | 0 | 0 | 0 | 0 | 0 | 0 | 0 | 0 | -45 | 0 | 1 | [14 empty] | 0 | 0 | 0 | 0 | 0 | 0 | 0 | 0 | 0 | 125 | 225 | 0 | 100 | 0 | [13 empty] | -45 |  | 1 | 0 | 0 | 0 | 0 | 0 | 0 | 0 | 0 | 0 | 125 | 225 | 0 | 55 | 0 |  | 0 | 0 | 0 | 0 | 0 | 0 | 0 | 0 | 0 | 125 | 275 | 110 | 55 | 0 | 1 | 0 | 0 | 0 | 0 | 0 | 0 | 0 | 0 | 0 | 0 | 0 | 0 | -45 | 0 | 1
SCE Northern | Vestal | 66 | 0 | 0 | 0 | 0 | 0 | 0 | 0 | 0 | 0 | 0 | 0 | 0 | 0 | 0 | 0 | 0 | 0 | 0 | 0 | 0 | 0 | 0 | 0 | 0 | 0 | 0 | 80 | 0 | 0 | 1 | 0 | 0 | 0 | 0 | 0 | 0 | 0 | 0 | 0 | 0 | 0 | 0 | 0 | 0 | [15 empty] | 0 | 0 | 0 | 0 | 0 | 0 | 0 | 0 | 0 | 0 | 0 | 0 | 0 | 0 | 0 |  | 0 | 0 | 0 | 0 | 0 | 0 | 0 | 0 | 0 | 0 | 0 | 80 | 0 | 0 | 1 | 0 | 0 | 0 | 0 | 0 | 0 | 0 | 0 | 0 | 0 | 0 | 0 | 0 | 0 | 0 | [14 empty] | 0 | 0 | 0 | 0 | 0 | 0 | 0 | 0 | 0 | 0 | 0 | 0 | 0 | 0 | [15 empty] | 0 | 0 | 0 | 0 | 0 | 0 | 0 | 0 | 0 | 0 | 0 | 0 | 0 | 0 | 0 |  | 0 | 0 | 0 | 0 | 0 | 0 | 0 | 0 | 0 | 0 | 0 | 80 | 0 | 0 | 1 | 0 | 0 | 0 | 0 | 0 | 0 | 0 | 0 | 0 | 0 | 0 | 0 | 0 | 0 | 0
SCE NOL | Victor | 115 | 0 | 0 | 0 | 0 | 0 | 0 | 0 | 0 | 0 | 0 | 0 | 0 | 0 | 0 | 0 | 0 | 0 | 0 | 0 | 0 | 0 | 0 | 0 | 7 | 0 | 0 | 0 | 0 | 0 | 1 | 0 | 0 | 0 | 0 | 0 | 0 | 0 | 0 | 0 | 0 | 0 | 0 | 0 | 0 | [15 empty] | 0 | 0 | 0 | 0 | 0 | 0 | 0 | 0 | 0 | 0 | 0 | 0 | 0 | 0 | 0 |  | 0 | 0 | 0 | 0 | 0 | 0 | 0 | 0 | 7 | 0 | 0 | 0 | 0 | 0 | 1 | 0 | 0 | 0 | 0 | 0 | 0 | 0 | 0 | 0 | 0 | 0 | 0 | 0 | 0 | 0 | [10 empty] | 115 |  | 20 |  | 0 | 0 | 0 | 0 | 0 | 0 | 0 | 0 | 0 | 0 | 115 | 0 | 20 | 0 | [15 empty] | 0 | 0 | 0 | 0 | 0 | 0 | 0 | 0 | 0 | 0 | 0 | 115 | 0 | 20 | 0 |  | 0 | 0 | 0 | 0 | 0 | 0 | 0 | 0 | 7 | 0 | 115 | 0 | 20 | 0 | 1 | 0 | 0 | 0 | 0 | 0 | 0 | 0 | 0 | 0 | 0 | 0 | 0 | 0 | 0 | 0
SCE NOL | Victor | 230 | 0 | 0 | 0 | 0 | 0 | 0 | 0 | 0 | 0 | 0 | 0 | 0 | 0 | 0 | 0 | 0 | 0 | 0 | 0 | 0 | 0 | 0 | 0 | 5 | 0 | 0 | 0 | 0 | 0 | 1 | 0 | 0 | 0 | 0 | 0 | 0 | 0 | 0 | 0 | 0 | 0 | 0 | 0 | 0 | [15 empty] | 0 | 0 | 0 | 0 | 0 | 0 | 0 | 0 | 0 | 0 | 0 | 0 | 0 | 0 | 0 |  | 0 | 0 | 0 | 0 | 0 | 0 | 0 | 0 | 5 | 0 | 0 | 0 | 0 | 0 | 1 | 0 | 0 | 0 | 0 | 0 | 0 | 0 | 0 | 0 | 0 | 0 | 0 | 0 | 0 | 0 | [14 empty] | 0 | 0 | 0 | 0 | 0 | 0 | 0 | 0 | 0 | 0 | 0 | 0 | 0 | 0 | [15 empty] | 0 | 0 | 0 | 0 | 0 | 0 | 0 | 0 | 0 | 0 | 0 | 0 | 0 | 0 | 0 |  | 0 | 0 | 0 | 0 | 0 | 0 | 0 | 0 | 5 | 0 | 0 | 0 | 0 | 0 | 1 | 0 | 0 | 0 | 0 | 0 | 0 | 0 | 0 | 0 | 0 | 0 | 0 | 0 | 0 | 0
SCE Metro | Viejo | 230 | 0 | 0 | 0 | 0 | 0 | 0 | 0 | 0 | 0 | 0 | 0 | 0 | 0 | 0 | 0 | 0 | 0 | 0 | 0 | 0 | 0 | 0 | 0 | 0 | 0 | 0 | 0 | 0 | 0 | 0 | 0 | 0 | 0 | 0 | 0 | 0 | 0 | 0 | 0 | 0 | 0 | 0 | 0 | 0 | [15 empty] | 0 | 0 | 0 | 0 | 0 | 0 | 0 | 0 | 0 | 0 | 0 | 0 | 0 | 0 | 0 |  | 0 | 0 | 0 | 0 | 0 | 0 | 0 | 0 | 0 | 0 | 0 | 0 | 0 | 0 | 0 | 0 | 0 | 0 | 0 | 0 | 0 | 0 | 0 | 0 | 0 | 0 | 0 | 0 | 0 | 0 | [14 empty] | 0 | 0 | 0 | 0 | 0 | 0 | 0 | 0 | 0 | 0 | 0 | 0 | 0 | 0 | [15 empty] | 0 | 0 | 0 | 0 | 0 | 0 | 0 | 0 | 0 | 0 | 0 | 0 | 0 | 0 | 0 |  | 0 | 0 | 0 | 0 | 0 | 0 | 0 | 0 | 0 | 0 | 0 | 0 | 0 | 0 | 0 | 0 | 0 | 0 | 0 | 0 | 0 | 0 | 0 | 0 | 0 | 0 | 0 | 0 | 0 | 0
PG&E GBA | Vierra | 115 | 0 | 0 | 0 | 0 | 0 | 0 | 0 | 0 | 0 | 0 | 0 | 0 | 0 | 0 | 0 | 0 | 0 | 0 | 0 | 0 | 0 | 0 | 0 | 2.975 | 0 | 0 | 92 | 0 | 0 | 1 | 0 | 0 | 0 | 0 | 0 | 0 | 0 | 0 | 0 | 0 | 0 | 0 | 0 | 0 | [15 empty] | 0 | 0 | 0 | 0 | 0 | 0 | 0 | 0 | 0 | 0 | 0 | 0 | 0 | 0 | 0 |  | 0 | 0 | 0 | 0 | 0 | 0 | 0 | 0 | 2.975 | 0 | 0 | 92 | 0 | 0 | 1 | 0 | 0 | 0 | 0 | 0 | 0 | 0 | 0 | 0 | 0 | 0 | 0 | 0 | 0 | 0 | [14 empty] | 0 | 0 | 0 | 0 | 0 | 0 | 0 | 0 | 0 | 0 | 0 | 0 | 0 | 0 | [15 empty] | 0 | 0 | 0 | 0 | 0 | 0 | 0 | 0 | 0 | 0 | 0 | 0 | 0 | 0 | 0 |  | 0 | 0 | 0 | 0 | 0 | 0 | 0 | 0 | 2.975 | 0 | 0 | 92 | 0 | 0 | 1 | 0 | 0 | 0 | 0 | 0 | 0 | 0 | 0 | 0 | 0 | 0 | 0 | 0 | 0 | 0
SCE Metro | Villa Park | 230 | 0 | 0 | 0 | 0 | 0 | 0 | 0 | 0 | 0 | 0 | 0 | 0 | 0 | 0 | 0 | 0 | 0 | 0 | 0 | 0 | 0 | 0 | 0 | 0 | 0 | 0 | 0 | 0 | 0 | 0 | 0 | 0 | 0 | 0 | 0 | 0 | 0 | 0 | 0 | 0 | 0 | 0 | 0 | 0 | [15 empty] | 0 | 0 | 0 | 0 | 0 | 0 | 0 | 0 | 0 | 0 | 0 | 0 | 0 | 0 | 0 |  | 0 | 0 | 0 | 0 | 0 | 0 | 0 | 0 | 0 | 0 | 0 | 0 | 0 | 0 | 0 | 0 | 0 | 0 | 0 | 0 | 0 | 0 | 0 | 0 | 0 | 0 | 0 | 0 | 0 | 0 | [14 empty] | 0 | 0 | 0 | 0 | 0 | 0 | 0 | 0 | 0 | 0 | 0 | 0 | 0 | 0 | [15 empty] | 0 | 0 | 0 | 0 | 0 | 0 | 0 | 0 | 0 | 0 | 0 | 0 | 0 | 0 | 0 |  | 0 | 0 | 0 | 0 | 0 | 0 | 0 | 0 | 0 | 0 | 0 | 0 | 0 | 0 | 0 | 0 | 0 | 0 | 0 | 0 | 0 | 0 | 0 | 0 | 0 | 0 | 0 | 0 | 0 | 0
SCE Northern | Vincent | 230 | 0 | 0 | 0 | 0 | 0 | 0 | 0 | 0 | 0 | 0 | 0 | 0 | 0 | 0 | 0 | 0 | 0 | 0 | 0 | 0 | 0 | 0 | 0 | 0 | 0 | 0 | 399 | 0 | 0 | 1 | 0 | 0 | 0 | 0 | 0 | 0 | 0 | 0 | 0 | 125 | 225 | 0 | 100 | 0 | [10 empty] | -125 | -225 |  | -100 |  | 1 | 0 | 0 | 0 | 0 | 0 | 0 | 0 | 0 | 0 | 0 | 0 | 0 | 0 | 0 |  | 0 | 0 | 0 | 0 | 0 | 0 | 0 | 0 | 0 | 0 | 0 | 399 | 0 | 0 | 1 | 0 | 0 | 0 | 0 | 0 | 0 | 0 | 0 | 0 | -125 | -225 | 0 | -100 | 0 | 1 | [10 empty] | 700 |  | 375 |  | 0 | 0 | 0 | 0 | 0 | 0 | 0 | 0 | 0 | 125 | 925 | 0 | 475 | 0 | [10 empty] | -125 | -145 |  | -100 |  | 1 | 0 | 0 | 0 | 0 | 0 | 0 | 0 | 0 | 0 | 0 | 780 | 0 | 375 | 0 |  | 0 | 0 | 0 | 0 | 0 | 0 | 0 | 0 | 0 | 0 | 780 | 399 | 375 | 0 | 1 | 0 | 0 | 0 | 0 | 0 | 0 | 0 | 0 | 0 | -125 | -145 | 0 | -100 | 0 | 1
SCE Northern | Vincent | 500 | 0 | 0 | 0 | 0 | 0 | 0 | 0 | 0 | 0 | 0 | 0 | 0 | 0 | 0 | 0 | 0 | 0 | 0 | 0 | 0 | 0 | 0 | 0 | 0 | 0 | 0 | 0 | 0 | 0 | 0 | 0 | 0 | 0 | 0 | 0 | 0 | 0 | 0 | 0 | 0 | 0 | 0 | 0 | 0 | [15 empty] | 0 | 0 | 0 | 0 | 0 | 0 | 0 | 0 | 0 | 0 | 0 | 0 | 0 | 0 | 0 |  | 0 | 0 | 0 | 0 | 0 | 0 | 0 | 0 | 0 | 0 | 0 | 0 | 0 | 0 | 0 | 0 | 0 | 0 | 0 | 0 | 0 | 0 | 0 | 0 | 0 | 0 | 0 | 0 | 0 | 0 | [14 empty] | 0 | 0 | 0 | 0 | 0 | 0 | 0 | 0 | 0 | 0 | 0 | 0 | 0 | 0 | [15 empty] | 0 | 0 | 0 | 0 | 0 | 0 | 0 | 0 | 0 | 0 | 0 | 0 | 0 | 0 | 0 |  | 0 | 0 | 0 | 0 | 0 | 0 | 0 | 0 | 0 | 0 | 0 | 0 | 0 | 0 | 0 | 0 | 0 | 0 | 0 | 0 | 0 | 0 | 0 | 0 | 0 | 0 | 0 | 0 | 0 | 0
PG&E GBA | Vineyard | 230 | 0 | 0 | 0 | 0 | 0 | 0 | 0 | 0 | 0 | 0 | 0 | 0 | 0 | 0 | 0 | 0 | 0 | 0 | 0 | 0 | 0 | 0 | 0 | 0 | 0 | 0 | 0 | 0 | 0 | 0 | 0 | 0 | 0 | 0 | 0 | 0 | 0 | 0 | 0 | 0 | 0 | 0 | 0 | 0 | [15 empty] | 0 | 0 | 0 | 0 | 0 | 0 | 0 | 0 | 0 | 0 | 0 | 0 | 0 | 0 | 0 |  | 0 | 0 | 0 | 0 | 0 | 0 | 0 | 0 | 0 | 0 | 0 | 0 | 0 | 0 | 0 | 0 | 0 | 0 | 0 | 0 | 0 | 0 | 0 | 0 | 0 | 0 | 0 | 0 | 0 | 0 | [14 empty] | 0 | 0 | 0 | 0 | 0 | 0 | 0 | 0 | 0 | 0 | 0 | 0 | 0 | 0 | [15 empty] | 0 | 0 | 0 | 0 | 0 | 0 | 0 | 0 | 0 | 0 | 0 | 0 | 0 | 0 | 0 |  | 0 | 0 | 0 | 0 | 0 | 0 | 0 | 0 | 0 | 0 | 0 | 0 | 0 | 0 | 0 | 0 | 0 | 0 | 0 | 0 | 0 | 0 | 0 | 0 | 0 | 0 | 0 | 0 | 0 | 0
SDGE | Vineyard | 69 | 0 | 0 | 0 | 0 | 0 | 0 | 0 | 0 | 0 | 0 | 0 | 0 | 0 | 0 | 0 | 0 | 0 | 0 | 0 | 0 | 0 | 0 | 0 | 0 | 0 | 0 | 0 | 0 | 0 | 0 | 0 | 0 | 0 | 0 | 0 | 0 | 0 | 0 | 0 | 0 | 0 | 0 | 0 | 0 | [15 empty] | 0 | 0 | 0 | 0 | 0 | 0 | 0 | 0 | 0 | 0 | 0 | 0 | 0 | 0 | 0 |  | 0 | 0 | 0 | 0 | 0 | 0 | 0 | 0 | 0 | 0 | 0 | 0 | 0 | 0 | 0 | 0 | 0 | 0 | 0 | 0 | 0 | 0 | 0 | 0 | 0 | 0 | 0 | 0 | 0 | 0 | [14 empty] | 0 | 0 | 0 | 0 | 0 | 0 | 0 | 0 | 0 | 0 | 0 | 0 | 0 | 0 | [15 empty] | 0 | 0 | 0 | 0 | 0 | 0 | 0 | 0 | 0 | 0 | 0 | 0 | 0 | 0 | 0 |  | 0 | 0 | 0 | 0 | 0 | 0 | 0 | 0 | 0 | 0 | 0 | 0 | 0 | 0 | 0 | 0 | 0 | 0 | 0 | 0 | 0 | 0 | 0 | 0 | 0 | 0 | 0 | 0 | 0 | 0
SCE Eastern | Vista (SCE) | 230 | 0 | 0 | 0 | 0 | 0 | 0 | 0 | 0 | 0 | 0 | 0 | 0 | 0 | 0 | 0 | 0 | 2.6 | 0 | 0 | 0 | 0 | 0 | 0 | 0 | 0 | 0 | 200 | 0 | 0 | 1 | 0 | 0 | 0 | 0 | 0 | 0 | 0 | 0 | 0 | 0 | 0 | 0 | 0 | 0 | [15 empty] | 0 | 0 | 0 | 0 | 0 | 0 | 0 | 0 | 0 | 0 | 0 | 0 | 0 | 0 | 0 |  | 0 | 2.6 | 0 | 0 | 0 | 0 | 0 | 0 | 0 | 0 | 0 | 200 | 0 | 0 | 1 | 0 | 0 | 0 | 0 | 0 | 0 | 0 | 0 | 0 | 0 | 0 | 0 | 0 | 0 | 0 | [14 empty] | 0 | 0 | 0 | 0 | 0 | 0 | 0 | 0 | 0 | 0 | 0 | 0 | 0 | 0 | [15 empty] | 0 | 0 | 0 | 0 | 0 | 0 | 0 | 0 | 0 | 0 | 0 | 0 | 0 | 0 | 0 |  | 0 | 2.6 | 0 | 0 | 0 | 0 | 0 | 0 | 0 | 0 | 0 | 200 | 0 | 0 | 1 | 0 | 0 | 0 | 0 | 0 | 0 | 0 | 0 | 0 | 0 | 0 | 0 | 0 | 0 | 0
EOP | Vista (VEA) | 138 | 0 | 0 | 0 | 0 | 0 | 0 | 0 | 0 | 0 | 0 | 0 | 0 | 0 | 0 | 0 | 0 | 0 | 0 | 0 | 0 | 0 | 0 | 0 | 0 | 0 | 0 | 0 | 0 | 0 | 0 | 0 | 0 | 0 | 0 | 0 | 0 | 0 | 0 | 0 | 0 | 0 | 0 | 0 | 0 | [15 empty] | 0 | 0 | 0 | 0 | 0 | 0 | 0 | 0 | 0 | 0 | 0 | 0 | 0 | 0 | 0 |  | 0 | 0 | 0 | 0 | 0 | 0 | 0 | 0 | 0 | 0 | 0 | 0 | 0 | 0 | 0 | 0 | 0 | 0 | 0 | 0 | 0 | 0 | 0 | 0 | 0 | 0 | 0 | 0 | 0 | 0 | [14 empty] | 0 | 0 | 0 | 0 | 0 | 0 | 0 | 0 | 0 | 0 | 0 | 0 | 0 | 0 | [15 empty] | 0 | 0 | 0 | 0 | 0 | 0 | 0 | 0 | 0 | 0 | 0 | 0 | 0 | 0 | 0 |  | 0 | 0 | 0 | 0 | 0 | 0 | 0 | 0 | 0 | 0 | 0 | 0 | 0 | 0 | 0 | 0 | 0 | 0 | 0 | 0 | 0 | 0 | 0 | 0 | 0 | 0 | 0 | 0 | 0 | 0
EOP | Vista (VEA) | 230 | 0 | 0 | 0 | 0 | 0 | 0 | 0 | 0 | 0 | 0 | 0 | 0 | 0 | 0 | 0 | 0 | 0 | 0 | 0 | 0 | 0 | 0 | 0 | 0 | 0 | 0 | 0 | 0 | 0 | 0 | 0 | 0 | 0 | 0 | 0 | 0 | 0 | 0 | 0 | 0 | 0 | 0 | 0 | 0 | [15 empty] | 0 | 0 | 0 | 0 | 0 | 0 | 0 | 0 | 0 | 0 | 0 | 0 | 0 | 0 | 0 |  | 0 | 0 | 0 | 0 | 0 | 0 | 0 | 0 | 0 | 0 | 0 | 0 | 0 | 0 | 0 | 0 | 0 | 0 | 0 | 0 | 0 | 0 | 0 | 0 | 0 | 0 | 0 | 0 | 0 | 0 | [9 empty] | 150 | 50 |  | 40 |  | 0 | 0 | 0 | 0 | 0 | 0 | 0 | 0 | 0 | 150 | 50 | 0 | 40 | 0 | [10 empty] | -100 | 100 |  |  |  | 1 | 0 | 0 | 0 | 0 | 0 | 0 | 0 | 0 | 0 | 50 | 150 | 0 | 40 | 0 |  | 0 | 0 | 0 | 0 | 0 | 0 | 0 | 0 | 0 | 50 | 150 | 0 | 40 | 0 | 1 | 0 | 0 | 0 | 0 | 0 | 0 | 0 | 0 | 0 | -100 | 100 | 0 | 0 | 0 | 1
PG&E FRESNO | Wahtoke | 115 | 0 | 0 | 0 | 0 | 0 | 0 | 0 | 0 | 0 | 0 | 0 | 0 | 0 | 0 | 0 | 0 | 0 | 0 | 0 | 0 | 0 | 0 | 0 | 0 | 0 | 0 | 0 | 0 | 0 | 0 | 0 | 0 | 0 | 0 | 0 | 0 | 0 | 0 | 0 | 0 | 0 | 0 | 0 | 0 | [15 empty] | 0 | 0 | 0 | 0 | 0 | 0 | 0 | 0 | 0 | 0 | 0 | 0 | 0 | 0 | 0 |  | 0 | 0 | 0 | 0 | 0 | 0 | 0 | 0 | 0 | 0 | 0 | 0 | 0 | 0 | 0 | 0 | 0 | 0 | 0 | 0 | 0 | 0 | 0 | 0 | 0 | 0 | 0 | 0 | 0 | 0 | [14 empty] | 0 | 0 | 0 | 0 | 0 | 0 | 0 | 0 | 0 | 0 | 0 | 0 | 0 | 0 | [15 empty] | 0 | 0 | 0 | 0 | 0 | 0 | 0 | 0 | 0 | 0 | 0 | 0 | 0 | 0 | 0 |  | 0 | 0 | 0 | 0 | 0 | 0 | 0 | 0 | 0 | 0 | 0 | 0 | 0 | 0 | 0 | 0 | 0 | 0 | 0 | 0 | 0 | 0 | 0 | 0 | 0 | 0 | 0 | 0 | 0 | 0
SCE Northern | Wakefield | 66 | 0 | 0 | 0 | 0 | 0 | 0 | 0 | 0 | 0 | 0 | 0 | 0 | 0 | 0 | 0 | 0 | 0 | 0 | 0 | 0 | 0 | 0 | 0 | 0 | 0 | 0 | 15 | 0 | 0 | 1 | 0 | 0 | 0 | 0 | 0 | 0 | 0 | 0 | 0 | 0 | 0 | 0 | 0 | 0 | [15 empty] | 0 | 0 | 0 | 0 | 0 | 0 | 0 | 0 | 0 | 0 | 0 | 0 | 0 | 0 | 0 |  | 0 | 0 | 0 | 0 | 0 | 0 | 0 | 0 | 0 | 0 | 0 | 15 | 0 | 0 | 1 | 0 | 0 | 0 | 0 | 0 | 0 | 0 | 0 | 0 | 0 | 0 | 0 | 0 | 0 | 0 | [14 empty] | 0 | 0 | 0 | 0 | 0 | 0 | 0 | 0 | 0 | 0 | 0 | 0 | 0 | 0 | [15 empty] | 0 | 0 | 0 | 0 | 0 | 0 | 0 | 0 | 0 | 0 | 0 | 0 | 0 | 0 | 0 |  | 0 | 0 | 0 | 0 | 0 | 0 | 0 | 0 | 0 | 0 | 0 | 15 | 0 | 0 | 1 | 0 | 0 | 0 | 0 | 0 | 0 | 0 | 0 | 0 | 0 | 0 | 0 | 0 | 0 | 0
SCE Metro | Walnut | 230 | 0 | 0 | 0 | 0 | 0 | 0 | 0 | 0 | 0 | 0 | 0 | 0 | 0 | 0 | 0 | 0 | 0 | 0 | 0 | 0 | 0 | 0 | 0 | 0 | 0 | 0 | 400 | 0 | 0 | 1 | 0 | 0 | 0 | 0 | 0 | 0 | 0 | 0 | 0 | 0 | 0 | 0 | 0 | 0 | [15 empty] | 0 | 0 | 0 | 0 | 0 | 0 | 0 | 0 | 0 | 0 | 0 | 0 | 0 | 0 | 0 |  | 0 | 0 | 0 | 0 | 0 | 0 | 0 | 0 | 0 | 0 | 0 | 400 | 0 | 0 | 1 | 0 | 0 | 0 | 0 | 0 | 0 | 0 | 0 | 0 | 0 | 0 | 0 | 0 | 0 | 0 | [14 empty] | 0 | 0 | 0 | 0 | 0 | 0 | 0 | 0 | 0 | 0 | 0 | 0 | 0 | 0 | [15 empty] | 0 | 0 | 0 | 0 | 0 | 0 | 0 | 0 | 0 | 0 | 0 | 0 | 0 | 0 | 0 |  | 0 | 0 | 0 | 0 | 0 | 0 | 0 | 0 | 0 | 0 | 0 | 400 | 0 | 0 | 1 | 0 | 0 | 0 | 0 | 0 | 0 | 0 | 0 | 0 | 0 | 0 | 0 | 0 | 0 | 0
SCE Northern | Warne | 230 | 0 | 0 | 0 | 0 | 0 | 0 | 0 | 0 | 0 | 0 | 0 | 0 | 0 | 0 | 0 | 0 | 0 | 0 | 0 | 0 | 0 | 0 | 0 | 0 | 0 | 0 | 0 | 0 | 0 | 0 | 0 | 0 | 0 | 0 | 0 | 0 | 0 | 0 | 0 | 0 | 0 | 0 | 0 | 0 | [15 empty] | 0 | 0 | 0 | 0 | 0 | 0 | 0 | 0 | 0 | 0 | 0 | 0 | 0 | 0 | 0 |  | 0 | 0 | 0 | 0 | 0 | 0 | 0 | 0 | 0 | 0 | 0 | 0 | 0 | 0 | 0 | 0 | 0 | 0 | 0 | 0 | 0 | 0 | 0 | 0 | 0 | 0 | 0 | 0 | 0 | 0 | [14 empty] | 0 | 0 | 0 | 0 | 0 | 0 | 0 | 0 | 0 | 0 | 0 | 0 | 0 | 0 | [15 empty] | 0 | 0 | 0 | 0 | 0 | 0 | 0 | 0 | 0 | 0 | 0 | 0 | 0 | 0 | 0 |  | 0 | 0 | 0 | 0 | 0 | 0 | 0 | 0 | 0 | 0 | 0 | 0 | 0 | 0 | 0 | 0 | 0 | 0 | 0 | 0 | 0 | 0 | 0 | 0 | 0 | 0 | 0 | 0 | 0 | 0
PG&E GBA | Warnerville | 230 | 0 | 0 | 0 | 0 | 0 | 0 | 0 | 0 | 0 | 0 | 0 | 0 | 0 | 0 | 0 | 0 | 0 | 0 | 0 | 0 | 0 | 0 | 0 | 0 | 0 | 0 | 0 | 0 | 0 | 0 | 0 | 0 | 0 | 0 | 0 | 0 | 0 | 0 | 0 | 0 | 0 | 0 | 0 | 0 | [15 empty] | 0 | 0 | 0 | 0 | 0 | 0 | 0 | 0 | 0 | 0 | 0 | 0 | 0 | 0 | 0 |  | 0 | 0 | 0 | 0 | 0 | 0 | 0 | 0 | 0 | 0 | 0 | 0 | 0 | 0 | 0 | 0 | 0 | 0 | 0 | 0 | 0 | 0 | 0 | 0 | 0 | 0 | 0 | 0 | 0 | 0 | [14 empty] | 0 | 0 | 0 | 0 | 0 | 0 | 0 | 0 | 0 | 0 | 0 | 0 | 0 | 0 | [15 empty] | 0 | 0 | 0 | 0 | 0 | 0 | 0 | 0 | 0 | 0 | 0 | 0 | 0 | 0 | 0 |  | 0 | 0 | 0 | 0 | 0 | 0 | 0 | 0 | 0 | 0 | 0 | 0 | 0 | 0 | 0 | 0 | 0 | 0 | 0 | 0 | 0 | 0 | 0 | 0 | 0 | 0 | 0 | 0 | 0 | 0
PG&E FRESNO | Waukena | 115 | 0 | 0 | 0 | 0 | 0 | 0 | 0 | 0 | 0 | 0 | 0 | 0 | 0 | 0 | 0 | 0 | 0 | 0 | 0 | 0 | 0 | 0 | 0 | 0 | 0 | 0 | 0 | 0 | 0 | 0 | 0 | 0 | 0 | 0 | 0 | 0 | 0 | 0 | 0 | 0 | 0 | 0 | 0 | 0 | [15 empty] | 0 | 0 | 0 | 0 | 0 | 0 | 0 | 0 | 0 | 0 | 0 | 0 | 0 | 0 | 0 |  | 0 | 0 | 0 | 0 | 0 | 0 | 0 | 0 | 0 | 0 | 0 | 0 | 0 | 0 | 0 | 0 | 0 | 0 | 0 | 0 | 0 | 0 | 0 | 0 | 0 | 0 | 0 | 0 | 0 | 0 | [14 empty] | 0 | 0 | 0 | 0 | 0 | 0 | 0 | 0 | 0 | 0 | 0 | 0 | 0 | 0 | [15 empty] | 0 | 0 | 0 | 0 | 0 | 0 | 0 | 0 | 0 | 0 | 0 | 0 | 0 | 0 | 0 |  | 0 | 0 | 0 | 0 | 0 | 0 | 0 | 0 | 0 | 0 | 0 | 0 | 0 | 0 | 0 | 0 | 0 | 0 | 0 | 0 | 0 | 0 | 0 | 0 | 0 | 0 | 0 | 0 | 0 | 0
PG&E GBA | Weber | 230 | 0 | 0 | 0 | 0 | 0 | 0 | 0 | 0 | 0 | 0 | 0 | 0 | 0 | 0 | 0 | 0 | 0 | 0 | 0 | 0 | 0 | 0 | 0 | 0 | 0 | 0 | 0 | 0 | 0 | 0 | 0 | 0 | 0 | 0 | 0 | 0 | 0 | 0 | 0 | 0 | 0 | 0 | 0 | 0 | [15 empty] | 0 | 0 | 0 | 0 | 0 | 0 | 0 | 0 | 0 | 0 | 0 | 0 | 0 | 0 | 0 |  | 0 | 0 | 0 | 0 | 0 | 0 | 0 | 0 | 0 | 0 | 0 | 0 | 0 | 0 | 0 | 0 | 0 | 0 | 0 | 0 | 0 | 0 | 0 | 0 | 0 | 0 | 0 | 0 | 0 | 0 | [14 empty] | 0 | 0 | 0 | 0 | 0 | 0 | 0 | 0 | 0 | 0 | 0 | 0 | 0 | 0 | [15 empty] | 0 | 0 | 0 | 0 | 0 | 0 | 0 | 0 | 0 | 0 | 0 | 0 | 0 | 0 | 0 |  | 0 | 0 | 0 | 0 | 0 | 0 | 0 | 0 | 0 | 0 | 0 | 0 | 0 | 0 | 0 | 0 | 0 | 0 | 0 | 0 | 0 | 0 | 0 | 0 | 0 | 0 | 0 | 0 | 0 | 0
PG&E GBA | Weber | 60 | 0 | 0 | 0 | 0 | 0 | 0 | 0 | 0 | 0 | 0 | 0 | 0 | 0 | 0 | 0 | 0 | 0 | 0 | 0 | 0 | 0 | 0 | 0 | 0 | 0 | 0 | 20 | 0 | 0 | 1 | 0 | 0 | 0 | 0 | 0 | 0 | 0 | 0 | 4 | 0 | 0 | 0 | 0 | 0 | [15 empty] | 0 | 0 | 0 | 0 | 0 | 0 | 0 | 0 | 0 | 4 | 0 | 0 | 0 | 0 | 0 |  | 0 | 0 | 0 | 0 | 0 | 0 | 0 | 0 | 4 | 0 | 0 | 20 | 0 | 0 | 1 | 0 | 0 | 0 | 0 | 0 | 0 | 0 | 0 | 0 | 0 | 0 | 0 | 0 | 0 | 0 | [14 empty] | 0 | 0 | 0 | 0 | 0 | 0 | 0 | 0 | 4 | 0 | 0 | 0 | 0 | 0 | [15 empty] | 0 | 0 | 0 | 0 | 0 | 0 | 0 | 0 | 0 | 4 | 0 | 0 | 0 | 0 | 0 |  | 0 | 0 | 0 | 0 | 0 | 0 | 0 | 0 | 4 | 0 | 0 | 20 | 0 | 0 | 1 | 0 | 0 | 0 | 0 | 0 | 0 | 0 | 0 | 0 | 0 | 0 | 0 | 0 | 0 | 0
PG&E FRESNO | West Fresno | 115 | 0 | 0 | 0 | 0 | 0 | 0 | 0 | 0 | 0 | 0 | 0 | 0 | 0 | 0 | 0 | 0 | 0 | 0 | 0 | 0 | 0 | 0 | 0 | 0 | 0 | 0 | 0 | 0 | 0 | 0 | 0 | 0 | 0 | 0 | 0 | 0 | 0 | 0 | 0 | 0 | 0 | 0 | 0 | 0 | [15 empty] | 0 | 0 | 0 | 0 | 0 | 0 | 0 | 0 | 0 | 0 | 0 | 0 | 0 | 0 | 0 |  | 0 | 0 | 0 | 0 | 0 | 0 | 0 | 0 | 0 | 0 | 0 | 0 | 0 | 0 | 0 | 0 | 0 | 0 | 0 | 0 | 0 | 0 | 0 | 0 | 0 | 0 | 0 | 0 | 0 | 0 | [14 empty] | 0 | 0 | 0 | 0 | 0 | 0 | 0 | 0 | 0 | 0 | 0 | 0 | 0 | 0 | [15 empty] | 0 | 0 | 0 | 0 | 0 | 0 | 0 | 0 | 0 | 0 | 0 | 0 | 0 | 0 | 0 |  | 0 | 0 | 0 | 0 | 0 | 0 | 0 | 0 | 0 | 0 | 0 | 0 | 0 | 0 | 0 | 0 | 0 | 0 | 0 | 0 | 0 | 0 | 0 | 0 | 0 | 0 | 0 | 0 | 0 | 0
PG&E FRESNO | Westley | 230 | 0 | 0 | 0 | 0 | 0 | 0 | 0 | 0 | 0 | 0 | 0 | 0 | 0 | 0 | 0 | 0 | 0 | 0 | 0 | 0 | 0 | 0 | 0 | 0 | 0 | 0 | 0 | 0 | 0 | 0 | 0 | 0 | 0 | 0 | 0 | 0 | 0 | 0 | 0 | 0 | 0 | 0 | 0 | 0 | [15 empty] | 0 | 0 | 0 | 0 | 0 | 0 | 0 | 0 | 0 | 0 | 0 | 0 | 0 | 0 | 0 |  | 0 | 0 | 0 | 0 | 0 | 0 | 0 | 0 | 0 | 0 | 0 | 0 | 0 | 0 | 0 | 0 | 0 | 0 | 0 | 0 | 0 | 0 | 0 | 0 | 0 | 0 | 0 | 0 | 0 | 0 | [14 empty] | 0 | 0 | 0 | 0 | 0 | 0 | 0 | 0 | 0 | 0 | 0 | 0 | 0 | 0 | [15 empty] | 0 | 0 | 0 | 0 | 0 | 0 | 0 | 0 | 0 | 0 | 0 | 0 | 0 | 0 | 0 |  | 0 | 0 | 0 | 0 | 0 | 0 | 0 | 0 | 0 | 0 | 0 | 0 | 0 | 0 | 0 | 0 | 0 | 0 | 0 | 0 | 0 | 0 | 0 | 0 | 0 | 0 | 0 | 0 | 0 | 0
PG&E KERN | Westpark | 115 | 0 | 0 | 0 | 0 | 0 | 0 | 0 | 0 | 0 | 0 | 0 | 0 | 0 | 0 | 0 | 0 | 0 | 0 | 0 | 0 | 0 | 0 | 0 | 0 | 0 | 0 | 0 | 0 | 0 | 0 | 0 | 0 | 0 | 0 | 0 | 0 | 0 | 0 | 0 | 0 | 0 | 0 | 0 | 0 | [15 empty] | 0 | 0 | 0 | 0 | 0 | 0 | 0 | 0 | 0 | 0 | 0 | 0 | 0 | 0 | 0 |  | 0 | 0 | 0 | 0 | 0 | 0 | 0 | 0 | 0 | 0 | 0 | 0 | 0 | 0 | 0 | 0 | 0 | 0 | 0 | 0 | 0 | 0 | 0 | 0 | 0 | 0 | 0 | 0 | 0 | 0 | [14 empty] | 0 | 0 | 0 | 0 | 0 | 0 | 0 | 0 | 0 | 0 | 0 | 0 | 0 | 0 | [15 empty] | 0 | 0 | 0 | 0 | 0 | 0 | 0 | 0 | 0 | 0 | 0 | 0 | 0 | 0 | 0 |  | 0 | 0 | 0 | 0 | 0 | 0 | 0 | 0 | 0 | 0 | 0 | 0 | 0 | 0 | 0 | 0 | 0 | 0 | 0 | 0 | 0 | 0 | 0 | 0 | 0 | 0 | 0 | 0 | 0 | 0
PG&E KERN | Wheeler Ridge | 230 | 0 | 0 | 0 | 0 | 0 | 0 | 0 | 0 | 0 | 0 | 0 | 0 | 0 | 0 | 0 | 0 | 0 | 0 | 0 | 0 | 0 | 0 | 0 | 0 | 200 | 0 | 0 | 0 | 0 | 1 | 0 | 0 | 0 | 0 | 0 | 0 | 0 | 0 | 0 | 0 | 100 | 0 | 50 | 0 | [10 empty] | 100 | 100 |  |  |  | 1 | 0 | 0 | 0 | 0 | 0 | 0 | 0 | 0 | 0 | 100 | 200 | 0 | 50 | 0 |  | 0 | 0 | 0 | 0 | 0 | 0 | 0 | 0 | 0 | 300 | 200 | 0 | 50 | 0 | 1 | 0 | 0 | 0 | 0 | 0 | 0 | 0 | 0 | 0 | 100 | 100 | 0 | 0 | 0 | 1 | [9 empty] | 50 | 150 |  | 70 |  | 0 | 0 | 0 | 0 | 0 | 0 | 0 | 0 | 0 | 50 | 250 | 0 | 120 | 0 | [11 empty] | 100 |  |  |  | 1 | 0 | 0 | 0 | 0 | 0 | 0 | 0 | 0 | 0 | 50 | 350 | 0 | 120 | 0 |  | 0 | 0 | 0 | 0 | 0 | 0 | 0 | 0 | 0 | 250 | 350 | 0 | 120 | 0 | 1 | 0 | 0 | 0 | 0 | 0 | 0 | 0 | 0 | 0 | 0 | 100 | 0 | 0 | 0 | 1
PG&E KERN | Wheeler Ridge | 115 | 0 | 0 | 0 | 0 | 0 | 0 | 0 | 0 | 0 | 0 | 0 | 0 | 0 | 0 | 0 | 0 | 0 | 0 | 0 | 0 | 0 | 0 | 0 | 0 | 0 | 0 | 0 | 0 | 0 | 0 | 0 | 0 | 0 | 0 | 0 | 0 | 0 | 0 | 0 | 0 | 0 | 0 | 0 | 0 | [15 empty] | 0 | 0 | 0 | 0 | 0 | 0 | 0 | 0 | 0 | 0 | 0 | 0 | 0 | 0 | 0 |  | 0 | 0 | 0 | 0 | 0 | 0 | 0 | 0 | 0 | 0 | 0 | 0 | 0 | 0 | 0 | 0 | 0 | 0 | 0 | 0 | 0 | 0 | 0 | 0 | 0 | 0 | 0 | 0 | 0 | 0 | [14 empty] | 0 | 0 | 0 | 0 | 0 | 0 | 0 | 0 | 0 | 0 | 0 | 0 | 0 | 0 | [15 empty] | 0 | 0 | 0 | 0 | 0 | 0 | 0 | 0 | 0 | 0 | 0 | 0 | 0 | 0 | 0 |  | 0 | 0 | 0 | 0 | 0 | 0 | 0 | 0 | 0 | 0 | 0 | 0 | 0 | 0 | 0 | 0 | 0 | 0 | 0 | 0 | 0 | 0 | 0 | 0 | 0 | 0 | 0 | 0 | 0 | 0
PG&E KERN | Wheeler Ridge | 70 | 0 | 0 | 0 | 0 | 0 | 0 | 0 | 0 | 0 | 0 | 0 | 92 | 0 | 0 | 1 | 0 | 0 | 0 | 0 | 0 | 0 | 0 | 0 | 0 | 0 | 0 | 92 | 0 | 0 | 1 | 0 | 0 | 0 | 0 | 0 | 0 | 0 | 0 | 0 | 0 | 0 | 0 | 0 | 0 | [15 empty] | 0 | 0 | 0 | 0 | 0 | 0 | 0 | 0 | 0 | 0 | 0 | 0 | 0 | 0 | 0 |  | 0 | 0 | 0 | 0 | 0 | 0 | 0 | 0 | 0 | 0 | 0 | 92 | 0 | 0 | 1 | 0 | 0 | 0 | 0 | 0 | 0 | 0 | 0 | 0 | 0 | 0 | 92 | 0 | 0 | 1 | [14 empty] | 0 | 0 | 0 | 0 | 0 | 0 | 0 | 0 | 0 | 0 | 0 | 0 | 0 | 0 | [15 empty] | 0 | 0 | 0 | 0 | 0 | 0 | 0 | 0 | 0 | 0 | 0 | 0 | 0 | 0 | 0 |  | 0 | 0 | 0 | 0 | 0 | 0 | 0 | 0 | 0 | 0 | 0 | 92 | 0 | 0 | 1 | 0 | 0 | 0 | 0 | 0 | 0 | 0 | 0 | 0 | 0 | 0 | 92 | 0 | 0 | 1
SCE Northern | Whirlwind | 230 | 0 | 0 | 0 | 0 | 0 | 0 | 0 | 0 | 0 | 0 | 0 | 245 | 448 | 0 | 1 | 0 | 0 | 0 | 0 | 0 | 0 | 0 | 0 | 0 | 218 | 188 | 837 | 454 | 200 | 1 | 0 | 0 | 300 | 0 | 0 | 0 | 0 | 0 | 0 | 0 | 0 | 0 | 0 | 200 | [15 empty] | 0 | 0 | 0 | 300 | 0 | 0 | 0 | 0 | 0 | 0 | 0 | 0 | 0 | 0 | 200 |  | 0 | 0 | 300 | 0 | 0 | 0 | 0 | 0 | 0 | 218 | 188 | 837 | 454 | 400 | 1 | 0 | 0 | 0 | 0 | 0 | 0 | 0 | 0 | 0 | 0 | 0 | 245 | 448 | 0 | 1 | [9 empty] | 100 | 400 |  | 200 |  | 0 | 0 | 300 | 0 | 0 | 0 | 0 | 0 | 0 | 100 | 400 | 0 | 200 | 200 | [15 empty] | 0 | 0 | 0 | 300 | 0 | 0 | 0 | 0 | 0 | 0 | 100 | 400 | 0 | 200 | 200 |  | 0 | 0 | 300 | 0 | 0 | 0 | 0 | 0 | 0 | 318 | 588 | 837 | 654 | 400 | 1 | 0 | 0 | 0 | 0 | 0 | 0 | 0 | 0 | 0 | 0 | 0 | 245 | 448 | 0 | 1
SCE Northern | Whirlwind | 500 | 0 | 0 | 0 | 0 | 0 | 0 | 0 | 0 | 0 | 0 | 0 | 0 | 0 | 0 | 0 | 0 | 0 | 0 | 0 | 0 | 0 | 0 | 0 | 0 | 0 | 0 | 0 | 0 | 0 | 0 | 0 | 0 | 0 | 0 | 0 | 0 | 0 | 0 | 0 | 0 | 0 | 0 | 0 | 0 | [15 empty] | 0 | 0 | 0 | 0 | 0 | 0 | 0 | 0 | 0 | 0 | 0 | 0 | 0 | 0 | 0 |  | 0 | 0 | 0 | 0 | 0 | 0 | 0 | 0 | 0 | 0 | 0 | 0 | 0 | 0 | 0 | 0 | 0 | 0 | 0 | 0 | 0 | 0 | 0 | 0 | 0 | 0 | 0 | 0 | 0 | 0 | [14 empty] | 0 | 0 | 0 | 0 | 0 | 0 | 0 | 0 | 0 | 0 | 0 | 0 | 0 | 0 | [15 empty] | 0 | 0 | 0 | 0 | 0 | 0 | 0 | 0 | 0 | 0 | 0 | 0 | 0 | 0 | 0 |  | 0 | 0 | 0 | 0 | 0 | 0 | 0 | 0 | 0 | 0 | 0 | 0 | 0 | 0 | 0 | 0 | 0 | 0 | 0 | 0 | 0 | 0 | 0 | 0 | 0 | 0 | 0 | 0 | 0 | 0
PG&E GBA | Whisman | 115 | 0 | 0 | 0 | 0 | 0 | 0 | 0 | 0 | 0 | 0 | 0 | 0 | 0 | 0 | 0 | 0 | 0 | 0 | 0 | 0 | 0 | 0 | 0 | 0 | 0 | 0 | 0 | 0 | 0 | 0 | 0 | 0 | 0 | 0 | 0 | 0 | 0 | 0 | 0 | 0 | 0 | 0 | 0 | 0 | [15 empty] | 0 | 0 | 0 | 0 | 0 | 0 | 0 | 0 | 0 | 0 | 0 | 0 | 0 | 0 | 0 |  | 0 | 0 | 0 | 0 | 0 | 0 | 0 | 0 | 0 | 0 | 0 | 0 | 0 | 0 | 0 | 0 | 0 | 0 | 0 | 0 | 0 | 0 | 0 | 0 | 0 | 0 | 0 | 0 | 0 | 0 | [14 empty] | 0 | 0 | 0 | 0 | 0 | 0 | 0 | 0 | 0 | 0 | 0 | 0 | 0 | 0 | [15 empty] | 0 | 0 | 0 | 0 | 0 | 0 | 0 | 0 | 0 | 0 | 0 | 0 | 0 | 0 | 0 |  | 0 | 0 | 0 | 0 | 0 | 0 | 0 | 0 | 0 | 0 | 0 | 0 | 0 | 0 | 0 | 0 | 0 | 0 | 0 | 0 | 0 | 0 | 0 | 0 | 0 | 0 | 0 | 0 | 0 | 0
SCE Eastern | Wildlife | 230 | 0 | 0 | 0 | 0 | 0 | 0 | 0 | 0 | 0 | 0 | 0 | 0 | 0 | 0 | 0 | 0 | 0 | 0 | 0 | 0 | 0 | 0 | 0 | 0 | 0 | 0 | 0 | 0 | 0 | 0 | 0 | 0 | 0 | 0 | 0 | 0 | 0 | 0 | 0 | 0 | 0 | 0 | 0 | 0 | [15 empty] | 0 | 0 | 0 | 0 | 0 | 0 | 0 | 0 | 0 | 0 | 0 | 0 | 0 | 0 | 0 |  | 0 | 0 | 0 | 0 | 0 | 0 | 0 | 0 | 0 | 0 | 0 | 0 | 0 | 0 | 0 | 0 | 0 | 0 | 0 | 0 | 0 | 0 | 0 | 0 | 0 | 0 | 0 | 0 | 0 | 0 | [14 empty] | 0 | 0 | 0 | 0 | 0 | 0 | 0 | 0 | 0 | 0 | 0 | 0 | 0 | 0 | [15 empty] | 0 | 0 | 0 | 0 | 0 | 0 | 0 | 0 | 0 | 0 | 0 | 0 | 0 | 0 | 0 |  | 0 | 0 | 0 | 0 | 0 | 0 | 0 | 0 | 0 | 0 | 0 | 0 | 0 | 0 | 0 | 0 | 0 | 0 | 0 | 0 | 0 | 0 | 0 | 0 | 0 | 0 | 0 | 0 | 0 | 0
PG&E FRESNO | Wilson | 115 | 0 | 0 | 0 | 0 | 0 | 0 | 0 | 0 | 0 | 0 | 0 | 0 | 0 | 0 | 0 | 0 | 0 | 0 | 0 | 0 | 0 | 0 | 0 | 0 | 0 | 0 | 0 | 0 | 0 | 0 | 0 | 1 | 0 | 0 | 0 | 0 | 0 | 0 | 0 | 0 | 0 | 0 | 0 | 0 |  |  | -1 | [12 empty] | 1 | 0 | 0 | 0 | 0 | 0 | 0 | 0 | 0 | 0 | 0 | 0 | 0 | 0 | 0 |  | 0 | 0 | 0 | 0 | 0 | 0 | 0 | 0 | 0 | 0 | 0 | 0 | 0 | 0 | 0 | 0 | -1 | 0 | 0 | 0 | 0 | 0 | 0 | 0 | 0 | 0 | 0 | 0 | 0 | 1 | [12 empty] | 25 |  | 0 | 1 | 0 | 0 | 0 | 0 | 0 | 0 | 0 | 0 | 0 | 0 | 25 | 0 |  |  | -1 | [12 empty] | 1 | 0 | 0 | 0 | 0 | 0 | 0 | 0 | 0 | 0 | 0 | 0 | 0 | 25 | 0 |  | 0 | 0 | 0 | 0 | 0 | 0 | 0 | 0 | 0 | 0 | 0 | 0 | 25 | 0 | 1 | 0 | -1 | 0 | 0 | 0 | 0 | 0 | 0 | 0 | 0 | 0 | 0 | 0 | 0 | 1
PG&E FRESNO | Wilson | 230 | 0 | 0 | 0 | 0 | 0 | 0 | 0 | 0 | 0 | 0 | 0 | 0 | 0 | 0 | 0 | 0 | 0 | 0 | 0 | 0 | 0 | 0 | 0 | 0 | 0 | 0 | 0 | 0 | 0 | 0 | 0 | 0 | 150 | 50 | 0 | 0 | 0 | 0 | 0 | 0 | 0 | 0 | 0 | 0 | [15 empty] | 0 | 0 | 0 | 150 | 50 | 0 | 0 | 0 | 0 | 0 | 0 | 0 | 0 | 0 | 0 |  | 0 | 0 | 150 | 50 | 0 | 0 | 0 | 0 | 0 | 0 | 0 | 0 | 0 | 0 | 1 | 0 | 0 | 0 | 0 | 0 | 0 | 0 | 0 | 0 | 0 | 0 | 0 | 0 | 0 | 0 | [14 empty] | 0 | 0 | 150 | 50 | 0 | 0 | 0 | 0 | 0 | 0 | 0 | 0 | 0 | 0 | [15 empty] | 0 | 0 | 0 | 150 | 50 | 0 | 0 | 0 | 0 | 0 | 0 | 0 | 0 | 0 | 0 |  | 0 | 0 | 150 | 50 | 0 | 0 | 0 | 0 | 0 | 0 | 0 | 0 | 0 | 0 | 1 | 0 | 0 | 0 | 0 | 0 | 0 | 0 | 0 | 0 | 0 | 0 | 0 | 0 | 0 | 0
SCE Northern | Windhub | 230 | 0 | 0 | 0 | 0 | 0 | 0 | 0 | 0 | 0 | 0 | 0 | 0 | 0 | 0 | 0 | 0 | 0 | 0 | 0 | 0 | 0 | 0 | 0 | 0 | 0 | 1020 | 1000 | 0 | 0 | 1 | 0 | 0 | 174 | 0 | 0 | 0 | 0 | 0 | 0 | 134 | 50 | 0 | 20 | 0 | [10 empty] | -134 | -50 |  | -20 |  | 1 | 0 | 0 | 174 | 0 | 0 | 0 | 0 | 0 | 0 | 0 | 0 | 0 | 0 | 0 |  | 0 | 0 | 174 | 0 | 0 | 0 | 0 | 0 | 0 | 0 | 1020 | 1000 | 0 | 0 | 1 | 0 | 0 | 0 | 0 | 0 | 0 | 0 | 0 | 0 | -134 | -50 | 0 | -20 | 0 | 1 | [9 empty] | 130 | 200 |  | 70 |  | 0 | 0 | 174 | 0 | 0 | 0 | 0 | 0 | 0 | 264 | 250 | 0 | 90 | 0 | [10 empty] | -134 | -50 |  | -20 |  | 1 | 0 | 0 | 174 | 0 | 0 | 0 | 0 | 0 | 0 | 130 | 200 | 0 | 70 | 0 |  | 0 | 0 | 174 | 0 | 0 | 0 | 0 | 0 | 0 | 130 | 1220 | 1000 | 70 | 0 | 1 | 0 | 0 | 0 | 0 | 0 | 0 | 0 | 0 | 0 | -134 | -50 | 0 | -20 | 0 | 1
SCE Northern | Windhub | 500 | 0 | 0 | 0 | 0 | 0 | 0 | 0 | 0 | 0 | 0 | 0 | 0 | 0 | 0 | 0 | 0 | 0 | 0 | 0 | 0 | 0 | 0 | 0 | 0 | 153 | 0 | 15 | 0 | 0 | 1 | 0 | 0 | 0 | 0 | 0 | 0 | 0 | 0 | 0 | 625.5 | 0 | 0 | 0 | 0 | [15 empty] | 0 | 0 | 0 | 0 | 0 | 0 | 0 | 0 | 0 | 0 | 625.5 | 0 | 0 | 0 | 0 |  | 0 | 0 | 0 | 0 | 0 | 0 | 0 | 0 | 0 | 778.5 | 0 | 15 | 0 | 0 | 1 | 0 | 0 | 0 | 0 | 0 | 0 | 0 | 0 | 0 | 0 | 0 | 0 | 0 | 0 | 0 | [9 empty] | 100 | 200 |  | 80 |  | 0 | 0 | 0 | 0 | 0 | 0 | 0 | 0 | 0 | 725.5 | 200 | 0 | 80 | 0 | [15 empty] | 0 | 0 | 0 | 0 | 0 | 0 | 0 | 0 | 0 | 0 | 725.5 | 200 | 0 | 80 | 0 |  | 0 | 0 | 0 | 0 | 0 | 0 | 0 | 0 | 0 | 878.5 | 200 | 15 | 80 | 0 | 1 | 0 | 0 | 0 | 0 | 0 | 0 | 0 | 0 | 0 | 0 | 0 | 0 | 0 | 0 | 0
PG&E GBA | Windmaster | 230 | 0 | 0 | 0 | 0 | 0 | 0 | 0 | 0 | 0 | 0 | 0 | 0 | 0 | 0 | 0 | 0 | 0 | 0 | 0 | 0 | 0 | 0 | 0 | 0 | 0 | 0 | 0 | 0 | 0 | 0 | 0 | 0 | 0 | 0 | 0 | 0 | 0 | 0 | 0 | 0 | 0 | 0 | 0 | 0 | [15 empty] | 0 | 0 | 0 | 0 | 0 | 0 | 0 | 0 | 0 | 0 | 0 | 0 | 0 | 0 | 0 |  | 0 | 0 | 0 | 0 | 0 | 0 | 0 | 0 | 0 | 0 | 0 | 0 | 0 | 0 | 0 | 0 | 0 | 0 | 0 | 0 | 0 | 0 | 0 | 0 | 0 | 0 | 0 | 0 | 0 | 0 | [14 empty] | 0 | 0 | 0 | 0 | 0 | 0 | 0 | 0 | 0 | 0 | 0 | 0 | 0 | 0 | [15 empty] | 0 | 0 | 0 | 0 | 0 | 0 | 0 | 0 | 0 | 0 | 0 | 0 | 0 | 0 | 0 |  | 0 | 0 | 0 | 0 | 0 | 0 | 0 | 0 | 0 | 0 | 0 | 0 | 0 | 0 | 0 | 0 | 0 | 0 | 0 | 0 | 0 | 0 | 0 | 0 | 0 | 0 | 0 | 0 | 0 | 0
PG&E NGBA | Windsor | 60 | 0 | 0 | 0 | 0 | 0 | 0 | 0 | 0 | 0 | 0 | 0 | 0 | 0 | 0 | 0 | 0 | 0 | 0 | 0 | 0 | 0 | 0 | 0 | 0 | 0 | 0 | 0 | 0 | 0 | 0 | 0 | 0 | 0 | 0 | 0 | 0 | 0 | 0 | 0 | 0 | 0 | 0 | 0 | 0 | [15 empty] | 0 | 0 | 0 | 0 | 0 | 0 | 0 | 0 | 0 | 0 | 0 | 0 | 0 | 0 | 0 |  | 0 | 0 | 0 | 0 | 0 | 0 | 0 | 0 | 0 | 0 | 0 | 0 | 0 | 0 | 0 | 0 | 0 | 0 | 0 | 0 | 0 | 0 | 0 | 0 | 0 | 0 | 0 | 0 | 0 | 0 | [14 empty] | 0 | 0 | 0 | 0 | 0 | 0 | 0 | 0 | 0 | 0 | 0 | 0 | 0 | 0 | [15 empty] | 0 | 0 | 0 | 0 | 0 | 0 | 0 | 0 | 0 | 0 | 0 | 0 | 0 | 0 | 0 |  | 0 | 0 | 0 | 0 | 0 | 0 | 0 | 0 | 0 | 0 | 0 | 0 | 0 | 0 | 0 | 0 | 0 | 0 | 0 | 0 | 0 | 0 | 0 | 0 | 0 | 0 | 0 | 0 | 0 | 0
PG&E NGBA | Woodland | 115 | 0 | 0 | 0 | 0 | 0 | 0 | 0 | 0 | 0 | 0 | 0 | 0 | 0 | 0 | 0 | 0 | 0 | 0 | 0 | 0 | 0 | 0 | 0 | 0 | 0 | 12 | 0 | 0 | 0 | 1 | 0 | 0 | 0 | 0 | 0 | 0 | 0 | 0 | 0 | 0 | 0 | 0 | 0 | 0 | [15 empty] | 0 | 0 | 0 | 0 | 0 | 0 | 0 | 0 | 0 | 0 | 0 | 0 | 0 | 0 | 0 |  | 0 | 0 | 0 | 0 | 0 | 0 | 0 | 0 | 0 | 0 | 12 | 0 | 0 | 0 | 1 | 0 | 0 | 0 | 0 | 0 | 0 | 0 | 0 | 0 | 0 | 0 | 0 | 0 | 0 | 0 | [14 empty] | 0 | 0 | 0 | 0 | 0 | 0 | 0 | 0 | 0 | 0 | 0 | 0 | 0 | 0 | [15 empty] | 0 | 0 | 0 | 0 | 0 | 0 | 0 | 0 | 0 | 0 | 0 | 0 | 0 | 0 | 0 |  | 0 | 0 | 0 | 0 | 0 | 0 | 0 | 0 | 0 | 0 | 12 | 0 | 0 | 0 | 1 | 0 | 0 | 0 | 0 | 0 | 0 | 0 | 0 | 0 | 0 | 0 | 0 | 0 | 0 | 0
PG&E FRESNO | Woodward | 115 | 0 | 0 | 0 | 0 | 0 | 0 | 0 | 0 | 0 | 0 | 0 | 0 | 0 | 0 | 0 | 0 | 0 | 0 | 0 | 0 | 0 | 0 | 0 | 0 | 0 | 0 | 0 | 0 | 0 | 0 | 0 | 0 | 0 | 0 | 0 | 0 | 0 | 0 | 0 | 0 | 0 | 0 | 0 | 0 | [15 empty] | 0 | 0 | 0 | 0 | 0 | 0 | 0 | 0 | 0 | 0 | 0 | 0 | 0 | 0 | 0 |  | 0 | 0 | 0 | 0 | 0 | 0 | 0 | 0 | 0 | 0 | 0 | 0 | 0 | 0 | 0 | 0 | 0 | 0 | 0 | 0 | 0 | 0 | 0 | 0 | 0 | 0 | 0 | 0 | 0 | 0 | [14 empty] | 0 | 0 | 0 | 0 | 0 | 0 | 0 | 0 | 0 | 0 | 0 | 0 | 0 | 0 | [15 empty] | 0 | 0 | 0 | 0 | 0 | 0 | 0 | 0 | 0 | 0 | 0 | 0 | 0 | 0 | 0 |  | 0 | 0 | 0 | 0 | 0 | 0 | 0 | 0 | 0 | 0 | 0 | 0 | 0 | 0 | 0 | 0 | 0 | 0 | 0 | 0 | 0 | 0 | 0 | 0 | 0 | 0 | 0 | 0 | 0 | 0
PG&E NGBA | Wyandotte | 115 | 0 | 0 | 0 | 0 | 0 | 0 | 0 | 0 | 0 | 0 | 0 | 0 | 0 | 0 | 0 | 0 | 0 | 0 | 0 | 0 | 0 | 0 | 0 | 0 | 0 | 0 | 0 | 0 | 0 | 0 | 0 | 0 | 0 | 0 | 0 | 0 | 0 | 0 | 3.6 | 0 | 0 | 0 | 0 | 0 |  |  | 10 | [12 empty] | 1 | 0 | 10 | 0 | 0 | 0 | 0 | 0 | 0 | 3.6 | 0 | 0 | 0 | 0 | 0 |  | 0 | 10 | 0 | 0 | 0 | 0 | 0 | 0 | 3.6 | 0 | 0 | 0 | 0 | 0 | 1 | 0 | 10 | 0 | 0 | 0 | 0 | 0 | 0 | 0 | 0 | 0 | 0 | 0 | 0 | 1 | [14 empty] | 0 | 0 | 0 | 0 | 0 | 0 | 0 | 0 | 3.6 | 0 | 0 | 0 | 0 | 0 |  |  | 10 | [12 empty] | 1 | 0 | 10 | 0 | 0 | 0 | 0 | 0 | 0 | 3.6 | 0 | 0 | 0 | 0 | 0 |  | 0 | 10 | 0 | 0 | 0 | 0 | 0 | 0 | 3.6 | 0 | 0 | 0 | 0 | 0 | 1 | 0 | 10 | 0 | 0 | 0 | 0 | 0 | 0 | 0 | 0 | 0 | 0 | 0 | 0 | 1

## Tx_System_Criteria_README
1. System level transmission capability
Criteria Purpose | Selected resource allocation to a given busbar should abide by all the estimated system level transmission constraints that apply to that busbar, triggering only those upgrades which are determined to be cost-effective or necessary to meet policy and reliability requirements. Mapped resources should also utilize existing transmission and selected upgrades optimally and cost-effectively and seek to limit congestion, improve dispatch in locally constrained areas, and co-locate with compatible resources when possible.
Approved TPP Upgrades | Transmission analysis incorporates capability estimates for approved TPP upgrades as provided through CAISO staff support of the busbar mapping working group. The capability increases from the upgrades are assumed available in the estimated COD year.
CAISO 2024 White Paper | Transmission Capability Estimates for use in the CPUC’s Resource Planning Process, available for reference here:
https://www.caiso.com/documents/transmission-capability-estimates-white-paper-2024.pdf
Criteria Definition | See pages 29 and 30 of the Busbar Mapping Methodology document (see README tab) for detail on criteria alignment levels for system level transmission capability for both FCDS and EODS.
Tabs for Analysis
2035_Exceedance_Summary |  | Summary of in-CAISO transmission exceedances for the 2035 final mapping results.
2040_Exceedance_Summary |  | Summary of in-CAISO transmission exceedances for the 2040 final mapping results.
TxCriteria_bySub_2035 |  | Transmission constraints, available capacity, exceedances by substation, and criteria alignment for 2035 mapping results
Tx_Calculator_2035 |  | Transmission calculator to show constraint utilization and potential exceedances for 2035 mapping results
TxCriteria_bySub_2040 |  | Transmission constraints, available capacity, exceedances by substation, and criteria alignment for 2040 mapping results
Tx_Calculator_2040 |  | Transmission calculator to show constraint utilization and potential exceedances for 2040 mapping results
TxCapabilityEstimates_2024 |  | CAISO 2024 White Paper's transmission constraint capability and upgrade information. Includes adjustments made to account for approved TPP upgrades and their timing.
CAISO_Output_Factors |  | CAISO 2024 White Paper's transmission capacity factors by resource type and study region.
Tx_Baseline_Reconcile |  | Summary by substation of resources in IRP modeling baseline with online dates after 1/1/2024 that need to be accounted for in Tx constraints. Also has by substation resources in In-development list that can be excluded from Tx constraints because already accounted for in calculations, as well as, resources in baseline that need to be included in land-use/environmental criteria analysis.

## 2035_Exceedance_Summary
Summary of in-CAISO transmission exceedances for the 2035 mapping results based on 2024 White Paper constraints and upgrade information. Does not include out-of-CAISO upgrades or potential in-CAISO upgrades beyond existing or approved CAISO transmission including potential transmission needed to interconnect resources to the identified interconnection point.
| Base Case (2035) Tx Constraint Exceedances |  | Constraint's White Paper |  | FCDS Resources Mapped (In-Dev & Generic)** |  |  |  | EODS Resources Mapped** |  | Calculated Largest On-peak Exceedance | Calculated Off-peak Exceedance | White Paper Upgrade Info |  | CPUC staff estimated likelihood of being triggered | CPUC staff discussion notes
| CAISO Zone | Constraint Name | On-Peak Capability (MW) | Off-Peak Capability (MW) | Onshore & Offshore Wind (MW) | Solar (MW) | Storage (MW) | Biomass & Geothermal (MW) | Onshore Wind (MW) | Solar (MW) |  |  | Capability Increase (MW) | Estimated Cost (millions)
| PG&E North of Greater Bay | Collinsville-Tesla 500 kV Line | 3379 | 7706 | 3732.6 | 74.5 | 1263.45 | 275.13 | 284.65 | 574.429 | -600 | None | 8645 | 2852 | High | In the working group, CAISO staff noted that the planned Humboldt 500 kV substation and offshore wind mapped to it should be included within this constraint. With those changes, this exceedance occurs, and an upgrade is likely needed. The full TPP analysis is necessary to confirm if the White Paper upgrade is the optimal solution or if a potentially different solution is applicable.
|  | Carberry-Round Mountain 230kV Line | 15 | 15 | 200 | 0 | 0 | 17.48 | 6 | 0 | -102 | -115 | 26 | 180 | High | In the working group, CAISO staff noted that there is a wind project in the queue with TPD that would be curtailed by this constraint due to changes in the system and that this upgrade would likely remove those curtailment even though the identified white paper capability is less. CPUC staff view this upgrade as a cost-effective upgrade.
|  | Bellota-Weber 230kV Line | 1661 | 2539 | 410.5 | 436.21 | 1598.8 | 84.3 | 92.5 | 947.125 | -293 | None | 460 | 400 | Low | In the working group, CAISO note that this level exceedance and study amounts may or may not trigger the identified White Paper upgrade. However, as always, the full TPP analysis is necessary to confirm if any upgrades would be needed and the scope of such upgrades. CPUC staff note that a significant amount of resources have been mapped to this constraint including onshore wind and LDES resources and the exceedance increases with additional mapped resources in 2040. CPUC staff note the identified white paper upgrade would potentially be a cost effective solution particularly if it could accommodate the 2040 exceedance.
| PG&E Greater Bay | Windmaster-Delta pumps 230 kV Line | 546 | 3673 | 415.6 | 24.5 | 1139.7 | 56.65 | 186.95 | 289.3 | -862 | None | 6034 | 417 | Low | Similar exceedances were estimated in past mapping efforts for previous TPP portfolio; and based on the study amounts and resource mixes behind the constraint, CAISO staff, in the working group do not expect the identified white paper upgrade would likely be triggered. However, as always, the full TPP analysis is necessary to confirm if any upgrades would be needed and the scope of such upgrades. CPUC staff note that given the magnitude of calculated exceedance that the identified upgrade, if needed, is a cost-effective solution.
|  | Birds Landing-Contra Costa 230kV Line | 656 | 1176 | 332.8 | 74.5 | 527.2 | 150.5 | 140.2 | 422.6 | -199 | None | 1766 | 700 | Low | Similar exceedances were estimated in past mapping efforts for previous TPP portfolio; and based on the study amounts and resource mixes behind the constraint, CAISO staff, in the working group do not expect the identified white paper upgrade would likely be triggered. However, as always, the full TPP analysis is necessary to confirm if any upgrades would be needed and the scope of such upgrades.
| PG&E Fresno | Chowchilla-Le grand 115kV Line | 0 | 158 | 320 | 125 | 242 | 5.9 | 70 | 214.06 | -427 | -39 | 1211 | 550 | High | CPUC staff note that this constraint has no available deliverability, and the exceedance here will likely require an upgrade solution. The identified White Paper upgrade has a COD that would make it not available in the 2035 timeframe of when this exceedance occurs; however, in the working group, CAISO staff noted that if the constraint were to become binding in a TPP policy study, the CAISO would seek to identify a potentially different solution with a shorter timeline.
|  | Borden-Storey #1 230kV line | 412 | 780 | 320 | 455 | 1112.8 | 6 | 70 | 1060.56 | -935 | None | 1247 | 50 | High | CPUC staff note that this magnitude of this exceedance would likely require an upgrade solution and note that the identified White Paper upgrade is a cost-effective solution.
| SCE North of Lugo | Control to Inyokern Area | 0 | 120 | 0 | 0 | 0 | 13 | 0 | 0 | -13 | None | 186 | 329 | High | CPUC staff view the identified upgrade as not a cost-effective solution for the amount of resources mapped and instead will work with the CAISO to identify an alternative import intertie. This exceedance is caused by in-development, in the IRP baseline, Nevada geothermal seeking expanded MIC at the Silver Peak intertie. In the working group, CAISO staff noted that such a MIC expansion would contribute to the overload behind this constraint and would required either an upgrade or relocation.
|  | South of Kramer Area | 456 | 1190 | 180 | 314 | 410.7 | 17.2 | 32.18 | 300.1 | -96 | None | N/A | N/A | Medium | This exceedance is of the already approved upgrade from the 22-23 TPP (Conversation Kramer - Victor 115 kV lines to 220 kV. CPUC staff note the amount of resources mapped behind this constraint is lower than the amounts included in the 23-24 TPP and 24-25 TPP. In the working group, CAISO staff noted that this exceedance may trigger a smaller reconductoring of the Kramer – Victor 220 kV line with an estimated $50 million cost.
| SCE Eastern | Eagle Mountain Constraint | 0 | 392 | 0 | 0 | 310 | 530 | 0 | 290 | -840 | -51 | 600 | 1182 | High | CPUC staff note that most of the resources behind this constraint are geothermal and some solar/storage mapped as importing into the CAISO at Mirage from IID. There is some in-development solar/storage importing at Blythe also behind this constraint. In the busbar working group, CAISO staff noted that the studies on this constraint did not center on resources being imported from IID (the southern portion of this constraint) and that such resources would likely not require the identified White Paper upgrade but a different upgrade along the IID-SCE intertie system. This issue was observed in the preliminary policy results of the 24-25 TPP and noted in the Nov. CAISO stakeholder call. The imports at Blythe would also likely still require an upgrade to the northern portion of this constraint, akin to the identified White Paper upgrade.
| East of Pisgah | Lugo-Victorville Area | 10105 | 12605 | 8108 | 1305.5 | 4246.9 | 562.3 | 370.5 | 4281 | -143 | None | 6800 | 2165 | Medium | This small exceedance could potentially trigger the identified upgrade. CPUC staff note the amount of resources mapped is nearly the same as mapped in the 2034 portfolio in the 24-25 TPP base case (about 2% less), and in the preliminary policy results for the 24-25 TPP, the CAISO noted the potential need for the identified Trout Canyon – Lugo 500kV line. CPUC staff note that a key factor in the need for any transmission is the OOS Wyoming and potentially New Mexico wind planned intertie points with the CAISO system.
| SDG&E | Chicarita 138 kV | 224 | 224 | 0 | 0 | 310 | 0 | 0 | 0 | -86 | None | 700 | 100 | Low | This exceedance is driven by in-development battery resources — 300 MW in baseline corresponding to a project that has already received deliverability and 10 MW in the portfolio on the SDGE distribution system in the area. In the working group, CAISO staff note that the 300 MW project with TPD would not likely cause an exceedance alone. CPUC staff, therefore, view that this exceedance is unlikely to require the identified White Paper upgrade. As always, the full TPP analysis is necessary to confirm if any upgrades would be needed and the scope of such upgrades.
** Includes amounts from IRP baseline resources not in the White Paper baseline based on COD

## 2040_Exceedance_Summary
Summary of in-CAISO transmission exceedances for the 2040 mapping results based on 2024 White Paper constraints and upgrade information. Does not include out-of-CAISO upgrades or potential in-CAISO upgrades beyond existing or approved CAISO transmission including potential transmission needed to interconnect resources to the identified interconnection point.
| Base Case (2040) Tx Constraint Exceedances |  | Constraint's White Paper |  | FCDS Resources Mapped (In-Dev & Generic)** |  |  |  | EODS Resources Mapped** |  | Calculated Largest On-peak (HSN) Exceedance | Calculated Off-peak Exceedance | White Paper Upgrade Info |  | CPUC staff estimated likelihood of being triggered | CPUC staff discussion notes
| CAISO Zone | Constraint Name | On-Peak Capability (MW) | Off-Peak Capability (MW) | Onshore & Offshore Wind (MW) | Solar (MW) | Storage (MW) | Biomass & Geothermal (MW) | Onshore Wind (MW) | Solar (MW) |  |  | Capability Increase (MW) | Estimated Cost (millions)
| PG&E North of Greater Bay | Collinsville-Tesla 500 kV Line | 3379 | 7706 | 3732.6 | 429.5 | 2163.45 | 275.13 | 284.65 | 1224.429 | -1553 | None | 8645 | 2852 | High | In the working group, CAISO staff noted that the planned Humboldt 500 kV substation and offshore wind mapped to it should be included within this constraint. With those changes, this exceedance occurs, and an upgrade is likely needed. The full TPP analysis is necessary to confirm if the White Paper upgrade is the optimal solution or if a potentially different solution is applicable.
|  | Carberry-Round Mountain 230kV Line | 15 | 15 | 200 | 0 | 0 | 17.48 | 6 | 0 | -102.48 | -114.78 | 26 | 180 | High | In the working group, CAISO staff noted that there is a wind project in the queue with TPD that would be curtailed by this constraint due to changes in the system and that this upgrade would likely remove those curtailment even though the identified white paper capability is less. CPUC staff view this upgrade as a cost-effective upgrade.
|  | Bellota-Weber 230kV Line | 1661 | 2539 | 410.5 | 2088.2 | 2198.8 | 84.3 | 92.5 | 2857.125 | -1141 | None | 460 | 400 | High | CPUC staff note that while the 2035 exceedance was relatively small and not likely to require an upgrade, the 2040 exceedance is significant and an upgrade is an effective solution. The identified White Paper upgrade does not provide enough capacity to alleviate the exceedance so an alternative option may be necessary as assessed in the TPP studies.
| PG&E Greater Bay | Windmaster-Delta pumps 230 kV Line | 546 | 3673 | 415.6 | 44.5 | 1464.7 | 56.65 | 186.95 | 419.3 | -1190 | None | 6034* | 417.332 | High | Exceedance is several hundred MWs larger than in the 2035 mapping, so the upgraded may likely be needed. CPUC staff note that given the magnitude of calculated exceedance that the identified upgrade, if needed, is a cost-effective solution.
|  | Tesla-Tracy-Pump 230 kV line #2 | 4574 | 10136 | 2631.6 | 100.7 | 2835.275 | 156.75 | 220.15 | 986.285 | -39 | None | 3521* | - | Low | Same White Paper upgrade as for the Windmaster-Delta Pumps 230 kV Line constraint. The small exceedance is driven by the 1,700 MW of Wyoming Wind mapped to the Tesla area.
|  | Tesla-Bellota 230 kV line | 3154 | 4254 | 2688.3 | 258.21 | 2722.375 | 149.95 | 256 | 1223.715 | -1391 | None | 300 | 1700 | High | The exceedance is driven by the 1,700 MW of Wyoming Wind mapped to the Tesla area, so the identified White Paper upgrade, which does not provide enough capacity to alleviate the exceedance, may not be the appropriate upgrade for the exceedance so an alternative option may be necessary.
|  | Birds Landing-Contra Costa 230kV Line | 656 | 1176 | 332.8 | 329.5 | 792.2 | 150.5 | 140.2 | 902.6 | -503 | None | 1766 | 700 | Low | Larger exceedance than in 2035 mapping, but the upgrade may not be triggered given resources mapped and similar level of exceedance as in the 2039 portfolio for the 24-25 TPP. However, if it is necessary, CPUC staff identify the White Paper upgrade as an effective solution to this exceedance.
| PG&E Fresno | Gates 500/230kV TB #12 | 5406 | 3581 | 779.97 | 4198.2 | 4359.95 | 16.3 | 70 | 7542 | None | -1708 | 14,825* | 35 | Medium | Same White Paper upgrade as for Gates 500/230kV TB #11 constraint
|  | Gates 500/230kV TB #11 | 5336.9 | 5027 | 779.97 | 4658.2 | 4618.15 | 29.88 | 70 | 8443.43 | -400 | -1079 | 10,038* | - | Medium | Potential upgrade is same for both constraints, and it is effective solution if identified as necessary given level of exceedance and resources mapped
|  | Tranquility-Helm 230kV Line | 2921 | 2777 | 320 | 2808 | 2849.05 | 7.9 | 70 | 4725.71 | -517 | -497 | 2274 | 1500 | Medium | Exceedance only occurs in the 2040 mapping and is a similar exceedance amount as in the 2039 portfolio for the 24-25 TPP. If it is necessary, CPUC staff identify the White Paper upgrade as an effective solution to this exceedance.
|  | Chowchilla-Le grand 115kV Line | 0 | 158 | 320 | 675 | 457 | 5.9 | 70 | 844.06 | -724 | -497 | 1211 | 550 | High | Also exceeded in the 2035 mapping. CPUC staff note that this constraint has no available deliverability, and the exceedance here will likely require an upgrade solution.
|  | Schindler 115/70kV TB #1 | 0 | 50 | 0 | 300 | 20 | 0 | 0 | 30 | -65 | -191 | 3160 | 370 | High | Exceedance only occurs in the 2040 mapping. In the busbar working group, CAISO staff note that is upgrade also could improve deliverability for several other areas and constraints.
|  | Borden-Storey #1 230kV line | 412 | 780 | 320 | 1655 | 1742.8 | 6 | 70 | 2790.56 | -1745 | -1161 | 1247 | 50 | High | CPUC staff note that this magnitude of this exceedance would likely require an upgrade solution and note that the identified White Paper upgrade is a cost-effective solution.
|  | Oro Loma-El Nido 115kV Line | 528 | 308 | 150 | 275 | 260 | 6.4 | 50 | 636.06 | None | -240 | 3192 | 330 | Low | Exceedance only occurs in the 2040 mapping and is only in the off-peak. The identified White Paper upgrade’s off-peak improvement does not provide enough additional EODS capacity as it was studied.
|  | Mustang-Henrietta 230 kV line | 5581 | 5617 | 3187.07 | 3543.2 | 3246.05 | 7.3 | 50 | 6444.39 | -821 | -2089 | 2479 | 830 | High | Exceedance only occurs in the 2040 mapping and CPUC staff identify the White Paper upgrade as an effective solution to this exceedance.
| SCE North of Lugo | Control to Inyokern Area | 0 | 120 | 0 | 0 | 0 | 13 | 0 | 0 | -13 | None | 186 | 329 | High | CPUC staff view the identified upgrade as not a cost-effective solution for the amount of resources mapped and instead will work with the CAISO to identify an alternative import intertie. This exceedance is caused by in-development, in the IRP baseline, Nevada geothermal seeking expanded MIC at the Silver Peak intertie. In the working group, CAISO staff noted that such a MIC expansion would contribute to the overload behind this constraint and would required either an upgrade or relocation.
|  | South of Kramer Area | 456 | 1190 | 180 | 314 | 410.7 | 17.2 | 32.18 | 300.1 | -96 | None | N/A | N/A | Medium | This exceedance is of the already approved upgrade from the 22-23 TPP (Conversation Kramer - Victor 115 kV lines to 220 kV. CPUC staff note the amount of resources mapped behind this constraint is lower than the amounts included in the 23-24 TPP and 24-25 TPP. In the working group, CAISO staff noted that this exceedance may trigger a smaller reconductoring of the Kramer – Victor 220 kV line with an estimated $50 million cost.
|  | Calcite to Lugo Area | 297 | 552 | 150 | 300 | 422 | 0 | 0 | 804 | -237 | -180 | 1046 | 239 | High | CPUC staff view this upgrade as a cost-effective solution for the wind and solar mapped within the constraint. Staff note that the constraint is only exceeded in the 2040 portfolio and the identified White Paper upgrade has an estimated time to construct of about 9 years.
| SCE Eastern | Eagle Mountain Constraint | 0 | 392 | 0 | 0 | 530 | 310 | 0 | 290 | -840 | -51 | 600 | 1182 | High | CPUC staff note that most of the resources behind this constraint are geothermal and some solar/storage mapped as importing into the CAISO at Mirage from IID. There is some in-development solar/storage importing at Blythe also behind this constraint. In the busbar working group, CAISO staff noted that the studies on this constraint did not center on resources being imported from IID (the southern portion of this constraint) and that such resources would likely not require the identified White Paper upgrade but a different upgrade along the IID-SCE intertie system. This issue was observed in the preliminary policy results of the 24-25 TPP and noted in the Nov. CAISO stakeholder call. The imports at Blythe would also likely still require an upgrade to the northern portion of this constraint, akin to the identified White Paper upgrade.
| East of Pisgah | Sloan Canyon - Eldorado 500 kV constraint | 4032 | 4302 | 1660 | 1566 | 2555 | 562.3 | 50 | 3445 | -216 | None | N/A | N/A | Medium | CPUC staff note that this is a small exceedance of the already approved set of upgrades to the GLW-VEA system and may not require additional transmission solutions; however, as always, the full TPP analysis is necessary to confirm if any upgrades would be needed and the scope of such upgrades. More solar and wind have been mapped to the region compared to the 2039 portfolio of the 24-25 TPP base case, but CPUC staff note there is uncertainty over the potential impacts to the nearly finalized BLM’s 2024 PEIS for solar development in the West.
|  | Lugo-Victorville Area | 10105 | 12605 | 8302 | 2854 | 6201.9 | 562.3 | 176.5 | 8421 | -2393 | None | 6800 | 2165 | High | This exceedance would likely trigger the identified upgrade. CPUC staff note that the amount of resources mapped is nearly the same as mapped in the 2039 portfolio in the 24-25 TPP base case. and in the preliminary policy results for the 24-25 TPP, the CAISO noted the need for the identified Trout Canyon – Lugo 500kV line or comparable upgrade. CPUC staff note that a key factor in the need for any transmission is the OOS Wyoming and New Mexico wind planned intertie points with the CAISO system.
| SDG&E | Chicarita 138 kV | 224 | 224 | 0 | 0 | 310 | 0 | 0 | 0 | -86 | None | 700 | 100 | Low | This exceedance is driven by in-development battery resources — 300 MW in baseline corresponding to a project that has already received deliverability and 10 MW in the portfolio on the SDGE distribution system in the area. In the working group, CAISO staff note that the 300 MW project with TPD would not likely cause an exceedance alone. CPUC staff, therefore, view that this exceedance is unlikely to require the identified White Paper upgrade. As always, the full TPP analysis is necessary to confirm if any upgrades would be needed and the scope of such upgrades.
| ** Includes amounts from IRP baseline resources not in the White Paper baseline based on COD | [11 empty] | *Same upgrades for two of the exceeded constraints

## TxCriteria_bySub_2035
This tab summarizes system-level transmission criteria alignment by substations for the resources mapped to each substation in the 2035 portfolio. It shows each substation’s transmission constraint membership, the resources mapped, the number of constraint exceedances impacting the substation and the most binding constraint for HSN, SSN, and EODS scenarios, and the criteria alignment flags before and after identified upgrades. The information presented here relies on the calculations in the “Tx_Calculator_2035” tab.
[101 empty] | Substation | Adding IRP baseline resources online after 1/1/2024 so not included in Tx constraints baseline | [13 empty] | IRP Baseline | Transmission Constaint Impacting Resourcess | [13 empty] | Transmission Impacting | [12 empty] | Trans-mission | [12 empty] | Final
|  |  | Substation Tx Constraint Matrix | [97 empty] | Tx Matrix | And subtracting transmission constraint baseline resources not in IRP baseline | [13 empty] | Reconciliation | Mapped Portfolio Resources (In-Development and Generic) + Baseline Reconciliation Adjustment Resources | [13 empty] | Resources | Transmission Constraint Exceedances at each substation | [5 empty] | Most limit Constraint by MWs available after mapping | [5 empty] | Exceed-ances | Transmission Constraint Exceedances at each substation after triggering upgrades | [11 empty] | Exceed-ances | FCDS Criteria Alignment |  |  |  | EODS Criteria Alignment
|  |  | Antelope-Vincent Constraint | Vincent-Lugo Constraint | Pardee-Sylmar Constraint | Windhub Constraint | Moorpark-Pardee Constraint | North of Magunden Constraint | South of Magunden Constraint | Antelope-Neenach Constraint | Hinson - Del Amo Constraint | SCE Metro Area Default Constraint | Control to Inyokern area constraint | South of Kramer Area Constraint | Victor to Lugo Area Constraint | Lugo Transformer Area Constraint | Calcite to Lugo Area Constraint | Colorado River 500/230 kV Constraint | DCRT Constraint | Devers-Red Bluff Constraint | Eagle Mountain Constraint | Etiwanda-Rancho Vista Constraint | Red Bluff 500/230 kV Constraint | Serrano-Alberhill-Valley Constraint | GLW 230kV area constraint | Sloan Canyon - Eldorado 500 kV constraint | Lugo - Victorville area constraint | Capistrano-San Onofre 230 kV constraint | Chicarita 138 kV constraint | El Cajon 69 kV constraint | Internal San Diego Area constraint | Miguel 69 kV constraint | Encina - San Luis Rey 230 kV constraint | East of Miguel constraint | San Luis Rey-San Onofre 230 kV line constraint | Ocean Ranch 69 kV constraint | Otay Mesa 230 kV constraint | Silvergate - Bay Blvd 230 kV constraint | Silvergate-Old Town 230 kV constraint | Talega 230 kV constraint | Trabuco-Capistrano 138 kV constraint | Collinsville-Tesla 500 kV Line | Woodland- Davis 115kV line | Cortina-Eagle Rock 115 kV line | Bell-Placer 115kV Line | Carberry-Round Mountain 230kV Line | Rocklin-Pleaseant grove 115kV line | Bellota-Weber 230kV line | Rio Oso-Brighton 230kV line | Rio Oso-Lockeford 230kV line | Humboldt Offshore Wind constraint | Dumbarton-Newark 115 kV line | Eastshore-San Mateo 230 kV line | Lakeville-Ignacio 230 kV line | Sobrante-Moraga 230 kV line | Windmaster-Delta pumps 230 kV line | Contra Costa- Windmaster 230 kV line | Tesla-Tracy-Pump 230 kV line #2 | Contra Costa #1 115kV Line | Kasson Jct-Heinz 115 kV line | Newark-Newark Distribution 115 kV line | Tesla-Bellota 230 kV line | Eight Mile-Tesla 230 kV line | Grant - Eastshore #2 line 115 kV | Salado-Crow Creek Sw Sta 60 kV line | Tesla-Salado 115 kV line | Morganhill-Metcalf 115kV Line | Tesla-Tracy Pump 230 kV Line #1 | Birds Landing-Contra Costa 230kV Line | Cal Flat-Gates 230 kV line | Gates-Arco 230 kV Line | Smyrna-Atwell Jct 115kV Line | Kern 230/115kV TB #4 | Maricopa-Copus 70 kV line | Midway-Taft 115 kV line | Kern-Tevis-Stockdale-Lamont 115kV line | Midway 230/115kV TB #3 | Semitropic-Midway 115kV Line | Midway-Buena Vista Jct 230kV Line | Manning 500kV | Gates 500/230kV TB #12 | Gates 500/230kV TB #11 | Gates 230/70kV TB #5 | Tranquility-Helm 230kV Line | Dairyland-Chowchilla 115kV Line | Chowchilla-Le grand 115kV Line | NEW- Melones-Cottle 230kV line | Los Banos 500/230kV TB | Schindler 115/70kV TB #1 | Panoche- Mendota 115 kV line | Panoche-Oro Loma 115kV Line | Borden-Storey #1 230kV line | Merced 115/70kV TB#2 | Helm 230/70kV TB #1 | Oro Loma-El Nido 115kV Line | Diablo-Gates 500 kV line | Mustang-Henrietta 230 kV line | Gates-Panoche 230 kV #1 and #2 Lines | NEW-Metcalf-Mosslanding 500kV | Has Approved |  | Geothermal | Biomass | Wind | Wind | OOS Wind | OOS Wind | Offshore Wind | Offshore Wind | Distributed Solar | Solar | Solar | Battery_4hr | Battery_8hr | LDES | Has | Geothermal | Biomass | Wind | Wind | OOS Wind | OOS Wind | Offshore Wind | Offshore Wind | Distributed Solar | Solar | Solar | Battery_4hr | Battery_8hr | LDES | Has | Number of HSN Constraints Exceeded |  | Number of SSN Constraints Exceeded |  | Number of EODS constraints Exceeded |  | Limiting Tx Constraint Headroom (Cumulative All Resources) |  |  | Binding Constraint Name |  |  |  | Number of HSN exceedances after upgrades |  | Number of SSN exceedances after upgrades |  | Number of EODS exceedances after upgrades |  | Limiting Tx Constraint Headroom (Cumulative All Resources) After Upgrades |  |  | Binding Constraint Name |  |  |  | Criteria Alignment pre-upgrades | Criteria Alignment after upgrades | Tx upgrades improved compliance | Final Criteria Alignment | Criteria 2 Alignment pre-upgrades | Criteria 2 Alignment after upgrades | Tx upgrades improved compliance | Final Criteria Alignment
CAISO Study Area | Substation | Voltage | Antelope-Vincent Constraint | Vincent-Lugo Constraint | Pardee-Sylmar Constraint | Windhub Constraint | Moorpark-Pardee Constraint | North of Magunden Constraint | South of Magunden Constraint | Antelope-Neenach Constraint | Hinson - Del Amo Constraint | SCE Metro Area Default Constraint | Control to Inyokern area constraint | South of Kramer Area Constraint | Victor to Lugo Area Constraint | Lugo Transformer Area Constraint | Calcite to Lugo Area Constraint | Colorado River 500/230 kV Constraint | DCRT Constraint | Devers-Red Bluff Constraint | Eagle Mountain Constraint | Etiwanda-Rancho Vista Constraint | Red Bluff 500/230 kV Constraint | Serrano-Alberhill-Valley Constraint | GLW 230kV area constraint | Sloan Canyon - Eldorado 500 kV constraint | Lugo - Victorville area constraint | Capistrano-San Onofre 230 kV constraint | Chicarita 138 kV constraint | El Cajon 69 kV constraint | Internal San Diego Area constraint | Miguel 69 kV constraint | Encina - San Luis Rey 230 kV constraint | East of Miguel constraint | San Luis Rey-San Onofre 230 kV line constraint | Ocean Ranch 69 kV constraint | Otay Mesa 230 kV constraint | Silvergate - Bay Blvd 230 kV constraint | Silvergate-Old Town 230 kV constraint | Talega 230 kV constraint | Trabuco-Capistrano 138 kV constraint | Collinsville-Tesla 500 kV Line | Woodland- Davis 115kV line | Cortina-Eagle Rock 115 kV line | Bell-Placer 115kV Line | Carberry-Round Mountain 230kV Line | Rocklin-Pleaseant grove 115kV line | Bellota-Weber 230kV line | Rio Oso-Brighton 230kV line | Rio Oso-Lockeford 230kV line | Humboldt Offshore Wind constraint | Dumbarton-Newark 115 kV line | Eastshore-San Mateo 230 kV line | Lakeville-Ignacio 230 kV line | Sobrante-Moraga 230 kV line | Windmaster-Delta pumps 230 kV line | Contra Costa- Windmaster 230 kV line | Tesla-Tracy-Pump 230 kV line #2 | Contra Costa #1 115kV Line | Kasson Jct-Heinz 115 kV line | Newark-Newark Distribution 115 kV line | Tesla-Bellota 230 kV line | Eight Mile-Tesla 230 kV line | Grant - Eastshore #2 line 115 kV | Salado-Crow Creek Sw Sta 60 kV line | Tesla-Salado 115 kV line | Morganhill-Metcalf 115kV Line | Tesla-Tracy Pump 230 kV Line #1 | Birds Landing-Contra Costa 230kV Line | Cal Flat-Gates 230 kV line | Gates-Arco 230 kV Line | Smyrna-Atwell Jct 115kV Line | Kern 230/115kV TB #4 | Maricopa-Copus 70 kV line | Midway-Taft 115 kV line | Kern-Tevis-Stockdale-Lamont 115kV line | Midway 230/115kV TB #3 | Semitropic-Midway 115kV Line | Midway-Buena Vista Jct 230kV Line | Manning 500kV | Gates 500/230kV TB #12 | Gates 500/230kV TB #11 | Gates 230/70kV TB #5 | Tranquility-Helm 230kV Line | Dairyland-Chowchilla 115kV Line | Chowchilla-Le grand 115kV Line | NEW- Melones-Cottle 230kV line | Los Banos 500/230kV TB | Schindler 115/70kV TB #1 | Panoche- Mendota 115 kV line | Panoche-Oro Loma 115kV Line | Borden-Storey #1 230kV line | Merced 115/70kV TB#2 | Helm 230/70kV TB #1 | Oro Loma-El Nido 115kV Line | Diablo-Gates 500 kV line | Mustang-Henrietta 230 kV line | Gates-Panoche 230 kV #1 and #2 Lines | NEW-Metcalf-Mosslanding 500kV | Tx Upgrade |  | FCDS | FCDS | FCDS | EODS | FCDS | EODS | FCDS | EODS | EODS | FCDS | EODS | FCDS | FCDS | FCDS | Res | FCDS | FCDS | FCDS | EODS | FCDS | EODS | FCDS | EODS | EODS | FCDS | EODS | FCDS | FCDS | FCDS | Res | Actual | Default | Actual | Default | Actual | Default | HSN | SSN | EODS | HSN | SSN | EODS |  | Actual | Default | Actual | Default | Actual | Default | HSN | SSN | EODS | HSN | SSN | EODS |  | FCDS | FCDS | FCDS | FCDS | EODS | EODS | EODS | EODS
PG&E KERN | 7th Standard | 115 | 0 | 0 | 0 | 0 | 0 | 0 | 0 | 0 | 0 | 0 | 0 | 0 | 0 | 0 | 0 | 0 | 0 | 0 | 0 | 0 | 0 | 0 | 0 | 0 | 0 | 0 | 0 | 0 | 0 | 0 | 0 | 0 | 0 | 0 | 0 | 0 | 0 | 0 | 0 | 0 | 0 | 0 | 0 | 0 | 0 | 0 | 0 | 0 | 0 | 0 | 0 | 0 | 0 | 0 | 0 | 0 | 0 | 0 | 0 | 0 | 0 | 0 | 0 | 0 | 0 | 0 | 0 | 0 | 0 | 0 | 1 | 0 | 0 | 0 | 1 | 0 | 0 | 0 | 1 | 1 | 0 | 0 | 0 | 0 | 0 | 0 | 0 | 0 | 0 | 0 | 0 | 0 | 0 | 0 | 1 | 0 | 0 | 0 |  | 0 | 0 | 0 | 0 | 0 | 0 | 0 | 0 | 0 | 0 | 0 | 0 | 0 | 0 | 0 | 0 | 0 | 0 | 0 | 0 | 0 | 0 | 0 | 0 | 0 | 0 | 0 | 0 | 0 | 0 | 0 | 0 | 0 | 0 | 0 | 0 | 1038.735 | 1370.25 | 855.1531 | Mustang-Henrietta 230 kV line | Midway 230/115kV TB #3 | Mustang-Henrietta 230 kV line |  | 0 | 0 | 0 | 0 | 0 | 0 | 1038.735 | 1370.25 | 855.1531 | Mustang-Henrietta 230 kV line | Midway 230/115kV TB #3 | Mustang-Henrietta 230 kV line |  | 1 | 1 | NO | 1 | 1 | 1 | NO | 1
SCE Metro | Alamitos | 230 | 0 | 0 | 0 | 0 | 0 | 0 | 0 | 0 | 1 | 1 | 0 | 0 | 0 | 0 | 0 | 0 | 0 | 0 | 0 | 0 | 0 | 0 | 0 | 0 | 0 | 0 | 0 | 0 | 0 | 0 | 0 | 0 | 0 | 0 | 0 | 0 | 0 | 0 | 0 | 0 | 0 | 0 | 0 | 0 | 0 | 0 | 0 | 0 | 0 | 0 | 0 | 0 | 0 | 0 | 0 | 0 | 0 | 0 | 0 | 0 | 0 | 0 | 0 | 0 | 0 | 0 | 0 | 0 | 0 | 0 | 0 | 0 | 0 | 0 | 0 | 0 | 0 | 0 | 0 | 0 | 0 | 0 | 0 | 0 | 0 | 0 | 0 | 0 | 0 | 0 | 0 | 0 | 0 | 0 | 0 | 0 | 0 | 0 |  | 0 | 0 | 0 | 0 | 0 | 0 | 0 | 0 | 0 | 0 | 0 | -82 | 0 | 0 | 1 | 0 | 0 | 0 | 0 | 0 | 0 | 0 | 0 | 0 | 0 | 0 | 0 | 0 | 0 | 0 | 0 | 0 | 0 | 0 | 0 | 0 | 2175 | 2437.5 | 3219.6408 | Hinson - Del Amo Constraint | Hinson - Del Amo Constraint | Hinson - Del Amo Constraint |  | 0 | 0 | 0 | 0 | 0 | 0 | 2175 | 2437.5 | 3219.6408 | Hinson - Del Amo Constraint | Hinson - Del Amo Constraint | Hinson - Del Amo Constraint |  | 1 | 1 | NO | 1 | 1 | 1 | NO | 1
SCE Eastern | Alberhill | 115 | 0 | 0 | 0 | 0 | 0 | 0 | 0 | 0 | 0 | 0 | 0 | 0 | 0 | 0 | 0 | 0 | 0 | 0 | 0 | 1 | 0 | 1 | 0 | 0 | 0 | 0 | 0 | 0 | 0 | 0 | 0 | 0 | 0 | 0 | 0 | 0 | 0 | 0 | 0 | 0 | 0 | 0 | 0 | 0 | 0 | 0 | 0 | 0 | 0 | 0 | 0 | 0 | 0 | 0 | 0 | 0 | 0 | 0 | 0 | 0 | 0 | 0 | 0 | 0 | 0 | 0 | 0 | 0 | 0 | 0 | 0 | 0 | 0 | 0 | 0 | 0 | 0 | 0 | 0 | 0 | 0 | 0 | 0 | 0 | 0 | 0 | 0 | 0 | 0 | 0 | 0 | 0 | 0 | 0 | 0 | 0 | 0 | 1 |  | 0 | 0 | 0 | 0 | 0 | 0 | 0 | 0 | 0 | 0 | 0 | 0 | 0 | 0 | 0 | 0 | 0 | 0 | 0 | 0 | 0 | 0 | 0 | 0 | 0 | 0 | 0 | 0 | 0 | 0 | 0 | 0 | 0 | 0 | 0 | 0 | 1131.27 | 2714.375 | 8819.475 | Serrano-Alberhill-Valley Constraint | Etiwanda-Rancho Vista Constraint | Etiwanda-Rancho Vista Constraint |  | 0 | 0 | 0 | 0 | 0 | 0 | 1131.27 | 2714.375 | 8819.475 | Serrano-Alberhill-Valley Constraint | Etiwanda-Rancho Vista Constraint | Etiwanda-Rancho Vista Constraint |  | 1 | 1 | NO | 1 | 1 | 1 | NO | 1
SCE Eastern | Alberhill | 500 | 0 | 0 | 0 | 0 | 0 | 0 | 0 | 0 | 0 | 0 | 0 | 0 | 0 | 0 | 0 | 0 | 0 | 0 | 0 | 1 | 0 | 1 | 0 | 0 | 0 | 0 | 0 | 0 | 0 | 0 | 0 | 0 | 0 | 0 | 0 | 0 | 0 | 0 | 0 | 0 | 0 | 0 | 0 | 0 | 0 | 0 | 0 | 0 | 0 | 0 | 0 | 0 | 0 | 0 | 0 | 0 | 0 | 0 | 0 | 0 | 0 | 0 | 0 | 0 | 0 | 0 | 0 | 0 | 0 | 0 | 0 | 0 | 0 | 0 | 0 | 0 | 0 | 0 | 0 | 0 | 0 | 0 | 0 | 0 | 0 | 0 | 0 | 0 | 0 | 0 | 0 | 0 | 0 | 0 | 0 | 0 | 0 | 1 |  | 0 | 0 | 0 | 0 | 0 | 0 | 0 | 0 | 0 | 0 | 0 | 0 | 0 | 0 | 0 | 0 | 0 | 0 | 0 | 0 | 0 | 0 | 0 | 0 | 0 | 0 | 0 | 0 | 0 | 0 | 0 | 0 | 0 | 0 | 0 | 0 | 1131.27 | 2714.375 | 8819.475 | Serrano-Alberhill-Valley Constraint | Etiwanda-Rancho Vista Constraint | Etiwanda-Rancho Vista Constraint |  | 0 | 0 | 0 | 0 | 0 | 0 | 1131.27 | 2714.375 | 8819.475 | Serrano-Alberhill-Valley Constraint | Etiwanda-Rancho Vista Constraint | Etiwanda-Rancho Vista Constraint |  | 1 | 1 | NO | 1 | 1 | 1 | NO | 1
PG&E GBA | Alhambra | 115 | 0 | 0 | 0 | 0 | 0 | 0 | 0 | 0 | 0 | 0 | 0 | 0 | 0 | 0 | 0 | 0 | 0 | 0 | 0 | 0 | 0 | 0 | 0 | 0 | 0 | 0 | 0 | 0 | 0 | 0 | 0 | 0 | 0 | 0 | 0 | 0 | 0 | 0 | 0 | 1 | 0 | 0 | 0 | 0 | 0 | 0 | 0 | 0 | 0 | 0 | 0 | 0 | 1 | 0 | 0 | 1 | 0 | 0 | 0 | 0 | 0 | 0 | 0 | 0 | 0 | 0 | 0 | 0 | 0 | 0 | 0 | 0 | 0 | 0 | 0 | 0 | 0 | 0 | 0 | 0 | 0 | 0 | 0 | 0 | 0 | 0 | 0 | 0 | 0 | 0 | 0 | 0 | 0 | 0 | 0 | 0 | 0 | 1 |  | 0 | 0 | 0 | 0 | 0 | 0 | 0 | 0 | 0 | 0 | 0 | 0 | 0 | 0 | 0 | 0 | 0 | 0 | 0 | 0 | 0 | 0 | 0 | 0 | 0 | 0 | 0 | 0 | 0 | 0 | 1 | 0 | 0 | 0 | 0 | 0 | -599.505 | 1292.236 | 5177.468 | Collinsville-Tesla 500 kV Line | Collinsville-Tesla 500 kV Line | Sobrante-Moraga 230 kV line |  | 0 | 0 | 0 | 0 | 0 | 0 | 2347.2685 | 2817.535 | 5177.468 | Tesla-Tracy-Pump 230 kV line #2 | Sobrante-Moraga 230 kV line | Sobrante-Moraga 230 kV line |  | 5 | 1 | YES | 2 | 1 | 1 | NO | 1
PG&E FRESNO | Alpaugh | 115 | 0 | 0 | 0 | 0 | 0 | 0 | 0 | 0 | 0 | 0 | 0 | 0 | 0 | 0 | 0 | 0 | 0 | 0 | 0 | 0 | 0 | 0 | 0 | 0 | 0 | 0 | 0 | 0 | 0 | 0 | 0 | 0 | 0 | 0 | 0 | 0 | 0 | 0 | 0 | 0 | 0 | 0 | 0 | 0 | 0 | 0 | 0 | 0 | 0 | 0 | 0 | 0 | 0 | 0 | 0 | 0 | 0 | 0 | 0 | 0 | 0 | 0 | 0 | 0 | 0 | 0 | 0 | 1 | 0 | 1 | 1 | 0 | 0 | 0 | 1 | 1 | 0 | 0 | 1 | 1 | 0 | 0 | 0 | 0 | 0 | 0 | 0 | 0 | 0 | 0 | 0 | 0 | 0 | 0 | 1 | 0 | 0 | 0 |  | 0 | 0 | 0 | 0 | 0 | 0 | 0 | 0 | 0 | 0 | 0 | 0 | 0 | 0 | 0 | 0 | 0 | 0 | 0 | 0 | 0 | 0 | 0 | 3 | 0 | 0 | 10 | 0 | 0 | 1 | 0 | 0 | 0 | 0 | 0 | 0 | 195 | 187.6 | 135.29 | Smyrna-Atwell Jct 115kV Line | Smyrna-Atwell Jct 115kV Line | Smyrna-Atwell Jct 115kV Line |  | 0 | 0 | 0 | 0 | 0 | 0 | 195 | 187.6 | 135.29 | Smyrna-Atwell Jct 115kV Line | Smyrna-Atwell Jct 115kV Line | Smyrna-Atwell Jct 115kV Line |  | 1 | 1 | NO | 1 | 1 | 1 | NO | 1
SDGE | Alpine | 69 | 0 | 0 | 0 | 0 | 0 | 0 | 0 | 0 | 0 | 0 | 0 | 0 | 0 | 0 | 0 | 0 | 0 | 0 | 0 | 0 | 0 | 0 | 0 | 0 | 0 | 0 | 0 | 1 | 0 | 1 | 1 | 0 | 1 | 0 | 0 | 0 | 1 | 0 | 0 | 0 | 0 | 0 | 0 | 0 | 0 | 0 | 0 | 0 | 0 | 0 | 0 | 0 | 0 | 0 | 0 | 0 | 0 | 0 | 0 | 0 | 0 | 0 | 0 | 0 | 0 | 0 | 0 | 0 | 0 | 0 | 0 | 0 | 0 | 0 | 0 | 0 | 0 | 0 | 0 | 0 | 0 | 0 | 0 | 0 | 0 | 0 | 0 | 0 | 0 | 0 | 0 | 0 | 0 | 0 | 0 | 0 | 0 | 3 |  | 0 | 0 | 0 | 0 | 0 | 0 | 0 | 0 | 0 | 0 | 0 | 0 | 0 | 0 | 0 | 0 | 0 | 0 | 0 | 0 | 0 | 0 | 0 | 0 | 0 | 0 | 6 | 0 | 0 | 1 | 0 | 0 | 0 | 0 | 0 | 0 | 159.09 | 195.045 | 299.0864 | Miguel 69 kV constraint | Miguel 69 kV constraint | Miguel 69 kV constraint |  | 0 | 0 | 0 | 0 | 0 | 0 | 159.09 | 195.045 | 299.0864 | Miguel 69 kV constraint | Miguel 69 kV constraint | Miguel 69 kV constraint |  | 1 | 1 | NO | 1 | 1 | 1 | NO | 1
PG&E GBA | Altamont Midway (Sandhill) | 230 | 0 | 0 | 0 | 0 | 0 | 0 | 0 | 0 | 0 | 0 | 0 | 0 | 0 | 0 | 0 | 0 | 0 | 0 | 0 | 0 | 0 | 0 | 0 | 0 | 0 | 0 | 0 | 0 | 0 | 0 | 0 | 0 | 0 | 0 | 0 | 0 | 0 | 0 | 0 | 1 | 0 | 0 | 0 | 0 | 0 | 0 | 0 | 0 | 0 | 0 | 0 | 0 | 0 | 0 | 0 | 1 | 0 | 0 | 0 | 0 | 0 | 0 | 0 | 0 | 0 | 1 | 0 | 0 | 0 | 0 | 0 | 0 | 0 | 0 | 0 | 0 | 0 | 0 | 0 | 0 | 0 | 0 | 0 | 0 | 0 | 0 | 0 | 0 | 0 | 0 | 0 | 0 | 0 | 0 | 0 | 0 | 0 | 0 |  | 0 | 0 | 0 | 0 | 0 | 0 | 0 | 0 | 0 | 0 | 0 | 0 | 0 | 0 | 0 | 0 | 0 | 5 | 0 | 0 | 0 | 0 | 0 | 0 | 0 | 0 | 0 | 0 | 0 | 1 | 1 | 0 | 0 | 0 | 0 | 0 | -599.505 | 1292.236 | 5239.7208 | Collinsville-Tesla 500 kV Line | Collinsville-Tesla 500 kV Line | Collinsville-Tesla 500 kV Line |  | 0 | 0 | 0 | 0 | 0 | 0 | 2347.2685 | 3418.2344 | 5239.7208 | Tesla-Tracy-Pump 230 kV line #2 | Tesla-Tracy-Pump 230 kV line #2 | Collinsville-Tesla 500 kV Line |  | 5 | 1 | YES | 2 | 1 | 1 | NO | 1
SCE Northern | Antelope | 66 | 1 | 0 | 0 | 0 | 0 | 0 | 0 | 0 | 0 | 0 | 0 | 0 | 0 | 0 | 0 | 0 | 0 | 0 | 0 | 0 | 0 | 0 | 0 | 0 | 0 | 0 | 0 | 0 | 0 | 0 | 0 | 0 | 0 | 0 | 0 | 0 | 0 | 0 | 0 | 0 | 0 | 0 | 0 | 0 | 0 | 0 | 0 | 0 | 0 | 0 | 0 | 0 | 0 | 0 | 0 | 0 | 0 | 0 | 0 | 0 | 0 | 0 | 0 | 0 | 0 | 0 | 0 | 0 | 0 | 0 | 0 | 0 | 0 | 0 | 0 | 0 | 0 | 0 | 0 | 0 | 0 | 0 | 0 | 0 | 0 | 0 | 0 | 0 | 0 | 0 | 0 | 0 | 0 | 0 | 0 | 0 | 0 | 0 |  | 0 | 0 | 0 | 0 | 0 | 0 | 0 | 0 | 2.5 | 0 | 0 | 0 | 0 | 0 | 1 | 0 | 0 | 0 | 0 | 0 | 0 | 0 | 0 | 2.5 | 0 | 20 | 0 | 0 | 0 | 1 | 0 | 0 | 0 | 0 | 0 | 0 | 2142.175 | 3184.04 | 9895.03 | Antelope-Vincent Constraint | Antelope-Vincent Constraint | Antelope-Vincent Constraint |  | 0 | 0 | 0 | 0 | 0 | 0 | 2142.175 | 3184.04 | 9895.03 | Antelope-Vincent Constraint | Antelope-Vincent Constraint | Antelope-Vincent Constraint |  | 1 | 1 | NO | 1 | 1 | 1 | NO | 1
SCE Northern | Antelope | 230 | 1 | 0 | 0 | 0 | 0 | 0 | 0 | 0 | 0 | 0 | 0 | 0 | 0 | 0 | 0 | 0 | 0 | 0 | 0 | 0 | 0 | 0 | 0 | 0 | 0 | 0 | 0 | 0 | 0 | 0 | 0 | 0 | 0 | 0 | 0 | 0 | 0 | 0 | 0 | 0 | 0 | 0 | 0 | 0 | 0 | 0 | 0 | 0 | 0 | 0 | 0 | 0 | 0 | 0 | 0 | 0 | 0 | 0 | 0 | 0 | 0 | 0 | 0 | 0 | 0 | 0 | 0 | 0 | 0 | 0 | 0 | 0 | 0 | 0 | 0 | 0 | 0 | 0 | 0 | 0 | 0 | 0 | 0 | 0 | 0 | 0 | 0 | 0 | 0 | 0 | 0 | 0 | 0 | 0 | 0 | 0 | 0 | 0 |  | 0 | 0 | 0 | 0 | 0 | 0 | 0 | 0 | -1 | 69 | 0 | 52 | 0 | 0 | 1 | 0 | 0 | 200 | 0 | 0 | 0 | 0 | 0 | 5 | 125 | 0 | 80 | 0 | 0 | 1 | 0 | 0 | 0 | 0 | 0 | 0 | 2142.175 | 3184.04 | 9895.03 | Antelope-Vincent Constraint | Antelope-Vincent Constraint | Antelope-Vincent Constraint |  | 0 | 0 | 0 | 0 | 0 | 0 | 2142.175 | 3184.04 | 9895.03 | Antelope-Vincent Constraint | Antelope-Vincent Constraint | Antelope-Vincent Constraint |  | 1 | 1 | NO | 1 | 1 | 1 | NO | 1
SCE Northern | Antelope | 500 | 1 | 1 | 0 | 0 | 0 | 0 | 0 | 0 | 0 | 0 | 0 | 0 | 0 | 0 | 0 | 0 | 0 | 0 | 0 | 0 | 0 | 0 | 0 | 0 | 0 | 0 | 0 | 0 | 0 | 0 | 0 | 0 | 0 | 0 | 0 | 0 | 0 | 0 | 0 | 0 | 0 | 0 | 0 | 0 | 0 | 0 | 0 | 0 | 0 | 0 | 0 | 0 | 0 | 0 | 0 | 0 | 0 | 0 | 0 | 0 | 0 | 0 | 0 | 0 | 0 | 0 | 0 | 0 | 0 | 0 | 0 | 0 | 0 | 0 | 0 | 0 | 0 | 0 | 0 | 0 | 0 | 0 | 0 | 0 | 0 | 0 | 0 | 0 | 0 | 0 | 0 | 0 | 0 | 0 | 0 | 0 | 0 | 0 |  | 0 | 0 | 0 | 0 | 0 | 0 | 0 | 0 | 0 | 0 | 0 | 0 | 0 | 0 | 0 | 0 | 0 | 0 | 0 | 0 | 0 | 0 | 0 | 0 | 0 | 0 | 0 | 0 | 0 | 0 | 0 | 0 | 0 | 0 | 0 | 0 | 2142.175 | 3184.04 | 9895.03 | Antelope-Vincent Constraint | Antelope-Vincent Constraint | Antelope-Vincent Constraint |  | 0 | 0 | 0 | 0 | 0 | 0 | 2142.175 | 3184.04 | 9895.03 | Antelope-Vincent Constraint | Antelope-Vincent Constraint | Antelope-Vincent Constraint |  | 1 | 1 | NO | 1 | 1 | 1 | NO | 1
PG&E NGBA | Arcata | 60 | 0 | 0 | 0 | 0 | 0 | 0 | 0 | 0 | 0 | 0 | 0 | 0 | 0 | 0 | 0 | 0 | 0 | 0 | 0 | 0 | 0 | 0 | 0 | 0 | 0 | 0 | 0 | 0 | 0 | 0 | 0 | 0 | 0 | 0 | 0 | 0 | 0 | 0 | 0 | 1 | 0 | 0 | 0 | 0 | 0 | 0 | 0 | 0 | 0 | 0 | 0 | 0 | 0 | 0 | 0 | 0 | 0 | 0 | 0 | 0 | 0 | 0 | 0 | 0 | 0 | 0 | 0 | 0 | 0 | 0 | 0 | 0 | 0 | 0 | 0 | 0 | 0 | 0 | 0 | 0 | 0 | 0 | 0 | 0 | 0 | 0 | 0 | 0 | 0 | 0 | 0 | 0 | 0 | 0 | 0 | 0 | 0 | 0 |  | 0 | 0 | 0 | 0 | 0 | 0 | 0 | 0 | 0 | 0 | 0 | 0 | 0 | 0 | 0 | 0 | 0 | 0 | 0 | 0 | 0 | 0 | 0 | 7 | 0 | 0 | 2.5 | 0 | 0 | 1 | 1 | 0 | 0 | 0 | 0 | 0 | -599.505 | 1292.236 | 5239.7208 | Collinsville-Tesla 500 kV Line | Collinsville-Tesla 500 kV Line | Collinsville-Tesla 500 kV Line |  | 0 | 0 | 0 | 0 | 0 | 0 | 8045.495 | 9937.236 | 5239.7208 | Collinsville-Tesla 500 kV Line | Collinsville-Tesla 500 kV Line | Collinsville-Tesla 500 kV Line |  | 5 | 1 | YES | 2 | 1 | 1 | NO | 1
PG&E KERN | Arco | 230 | 0 | 0 | 0 | 0 | 0 | 0 | 0 | 0 | 0 | 0 | 0 | 0 | 0 | 0 | 0 | 0 | 0 | 0 | 0 | 0 | 0 | 0 | 0 | 0 | 0 | 0 | 0 | 0 | 0 | 0 | 0 | 0 | 0 | 0 | 0 | 0 | 0 | 0 | 0 | 0 | 0 | 0 | 0 | 0 | 0 | 0 | 0 | 0 | 0 | 0 | 0 | 0 | 0 | 0 | 0 | 0 | 0 | 0 | 0 | 0 | 0 | 0 | 0 | 0 | 0 | 0 | 0 | 0 | 0 | 0 | 0 | 0 | 0 | 0 | 0 | 0 | 0 | 0 | 1 | 1 | 0 | 0 | 0 | 0 | 0 | 0 | 0 | 0 | 0 | 0 | 0 | 0 | 0 | 0 | 1 | 0 | 0 | 0 |  | 0 | 0 | 0 | 0 | 0 | 0 | 0 | 0 | 0 | 43.2 | 21.7 | 25 | 0 | 0 | 1 | 0 | 0 | 0 | 0 | 0 | 0 | 0 | 0 | 4.79 | 168.2 | 420.7 | 25 | 125 | 0 | 1 | 0 | 0 | 0 | 0 | 0 | 0 | 1038.735 | 2288.0197 | 855.1531 | Mustang-Henrietta 230 kV line | Mustang-Henrietta 230 kV line | Mustang-Henrietta 230 kV line |  | 0 | 0 | 0 | 0 | 0 | 0 | 1038.735 | 2288.0197 | 855.1531 | Mustang-Henrietta 230 kV line | Mustang-Henrietta 230 kV line | Mustang-Henrietta 230 kV line |  | 1 | 1 | NO | 1 | 1 | 1 | NO | 1
PG&E KERN | Arco | 70 | 0 | 0 | 0 | 0 | 0 | 0 | 0 | 0 | 0 | 0 | 0 | 0 | 0 | 0 | 0 | 0 | 0 | 0 | 0 | 0 | 0 | 0 | 0 | 0 | 0 | 0 | 0 | 0 | 0 | 0 | 0 | 0 | 0 | 0 | 0 | 0 | 0 | 0 | 0 | 0 | 0 | 0 | 0 | 0 | 0 | 0 | 0 | 0 | 0 | 0 | 0 | 0 | 0 | 0 | 0 | 0 | 0 | 0 | 0 | 0 | 0 | 0 | 0 | 0 | 0 | 0 | 0 | 0 | 0 | 0 | 0 | 0 | 0 | 0 | 0 | 0 | 0 | 0 | 1 | 1 | 0 | 0 | 0 | 0 | 0 | 0 | 0 | 0 | 0 | 0 | 0 | 0 | 0 | 0 | 1 | 0 | 0 | 0 |  | 0 | 0 | 0 | 0 | 0 | 0 | 0 | 0 | 0 | 27 | 33 | 38 | 0 | 0 | 1 | 0 | 0 | 0 | 0 | 0 | 0 | 0 | 0 | 0 | 27 | 33 | 40 | 0 | 0 | 1 | 0 | 0 | 0 | 0 | 0 | 0 | 1038.735 | 2288.0197 | 855.1531 | Mustang-Henrietta 230 kV line | Mustang-Henrietta 230 kV line | Mustang-Henrietta 230 kV line |  | 0 | 0 | 0 | 0 | 0 | 0 | 1038.735 | 2288.0197 | 855.1531 | Mustang-Henrietta 230 kV line | Mustang-Henrietta 230 kV line | Mustang-Henrietta 230 kV line |  | 1 | 1 | NO | 1 | 1 | 1 | NO | 1
SCE Metro | ArcoGen | 230 | 0 | 0 | 0 | 0 | 0 | 0 | 0 | 0 | 0 | 1 | 0 | 0 | 0 | 0 | 0 | 0 | 0 | 0 | 0 | 0 | 0 | 0 | 0 | 0 | 0 | 0 | 0 | 0 | 0 | 0 | 0 | 0 | 0 | 0 | 0 | 0 | 0 | 0 | 0 | 0 | 0 | 0 | 0 | 0 | 0 | 0 | 0 | 0 | 0 | 0 | 0 | 0 | 0 | 0 | 0 | 0 | 0 | 0 | 0 | 0 | 0 | 0 | 0 | 0 | 0 | 0 | 0 | 0 | 0 | 0 | 0 | 0 | 0 | 0 | 0 | 0 | 0 | 0 | 0 | 0 | 0 | 0 | 0 | 0 | 0 | 0 | 0 | 0 | 0 | 0 | 0 | 0 | 0 | 0 | 0 | 0 | 0 | 0 |  | 0 | 0 | 0 | 0 | 0 | 0 | 0 | 0 | 0 | 0 | 0 | 0 | 0 | 0 | 0 | 0 | 0 | 0 | 0 | 0 | 0 | 0 | 0 | 0 | 0 | 0 | 0 | 0 | 0 | 0 | 0 | 0 | 0 | 0 | 0 | 0 | 9984.6 | 11497.7 | 13807.5055 | SCE Metro Area Default Constraint | SCE Metro Area Default Constraint | SCE Metro Area Default Constraint |  | 0 | 0 | 0 | 0 | 0 | 0 | 9984.6 | 11497.7 | 13807.5055 | SCE Metro Area Default Constraint | SCE Metro Area Default Constraint | SCE Metro Area Default Constraint |  | 1 | 1 | NO | 1 | 1 | 1 | NO | 1
SDGE | Artesian | 230 | 0 | 0 | 0 | 0 | 0 | 0 | 0 | 0 | 0 | 0 | 0 | 0 | 0 | 0 | 0 | 0 | 0 | 0 | 0 | 0 | 0 | 0 | 0 | 0 | 0 | 1 | 0 | 0 | 1 | 0 | 1 | 0 | 1 | 0 | 0 | 0 | 0 | 1 | 0 | 0 | 0 | 0 | 0 | 0 | 0 | 0 | 0 | 0 | 0 | 0 | 0 | 0 | 0 | 0 | 0 | 0 | 0 | 0 | 0 | 0 | 0 | 0 | 0 | 0 | 0 | 0 | 0 | 0 | 0 | 0 | 0 | 0 | 0 | 0 | 0 | 0 | 0 | 0 | 0 | 0 | 0 | 0 | 0 | 0 | 0 | 0 | 0 | 0 | 0 | 0 | 0 | 0 | 0 | 0 | 0 | 0 | 0 | 3 |  | 0 | 0 | 0 | 0 | 0 | 0 | 0 | 0 | 0 | 0 | 0 | 0 | 0 | 0 | 0 | 0 | 0 | 0 | 0 | 0 | 0 | 0 | 0 | 0 | 0 | 0 | 0 | 0 | 0 | 0 | 0 | 0 | 0 | 0 | 0 | 0 | 597.87 | 869.535 | 1337.03 | Capistrano-San Onofre 230 kV constraint | Talega 230 kV constraint | Talega 230 kV constraint |  | 0 | 0 | 0 | 0 | 0 | 0 | 597.87 | 869.535 | 1337.03 | Capistrano-San Onofre 230 kV constraint | Talega 230 kV constraint | Talega 230 kV constraint |  | 1 | 1 | NO | 1 | 1 | 1 | NO | 1
SDGE | Artesian | 69 | 0 | 0 | 0 | 0 | 0 | 0 | 0 | 0 | 0 | 0 | 0 | 0 | 0 | 0 | 0 | 0 | 0 | 0 | 0 | 0 | 0 | 0 | 0 | 0 | 0 | 1 | 0 | 0 | 0 | 0 | 1 | 0 | 1 | 0 | 0 | 0 | 0 | 1 | 0 | 0 | 0 | 0 | 0 | 0 | 0 | 0 | 0 | 0 | 0 | 0 | 0 | 0 | 0 | 0 | 0 | 0 | 0 | 0 | 0 | 0 | 0 | 0 | 0 | 0 | 0 | 0 | 0 | 0 | 0 | 0 | 0 | 0 | 0 | 0 | 0 | 0 | 0 | 0 | 0 | 0 | 0 | 0 | 0 | 0 | 0 | 0 | 0 | 0 | 0 | 0 | 0 | 0 | 0 | 0 | 0 | 0 | 0 | 2 |  | 0 | 0 | 0 | 0 | 0 | 0 | 0 | 0 | 0 | 0 | 0 | 0 | 0 | 0 | 0 | 0 | 0 | 0 | 0 | 0 | 0 | 0 | 0 | 0 | 0 | 0 | 0 | 0 | 0 | 0 | 0 | 0 | 0 | 0 | 0 | 0 | 597.87 | 869.535 | 1337.03 | Capistrano-San Onofre 230 kV constraint | Talega 230 kV constraint | Talega 230 kV constraint |  | 0 | 0 | 0 | 0 | 0 | 0 | 597.87 | 869.535 | 1337.03 | Capistrano-San Onofre 230 kV constraint | Talega 230 kV constraint | Talega 230 kV constraint |  | 1 | 1 | NO | 1 | 1 | 1 | NO | 1
PG&E FRESNO | Ashlan | 230 | 0 | 0 | 0 | 0 | 0 | 0 | 0 | 0 | 0 | 0 | 0 | 0 | 0 | 0 | 0 | 0 | 0 | 0 | 0 | 0 | 0 | 0 | 0 | 0 | 0 | 0 | 0 | 0 | 0 | 0 | 0 | 0 | 0 | 0 | 0 | 0 | 0 | 0 | 0 | 0 | 0 | 0 | 0 | 0 | 0 | 0 | 0 | 0 | 0 | 0 | 0 | 0 | 0 | 0 | 0 | 0 | 0 | 0 | 0 | 1 | 0 | 0 | 0 | 0 | 0 | 0 | 0 | 0 | 0 | 0 | 0 | 0 | 0 | 0 | 0 | 0 | 0 | 0 | 0 | 1 | 0 | 1 | 1 | 1 | 0 | 1 | 0 | 1 | 0 | 0 | 0 | 0 | 1 | 0 | 0 | 0 | 0 | 1 |  | 0 | 0 | 0 | 0 | 0 | 0 | 0 | 0 | 0 | 0 | 0 | 0 | 0 | 0 | 0 | 0 | 0 | 0 | 0 | 0 | 0 | 0 | 0 | 0 | 0 | 0 | 0 | 0 | 0 | 0 | 1 | 0 | 1 | 0 | 1 | 0 | -426.65 | -276.45 | -39.4574 | Chowchilla-Le grand 115kV Line | Chowchilla-Le grand 115kV Line | Chowchilla-Le grand 115kV Line |  | 0 | 0 | 0 | 0 | 0 | 0 | 357.85 | 369.35 | 28.4626 | Oro Loma-El Nido 115kV Line | Oro Loma-El Nido 115kV Line | Oro Loma-El Nido 115kV Line |  | 5 | 1 | YES | 2 | 5 | 1 | YES | 2
PG&E NGBA | Atlantic | 115 | 0 | 0 | 0 | 0 | 0 | 0 | 0 | 0 | 0 | 0 | 0 | 0 | 0 | 0 | 0 | 0 | 0 | 0 | 0 | 0 | 0 | 0 | 0 | 0 | 0 | 0 | 0 | 0 | 0 | 0 | 0 | 0 | 0 | 0 | 0 | 0 | 0 | 0 | 0 | 1 | 0 | 0 | 0 | 0 | 0 | 1 | 0 | 1 | 0 | 0 | 0 | 0 | 0 | 0 | 0 | 0 | 0 | 0 | 0 | 1 | 1 | 0 | 0 | 0 | 0 | 0 | 0 | 0 | 0 | 0 | 0 | 0 | 0 | 0 | 0 | 0 | 0 | 0 | 0 | 0 | 0 | 0 | 0 | 0 | 0 | 0 | 0 | 0 | 0 | 0 | 0 | 0 | 0 | 0 | 0 | 0 | 0 | 0 |  | 0 | 0 | 0 | 0 | 0 | 0 | 0 | 0 | 0 | 0 | 0 | 0 | 0 | 0 | 0 | 0 | 0 | 0 | 0 | 0 | 0 | 0 | 0 | 0 | 0 | 0 | 0 | 0 | 0 | 0 | 2 | 0 | 0 | 0 | 0 | 0 | -599.505 | 389.5959 | 919.2036 | Collinsville-Tesla 500 kV Line | Bellota-Weber 230kV line | Rio Oso-Lockeford 230kV line |  | 0 | 0 | 0 | 0 | 0 | 0 | 167.2185 | 686.7 | 919.2036 | Bellota-Weber 230kV line | Eight Mile-Tesla 230 kV line | Rio Oso-Lockeford 230kV line |  | 5 | 1 | YES | 2 | 1 | 1 | NO | 1
PG&E NGBA | Atlantic | 230 | 0 | 0 | 0 | 0 | 0 | 0 | 0 | 0 | 0 | 0 | 0 | 0 | 0 | 0 | 0 | 0 | 0 | 0 | 0 | 0 | 0 | 0 | 0 | 0 | 0 | 0 | 0 | 0 | 0 | 0 | 0 | 0 | 0 | 0 | 0 | 0 | 0 | 0 | 0 | 1 | 0 | 0 | 1 | 0 | 0 | 1 | 1 | 1 | 0 | 0 | 0 | 0 | 0 | 0 | 0 | 0 | 0 | 0 | 0 | 1 | 1 | 0 | 0 | 0 | 0 | 0 | 0 | 0 | 0 | 0 | 0 | 0 | 0 | 0 | 0 | 0 | 0 | 0 | 0 | 0 | 0 | 0 | 0 | 0 | 0 | 0 | 0 | 0 | 0 | 0 | 0 | 0 | 0 | 0 | 0 | 0 | 0 | 0 |  | 0 | 0 | 0 | 0 | 0 | 0 | 0 | 0 | 0 | 0 | 0 | 0 | 0 | 0 | 0 | 0 | 0 | 0 | 0 | 0 | 0 | 0 | 0 | 0 | 0 | 0 | 0 | 0 | 0 | 0 | 2 | 0 | 0 | 0 | 0 | 0 | -599.505 | 297 | 329.548 | Collinsville-Tesla 500 kV Line | Bell-Placer 115kV Line | Bell-Placer 115kV Line |  | 0 | 0 | 0 | 0 | 0 | 0 | 167.2185 | 297 | 329.548 | Bellota-Weber 230kV line | Bell-Placer 115kV Line | Bell-Placer 115kV Line |  | 5 | 1 | YES | 2 | 1 | 1 | NO | 1
PG&E NGBA | Atlantic | 60 | 0 | 0 | 0 | 0 | 0 | 0 | 0 | 0 | 0 | 0 | 0 | 0 | 0 | 0 | 0 | 0 | 0 | 0 | 0 | 0 | 0 | 0 | 0 | 0 | 0 | 0 | 0 | 0 | 0 | 0 | 0 | 0 | 0 | 0 | 0 | 0 | 0 | 0 | 0 | 1 | 0 | 0 | 1 | 0 | 0 | 1 | 1 | 1 | 0 | 0 | 0 | 0 | 0 | 0 | 0 | 0 | 0 | 0 | 0 | 1 | 1 | 0 | 0 | 0 | 0 | 0 | 0 | 0 | 0 | 0 | 0 | 0 | 0 | 0 | 0 | 0 | 0 | 0 | 0 | 0 | 0 | 0 | 0 | 0 | 0 | 0 | 0 | 0 | 0 | 0 | 0 | 0 | 0 | 0 | 0 | 0 | 0 | 0 |  | 0 | 0 | 0 | 0 | 0 | 0 | 0 | 0 | 0 | 0 | 0 | 0 | 0 | 0 | 0 | 0 | 0 | 0 | 0 | 0 | 0 | 0 | 0 | 0 | 0 | 0 | 0 | 0 | 0 | 0 | 2 | 0 | 0 | 0 | 0 | 0 | -599.505 | 297 | 329.548 | Collinsville-Tesla 500 kV Line | Bell-Placer 115kV Line | Bell-Placer 115kV Line |  | 0 | 0 | 0 | 0 | 0 | 0 | 167.2185 | 297 | 329.548 | Bellota-Weber 230kV line | Bell-Placer 115kV Line | Bell-Placer 115kV Line |  | 5 | 1 | YES | 2 | 1 | 1 | NO | 1
PG&E FRESNO | Atwater | 115 | 0 | 0 | 0 | 0 | 0 | 0 | 0 | 0 | 0 | 0 | 0 | 0 | 0 | 0 | 0 | 0 | 0 | 0 | 0 | 0 | 0 | 0 | 0 | 0 | 0 | 0 | 0 | 0 | 0 | 0 | 0 | 0 | 0 | 0 | 0 | 0 | 0 | 0 | 0 | 0 | 0 | 0 | 0 | 0 | 0 | 1 | 0 | 0 | 0 | 0 | 0 | 0 | 0 | 0 | 0 | 0 | 0 | 0 | 0 | 1 | 0 | 0 | 0 | 0 | 0 | 0 | 0 | 0 | 0 | 0 | 0 | 0 | 0 | 0 | 0 | 0 | 0 | 0 | 0 | 1 | 0 | 1 | 1 | 1 | 0 | 1 | 0 | 1 | 0 | 0 | 0 | 0 | 1 | 0 | 0 | 0 | 0 | 1 |  | 0 | 0 | 0 | 0 | 0 | 0 | 0 | 0 | 0 | 0 | 0 | 0 | 0 | 0 | 0 | 0 | 0 | 0 | 0 | 0 | 0 | 0 | 0 | 2 | 0 | 0 | 0 | 0 | 0 | 1 | 2 | 0 | 1 | 0 | 1 | 0 | -426.65 | -276.45 | -39.4574 | Chowchilla-Le grand 115kV Line | Chowchilla-Le grand 115kV Line | Chowchilla-Le grand 115kV Line |  | 0 | 0 | 0 | 0 | 0 | 0 | 167.2185 | 369.35 | 28.4626 | Bellota-Weber 230kV line | Oro Loma-El Nido 115kV Line | Oro Loma-El Nido 115kV Line |  | 5 | 1 | YES | 2 | 5 | 1 | YES | 2
PG&E GBA | Avena | 115 | 0 | 0 | 0 | 0 | 0 | 0 | 0 | 0 | 0 | 0 | 0 | 0 | 0 | 0 | 0 | 0 | 0 | 0 | 0 | 0 | 0 | 0 | 0 | 0 | 0 | 0 | 0 | 0 | 0 | 0 | 0 | 0 | 0 | 0 | 0 | 0 | 0 | 0 | 0 | 0 | 0 | 0 | 0 | 0 | 0 | 1 | 0 | 0 | 0 | 0 | 0 | 0 | 0 | 0 | 0 | 1 | 0 | 0 | 0 | 1 | 0 | 0 | 0 | 1 | 0 | 0 | 0 | 0 | 0 | 0 | 0 | 0 | 0 | 0 | 0 | 0 | 0 | 0 | 0 | 0 | 0 | 0 | 0 | 0 | 0 | 0 | 0 | 0 | 0 | 0 | 0 | 0 | 0 | 0 | 0 | 0 | 0 | 0 |  | 0 | 0 | 0 | 0 | 0 | 0 | 0 | 0 | 0 | 0 | 0 | 0 | 0 | 0 | 0 | 0 | 0 | 0 | 0 | 0 | 0 | 0 | 0 | 0 | 0 | 0 | 0 | 0 | 0 | 0 | 1 | 0 | 0 | 0 | 0 | 0 | -292.7815 | 117.5109 | 278.4144 | Bellota-Weber 230kV line | Tesla-Salado 115 kV line | Tesla-Salado 115 kV line |  | 0 | 0 | 0 | 0 | 0 | 0 | 63.9885 | 117.5109 | 278.4144 | Tesla-Salado 115 kV line | Tesla-Salado 115 kV line | Tesla-Salado 115 kV line |  | 5 | 1 | YES | 2 | 1 | 1 | NO | 1
SDGE | Avocado | 69 | 0 | 0 | 0 | 0 | 0 | 0 | 0 | 0 | 0 | 0 | 0 | 0 | 0 | 0 | 0 | 0 | 0 | 0 | 0 | 0 | 0 | 0 | 0 | 0 | 0 | 1 | 0 | 0 | 1 | 0 | 0 | 0 | 1 | 1 | 0 | 0 | 0 | 1 | 0 | 0 | 0 | 0 | 0 | 0 | 0 | 0 | 0 | 0 | 0 | 0 | 0 | 0 | 0 | 0 | 0 | 0 | 0 | 0 | 0 | 0 | 0 | 0 | 0 | 0 | 0 | 0 | 0 | 0 | 0 | 0 | 0 | 0 | 0 | 0 | 0 | 0 | 0 | 0 | 0 | 0 | 0 | 0 | 0 | 0 | 0 | 0 | 0 | 0 | 0 | 0 | 0 | 0 | 0 | 0 | 0 | 0 | 0 | 2 |  | 0 | 0 | 0 | 0 | 0 | 0 | 0 | 0 | 0 | 0 | 0 | 0 | 0 | 0 | 0 | 0 | 0 | 0 | 0 | 0 | 0 | 0 | 0 | 0 | 0 | 0 | 29.6 | 0 | 0 | 1 | 0 | 0 | 0 | 0 | 0 | 0 | 94.4 | 149.2 | 313.6 | Ocean Ranch 69 kV constraint | Ocean Ranch 69 kV constraint | Ocean Ranch 69 kV constraint |  | 0 | 0 | 0 | 0 | 0 | 0 | 94.4 | 149.2 | 313.6 | Ocean Ranch 69 kV constraint | Ocean Ranch 69 kV constraint | Ocean Ranch 69 kV constraint |  | 1 | 1 | NO | 1 | 1 | 1 | NO | 1
PG&E NGBA | Bahia | 230 | 0 | 0 | 0 | 0 | 0 | 0 | 0 | 0 | 0 | 0 | 0 | 0 | 0 | 0 | 0 | 0 | 0 | 0 | 0 | 0 | 0 | 0 | 0 | 0 | 0 | 0 | 0 | 0 | 0 | 0 | 0 | 0 | 0 | 0 | 0 | 0 | 0 | 0 | 0 | 1 | 0 | 0 | 0 | 0 | 0 | 0 | 0 | 0 | 0 | 0 | 0 | 0 | 1 | 1 | 1 | 1 | 0 | 0 | 1 | 1 | 0 | 0 | 0 | 0 | 0 | 1 | 1 | 0 | 0 | 0 | 0 | 0 | 0 | 0 | 0 | 0 | 0 | 0 | 0 | 0 | 0 | 0 | 0 | 0 | 0 | 0 | 0 | 0 | 0 | 0 | 0 | 0 | 0 | 0 | 0 | 0 | 0 | 1 |  | 0 | 0 | 0 | 0 | 0 | 0 | 0 | 0 | 0 | 0 | 0 | 0 | 0 | 0 | 0 | 0 | 0 | 0 | 0 | 0 | 0 | 0 | 0 | 0 | 0 | 0 | 0 | 0 | 0 | 0 | 3 | 0 | 1 | 0 | 0 | 0 | -861.825 | -176.859 | 944.182 | Windmaster-Delta pumps 230 kV line | Windmaster-Delta pumps 230 kV line | Birds Landing-Contra Costa 230kV Line |  | 1 | 0 | 0 | 0 | 0 | 0 | -199.275 | 125.773 | 944.182 | Birds Landing-Contra Costa 230kV Line | Birds Landing-Contra Costa 230kV Line | Birds Landing-Contra Costa 230kV Line |  | 5 | 5 | NO | 5 | 1 | 1 | NO | 1
SCE Northern | Bailey | 230 | 0 | 0 | 1 | 0 | 0 | 0 | 1 | 1 | 0 | 0 | 0 | 0 | 0 | 0 | 0 | 0 | 0 | 0 | 0 | 0 | 0 | 0 | 0 | 0 | 1 | 0 | 0 | 0 | 0 | 0 | 0 | 0 | 0 | 0 | 0 | 0 | 0 | 0 | 0 | 0 | 0 | 0 | 0 | 0 | 0 | 0 | 0 | 0 | 0 | 0 | 0 | 0 | 0 | 0 | 0 | 0 | 0 | 0 | 0 | 0 | 0 | 0 | 0 | 0 | 0 | 0 | 0 | 0 | 0 | 0 | 0 | 0 | 0 | 0 | 0 | 0 | 0 | 0 | 0 | 0 | 0 | 0 | 0 | 0 | 0 | 0 | 0 | 0 | 0 | 0 | 0 | 0 | 0 | 0 | 0 | 0 | 0 | 0 |  | 0 | 0 | 0 | 0 | 0 | 0 | 0 | 0 | 0 | 0 | 0 | 0 | 0 | 0 | 0 | 0 | 0 | 0 | 0 | 0 | 0 | 0 | 0 | 0 | 0 | 0 | 0 | 0 | 0 | 0 | 1 | 0 | 0 | 0 | 0 | 0 | -236.375 | 0 | 0 | Lugo - Victorville area constraint | Antelope-Neenach Constraint | Antelope-Neenach Constraint |  | 1 | 0 | 0 | 0 | 0 | 0 | -236.375 | 0 | 0 | Lugo - Victorville area constraint | Antelope-Neenach Constraint | Antelope-Neenach Constraint |  | 5 | 5 | NO | 5 | 1 | 1 | NO | 1
SCE NOL | Baker | 115 | 0 | 0 | 0 | 0 | 0 | 0 | 0 | 0 | 0 | 0 | 0 | 1 | 1 | 1 | 0 | 0 | 0 | 0 | 0 | 0 | 0 | 0 | 0 | 0 | 0 | 0 | 0 | 0 | 0 | 0 | 0 | 0 | 0 | 0 | 0 | 0 | 0 | 0 | 0 | 0 | 0 | 0 | 0 | 0 | 0 | 0 | 0 | 0 | 0 | 0 | 0 | 0 | 0 | 0 | 0 | 0 | 0 | 0 | 0 | 0 | 0 | 0 | 0 | 0 | 0 | 0 | 0 | 0 | 0 | 0 | 0 | 0 | 0 | 0 | 0 | 0 | 0 | 0 | 0 | 0 | 0 | 0 | 0 | 0 | 0 | 0 | 0 | 0 | 0 | 0 | 0 | 0 | 0 | 0 | 0 | 0 | 0 | 3 |  | 0 | 0 | 0 | 0 | 0 | 0 | 0 | 0 | 0 | 0 | 0 | 0 | 0 | 0 | 0 | 0 | 0 | 0 | 0 | 0 | 0 | 0 | 0 | 0 | 0 | 0 | 0 | 0 | 0 | 0 | 0 | 2 | 0 | 2 | 0 | 0 | -96.42 | -45.65 | 1021.4838 | South of Kramer Area Constraint | South of Kramer Area Constraint | South of Kramer Area Constraint |  | 0 | 2 | 0 | 2 | 0 | 0 | -96.42 | -45.65 | 1021.4838 | South of Kramer Area Constraint | South of Kramer Area Constraint | South of Kramer Area Constraint |  | 3 | 3 | NO | 3 | 1 | 1 | NO | 1
PG&E KERN | Bakersfield | 230 | 0 | 0 | 0 | 0 | 0 | 0 | 0 | 0 | 0 | 0 | 0 | 0 | 0 | 0 | 0 | 0 | 0 | 0 | 0 | 0 | 0 | 0 | 0 | 0 | 0 | 0 | 0 | 0 | 0 | 0 | 0 | 0 | 0 | 0 | 0 | 0 | 0 | 0 | 0 | 0 | 0 | 0 | 0 | 0 | 0 | 0 | 0 | 0 | 0 | 0 | 0 | 0 | 0 | 0 | 0 | 0 | 0 | 0 | 0 | 0 | 0 | 0 | 0 | 0 | 0 | 0 | 0 | 0 | 0 | 0 | 0 | 0 | 0 | 0 | 0 | 0 | 0 | 0 | 1 | 0 | 0 | 0 | 0 | 0 | 0 | 0 | 0 | 0 | 0 | 0 | 0 | 0 | 0 | 0 | 1 | 0 | 0 | 0 |  | 0 | 0 | 0 | 0 | 0 | 0 | 0 | 0 | 0 | 0 | 0 | 0 | 0 | 0 | 0 | 0 | 0 | 0 | 0 | 0 | 0 | 0 | 0 | 0 | 0 | 0 | 0 | 0 | 0 | 0 | 0 | 0 | 0 | 0 | 0 | 0 | 1038.735 | 2288.0197 | 855.1531 | Mustang-Henrietta 230 kV line | Mustang-Henrietta 230 kV line | Mustang-Henrietta 230 kV line |  | 0 | 0 | 0 | 0 | 0 | 0 | 1038.735 | 2288.0197 | 855.1531 | Mustang-Henrietta 230 kV line | Mustang-Henrietta 230 kV line | Mustang-Henrietta 230 kV line |  | 1 | 1 | NO | 1 | 1 | 1 | NO | 1
PG&E FRESNO | Balch | 230 | 0 |  | 0 | 0 | 0 | 0 | 0 | 0 | 0 | 0 | 0 | 0 | 0 | 0 | 0 | 0 | 0 | 0 | 0 | 0 | 0 | 0 | 0 | 0 | 0 | 0 | 0 | 0 | 0 | 0 | 0 | 0 | 0 | 0 | 0 | 0 | 0 | 0 | 0 | 0 | 0 | 0 | 0 | 0 | 0 | 1 | 0 | 0 | 0 | 0 | 0 | 0 | 0 | 0 | 0 | 0 | 0 | 0 | 0 | 0 | 0 | 0 | 0 | 0 | 0 | 0 | 0 | 0 | 0 | 0 | 0 | 0 | 0 | 0 | 0 | 0 | 0 | 0 | 1 | 1 | 0 | 1 | 0 | 0 | 0 | 1 | 0 | 0 | 0 | 1 | 0 | 0 | 0 | 0 | 0 | 0 | 0 | 1 |  | 0 | 0 | 0 | 0 | 0 | 0 | 0 | 0 | 0 | 0 | 0 | 0 | 0 | 0 | 0 | 0 | 0 | 0 | 0 | 0 | 0 | 0 | 0 | 0 | 0 | 0 | 0 | 0 | 0 | 0 | 2 | 0 | 1 | 0 | 0 | 0 | -935.05 | -534.25 | 523.9076 | Borden-Storey #1 230kV line | Borden-Storey #1 230kV line | Borden-Storey #1 230kV line |  | 0 | 0 | 0 | 0 | 0 | 0 | 167.2185 | 712.75 | 1792.1552 | Bellota-Weber 230kV line | Borden-Storey #1 230kV line | Gates 500/230kV TB #12 |  | 5 | 1 | YES | 2 | 1 | 1 | NO | 1
SCE Eastern | Bannister | 230 | 0 | 0 | 0 | 0 | 0 | 0 | 0 | 0 | 0 | 0 | 0 | 0 | 0 | 0 | 0 | 0 | 0 | 0 | 1 | 1 | 0 | 1 | 0 | 0 | 0 | 0 | 0 | 0 | 0 | 0 | 0 | 0 | 0 | 0 | 0 | 0 | 0 | 0 | 0 | 0 | 0 | 0 | 0 | 0 | 0 | 0 | 0 | 0 | 0 | 0 | 0 | 0 | 0 | 0 | 0 | 0 | 0 | 0 | 0 | 0 | 0 | 0 | 0 | 0 | 0 | 0 | 0 | 0 | 0 | 0 | 0 | 0 | 0 | 0 | 0 | 0 | 0 | 0 | 0 | 0 | 0 | 0 | 0 | 0 | 0 | 0 | 0 | 0 | 0 | 0 | 0 | 0 | 0 | 0 | 0 | 0 | 0 | 1 |  | 0 | 0 | 0 | 0 | 0 | 0 | 0 | 0 | 0 | 0 | 0 | 0 | 0 | 0 | 0 | 0 | 0 | 0 | 0 | 0 | 0 | 0 | 0 | 0 | 0 | 0 | 0 | 0 | 0 | 0 | 1 | 0 | 1 | 0 | 0 | 1 | -840 | -685 | -51.3 | Eagle Mountain Constraint | Eagle Mountain Constraint | Eagle Mountain Constraint |  | 1 | 1 | 0 | 1 | 0 | 1 | -240 | -85 | -51.3 | Eagle Mountain Constraint | Eagle Mountain Constraint | Eagle Mountain Constraint |  | 5 | 5 | NO | 5 | 3 | 3 | NO | 3
SCE Metro | Barre | 230 | 0 | 0 | 0 | 0 | 0 | 0 | 0 | 0 | 0 | 1 | 0 | 0 | 0 | 0 | 0 | 0 | 0 | 0 | 0 | 0 | 0 | 0 | 0 | 0 | 0 | 0 | 0 | 0 | 0 | 0 | 0 | 0 | 0 | 0 | 0 | 0 | 0 | 0 | 0 | 0 | 0 | 0 | 0 | 0 | 0 | 0 | 0 | 0 | 0 | 0 | 0 | 0 | 0 | 0 | 0 | 0 | 0 | 0 | 0 | 0 | 0 | 0 | 0 | 0 | 0 | 0 | 0 | 0 | 0 | 0 | 0 | 0 | 0 | 0 | 0 | 0 | 0 | 0 | 0 | 0 | 0 | 0 | 0 | 0 | 0 | 0 | 0 | 0 | 0 | 0 | 0 | 0 | 0 | 0 | 0 | 0 | 0 | 0 |  | 0 | 0 | 0 | 0 | 0 | 0 | 0 | 0 | 0 | 0 | -10 | 0 | 0 | 0 | 1 | 0 | 0 | 0 | 0 | 0 | 0 | 0 | 0 | 0 | 10 | 0 | 10 | 0 | 0 | 1 | 0 | 0 | 0 | 0 | 0 | 0 | 9984.6 | 11497.7 | 13807.5055 | SCE Metro Area Default Constraint | SCE Metro Area Default Constraint | SCE Metro Area Default Constraint |  | 0 | 0 | 0 | 0 | 0 | 0 | 9984.6 | 11497.7 | 13807.5055 | SCE Metro Area Default Constraint | SCE Metro Area Default Constraint | SCE Metro Area Default Constraint |  | 1 | 1 | NO | 1 | 1 | 1 | NO | 1
SDGE | Bay Boulevard | 69 | 0 | 0 | 0 | 0 | 0 | 0 | 0 | 0 | 0 | 0 | 0 | 0 | 0 | 0 | 0 | 0 | 0 | 0 | 0 | 0 | 0 | 0 | 0 | 0 | 0 | 0 | 0 | 0 | 0 | 0 | 1 | 0 | 1 | 0 | 0 | 1 | 1 | 0 | 0 | 0 | 0 | 0 | 0 | 0 | 0 | 0 | 0 | 0 | 0 | 0 | 0 | 0 | 0 | 0 | 0 | 0 | 0 | 0 | 0 | 0 | 0 | 0 | 0 | 0 | 0 | 0 | 0 | 0 | 0 | 0 | 0 | 0 | 0 | 0 | 0 | 0 | 0 | 0 | 0 | 0 | 0 | 0 | 0 | 0 | 0 | 0 | 0 | 0 | 0 | 0 | 0 | 0 | 0 | 0 | 0 | 0 | 0 | 4 |  | 0 | 0 | 0 | 0 | 0 | 0 | 0 | 0 | 0 | 0 | 0 | 0 | 0 | 0 | 0 | 0 | 0 | 0 | 0 | 0 | 0 | 0 | 0 | 0 | 0 | 0 | 0 | 0 | 0 | 0 | 0 | 0 | 0 | 0 | 0 | 0 | 826.21 | 1748.17 | 2202.4044 | San Luis Rey-San Onofre 230 kV line constraint | Silvergate-Old Town 230 kV constraint | Silvergate-Old Town 230 kV constraint |  | 0 | 0 | 0 | 0 | 0 | 0 | 826.21 | 1748.17 | 2202.4044 | San Luis Rey-San Onofre 230 kV line constraint | Silvergate-Old Town 230 kV constraint | Silvergate-Old Town 230 kV constraint |  | 1 | 1 | NO | 1 | 1 | 1 | NO | 1
SDGE | Bay Boulevard | 230 | 0 | 0 | 0 | 0 | 0 | 0 | 0 | 0 | 0 | 0 | 0 | 0 | 0 | 0 | 0 | 0 | 0 | 0 | 0 | 0 | 0 | 0 | 0 | 0 | 0 | 0 | 0 | 0 | 1 | 0 | 1 | 0 | 1 | 0 | 0 | 1 | 1 | 0 | 0 | 0 | 0 | 0 | 0 | 0 | 0 | 0 | 0 | 0 | 0 | 0 | 0 | 0 | 0 | 0 | 0 | 0 | 0 | 0 | 0 | 0 | 0 | 0 | 0 | 0 | 0 | 0 | 0 | 0 | 0 | 0 | 0 | 0 | 0 | 0 | 0 | 0 | 0 | 0 | 0 | 0 | 0 | 0 | 0 | 0 | 0 | 0 | 0 | 0 | 0 | 0 | 0 | 0 | 0 | 0 | 0 | 0 | 0 | 5 |  | 0 | 0 | 0 | 0 | 0 | 0 | 0 | 0 | 0 | 0 | 0 | 0 | 0 | 0 | 0 | 0 | 0 | 0 | 0 | 0 | 0 | 0 | 0 | 0 | 0 | 0 | 0 | 0 | 0 | 0 | 0 | 0 | 0 | 0 | 0 | 0 | 826.21 | 1748.17 | 2202.4044 | San Luis Rey-San Onofre 230 kV line constraint | Silvergate-Old Town 230 kV constraint | Silvergate-Old Town 230 kV constraint |  | 0 | 0 | 0 | 0 | 0 | 0 | 826.21 | 1748.17 | 2202.4044 | San Luis Rey-San Onofre 230 kV line constraint | Silvergate-Old Town 230 kV constraint | Silvergate-Old Town 230 kV constraint |  | 1 | 1 | NO | 1 | 1 | 1 | NO | 1
EOP | Beatty | 138 | 0 | 0 | 0 | 0 | 0 | 0 | 0 | 0 | 0 | 0 | 0 | 0 | 0 | 0 | 0 | 0 | 0 | 0 | 0 | 0 | 0 | 0 | 1 | 1 | 1 | 0 | 0 | 0 | 0 | 0 | 0 | 0 | 0 | 0 | 0 | 0 | 0 | 0 | 0 | 0 | 0 | 0 | 0 | 0 | 0 | 0 | 0 | 0 | 0 | 0 | 0 | 0 | 0 | 0 | 0 | 0 | 0 | 0 | 0 | 0 | 0 | 0 | 0 | 0 | 0 | 0 | 0 | 0 | 0 | 0 | 0 | 0 | 0 | 0 | 0 | 0 | 0 | 0 | 0 | 0 | 0 | 0 | 0 | 0 | 0 | 0 | 0 | 0 | 0 | 0 | 0 | 0 | 0 | 0 | 0 | 0 | 0 | 2 |  | 0 | 0 | 0 | 0 | 0 | 0 | 0 | 0 | 0 | 0 | 0 | 0 | 0 | 0 | 0 | 0 | 0 | 0 | 0 | 0 | 0 | 0 | 0 | 0 | 0 | 0 | 0 | 0 | 0 | 0 | 1 | 0 | 0 | 0 | 0 | 0 | -236.375 | 1704.39 | 2601.53 | Lugo - Victorville area constraint | Sloan Canyon - Eldorado 500 kV constraint | GLW 230kV area constraint |  | 1 | 0 | 0 | 0 | 0 | 0 | -236.375 | 1704.39 | 2601.53 | Lugo - Victorville area constraint | Sloan Canyon - Eldorado 500 kV constraint | GLW 230kV area constraint |  | 5 | 5 | NO | 5 | 1 | 1 | NO | 1
EOP | Beatty | 230 | 0 | 0 | 0 | 0 | 0 | 0 | 0 | 0 | 0 | 0 | 0 | 0 | 0 | 0 | 0 | 0 | 0 | 0 | 0 | 0 | 0 | 0 | 1 | 1 | 1 | 0 | 0 | 0 | 0 | 0 | 0 | 0 | 0 | 0 | 0 | 0 | 0 | 0 | 0 | 0 | 0 | 0 | 0 | 0 | 0 | 0 | 0 | 0 | 0 | 0 | 0 | 0 | 0 | 0 | 0 | 0 | 0 | 0 | 0 | 0 | 0 | 0 | 0 | 0 | 0 | 0 | 0 | 0 | 0 | 0 | 0 | 0 | 0 | 0 | 0 | 0 | 0 | 0 | 0 | 0 | 0 | 0 | 0 | 0 | 0 | 0 | 0 | 0 | 0 | 0 | 0 | 0 | 0 | 0 | 0 | 0 | 0 | 2 |  | 0 | 0 | 0 | 0 | 0 | 0 | 0 | 0 | 0 | 0 | 0 | 0 | 0 | 0 | 0 | 400 | 0 | 0 | 0 | 0 | 0 | 0 | 0 | 0 | 0 | 0 | 0 | 0 | 0 | 1 | 1 | 0 | 0 | 0 | 0 | 0 | -236.375 | 1704.39 | 2601.53 | Lugo - Victorville area constraint | Sloan Canyon - Eldorado 500 kV constraint | GLW 230kV area constraint |  | 1 | 0 | 0 | 0 | 0 | 0 | -236.375 | 1704.39 | 2601.53 | Lugo - Victorville area constraint | Sloan Canyon - Eldorado 500 kV constraint | GLW 230kV area constraint |  | 5 | 5 | NO | 5 | 1 | 1 | NO | 1
PG&E NGBA | Belden | 230 | 0 | 0 | 0 | 0 | 0 | 0 | 0 | 0 | 0 | 0 | 0 | 0 | 0 | 0 | 0 | 0 | 0 | 0 | 0 | 0 | 0 | 0 | 0 | 0 | 0 | 0 | 0 | 0 | 0 | 0 | 0 | 0 | 0 | 0 | 0 | 0 | 0 | 0 | 0 | 1 | 1 | 0 | 1 | 0 | 1 | 1 | 1 | 1 | 0 | 0 | 0 | 0 | 0 | 0 | 0 | 0 | 0 | 0 | 0 | 1 | 1 | 0 | 0 | 0 | 0 | 0 | 0 | 0 | 0 | 0 | 0 | 0 | 0 | 0 | 0 | 0 | 0 | 0 | 0 | 0 | 0 | 0 | 0 | 0 | 0 | 0 | 0 | 0 | 0 | 0 | 0 | 0 | 0 | 0 | 0 | 0 | 0 | 0 |  | 0 | 0 | 0 | 0 | 0 | 0 | 0 | 0 | 0 | 0 | 0 | 0 | 0 | 0 | 0 | 0 | 0 | 0 | 0 | 0 | 0 | 0 | 0 | 0 | 0 | 0 | 0 | 0 | 0 | 0 | 2 | 0 | 0 | 0 | 0 | 0 | -599.505 | 31.5 | 32.84 | Collinsville-Tesla 500 kV Line | Rocklin-Pleaseant grove 115kV line | Woodland- Davis 115kV line |  | 0 | 0 | 0 | 0 | 0 | 0 | 31.5 | 31.5 | 32.84 | Rocklin-Pleaseant grove 115kV line | Rocklin-Pleaseant grove 115kV line | Woodland- Davis 115kV line |  | 5 | 1 | YES | 2 | 1 | 1 | NO | 1
PG&E NGBA | Bell | 115 | 0 | 0 | 0 | 0 | 0 | 0 | 0 | 0 | 0 | 0 | 0 | 0 | 0 | 0 | 0 | 0 | 0 | 0 | 0 | 0 | 0 | 0 | 0 | 0 | 0 | 0 | 0 | 0 | 0 | 0 | 0 | 0 | 0 | 0 | 0 | 0 | 0 | 0 | 0 | 1 | 0 | 0 | 0 | 0 | 0 | 1 | 0 | 1 | 0 | 0 | 0 | 0 | 0 | 0 | 0 | 0 | 0 | 0 | 0 | 1 | 1 | 0 | 0 | 0 | 0 | 0 | 0 | 0 | 0 | 0 | 0 | 0 | 0 | 0 | 0 | 0 | 0 | 0 | 0 | 0 | 0 | 0 | 0 | 0 | 0 | 0 | 0 | 0 | 0 | 0 | 0 | 0 | 0 | 0 | 0 | 0 | 0 | 0 |  | 0 | 0 | 0 | 0 | 0 | 0 | 0 | 0 | 0 | 0 | 0 | 0 | 0 | 0 | 0 | 0 | 0 | 0 | 0 | 0 | 0 | 0 | 0 | 0 | 0 | 0 | 0 | 0 | 0 | 0 | 2 | 0 | 0 | 0 | 0 | 0 | -599.505 | 389.5959 | 919.2036 | Collinsville-Tesla 500 kV Line | Bellota-Weber 230kV line | Rio Oso-Lockeford 230kV line |  | 0 | 0 | 0 | 0 | 0 | 0 | 167.2185 | 686.7 | 919.2036 | Bellota-Weber 230kV line | Eight Mile-Tesla 230 kV line | Rio Oso-Lockeford 230kV line |  | 5 | 1 | YES | 2 | 1 | 1 | NO | 1
PG&E NGBA | Bellevue | 115 | 0 | 0 | 0 | 0 | 0 | 0 | 0 | 0 | 0 | 0 | 0 | 0 | 0 | 0 | 0 | 0 | 0 | 0 | 0 | 0 | 0 | 0 | 0 | 0 | 0 | 0 | 0 | 0 | 0 | 0 | 0 | 0 | 0 | 0 | 0 | 0 | 0 | 0 | 0 | 1 | 0 | 0 | 0 | 0 | 0 | 0 | 0 | 0 | 0 | 0 | 0 | 0 | 1 | 0 | 0 | 0 | 0 | 0 | 0 | 0 | 0 | 0 | 0 | 0 | 0 | 0 | 1 | 0 | 0 | 0 | 0 | 0 | 0 | 0 | 0 | 0 | 0 | 0 | 0 | 0 | 0 | 0 | 0 | 0 | 0 | 0 | 0 | 0 | 0 | 0 | 0 | 0 | 0 | 0 | 0 | 0 | 0 | 1 |  | 0 | 0 | 0 | 0 | 0 | 0 | 0 | 0 | 0 | 0 | 0 | 0 | 0 | 0 | 0 | 0 | 0 | 0 | 0 | 0 | 0 | 0 | 0 | 0 | 0 | 0 | 0 | 0 | 0 | 0 | 2 | 0 | 0 | 0 | 0 | 0 | -599.505 | 125.773 | 944.182 | Collinsville-Tesla 500 kV Line | Birds Landing-Contra Costa 230kV Line | Birds Landing-Contra Costa 230kV Line |  | 1 | 0 | 0 | 0 | 0 | 0 | -199.275 | 125.773 | 944.182 | Birds Landing-Contra Costa 230kV Line | Birds Landing-Contra Costa 230kV Line | Birds Landing-Contra Costa 230kV Line |  | 5 | 5 | NO | 5 | 1 | 1 | NO | 1
PG&E GBA | Bellota | 115 | 0 | 0 | 0 | 0 | 0 | 0 | 0 | 0 | 0 | 0 | 0 | 0 | 0 | 0 | 0 | 0 | 0 | 0 | 0 | 0 | 0 | 0 | 0 | 0 | 0 | 0 | 0 | 0 | 0 | 0 | 0 | 0 | 0 | 0 | 0 | 0 | 0 | 0 | 0 | 0 | 0 | 0 | 0 | 0 | 0 | 1 | 0 | 0 | 0 | 0 | 0 | 0 | 0 | 0 | 0 | 0 | 0 | 1 | 0 | 1 | 1 | 0 | 0 | 0 | 0 | 0 | 0 | 0 | 0 | 0 | 0 | 0 | 0 | 0 | 0 | 0 | 0 | 0 | 0 | 0 | 0 | 0 | 0 | 0 | 0 | 0 | 0 | 0 | 0 | 0 | 0 | 0 | 0 | 0 | 0 | 0 | 0 | 0 |  | 0 | 2.8 | 0 | 0 | 0 | 0 | 0 | 0 | 0 | 0 | 0 | 0 | 0 | 0 | 1 | 0 | 2.8 | 0 | 0 | 0 | 0 | 0 | 0 | 0 | 0 | 0 | 0 | 0 | 0 | 1 | 1 | 0 | 0 | 0 | 0 | 0 | -292.7815 | 181.7909 | 692.3714 | Bellota-Weber 230kV line | Kasson Jct-Heinz 115 kV line | Kasson Jct-Heinz 115 kV line |  | 0 | 0 | 0 | 0 | 0 | 0 | 77.2685 | 181.7909 | 692.3714 | Kasson Jct-Heinz 115 kV line | Kasson Jct-Heinz 115 kV line | Kasson Jct-Heinz 115 kV line |  | 5 | 1 | YES | 2 | 1 | 1 | NO | 1
PG&E GBA | Bellota | 230 | 0 | 0 | 0 | 0 | 0 | 0 | 0 | 0 | 0 | 0 | 0 | 0 | 0 | 0 | 0 | 0 | 0 | 0 | 0 | 0 | 0 | 0 | 0 | 0 | 0 | 0 | 0 | 0 | 0 | 0 | 0 | 0 | 0 | 0 | 0 | 0 | 0 | 0 | 0 | 0 | 0 | 0 | 0 | 0 | 0 | 1 | 0 | 0 | 0 | 0 | 0 | 0 | 0 | 0 | 0 | 0 | 0 | 0 | 0 | 1 | 1 | 0 | 0 | 0 | 0 | 0 | 0 | 0 | 0 | 0 | 0 | 0 | 0 | 0 | 0 | 0 | 0 | 0 | 0 | 0 | 0 | 0 | 0 | 0 | 0 | 0 | 0 | 0 | 0 | 0 | 0 | 0 | 0 | 0 | 0 | 0 | 0 | 0 |  | 0 | 0 | 0 | 0 | 0 | 0 | 0 | 0 | 0 | 0 | 0 | 0 | 0 | 0 | 0 | 0 | 0 | 0 | 0 | 0 | 0 | 0 | 0 | 0 | 0 | 0 | 0 | 0 | 310 | 1 | 1 | 0 | 0 | 0 | 0 | 0 | -292.7815 | 389.5959 | 2840.2422 | Bellota-Weber 230kV line | Bellota-Weber 230kV line | Bellota-Weber 230kV line |  | 0 | 0 | 0 | 0 | 0 | 0 | 167.2185 | 686.7 | 2840.2422 | Bellota-Weber 230kV line | Eight Mile-Tesla 230 kV line | Bellota-Weber 230kV line |  | 5 | 1 | YES | 2 | 1 | 1 | NO | 1
SCE Northern | Big Creek | 230 | 1 | 0 | 1 | 0 | 0 | 1 | 1 | 0 | 0 | 0 | 0 | 0 | 0 | 0 | 0 | 0 | 0 | 0 | 0 | 0 | 0 | 0 | 0 | 0 | 0 | 0 | 0 | 0 | 0 | 0 | 0 | 0 | 0 | 0 | 0 | 0 | 0 | 0 | 0 | 0 | 0 | 0 | 0 | 0 | 0 | 0 | 0 | 0 | 0 | 0 | 0 | 0 | 0 | 0 | 0 | 0 | 0 | 0 | 0 | 0 | 0 | 0 | 0 | 0 | 0 | 0 | 0 | 0 | 0 | 0 | 0 | 0 | 0 | 0 | 0 | 0 | 0 | 0 | 0 | 0 | 0 | 0 | 0 | 0 | 0 | 0 | 0 | 0 | 0 | 0 | 0 | 0 | 0 | 0 | 0 | 0 | 0 | 0 |  | 0 | 0 | 0 | 0 | 0 | 0 | 0 | 0 | 0 | 0 | 0 | 0 | 0 | 0 | 0 | 0 | 0 | 0 | 0 | 0 | 0 | 0 | 0 | 0 | 0 | 0 | 0 | 0 | 0 | 0 | 0 | 0 | 0 | 0 | 0 | 0 | 170.75 | 211 | 1624.14 | North of Magunden Constraint | North of Magunden Constraint | North of Magunden Constraint |  | 0 | 0 | 0 | 0 | 0 | 0 | 170.75 | 211 | 1624.14 | North of Magunden Constraint | North of Magunden Constraint | North of Magunden Constraint |  | 1 | 1 | NO | 1 | 1 | 1 | NO | 1
PG&E FRESNO | Biola | 70 | 0 | 0 | 0 | 0 | 0 | 0 | 0 | 0 | 0 | 0 | 0 | 0 | 0 | 0 | 0 | 0 | 0 | 0 | 0 | 0 | 0 | 0 | 0 | 0 | 0 | 0 | 0 | 0 | 0 | 0 | 0 | 0 | 0 | 0 | 0 | 0 | 0 | 0 | 0 | 0 | 0 | 0 | 0 | 0 | 0 | 0 | 0 | 0 | 0 | 0 | 0 | 0 | 0 | 0 | 0 | 0 | 0 | 0 | 0 | 0 | 0 | 0 | 0 | 0 | 0 | 0 | 0 | 0 | 0 | 0 | 0 | 0 | 0 | 0 | 0 | 0 | 0 | 0 | 0 | 1 | 0 | 1 | 1 | 1 | 0 | 1 | 0 | 1 | 0 | 0 | 0 | 0 | 1 | 0 | 0 | 0 | 0 | 1 |  | 0 | 0 | 0 | 0 | 0 | 0 | 0 | 0 | 0 | 0 | 0 | 0 | 0 | 0 | 0 | 0 | 0 | 0 | 0 | 0 | 0 | 0 | 0 | 0 | 0 | 0 | 0 | 0 | 0 | 0 | 1 | 0 | 1 | 0 | 1 | 0 | -426.65 | -276.45 | -39.4574 | Chowchilla-Le grand 115kV Line | Chowchilla-Le grand 115kV Line | Chowchilla-Le grand 115kV Line |  | 0 | 0 | 0 | 0 | 0 | 0 | 357.85 | 369.35 | 28.4626 | Oro Loma-El Nido 115kV Line | Oro Loma-El Nido 115kV Line | Oro Loma-El Nido 115kV Line |  | 5 | 1 | YES | 2 | 5 | 1 | YES | 2
PG&E GBA | Birds Landing | 230 | 0 | 0 | 0 | 0 | 0 | 0 | 0 | 0 | 0 | 0 | 0 | 0 | 0 | 0 | 0 | 0 | 0 | 0 | 0 | 0 | 0 | 0 | 0 | 0 | 0 | 0 | 0 | 0 | 0 | 0 | 0 | 0 | 0 | 0 | 0 | 0 | 0 | 0 | 0 | 1 | 0 | 0 | 0 | 0 | 0 | 0 | 0 | 0 | 0 | 0 | 0 | 0 | 0 | 1 | 1 | 1 | 0 | 0 | 1 | 1 | 0 | 0 | 0 | 0 | 0 | 1 | 1 | 0 | 0 | 0 | 0 | 0 | 0 | 0 | 0 | 0 | 0 | 0 | 0 | 0 | 0 | 0 | 0 | 0 | 0 | 0 | 0 | 0 | 0 | 0 | 0 | 0 | 0 | 0 | 0 | 0 | 0 | 0 |  | 0 | 0 | 0 | 0 | 0 | 0 | 0 | 0 | 0 | 0 | 0 | 0 | 0 | 0 | 0 | 0 | 0 | 234.8 | 107 | 0 | 0 | 0 | 0 | 0 | 0 | 150 | 0 | 25 | 0 | 1 | 3 | 0 | 1 | 0 | 0 | 0 | -861.825 | -176.859 | 944.182 | Windmaster-Delta pumps 230 kV line | Windmaster-Delta pumps 230 kV line | Birds Landing-Contra Costa 230kV Line |  | 1 | 0 | 0 | 0 | 0 | 0 | -199.275 | 125.773 | 944.182 | Birds Landing-Contra Costa 230kV Line | Birds Landing-Contra Costa 230kV Line | Birds Landing-Contra Costa 230kV Line |  | 5 | 5 | NO | 5 | 1 | 1 | NO | 1
SCE Northern | Bliss | 66 | 1 | 0 | 1 | 0 | 0 | 1 | 1 | 0 | 0 | 0 | 0 | 0 | 0 | 0 | 0 | 0 | 0 | 0 | 0 | 0 | 0 | 0 | 0 | 0 | 0 | 0 | 0 | 0 | 0 | 0 | 0 | 0 | 0 | 0 | 0 | 0 | 0 | 0 | 0 | 0 | 0 | 0 | 0 | 0 | 0 | 0 | 0 | 0 | 0 | 0 | 0 | 0 | 0 | 0 | 0 | 0 | 0 | 0 | 0 | 0 | 0 | 0 | 0 | 0 | 0 | 0 | 0 | 0 | 0 | 0 | 0 | 0 | 0 | 0 | 0 | 0 | 0 | 0 | 0 | 0 | 0 | 0 | 0 | 0 | 0 | 0 | 0 | 0 | 0 | 0 | 0 | 0 | 0 | 0 | 0 | 0 | 0 | 0 |  | 0 | 0 | 0 | 0 | 0 | 0 | 0 | 0 | 0 | 0 | 0 | 0 | 0 | 0 | 0 | 0 | 0 | 0 | 0 | 0 | 0 | 0 | 0 | 0 | 0 | 0 | 0 | 0 | 0 | 0 | 0 | 0 | 0 | 0 | 0 | 0 | 170.75 | 211 | 1624.14 | North of Magunden Constraint | North of Magunden Constraint | North of Magunden Constraint |  | 0 | 0 | 0 | 0 | 0 | 0 | 170.75 | 211 | 1624.14 | North of Magunden Constraint | North of Magunden Constraint | North of Magunden Constraint |  | 1 | 1 | NO | 1 | 1 | 1 | NO | 1
SCE Eastern | Blythe | 161 | 0 | 0 | 0 | 0 | 0 | 0 | 0 | 0 | 0 | 0 | 0 | 0 | 0 | 0 | 0 | 0 | 0 | 0 | 1 | 0 | 0 | 0 | 0 | 0 | 0 | 0 | 0 | 0 | 0 | 0 | 0 | 1 | 1 | 0 | 0 | 0 | 0 | 0 | 0 | 0 | 0 | 0 | 0 | 0 | 0 | 0 | 0 | 0 | 0 | 0 | 0 | 0 | 0 | 0 | 0 | 0 | 0 | 0 | 0 | 0 | 0 | 0 | 0 | 0 | 0 | 0 | 0 | 0 | 0 | 0 | 0 | 0 | 0 | 0 | 0 | 0 | 0 | 0 | 0 | 0 | 0 | 0 | 0 | 0 | 0 | 0 | 0 | 0 | 0 | 0 | 0 | 0 | 0 | 0 | 0 | 0 | 0 | 2 |  | 0 | 0 | 0 | 0 | 0 | 0 | 0 | 0 | 0 | 0 | 0 | 0 | 0 | 0 | 0 | 0 | 0 | 0 | 0 | 0 | 0 | 0 | 0 | 0 | 0 | 160 | 160 | 0 | 0 | 1 | 1 | 0 | 1 | 0 | 0 | 1 | -840 | -685 | -51.3 | Eagle Mountain Constraint | Eagle Mountain Constraint | Eagle Mountain Constraint |  | 1 | 1 | 0 | 1 | 0 | 1 | -240 | -85 | -51.3 | Eagle Mountain Constraint | Eagle Mountain Constraint | Eagle Mountain Constraint |  | 5 | 5 | NO | 5 | 3 | 3 | NO | 3
PG&E NGBA | Bogue | 115 | 0 | 0 | 0 | 0 | 0 | 0 | 0 | 0 | 0 | 0 | 0 | 0 | 0 | 0 | 0 | 0 | 0 | 0 | 0 | 0 | 0 | 0 | 0 | 0 | 0 | 0 | 0 | 0 | 0 | 0 | 0 | 0 | 0 | 0 | 0 | 0 | 0 | 0 | 0 | 1 | 0 | 0 | 0 | 0 | 1 | 1 | 1 | 1 | 0 | 0 | 0 | 0 | 0 | 0 | 0 | 0 | 0 | 0 | 0 | 1 | 1 | 0 | 0 | 0 | 0 | 0 | 0 | 0 | 0 | 0 | 0 | 0 | 0 | 0 | 0 | 0 | 0 | 0 | 0 | 0 | 0 | 0 | 0 | 0 | 0 | 0 | 0 | 0 | 0 | 0 | 0 | 0 | 0 | 0 | 0 | 0 | 0 | 0 |  | 0 | 0 | 0 | 0 | 0 | 0 | 0 | 0 | 0 | 0 | 0 | 0 | 0 | 0 | 0 | 0 | 0 | 0 | 0 | 0 | 0 | 0 | 0 | 0 | 0 | 0 | 0 | 0 | 0 | 0 | 2 | 0 | 0 | 0 | 0 | 0 | -599.505 | 31.5 | 81.4956 | Collinsville-Tesla 500 kV Line | Rocklin-Pleaseant grove 115kV line | Rocklin-Pleaseant grove 115kV line |  | 0 | 0 | 0 | 0 | 0 | 0 | 31.5 | 31.5 | 81.4956 | Rocklin-Pleaseant grove 115kV line | Rocklin-Pleaseant grove 115kV line | Rocklin-Pleaseant grove 115kV line |  | 5 | 1 | YES | 2 | 1 | 1 | NO | 1
PG&E FRESNO | Borden | 230 | 0 | 0 | 0 | 0 | 0 | 0 | 0 | 0 | 0 | 0 | 0 | 0 | 0 | 0 | 0 | 0 | 0 | 0 | 0 | 0 | 0 | 0 | 0 | 0 | 0 | 0 | 0 | 0 | 0 | 0 | 0 | 0 | 0 | 0 | 0 | 0 | 0 | 0 | 0 | 0 | 0 | 0 | 0 | 0 | 0 | 1 | 0 | 0 | 0 | 0 | 0 | 0 | 0 | 0 | 0 | 0 | 0 | 0 | 0 | 0 | 0 | 0 | 0 | 0 | 0 | 0 | 0 | 0 | 0 | 0 | 0 | 0 | 0 | 0 | 0 | 0 | 0 | 0 | 1 | 1 | 0 | 1 | 1 | 1 | 1 | 1 | 0 | 1 | 1 | 1 | 0 | 0 | 1 | 0 | 1 | 0 | 0 | 2 |  | 0 | 0 | 0 | 0 | 0 | 0 | 0 | 0 | 0 | 0 | 0 | 0 | 0 | 0 | 0 | 0 | 0 | 0 | 0 | 0 | 0 | 0 | 0 | 0 | 95 | 100 | 0 | 20 | 0 | 1 | 3 | 0 | 2 | 0 | 1 | 0 | -935.05 | -534.25 | -39.4574 | Borden-Storey #1 230kV line | Borden-Storey #1 230kV line | Chowchilla-Le grand 115kV Line |  | 0 | 0 | 0 | 0 | 0 | 0 | 167.2185 | 369.35 | 28.4626 | Bellota-Weber 230kV line | Oro Loma-El Nido 115kV Line | Oro Loma-El Nido 115kV Line |  | 5 | 1 | YES | 2 | 5 | 1 | YES | 2
PG&E FRESNO | Borden | 70 | 0 | 0 | 0 | 0 | 0 | 0 | 0 | 0 | 0 | 0 | 0 | 0 | 0 | 0 | 0 | 0 | 0 | 0 | 0 | 0 | 0 | 0 | 0 | 0 | 0 | 0 | 0 | 0 | 0 | 0 | 0 | 0 | 0 | 0 | 0 | 0 | 0 | 0 | 0 | 0 | 0 | 0 | 0 | 0 | 0 | 1 | 0 | 0 | 0 | 0 | 0 | 0 | 0 | 0 | 0 | 0 | 0 | 0 | 0 | 0 | 0 | 0 | 0 | 0 | 0 | 0 | 0 | 0 | 0 | 0 | 0 | 0 | 0 | 0 | 0 | 0 | 0 | 0 | 1 | 0 | 0 | 1 | 1 | 1 | 1 | 1 | 0 | 1 | 1 | 1 | 0 | 0 | 1 | 0 | 1 | 0 | 0 | 2 |  | 0 | 0 | 0 | 0 | 0 | 0 | 0 | 0 | 0 | 0 | 0 | 0 | 0 | 0 | 0 | 0 | 0 | 0 | 0 | 0 | 0 | 0 | 0 | 4.5 | 0 | 0 | 0 | 0 | 0 | 1 | 3 | 0 | 2 | 0 | 1 | 0 | -935.05 | -534.25 | -39.4574 | Borden-Storey #1 230kV line | Borden-Storey #1 230kV line | Chowchilla-Le grand 115kV Line |  | 0 | 0 | 0 | 0 | 0 | 0 | 167.2185 | 369.35 | 28.4626 | Bellota-Weber 230kV line | Oro Loma-El Nido 115kV Line | Oro Loma-El Nido 115kV Line |  | 5 | 1 | YES | 2 | 5 | 1 | YES | 2
SDGE | Boulevard East | 138 | 0 | 0 | 0 | 0 | 0 | 0 | 0 | 0 | 0 | 0 | 0 | 0 | 0 | 0 | 0 | 0 | 0 | 0 | 0 | 0 | 0 | 0 | 0 | 0 | 0 | 0 | 0 | 0 | 0 | 0 | 1 | 0 | 1 | 0 | 0 | 1 | 1 | 0 | 0 | 0 | 0 | 0 | 0 | 0 | 0 | 0 | 0 | 0 | 0 | 0 | 0 | 0 | 0 | 0 | 0 | 0 | 0 | 0 | 0 | 0 | 0 | 0 | 0 | 0 | 0 | 0 | 0 | 0 | 0 | 0 | 0 | 0 | 0 | 0 | 0 | 0 | 0 | 0 | 0 | 0 | 0 | 0 | 0 | 0 | 0 | 0 | 0 | 0 | 0 | 0 | 0 | 0 | 0 | 0 | 0 | 0 | 0 | 4 |  | 0 | 0 | 0 | 0 | 0 | 0 | 0 | 0 | 0 | 0 | 0 | 0 | 0 | 0 | 0 | 0 | 0 | 60 | 3.3 | 0 | 0 | 0 | 0 | 0 | 0 | 0 | 0 | 0 | 0 | 1 | 0 | 0 | 0 | 0 | 0 | 0 | 826.21 | 1748.17 | 2202.4044 | San Luis Rey-San Onofre 230 kV line constraint | Silvergate-Old Town 230 kV constraint | Silvergate-Old Town 230 kV constraint |  | 0 | 0 | 0 | 0 | 0 | 0 | 826.21 | 1748.17 | 2202.4044 | San Luis Rey-San Onofre 230 kV line constraint | Silvergate-Old Town 230 kV constraint | Silvergate-Old Town 230 kV constraint |  | 1 | 1 | NO | 1 | 1 | 1 | NO | 1
SDGE | Boulevard East | 69 | 0 | 0 | 0 | 0 | 0 | 0 | 0 | 0 | 0 | 0 | 0 | 0 | 0 | 0 | 0 | 0 | 0 | 0 | 0 | 0 | 0 | 0 | 0 | 0 | 0 | 0 | 0 | 0 | 0 | 0 | 1 | 0 | 1 | 0 | 0 | 1 | 1 | 0 | 0 | 0 | 0 | 0 | 0 | 0 | 0 | 0 | 0 | 0 | 0 | 0 | 0 | 0 | 0 | 0 | 0 | 0 | 0 | 0 | 0 | 0 | 0 | 0 | 0 | 0 | 0 | 0 | 0 | 0 | 0 | 0 | 0 | 0 | 0 | 0 | 0 | 0 | 0 | 0 | 0 | 0 | 0 | 0 | 0 | 0 | 0 | 0 | 0 | 0 | 0 | 0 | 0 | 0 | 0 | 0 | 0 | 0 | 0 | 4 |  | 0 | 0 | 0 | 0 | 0 | 0 | 0 | 0 | 0 | 0 | 0 | 0 | 0 | 0 | 0 | 0 | 0 | 0 | 0 | 0 | 0 | 0 | 0 | 0 | 0 | 40 | 27.15 | 0 | 0 | 1 | 0 | 0 | 0 | 0 | 0 | 0 | 826.21 | 1748.17 | 2202.4044 | San Luis Rey-San Onofre 230 kV line constraint | Silvergate-Old Town 230 kV constraint | Silvergate-Old Town 230 kV constraint |  | 0 | 0 | 0 | 0 | 0 | 0 | 826.21 | 1748.17 | 2202.4044 | San Luis Rey-San Onofre 230 kV line constraint | Silvergate-Old Town 230 kV constraint | Silvergate-Old Town 230 kV constraint |  | 1 | 1 | NO | 1 | 1 | 1 | NO | 1
PG&E GBA | Brentwood | 230 | 0 | 0 | 0 | 0 | 0 | 0 | 0 | 0 | 0 | 0 | 0 | 0 | 0 | 0 | 0 | 0 | 0 | 0 | 0 | 0 | 0 | 0 | 0 | 0 | 0 | 0 | 0 | 0 | 0 | 0 | 0 | 0 | 0 | 0 | 0 | 0 | 0 | 0 | 0 | 1 | 0 | 0 | 0 | 0 | 0 | 0 | 0 | 0 | 0 | 0 | 0 | 0 | 0 | 1 | 1 | 1 | 0 | 0 | 1 | 1 | 0 | 0 | 0 | 0 | 0 | 1 | 0 | 0 | 0 | 0 | 0 | 0 | 0 | 0 | 0 | 0 | 0 | 0 | 0 | 0 | 0 | 0 | 0 | 0 | 0 | 0 | 0 | 0 | 0 | 0 | 0 | 0 | 0 | 0 | 0 | 0 | 0 | 0 |  | 0 | 0 | 0 | 0 | 0 | 0 | 0 | 0 | 0 | 0 | 0 | 0 | 0 | 0 | 0 | 0 | 0 | 0 | 0 | 0 | 0 | 0 | 0 | 2 | 0 | 0 | 0.8 | 0 | 0 | 1 | 2 | 0 | 1 | 0 | 0 | 0 | -861.825 | -176.859 | 3562.906 | Windmaster-Delta pumps 230 kV line | Windmaster-Delta pumps 230 kV line | Contra Costa- Windmaster 230 kV line |  | 0 | 0 | 0 | 0 | 0 | 0 | 387.075 | 743.023 | 3562.906 | Contra Costa- Windmaster 230 kV line | Contra Costa- Windmaster 230 kV line | Contra Costa- Windmaster 230 kV line |  | 5 | 1 | YES | 2 | 1 | 1 | NO | 1
PG&E NGBA | Bridgeville | 115 | 0 | 0 | 0 | 0 | 0 | 0 | 0 | 0 | 0 | 0 | 0 | 0 | 0 | 0 | 0 | 0 | 0 | 0 | 0 | 0 | 0 | 0 | 0 | 0 | 0 | 0 | 0 | 0 | 0 | 0 | 0 | 0 | 0 | 0 | 0 | 0 | 0 | 0 | 0 | 1 | 0 | 0 | 0 | 0 | 0 | 0 | 0 | 0 | 0 | 0 | 0 | 0 | 0 | 0 | 0 | 0 | 0 | 0 | 0 | 0 | 0 | 0 | 0 | 0 | 0 | 0 | 0 | 0 | 0 | 0 | 0 | 0 | 0 | 0 | 0 | 0 | 0 | 0 | 0 | 0 | 0 | 0 | 0 | 0 | 0 | 0 | 0 | 0 | 0 | 0 | 0 | 0 | 0 | 0 | 0 | 0 | 0 | 0 |  | 0 | 0 | 0 | 0 | 0 | 0 | 0 | 0 | 0 | 0 | 0 | 0 | 0 | 0 | 0 | 0 | 8 | 0 | 0 | 0 | 0 | 0 | 0 | 0 | 0 | 0 | 0 | 0 | 0 | 1 | 1 | 0 | 0 | 0 | 0 | 0 | -599.505 | 1292.236 | 5239.7208 | Collinsville-Tesla 500 kV Line | Collinsville-Tesla 500 kV Line | Collinsville-Tesla 500 kV Line |  | 0 | 0 | 0 | 0 | 0 | 0 | 8045.495 | 9937.236 | 5239.7208 | Collinsville-Tesla 500 kV Line | Collinsville-Tesla 500 kV Line | Collinsville-Tesla 500 kV Line |  | 5 | 1 | YES | 2 | 1 | 1 | NO | 1
PG&E NGBA | Brighton | 115 | 0 | 0 | 0 | 0 | 0 | 0 | 0 | 0 | 0 | 0 | 0 | 0 | 0 | 0 | 0 | 0 | 0 | 0 | 0 | 0 | 0 | 0 | 0 | 0 | 0 | 0 | 0 | 0 | 0 | 0 | 0 | 0 | 0 | 0 | 0 | 0 | 0 | 0 | 0 | 1 | 0 | 0 | 0 | 0 | 0 | 1 | 0 | 1 | 0 | 0 | 0 | 0 | 0 | 0 | 0 | 0 | 0 | 0 | 0 | 1 | 1 | 0 | 0 | 0 | 0 | 0 | 0 | 0 | 0 | 0 | 0 | 0 | 0 | 0 | 0 | 0 | 0 | 0 | 0 | 0 | 0 | 0 | 0 | 0 | 0 | 1 | 0 | 0 | 0 | 0 | 0 | 0 | 0 | 0 | 0 | 0 | 0 | 1 |  | 0 | 0 | 0 | 0 | 0 | 0 | 0 | 0 | 0 | 0 | 0 | 0 | 0 | 0 | 0 | 0 | 0 | 0 | 0 | 0 | 0 | 0 | 0 | 0 | 0 | 0 | 0 | 0 | 0 | 0 | 2 | 0 | 0 | 0 | 0 | 0 | -599.505 | 389.5959 | 919.2036 | Collinsville-Tesla 500 kV Line | Bellota-Weber 230kV line | Rio Oso-Lockeford 230kV line |  | 0 | 0 | 0 | 0 | 0 | 0 | 167.2185 | 686.7 | 919.2036 | Bellota-Weber 230kV line | Eight Mile-Tesla 230 kV line | Rio Oso-Lockeford 230kV line |  | 5 | 1 | YES | 2 | 1 | 1 | NO | 1
PG&E NGBA | Brighton | 230 | 0 | 0 | 0 | 0 | 0 | 0 | 0 | 0 | 0 | 0 | 0 | 0 | 0 | 0 | 0 | 0 | 0 | 0 | 0 | 0 | 0 | 0 | 0 | 0 | 0 | 0 | 0 | 0 | 0 | 0 | 0 | 0 | 0 | 0 | 0 | 0 | 0 | 0 | 0 | 1 | 0 | 0 | 0 | 0 | 0 | 1 | 0 | 1 | 0 | 0 | 0 | 0 | 0 | 0 | 0 | 0 | 0 | 0 | 0 | 1 | 1 | 0 | 0 | 0 | 0 | 0 | 0 | 0 | 0 | 0 | 0 | 0 | 0 | 0 | 0 | 0 | 0 | 0 | 0 | 0 | 0 | 0 | 0 | 0 | 0 | 1 | 0 | 0 | 0 | 0 | 0 | 0 | 0 | 0 | 0 | 0 | 0 | 1 |  | 0 | 0 | 0 | 0 | 0 | 0 | 0 | 0 | 0 | 0 | 0 | 0 | 0 | 0 | 0 | 0 | 0 | 0 | 0 | 0 | 0 | 0 | 0 | 0 | 0 | 0 | 0 | 0 | 0 | 0 | 2 | 0 | 0 | 0 | 0 | 0 | -599.505 | 389.5959 | 919.2036 | Collinsville-Tesla 500 kV Line | Bellota-Weber 230kV line | Rio Oso-Lockeford 230kV line |  | 0 | 0 | 0 | 0 | 0 | 0 | 167.2185 | 686.7 | 919.2036 | Bellota-Weber 230kV line | Eight Mile-Tesla 230 kV line | Rio Oso-Lockeford 230kV line |  | 5 | 1 | YES | 2 | 1 | 1 | NO | 1
PG&E NGBA | Brunswick | 115 | 0 | 0 | 0 | 0 | 0 | 0 | 0 | 0 | 0 | 0 | 0 | 0 | 0 | 0 | 0 | 0 | 0 | 0 | 0 | 0 | 0 | 0 | 0 | 0 | 0 | 0 | 0 | 0 | 0 | 0 | 0 | 0 | 0 | 0 | 0 | 0 | 0 | 0 | 0 | 1 | 0 | 0 | 1 | 0 | 0 | 1 | 1 | 1 | 0 | 0 | 0 | 0 | 0 | 0 | 0 | 0 | 0 | 0 | 0 | 1 | 1 | 0 | 0 | 0 | 0 | 0 | 0 | 0 | 0 | 0 | 0 | 0 | 0 | 0 | 0 | 0 | 0 | 0 | 0 | 0 | 0 | 0 | 0 | 0 | 0 | 0 | 0 | 0 | 0 | 0 | 0 | 0 | 0 | 0 | 0 | 0 | 0 | 0 |  | 0 | 0 | 0 | 0 | 0 | 0 | 0 | 0 | 0 | 0 | 0 | 0 | 0 | 0 | 0 | 0 | 0 | 0 | 0 | 0 | 0 | 0 | 0 | 1.9 | 0 | 0 | 0 | 0 | 0 | 1 | 2 | 0 | 0 | 0 | 0 | 0 | -599.505 | 297 | 329.548 | Collinsville-Tesla 500 kV Line | Bell-Placer 115kV Line | Bell-Placer 115kV Line |  | 0 | 0 | 0 | 0 | 0 | 0 | 167.2185 | 297 | 329.548 | Bellota-Weber 230kV line | Bell-Placer 115kV Line | Bell-Placer 115kV Line |  | 5 | 1 | YES | 2 | 1 | 1 | NO | 1
PG&E NGBA | Bucks Creek | 230 | 0 | 0 | 0 | 0 | 0 | 0 | 0 | 0 | 0 | 0 | 0 | 0 | 0 | 0 | 0 | 0 | 0 | 0 | 0 | 0 | 0 | 0 | 0 | 0 | 0 | 0 | 0 | 0 | 0 | 0 | 0 | 0 | 0 | 0 | 0 | 0 | 0 | 0 | 0 | 1 | 1 | 0 | 1 | 0 | 1 | 1 | 1 | 1 | 0 | 0 | 0 | 0 | 0 | 0 | 0 | 0 | 0 | 0 | 1 | 1 | 1 | 0 | 0 | 0 | 0 | 0 | 0 | 0 | 0 | 0 | 0 | 0 | 0 | 0 | 0 | 0 | 0 | 0 | 0 | 0 | 0 | 0 | 0 | 0 | 0 | 0 | 0 | 0 | 0 | 0 | 0 | 0 | 0 | 0 | 0 | 0 | 0 | 0 |  | 0 | 0 | 0 | 0 | 0 | 0 | 0 | 0 | 0 | 0 | 0 | 0 | 0 | 0 | 0 | 0 | 0 | 0 | 0 | 0 | 0 | 0 | 0 | 0 | 0 | 0 | 0 | 0 | 0 | 0 | 2 | 0 | 0 | 0 | 0 | 0 | -599.505 | 31.5 | 32.84 | Collinsville-Tesla 500 kV Line | Rocklin-Pleaseant grove 115kV line | Woodland- Davis 115kV line |  | 0 | 0 | 0 | 0 | 0 | 0 | 31.5 | 31.5 | 32.84 | Rocklin-Pleaseant grove 115kV line | Rocklin-Pleaseant grove 115kV line | Woodland- Davis 115kV line |  | 5 | 1 | YES | 2 | 1 | 1 | NO | 1
PG&E KERN | Buena Vista | 230 | 0 | 0 | 0 | 0 | 0 | 0 | 0 | 0 | 0 | 0 | 0 | 0 | 0 | 0 | 0 | 0 | 0 | 0 | 0 | 0 | 0 | 0 | 0 | 0 | 0 | 0 | 0 | 0 | 0 | 0 | 0 | 0 | 0 | 0 | 0 | 0 | 0 | 0 | 0 | 0 | 0 | 0 | 0 | 0 | 0 | 0 | 0 | 0 | 0 | 0 | 0 | 0 | 0 | 0 | 0 | 0 | 0 | 0 | 0 | 0 | 0 | 0 | 0 | 0 | 0 | 0 | 0 | 0 | 0 | 0 | 0 | 0 | 0 | 0 | 0 | 0 | 0 | 0 | 1 | 1 | 0 | 0 | 0 | 0 | 0 | 0 | 0 | 0 | 0 | 0 | 0 | 0 | 0 | 0 | 1 | 0 | 0 | 0 |  | 0 | 0 | 0 | 0 | 0 | 0 | 0 | 0 | 0 | 0 | 0 | 0 | 0 | 0 | 0 | 0 | 0 | 0 | 0 | 0 | 0 | 0 | 0 | 0 | 0 | 0 | 0 | 0 | 0 | 0 | 0 | 0 | 0 | 0 | 0 | 0 | 1038.735 | 2288.0197 | 855.1531 | Mustang-Henrietta 230 kV line | Mustang-Henrietta 230 kV line | Mustang-Henrietta 230 kV line |  | 0 | 0 | 0 | 0 | 0 | 0 | 1038.735 | 2288.0197 | 855.1531 | Mustang-Henrietta 230 kV line | Mustang-Henrietta 230 kV line | Mustang-Henrietta 230 kV line |  | 1 | 1 | NO | 1 | 1 | 1 | NO | 1
PG&E FRESNO | Bullard | 115 | 0 | 0 | 0 | 0 | 0 | 0 | 0 | 0 | 0 | 0 | 0 | 0 | 0 | 0 | 0 | 0 | 0 | 0 | 0 | 0 | 0 | 0 | 0 | 0 | 0 | 0 | 0 | 0 | 0 | 0 | 0 | 0 | 0 | 0 | 0 | 0 | 0 | 0 | 0 | 0 | 0 | 0 | 0 | 0 | 0 | 1 | 0 | 0 | 0 | 0 | 0 | 0 | 0 | 0 | 0 | 0 | 0 | 0 | 0 | 0 | 0 | 0 | 0 | 0 | 0 | 0 | 0 | 0 | 0 | 0 | 0 | 0 | 0 | 0 | 0 | 0 | 0 | 0 | 1 | 0 | 0 | 1 | 1 | 1 | 1 | 1 | 0 | 1 | 1 | 1 | 0 | 0 | 1 | 0 | 1 | 0 | 0 | 2 |  | 0 | 0 | 0 | 0 | 0 | 0 | 0 | 0 | 0 | 0 | 0 | 0 | 0 | 0 | 0 | 0 | 0 | 0 | 0 | 0 | 0 | 0 | 0 | 0 | 0 | 0 | 0 | 0 | 0 | 0 | 3 | 0 | 2 | 0 | 1 | 0 | -935.05 | -534.25 | -39.4574 | Borden-Storey #1 230kV line | Borden-Storey #1 230kV line | Chowchilla-Le grand 115kV Line |  | 0 | 0 | 0 | 0 | 0 | 0 | 167.2185 | 369.35 | 28.4626 | Bellota-Weber 230kV line | Oro Loma-El Nido 115kV Line | Oro Loma-El Nido 115kV Line |  | 5 | 1 | YES | 2 | 5 | 1 | YES | 2
PG&E GBA | Burlingame | 115 | 0 | 0 | 0 | 0 | 0 | 0 | 0 | 0 | 0 | 0 | 0 | 0 | 0 | 0 | 0 | 0 | 0 | 0 | 0 | 0 | 0 | 0 | 0 | 0 | 0 | 0 | 0 | 0 | 0 | 0 | 0 | 0 | 0 | 0 | 0 | 0 | 0 | 0 | 0 | 1 | 0 | 0 | 0 | 0 | 0 | 0 | 0 | 0 | 0 | 0 | 0 | 0 | 1 | 0 | 0 | 0 | 0 | 0 | 0 | 0 | 0 | 0 | 0 | 0 | 0 | 0 | 0 | 0 | 0 | 0 | 0 | 0 | 0 | 0 | 0 | 0 | 0 | 0 | 0 | 0 | 0 | 0 | 0 | 0 | 0 | 0 | 0 | 0 | 0 | 0 | 0 | 0 | 0 | 0 | 0 | 0 | 0 | 1 |  | 0 | 0 | 0 | 0 | 0 | 0 | 0 | 0 | 0 | 0 | 0 | 0 | 0 | 0 | 0 | 0 | 0 | 0 | 0 | 0 | 0 | 0 | 0 | 0 | 0 | 0 | 0 | 0 | 0 | 0 | 1 | 0 | 0 | 0 | 0 | 0 | -599.505 | 1292.236 | 5177.468 | Collinsville-Tesla 500 kV Line | Collinsville-Tesla 500 kV Line | Sobrante-Moraga 230 kV line |  | 0 | 0 | 0 | 0 | 0 | 0 | 2658.375 | 2817.535 | 5177.468 | Sobrante-Moraga 230 kV line | Sobrante-Moraga 230 kV line | Sobrante-Moraga 230 kV line |  | 5 | 1 | YES | 2 | 1 | 1 | NO | 1
PG&E NGBA | Burney Forest | 230 | 0 | 0 | 0 | 0 | 0 | 0 | 0 | 0 | 0 | 0 | 0 | 0 | 0 | 0 | 0 | 0 | 0 | 0 | 0 | 0 | 0 | 0 | 0 | 0 | 0 | 0 | 0 | 0 | 0 | 0 | 0 | 0 | 0 | 0 | 0 | 0 | 0 | 0 | 0 | 1 | 0 | 0 | 0 | 1 | 0 | 0 | 0 | 0 | 0 | 0 | 0 | 0 | 0 | 0 | 0 | 0 | 0 | 0 | 0 | 0 | 0 | 0 | 0 | 0 | 0 | 0 | 0 | 0 | 0 | 0 | 0 | 0 | 0 | 0 | 0 | 0 | 0 | 0 | 0 | 0 | 0 | 0 | 0 | 0 | 0 | 0 | 0 | 0 | 0 | 0 | 0 | 0 | 0 | 0 | 0 | 0 | 0 | 0 |  | 0 | 2.88 | 0 | 0 | 0 | 0 | 0 | 0 | 0 | 0 | 0 | 0 | 0 | 0 | 1 | 0 | 13.88 | 0 | 0 | 0 | 0 | 0 | 0 | 0 | 0 | 0 | 0 | 0 | 0 | 1 | 2 | 0 | 1 | 0 | 0 | 1 | -599.505 | -40.48 | -114.78 | Collinsville-Tesla 500 kV Line | Carberry-Round Mountain 230kV Line | Carberry-Round Mountain 230kV Line |  | 1 | 1 | 0 | 1 | 0 | 1 | -76.48 | -14.48 | -89.78 | Carberry-Round Mountain 230kV Line | Carberry-Round Mountain 230kV Line | Carberry-Round Mountain 230kV Line |  | 5 | 5 | NO | 5 | 3 | 3 | NO | 3
PG&E NGBA | Butte | 115 | 0 | 0 | 0 | 0 | 0 | 0 | 0 | 0 | 0 | 0 | 0 | 0 | 0 | 0 | 0 | 0 | 0 | 0 | 0 | 0 | 0 | 0 | 0 | 0 | 0 | 0 | 0 | 0 | 0 | 0 | 0 | 0 | 0 | 0 | 0 | 0 | 0 | 0 | 0 | 1 | 0 | 0 | 0 | 0 | 0 | 0 | 0 | 0 | 0 | 0 | 0 | 0 | 0 | 0 | 0 | 0 | 0 | 0 | 0 | 0 | 0 | 0 | 0 | 0 | 0 | 0 | 0 | 0 | 0 | 0 | 0 | 0 | 0 | 0 | 0 | 0 | 0 | 0 | 0 | 0 | 0 | 0 | 0 | 0 | 0 | 0 | 0 | 0 | 0 | 0 | 0 | 0 | 0 | 0 | 0 | 0 | 0 | 0 |  | 0 | 0 | 0 | 0 | 0 | 0 | 0 | 0 | 0 | 0 | 0 | 0 | 0 | 0 | 0 | 0 | 0 | 0 | 0 | 0 | 0 | 0 | 0 | 0 | 0 | 0 | 0 | 0 | 0 | 0 | 1 | 0 | 0 | 0 | 0 | 0 | -599.505 | 1292.236 | 5239.7208 | Collinsville-Tesla 500 kV Line | Collinsville-Tesla 500 kV Line | Collinsville-Tesla 500 kV Line |  | 0 | 0 | 0 | 0 | 0 | 0 | 8045.495 | 9937.236 | 5239.7208 | Collinsville-Tesla 500 kV Line | Collinsville-Tesla 500 kV Line | Collinsville-Tesla 500 kV Line |  | 5 | 1 | YES | 2 | 1 | 1 | NO | 1
PG&E KERN | Cabrillo | 115 | 0 | 0 | 0 | 0 | 0 | 0 | 0 | 0 | 0 | 0 | 0 | 0 | 0 | 0 | 0 | 0 | 0 | 0 | 0 | 0 | 0 | 0 | 0 | 0 | 0 | 0 | 0 | 0 | 0 | 0 | 0 | 0 | 0 | 0 | 0 | 0 | 0 | 0 | 0 | 0 | 0 | 0 | 0 | 0 | 0 | 0 | 0 | 0 | 0 | 0 | 0 | 0 | 0 | 0 | 0 | 0 | 0 | 0 | 0 | 0 | 0 | 0 | 0 | 0 | 0 | 0 | 0 | 1 | 1 | 0 | 0 | 0 | 0 | 0 | 0 | 0 | 0 | 0 | 0 | 1 | 0 | 0 | 0 | 0 | 0 | 1 | 0 | 0 | 0 | 0 | 0 | 0 | 0 | 0 | 0 | 1 | 0 | 1 |  | 0 | 0 | 0 | 0 | 0 | 0 | 0 | 0 | 0 | 0 | 0 | 0 | 0 | 0 | 0 | 0 | 0 | 0 | 0 | 0 | 0 | 0 | 0 | 0 | 0 | 0 | 0 | 0 | 0 | 0 | 0 | 0 | 0 | 0 | 0 | 0 | 343.215 | 253.0117 | 390.175 | Cal Flat-Gates 230 kV line | Cal Flat-Gates 230 kV line | Cal Flat-Gates 230 kV line |  | 0 | 0 | 0 | 0 | 0 | 0 | 343.215 | 253.0117 | 390.175 | Cal Flat-Gates 230 kV line | Cal Flat-Gates 230 kV line | Cal Flat-Gates 230 kV line |  | 1 | 1 | NO | 1 | 1 | 1 | NO | 1
PG&E FRESNO | Cal Flats | 230 | 0 | 0 | 0 | 0 | 0 | 0 | 0 | 0 | 0 | 0 | 0 | 0 | 0 | 0 | 0 | 0 | 0 | 0 | 0 | 0 | 0 | 0 | 0 | 0 | 0 | 0 | 0 | 0 | 0 | 0 | 0 | 0 | 0 | 0 | 0 | 0 | 0 | 0 | 0 | 0 | 0 | 0 | 0 | 0 | 0 | 0 | 0 | 0 | 0 | 0 | 0 | 0 | 0 | 0 | 0 | 0 | 0 | 0 | 0 | 0 | 0 | 0 | 0 | 0 | 0 | 0 | 0 | 1 | 0 | 0 | 0 | 0 | 0 | 0 | 0 | 0 | 0 | 0 | 1 | 1 | 1 | 0 | 0 | 0 | 0 | 0 | 0 | 0 | 0 | 0 | 0 | 0 | 0 | 0 | 1 | 1 | 0 | 0 |  | 0 | 0 | 0 | 0 | 0 | 0 | 0 | 0 | 0 | 0 | 0 | 0 | 0 | 0 | 0 | 0 | 0 | 0 | 0 | 0 | 0 | 0 | 0 | 0 | 0 | 0 | 0 | 0 | 0 | 0 | 0 | 0 | 0 | 0 | 0 | 0 | 300.67 | 253.0117 | 267.1415 | Gates 230/70kV TB #5 | Cal Flat-Gates 230 kV line | Gates 230/70kV TB #5 |  | 0 | 0 | 0 | 0 | 0 | 0 | 300.67 | 253.0117 | 267.1415 | Gates 230/70kV TB #5 | Cal Flat-Gates 230 kV line | Gates 230/70kV TB #5 |  | 1 | 1 | NO | 1 | 1 | 1 | NO | 1
SCE NOL | Calcite | 230 | 0 | 0 | 0 | 0 | 0 | 0 | 0 | 0 | 0 | 0 | 0 | 0 | 0 | 1 | 1 | 0 | 0 | 0 | 0 | 0 | 0 | 0 | 0 | 0 | 0 | 0 | 0 | 0 | 0 | 0 | 0 | 0 | 0 | 0 | 0 | 0 | 0 | 0 | 0 | 0 | 0 | 0 | 0 | 0 | 0 | 0 | 0 | 0 | 0 | 0 | 0 | 0 | 0 | 0 | 0 | 0 | 0 | 0 | 0 | 0 | 0 | 0 | 0 | 0 | 0 | 0 | 0 | 0 | 0 | 0 | 0 | 0 | 0 | 0 | 0 | 0 | 0 | 0 | 0 | 0 | 0 | 0 | 0 | 0 | 0 | 0 | 0 | 0 | 0 | 0 | 0 | 0 | 0 | 0 | 0 | 0 | 0 | 1 |  | 0 | 0 | 0 | 0 | 0 | 0 | 0 | 0 | 0 | 0 | 0 | 0 | 0 | 0 | 0 | 0 | 0 | 0 | 0 | 0 | 0 | 0 | 0 | 0 | 200 | 200 | 0 | 92 | 0 | 1 | 0 | 0 | 0 | 0 | 0 | 0 | 107 | 65.5 | 270 | Calcite to Lugo Area Constraint | Calcite to Lugo Area Constraint | Calcite to Lugo Area Constraint |  | 0 | 0 | 0 | 0 | 0 | 0 | 107 | 65.5 | 270 | Calcite to Lugo Area Constraint | Calcite to Lugo Area Constraint | Calcite to Lugo Area Constraint |  | 1 | 1 | NO | 1 | 1 | 1 | NO | 1
PG&E KERN | Caliente | 230 | 0 | 0 | 0 | 0 | 0 | 0 | 0 | 0 | 0 | 0 | 0 | 0 | 0 | 0 | 0 | 0 | 0 | 0 | 0 | 0 | 0 | 0 | 0 | 0 | 0 | 0 | 0 | 0 | 0 | 0 | 0 | 0 | 0 | 0 | 0 | 0 | 0 | 0 | 0 | 0 | 0 | 0 | 0 | 0 | 0 | 0 | 0 | 0 | 0 | 0 | 0 | 0 | 0 | 0 | 0 | 0 | 0 | 0 | 0 | 0 | 0 | 0 | 0 | 0 | 0 | 0 | 0 | 1 | 0 | 0 | 0 | 0 | 0 | 0 | 0 | 0 | 0 | 0 | 1 | 1 | 0 | 0 | 0 | 0 | 0 | 0 | 0 | 0 | 0 | 0 | 0 | 0 | 0 | 0 | 1 | 1 | 0 | 0 |  | 0 | 0 | 0 | 0 | 0 | 0 | 0 | 0 | 0 | 0 | 0 | 0 | 0 | 0 | 0 | 0 | 0 | 0 | 0 | 0 | 0 | 0 | 0 | 0 | 0 | 0 | 0 | 0 | 0 | 0 | 0 | 0 | 0 | 0 | 0 | 0 | 343.215 | 253.0117 | 390.175 | Cal Flat-Gates 230 kV line | Cal Flat-Gates 230 kV line | Cal Flat-Gates 230 kV line |  | 0 | 0 | 0 | 0 | 0 | 0 | 343.215 | 253.0117 | 390.175 | Cal Flat-Gates 230 kV line | Cal Flat-Gates 230 kV line | Cal Flat-Gates 230 kV line |  | 1 | 1 | NO | 1 | 1 | 1 | NO | 1
PG&E FRESNO | California Ave | 115 | 0 | 0 | 0 | 0 | 0 | 0 | 0 | 0 | 0 | 0 | 0 | 0 | 0 | 0 | 0 | 0 | 0 | 0 | 0 | 0 | 0 | 0 | 0 | 0 | 0 | 0 | 0 | 0 | 0 | 0 | 0 | 0 | 0 | 0 | 0 | 0 | 0 | 0 | 0 | 0 | 0 | 0 | 0 | 0 | 0 | 0 | 0 | 0 | 0 | 0 | 0 | 0 | 0 | 0 | 0 | 0 | 0 | 0 | 0 | 0 | 0 | 0 | 0 | 0 | 0 | 0 | 0 | 0 | 1 | 0 | 0 | 0 | 0 | 0 | 0 | 0 | 0 | 0 | 0 | 1 | 0 | 1 | 0 | 1 | 0 | 1 | 0 | 0 | 0 | 0 | 0 | 0 | 0 | 0 | 0 | 0 | 0 | 1 |  | 0 | 0 | 0 | 0 | 0 | 0 | 0 | 0 | 0 | 0 | 0 | 0 | 0 | 0 | 0 | 0 | 0 | 0 | 0 | 0 | 0 | 0 | 0 | 0 | 0 | 0 | 0 | 0 | 0 | 0 | 1 | 0 | 1 | 0 | 1 | 0 | -426.65 | -276.45 | -39.4574 | Chowchilla-Le grand 115kV Line | Chowchilla-Le grand 115kV Line | Chowchilla-Le grand 115kV Line |  | 0 | 0 | 0 | 0 | 0 | 0 | 784.35 | 934.55 | 506.5426 | Chowchilla-Le grand 115kV Line | Chowchilla-Le grand 115kV Line | Chowchilla-Le grand 115kV Line |  | 5 | 1 | YES | 2 | 5 | 1 | YES | 2
PG&E KERN | Callender | 115 | 0 | 0 | 0 | 0 | 0 | 0 | 0 | 0 | 0 | 0 | 0 | 0 | 0 | 0 | 0 | 0 | 0 | 0 | 0 | 0 | 0 | 0 | 0 | 0 | 0 | 0 | 0 | 0 | 0 | 0 | 0 | 0 | 0 | 0 | 0 | 0 | 0 | 0 | 0 | 0 | 0 | 0 | 0 | 0 | 0 | 0 | 0 | 0 | 0 | 0 | 0 | 0 | 0 | 0 | 0 | 0 | 0 | 0 | 0 | 0 | 0 | 0 | 0 | 0 | 0 | 0 | 0 | 1 | 1 | 0 | 0 | 0 | 0 | 0 | 0 | 0 | 0 | 0 | 1 | 1 | 0 | 0 | 0 | 0 | 0 | 0 | 0 | 0 | 0 | 0 | 0 | 0 | 0 | 0 | 1 | 1 | 0 | 0 |  | 0 | 0 | 0 | 0 | 0 | 0 | 0 | 0 | 0 | 0 | 0 | 0 | 0 | 0 | 0 | 0 | 0 | 0 | 0 | 0 | 0 | 0 | 0 | 0 | 0 | 0 | 0 | 0 | 0 | 0 | 0 | 0 | 0 | 0 | 0 | 0 | 343.215 | 253.0117 | 390.175 | Cal Flat-Gates 230 kV line | Cal Flat-Gates 230 kV line | Cal Flat-Gates 230 kV line |  | 0 | 0 | 0 | 0 | 0 | 0 | 343.215 | 253.0117 | 390.175 | Cal Flat-Gates 230 kV line | Cal Flat-Gates 230 kV line | Cal Flat-Gates 230 kV line |  | 1 | 1 | NO | 1 | 1 | 1 | NO | 1
PG&E NGBA | Calpella | 115 | 0 | 0 | 0 | 0 | 0 | 0 | 0 | 0 | 0 | 0 | 0 | 0 | 0 | 0 | 0 | 0 | 0 | 0 | 0 | 0 | 0 | 0 | 0 | 0 | 0 | 0 | 0 | 0 | 0 | 0 | 0 | 0 | 0 | 0 | 0 | 0 | 0 | 0 | 0 | 1 | 0 | 1 | 0 | 0 | 0 | 0 | 0 | 0 | 0 | 0 | 0 | 0 | 1 | 0 | 1 | 1 | 0 | 0 | 0 | 0 | 0 | 0 | 0 | 0 | 0 | 0 | 1 | 0 | 0 | 0 | 0 | 0 | 0 | 0 | 0 | 0 | 0 | 0 | 0 | 0 | 0 | 0 | 0 | 0 | 0 | 0 | 0 | 0 | 0 | 0 | 0 | 0 | 0 | 0 | 0 | 0 | 0 | 1 |  | 0 | 0 | 0 | 0 | 0 | 0 | 0 | 0 | 0 | 0 | 0 | 0 | 0 | 0 | 0 | 0 | 10 | 0 | 0 | 0 | 0 | 0 | 0 | 4 | 0 | 0 | 4 | 0 | 0 | 1 | 2 | 0 | 0 | 0 | 0 | 0 | -599.505 | 125.773 | 944.182 | Collinsville-Tesla 500 kV Line | Birds Landing-Contra Costa 230kV Line | Birds Landing-Contra Costa 230kV Line |  | 1 | 0 | 0 | 0 | 0 | 0 | -199.275 | 125.773 | 944.182 | Birds Landing-Contra Costa 230kV Line | Birds Landing-Contra Costa 230kV Line | Birds Landing-Contra Costa 230kV Line |  | 5 | 5 | NO | 5 | 1 | 1 | NO | 1
PG&E GBA | Camanche | 230 | 0 | 0 | 0 | 0 | 0 | 0 | 0 | 0 | 0 | 0 | 0 | 0 | 0 | 0 | 0 | 0 | 0 | 0 | 0 | 0 | 0 | 0 | 0 | 0 | 0 | 0 | 0 | 0 | 0 | 0 | 0 | 0 | 0 | 0 | 0 | 0 | 0 | 0 | 0 | 0 | 0 | 0 | 0 | 0 | 0 | 1 | 0 | 0 | 0 | 0 | 0 | 0 | 0 | 0 | 0 | 0 | 0 | 0 | 0 | 1 | 1 | 0 | 0 | 0 | 0 | 0 | 0 | 0 | 0 | 0 | 0 | 0 | 0 | 0 | 0 | 0 | 0 | 0 | 0 | 0 | 0 | 0 | 0 | 0 | 0 | 0 | 0 | 0 | 0 | 0 | 0 | 0 | 0 | 0 | 0 | 0 | 0 | 0 |  | 0 | 0 | 0 | 0 | 0 | 0 | 0 | 0 | 0 | 0 | 0 | 0 | 0 | 0 | 0 | 0 | 0 | 0 | 0 | 0 | 0 | 0 | 0 | 0 | 0 | 0 | 0 | 0 | 0 | 0 | 1 | 0 | 0 | 0 | 0 | 0 | -292.7815 | 389.5959 | 2840.2422 | Bellota-Weber 230kV line | Bellota-Weber 230kV line | Bellota-Weber 230kV line |  | 0 | 0 | 0 | 0 | 0 | 0 | 167.2185 | 686.7 | 2840.2422 | Bellota-Weber 230kV line | Eight Mile-Tesla 230 kV line | Bellota-Weber 230kV line |  | 5 | 1 | YES | 2 | 1 | 1 | NO | 1
SDGE | Cameron | 69 | 0 | 0 | 0 | 0 | 0 | 0 | 0 | 0 | 0 | 0 | 0 | 0 | 0 | 0 | 0 | 0 | 0 | 0 | 0 | 0 | 0 | 0 | 0 | 0 | 0 | 0 | 0 | 1 | 0 | 1 | 1 | 0 | 1 | 0 | 0 | 0 | 1 | 0 | 0 | 0 | 0 | 0 | 0 | 0 | 0 | 0 | 0 | 0 | 0 | 0 | 0 | 0 | 0 | 0 | 0 | 0 | 0 | 0 | 0 | 0 | 0 | 0 | 0 | 0 | 0 | 0 | 0 | 0 | 0 | 0 | 0 | 0 | 0 | 0 | 0 | 0 | 0 | 0 | 0 | 0 | 0 | 0 | 0 | 0 | 0 | 0 | 0 | 0 | 0 | 0 | 0 | 0 | 0 | 0 | 0 | 0 | 0 | 3 |  | 0 | 0 | 0 | 0 | 0 | 0 | 0 | 0 | 0 | 0 | 0 | 0 | 0 | 0 | 0 | 0 | 0 | 0 | 0 | 0 | 0 | 0 | 0 | 0.84 | 0 | 0 | 0.46 | 0 | 0 | 1 | 0 | 0 | 0 | 0 | 0 | 0 | 159.09 | 195.045 | 299.0864 | Miguel 69 kV constraint | Miguel 69 kV constraint | Miguel 69 kV constraint |  | 0 | 0 | 0 | 0 | 0 | 0 | 159.09 | 195.045 | 299.0864 | Miguel 69 kV constraint | Miguel 69 kV constraint | Miguel 69 kV constraint |  | 1 | 1 | NO | 1 | 1 | 1 | NO | 1
SDGE | Cannon | 69 | 0 | 0 | 0 | 0 | 0 | 0 | 0 | 0 | 0 | 0 | 0 | 0 | 0 | 0 | 0 | 0 | 0 | 0 | 0 | 0 | 0 | 0 | 0 | 0 | 0 | 0 | 0 | 0 | 0 | 0 | 1 | 0 | 1 | 0 | 0 | 0 | 0 | 0 | 0 | 0 | 0 | 0 | 0 | 0 | 0 | 0 | 0 | 0 | 0 | 0 | 0 | 0 | 0 | 0 | 0 | 0 | 0 | 0 | 0 | 0 | 0 | 0 | 0 | 0 | 0 | 0 | 0 | 0 | 0 | 0 | 0 | 0 | 0 | 0 | 0 | 0 | 0 | 0 | 0 | 0 | 0 | 0 | 0 | 0 | 0 | 0 | 0 | 0 | 0 | 0 | 0 | 0 | 0 | 0 | 0 | 0 | 0 | 2 |  | 0 | 0 | 0 | 0 | 0 | 0 | 0 | 0 | 0 | 0 | 0 | 0 | 0 | 0 | 0 | 0 | 0 | 0 | 0 | 0 | 0 | 0 | 0 | 0 | 0 | 0 | 0 | 0 | 0 | 0 | 0 | 0 | 0 | 0 | 0 | 0 | 826.21 | 2219.805 | 8237.7844 | San Luis Rey-San Onofre 230 kV line constraint | San Luis Rey-San Onofre 230 kV line constraint | Encina - San Luis Rey 230 kV constraint |  | 0 | 0 | 0 | 0 | 0 | 0 | 826.21 | 2219.805 | 8237.7844 | San Luis Rey-San Onofre 230 kV line constraint | San Luis Rey-San Onofre 230 kV line constraint | Encina - San Luis Rey 230 kV constraint |  | 1 | 1 | NO | 1 | 1 | 1 | NO | 1
PG&E FRESNO | Cantua | 115 | 0 | 0 | 0 | 0 | 0 | 0 | 0 | 0 | 0 | 0 | 0 | 0 | 0 | 0 | 0 | 0 | 0 | 0 | 0 | 0 | 0 | 0 | 0 | 0 | 0 | 0 | 0 | 0 | 0 | 0 | 0 | 0 | 0 | 0 | 0 | 0 | 0 | 0 | 0 | 0 | 0 | 0 | 0 | 0 | 0 | 0 | 0 | 0 | 0 | 0 | 0 | 0 | 0 | 0 | 0 | 0 | 0 | 0 | 0 | 0 | 0 | 0 | 0 | 0 | 0 | 0 | 0 | 0 | 0 | 0 | 0 | 0 | 0 | 0 | 0 | 0 | 0 | 0 | 1 | 0 | 1 | 0 | 1 | 0 | 0 | 1 | 0 | 1 | 0 | 0 | 0 | 0 | 0 | 0 | 0 | 0 | 0 | 1 |  | 0 | 0 | 0 | 0 | 0 | 0 | 0 | 0 | 0 | 0 | 0 | 0 | 0 | 0 | 0 | 0 | 0 | 0 | 0 | 0 | 0 | 0 | 0 | 0 | 0 | 0 | 0 | 0 | 0 | 0 | 0 | 0 | 0 | 0 | 0 | 0 | 300.67 | 300.67 | 267.1415 | Gates 230/70kV TB #5 | Gates 230/70kV TB #5 | Gates 230/70kV TB #5 |  | 0 | 0 | 0 | 0 | 0 | 0 | 300.67 | 300.67 | 267.1415 | Gates 230/70kV TB #5 | Gates 230/70kV TB #5 | Gates 230/70kV TB #5 |  | 1 | 1 | NO | 1 | 1 | 1 | NO | 1
SDGE | Capistrano | 138 | 0 | 0 | 0 | 0 | 0 | 0 | 0 | 0 | 0 | 0 | 0 | 0 | 0 | 0 | 0 | 0 | 0 | 0 | 0 | 0 | 0 | 0 | 0 | 0 | 0 | 1 | 0 | 0 | 0 | 0 | 0 | 0 | 0 | 0 | 0 | 0 | 0 | 1 | 0 | 0 | 0 | 0 | 0 | 0 | 0 | 0 | 0 | 0 | 0 | 0 | 0 | 0 | 0 | 0 | 0 | 0 | 0 | 0 | 0 | 0 | 0 | 0 | 0 | 0 | 0 | 0 | 0 | 0 | 0 | 0 | 0 | 0 | 0 | 0 | 0 | 0 | 0 | 0 | 0 | 0 | 0 | 0 | 0 | 0 | 0 | 0 | 0 | 0 | 0 | 0 | 0 | 0 | 0 | 0 | 0 | 0 | 0 | 0 |  | 0 | 0 | 0 | 0 | 0 | 0 | 0 | 0 | 0 | 0 | 0 | 0 | 0 | 0 | 0 | 0 | 0 | 0 | 0 | 0 | 0 | 0 | 0 | 0 | 0 | 0 | 0 | 50 | 0 | 1 | 0 | 0 | 0 | 0 | 0 | 0 | 597.87 | 869.535 | 1337.03 | Capistrano-San Onofre 230 kV constraint | Talega 230 kV constraint | Talega 230 kV constraint |  | 0 | 0 | 0 | 0 | 0 | 0 | 597.87 | 869.535 | 1337.03 | Capistrano-San Onofre 230 kV constraint | Talega 230 kV constraint | Talega 230 kV constraint |  | 1 | 1 | NO | 1 | 1 | 1 | NO | 1
SDGE | Capistrano | 230 | 0 | 0 | 0 | 0 | 0 | 0 | 0 | 0 | 0 | 0 | 0 | 0 | 0 | 0 | 0 | 0 | 0 | 0 | 0 | 0 | 0 | 0 | 0 | 0 | 0 | 1 | 0 | 0 | 0 | 0 | 0 | 0 | 0 | 0 | 0 | 0 | 0 | 1 | 0 | 0 | 0 | 0 | 0 | 0 | 0 | 0 | 0 | 0 | 0 | 0 | 0 | 0 | 0 | 0 | 0 | 0 | 0 | 0 | 0 | 0 | 0 | 0 | 0 | 0 | 0 | 0 | 0 | 0 | 0 | 0 | 0 | 0 | 0 | 0 | 0 | 0 | 0 | 0 | 0 | 0 | 0 | 0 | 0 | 0 | 0 | 0 | 0 | 0 | 0 | 0 | 0 | 0 | 0 | 0 | 0 | 0 | 0 | 0 |  | 0 | 0 | 0 | 0 | 0 | 0 | 0 | 0 | 0 | 0 | 0 | 0 | 0 | 0 | 0 | 0 | 0 | 0 | 0 | 0 | 0 | 0 | 0 | 0 | 0 | 0 | 0 | 0 | 0 | 0 | 0 | 0 | 0 | 0 | 0 | 0 | 597.87 | 869.535 | 1337.03 | Capistrano-San Onofre 230 kV constraint | Talega 230 kV constraint | Talega 230 kV constraint |  | 0 | 0 | 0 | 0 | 0 | 0 | 597.87 | 869.535 | 1337.03 | Capistrano-San Onofre 230 kV constraint | Talega 230 kV constraint | Talega 230 kV constraint |  | 1 | 1 | NO | 1 | 1 | 1 | NO | 1
PG&E NGBA | Carberry | 230 | 0 | 0 | 0 | 0 | 0 | 0 | 0 | 0 | 0 | 0 | 0 | 0 | 0 | 0 | 0 | 0 | 0 | 0 | 0 | 0 | 0 | 0 | 0 | 0 | 0 | 0 | 0 | 0 | 0 | 0 | 0 | 0 | 0 | 0 | 0 | 0 | 0 | 0 | 0 | 1 | 0 | 0 | 0 | 1 | 0 | 0 | 0 | 0 | 0 | 0 | 0 | 0 | 0 | 0 | 0 | 0 | 0 | 0 | 0 | 0 | 0 | 0 | 0 | 0 | 0 | 0 | 0 | 0 | 0 | 0 | 0 | 0 | 0 | 0 | 0 | 0 | 0 | 0 | 0 | 0 | 0 | 0 | 0 | 0 | 0 | 0 | 0 | 0 | 0 | 0 | 0 | 0 | 0 | 0 | 0 | 0 | 0 | 0 |  | 0 | 0 | 0 | 0 | 0 | 0 | 0 | 0 | 0 | 0 | 0 | 0 | 0 | 0 | 0 | 0 | 3.6 | 0 | 0 | 0 | 0 | 0 | 0 | 0 | 0 | 0 | 0 | 0 | 0 | 1 | 2 | 0 | 1 | 0 | 0 | 1 | -599.505 | -40.48 | -114.78 | Collinsville-Tesla 500 kV Line | Carberry-Round Mountain 230kV Line | Carberry-Round Mountain 230kV Line |  | 1 | 1 | 0 | 1 | 0 | 1 | -76.48 | -14.48 | -89.78 | Carberry-Round Mountain 230kV Line | Carberry-Round Mountain 230kV Line | Carberry-Round Mountain 230kV Line |  | 5 | 5 | NO | 5 | 3 | 3 | NO | 3
SCE Eastern | Cardiff | 66 | 0 | 0 | 0 | 0 | 0 | 0 | 0 | 0 | 0 | 0 | 0 | 0 | 0 | 0 | 0 | 0 | 0 | 0 | 0 | 1 | 0 | 1 | 0 | 0 | 0 | 0 | 0 | 0 | 0 | 0 | 0 | 0 | 0 | 0 | 0 | 0 | 0 | 0 | 0 | 0 | 0 | 0 | 0 | 0 | 0 | 0 | 0 | 0 | 0 | 0 | 0 | 0 | 0 | 0 | 0 | 0 | 0 | 0 | 0 | 0 | 0 | 0 | 0 | 0 | 0 | 0 | 0 | 0 | 0 | 0 | 0 | 0 | 0 | 0 | 0 | 0 | 0 | 0 | 0 | 0 | 0 | 0 | 0 | 0 | 0 | 0 | 0 | 0 | 0 | 0 | 0 | 0 | 0 | 0 | 0 | 0 | 0 | 1 |  | 0 | 0 | 0 | 0 | 0 | 0 | 0 | 0 | 0 | 0 | 0 | 0 | 0 | 0 | 0 | 0 | 0 | 0 | 0 | 0 | 0 | 0 | 0 | 0 | 0 | 0 | 0 | 0 | 0 | 0 | 0 | 0 | 0 | 0 | 0 | 0 | 1131.27 | 2714.375 | 8819.475 | Serrano-Alberhill-Valley Constraint | Etiwanda-Rancho Vista Constraint | Etiwanda-Rancho Vista Constraint |  | 0 | 0 | 0 | 0 | 0 | 0 | 1131.27 | 2714.375 | 8819.475 | Serrano-Alberhill-Valley Constraint | Etiwanda-Rancho Vista Constraint | Etiwanda-Rancho Vista Constraint |  | 1 | 1 | NO | 1 | 1 | 1 | NO | 1
PG&E NGBA | Caribou | 60 | 0 | 0 | 0 | 0 | 0 | 0 | 0 | 0 | 0 | 0 | 0 | 0 | 0 | 0 | 0 | 0 | 0 | 0 | 0 | 0 | 0 | 0 | 0 | 0 | 0 | 0 | 0 | 0 | 0 | 0 | 0 | 0 | 0 | 0 | 0 | 0 | 0 | 0 | 0 | 1 | 0 | 0 | 1 | 0 | 0 | 1 | 0 | 1 | 0 | 0 | 0 | 0 | 0 | 0 | 0 | 0 | 0 | 0 | 0 | 1 | 1 | 0 | 0 | 0 | 0 | 0 | 0 | 0 | 0 | 0 | 0 | 0 | 0 | 0 | 0 | 0 | 0 | 0 | 0 | 0 | 0 | 0 | 0 | 0 | 0 | 0 | 0 | 0 | 0 | 0 | 0 | 0 | 0 | 0 | 0 | 0 | 0 | 0 |  | 0 | 0 | 0 | 0 | 0 | 0 | 0 | 0 | 0 | 0 | 0 | 0 | 0 | 0 | 0 | 0 | 10 | 0 | 0 | 0 | 0 | 0 | 0 | 0 | 0 | 0 | 0 | 0 | 0 | 1 | 2 | 0 | 0 | 0 | 0 | 0 | -599.505 | 297 | 329.548 | Collinsville-Tesla 500 kV Line | Bell-Placer 115kV Line | Bell-Placer 115kV Line |  | 0 | 0 | 0 | 0 | 0 | 0 | 167.2185 | 297 | 329.548 | Bellota-Weber 230kV line | Bell-Placer 115kV Line | Bell-Placer 115kV Line |  | 5 | 1 | YES | 2 | 1 | 1 | NO | 1
PG&E NGBA | Caribou | 115 | 0 | 0 | 0 | 0 | 0 | 0 | 0 | 0 | 0 | 0 | 0 | 0 | 0 | 0 | 0 | 0 | 0 | 0 | 0 | 0 | 0 | 0 | 0 | 0 | 0 | 0 | 0 | 0 | 0 | 0 | 0 | 0 | 0 | 0 | 0 | 0 | 0 | 0 | 0 | 1 | 0 | 0 | 0 | 0 | 0 | 0 | 0 | 0 | 0 | 0 | 0 | 0 | 0 | 0 | 0 | 0 | 0 | 0 | 0 | 1 | 0 | 0 | 0 | 0 | 0 | 0 | 0 | 0 | 0 | 0 | 0 | 0 | 0 | 0 | 0 | 0 | 0 | 0 | 0 | 0 | 0 | 0 | 0 | 0 | 0 | 0 | 0 | 0 | 0 | 0 | 0 | 0 | 0 | 0 | 0 | 0 | 0 | 0 |  | 0 | 0 | 0 | 0 | 0 | 0 | 0 | 0 | 0 | 0 | 0 | 0 | 0 | 0 | 0 | 0 | 10 | 0 | 0 | 0 | 0 | 0 | 0 | 0 | 0 | 0 | 0 | 0 | 0 | 1 | 1 | 0 | 0 | 0 | 0 | 0 | -599.505 | 1292.236 | 4744.827 | Collinsville-Tesla 500 kV Line | Collinsville-Tesla 500 kV Line | Tesla-Bellota 230 kV line |  | 0 | 0 | 0 | 0 | 0 | 0 | 922.2935 | 2018.1064 | 4744.827 | Tesla-Bellota 230 kV line | Tesla-Bellota 230 kV line | Tesla-Bellota 230 kV line |  | 5 | 1 | YES | 2 | 1 | 1 | NO | 1
PG&E NGBA | Caribou | 230 | 0 | 0 | 0 | 0 | 0 | 0 | 0 | 0 | 0 | 0 | 0 | 0 | 0 | 0 | 0 | 0 | 0 | 0 | 0 | 0 | 0 | 0 | 0 | 0 | 0 | 0 | 0 | 0 | 0 | 0 | 0 | 0 | 0 | 0 | 0 | 0 | 0 | 0 | 0 | 1 | 0 | 0 | 0 | 0 | 0 | 0 | 0 | 0 | 0 | 0 | 0 | 0 | 0 | 0 | 0 | 0 | 0 | 0 | 0 | 1 | 0 | 0 | 0 | 0 | 0 | 0 | 0 | 0 | 0 | 0 | 0 | 0 | 0 | 0 | 0 | 0 | 0 | 0 | 0 | 0 | 0 | 0 | 0 | 0 | 0 | 0 | 0 | 0 | 0 | 0 | 0 | 0 | 0 | 0 | 0 | 0 | 0 | 0 |  | 0 | 0 | 0 | 0 | 0 | 0 | 0 | 0 | 0 | 0 | 0 | 0 | 0 | 0 | 0 | 0 | 0 | 0 | 0 | 0 | 0 | 0 | 0 | 0 | 0 | 0 | 0 | 0 | 0 | 0 | 1 | 0 | 0 | 0 | 0 | 0 | -599.505 | 1292.236 | 4744.827 | Collinsville-Tesla 500 kV Line | Collinsville-Tesla 500 kV Line | Tesla-Bellota 230 kV line |  | 0 | 0 | 0 | 0 | 0 | 0 | 922.2935 | 2018.1064 | 4744.827 | Tesla-Bellota 230 kV line | Tesla-Bellota 230 kV line | Tesla-Bellota 230 kV line |  | 5 | 1 | YES | 2 | 1 | 1 | NO | 1
EOP | Carpenter Canyon (fka Gamebird) | 138 | 0 | 0 | 0 | 0 | 0 | 0 | 0 | 0 | 0 | 0 | 0 | 0 | 0 | 0 | 0 | 0 | 0 | 0 | 0 | 0 | 0 | 0 | 1 | 1 | 1 | 0 | 0 | 0 | 0 | 0 | 0 | 0 | 0 | 0 | 0 | 0 | 0 | 0 | 0 | 0 | 0 | 0 | 0 | 0 | 0 | 0 | 0 | 0 | 0 | 0 | 0 | 0 | 0 | 0 | 0 | 0 | 0 | 0 | 0 | 0 | 0 | 0 | 0 | 0 | 0 | 0 | 0 | 0 | 0 | 0 | 0 | 0 | 0 | 0 | 0 | 0 | 0 | 0 | 0 | 0 | 0 | 0 | 0 | 0 | 0 | 0 | 0 | 0 | 0 | 0 | 0 | 0 | 0 | 0 | 0 | 0 | 0 | 2 |  | 0 | 0 | 0 | 0 | 0 | 0 | 0 | 0 | 0 | 0 | 0 | 0 | 0 | 0 | 0 | 0 | 0 | 0 | 0 | 0 | 0 | 0 | 0 | 0 | 0 | 0 | 0 | 0 | 0 | 0 | 1 | 0 | 0 | 0 | 0 | 0 | -236.375 | 1704.39 | 2601.53 | Lugo - Victorville area constraint | Sloan Canyon - Eldorado 500 kV constraint | GLW 230kV area constraint |  | 1 | 0 | 0 | 0 | 0 | 0 | -236.375 | 1704.39 | 2601.53 | Lugo - Victorville area constraint | Sloan Canyon - Eldorado 500 kV constraint | GLW 230kV area constraint |  | 5 | 5 | NO | 5 | 1 | 1 | NO | 1
EOP | Carpenter Canyon (fka Gamebird) | 230 | 0 | 0 | 0 | 0 | 0 | 0 | 0 | 0 | 0 | 0 | 0 | 0 | 0 | 0 | 0 | 0 | 0 | 0 | 0 | 0 | 0 | 0 | 1 | 1 | 1 | 0 | 0 | 0 | 0 | 0 | 0 | 0 | 0 | 0 | 0 | 0 | 0 | 0 | 0 | 0 | 0 | 0 | 0 | 0 | 0 | 0 | 0 | 0 | 0 | 0 | 0 | 0 | 0 | 0 | 0 | 0 | 0 | 0 | 0 | 0 | 0 | 0 | 0 | 0 | 0 | 0 | 0 | 0 | 0 | 0 | 0 | 0 | 0 | 0 | 0 | 0 | 0 | 0 | 0 | 0 | 0 | 0 | 0 | 0 | 0 | 0 | 0 | 0 | 0 | 0 | 0 | 0 | 0 | 0 | 0 | 0 | 0 | 2 |  | 0 | 0 | 0 | 0 | 0 | 0 | 0 | 0 | 0 | 0 | 0 | 0 | 0 | 0 | 0 | 0 | 0 | 0 | 0 | 0 | 0 | 0 | 0 | 0 | 20 | 180 | 0 | 60 | 0 | 1 | 1 | 0 | 0 | 0 | 0 | 0 | -236.375 | 1704.39 | 2601.53 | Lugo - Victorville area constraint | Sloan Canyon - Eldorado 500 kV constraint | GLW 230kV area constraint |  | 1 | 0 | 0 | 0 | 0 | 0 | -236.375 | 1704.39 | 2601.53 | Lugo - Victorville area constraint | Sloan Canyon - Eldorado 500 kV constraint | GLW 230kV area constraint |  | 5 | 5 | NO | 5 | 1 | 1 | NO | 1
PG&E NGBA | Carquinez | 115 | 0 | 0 | 0 | 0 | 0 | 0 | 0 | 0 | 0 | 0 | 0 | 0 | 0 | 0 | 0 | 0 | 0 | 0 | 0 | 0 | 0 | 0 | 0 | 0 | 0 | 0 | 0 | 0 | 0 | 0 | 0 | 0 | 0 | 0 | 0 | 0 | 0 | 0 | 0 | 1 | 0 | 0 | 0 | 0 | 0 | 0 | 0 | 0 | 0 | 0 | 0 | 0 | 1 | 0 | 0 | 0 | 0 | 0 | 0 | 0 | 0 | 0 | 0 | 0 | 0 | 0 | 1 | 0 | 0 | 0 | 0 | 0 | 0 | 0 | 0 | 0 | 0 | 0 | 0 | 0 | 0 | 0 | 0 | 0 | 0 | 0 | 0 | 0 | 0 | 0 | 0 | 0 | 0 | 0 | 0 | 0 | 0 | 1 |  | 0 | 0 | 0 | 0 | 0 | 0 | 0 | 0 | 0 | 0 | 0 | 0 | 0 | 0 | 0 | 0 | 0 | 0 | 0 | 0 | 0 | 0 | 0 | 0 | 0 | 0 | 0 | 0 | 0 | 0 | 2 | 0 | 0 | 0 | 0 | 0 | -599.505 | 125.773 | 944.182 | Collinsville-Tesla 500 kV Line | Birds Landing-Contra Costa 230kV Line | Birds Landing-Contra Costa 230kV Line |  | 1 | 0 | 0 | 0 | 0 | 0 | -199.275 | 125.773 | 944.182 | Birds Landing-Contra Costa 230kV Line | Birds Landing-Contra Costa 230kV Line | Birds Landing-Contra Costa 230kV Line |  | 5 | 5 | NO | 5 | 1 | 1 | NO | 1
SDGE | Carrizo Gorge | 138 | 0 | 0 | 0 | 0 | 0 | 0 | 0 | 0 | 0 | 0 | 0 | 0 | 0 | 0 | 0 | 0 | 0 | 0 | 0 | 0 | 0 | 0 | 0 | 0 | 0 | 0 | 0 | 0 | 0 | 0 | 1 | 0 | 1 | 0 | 0 | 1 | 1 | 0 | 0 | 0 | 0 | 0 | 0 | 0 | 0 | 0 | 0 | 0 | 0 | 0 | 0 | 0 | 0 | 0 | 0 | 0 | 0 | 0 | 0 | 0 | 0 | 0 | 0 | 0 | 0 | 0 | 0 | 0 | 0 | 0 | 0 | 0 | 0 | 0 | 0 | 0 | 0 | 0 | 0 | 0 | 0 | 0 | 0 | 0 | 0 | 0 | 0 | 0 | 0 | 0 | 0 | 0 | 0 | 0 | 0 | 0 | 0 | 4 |  | 0 | 0 | 0 | 0 | 0 | 0 | 0 | 0 | 0 | 0 | 0 | 0 | 0 | 0 | 0 | 0 | 0 | 0 | 0 | 0 | 0 | 0 | 0 | 0 | 0 | 90 | 70 | 0 | 0 | 1 | 0 | 0 | 0 | 0 | 0 | 0 | 826.21 | 1748.17 | 2202.4044 | San Luis Rey-San Onofre 230 kV line constraint | Silvergate-Old Town 230 kV constraint | Silvergate-Old Town 230 kV constraint |  | 0 | 0 | 0 | 0 | 0 | 0 | 826.21 | 1748.17 | 2202.4044 | San Luis Rey-San Onofre 230 kV line constraint | Silvergate-Old Town 230 kV constraint | Silvergate-Old Town 230 kV constraint |  | 1 | 1 | NO | 1 | 1 | 1 | NO | 1
PG&E KERN | Carrizo Plains | 115 | 0 | 0 | 0 | 0 | 0 | 0 | 0 | 0 | 0 | 0 | 0 | 0 | 0 | 0 | 0 | 0 | 0 | 0 | 0 | 0 | 0 | 0 | 0 | 0 | 0 | 0 | 0 | 0 | 0 | 0 | 0 | 0 | 0 | 0 | 0 | 0 | 0 | 0 | 0 | 0 | 0 | 0 | 0 | 0 | 0 | 0 | 0 | 0 | 0 | 0 | 0 | 0 | 0 | 0 | 0 | 0 | 0 | 0 | 0 | 0 | 0 | 0 | 0 | 0 | 0 | 0 | 0 | 1 | 0 | 0 | 0 | 0 | 0 | 0 | 0 | 0 | 0 | 0 | 1 | 1 | 0 | 0 | 0 | 0 | 0 | 0 | 0 | 0 | 0 | 0 | 0 | 0 | 0 | 0 | 1 | 1 | 0 | 0 |  | 0 | 0 | 0 | 0 | 0 | 0 | 0 | 0 | 0 | 0 | 0 | 0 | 0 | 0 | 0 | 0 | 0 | 0 | 0 | 0 | 0 | 0 | 0 | 0 | 0 | 0 | 0 | 0 | 0 | 0 | 0 | 0 | 0 | 0 | 0 | 0 | 343.215 | 253.0117 | 390.175 | Cal Flat-Gates 230 kV line | Cal Flat-Gates 230 kV line | Cal Flat-Gates 230 kV line |  | 0 | 0 | 0 | 0 | 0 | 0 | 343.215 | 253.0117 | 390.175 | Cal Flat-Gates 230 kV line | Cal Flat-Gates 230 kV line | Cal Flat-Gates 230 kV line |  | 1 | 1 | NO | 1 | 1 | 1 | NO | 1
PG&E KERN | Casaloma | 230 | 0 | 0 | 0 | 0 | 0 | 0 | 0 | 0 | 0 | 0 | 0 | 0 | 0 | 0 | 0 | 0 | 0 | 0 | 0 | 0 | 0 | 0 | 0 | 0 | 0 | 0 | 0 | 0 | 0 | 0 | 0 | 0 | 0 | 0 | 0 | 0 | 0 | 0 | 0 | 0 | 0 | 0 | 0 | 0 | 0 | 0 | 0 | 0 | 0 | 0 | 0 | 0 | 0 | 0 | 0 | 0 | 0 | 0 | 0 | 0 | 0 | 0 | 0 | 0 | 0 | 0 | 0 | 1 | 1 | 0 | 0 | 0 | 0 | 0 | 0 | 0 | 0 | 0 | 0 | 1 | 0 | 0 | 0 | 0 | 0 | 0 | 0 | 0 | 0 | 0 | 0 | 0 | 0 | 0 | 0 | 0 | 0 | 0 |  | 0 | 0 | 0 | 0 | 0 | 0 | 0 | 0 | 0 | 0 | 0 | 0 | 0 | 0 | 0 | 0 | 0 | 0 | 0 | 0 | 0 | 0 | 0 | 0 | 0 | 0 | 0 | 0 | 0 | 0 | 0 | 0 | 0 | 0 | 0 | 0 | 343.215 | 253.0117 | 390.175 | Cal Flat-Gates 230 kV line | Cal Flat-Gates 230 kV line | Cal Flat-Gates 230 kV line |  | 0 | 0 | 0 | 0 | 0 | 0 | 343.215 | 253.0117 | 390.175 | Cal Flat-Gates 230 kV line | Cal Flat-Gates 230 kV line | Cal Flat-Gates 230 kV line |  | 1 | 1 | NO | 1 | 1 | 1 | NO | 1
PG&E GBA | Castro Valley | 230 | 0 | 0 | 0 | 0 | 0 | 0 | 0 | 0 | 0 | 0 | 0 | 0 | 0 | 0 | 0 | 0 | 0 | 0 | 0 | 0 | 0 | 0 | 0 | 0 | 0 | 0 | 0 | 0 | 0 | 0 | 0 | 0 | 0 | 0 | 0 | 0 | 0 | 0 | 0 | 1 | 0 | 0 | 0 | 0 | 0 | 0 | 0 | 0 | 0 | 0 | 0 | 0 | 0 | 0 | 0 | 1 | 0 | 0 | 0 | 1 | 0 | 0 | 0 | 0 | 0 | 0 | 1 | 0 | 0 | 0 | 0 | 0 | 0 | 0 | 0 | 0 | 0 | 0 | 0 | 0 | 0 | 0 | 0 | 0 | 0 | 0 | 0 | 0 | 0 | 0 | 0 | 0 | 0 | 0 | 0 | 0 | 0 | 0 |  | 0 | 0 | 0 | 0 | 0 | 0 | 0 | 0 | 0 | 0 | 0 | 0 | 0 | 0 | 0 | 0 | 0 | 0 | 0 | 0 | 0 | 0 | 0 | 0 | 0 | 0 | 0 | 0 | 0 | 0 | 2 | 0 | 0 | 0 | 0 | 0 | -599.505 | 125.773 | 944.182 | Collinsville-Tesla 500 kV Line | Birds Landing-Contra Costa 230kV Line | Birds Landing-Contra Costa 230kV Line |  | 1 | 0 | 0 | 0 | 0 | 0 | -199.275 | 125.773 | 944.182 | Birds Landing-Contra Costa 230kV Line | Birds Landing-Contra Costa 230kV Line | Birds Landing-Contra Costa 230kV Line |  | 5 | 5 | NO | 5 | 1 | 1 | NO | 1
PG&E GBA | Cayetano | 230 | 0 | 0 | 0 | 0 | 0 | 0 | 0 | 0 | 0 | 0 | 0 | 0 | 0 | 0 | 0 | 0 | 0 | 0 | 0 | 0 | 0 | 0 | 0 | 0 | 0 | 0 | 0 | 0 | 0 | 0 | 0 | 0 | 0 | 0 | 0 | 0 | 0 | 0 | 0 | 1 | 0 | 0 | 0 | 0 | 0 | 0 | 0 | 0 | 0 | 0 | 0 | 0 | 0 | 1 | 1 | 1 | 0 | 0 | 1 | 1 | 0 | 0 | 0 | 0 | 0 | 1 | 0 | 0 | 0 | 0 | 0 | 0 | 0 | 0 | 0 | 0 | 0 | 0 | 0 | 0 | 0 | 0 | 0 | 0 | 0 | 0 | 0 | 0 | 0 | 0 | 0 | 0 | 0 | 0 | 0 | 0 | 0 | 0 |  | 0 | 0 | 0 | 0 | 0 | 0 | 0 | 0 | 0 | 0 | 0 | 0 | 0 | 0 | 0 | 0 | 0 | 0 | 0 | 0 | 0 | 0 | 0 | 0 | 0 | 100 | 100 | 0 | 0 | 1 | 2 | 0 | 1 | 0 | 0 | 0 | -861.825 | -176.859 | 3562.906 | Windmaster-Delta pumps 230 kV line | Windmaster-Delta pumps 230 kV line | Contra Costa- Windmaster 230 kV line |  | 0 | 0 | 0 | 0 | 0 | 0 | 387.075 | 743.023 | 3562.906 | Contra Costa- Windmaster 230 kV line | Contra Costa- Windmaster 230 kV line | Contra Costa- Windmaster 230 kV line |  | 5 | 1 | YES | 2 | 1 | 1 | NO | 1
SCE Metro | Center | 230 | 0 | 0 | 0 | 0 | 0 | 0 | 0 | 0 | 0 | 1 | 0 | 0 | 0 | 0 | 0 | 0 | 0 | 0 | 0 | 0 | 0 | 0 | 0 | 0 | 0 | 0 | 0 | 0 | 0 | 0 | 0 | 0 | 0 | 0 | 0 | 0 | 0 | 0 | 0 | 0 | 0 | 0 | 0 | 0 | 0 | 0 | 0 | 0 | 0 | 0 | 0 | 0 | 0 | 0 | 0 | 0 | 0 | 0 | 0 | 0 | 0 | 0 | 0 | 0 | 0 | 0 | 0 | 0 | 0 | 0 | 0 | 0 | 0 | 0 | 0 | 0 | 0 | 0 | 0 | 0 | 0 | 0 | 0 | 0 | 0 | 0 | 0 | 0 | 0 | 0 | 0 | 0 | 0 | 0 | 0 | 0 | 0 | 0 |  | 0 | 0 | 0 | 0 | 0 | 0 | 0 | 0 | 0 | 0 | 0 | 0 | 0 | 0 | 0 | 0 | 0 | 0 | 0 | 0 | 0 | 0 | 0 | 0 | 0 | 0 | 90 | 0 | 0 | 1 | 0 | 0 | 0 | 0 | 0 | 0 | 9984.6 | 11497.7 | 13807.5055 | SCE Metro Area Default Constraint | SCE Metro Area Default Constraint | SCE Metro Area Default Constraint |  | 0 | 0 | 0 | 0 | 0 | 0 | 9984.6 | 11497.7 | 13807.5055 | SCE Metro Area Default Constraint | SCE Metro Area Default Constraint | SCE Metro Area Default Constraint |  | 1 | 1 | NO | 1 | 1 | 1 | NO | 1
PG&E KERN | Charca | 115 | 0 | 0 | 0 | 0 | 0 | 0 | 0 | 0 | 0 | 0 | 0 | 0 | 0 | 0 | 0 | 0 | 0 | 0 | 0 | 0 | 0 | 0 | 0 | 0 | 0 | 0 | 0 | 0 | 0 | 0 | 0 | 0 | 0 | 0 | 0 | 0 | 0 | 0 | 0 | 0 | 0 | 0 | 0 | 0 | 0 | 0 | 0 | 0 | 0 | 0 | 0 | 0 | 0 | 0 | 0 | 0 | 0 | 0 | 0 | 0 | 0 | 0 | 0 | 0 | 0 | 0 | 0 | 1 | 1 | 0 | 0 | 0 | 0 | 0 | 0 | 1 | 0 | 0 | 0 | 1 | 0 | 0 | 0 | 0 | 0 | 0 | 0 | 0 | 0 | 0 | 0 | 0 | 0 | 0 | 0 | 0 | 0 | 0 |  | 0 | 0 | 0 | 0 | 0 | 0 | 0 | 0 | 0 | 0 | 0 | 0 | 0 | 0 | 0 | 0 | 0 | 0 | 0 | 0 | 0 | 0 | 0 | 4.62 | 0 | 0 | 0 | 0 | 0 | 1 | 0 | 0 | 0 | 0 | 0 | 0 | 201 | 193.6 | 235.7988 | Semitropic-Midway 115kV Line | Semitropic-Midway 115kV Line | Semitropic-Midway 115kV Line |  | 0 | 0 | 0 | 0 | 0 | 0 | 201 | 193.6 | 235.7988 | Semitropic-Midway 115kV Line | Semitropic-Midway 115kV Line | Semitropic-Midway 115kV Line |  | 1 | 1 | NO | 1 | 1 | 1 | NO | 1
EOP | Charleston | 138 | 0 | 0 | 0 | 0 | 0 | 0 | 0 | 0 | 0 | 0 | 0 | 0 | 0 | 0 | 0 | 0 | 0 | 0 | 0 | 0 | 0 | 0 | 1 | 1 | 1 | 0 | 0 | 0 | 0 | 0 | 0 | 0 | 0 | 0 | 0 | 0 | 0 | 0 | 0 | 0 | 0 | 0 | 0 | 0 | 0 | 0 | 0 | 0 | 0 | 0 | 0 | 0 | 0 | 0 | 0 | 0 | 0 | 0 | 0 | 0 | 0 | 0 | 0 | 0 | 0 | 0 | 0 | 0 | 0 | 0 | 0 | 0 | 0 | 0 | 0 | 0 | 0 | 0 | 0 | 0 | 0 | 0 | 0 | 0 | 0 | 0 | 0 | 0 | 0 | 0 | 0 | 0 | 0 | 0 | 0 | 0 | 0 | 2 |  | 0 | 0 | 0 | 0 | 0 | 0 | 0 | 0 | 0 | 0 | 0 | 0 | 0 | 0 | 0 | 0 | 0 | 0 | 0 | 0 | 0 | 0 | 0 | 0 | 0 | 0 | 0 | 0 | 0 | 0 | 1 | 0 | 0 | 0 | 0 | 0 | -236.375 | 1704.39 | 2601.53 | Lugo - Victorville area constraint | Sloan Canyon - Eldorado 500 kV constraint | GLW 230kV area constraint |  | 1 | 0 | 0 | 0 | 0 | 0 | -236.375 | 1704.39 | 2601.53 | Lugo - Victorville area constraint | Sloan Canyon - Eldorado 500 kV constraint | GLW 230kV area constraint |  | 5 | 5 | NO | 5 | 1 | 1 | NO | 1
SCE Metro | Chevmain | 230 | 0 | 0 | 0 | 0 | 0 | 0 | 0 | 0 | 0 | 1 | 0 | 0 | 0 | 0 | 0 | 0 | 0 | 0 | 0 | 0 | 0 | 0 | 0 | 0 | 0 | 0 | 0 | 0 | 0 | 0 | 0 | 0 | 0 | 0 | 0 | 0 | 0 | 0 | 0 | 0 | 0 | 0 | 0 | 0 | 0 | 0 | 0 | 0 | 0 | 0 | 0 | 0 | 0 | 0 | 0 | 0 | 0 | 0 | 0 | 0 | 0 | 0 | 0 | 0 | 0 | 0 | 0 | 0 | 0 | 0 | 0 | 0 | 0 | 0 | 0 | 0 | 0 | 0 | 0 | 0 | 0 | 0 | 0 | 0 | 0 | 0 | 0 | 0 | 0 | 0 | 0 | 0 | 0 | 0 | 0 | 0 | 0 | 0 |  | 0 | 0 | 0 | 0 | 0 | 0 | 0 | 0 | 0 | 0 | 0 | 0 | 0 | 0 | 0 | 0 | 0 | 0 | 0 | 0 | 0 | 0 | 0 | 0 | 0 | 0 | 0 | 0 | 0 | 0 | 0 | 0 | 0 | 0 | 0 | 0 | 9984.6 | 11497.7 | 13807.5055 | SCE Metro Area Default Constraint | SCE Metro Area Default Constraint | SCE Metro Area Default Constraint |  | 0 | 0 | 0 | 0 | 0 | 0 | 9984.6 | 11497.7 | 13807.5055 | SCE Metro Area Default Constraint | SCE Metro Area Default Constraint | SCE Metro Area Default Constraint |  | 1 | 1 | NO | 1 | 1 | 1 | NO | 1
SDGE | Chicarita | 138 | 0 | 0 | 0 | 0 | 0 | 0 | 0 | 0 | 0 | 0 | 0 | 0 | 0 | 0 | 0 | 0 | 0 | 0 | 0 | 0 | 0 | 0 | 0 | 0 | 0 | 0 | 0 | 0 | 1 | 0 | 1 | 0 | 1 | 0 | 0 | 0 | 0 | 0 | 0 | 0 | 0 | 0 | 0 | 0 | 0 | 0 | 0 | 0 | 0 | 0 | 0 | 0 | 0 | 0 | 0 | 0 | 0 | 0 | 0 | 0 | 0 | 0 | 0 | 0 | 0 | 0 | 0 | 0 | 0 | 0 | 0 | 0 | 0 | 0 | 0 | 0 | 0 | 0 | 0 | 0 | 0 | 0 | 0 | 0 | 0 | 0 | 0 | 0 | 0 | 0 | 0 | 0 | 0 | 0 | 0 | 0 | 0 | 3 |  | 0 | 0 | 0 | 0 | 0 | 0 | 0 | 0 | 0 | 0 | 0 | 0 | 0 | 0 | 0 | 0 | 0 | 0 | 0 | 0 | 0 | 0 | 0 | 0 | 0 | 0 | 0 | 0 | 0 | 0 | 0 | 0 | 0 | 0 | 0 | 0 | 826.21 | 2219.805 | 8237.7844 | San Luis Rey-San Onofre 230 kV line constraint | San Luis Rey-San Onofre 230 kV line constraint | Encina - San Luis Rey 230 kV constraint |  | 0 | 0 | 0 | 0 | 0 | 0 | 826.21 | 2219.805 | 8237.7844 | San Luis Rey-San Onofre 230 kV line constraint | San Luis Rey-San Onofre 230 kV line constraint | Encina - San Luis Rey 230 kV constraint |  | 1 | 1 | NO | 1 | 1 | 1 | NO | 1
SCE Metro | Chino | 230 | 0 | 0 | 0 | 0 | 0 | 0 | 0 | 0 | 0 | 1 | 0 | 0 | 0 | 0 | 0 | 0 | 0 | 0 | 0 | 0 | 0 | 0 | 0 | 0 | 0 | 0 | 0 | 0 | 0 | 0 | 0 | 0 | 0 | 0 | 0 | 0 | 0 | 0 | 0 | 0 | 0 | 0 | 0 | 0 | 0 | 0 | 0 | 0 | 0 | 0 | 0 | 0 | 0 | 0 | 0 | 0 | 0 | 0 | 0 | 0 | 0 | 0 | 0 | 0 | 0 | 0 | 0 | 0 | 0 | 0 | 0 | 0 | 0 | 0 | 0 | 0 | 0 | 0 | 0 | 0 | 0 | 0 | 0 | 0 | 0 | 0 | 0 | 0 | 0 | 0 | 0 | 0 | 0 | 0 | 0 | 0 | 0 | 0 |  | 0 | 0 | 0 | 0 | 0 | 0 | 0 | 0 | 0 | 0 | 0 | 0 | 0 | 0 | 0 | 0 | 0 | 0 | 0 | 0 | 0 | 0 | 0 | 0 | 0 | 0 | 0 | 0 | 0 | 0 | 0 | 0 | 0 | 0 | 0 | 0 | 9984.6 | 11497.7 | 13807.5055 | SCE Metro Area Default Constraint | SCE Metro Area Default Constraint | SCE Metro Area Default Constraint |  | 0 | 0 | 0 | 0 | 0 | 0 | 9984.6 | 11497.7 | 13807.5055 | SCE Metro Area Default Constraint | SCE Metro Area Default Constraint | SCE Metro Area Default Constraint |  | 1 | 1 | NO | 1 | 1 | 1 | NO | 1
PG&E FRESNO | Chowchilla | 115 | 0 | 0 | 0 | 0 | 0 | 0 | 0 | 0 | 0 | 0 | 0 | 0 | 0 | 0 | 0 | 0 | 0 | 0 | 0 | 0 | 0 | 0 | 0 | 0 | 0 | 0 | 0 | 0 | 0 | 0 | 0 | 0 | 0 | 0 | 0 | 0 | 0 | 0 | 0 | 0 | 0 | 0 | 0 | 0 | 0 | 1 | 0 | 0 | 0 | 0 | 0 | 0 | 0 | 0 | 0 | 0 | 0 | 0 | 0 | 0 | 0 | 0 | 0 | 0 | 0 | 0 | 0 | 0 | 0 | 0 | 0 | 0 | 0 | 0 | 0 | 0 | 0 | 0 | 1 | 1 | 0 | 1 | 1 | 1 | 1 | 1 | 0 | 1 | 1 | 1 | 1 | 0 | 1 | 0 | 0 | 0 | 0 | 2 |  | 0 | 0 | 0 | 0 | 0 | 0 | 0 | 0 | 0 | 0 | 0 | 0 | 0 | 0 | 0 | 0 | 0 | 0 | 0 | 0 | 0 | 0 | 0 | 7.56 | 0 | 0 | 0 | 50 | 0 | 1 | 3 | 0 | 2 | 0 | 1 | 0 | -935.05 | -534.25 | -39.4574 | Borden-Storey #1 230kV line | Borden-Storey #1 230kV line | Chowchilla-Le grand 115kV Line |  | 0 | 0 | 0 | 0 | 0 | 0 | 63.5 | 71.7 | 28.4626 | Merced 115/70kV TB#2 | Merced 115/70kV TB#2 | Oro Loma-El Nido 115kV Line |  | 5 | 1 | YES | 2 | 5 | 1 | YES | 2
PG&E GBA | Christie | 60 | 0 | 0 | 0 | 0 | 0 | 0 | 0 | 0 | 0 | 0 | 0 | 0 | 0 | 0 | 0 | 0 | 0 | 0 | 0 | 0 | 0 | 0 | 0 | 0 | 0 | 0 | 0 | 0 | 0 | 0 | 0 | 0 | 0 | 0 | 0 | 0 | 0 | 0 | 0 | 1 | 0 | 0 | 0 | 0 | 0 | 0 | 0 | 0 | 0 | 1 | 0 | 0 | 1 | 1 | 1 | 1 | 0 | 0 | 1 | 1 | 0 | 1 | 0 | 0 | 0 | 1 | 0 | 0 | 0 | 0 | 0 | 0 | 0 | 0 | 0 | 0 | 0 | 0 | 0 | 0 | 0 | 0 | 0 | 0 | 0 | 0 | 0 | 0 | 0 | 0 | 0 | 0 | 0 | 0 | 0 | 0 | 0 | 2 |  | 0 | 0 | 0 | 0 | 0 | 0 | 0 | 0 | 0 | 0 | 0 | 0 | 0 | 0 | 0 | 0 | 0 | 0 | 0 | 0 | 0 | 0 | 0 | 0 | 0 | 0 | 0 | 0 | 0 | 0 | 2 | 0 | 1 | 0 | 0 | 0 | -861.825 | -176.859 | 1214.56 | Windmaster-Delta pumps 230 kV line | Windmaster-Delta pumps 230 kV line | Grant - Eastshore #2 line 115 kV |  | 0 | 0 | 0 | 0 | 0 | 0 | 387.075 | 743.023 | 1214.56 | Contra Costa- Windmaster 230 kV line | Contra Costa- Windmaster 230 kV line | Grant - Eastshore #2 line 115 kV |  | 5 | 1 | YES | 2 | 1 | 1 | NO | 1
PG&E GBA | Christie | 115 | 0 | 0 | 0 | 0 | 0 | 0 | 0 | 0 | 0 | 0 | 0 | 0 | 0 | 0 | 0 | 0 | 0 | 0 | 0 | 0 | 0 | 0 | 0 | 0 | 0 | 0 | 0 | 0 | 0 | 0 | 0 | 0 | 0 | 0 | 0 | 0 | 0 | 0 | 0 | 1 | 0 | 0 | 0 | 0 | 0 | 0 | 0 | 0 | 0 | 0 | 0 | 0 | 1 | 0 | 0 | 1 | 0 | 0 | 0 | 0 | 0 | 0 | 0 | 0 | 0 | 0 | 0 | 0 | 0 | 0 | 0 | 0 | 0 | 0 | 0 | 0 | 0 | 0 | 0 | 0 | 0 | 0 | 0 | 0 | 0 | 0 | 0 | 0 | 0 | 0 | 0 | 0 | 0 | 0 | 0 | 0 | 0 | 1 |  | 0 | 0 | 0 | 0 | 0 | 0 | 0 | 0 | 0 | 0 | 0 | 0 | 0 | 0 | 0 | 0 | 0 | 0 | 0 | 0 | 0 | 0 | 0 | 0 | 0 | 0 | 0 | 0 | 0 | 0 | 1 | 0 | 0 | 0 | 0 | 0 | -599.505 | 1292.236 | 5177.468 | Collinsville-Tesla 500 kV Line | Collinsville-Tesla 500 kV Line | Sobrante-Moraga 230 kV line |  | 0 | 0 | 0 | 0 | 0 | 0 | 2347.2685 | 2817.535 | 5177.468 | Tesla-Tracy-Pump 230 kV line #2 | Sobrante-Moraga 230 kV line | Sobrante-Moraga 230 kV line |  | 5 | 1 | YES | 2 | 1 | 1 | NO | 1
SCE Eastern | Cielo Azul | 500 | 0 | 0 | 0 | 0 | 0 | 0 | 0 | 0 | 0 | 0 | 0 | 0 | 0 | 0 | 0 | 0 | 1 | 1 | 0 | 0 | 0 | 1 | 0 | 0 | 1 | 0 | 0 | 0 | 0 | 0 | 0 | 0 | 0 | 0 | 0 | 0 | 0 | 0 | 0 | 0 | 0 | 0 | 0 | 0 | 0 | 0 | 0 | 0 | 0 | 0 | 0 | 0 | 0 | 0 | 0 | 0 | 0 | 0 | 0 | 0 | 0 | 0 | 0 | 0 | 0 | 0 | 0 | 0 | 0 | 0 | 0 | 0 | 0 | 0 | 0 | 0 | 0 | 0 | 0 | 0 | 0 | 0 | 0 | 0 | 0 | 0 | 0 | 0 | 0 | 0 | 0 | 0 | 0 | 0 | 0 | 0 | 0 | 2 |  | 0 | 0 | 0 | 0 | 0 | 0 | 0 | 0 | 0 | 0 | 0 | 0 | 0 | 0 | 0 | 0 | 0 | 0 | 0 | 0 | 0 | 0 | 0 | 0 | 0 | 2025 | 1549.4 | 0 | 0 | 1 | 1 | 0 | 0 | 0 | 0 | 0 | -236.375 | 1525.3 | 2290.15 | Lugo - Victorville area constraint | DCRT Constraint | DCRT Constraint |  | 1 | 0 | 0 | 0 | 0 | 0 | -236.375 | 1525.3 | 2290.15 | Lugo - Victorville area constraint | DCRT Constraint | DCRT Constraint |  | 5 | 5 | NO | 5 | 1 | 1 | NO | 1
PG&E GBA | Clay | 60 | 0 | 0 | 0 | 0 | 0 | 0 | 0 | 0 | 0 | 0 | 0 | 0 | 0 | 0 | 0 | 0 | 0 | 0 | 0 | 0 | 0 | 0 | 0 | 0 | 0 | 0 | 0 | 0 | 0 | 0 | 0 | 0 | 0 | 0 | 0 | 0 | 0 | 0 | 0 | 0 | 0 | 0 | 0 | 0 | 0 | 1 | 0 | 0 | 0 | 0 | 0 | 0 | 0 | 0 | 0 | 0 | 0 | 0 | 0 | 1 | 1 | 0 | 0 | 0 | 0 | 0 | 0 | 0 | 0 | 0 | 0 | 0 | 0 | 0 | 0 | 0 | 0 | 0 | 0 | 0 | 0 | 0 | 0 | 0 | 0 | 0 | 0 | 0 | 0 | 0 | 0 | 0 | 0 | 0 | 0 | 0 | 0 | 0 |  | 0 | 0 | 0 | 0 | 0 | 0 | 0 | 0 | 0 | 0 | 0 | 0 | 0 | 0 | 0 | 0 | 0 | 0 | 0 | 0 | 0 | 0 | 0 | 0 | 0 | 0 | 0 | 0 | 0 | 0 | 1 | 0 | 0 | 0 | 0 | 0 | -292.7815 | 389.5959 | 2840.2422 | Bellota-Weber 230kV line | Bellota-Weber 230kV line | Bellota-Weber 230kV line |  | 0 | 0 | 0 | 0 | 0 | 0 | 167.2185 | 686.7 | 2840.2422 | Bellota-Weber 230kV line | Eight Mile-Tesla 230 kV line | Bellota-Weber 230kV line |  | 5 | 1 | YES | 2 | 1 | 1 | NO | 1
PG&E GBA | Clayton | 115 | 0 | 0 | 0 | 0 | 0 | 0 | 0 | 0 | 0 | 0 | 0 | 0 | 0 | 0 | 0 | 0 | 0 | 0 | 0 | 0 | 0 | 0 | 0 | 0 | 0 | 0 | 0 | 0 | 0 | 0 | 0 | 0 | 0 | 0 | 0 | 0 | 0 | 0 | 0 | 1 | 0 | 0 | 0 | 0 | 0 | 0 | 0 | 0 | 0 | 0 | 0 | 0 | 0 | 0 | 0 | 0 | 0 | 0 | 0 | 0 | 0 | 0 | 0 | 0 | 0 | 0 | 0 | 0 | 0 | 0 | 0 | 0 | 0 | 0 | 0 | 0 | 0 | 0 | 0 | 0 | 0 | 0 | 0 | 0 | 0 | 0 | 0 | 0 | 0 | 0 | 0 | 0 | 0 | 0 | 0 | 0 | 0 | 0 |  | 0 | 0 | 0 | 0 | 0 | 0 | 0 | 0 | 0 | 0 | 0 | 0 | 0 | 0 | 0 | 0 | 0 | 0 | 0 | 0 | 0 | 0 | 0 | 0 | 0 | 0 | 0 | 0 | 0 | 0 | 1 | 0 | 0 | 0 | 0 | 0 | -599.505 | 1292.236 | 5239.7208 | Collinsville-Tesla 500 kV Line | Collinsville-Tesla 500 kV Line | Collinsville-Tesla 500 kV Line |  | 0 | 0 | 0 | 0 | 0 | 0 | 8045.495 | 9937.236 | 5239.7208 | Collinsville-Tesla 500 kV Line | Collinsville-Tesla 500 kV Line | Collinsville-Tesla 500 kV Line |  | 5 | 1 | YES | 2 | 1 | 1 | NO | 1
PG&E NGBA | Cloverdale | 115 | 0 | 0 | 0 | 0 | 0 | 0 | 0 | 0 | 0 | 0 | 0 | 0 | 0 | 0 | 0 | 0 | 0 | 0 | 0 | 0 | 0 | 0 | 0 | 0 | 0 | 0 | 0 | 0 | 0 | 0 | 0 | 0 | 0 | 0 | 0 | 0 | 0 | 0 | 0 | 1 | 0 | 1 | 0 | 0 | 0 | 0 | 0 | 0 | 0 | 0 | 0 | 0 | 1 | 0 | 1 | 1 | 0 | 0 | 0 | 0 | 0 | 0 | 0 | 0 | 0 | 0 | 1 | 0 | 0 | 0 | 0 | 0 | 0 | 0 | 0 | 0 | 0 | 0 | 0 | 0 | 0 | 0 | 0 | 0 | 0 | 0 | 0 | 0 | 0 | 0 | 0 | 0 | 0 | 0 | 0 | 0 | 0 | 1 |  | 25 | 0 | 0 | 0 | 0 | 0 | 0 | 0 | 0 | 0 | 0 | 0 | 0 | 0 | 1 | 53 | 5.5 | 0 | 0 | 0 | 0 | 0 | 0 | 0 | 0 | 0 | 0 | 0 | 0 | 1 | 2 | 0 | 0 | 0 | 0 | 0 | -599.505 | 125.773 | 944.182 | Collinsville-Tesla 500 kV Line | Birds Landing-Contra Costa 230kV Line | Birds Landing-Contra Costa 230kV Line |  | 1 | 0 | 0 | 0 | 0 | 0 | -199.275 | 125.773 | 944.182 | Birds Landing-Contra Costa 230kV Line | Birds Landing-Contra Costa 230kV Line | Birds Landing-Contra Costa 230kV Line |  | 5 | 5 | NO | 5 | 1 | 1 | NO | 1
PG&E FRESNO | Clovis | 115 | 0 | 0 | 0 | 0 | 0 | 0 | 0 | 0 | 0 | 0 | 0 | 0 | 0 | 0 | 0 | 0 | 0 | 0 | 0 | 0 | 0 | 0 | 0 | 0 | 0 | 0 | 0 | 0 | 0 | 0 | 0 | 0 | 0 | 0 | 0 | 0 | 0 | 0 | 0 | 0 | 0 | 0 | 0 | 0 | 0 | 0 | 0 | 0 | 0 | 0 | 0 | 0 | 0 | 0 | 0 | 0 | 0 | 0 | 0 | 0 | 0 | 0 | 0 | 0 | 0 | 0 | 0 | 0 | 0 | 0 | 0 | 0 | 0 | 0 | 0 | 0 | 0 | 0 | 0 | 1 | 0 | 1 | 1 | 1 | 0 | 1 | 0 | 1 | 0 | 0 | 0 | 0 | 1 | 0 | 0 | 0 | 0 | 1 |  | 0 | 0 | 0 | 0 | 0 | 0 | 0 | 0 | 0 | 0 | 0 | 0 | 0 | 0 | 0 | 0 | 0 | 0 | 0 | 0 | 0 | 0 | 0 | 0 | 0 | 0 | 0 | 0 | 0 | 0 | 1 | 0 | 1 | 0 | 1 | 0 | -426.65 | -276.45 | -39.4574 | Chowchilla-Le grand 115kV Line | Chowchilla-Le grand 115kV Line | Chowchilla-Le grand 115kV Line |  | 0 | 0 | 0 | 0 | 0 | 0 | 357.85 | 369.35 | 28.4626 | Oro Loma-El Nido 115kV Line | Oro Loma-El Nido 115kV Line | Oro Loma-El Nido 115kV Line |  | 5 | 1 | YES | 2 | 5 | 1 | YES | 2
PG&E GBA | Coburn | 230 | 0 | 0 | 0 | 0 | 0 | 0 | 0 | 0 | 0 | 0 | 0 | 0 | 0 | 0 | 0 | 0 | 0 | 0 | 0 | 0 | 0 | 0 | 0 | 0 | 0 | 0 | 0 | 0 | 0 | 0 | 0 | 0 | 0 | 0 | 0 | 0 | 0 | 0 | 0 | 0 | 0 | 0 | 0 | 0 | 0 | 0 | 0 | 0 | 0 | 0 | 0 | 0 | 0 | 0 | 0 | 1 | 0 | 0 | 0 | 1 | 0 | 0 | 0 | 0 | 0 | 0 | 0 | 0 | 0 | 0 | 0 | 0 | 0 | 0 | 0 | 0 | 0 | 0 | 1 | 1 | 0 | 0 | 0 | 0 | 0 | 1 | 0 | 0 | 0 | 0 | 0 | 0 | 0 | 0 | 0 | 0 | 1 | 1 |  | 0 | 0 | 0 | 0 | 0 | 0 | 0 | 0 | 0 | 0 | 0 | 0 | 0 | 0 | 0 | 0 | 0 | 100 | 0 | 0 | 0 | 0 | 0 | 0 | 0 | 0 | 0 | 0 | 0 | 1 | 0 | 0 | 0 | 0 | 0 | 0 | 922.2935 | 1620.51 | 1792.1552 | Tesla-Bellota 230 kV line | NEW-Metcalf-Mosslanding 500kV | Gates 500/230kV TB #12 |  | 0 | 0 | 0 | 0 | 0 | 0 | 922.2935 | 1620.51 | 1792.1552 | Tesla-Bellota 230 kV line | NEW-Metcalf-Mosslanding 500kV | Gates 500/230kV TB #12 |  | 1 | 1 | NO | 1 | 1 | 1 | NO | 1
PG&E GBA | Coburn | 60 | 0 | 0 | 0 | 0 | 0 | 0 | 0 | 0 | 0 | 0 | 0 | 0 | 0 | 0 | 0 | 0 | 0 | 0 | 0 | 0 | 0 | 0 | 0 | 0 | 0 | 0 | 0 | 0 | 0 | 0 | 0 | 0 | 0 | 0 | 0 | 0 | 0 | 0 | 0 | 0 | 0 | 0 | 0 | 0 | 0 | 0 | 0 | 0 | 0 | 0 | 0 | 0 | 0 | 0 | 0 | 1 | 0 | 0 | 0 | 1 | 0 | 0 | 0 | 0 | 0 | 0 | 0 | 0 | 0 | 0 | 0 | 0 | 0 | 0 | 0 | 0 | 0 | 0 | 1 | 1 | 0 | 0 | 0 | 0 | 0 | 1 | 0 | 0 | 0 | 0 | 0 | 0 | 0 | 0 | 0 | 0 | 1 | 1 |  | 0 | 0 | 0 | 0 | 0 | 0 | 0 | 0 | 0 | 0 | 0 | 0 | 6 | 0 | 1 | 0 | 0 | 0 | 0 | 0 | 0 | 0 | 0 | 0 | 0 | 0 | 0 | 6 | 0 | 1 | 0 | 0 | 0 | 0 | 0 | 0 | 922.2935 | 1620.51 | 1792.1552 | Tesla-Bellota 230 kV line | NEW-Metcalf-Mosslanding 500kV | Gates 500/230kV TB #12 |  | 0 | 0 | 0 | 0 | 0 | 0 | 922.2935 | 1620.51 | 1792.1552 | Tesla-Bellota 230 kV line | NEW-Metcalf-Mosslanding 500kV | Gates 500/230kV TB #12 |  | 1 | 1 | NO | 1 | 1 | 1 | NO | 1
PG&E NGBA | Colgate | 230 | 0 | 0 | 0 | 0 | 0 | 0 | 0 | 0 | 0 | 0 | 0 | 0 | 0 | 0 | 0 | 0 | 0 | 0 | 0 | 0 | 0 | 0 | 0 | 0 | 0 | 0 | 0 | 0 | 0 | 0 | 0 | 0 | 0 | 0 | 0 | 0 | 0 | 0 | 0 | 1 | 0 | 0 | 0 | 0 | 1 | 1 | 1 | 1 | 0 | 0 | 0 | 0 | 0 | 0 | 0 | 0 | 0 | 0 | 0 | 1 | 1 | 0 | 0 | 0 | 0 | 0 | 0 | 0 | 0 | 0 | 0 | 0 | 0 | 0 | 0 | 0 | 0 | 0 | 0 | 0 | 0 | 0 | 0 | 0 | 0 | 0 | 0 | 0 | 0 | 0 | 0 | 0 | 0 | 0 | 0 | 0 | 0 | 0 |  | 0 | 0 | 0 | 0 | 0 | 0 | 0 | 0 | 0 | 0 | 0 | 0 | 0 | 0 | 0 | 0 | 8.5 | 0 | 0 | 0 | 0 | 0 | 0 | 0 | 0 | 0 | 0 | 0 | 0 | 1 | 2 | 0 | 0 | 0 | 0 | 0 | -599.505 | 31.5 | 81.4956 | Collinsville-Tesla 500 kV Line | Rocklin-Pleaseant grove 115kV line | Rocklin-Pleaseant grove 115kV line |  | 0 | 0 | 0 | 0 | 0 | 0 | 31.5 | 31.5 | 81.4956 | Rocklin-Pleaseant grove 115kV line | Rocklin-Pleaseant grove 115kV line | Rocklin-Pleaseant grove 115kV line |  | 5 | 1 | YES | 2 | 1 | 1 | NO | 1
PG&E GBA | Collierville | 230 | 0 | 0 | 0 | 0 | 0 | 0 | 0 | 0 | 0 | 0 | 0 | 0 | 0 | 0 | 0 | 0 | 0 | 0 | 0 | 0 | 0 | 0 | 0 | 0 | 0 | 0 | 0 | 0 | 0 | 0 | 0 | 0 | 0 | 0 | 0 | 0 | 0 | 0 | 0 | 0 | 0 | 0 | 0 | 0 | 0 | 1 | 0 | 0 | 0 | 0 | 0 | 0 | 0 | 0 | 0 | 1 | 0 | 1 | 0 | 1 | 0 | 0 | 0 | 0 | 0 | 1 | 0 | 0 | 0 | 0 | 0 | 0 | 0 | 0 | 0 | 0 | 0 | 0 | 0 | 0 | 0 | 0 | 0 | 0 | 0 | 0 | 0 | 0 | 0 | 0 | 0 | 0 | 0 | 0 | 0 | 0 | 0 | 0 |  | 0 | 0 | 0 | 0 | 0 | 0 | 0 | 0 | 0 | 0 | 0 | 0 | 0 | 0 | 0 | 0 | 0 | 0 | 0 | 0 | 0 | 0 | 0 | 0 | 0 | 0 | 0 | 0 | 0 | 0 | 1 | 0 | 0 | 0 | 0 | 0 | -292.7815 | 181.7909 | 692.3714 | Bellota-Weber 230kV line | Kasson Jct-Heinz 115 kV line | Kasson Jct-Heinz 115 kV line |  | 0 | 0 | 0 | 0 | 0 | 0 | 77.2685 | 181.7909 | 692.3714 | Kasson Jct-Heinz 115 kV line | Kasson Jct-Heinz 115 kV line | Kasson Jct-Heinz 115 kV line |  | 5 | 1 | YES | 2 | 1 | 1 | NO | 1
PG&E GBA | Collinsville | 230 | 0 | 0 | 0 | 0 | 0 | 0 | 0 | 0 | 0 | 0 | 0 | 0 | 0 | 0 | 0 | 0 | 0 | 0 | 0 | 0 | 0 | 0 | 0 | 0 | 0 | 0 | 0 | 0 | 0 | 0 | 0 | 0 | 0 | 0 | 0 | 0 | 0 | 0 | 0 | 1 | 0 | 0 | 0 | 0 | 0 | 0 | 0 | 0 | 0 | 0 | 0 | 0 | 0 | 0 | 0 | 0 | 0 | 0 | 0 | 0 | 0 | 0 | 0 | 0 | 0 | 0 | 0 | 0 | 0 | 0 | 0 | 0 | 0 | 0 | 0 | 0 | 0 | 0 | 0 | 0 | 0 | 0 | 0 | 0 | 0 | 0 | 0 | 0 | 0 | 0 | 0 | 0 | 0 | 0 | 0 | 0 | 0 | 0 |  | 0 | 0 | 0 | 0 | 0 | 0 | 0 | 0 | 0 | 0 | 0 | 0 | 0 | 0 | 0 | 0 | 0 | 0 | 0 | 0 | 0 | 0 | 0 | 0 | 0 | 0 | 0 | 0 | 0 | 0 | 1 | 0 | 0 | 0 | 0 | 0 | -599.505 | 1292.236 | 5239.7208 | Collinsville-Tesla 500 kV Line | Collinsville-Tesla 500 kV Line | Collinsville-Tesla 500 kV Line |  | 0 | 0 | 0 | 0 | 0 | 0 | 8045.495 | 9937.236 | 5239.7208 | Collinsville-Tesla 500 kV Line | Collinsville-Tesla 500 kV Line | Collinsville-Tesla 500 kV Line |  | 5 | 1 | YES | 2 | 1 | 1 | NO | 1
PG&E GBA | Collinsville | 500 | 0 | 0 | 0 | 0 | 0 | 0 | 0 | 0 | 0 | 0 | 0 | 0 | 0 | 0 | 0 | 0 | 0 | 0 | 0 | 0 | 0 | 0 | 0 | 0 | 0 | 0 | 0 | 0 | 0 | 0 | 0 | 0 | 0 | 0 | 0 | 0 | 0 | 0 | 0 | 1 | 0 | 0 | 0 | 0 | 0 | 0 | 0 | 0 | 0 | 0 | 0 | 0 | 0 | 0 | 0 | 0 | 0 | 0 | 0 | 0 | 0 | 0 | 0 | 0 | 0 | 0 | 0 | 0 | 0 | 0 | 0 | 0 | 0 | 0 | 0 | 0 | 0 | 0 | 0 | 0 | 0 | 0 | 0 | 0 | 0 | 0 | 0 | 0 | 0 | 0 | 0 | 0 | 0 | 0 | 0 | 0 | 0 | 0 |  | 0 | 0 | 0 | 0 | 0 | 0 | 0 | 0 | 0 | 0 | 0 | 0 | 0 | 0 | 0 | 0 | 0 | 0 | 0 | 0 | 0 | 0 | 0 | 0 | 0 | 0 | 0 | 0 | 0 | 0 | 1 | 0 | 0 | 0 | 0 | 0 | -599.505 | 1292.236 | 5239.7208 | Collinsville-Tesla 500 kV Line | Collinsville-Tesla 500 kV Line | Collinsville-Tesla 500 kV Line |  | 0 | 0 | 0 | 0 | 0 | 0 | 8045.495 | 9937.236 | 5239.7208 | Collinsville-Tesla 500 kV Line | Collinsville-Tesla 500 kV Line | Collinsville-Tesla 500 kV Line |  | 5 | 1 | YES | 2 | 1 | 1 | NO | 1
SCE Eastern | Colorado River | 230 | 0 | 0 | 0 | 0 | 0 | 0 | 0 | 0 | 0 | 0 | 0 | 0 | 0 | 0 | 0 | 1 | 0 | 1 | 0 | 0 | 0 | 1 | 0 | 0 | 0 | 0 | 0 | 0 | 0 | 0 | 0 | 0 | 0 | 0 | 0 | 0 | 0 | 0 | 0 | 0 | 0 | 0 | 0 | 0 | 0 | 0 | 0 | 0 | 0 | 0 | 0 | 0 | 0 | 0 | 0 | 0 | 0 | 0 | 0 | 0 | 0 | 0 | 0 | 0 | 0 | 0 | 0 | 0 | 0 | 0 | 0 | 0 | 0 | 0 | 0 | 0 | 0 | 0 | 0 | 0 | 0 | 0 | 0 | 0 | 0 | 0 | 0 | 0 | 0 | 0 | 0 | 0 | 0 | 0 | 0 | 0 | 0 | 2 |  | 0 | 0 | 0 | 0 | 0 | 0 | 0 | 0 | 0 | 0 | 0 | 0 | 0 | 0 | 0 | 0 | 0 | 0 | 0 | 0 | 0 | 0 | 0 | 0 | 300 | 500 | 180 | 0 | 0 | 1 | 0 | 0 | 0 | 0 | 0 | 0 | 941 | 830 | 1766 | Colorado River 500/230 kV Constraint | Colorado River 500/230 kV Constraint | Colorado River 500/230 kV Constraint |  | 0 | 0 | 0 | 0 | 0 | 0 | 941 | 830 | 1766 | Colorado River 500/230 kV Constraint | Colorado River 500/230 kV Constraint | Colorado River 500/230 kV Constraint |  | 1 | 1 | NO | 1 | 1 | 1 | NO | 1
SCE Eastern | Colorado River | 500 | 0 | 0 | 0 | 0 | 0 | 0 | 0 | 0 | 0 | 0 | 0 | 0 | 0 | 0 | 0 | 0 | 0 | 1 | 0 | 0 | 0 | 1 | 0 | 0 | 0 | 0 | 0 | 0 | 0 | 0 | 0 | 0 | 0 | 0 | 0 | 0 | 0 | 0 | 0 | 0 | 0 | 0 | 0 | 0 | 0 | 0 | 0 | 0 | 0 | 0 | 0 | 0 | 0 | 0 | 0 | 0 | 0 | 0 | 0 | 0 | 0 | 0 | 0 | 0 | 0 | 0 | 0 | 0 | 0 | 0 | 0 | 0 | 0 | 0 | 0 | 0 | 0 | 0 | 0 | 0 | 0 | 0 | 0 | 0 | 0 | 0 | 0 | 0 | 0 | 0 | 0 | 0 | 0 | 0 | 0 | 0 | 0 | 2 |  | 0 | 0 | 0 | 0 | 0 | 0 | 0 | 0 | 0 | 0 | 0 | 0 | 0 | 0 | 0 | 0 | 0 | 0 | 0 | 0 | 0 | 0 | 0 | 0 | 0 | 0 | 0 | 0 | 0 | 0 | 0 | 0 | 0 | 0 | 0 | 0 | 1131.27 | 3877.55 | 5231.535 | Serrano-Alberhill-Valley Constraint | Devers-Red Bluff Constraint | Devers-Red Bluff Constraint |  | 0 | 0 | 0 | 0 | 0 | 0 | 1131.27 | 3877.55 | 5231.535 | Serrano-Alberhill-Valley Constraint | Devers-Red Bluff Constraint | Devers-Red Bluff Constraint |  | 1 | 1 | NO | 1 | 1 | 1 | NO | 1
PG&E KERN | Columbus | 115 | 0 | 0 | 0 | 0 | 0 | 0 | 0 | 0 | 0 | 0 | 0 | 0 | 0 | 0 | 0 | 0 | 0 | 0 | 0 | 0 | 0 | 0 | 0 | 0 | 0 | 0 | 0 | 0 | 0 | 0 | 0 | 0 | 0 | 0 | 0 | 0 | 0 | 0 | 0 | 0 | 0 | 0 | 0 | 0 | 0 | 0 | 0 | 0 | 0 | 0 | 0 | 0 | 0 | 0 | 0 | 0 | 0 | 0 | 0 | 0 | 0 | 0 | 0 | 0 | 0 | 0 | 0 | 0 | 0 | 0 | 1 | 0 | 0 | 0 | 0 | 0 | 0 | 0 | 1 | 1 | 0 | 0 | 0 | 0 | 0 | 0 | 0 | 0 | 0 | 0 | 0 | 0 | 0 | 0 | 1 | 0 | 0 | 0 |  | 0 | 0 | 0 | 0 | 0 | 0 | 0 | 0 | 0 | 0 | 0 | 0 | 0 | 0 | 0 | 0 | 0 | 0 | 0 | 0 | 0 | 0 | 0 | 0 | 0 | 0 | 0 | 0 | 0 | 0 | 0 | 0 | 0 | 0 | 0 | 0 | 1038.735 | 1862.1 | 855.1531 | Mustang-Henrietta 230 kV line | Kern 230/115kV TB #4 | Mustang-Henrietta 230 kV line |  | 0 | 0 | 0 | 0 | 0 | 0 | 1038.735 | 1862.1 | 855.1531 | Mustang-Henrietta 230 kV line | Kern 230/115kV TB #4 | Mustang-Henrietta 230 kV line |  | 1 | 1 | NO | 1 | 1 | 1 | NO | 1
PG&E GBA | Contra Costa | 115 | 0 | 0 | 0 | 0 | 0 | 0 | 0 | 0 | 0 | 0 | 0 | 0 | 0 | 0 | 0 | 0 | 0 | 0 | 0 | 0 | 0 | 0 | 0 | 0 | 0 | 0 | 0 | 0 | 0 | 0 | 0 | 0 | 0 | 0 | 0 | 0 | 0 | 0 | 0 | 1 | 0 | 0 | 0 | 0 | 0 | 0 | 0 | 0 | 0 | 0 | 0 | 0 | 0 | 1 | 1 | 1 | 1 | 0 | 1 | 1 | 0 | 0 | 0 | 0 | 0 | 1 | 1 | 0 | 0 | 0 | 0 | 0 | 0 | 0 | 0 | 0 | 0 | 0 | 0 | 0 | 0 | 0 | 0 | 0 | 0 | 0 | 0 | 0 | 0 | 0 | 0 | 0 | 0 | 0 | 0 | 0 | 0 | 0 |  | 0 | 0 | 0 | 0 | 0 | 0 | 0 | 0 | 0 | 0 | 0 | 0 | 0 | 0 | 0 | 0 | 0 | 0 | 0 | 0 | 0 | 0 | 0 | 0 | 0 | 0 | 0 | 0 | 0 | 0 | 3 | 0 | 1 | 0 | 0 | 0 | -861.825 | -176.859 | 77 | Windmaster-Delta pumps 230 kV line | Windmaster-Delta pumps 230 kV line | Contra Costa #1 115kV Line |  | 1 | 0 | 0 | 0 | 0 | 0 | -199.275 | 32 | 77 | Birds Landing-Contra Costa 230kV Line | Contra Costa #1 115kV Line | Contra Costa #1 115kV Line |  | 5 | 5 | NO | 5 | 1 | 1 | NO | 1
PG&E GBA | Contra Costa | 230 | 0 | 0 | 0 | 0 | 0 | 0 | 0 | 0 | 0 | 0 | 0 | 0 | 0 | 0 | 0 | 0 | 0 | 0 | 0 | 0 | 0 | 0 | 0 | 0 | 0 | 0 | 0 | 0 | 0 | 0 | 0 | 0 | 0 | 0 | 0 | 0 | 0 | 0 | 0 | 1 | 0 | 0 | 0 | 0 | 0 | 0 | 0 | 0 | 0 | 0 | 0 | 0 | 0 | 1 | 1 | 1 | 0 | 0 | 1 | 1 | 0 | 0 | 0 | 0 | 0 | 1 | 0 | 0 | 0 | 0 | 0 | 0 | 0 | 0 | 0 | 0 | 0 | 0 | 0 | 0 | 0 | 0 | 0 | 0 | 0 | 0 | 0 | 0 | 0 | 0 | 0 | 0 | 0 | 0 | 0 | 0 | 0 | 0 |  | 0 | 0 | 0 | 0 | 0 | 0 | 0 | 0 | 0 | 0 | 0 | 0 | 0 | 0 | 0 | 0 | 0 | 0 | 0 | 0 | 0 | 0 | 0 | 0 | 0 | 0 | 0 | 0 | 0 | 0 | 2 | 0 | 1 | 0 | 0 | 0 | -861.825 | -176.859 | 3562.906 | Windmaster-Delta pumps 230 kV line | Windmaster-Delta pumps 230 kV line | Contra Costa- Windmaster 230 kV line |  | 0 | 0 | 0 | 0 | 0 | 0 | 387.075 | 743.023 | 3562.906 | Contra Costa- Windmaster 230 kV line | Contra Costa- Windmaster 230 kV line | Contra Costa- Windmaster 230 kV line |  | 5 | 1 | YES | 2 | 1 | 1 | NO | 1
PG&E GBA | Contra Costa PP | 230 | 0 | 0 | 0 | 0 | 0 | 0 | 0 | 0 | 0 | 0 | 0 | 0 | 0 | 0 | 0 | 0 | 0 | 0 | 0 | 0 | 0 | 0 | 0 | 0 | 0 | 0 | 0 | 0 | 0 | 0 | 0 | 0 | 0 | 0 | 0 | 0 | 0 | 0 | 0 | 1 | 0 | 0 | 0 | 0 | 0 | 0 | 0 | 0 | 0 | 0 | 0 | 0 | 0 | 1 | 1 | 1 | 0 | 0 | 1 | 1 | 0 | 0 | 0 | 0 | 0 | 1 | 1 | 0 | 0 | 0 | 0 | 0 | 0 | 0 | 0 | 0 | 0 | 0 | 0 | 0 | 0 | 0 | 0 | 0 | 0 | 0 | 0 | 0 | 0 | 0 | 0 | 0 | 0 | 0 | 0 | 0 | 0 | 0 |  | 0 | 0 | 0 | 0 | 0 | 0 | 0 | 0 | 0 | 0 | 0 | 0 | 0 | 0 | 0 | 0 | 0 | 0 | 0 | 0 | 0 | 0 | 0 | 0 | 0 | 0 | 0 | 0 | 0 | 0 | 3 | 0 | 1 | 0 | 0 | 0 | -861.825 | -176.859 | 944.182 | Windmaster-Delta pumps 230 kV line | Windmaster-Delta pumps 230 kV line | Birds Landing-Contra Costa 230kV Line |  | 1 | 0 | 0 | 0 | 0 | 0 | -199.275 | 125.773 | 944.182 | Birds Landing-Contra Costa 230kV Line | Birds Landing-Contra Costa 230kV Line | Birds Landing-Contra Costa 230kV Line |  | 5 | 5 | NO | 5 | 1 | 1 | NO | 1
SCE NOL | Control | 115 | 0 | 0 | 0 | 0 | 0 | 0 | 0 | 0 | 0 | 0 | 1 | 1 | 1 | 1 | 0 | 0 | 0 | 0 | 0 | 0 | 0 | 0 | 0 | 0 | 0 | 0 | 0 | 0 | 0 | 0 | 0 | 0 | 0 | 0 | 0 | 0 | 0 | 0 | 0 | 0 | 0 | 0 | 0 | 0 | 0 | 0 | 0 | 0 | 0 | 0 | 0 | 0 | 0 | 0 | 0 | 0 | 0 | 0 | 0 | 0 | 0 | 0 | 0 | 0 | 0 | 0 | 0 | 0 | 0 | 0 | 0 | 0 | 0 | 0 | 0 | 0 | 0 | 0 | 0 | 0 | 0 | 0 | 0 | 0 | 0 | 0 | 0 | 0 | 0 | 0 | 0 | 0 | 0 | 0 | 0 | 0 | 0 | 3 |  | 3.3 | 0 | 0 | 0 | 0 | 0 | 0 | 0 | 0 | 0 | 0 | 0 | 0 | 0 | 1 | 13 | 0 | 0 | 0 | 0 | 0 | 0 | 0 | 0 | 0 | 0 | 0 | 0 | 0 | 1 | 1 | 2 | 1 | 2 | 0 | 0 | -96.42 | -45.65 | 107 | South of Kramer Area Constraint | South of Kramer Area Constraint | Control to Inyokern area constraint |  | 1 | 2 | 1 | 2 | 0 | 0 | -96.42 | -45.65 | 107 | South of Kramer Area Constraint | South of Kramer Area Constraint | Control to Inyokern area constraint |  | 5 | 5 | NO | 5 | 1 | 1 | NO | 1
SCE NOL | Control | 55 | 0 | 0 | 0 | 0 | 0 | 0 | 0 | 0 | 0 | 0 | 1 | 1 | 1 | 1 | 0 | 0 | 0 | 0 | 0 | 0 | 0 | 0 | 0 | 0 | 0 | 0 | 0 | 0 | 0 | 0 | 0 | 0 | 0 | 0 | 0 | 0 | 0 | 0 | 0 | 0 | 0 | 0 | 0 | 0 | 0 | 0 | 0 | 0 | 0 | 0 | 0 | 0 | 0 | 0 | 0 | 0 | 0 | 0 | 0 | 0 | 0 | 0 | 0 | 0 | 0 | 0 | 0 | 0 | 0 | 0 | 0 | 0 | 0 | 0 | 0 | 0 | 0 | 0 | 0 | 0 | 0 | 0 | 0 | 0 | 0 | 0 | 0 | 0 | 0 | 0 | 0 | 0 | 0 | 0 | 0 | 0 | 0 | 3 |  | 0 | 0 | 0 | 0 | 0 | 0 | 0 | 0 | 0 | 0 | 0 | 0 | 0 | 0 | 0 | 0 | 0 | 0 | 0 | 0 | 0 | 0 | 0 | 0 | 0 | 0 | 0 | 0 | 0 | 0 | 1 | 2 | 1 | 2 | 0 | 0 | -96.42 | -45.65 | 107 | South of Kramer Area Constraint | South of Kramer Area Constraint | Control to Inyokern area constraint |  | 1 | 2 | 1 | 2 | 0 | 0 | -96.42 | -45.65 | 107 | South of Kramer Area Constraint | South of Kramer Area Constraint | Control to Inyokern area constraint |  | 5 | 5 | NO | 5 | 1 | 1 | NO | 1
PG&E GBA | Cooley Landing | 115 | 0 | 0 | 0 | 0 | 0 | 0 | 0 | 0 | 0 | 0 | 0 | 0 | 0 | 0 | 0 | 0 | 0 | 0 | 0 | 0 | 0 | 0 | 0 | 0 | 0 | 0 | 0 | 0 | 0 | 0 | 0 | 0 | 0 | 0 | 0 | 0 | 0 | 0 | 0 | 1 | 0 | 0 | 0 | 0 | 0 | 0 | 0 | 0 | 0 | 0 | 0 | 0 | 1 | 0 | 0 | 1 | 0 | 0 | 0 | 0 | 0 | 0 | 0 | 0 | 0 | 0 | 0 | 0 | 0 | 0 | 0 | 0 | 0 | 0 | 0 | 0 | 0 | 0 | 0 | 0 | 0 | 0 | 0 | 0 | 0 | 0 | 0 | 0 | 0 | 0 | 0 | 0 | 0 | 0 | 0 | 0 | 0 | 1 |  | 0 | 0 | 0 | 0 | 0 | 0 | 0 | 0 | 0 | 0 | 0 | 0 | 0 | 0 | 0 | 0 | 0 | 0 | 0 | 0 | 0 | 0 | 0 | 0 | 0 | 0 | 0 | 0 | 0 | 0 | 1 | 0 | 0 | 0 | 0 | 0 | -599.505 | 1292.236 | 5177.468 | Collinsville-Tesla 500 kV Line | Collinsville-Tesla 500 kV Line | Sobrante-Moraga 230 kV line |  | 0 | 0 | 0 | 0 | 0 | 0 | 2347.2685 | 2817.535 | 5177.468 | Tesla-Tracy-Pump 230 kV line #2 | Sobrante-Moraga 230 kV line | Sobrante-Moraga 230 kV line |  | 5 | 1 | YES | 2 | 1 | 1 | NO | 1
PG&E GBA | Cooley Landing | 60 | 0 | 0 | 0 | 0 | 0 | 0 | 0 | 0 | 0 | 0 | 0 | 0 | 0 | 0 | 0 | 0 | 0 | 0 | 0 | 0 | 0 | 0 | 0 | 0 | 0 | 0 | 0 | 0 | 0 | 0 | 0 | 0 | 0 | 0 | 0 | 0 | 0 | 0 | 0 | 0 | 0 | 0 | 0 | 0 | 0 | 0 | 0 | 0 | 0 | 0 | 0 | 0 | 0 | 0 | 0 | 1 | 0 | 0 | 0 | 0 | 0 | 0 | 0 | 0 | 0 | 1 | 0 | 0 | 0 | 0 | 0 | 0 | 0 | 0 | 0 | 0 | 0 | 0 | 0 | 0 | 0 | 0 | 0 | 0 | 0 | 0 | 0 | 0 | 0 | 0 | 0 | 0 | 0 | 0 | 0 | 0 | 0 | 0 |  | 0 | 0 | 0 | 0 | 0 | 0 | 0 | 0 | 0 | 0 | 0 | 0 | 0 | 0 | 0 | 0 | 0 | 0 | 0 | 0 | 0 | 0 | 0 | 0 | 0 | 0 | 0 | 0 | 0 | 0 | 0 | 0 | 0 | 0 | 0 | 0 | 2347.2685 | 3418.2344 | 10024.9149 | Tesla-Tracy-Pump 230 kV line #2 | Tesla-Tracy-Pump 230 kV line #2 | Tesla-Tracy Pump 230 kV Line #1 |  | 0 | 0 | 0 | 0 | 0 | 0 | 2347.2685 | 3418.2344 | 10024.9149 | Tesla-Tracy-Pump 230 kV line #2 | Tesla-Tracy-Pump 230 kV line #2 | Tesla-Tracy Pump 230 kV Line #1 |  | 1 | 1 | NO | 1 | 1 | 1 | NO | 1
SCE NOL | Coolwater | 230 | 0 | 0 | 0 | 0 | 0 | 0 | 0 | 0 | 0 | 0 | 0 | 1 | 1 | 1 | 0 | 0 | 0 | 0 | 0 | 0 | 0 | 0 | 0 | 0 | 0 | 0 | 0 | 0 | 0 | 0 | 0 | 0 | 0 | 0 | 0 | 0 | 0 | 0 | 0 | 0 | 0 | 0 | 0 | 0 | 0 | 0 | 0 | 0 | 0 | 0 | 0 | 0 | 0 | 0 | 0 | 0 | 0 | 0 | 0 | 0 | 0 | 0 | 0 | 0 | 0 | 0 | 0 | 0 | 0 | 0 | 0 | 0 | 0 | 0 | 0 | 0 | 0 | 0 | 0 | 0 | 0 | 0 | 0 | 0 | 0 | 0 | 0 | 0 | 0 | 0 | 0 | 0 | 0 | 0 | 0 | 0 | 0 | 3 |  | 0 | 0 | 0 | 0 | 0 | 0 | 0 | 0 | 0 | 0 | 0 | 0 | 0 | 0 | 0 | 0 | 0 | 0 | 0 | 0 | 0 | 0 | 0 | 0 | 0 | 0 | 0 | 0 | 0 | 0 | 0 | 2 | 0 | 2 | 0 | 0 | -96.42 | -45.65 | 1021.4838 | South of Kramer Area Constraint | South of Kramer Area Constraint | South of Kramer Area Constraint |  | 0 | 2 | 0 | 2 | 0 | 0 | -96.42 | -45.65 | 1021.4838 | South of Kramer Area Constraint | South of Kramer Area Constraint | South of Kramer Area Constraint |  | 3 | 3 | NO | 3 | 1 | 1 | NO | 1
SCE NOL | Coolwater | 115 | 0 | 0 | 0 | 0 | 0 | 0 | 0 | 0 | 0 | 0 | 0 | 1 | 1 | 1 | 0 | 0 | 0 | 0 | 0 | 0 | 0 | 0 | 0 | 0 | 0 | 0 | 0 | 0 | 0 | 0 | 0 | 0 | 0 | 0 | 0 | 0 | 0 | 0 | 0 | 0 | 0 | 0 | 0 | 0 | 0 | 0 | 0 | 0 | 0 | 0 | 0 | 0 | 0 | 0 | 0 | 0 | 0 | 0 | 0 | 0 | 0 | 0 | 0 | 0 | 0 | 0 | 0 | 0 | 0 | 0 | 0 | 0 | 0 | 0 | 0 | 0 | 0 | 0 | 0 | 0 | 0 | 0 | 0 | 0 | 0 | 0 | 0 | 0 | 0 | 0 | 0 | 0 | 0 | 0 | 0 | 0 | 0 | 3 |  | 0 | 0 | 0 | 0 | 0 | 0 | 0 | 0 | 0 | 0 | 0 | 0 | 0 | 0 | 0 | 0 | 0 | 180 | 32.18 | 0 | 0 | 0 | 0 | 0 | 150 | 50 | 113.5 | 5 | 0 | 1 | 0 | 2 | 0 | 2 | 0 | 0 | -96.42 | -45.65 | 1021.4838 | South of Kramer Area Constraint | South of Kramer Area Constraint | South of Kramer Area Constraint |  | 0 | 2 | 0 | 2 | 0 | 0 | -96.42 | -45.65 | 1021.4838 | South of Kramer Area Constraint | South of Kramer Area Constraint | South of Kramer Area Constraint |  | 3 | 3 | NO | 3 | 1 | 1 | NO | 1
PG&E KERN | Copus | 70 | 0 | 0 | 0 | 0 | 0 | 0 | 0 | 0 | 0 | 0 | 0 | 0 | 0 | 0 | 0 | 0 | 0 | 0 | 0 | 0 | 0 | 0 | 0 | 0 | 0 | 0 | 0 | 0 | 0 | 0 | 0 | 0 | 0 | 0 | 0 | 0 | 0 | 0 | 0 | 0 | 0 | 0 | 0 | 0 | 0 | 0 | 0 | 0 | 0 | 0 | 0 | 0 | 0 | 0 | 0 | 0 | 0 | 0 | 0 | 0 | 0 | 0 | 0 | 0 | 0 | 0 | 0 | 0 | 0 | 0 | 1 | 1 | 1 | 0 | 1 | 0 | 0 | 0 | 1 | 1 | 0 | 0 | 0 | 0 | 0 | 0 | 0 | 0 | 0 | 0 | 0 | 0 | 0 | 0 | 1 | 0 | 0 | 0 |  | 0 | 0 | 0 | 0 | 0 | 0 | 0 | 0 | 0 | 0 | 0 | 0 | 0 | 0 | 0 | 0 | 0 | 0 | 0 | 0 | 0 | 0 | 0 | 0 | 0 | 0 | 0 | 0 | 0 | 0 | 0 | 0 | 0 | 0 | 0 | 0 | 17.78 | 17.78 | 56.104 | Midway-Taft 115 kV line | Midway-Taft 115 kV line | Maricopa-Copus 70 kV line |  | 0 | 0 | 0 | 0 | 0 | 0 | 17.78 | 17.78 | 56.104 | Midway-Taft 115 kV line | Midway-Taft 115 kV line | Maricopa-Copus 70 kV line |  | 1 | 1 | NO | 1 | 1 | 1 | NO | 1
PG&E FRESNO | Corcoran | 70 | 0 | 0 | 0 | 0 | 0 | 0 | 0 | 0 | 0 | 0 | 0 | 0 | 0 | 0 | 0 | 0 | 0 | 0 | 0 | 0 | 0 | 0 | 0 | 0 | 0 | 0 | 0 | 0 | 0 | 0 | 0 | 0 | 0 | 0 | 0 | 0 | 0 | 0 | 0 | 0 | 0 | 0 | 0 | 0 | 0 | 1 | 0 | 0 | 0 | 0 | 0 | 0 | 0 | 0 | 0 | 0 | 0 | 0 | 0 | 0 | 0 | 0 | 0 | 0 | 0 | 0 | 0 | 0 | 0 | 0 | 0 | 0 | 0 | 0 | 0 | 0 | 0 | 0 | 1 | 1 | 0 | 1 | 0 | 1 | 1 | 1 | 0 | 0 | 0 | 1 | 0 | 0 | 0 | 0 | 1 | 0 | 0 | 2 |  | 0 | 0 | 0 | 0 | 0 | 0 | 0 | 0 | 0 | 0 | 0 | 0 | 0 | 0 | 0 | 0 | 0 | 0 | 0 | 0 | 0 | 0 | 0 | 4.5 | 0 | 0 | 0 | 0 | 0 | 1 | 3 | 0 | 2 | 0 | 1 | 0 | -935.05 | -534.25 | -39.4574 | Borden-Storey #1 230kV line | Borden-Storey #1 230kV line | Chowchilla-Le grand 115kV Line |  | 0 | 0 | 0 | 0 | 0 | 0 | 167.2185 | 530.75 | 506.5426 | Bellota-Weber 230kV line | NEW- Melones-Cottle 230kV line | Chowchilla-Le grand 115kV Line |  | 5 | 1 | YES | 2 | 5 | 1 | YES | 2
PG&E FRESNO | Corcoran | 115 | 0 | 0 | 0 | 0 | 0 | 0 | 0 | 0 | 0 | 0 | 0 | 0 | 0 | 0 | 0 | 0 | 0 | 0 | 0 | 0 | 0 | 0 | 0 | 0 | 0 | 0 | 0 | 0 | 0 | 0 | 0 | 0 | 0 | 0 | 0 | 0 | 0 | 0 | 0 | 0 | 0 | 0 | 0 | 0 | 0 | 1 | 0 | 0 | 0 | 0 | 0 | 0 | 0 | 0 | 0 | 0 | 0 | 0 | 0 | 0 | 0 | 0 | 0 | 0 | 0 | 0 | 0 | 0 | 0 | 0 | 0 | 0 | 0 | 0 | 0 | 0 | 0 | 0 | 1 | 0 | 0 | 1 | 0 | 1 | 1 | 1 | 0 | 0 | 0 | 1 | 0 | 0 | 0 | 0 | 1 | 0 | 0 | 2 |  | 0 | 0 | 0 | 0 | 0 | 0 | 0 | 0 | 0 | 0 | 0 | 0 | 0 | 0 | 0 | 0 | 0 | 0 | 0 | 0 | 0 | 0 | 0 | 0 | 0 | 0 | 0 | 0 | 0 | 0 | 3 | 0 | 2 | 0 | 1 | 0 | -935.05 | -534.25 | -39.4574 | Borden-Storey #1 230kV line | Borden-Storey #1 230kV line | Chowchilla-Le grand 115kV Line |  | 0 | 0 | 0 | 0 | 0 | 0 | 167.2185 | 530.75 | 506.5426 | Bellota-Weber 230kV line | NEW- Melones-Cottle 230kV line | Chowchilla-Le grand 115kV Line |  | 5 | 1 | YES | 2 | 5 | 1 | YES | 2
PG&E NGBA | Corona | 115 | 0 | 0 | 0 | 0 | 0 | 0 | 0 | 0 | 0 | 0 | 0 | 0 | 0 | 0 | 0 | 0 | 0 | 0 | 0 | 0 | 0 | 0 | 0 | 0 | 0 | 0 | 0 | 0 | 0 | 0 | 0 | 0 | 0 | 0 | 0 | 0 | 0 | 0 | 0 | 1 | 0 | 0 | 0 | 0 | 0 | 0 | 0 | 0 | 0 | 0 | 0 | 0 | 1 | 0 | 0 | 0 | 0 | 0 | 0 | 0 | 0 | 0 | 0 | 0 | 0 | 0 | 1 | 0 | 0 | 0 | 0 | 0 | 0 | 0 | 0 | 0 | 0 | 0 | 0 | 0 | 0 | 0 | 0 | 0 | 0 | 0 | 0 | 0 | 0 | 0 | 0 | 0 | 0 | 0 | 0 | 0 | 0 | 1 |  | 0 | 0 | 0 | 0 | 0 | 0 | 0 | 0 | 0 | 0 | 0 | 0 | 0 | 0 | 0 | 0 | 0 | 0 | 0 | 0 | 0 | 0 | 0 | 0 | 0 | 0 | 0 | 0 | 0 | 0 | 2 | 0 | 0 | 0 | 0 | 0 | -599.505 | 125.773 | 944.182 | Collinsville-Tesla 500 kV Line | Birds Landing-Contra Costa 230kV Line | Birds Landing-Contra Costa 230kV Line |  | 1 | 0 | 0 | 0 | 0 | 0 | -199.275 | 125.773 | 944.182 | Birds Landing-Contra Costa 230kV Line | Birds Landing-Contra Costa 230kV Line | Birds Landing-Contra Costa 230kV Line |  | 5 | 5 | NO | 5 | 1 | 1 | NO | 1
PG&E NGBA | Cortina | 230 | 0 | 0 | 0 | 0 | 0 | 0 | 0 | 0 | 0 | 0 | 0 | 0 | 0 | 0 | 0 | 0 | 0 | 0 | 0 | 0 | 0 | 0 | 0 | 0 | 0 | 0 | 0 | 0 | 0 | 0 | 0 | 0 | 0 | 0 | 0 | 0 | 0 | 0 | 0 | 1 | 0 | 0 | 0 | 0 | 0 | 0 | 0 | 0 | 0 | 0 | 0 | 0 | 1 | 0 | 0 | 0 | 0 | 0 | 0 | 0 | 0 | 0 | 0 | 0 | 0 | 0 | 1 | 0 | 0 | 0 | 0 | 0 | 0 | 0 | 0 | 0 | 0 | 0 | 0 | 0 | 0 | 0 | 0 | 0 | 0 | 0 | 0 | 0 | 0 | 0 | 0 | 0 | 0 | 0 | 0 | 0 | 0 | 1 |  | 0 | 0 | 0 | 0 | 0 | 0 | 0 | 0 | 0 | 0 | 0 | 0 | 0 | 0 | 0 | 0 | 0 | 0 | 0 | 0 | 0 | 0 | 0 | 0 | 0 | 0 | 0 | 0 | 0 | 0 | 2 | 0 | 0 | 0 | 0 | 0 | -599.505 | 125.773 | 944.182 | Collinsville-Tesla 500 kV Line | Birds Landing-Contra Costa 230kV Line | Birds Landing-Contra Costa 230kV Line |  | 1 | 0 | 0 | 0 | 0 | 0 | -199.275 | 125.773 | 944.182 | Birds Landing-Contra Costa 230kV Line | Birds Landing-Contra Costa 230kV Line | Birds Landing-Contra Costa 230kV Line |  | 5 | 5 | NO | 5 | 1 | 1 | NO | 1
PG&E NGBA | Cortina | 115 | 0 | 0 | 0 | 0 | 0 | 0 | 0 | 0 | 0 | 0 | 0 | 0 | 0 | 0 | 0 | 0 | 0 | 0 | 0 | 0 | 0 | 0 | 0 | 0 | 0 | 0 | 0 | 0 | 0 | 0 | 0 | 0 | 0 | 0 | 0 | 0 | 0 | 0 | 0 | 1 | 0 | 0 | 0 | 0 | 0 | 0 | 0 | 0 | 0 | 0 | 0 | 0 | 0 | 0 | 0 | 1 | 0 | 0 | 0 | 0 | 0 | 0 | 0 | 0 | 0 | 0 | 1 | 0 | 0 | 0 | 0 | 0 | 0 | 0 | 0 | 0 | 0 | 0 | 0 | 0 | 0 | 0 | 0 | 0 | 0 | 0 | 0 | 0 | 0 | 0 | 0 | 0 | 0 | 0 | 0 | 0 | 0 | 0 |  | 0 | 0 | 0 | 0 | 0 | 0 | 0 | 0 | 0 | 0 | 0 | 0 | 0 | 0 | 0 | 0 | 5 | 0 | 0 | 0 | 0 | 0 | 0 | 0 | 0 | 80 | 0 | 45 | 0 | 1 | 2 | 0 | 0 | 0 | 0 | 0 | -599.505 | 125.773 | 944.182 | Collinsville-Tesla 500 kV Line | Birds Landing-Contra Costa 230kV Line | Birds Landing-Contra Costa 230kV Line |  | 1 | 0 | 0 | 0 | 0 | 0 | -199.275 | 125.773 | 944.182 | Birds Landing-Contra Costa 230kV Line | Birds Landing-Contra Costa 230kV Line | Birds Landing-Contra Costa 230kV Line |  | 5 | 5 | NO | 5 | 1 | 1 | NO | 1
PG&E GBA | Cottle | 230 | 0 | 0 | 0 | 0 | 0 | 0 | 0 | 0 | 0 | 0 | 0 | 0 | 0 | 0 | 0 | 0 | 0 | 0 | 0 | 0 | 0 | 0 | 0 | 0 | 0 | 0 | 0 | 0 | 0 | 0 | 0 | 0 | 0 | 0 | 0 | 0 | 0 | 0 | 0 | 0 | 0 | 0 | 0 | 0 | 0 | 1 | 0 | 0 | 0 | 0 | 0 | 0 | 0 | 0 | 0 | 0 | 0 | 0 | 0 | 1 | 1 | 0 | 0 | 0 | 0 | 0 | 0 | 0 | 0 | 0 | 0 | 0 | 0 | 0 | 0 | 0 | 0 | 0 | 1 | 1 | 0 | 1 | 1 | 0 | 1 | 0 | 0 | 1 | 1 | 1 | 0 | 0 | 1 | 0 | 0 | 0 | 0 | 1 |  | 0 | 0 | 0 | 0 | 0 | 0 | 0 | 0 | 0 | 0 | 0 | 0 | 0 | 0 | 0 | 0 | 0 | 0 | 0 | 0 | 0 | 0 | 0 | 0 | 0 | 0 | 0 | 0 | 0 | 0 | 2 | 0 | 1 | 0 | 0 | 0 | -935.05 | -534.25 | 28.4626 | Borden-Storey #1 230kV line | Borden-Storey #1 230kV line | Oro Loma-El Nido 115kV Line |  | 0 | 0 | 0 | 0 | 0 | 0 | 167.2185 | 369.35 | 28.4626 | Bellota-Weber 230kV line | Oro Loma-El Nido 115kV Line | Oro Loma-El Nido 115kV Line |  | 5 | 1 | YES | 2 | 1 | 1 | NO | 1
PG&E NGBA | Cottonwood | 115 | 0 | 0 | 0 | 0 | 0 | 0 | 0 | 0 | 0 | 0 | 0 | 0 | 0 | 0 | 0 | 0 | 0 | 0 | 0 | 0 | 0 | 0 | 0 | 0 | 0 | 0 | 0 | 0 | 0 | 0 | 0 | 0 | 0 | 0 | 0 | 0 | 0 | 0 | 0 | 1 | 0 | 0 | 0 | 0 | 0 | 0 | 0 | 0 | 0 | 0 | 0 | 0 | 0 | 0 | 0 | 0 | 0 | 0 | 0 | 0 | 0 | 0 | 0 | 0 | 0 | 0 | 0 | 0 | 0 | 0 | 0 | 0 | 0 | 0 | 0 | 0 | 0 | 0 | 0 | 0 | 0 | 0 | 0 | 0 | 0 | 0 | 0 | 0 | 0 | 0 | 0 | 0 | 0 | 0 | 0 | 0 | 0 | 0 |  | 0 | 0 | 0 | 0 | 0 | 0 | 0 | 0 | 0 | 0 | 0 | 0 | 0 | 0 | 0 | 0 | 0 | 0 | 0 | 0 | 0 | 0 | 0 | 0 | 0 | 0 | 0 | 0 | 0 | 0 | 1 | 0 | 0 | 0 | 0 | 0 | -599.505 | 1292.236 | 5239.7208 | Collinsville-Tesla 500 kV Line | Collinsville-Tesla 500 kV Line | Collinsville-Tesla 500 kV Line |  | 0 | 0 | 0 | 0 | 0 | 0 | 8045.495 | 9937.236 | 5239.7208 | Collinsville-Tesla 500 kV Line | Collinsville-Tesla 500 kV Line | Collinsville-Tesla 500 kV Line |  | 5 | 1 | YES | 2 | 1 | 1 | NO | 1
PG&E NGBA | Cottonwood | 230 | 0 | 0 | 0 | 0 | 0 | 0 | 0 | 0 | 0 | 0 | 0 | 0 | 0 | 0 | 0 | 0 | 0 | 0 | 0 | 0 | 0 | 0 | 0 | 0 | 0 | 0 | 0 | 0 | 0 | 0 | 0 | 0 | 0 | 0 | 0 | 0 | 0 | 0 | 0 | 1 | 0 | 0 | 0 | 0 | 0 | 0 | 0 | 0 | 0 | 0 | 0 | 0 | 0 | 0 | 0 | 0 | 0 | 0 | 0 | 0 | 0 | 0 | 0 | 0 | 0 | 0 | 0 | 0 | 0 | 0 | 0 | 0 | 0 | 0 | 0 | 0 | 0 | 0 | 0 | 0 | 0 | 0 | 0 | 0 | 0 | 0 | 0 | 0 | 0 | 0 | 0 | 0 | 0 | 0 | 0 | 0 | 0 | 0 |  | 0 | 0 | 0 | 0 | 0 | 0 | 0 | 0 | 0 | 0 | 0 | 0 | 0 | 0 | 0 | 0 | 0 | 0 | 0 | 0 | 0 | 0 | 0 | 0 | 0 | 0 | 0 | 0 | 0 | 0 | 1 | 0 | 0 | 0 | 0 | 0 | -599.505 | 1292.236 | 5239.7208 | Collinsville-Tesla 500 kV Line | Collinsville-Tesla 500 kV Line | Collinsville-Tesla 500 kV Line |  | 0 | 0 | 0 | 0 | 0 | 0 | 8045.495 | 9937.236 | 5239.7208 | Collinsville-Tesla 500 kV Line | Collinsville-Tesla 500 kV Line | Collinsville-Tesla 500 kV Line |  | 5 | 1 | YES | 2 | 1 | 1 | NO | 1
PG&E NGBA | Cottonwood | 60 | 0 | 0 | 0 | 0 | 0 | 0 | 0 | 0 | 0 | 0 | 0 | 0 | 0 | 0 | 0 | 0 | 0 | 0 | 0 | 0 | 0 | 0 | 0 | 0 | 0 | 0 | 0 | 0 | 0 | 0 | 0 | 0 | 0 | 0 | 0 | 0 | 0 | 0 | 0 | 1 | 0 | 0 | 0 | 0 | 0 | 0 | 0 | 0 | 0 | 0 | 0 | 0 | 0 | 0 | 0 | 0 | 0 | 0 | 0 | 0 | 0 | 0 | 0 | 0 | 0 | 0 | 0 | 0 | 0 | 0 | 0 | 0 | 0 | 0 | 0 | 0 | 0 | 0 | 0 | 0 | 0 | 0 | 0 | 0 | 0 | 0 | 0 | 0 | 0 | 0 | 0 | 0 | 0 | 0 | 0 | 0 | 0 | 0 |  | 0 | 0 | 0 | 0 | 0 | 0 | 0 | 0 | 0 | 0 | 0 | 0 | 0 | 0 | 0 | 0 | 0 | 0 | 0 | 0 | 0 | 0 | 0 | 0 | 0 | 0 | 0 | 0 | 0 | 0 | 1 | 0 | 0 | 0 | 0 | 0 | -599.505 | 1292.236 | 5239.7208 | Collinsville-Tesla 500 kV Line | Collinsville-Tesla 500 kV Line | Collinsville-Tesla 500 kV Line |  | 0 | 0 | 0 | 0 | 0 | 0 | 8045.495 | 9937.236 | 5239.7208 | Collinsville-Tesla 500 kV Line | Collinsville-Tesla 500 kV Line | Collinsville-Tesla 500 kV Line |  | 5 | 1 | YES | 2 | 1 | 1 | NO | 1
PG&E NGBA | Cove Road | 230 | 0 | 0 | 0 | 0 | 0 | 0 | 0 | 0 | 0 | 0 | 0 | 0 | 0 | 0 | 0 | 0 | 0 | 0 | 0 | 0 | 0 | 0 | 0 | 0 | 0 | 0 | 0 | 0 | 0 | 0 | 0 | 0 | 0 | 0 | 0 | 0 | 0 | 0 | 0 | 1 | 0 | 0 | 0 | 0 | 0 | 0 | 0 | 0 | 0 | 0 | 0 | 0 | 0 | 0 | 0 | 0 | 0 | 0 | 0 | 0 | 0 | 0 | 0 | 0 | 0 | 0 | 0 | 0 | 0 | 0 | 0 | 0 | 0 | 0 | 0 | 0 | 0 | 0 | 0 | 0 | 0 | 0 | 0 | 0 | 0 | 0 | 0 | 0 | 0 | 0 | 0 | 0 | 0 | 0 | 0 | 0 | 0 | 0 |  | 0 | 0 | 0 | 0 | 0 | 0 | 0 | 0 | 0 | 0 | 0 | 0 | 0 | 0 | 0 | 0 | 0 | 0 | 0 | 0 | 0 | 0 | 0 | 0 | 0 | 0 | 0 | 0 | 0 | 0 | 1 | 0 | 0 | 0 | 0 | 0 | -599.505 | 1292.236 | 5239.7208 | Collinsville-Tesla 500 kV Line | Collinsville-Tesla 500 kV Line | Collinsville-Tesla 500 kV Line |  | 0 | 0 | 0 | 0 | 0 | 0 | 8045.495 | 9937.236 | 5239.7208 | Collinsville-Tesla 500 kV Line | Collinsville-Tesla 500 kV Line | Collinsville-Tesla 500 kV Line |  | 5 | 1 | YES | 2 | 1 | 1 | NO | 1
PG&E GBA | Coyote | 230 | 0 | 0 | 0 | 0 | 0 | 0 | 0 | 0 | 0 | 0 | 0 | 0 | 0 | 0 | 0 | 0 | 0 | 0 | 0 | 0 | 0 | 0 | 0 | 0 | 0 | 0 | 0 | 0 | 0 | 0 | 0 | 0 | 0 | 0 | 0 | 0 | 0 | 0 | 0 | 0 | 0 | 0 | 0 | 0 | 0 | 0 | 0 | 0 | 0 | 0 | 0 | 0 | 0 | 0 | 0 | 1 | 0 | 0 | 0 | 1 | 0 | 0 | 0 | 0 | 0 | 0 | 0 | 0 | 0 | 0 | 0 | 0 | 0 | 0 | 0 | 0 | 0 | 0 | 0 | 0 | 0 | 0 | 0 | 0 | 0 | 0 | 0 | 0 | 0 | 0 | 0 | 0 | 0 | 0 | 0 | 0 | 0 | 0 |  | 0 | 0 | 0 | 0 | 0 | 0 | 0 | 0 | 0 | 0 | 0 | 0 | 0 | 0 | 0 | 0 | 0 | 0 | 0 | 0 | 0 | 0 | 0 | 0 | 0 | 0 | 0 | 0 | 0 | 0 | 0 | 0 | 0 | 0 | 0 | 0 | 922.2935 | 2018.1064 | 4744.827 | Tesla-Bellota 230 kV line | Tesla-Bellota 230 kV line | Tesla-Bellota 230 kV line |  | 0 | 0 | 0 | 0 | 0 | 0 | 922.2935 | 2018.1064 | 4744.827 | Tesla-Bellota 230 kV line | Tesla-Bellota 230 kV line | Tesla-Bellota 230 kV line |  | 1 | 1 | NO | 1 | 1 | 1 | NO | 1
PG&E GBA | Crazy Horse Canyon | 115 | 0 | 0 | 0 | 0 | 0 | 0 | 0 | 0 | 0 | 0 | 0 | 0 | 0 | 0 | 0 | 0 | 0 | 0 | 0 | 0 | 0 | 0 | 0 | 0 | 0 | 0 | 0 | 0 | 0 | 0 | 0 | 0 | 0 | 0 | 0 | 0 | 0 | 0 | 0 | 0 | 0 | 0 | 0 | 0 | 0 | 0 | 0 | 0 | 0 | 0 | 0 | 0 | 0 | 0 | 0 | 0 | 0 | 0 | 0 | 0 | 0 | 0 | 0 | 0 | 1 | 0 | 0 | 0 | 0 | 0 | 0 | 0 | 0 | 0 | 0 | 0 | 0 | 0 | 0 | 0 | 0 | 0 | 0 | 0 | 0 | 0 | 0 | 0 | 0 | 0 | 0 | 0 | 0 | 0 | 0 | 0 | 1 | 0 |  | 0 | 0 | 0 | 0 | 0 | 0 | 0 | 0 | 0 | 0 | 0 | 0 | 0 | 0 | 0 | 0 | 0 | 0 | 0 | 0 | 0 | 0 | 0 | 0 | 0 | 0 | 0 | 0 | 0 | 0 | 0 | 0 | 0 | 0 | 0 | 0 | 338.65 | 358.51 | 303.18 | Morganhill-Metcalf 115kV Line | Morganhill-Metcalf 115kV Line | Morganhill-Metcalf 115kV Line |  | 0 | 0 | 0 | 0 | 0 | 0 | 338.65 | 358.51 | 303.18 | Morganhill-Metcalf 115kV Line | Morganhill-Metcalf 115kV Line | Morganhill-Metcalf 115kV Line |  | 1 | 1 | NO | 1 | 1 | 1 | NO | 1
SDGE | Creelman | 69 | 0 | 0 | 0 | 0 | 0 | 0 | 0 | 0 | 0 | 0 | 0 | 0 | 0 | 0 | 0 | 0 | 0 | 0 | 0 | 0 | 0 | 0 | 0 | 0 | 0 | 1 | 0 | 1 | 0 | 0 | 1 | 0 | 1 | 0 | 0 | 0 | 0 | 1 | 0 | 0 | 0 | 0 | 0 | 0 | 0 | 0 | 0 | 0 | 0 | 0 | 0 | 0 | 0 | 0 | 0 | 0 | 0 | 0 | 0 | 0 | 0 | 0 | 0 | 0 | 0 | 0 | 0 | 0 | 0 | 0 | 0 | 0 | 0 | 0 | 0 | 0 | 0 | 0 | 0 | 0 | 0 | 0 | 0 | 0 | 0 | 0 | 0 | 0 | 0 | 0 | 0 | 0 | 0 | 0 | 0 | 0 | 0 | 2 |  | 0 | 0 | 0 | 0 | 0 | 0 | 0 | 0 | 0 | 0 | 0 | -0.47 | 0 | 0 | 1 | 0 | 0 | 0 | 0 | 0 | 0 | 0 | 0 | 0 | 0 | 0 | 7.33 | 0 | 0 | 1 | 0 | 0 | 0 | 0 | 0 | 0 | 326.46 | 366.23 | 481.7164 | El Cajon 69 kV constraint | El Cajon 69 kV constraint | El Cajon 69 kV constraint |  | 0 | 0 | 0 | 0 | 0 | 0 | 326.46 | 366.23 | 481.7164 | El Cajon 69 kV constraint | El Cajon 69 kV constraint | El Cajon 69 kV constraint |  | 1 | 1 | NO | 1 | 1 | 1 | NO | 1
PG&E FRESNO | Crescent | 70 | 0 | 0 | 0 | 0 | 0 | 0 | 0 | 0 | 0 | 0 | 0 | 0 | 0 | 0 | 0 | 0 | 0 | 0 | 0 | 0 | 0 | 0 | 0 | 0 | 0 | 0 | 0 | 0 | 0 | 0 | 0 | 0 | 0 | 0 | 0 | 0 | 0 | 0 | 0 | 0 | 0 | 0 | 0 | 0 | 0 | 1 | 0 | 0 | 0 | 0 | 0 | 0 | 0 | 0 | 0 | 0 | 0 | 0 | 0 | 0 | 0 | 0 | 0 | 0 | 0 | 0 | 0 | 0 | 0 | 0 | 0 | 0 | 0 | 0 | 0 | 0 | 0 | 0 | 1 | 1 | 0 | 1 | 0 | 0 | 0 | 1 | 0 | 0 | 0 | 1 | 0 | 1 | 0 | 0 | 0 | 0 | 0 | 1 |  | 0 | 0 | 0 | 0 | 0 | 0 | 0 | 0 | 0 | 0 | 0 | 0 | 0 | 0 | 0 | 0 | 0 | 0 | 0 | 0 | 0 | 0 | 0 | 0 | 5 | 65 | 35 | 0 | 0 | 1 | 2 | 0 | 1 | 0 | 0 | 0 | -935.05 | -534.25 | 107.7 | Borden-Storey #1 230kV line | Borden-Storey #1 230kV line | Helm 230/70kV TB #1 |  | 0 | 0 | 0 | 0 | 0 | 0 | 2.25 | 16.95 | 107.7 | Helm 230/70kV TB #1 | Helm 230/70kV TB #1 | Helm 230/70kV TB #1 |  | 5 | 1 | YES | 2 | 1 | 1 | NO | 1
PG&E FRESNO | Cressey | 115 | 0 | 0 | 0 | 0 | 0 | 0 | 0 | 0 | 0 | 0 | 0 | 0 | 0 | 0 | 0 | 0 | 0 | 0 | 0 | 0 | 0 | 0 | 0 | 0 | 0 | 0 | 0 | 0 | 0 | 0 | 0 | 0 | 0 | 0 | 0 | 0 | 0 | 0 | 0 | 0 | 0 | 0 | 0 | 0 | 0 | 1 | 0 | 0 | 0 | 0 | 0 | 0 | 0 | 0 | 0 | 0 | 0 | 0 | 0 | 1 | 0 | 0 | 0 | 0 | 0 | 0 | 0 | 0 | 0 | 0 | 0 | 0 | 0 | 0 | 0 | 0 | 0 | 0 | 0 | 1 | 0 | 1 | 1 | 1 | 0 | 1 | 0 | 1 | 0 | 0 | 0 | 0 | 1 | 0 | 0 | 0 | 0 | 1 |  | 0 | 0 | 0 | 0 | 0 | 0 | 0 | 0 | 0 | 0 | 0 | 0 | 0 | 0 | 0 | 0 | 0 | 0 | 0 | 0 | 0 | 0 | 0 | 0 | 0 | 0 | 0 | 0 | 0 | 0 | 2 | 0 | 1 | 0 | 1 | 0 | -426.65 | -276.45 | -39.4574 | Chowchilla-Le grand 115kV Line | Chowchilla-Le grand 115kV Line | Chowchilla-Le grand 115kV Line |  | 0 | 0 | 0 | 0 | 0 | 0 | 167.2185 | 369.35 | 28.4626 | Bellota-Weber 230kV line | Oro Loma-El Nido 115kV Line | Oro Loma-El Nido 115kV Line |  | 5 | 1 | YES | 2 | 5 | 1 | YES | 2
PG&E NGBA | Cresta | 230 | 0 | 0 | 0 | 0 | 0 | 0 | 0 | 0 | 0 | 0 | 0 | 0 | 0 | 0 | 0 | 0 | 0 | 0 | 0 | 0 | 0 | 0 | 0 | 0 | 0 | 0 | 0 | 0 | 0 | 0 | 0 | 0 | 0 | 0 | 0 | 0 | 0 | 0 | 0 | 1 | 1 | 0 | 1 | 0 | 1 | 1 | 1 | 1 | 0 | 0 | 0 | 0 | 0 | 0 | 0 | 0 | 0 | 0 | 0 | 1 | 1 | 0 | 0 | 0 | 0 | 0 | 0 | 0 | 0 | 0 | 0 | 0 | 0 | 0 | 0 | 0 | 0 | 0 | 0 | 0 | 0 | 0 | 0 | 0 | 0 | 0 | 0 | 0 | 0 | 0 | 0 | 0 | 0 | 0 | 0 | 0 | 0 | 0 |  | 0 | 0 | 0 | 0 | 0 | 0 | 0 | 0 | 0 | 0 | 0 | 0 | 0 | 0 | 0 | 0 | 0 | 0 | 0 | 0 | 0 | 0 | 0 | 0 | 0 | 0 | 0 | 0 | 0 | 0 | 2 | 0 | 0 | 0 | 0 | 0 | -599.505 | 31.5 | 32.84 | Collinsville-Tesla 500 kV Line | Rocklin-Pleaseant grove 115kV line | Woodland- Davis 115kV line |  | 0 | 0 | 0 | 0 | 0 | 0 | 31.5 | 31.5 | 32.84 | Rocklin-Pleaseant grove 115kV line | Rocklin-Pleaseant grove 115kV line | Woodland- Davis 115kV line |  | 5 | 1 | YES | 2 | 1 | 1 | NO | 1
SDGE | Crestwood | 69 | 0 | 0 | 0 | 0 | 0 | 0 | 0 | 0 | 0 | 0 | 0 | 0 | 0 | 0 | 0 | 0 | 0 | 0 | 0 | 0 | 0 | 0 | 0 | 0 | 0 | 0 | 0 | 1 | 0 | 1 | 1 | 0 | 1 | 0 | 0 | 0 | 1 | 0 | 0 | 0 | 0 | 0 | 0 | 0 | 0 | 0 | 0 | 0 | 0 | 0 | 0 | 0 | 0 | 0 | 0 | 0 | 0 | 0 | 0 | 0 | 0 | 0 | 0 | 0 | 0 | 0 | 0 | 0 | 0 | 0 | 0 | 0 | 0 | 0 | 0 | 0 | 0 | 0 | 0 | 0 | 0 | 0 | 0 | 0 | 0 | 0 | 0 | 0 | 0 | 0 | 0 | 0 | 0 | 0 | 0 | 0 | 0 | 3 |  | 0 | 0 | 0 | 0 | 0 | 0 | 0 | 0 | 0 | 0 | 0 | 0 | 0 | 0 | 0 | 0 | 0 | 0 | 0 | 0 | 0 | 0 | 0 | 0 | 0 | 0 | 0 | 0 | 0 | 0 | 0 | 0 | 0 | 0 | 0 | 0 | 159.09 | 195.045 | 299.0864 | Miguel 69 kV constraint | Miguel 69 kV constraint | Miguel 69 kV constraint |  | 0 | 0 | 0 | 0 | 0 | 0 | 159.09 | 195.045 | 299.0864 | Miguel 69 kV constraint | Miguel 69 kV constraint | Miguel 69 kV constraint |  | 1 | 1 | NO | 1 | 1 | 1 | NO | 1
PG&E GBA | Crow Creek | 60 | 0 | 0 | 0 | 0 | 0 | 0 | 0 | 0 | 0 | 0 | 0 | 0 | 0 | 0 | 0 | 0 | 0 | 0 | 0 | 0 | 0 | 0 | 0 | 0 | 0 | 0 | 0 | 0 | 0 | 0 | 0 | 0 | 0 | 0 | 0 | 0 | 0 | 0 | 0 | 0 | 0 | 0 | 0 | 0 | 0 | 1 | 0 | 0 | 0 | 0 | 0 | 0 | 0 | 0 | 0 | 1 | 0 | 1 | 0 | 1 | 0 | 0 | 1 | 1 | 0 | 1 | 0 | 0 | 0 | 0 | 0 | 0 | 0 | 0 | 0 | 0 | 0 | 0 | 0 | 0 | 0 | 0 | 0 | 0 | 0 | 0 | 0 | 0 | 0 | 0 | 0 | 0 | 0 | 0 | 0 | 0 | 0 | 0 |  | 0 | 0 | 0 | 0 | 0 | 0 | 0 | 0 | 0 | 6.21 | 14.11 | 15 | 0 | 0 | 1 | 0 | 0 | 0 | 0 | 0 | 0 | 0 | 0 | 0 | 6.21 | 14.11 | 15 | 0 | 0 | 1 | 1 | 0 | 0 | 0 | 0 | 0 | -292.7815 | 91.0609 | 104.1524 | Bellota-Weber 230kV line | Salado-Crow Creek Sw Sta 60 kV line | Salado-Crow Creek Sw Sta 60 kV line |  | 0 | 0 | 0 | 0 | 0 | 0 | 63.9885 | 91.0609 | 104.1524 | Tesla-Salado 115 kV line | Salado-Crow Creek Sw Sta 60 kV line | Salado-Crow Creek Sw Sta 60 kV line |  | 5 | 1 | YES | 2 | 1 | 1 | NO | 1
PG&E GBA | Crows Landing | 60 | 0 | 0 | 0 | 0 | 0 | 0 | 0 | 0 | 0 | 0 | 0 | 0 | 0 | 0 | 0 | 0 | 0 | 0 | 0 | 0 | 0 | 0 | 0 | 0 | 0 | 0 | 0 | 0 | 0 | 0 | 0 | 0 | 0 | 0 | 0 | 0 | 0 | 0 | 0 | 0 | 0 | 0 | 0 | 0 | 0 | 1 | 0 | 0 | 0 | 0 | 0 | 0 | 0 | 0 | 0 | 1 | 0 | 1 | 0 | 1 | 0 | 0 | 1 | 1 | 0 | 1 | 0 | 0 | 0 | 0 | 0 | 0 | 0 | 0 | 0 | 0 | 0 | 0 | 0 | 0 | 0 | 0 | 0 | 0 | 0 | 0 | 0 | 0 | 0 | 0 | 0 | 0 | 0 | 0 | 0 | 0 | 0 | 0 |  | 0 | 0 | 0 | 0 | 0 | 0 | 0 | 0 | 0 | 0 | 0 | 0 | 0 | 0 | 0 | 0 | 0 | 0 | 0 | 0 | 0 | 0 | 0 | 0 | 0 | 0 | 0 | 0 | 0 | 0 | 1 | 0 | 0 | 0 | 0 | 0 | -292.7815 | 91.0609 | 104.1524 | Bellota-Weber 230kV line | Salado-Crow Creek Sw Sta 60 kV line | Salado-Crow Creek Sw Sta 60 kV line |  | 0 | 0 | 0 | 0 | 0 | 0 | 63.9885 | 91.0609 | 104.1524 | Tesla-Salado 115 kV line | Salado-Crow Creek Sw Sta 60 kV line | Salado-Crow Creek Sw Sta 60 kV line |  | 5 | 1 | YES | 2 | 1 | 1 | NO | 1
PG&E GBA | Curtis | 115 | 0 | 0 | 0 | 0 | 0 | 0 | 0 | 0 | 0 | 0 | 0 | 0 | 0 | 0 | 0 | 0 | 0 | 0 | 0 | 0 | 0 | 0 | 0 | 0 | 0 | 0 | 0 | 0 | 0 | 0 | 0 | 0 | 0 | 0 | 0 | 0 | 0 | 0 | 0 | 0 | 0 | 0 | 0 | 0 | 0 | 1 | 0 | 0 | 0 | 0 | 0 | 0 | 0 | 0 | 0 | 1 | 0 | 1 | 0 | 1 | 0 | 0 | 0 | 0 | 0 | 1 | 0 | 0 | 0 | 0 | 0 | 0 | 0 | 0 | 0 | 0 | 0 | 0 | 0 | 0 | 0 | 0 | 0 | 0 | 0 | 0 | 0 | 0 | 0 | 0 | 0 | 0 | 0 | 0 | 0 | 0 | 0 | 0 |  | 0 | 0 | 0 | 0 | 0 | 0 | 0 | 0 | 0 | 0 | 0 | 0 | 0 | 0 | 0 | 0 | 0 | 0 | 0 | 0 | 0 | 0 | 0 | 0 | 0 | 0 | 0 | 0 | 0 | 0 | 1 | 0 | 0 | 0 | 0 | 0 | -292.7815 | 181.7909 | 692.3714 | Bellota-Weber 230kV line | Kasson Jct-Heinz 115 kV line | Kasson Jct-Heinz 115 kV line |  | 0 | 0 | 0 | 0 | 0 | 0 | 77.2685 | 181.7909 | 692.3714 | Kasson Jct-Heinz 115 kV line | Kasson Jct-Heinz 115 kV line | Kasson Jct-Heinz 115 kV line |  | 5 | 1 | YES | 2 | 1 | 1 | NO | 1
PG&E FRESNO | Dairyland | 115 | 0 | 0 | 0 | 0 | 0 | 0 | 0 | 0 | 0 | 0 | 0 | 0 | 0 | 0 | 0 | 0 | 0 | 0 | 0 | 0 | 0 | 0 | 0 | 0 | 0 | 0 | 0 | 0 | 0 | 0 | 0 | 0 | 0 | 0 | 0 | 0 | 0 | 0 | 0 | 0 | 0 | 0 | 0 | 0 | 0 | 1 | 0 | 0 | 0 | 0 | 0 | 0 | 0 | 0 | 0 | 0 | 0 | 0 | 0 | 0 | 0 | 0 | 0 | 0 | 0 | 0 | 0 | 0 | 0 | 0 | 0 | 0 | 0 | 0 | 0 | 0 | 0 | 0 | 0 | 1 | 0 | 1 | 1 | 1 | 0 | 1 | 0 | 1 | 0 | 0 | 0 | 0 | 1 | 0 | 0 | 0 | 0 | 1 |  | 0 | 0 | 0 | 0 | 0 | 0 | 0 | 0 | 0 | 0 | 0 | 0 | 0 | 0 | 0 | 0 | 0 | 0 | 0 | 0 | 0 | 0 | 0 | 5 | 0 | 0 | 0 | 0 | 0 | 1 | 2 | 0 | 1 | 0 | 1 | 0 | -426.65 | -276.45 | -39.4574 | Chowchilla-Le grand 115kV Line | Chowchilla-Le grand 115kV Line | Chowchilla-Le grand 115kV Line |  | 0 | 0 | 0 | 0 | 0 | 0 | 167.2185 | 369.35 | 28.4626 | Bellota-Weber 230kV line | Oro Loma-El Nido 115kV Line | Oro Loma-El Nido 115kV Line |  | 5 | 1 | YES | 2 | 5 | 1 | YES | 2
PG&E NGBA | Davis | 115 | 0 | 0 | 0 | 0 | 0 | 0 | 0 | 0 | 0 | 0 | 0 | 0 | 0 | 0 | 0 | 0 | 0 | 0 | 0 | 0 | 0 | 0 | 0 | 0 | 0 | 0 | 0 | 0 | 0 | 0 | 0 | 0 | 0 | 0 | 0 | 0 | 0 | 0 | 0 | 1 | 0 | 0 | 0 | 0 | 0 | 0 | 0 | 0 | 0 | 0 | 0 | 0 | 0 | 1 | 1 | 1 | 0 | 0 | 0 | 0 | 0 | 0 | 0 | 0 | 0 | 0 | 1 | 0 | 0 | 0 | 0 | 0 | 0 | 0 | 0 | 0 | 0 | 0 | 0 | 0 | 0 | 0 | 0 | 0 | 0 | 0 | 0 | 0 | 0 | 0 | 0 | 0 | 0 | 0 | 0 | 0 | 0 | 0 |  | 0 | 0 | 0 | 0 | 0 | 0 | 0 | 0 | 0 | 0 | 0 | 0 | 0 | 0 | 0 | 0 | 0 | 0 | 0 | 0 | 0 | 0 | 0 | 0 | 0 | 0 | 0 | 0 | 0 | 0 | 3 | 0 | 1 | 0 | 0 | 0 | -861.825 | -176.859 | 944.182 | Windmaster-Delta pumps 230 kV line | Windmaster-Delta pumps 230 kV line | Birds Landing-Contra Costa 230kV Line |  | 1 | 0 | 0 | 0 | 0 | 0 | -199.275 | 125.773 | 944.182 | Birds Landing-Contra Costa 230kV Line | Birds Landing-Contra Costa 230kV Line | Birds Landing-Contra Costa 230kV Line |  | 5 | 5 | NO | 5 | 1 | 1 | NO | 1
SCE Metro | Del Amo | 500 | 0 | 0 | 0 | 0 | 0 | 0 | 0 | 0 | 0 | 1 | 0 | 0 | 0 | 0 | 0 | 0 | 0 | 0 | 0 | 0 | 0 | 0 | 0 | 0 | 0 | 0 | 0 | 0 | 0 | 0 | 0 | 0 | 0 | 0 | 0 | 0 | 0 | 0 | 0 | 0 | 0 | 0 | 0 | 0 | 0 | 0 | 0 | 0 | 0 | 0 | 0 | 0 | 0 | 0 | 0 | 0 | 0 | 0 | 0 | 0 | 0 | 0 | 0 | 0 | 0 | 0 | 0 | 0 | 0 | 0 | 0 | 0 | 0 | 0 | 0 | 0 | 0 | 0 | 0 | 0 | 0 | 0 | 0 | 0 | 0 | 0 | 0 | 0 | 0 | 0 | 0 | 0 | 0 | 0 | 0 | 0 | 0 | 0 |  | 0 | 0 | 0 | 0 | 0 | 0 | 0 | 0 | 0 | 0 | 0 | 0 | 0 | 0 | 0 | 0 | 0 | 0 | 0 | 0 | 0 | 0 | 0 | 0 | 0 | 0 | 0 | 0 | 0 | 0 | 0 | 0 | 0 | 0 | 0 | 0 | 9984.6 | 11497.7 | 13807.5055 | SCE Metro Area Default Constraint | SCE Metro Area Default Constraint | SCE Metro Area Default Constraint |  | 0 | 0 | 0 | 0 | 0 | 0 | 9984.6 | 11497.7 | 13807.5055 | SCE Metro Area Default Constraint | SCE Metro Area Default Constraint | SCE Metro Area Default Constraint |  | 1 | 1 | NO | 1 | 1 | 1 | NO | 1
SCE Metro | Del Amo | 230 | 0 | 0 | 0 | 0 | 0 | 0 | 0 | 0 | 0 | 1 | 0 | 0 | 0 | 0 | 0 | 0 | 0 | 0 | 0 | 0 | 0 | 0 | 0 | 0 | 0 | 0 | 0 | 0 | 0 | 0 | 0 | 0 | 0 | 0 | 0 | 0 | 0 | 0 | 0 | 0 | 0 | 0 | 0 | 0 | 0 | 0 | 0 | 0 | 0 | 0 | 0 | 0 | 0 | 0 | 0 | 0 | 0 | 0 | 0 | 0 | 0 | 0 | 0 | 0 | 0 | 0 | 0 | 0 | 0 | 0 | 0 | 0 | 0 | 0 | 0 | 0 | 0 | 0 | 0 | 0 | 0 | 0 | 0 | 0 | 0 | 0 | 0 | 0 | 0 | 0 | 0 | 0 | 0 | 0 | 0 | 0 | 0 | 0 |  | 0 | 0 | 0 | 0 | 0 | 0 | 0 | 0 | 0 | 0 | 0 | 0 | 0 | 0 | 0 | 0 | 0 | 0 | 0 | 0 | 0 | 0 | 0 | 0 | 0 | 0 | 0 | 0 | 0 | 0 | 0 | 0 | 0 | 0 | 0 | 0 | 9984.6 | 11497.7 | 13807.5055 | SCE Metro Area Default Constraint | SCE Metro Area Default Constraint | SCE Metro Area Default Constraint |  | 0 | 0 | 0 | 0 | 0 | 0 | 9984.6 | 11497.7 | 13807.5055 | SCE Metro Area Default Constraint | SCE Metro Area Default Constraint | SCE Metro Area Default Constraint |  | 1 | 1 | NO | 1 | 1 | 1 | NO | 1
SCE Eastern | Delaney | 500 | 0 | 0 | 0 | 0 | 0 | 0 | 0 | 0 | 0 | 0 | 0 | 0 | 0 | 0 | 0 | 0 | 1 | 1 | 0 | 0 | 0 | 1 | 0 | 0 | 1 | 0 | 0 | 0 | 0 | 0 | 0 | 0 | 0 | 0 | 0 | 0 | 0 | 0 | 0 | 0 | 0 | 0 | 0 | 0 | 0 | 0 | 0 | 0 | 0 | 0 | 0 | 0 | 0 | 0 | 0 | 0 | 0 | 0 | 0 | 0 | 0 | 0 | 0 | 0 | 0 | 0 | 0 | 0 | 0 | 0 | 0 | 0 | 0 | 0 | 0 | 0 | 0 | 0 | 0 | 0 | 0 | 0 | 0 | 0 | 0 | 0 | 0 | 0 | 0 | 0 | 0 | 0 | 0 | 0 | 0 | 0 | 0 | 2 |  | 0 | 0 | 0 | 0 | 0 | 0 | 0 | 0 | 0 | 0 | 0 | 0 | 0 | 0 | 0 | 0 | 0 | 0 | 0 | 0 | 0 | 0 | 0 | 0 | 0 | 0 | 0 | 0 | 0 | 0 | 1 | 0 | 0 | 0 | 0 | 0 | -236.375 | 1525.3 | 2290.15 | Lugo - Victorville area constraint | DCRT Constraint | DCRT Constraint |  | 1 | 0 | 0 | 0 | 0 | 0 | -236.375 | 1525.3 | 2290.15 | Lugo - Victorville area constraint | DCRT Constraint | DCRT Constraint |  | 5 | 5 | NO | 5 | 1 | 1 | NO | 1
PG&E NGBA | Delevan | 230 | 0 | 0 | 0 | 0 | 0 | 0 | 0 | 0 | 0 | 0 | 0 | 0 | 0 | 0 | 0 | 0 | 0 | 0 | 0 | 0 | 0 | 0 | 0 | 0 | 0 | 0 | 0 | 0 | 0 | 0 | 0 | 0 | 0 | 0 | 0 | 0 | 0 | 0 | 0 | 1 | 0 | 0 | 0 | 0 | 0 | 0 | 0 | 0 | 0 | 0 | 0 | 0 | 0 | 0 | 0 | 0 | 0 | 0 | 0 | 0 | 0 | 0 | 0 | 0 | 0 | 0 | 1 | 0 | 0 | 0 | 0 | 0 | 0 | 0 | 0 | 0 | 0 | 0 | 0 | 0 | 0 | 0 | 0 | 0 | 0 | 0 | 0 | 0 | 0 | 0 | 0 | 0 | 0 | 0 | 0 | 0 | 0 | 0 |  | 0 | 0 | 0 | 0 | 0 | 0 | 0 | 0 | 0 | 0 | 0 | 0 | 0 | 0 | 0 | 0 | 0 | 0 | 0 | 0 | 0 | 0 | 0 | 0 | 50 | 150 | 0 | 50 | 0 | 1 | 2 | 0 | 0 | 0 | 0 | 0 | -599.505 | 125.773 | 944.182 | Collinsville-Tesla 500 kV Line | Birds Landing-Contra Costa 230kV Line | Birds Landing-Contra Costa 230kV Line |  | 1 | 0 | 0 | 0 | 0 | 0 | -199.275 | 125.773 | 944.182 | Birds Landing-Contra Costa 230kV Line | Birds Landing-Contra Costa 230kV Line | Birds Landing-Contra Costa 230kV Line |  | 5 | 5 | NO | 5 | 1 | 1 | NO | 1
PG&E GBA | Delta PP | 230 | 0 | 0 | 0 | 0 | 0 | 0 | 0 | 0 | 0 | 0 | 0 | 0 | 0 | 0 | 0 | 0 | 0 | 0 | 0 | 0 | 0 | 0 | 0 | 0 | 0 | 0 | 0 | 0 | 0 | 0 | 0 | 0 | 0 | 0 | 0 | 0 | 0 | 0 | 0 | 1 | 0 | 0 | 0 | 0 | 0 | 0 | 0 | 0 | 0 | 0 | 0 | 0 | 0 | 1 | 0 | 1 | 0 | 0 | 0 | 0 | 0 | 0 | 0 | 0 | 0 | 1 | 0 | 0 | 0 | 0 | 0 | 0 | 0 | 0 | 0 | 0 | 0 | 0 | 0 | 0 | 0 | 0 | 0 | 0 | 0 | 0 | 0 | 0 | 0 | 0 | 0 | 0 | 0 | 0 | 0 | 0 | 0 | 0 |  | 0 | 0 | 0 | 0 | 0 | 0 | 0 | 0 | 0 | 0 | 0 | 0 | 0 | 0 | 0 | 0 | 0 | 0 | 0 | 0 | 0 | 0 | 0 | 0 | 0 | 0 | 0 | 0 | 0 | 0 | 2 | 0 | 1 | 0 | 0 | 0 | -861.825 | -176.859 | 4164.2095 | Windmaster-Delta pumps 230 kV line | Windmaster-Delta pumps 230 kV line | Windmaster-Delta pumps 230 kV line |  | 0 | 0 | 0 | 0 | 0 | 0 | 2347.2685 | 3418.2344 | 4164.2095 | Tesla-Tracy-Pump 230 kV line #2 | Tesla-Tracy-Pump 230 kV line #2 | Windmaster-Delta pumps 230 kV line |  | 5 | 1 | YES | 2 | 1 | 1 | NO | 1
EOP | Desert View | 230 | 0 | 0 | 0 | 0 | 0 | 0 | 0 | 0 | 0 | 0 | 0 | 0 | 0 | 0 | 0 | 0 | 0 | 0 | 0 | 0 | 0 | 0 | 1 | 1 | 1 | 0 | 0 | 0 | 0 | 0 | 0 | 0 | 0 | 0 | 0 | 0 | 0 | 0 | 0 | 0 | 0 | 0 | 0 | 0 | 0 | 0 | 0 | 0 | 0 | 0 | 0 | 0 | 0 | 0 | 0 | 0 | 0 | 0 | 0 | 0 | 0 | 0 | 0 | 0 | 0 | 0 | 0 | 0 | 0 | 0 | 0 | 0 | 0 | 0 | 0 | 0 | 0 | 0 | 0 | 0 | 0 | 0 | 0 | 0 | 0 | 0 | 0 | 0 | 0 | 0 | 0 | 0 | 0 | 0 | 0 | 0 | 0 | 2 |  | 0 | 0 | 0 | 0 | 0 | 0 | 0 | 0 | 0 | 0 | 0 | 0 | 0 | 0 | 0 | 0 | 0 | 0 | 0 | 0 | 0 | 0 | 0 | 0 | 0 | 0 | 0 | 0 | 0 | 0 | 1 | 0 | 0 | 0 | 0 | 0 | -236.375 | 1704.39 | 2601.53 | Lugo - Victorville area constraint | Sloan Canyon - Eldorado 500 kV constraint | GLW 230kV area constraint |  | 1 | 0 | 0 | 0 | 0 | 0 | -236.375 | 1704.39 | 2601.53 | Lugo - Victorville area constraint | Sloan Canyon - Eldorado 500 kV constraint | GLW 230kV area constraint |  | 5 | 5 | NO | 5 | 1 | 1 | NO | 1
SCE Eastern | Devers | 230 | 0 | 0 | 0 | 0 | 0 | 0 | 0 | 0 | 0 | 0 | 0 | 0 | 0 | 0 | 0 | 0 | 0 | 0 | 0 | 1 | 0 | 1 | 0 | 0 | 0 | 0 | 0 | 0 | 0 | 0 | 0 | 0 | 0 | 0 | 0 | 0 | 0 | 0 | 0 | 0 | 0 | 0 | 0 | 0 | 0 | 0 | 0 | 0 | 0 | 0 | 0 | 0 | 0 | 0 | 0 | 0 | 0 | 0 | 0 | 0 | 0 | 0 | 0 | 0 | 0 | 0 | 0 | 0 | 0 | 0 | 0 | 0 | 0 | 0 | 0 | 0 | 0 | 0 | 0 | 0 | 0 | 0 | 0 | 0 | 0 | 0 | 0 | 0 | 0 | 0 | 0 | 0 | 0 | 0 | 0 | 0 | 0 | 1 |  | 0 | 0 | 0 | 0 | 0 | 0 | 0 | 0 | 0 | 0 | 0 | 400 | 0 | 0 | 1 | 0 | 0 | 287.5 | 37 | 0 | 0 | 0 | 0 | 0 | 0 | 0 | 620 | 100 | 0 | 1 | 0 | 0 | 0 | 0 | 0 | 0 | 1131.27 | 2714.375 | 8819.475 | Serrano-Alberhill-Valley Constraint | Etiwanda-Rancho Vista Constraint | Etiwanda-Rancho Vista Constraint |  | 0 | 0 | 0 | 0 | 0 | 0 | 1131.27 | 2714.375 | 8819.475 | Serrano-Alberhill-Valley Constraint | Etiwanda-Rancho Vista Constraint | Etiwanda-Rancho Vista Constraint |  | 1 | 1 | NO | 1 | 1 | 1 | NO | 1
SCE Eastern | Devers | 500 | 0 | 0 | 0 | 0 | 0 | 0 | 0 | 0 | 0 | 0 | 0 | 0 | 0 | 0 | 0 | 0 | 0 | 0 | 0 | 1 | 0 | 1 | 0 | 0 | 0 | 0 | 0 | 0 | 0 | 0 | 0 | 0 | 0 | 0 | 0 | 0 | 0 | 0 | 0 | 0 | 0 | 0 | 0 | 0 | 0 | 0 | 0 | 0 | 0 | 0 | 0 | 0 | 0 | 0 | 0 | 0 | 0 | 0 | 0 | 0 | 0 | 0 | 0 | 0 | 0 | 0 | 0 | 0 | 0 | 0 | 0 | 0 | 0 | 0 | 0 | 0 | 0 | 0 | 0 | 0 | 0 | 0 | 0 | 0 | 0 | 0 | 0 | 0 | 0 | 0 | 0 | 0 | 0 | 0 | 0 | 0 | 0 | 1 |  | 0 | 0 | 0 | 0 | 0 | 0 | 0 | 0 | 0 | 0 | 0 | 0 | 0 | 0 | 0 | 0 | 0 | 0 | 0 | 0 | 0 | 0 | 0 | 0 | 0 | 0 | 0 | 0 | 0 | 0 | 0 | 0 | 0 | 0 | 0 | 0 | 1131.27 | 2714.375 | 8819.475 | Serrano-Alberhill-Valley Constraint | Etiwanda-Rancho Vista Constraint | Etiwanda-Rancho Vista Constraint |  | 0 | 0 | 0 | 0 | 0 | 0 | 1131.27 | 2714.375 | 8819.475 | Serrano-Alberhill-Valley Constraint | Etiwanda-Rancho Vista Constraint | Etiwanda-Rancho Vista Constraint |  | 1 | 1 | NO | 1 | 1 | 1 | NO | 1
PG&E KERN | Diablo Canyon | 230 | 0 | 0 | 0 | 0 | 0 | 0 | 0 | 0 | 0 | 0 | 0 | 0 | 0 | 0 | 0 | 0 | 0 | 0 | 0 | 0 | 0 | 0 | 0 | 0 | 0 | 0 | 0 | 0 | 0 | 0 | 0 | 0 | 0 | 0 | 0 | 0 | 0 | 0 | 0 | 0 | 0 | 0 | 0 | 0 | 0 | 0 | 0 | 0 | 0 | 0 | 0 | 0 | 0 | 0 | 0 | 0 | 0 | 0 | 0 | 0 | 0 | 0 | 0 | 0 | 0 | 0 | 0 | 1 | 1 | 0 | 0 | 0 | 0 | 0 | 0 | 0 | 0 | 0 | 0 | 1 | 0 | 0 | 0 | 0 | 0 | 1 | 0 | 0 | 0 | 0 | 0 | 0 | 0 | 0 | 0 | 1 | 0 | 1 |  | 0 | 0 | 0 | 0 | 0 | 0 | 0 | 0 | 0 | 0 | 0 | 0 | 0 | 0 | 0 | 0 | 0 | 0 | 0 | 0 | 0 | 0 | 0 | 0 | 0 | 0 | 0 | 0 | 0 | 0 | 0 | 0 | 0 | 0 | 0 | 0 | 343.215 | 253.0117 | 390.175 | Cal Flat-Gates 230 kV line | Cal Flat-Gates 230 kV line | Cal Flat-Gates 230 kV line |  | 0 | 0 | 0 | 0 | 0 | 0 | 343.215 | 253.0117 | 390.175 | Cal Flat-Gates 230 kV line | Cal Flat-Gates 230 kV line | Cal Flat-Gates 230 kV line |  | 1 | 1 | NO | 1 | 1 | 1 | NO | 1
PG&E KERN | Diablo Canyon | 500 | 0 | 0 | 0 | 0 | 0 | 0 | 0 | 0 | 0 | 0 | 0 | 0 | 0 | 0 | 0 | 0 | 0 | 0 | 0 | 0 | 0 | 0 | 0 | 0 | 0 | 0 | 0 | 0 | 0 | 0 | 0 | 0 | 0 | 0 | 0 | 0 | 0 | 0 | 0 | 0 | 0 | 0 | 0 | 0 | 0 | 0 | 0 | 0 | 0 | 0 | 0 | 0 | 0 | 0 | 0 | 0 | 0 | 0 | 0 | 0 | 0 | 0 | 0 | 0 | 0 | 0 | 0 | 0 | 0 | 0 | 0 | 0 | 0 | 0 | 0 | 0 | 0 | 0 | 0 | 0 | 0 | 0 | 0 | 0 | 0 | 0 | 0 | 0 | 0 | 0 | 0 | 0 | 0 | 1 | 1 | 0 | 0 | 0 |  | 0 | 0 | 0 | 0 | 0 | 0 | 0 | 0 | 0 | 0 | 0 | 0 | 0 | 0 | 0 | 0 | 0 | 0 | 0 | 0 | 0 | 2924 | 0 | 0 | 0 | 0 | 0 | 0 | 0 | 1 | 0 | 0 | 0 | 0 | 0 | 0 | 1038.735 | 2288.0197 | 855.1531 | Mustang-Henrietta 230 kV line | Mustang-Henrietta 230 kV line | Mustang-Henrietta 230 kV line |  | 0 | 0 | 0 | 0 | 0 | 0 | 1038.735 | 2288.0197 | 855.1531 | Mustang-Henrietta 230 kV line | Mustang-Henrietta 230 kV line | Mustang-Henrietta 230 kV line |  | 1 | 1 | NO | 1 | 1 | 1 | NO | 1
PG&E KERN | Divide | 115 | 0 | 0 | 0 | 0 | 0 | 0 | 0 | 0 | 0 | 0 | 0 | 0 | 0 | 0 | 0 | 0 | 0 | 0 | 0 | 0 | 0 | 0 | 0 | 0 | 0 | 0 | 0 | 0 | 0 | 0 | 0 | 0 | 0 | 0 | 0 | 0 | 0 | 0 | 0 | 0 | 0 | 0 | 0 | 0 | 0 | 0 | 0 | 0 | 0 | 0 | 0 | 0 | 0 | 0 | 0 | 0 | 0 | 0 | 0 | 0 | 0 | 0 | 0 | 0 | 0 | 0 | 0 | 1 | 1 | 0 | 0 | 0 | 0 | 0 | 0 | 0 | 0 | 0 | 0 | 1 | 0 | 0 | 0 | 0 | 0 | 1 | 0 | 0 | 0 | 0 | 0 | 0 | 0 | 0 | 0 | 1 | 0 | 1 |  | 0 | 0 | 0 | 0 | 0 | 0 | 0 | 0 | 0 | 0 | 0 | 0 | 0 | 0 | 0 | 0 | 0 | 0 | 0 | 0 | 0 | 0 | 0 | 0 | 0 | 0 | 0 | 0 | 0 | 0 | 0 | 0 | 0 | 0 | 0 | 0 | 343.215 | 253.0117 | 390.175 | Cal Flat-Gates 230 kV line | Cal Flat-Gates 230 kV line | Cal Flat-Gates 230 kV line |  | 0 | 0 | 0 | 0 | 0 | 0 | 343.215 | 253.0117 | 390.175 | Cal Flat-Gates 230 kV line | Cal Flat-Gates 230 kV line | Cal Flat-Gates 230 kV line |  | 1 | 1 | NO | 1 | 1 | 1 | NO | 1
PG&E GBA | Dixon Landing | 115 | 0 | 0 | 0 | 0 | 0 | 0 | 0 | 0 | 0 | 0 | 0 | 0 | 0 | 0 | 0 | 0 | 0 | 0 | 0 | 0 | 0 | 0 | 0 | 0 | 0 | 0 | 0 | 0 | 0 | 0 | 0 | 0 | 0 | 0 | 0 | 0 | 0 | 0 | 0 | 0 | 0 | 0 | 0 | 0 | 0 | 0 | 0 | 0 | 0 | 0 | 0 | 0 | 0 | 0 | 0 | 1 | 0 | 0 | 0 | 1 | 0 | 0 | 0 | 0 | 0 | 0 | 0 | 0 | 0 | 0 | 0 | 0 | 0 | 0 | 0 | 0 | 0 | 0 | 0 | 0 | 0 | 0 | 0 | 0 | 0 | 0 | 0 | 0 | 0 | 0 | 0 | 0 | 0 | 0 | 0 | 0 | 0 | 0 |  | 0 | 0 | 0 | 0 | 0 | 0 | 0 | 0 | 0 | 0 | 0 | 0 | 0 | 0 | 0 | 0 | 0 | 0 | 0 | 0 | 0 | 0 | 0 | 2.3 | 0 | 0 | 0 | 0 | 0 | 1 | 0 | 0 | 0 | 0 | 0 | 0 | 922.2935 | 2018.1064 | 4744.827 | Tesla-Bellota 230 kV line | Tesla-Bellota 230 kV line | Tesla-Bellota 230 kV line |  | 0 | 0 | 0 | 0 | 0 | 0 | 922.2935 | 2018.1064 | 4744.827 | Tesla-Bellota 230 kV line | Tesla-Bellota 230 kV line | Tesla-Bellota 230 kV line |  | 1 | 1 | NO | 1 | 1 | 1 | NO | 1
PG&E FRESNO | Dos Amigos | 230 | 0 | 0 | 0 | 0 | 0 | 0 | 0 | 0 | 0 | 0 | 0 | 0 | 0 | 0 | 0 | 0 | 0 | 0 | 0 | 0 | 0 | 0 | 0 | 0 | 0 | 0 | 0 | 0 | 0 | 0 | 0 | 0 | 0 | 0 | 0 | 0 | 0 | 0 | 0 | 0 | 0 | 0 | 0 | 0 | 0 | 0 | 0 | 0 | 0 | 0 | 0 | 0 | 0 | 0 | 0 | 0 | 0 | 0 | 0 | 0 | 0 | 0 | 0 | 0 | 0 | 0 | 0 | 0 | 0 | 0 | 0 | 0 | 0 | 0 | 0 | 0 | 0 | 0 | 1 | 0 | 0 | 0 | 0 | 0 | 0 | 1 | 0 | 0 | 0 | 0 | 0 | 0 | 0 | 0 | 0 | 0 | 0 | 1 |  | 0 | 0 | 0 | 0 | 0 | 0 | 0 | 0 | 0 | 0 | 0 | 0 | 0 | 0 | 0 | 0 | 0 | 0 | 0 | 0 | 0 | 0 | 0 | 3 | 0 | 0 | 0 | 0 | 0 | 1 | 0 | 0 | 0 | 0 | 0 | 0 | 1942.047 | 2621.6207 | 1792.1552 | Gates 500/230kV TB #12 | Gates 500/230kV TB #12 | Gates 500/230kV TB #12 |  | 0 | 0 | 0 | 0 | 0 | 0 | 1942.047 | 2621.6207 | 1792.1552 | Gates 500/230kV TB #12 | Gates 500/230kV TB #12 | Gates 500/230kV TB #12 |  | 1 | 1 | NO | 1 | 1 | 1 | NO | 1
PG&E NGBA | Drum | 115 | 0 | 0 | 0 | 0 | 0 | 0 | 0 | 0 | 0 | 0 | 0 | 0 | 0 | 0 | 0 | 0 | 0 | 0 | 0 | 0 | 0 | 0 | 0 | 0 | 0 | 0 | 0 | 0 | 0 | 0 | 0 | 0 | 0 | 0 | 0 | 0 | 0 | 0 | 0 | 1 | 1 | 0 | 1 | 0 | 0 | 1 | 1 | 1 | 0 | 0 | 0 | 0 | 0 | 0 | 0 | 0 | 0 | 0 | 0 | 1 | 1 | 0 | 0 | 0 | 0 | 0 | 0 | 0 | 0 | 0 | 0 | 0 | 0 | 0 | 0 | 0 | 0 | 0 | 0 | 0 | 0 | 0 | 0 | 0 | 0 | 0 | 0 | 0 | 0 | 0 | 0 | 0 | 0 | 0 | 0 | 0 | 0 | 0 |  | 0 | 0 | 0 | 0 | 0 | 0 | 0 | 0 | 0 | 0 | 0 | 0 | 0 | 0 | 0 | 0 | 0 | 0 | 0 | 0 | 0 | 0 | 0 | 0 | 0 | 0 | 0 | 0 | 0 | 0 | 2 | 0 | 0 | 0 | 0 | 0 | -599.505 | 50.45 | 32.84 | Collinsville-Tesla 500 kV Line | Woodland- Davis 115kV line | Woodland- Davis 115kV line |  | 0 | 0 | 0 | 0 | 0 | 0 | 50.45 | 50.45 | 32.84 | Woodland- Davis 115kV line | Woodland- Davis 115kV line | Woodland- Davis 115kV line |  | 5 | 1 | YES | 2 | 1 | 1 | NO | 1
PG&E GBA | Dumbarton | 115 | 0 | 0 | 0 | 0 | 0 | 0 | 0 | 0 | 0 | 0 | 0 | 0 | 0 | 0 | 0 | 0 | 0 | 0 | 0 | 0 | 0 | 0 | 0 | 0 | 0 | 0 | 0 | 0 | 0 | 0 | 0 | 0 | 0 | 0 | 0 | 0 | 0 | 0 | 0 | 1 | 0 | 0 | 0 | 0 | 0 | 0 | 0 | 0 | 0 | 0 | 0 | 0 | 1 | 0 | 0 | 0 | 0 | 0 | 0 | 0 | 0 | 0 | 0 | 0 | 0 | 0 | 0 | 0 | 0 | 0 | 0 | 0 | 0 | 0 | 0 | 0 | 0 | 0 | 0 | 0 | 0 | 0 | 0 | 0 | 0 | 0 | 0 | 0 | 0 | 0 | 0 | 0 | 0 | 0 | 0 | 0 | 0 | 1 |  | 0 | 0 | 0 | 0 | 0 | 0 | 0 | 0 | 0 | 0 | 0 | 0 | 0 | 0 | 0 | 0 | 0 | 0 | 0 | 0 | 0 | 0 | 0 | 5 | 0 | 0 | 0 | 0 | 0 | 1 | 1 | 0 | 0 | 0 | 0 | 0 | -599.505 | 1292.236 | 5177.468 | Collinsville-Tesla 500 kV Line | Collinsville-Tesla 500 kV Line | Sobrante-Moraga 230 kV line |  | 0 | 0 | 0 | 0 | 0 | 0 | 2658.375 | 2817.535 | 5177.468 | Sobrante-Moraga 230 kV line | Sobrante-Moraga 230 kV line | Sobrante-Moraga 230 kV line |  | 5 | 1 | YES | 2 | 1 | 1 | NO | 1
SCE NOL | Dunn Siding | 115 | 0 | 0 | 0 | 0 | 0 | 0 | 0 | 0 | 0 | 0 | 0 | 1 | 1 | 1 | 0 | 0 | 0 | 0 | 0 | 0 | 0 | 0 | 0 | 0 | 0 | 0 | 0 | 0 | 0 | 0 | 0 | 0 | 0 | 0 | 0 | 0 | 0 | 0 | 0 | 0 | 0 | 0 | 0 | 0 | 0 | 0 | 0 | 0 | 0 | 0 | 0 | 0 | 0 | 0 | 0 | 0 | 0 | 0 | 0 | 0 | 0 | 0 | 0 | 0 | 0 | 0 | 0 | 0 | 0 | 0 | 0 | 0 | 0 | 0 | 0 | 0 | 0 | 0 | 0 | 0 | 0 | 0 | 0 | 0 | 0 | 0 | 0 | 0 | 0 | 0 | 0 | 0 | 0 | 0 | 0 | 0 | 0 | 3 |  | 0 | 0 | 0 | 0 | 0 | 0 | 0 | 0 | 0 | 0 | 0 | 0 | 0 | 0 | 0 | 0 | 0 | 0 | 0 | 0 | 0 | 0 | 0 | 0 | 0 | 0 | 0 | 0 | 0 | 0 | 0 | 2 | 0 | 2 | 0 | 0 | -96.42 | -45.65 | 1021.4838 | South of Kramer Area Constraint | South of Kramer Area Constraint | South of Kramer Area Constraint |  | 0 | 2 | 0 | 2 | 0 | 0 | -96.42 | -45.65 | 1021.4838 | South of Kramer Area Constraint | South of Kramer Area Constraint | South of Kramer Area Constraint |  | 3 | 3 | NO | 3 | 1 | 1 | NO | 1
SCE Eastern | Eagle Mountain | 230 | 0 | 0 | 0 | 0 | 0 | 0 | 0 | 0 | 0 | 0 | 0 | 0 | 0 | 0 | 0 | 0 | 0 | 0 | 1 | 1 | 0 | 1 | 0 | 0 | 0 | 0 | 0 | 0 | 0 | 0 | 0 | 0 | 0 | 0 | 0 | 0 | 0 | 0 | 0 | 0 | 0 | 0 | 0 | 0 | 0 | 0 | 0 | 0 | 0 | 0 | 0 | 0 | 0 | 0 | 0 | 0 | 0 | 0 | 0 | 0 | 0 | 0 | 0 | 0 | 0 | 0 | 0 | 0 | 0 | 0 | 0 | 0 | 0 | 0 | 0 | 0 | 0 | 0 | 0 | 0 | 0 | 0 | 0 | 0 | 0 | 0 | 0 | 0 | 0 | 0 | 0 | 0 | 0 | 0 | 0 | 0 | 0 | 1 |  | 0 | 0 | 0 | 0 | 0 | 0 | 0 | 0 | 0 | 0 | 0 | 0 | 0 | 0 | 0 | 0 | 0 | 0 | 0 | 0 | 0 | 0 | 0 | 0 | 0 | 0 | 0 | 0 | 0 | 0 | 1 | 0 | 1 | 0 | 0 | 1 | -840 | -685 | -51.3 | Eagle Mountain Constraint | Eagle Mountain Constraint | Eagle Mountain Constraint |  | 1 | 1 | 0 | 1 | 0 | 1 | -240 | -85 | -51.3 | Eagle Mountain Constraint | Eagle Mountain Constraint | Eagle Mountain Constraint |  | 5 | 5 | NO | 5 | 3 | 3 | NO | 3
PG&E NGBA | Eagle Rock (PGE) | 60 | 0 | 0 | 0 | 0 | 0 | 0 | 0 | 0 | 0 | 0 | 0 | 0 | 0 | 0 | 0 | 0 | 0 | 0 | 0 | 0 | 0 | 0 | 0 | 0 | 0 | 0 | 0 | 0 | 0 | 0 | 0 | 0 | 0 | 0 | 0 | 0 | 0 | 0 | 0 | 1 | 0 | 0 | 0 | 0 | 0 | 0 | 0 | 0 | 0 | 0 | 0 | 0 | 1 | 0 | 0 | 0 | 0 | 0 | 0 | 0 | 0 | 0 | 0 | 0 | 0 | 0 | 1 | 0 | 0 | 0 | 0 | 0 | 0 | 0 | 0 | 0 | 0 | 0 | 0 | 0 | 0 | 0 | 0 | 0 | 0 | 0 | 0 | 0 | 0 | 0 | 0 | 0 | 0 | 0 | 0 | 0 | 0 | 1 |  | 0 | 0 | 0 | 0 | 0 | 0 | 0 | 0 | 0 | 0 | 0 | 0 | 0 | 0 | 0 | 0 | 0 | 0 | 0 | 0 | 0 | 0 | 0 | 0 | 0 | 0 | 0 | 0 | 0 | 0 | 2 | 0 | 0 | 0 | 0 | 0 | -599.505 | 125.773 | 944.182 | Collinsville-Tesla 500 kV Line | Birds Landing-Contra Costa 230kV Line | Birds Landing-Contra Costa 230kV Line |  | 1 | 0 | 0 | 0 | 0 | 0 | -199.275 | 125.773 | 944.182 | Birds Landing-Contra Costa 230kV Line | Birds Landing-Contra Costa 230kV Line | Birds Landing-Contra Costa 230kV Line |  | 5 | 5 | NO | 5 | 1 | 1 | NO | 1
PG&E NGBA | Eagle Rock (PGE) | 115 | 0 | 0 | 0 | 0 | 0 | 0 | 0 | 0 | 0 | 0 | 0 | 0 | 0 | 0 | 0 | 0 | 0 | 0 | 0 | 0 | 0 | 0 | 0 | 0 | 0 | 0 | 0 | 0 | 0 | 0 | 0 | 0 | 0 | 0 | 0 | 0 | 0 | 0 | 0 | 1 | 0 | 1 | 0 | 0 | 0 | 0 | 0 | 0 | 0 | 0 | 0 | 0 | 1 | 0 | 1 | 1 | 0 | 0 | 0 | 0 | 0 | 0 | 0 | 0 | 0 | 0 | 1 | 0 | 0 | 0 | 0 | 0 | 0 | 0 | 0 | 0 | 0 | 0 | 0 | 0 | 0 | 0 | 0 | 0 | 0 | 0 | 0 | 0 | 0 | 0 | 0 | 0 | 0 | 0 | 0 | 0 | 0 | 1 |  | -7 | 0 | 0 | 0 | 0 | 0 | 0 | 0 | 0 | 0 | 0 | 0 | 0 | 0 | 1 | 14.5 | 0 | 98 | 33.2 | 0 | 0 | 0 | 0 | 0 | 0 | 0 | 0 | 0 | 0 | 1 | 2 | 0 | 0 | 0 | 0 | 0 | -599.505 | 125.773 | 944.182 | Collinsville-Tesla 500 kV Line | Birds Landing-Contra Costa 230kV Line | Birds Landing-Contra Costa 230kV Line |  | 1 | 0 | 0 | 0 | 0 | 0 | -199.275 | 125.773 | 944.182 | Birds Landing-Contra Costa 230kV Line | Birds Landing-Contra Costa 230kV Line | Birds Landing-Contra Costa 230kV Line |  | 5 | 5 | NO | 5 | 1 | 1 | NO | 1
SCE Metro | Eagle Rock (SCE) | 230 | 0 | 0 | 0 | 0 | 0 | 0 | 0 | 0 | 0 | 1 | 0 | 0 | 0 | 0 | 0 | 0 | 0 | 0 | 0 | 0 | 0 | 0 | 0 | 0 | 0 | 0 | 0 | 0 | 0 | 0 | 0 | 0 | 0 | 0 | 0 | 0 | 0 | 0 | 0 | 0 | 0 | 0 | 0 | 0 | 0 | 0 | 0 | 0 | 0 | 0 | 0 | 0 | 0 | 0 | 0 | 0 | 0 | 0 | 0 | 0 | 0 | 0 | 0 | 0 | 0 | 0 | 0 | 0 | 0 | 0 | 0 | 0 | 0 | 0 | 0 | 0 | 0 | 0 | 0 | 0 | 0 | 0 | 0 | 0 | 0 | 0 | 0 | 0 | 0 | 0 | 0 | 0 | 0 | 0 | 0 | 0 | 0 | 0 |  | 0 | 0 | 0 | 0 | 0 | 0 | 0 | 0 | 0 | 0 | 0 | 0 | 0 | 0 | 0 | 0 | 0 | 0 | 0 | 0 | 0 | 0 | 0 | 0 | 0 | 0 | 0 | 0 | 0 | 0 | 0 | 0 | 0 | 0 | 0 | 0 | 9984.6 | 11497.7 | 13807.5055 | SCE Metro Area Default Constraint | SCE Metro Area Default Constraint | SCE Metro Area Default Constraint |  | 0 | 0 | 0 | 0 | 0 | 0 | 9984.6 | 11497.7 | 13807.5055 | SCE Metro Area Default Constraint | SCE Metro Area Default Constraint | SCE Metro Area Default Constraint |  | 1 | 1 | NO | 1 | 1 | 1 | NO | 1
PG&E NGBA | East Marysville | 115 | 0 | 0 | 0 | 0 | 0 | 0 | 0 | 0 | 0 | 0 | 0 | 0 | 0 | 0 | 0 | 0 | 0 | 0 | 0 | 0 | 0 | 0 | 0 | 0 | 0 | 0 | 0 | 0 | 0 | 0 | 0 | 0 | 0 | 0 | 0 | 0 | 0 | 0 | 0 | 1 | 0 | 0 | 0 | 0 | 0 | 1 | 0 | 1 | 0 | 0 | 0 | 0 | 0 | 0 | 0 | 0 | 0 | 0 | 0 | 1 | 0 | 0 | 0 | 0 | 0 | 0 | 0 | 0 | 0 | 0 | 0 | 0 | 0 | 0 | 0 | 0 | 0 | 0 | 0 | 0 | 0 | 0 | 0 | 0 | 0 | 0 | 0 | 0 | 0 | 0 | 0 | 0 | 0 | 0 | 0 | 0 | 0 | 0 |  | 0 | 0 | 0 | 0 | 0 | 0 | 0 | 0 | 0 | 0 | 0 | 0 | 0 | 0 | 0 | 0 | 0 | 0 | 0 | 0 | 0 | 0 | 0 | 0 | 0 | 0 | 0 | 0 | 0 | 0 | 2 | 0 | 0 | 0 | 0 | 0 | -599.505 | 389.5959 | 919.2036 | Collinsville-Tesla 500 kV Line | Bellota-Weber 230kV line | Rio Oso-Lockeford 230kV line |  | 0 | 0 | 0 | 0 | 0 | 0 | 167.2185 | 849.5959 | 919.2036 | Bellota-Weber 230kV line | Bellota-Weber 230kV line | Rio Oso-Lockeford 230kV line |  | 5 | 1 | YES | 2 | 1 | 1 | NO | 1
PG&E NGBA | East Nicolaus | 115 | 0 | 0 | 0 | 0 | 0 | 0 | 0 | 0 | 0 | 0 | 0 | 0 | 0 | 0 | 0 | 0 | 0 | 0 | 0 | 0 | 0 | 0 | 0 | 0 | 0 | 0 | 0 | 0 | 0 | 0 | 0 | 0 | 0 | 0 | 0 | 0 | 0 | 0 | 0 | 1 | 0 | 0 | 0 | 0 | 0 | 1 | 0 | 1 | 0 | 0 | 0 | 0 | 0 | 0 | 0 | 0 | 0 | 0 | 0 | 1 | 1 | 0 | 0 | 0 | 0 | 0 | 0 | 0 | 0 | 0 | 0 | 0 | 0 | 0 | 0 | 0 | 0 | 0 | 0 | 0 | 0 | 0 | 0 | 0 | 0 | 0 | 0 | 0 | 0 | 0 | 0 | 0 | 0 | 0 | 0 | 0 | 0 | 0 |  | 0 | 0 | 0 | 0 | 0 | 0 | 0 | 0 | 0 | 0 | 0 | 0 | 0 | 0 | 0 | 0 | 0 | 0 | 0 | 0 | 0 | 0 | 0 | 0 | 0 | 0 | 0 | 0 | 0 | 0 | 2 | 0 | 0 | 0 | 0 | 0 | -599.505 | 389.5959 | 919.2036 | Collinsville-Tesla 500 kV Line | Bellota-Weber 230kV line | Rio Oso-Lockeford 230kV line |  | 0 | 0 | 0 | 0 | 0 | 0 | 167.2185 | 686.7 | 919.2036 | Bellota-Weber 230kV line | Eight Mile-Tesla 230 kV line | Rio Oso-Lockeford 230kV line |  | 5 | 1 | YES | 2 | 1 | 1 | NO | 1
PG&E NGBA | East Nicolaus | 60 | 0 | 0 | 0 | 0 | 0 | 0 | 0 | 0 | 0 | 0 | 0 | 0 | 0 | 0 | 0 | 0 | 0 | 0 | 0 | 0 | 0 | 0 | 0 | 0 | 0 | 0 | 0 | 0 | 0 | 0 | 0 | 0 | 0 | 0 | 0 | 0 | 0 | 0 | 0 | 1 | 0 | 0 | 0 | 0 | 0 | 1 | 0 | 1 | 0 | 0 | 0 | 0 | 0 | 0 | 0 | 0 | 0 | 0 | 0 | 1 | 1 | 0 | 0 | 0 | 0 | 0 | 0 | 0 | 0 | 0 | 0 | 0 | 0 | 0 | 0 | 0 | 0 | 0 | 0 | 0 | 0 | 0 | 0 | 0 | 0 | 0 | 0 | 0 | 0 | 0 | 0 | 0 | 0 | 0 | 0 | 0 | 0 | 0 |  | 0 | 0 | 0 | 0 | 0 | 0 | 0 | 0 | 0 | 0 | 0 | 0 | 0 | 0 | 0 | 0 | 0 | 0 | 0 | 0 | 0 | 0 | 0 | 0 | 0 | 0 | 0 | 0 | 0 | 0 | 2 | 0 | 0 | 0 | 0 | 0 | -599.505 | 389.5959 | 919.2036 | Collinsville-Tesla 500 kV Line | Bellota-Weber 230kV line | Rio Oso-Lockeford 230kV line |  | 0 | 0 | 0 | 0 | 0 | 0 | 167.2185 | 686.7 | 919.2036 | Bellota-Weber 230kV line | Eight Mile-Tesla 230 kV line | Rio Oso-Lockeford 230kV line |  | 5 | 1 | YES | 2 | 1 | 1 | NO | 1
PG&E GBA | Eastshore | 115 | 0 | 0 | 0 | 0 | 0 | 0 | 0 | 0 | 0 | 0 | 0 | 0 | 0 | 0 | 0 | 0 | 0 | 0 | 0 | 0 | 0 | 0 | 0 | 0 | 0 | 0 | 0 | 0 | 0 | 0 | 0 | 0 | 0 | 0 | 0 | 0 | 0 | 0 | 0 | 1 | 0 | 0 | 0 | 0 | 0 | 0 | 0 | 0 | 0 | 0 | 0 | 0 | 1 | 0 | 0 | 0 | 0 | 0 | 0 | 0 | 0 | 0 | 0 | 0 | 0 | 0 | 0 | 0 | 0 | 0 | 0 | 0 | 0 | 0 | 0 | 0 | 0 | 0 | 0 | 0 | 0 | 0 | 0 | 0 | 0 | 0 | 0 | 0 | 0 | 0 | 0 | 0 | 0 | 0 | 0 | 0 | 0 | 1 |  | 0 | 0 | 0 | 0 | 0 | 0 | 0 | 0 | 0 | 0 | 0 | 0 | 0 | 0 | 0 | 0 | 0 | 0 | 0 | 0 | 0 | 0 | 0 | 0 | 0 | 0 | 0 | 0 | 0 | 0 | 1 | 0 | 0 | 0 | 0 | 0 | -599.505 | 1292.236 | 5177.468 | Collinsville-Tesla 500 kV Line | Collinsville-Tesla 500 kV Line | Sobrante-Moraga 230 kV line |  | 0 | 0 | 0 | 0 | 0 | 0 | 2658.375 | 2817.535 | 5177.468 | Sobrante-Moraga 230 kV line | Sobrante-Moraga 230 kV line | Sobrante-Moraga 230 kV line |  | 5 | 1 | YES | 2 | 1 | 1 | NO | 1
PG&E GBA | Eastshore | 230 | 0 | 0 | 0 | 0 | 0 | 0 | 0 | 0 | 0 | 0 | 0 | 0 | 0 | 0 | 0 | 0 | 0 | 0 | 0 | 0 | 0 | 0 | 0 | 0 | 0 | 0 | 0 | 0 | 0 | 0 | 0 | 0 | 0 | 0 | 0 | 0 | 0 | 0 | 0 | 1 | 0 | 0 | 0 | 0 | 0 | 0 | 0 | 0 | 0 | 1 | 1 | 0 | 1 | 0 | 0 | 1 | 0 | 0 | 0 | 0 | 0 | 1 | 0 | 0 | 0 | 1 | 0 | 0 | 0 | 0 | 0 | 0 | 0 | 0 | 0 | 0 | 0 | 0 | 0 | 0 | 0 | 0 | 0 | 0 | 0 | 0 | 0 | 0 | 0 | 0 | 0 | 0 | 0 | 0 | 0 | 0 | 0 | 3 |  | 0 | 0 | 0 | 0 | 0 | 0 | 0 | 0 | 0 | 0 | 0 | 0 | 0 | 0 | 0 | 0 | 0 | 0 | 0 | 0 | 0 | 0 | 0 | 0 | 0 | 0 | 0 | 0 | 0 | 0 | 1 | 0 | 0 | 0 | 0 | 0 | -599.505 | 962.4 | 1214.56 | Collinsville-Tesla 500 kV Line | Grant - Eastshore #2 line 115 kV | Grant - Eastshore #2 line 115 kV |  | 0 | 0 | 0 | 0 | 0 | 0 | 962.4 | 962.4 | 1214.56 | Grant - Eastshore #2 line 115 kV | Grant - Eastshore #2 line 115 kV | Grant - Eastshore #2 line 115 kV |  | 5 | 1 | YES | 2 | 1 | 1 | NO | 1
SDGE | ECO | 138 | 0 | 0 | 0 | 0 | 0 | 0 | 0 | 0 | 0 | 0 | 0 | 0 | 0 | 0 | 0 | 0 | 0 | 0 | 0 | 0 | 0 | 0 | 0 | 0 | 0 | 0 | 0 | 0 | 1 | 0 | 1 | 1 | 1 | 0 | 0 | 1 | 1 | 0 | 0 | 0 | 0 | 0 | 0 | 0 | 0 | 0 | 0 | 0 | 0 | 0 | 0 | 0 | 0 | 0 | 0 | 0 | 0 | 0 | 0 | 0 | 0 | 0 | 0 | 0 | 0 | 0 | 0 | 0 | 0 | 0 | 0 | 0 | 0 | 0 | 0 | 0 | 0 | 0 | 0 | 0 | 0 | 0 | 0 | 0 | 0 | 0 | 0 | 0 | 0 | 0 | 0 | 0 | 0 | 0 | 0 | 0 | 0 | 6 |  | 0 | 0 | 0 | 0 | 0 | 0 | 0 | 0 | 0 | 0 | 0 | 0 | 0 | 0 | 0 | 0 | 0 | 0 | 0 | 0 | 0 | 0 | 0 | 0 | 0 | 0 | 0 | 0 | 0 | 0 | 0 | 0 | 0 | 0 | 0 | 0 | 826.21 | 1748.17 | 2202.4044 | San Luis Rey-San Onofre 230 kV line constraint | Silvergate-Old Town 230 kV constraint | Silvergate-Old Town 230 kV constraint |  | 0 | 0 | 0 | 0 | 0 | 0 | 826.21 | 1748.17 | 2202.4044 | San Luis Rey-San Onofre 230 kV line constraint | Silvergate-Old Town 230 kV constraint | Silvergate-Old Town 230 kV constraint |  | 1 | 1 | NO | 1 | 1 | 1 | NO | 1
SDGE | ECO | 230 | 0 | 0 | 0 | 0 | 0 | 0 | 0 | 0 | 0 | 0 | 0 | 0 | 0 | 0 | 0 | 0 | 0 | 0 | 0 | 0 | 0 | 0 | 0 | 0 | 0 | 0 | 0 | 0 | 1 | 0 | 1 | 1 | 1 | 0 | 0 | 1 | 1 | 0 | 0 | 0 | 0 | 0 | 0 | 0 | 0 | 0 | 0 | 0 | 0 | 0 | 0 | 0 | 0 | 0 | 0 | 0 | 0 | 0 | 0 | 0 | 0 | 0 | 0 | 0 | 0 | 0 | 0 | 0 | 0 | 0 | 0 | 0 | 0 | 0 | 0 | 0 | 0 | 0 | 0 | 0 | 0 | 0 | 0 | 0 | 0 | 0 | 0 | 0 | 0 | 0 | 0 | 0 | 0 | 0 | 0 | 0 | 0 | 6 |  | 0 | 0 | 0 | 0 | 0 | 0 | 0 | 0 | 0 | 0 | 0 | 0 | 0 | 0 | 0 | 0 | 0 | 300 | 52.5 | 0 | 0 | 0 | 0 | 0 | 0 | 0 | 0 | 0 | 0 | 1 | 0 | 0 | 0 | 0 | 0 | 0 | 826.21 | 1748.17 | 2202.4044 | San Luis Rey-San Onofre 230 kV line constraint | Silvergate-Old Town 230 kV constraint | Silvergate-Old Town 230 kV constraint |  | 0 | 0 | 0 | 0 | 0 | 0 | 826.21 | 1748.17 | 2202.4044 | San Luis Rey-San Onofre 230 kV line constraint | Silvergate-Old Town 230 kV constraint | Silvergate-Old Town 230 kV constraint |  | 1 | 1 | NO | 1 | 1 | 1 | NO | 1
SDGE | ECO | 500 | 0 | 0 | 0 | 0 | 0 | 0 | 0 | 0 | 0 | 0 | 0 | 0 | 0 | 0 | 0 | 0 | 0 | 0 | 0 | 0 | 0 | 0 | 0 | 0 | 0 | 0 | 0 | 0 | 1 | 0 | 1 | 1 | 1 | 0 | 0 | 1 | 1 | 0 | 0 | 0 | 0 | 0 | 0 | 0 | 0 | 0 | 0 | 0 | 0 | 0 | 0 | 0 | 0 | 0 | 0 | 0 | 0 | 0 | 0 | 0 | 0 | 0 | 0 | 0 | 0 | 0 | 0 | 0 | 0 | 0 | 0 | 0 | 0 | 0 | 0 | 0 | 0 | 0 | 0 | 0 | 0 | 0 | 0 | 0 | 0 | 0 | 0 | 0 | 0 | 0 | 0 | 0 | 0 | 0 | 0 | 0 | 0 | 6 |  | 0 | 0 | 0 | 0 | 0 | 0 | 0 | 0 | 0 | 0 | 0 | 0 | 0 | 0 | 0 | 0 | 0 | 600 | 400 | 0 | 0 | 0 | 0 | 0 | 0 | 0 | 0 | 0 | 0 | 1 | 0 | 0 | 0 | 0 | 0 | 0 | 826.21 | 1748.17 | 2202.4044 | San Luis Rey-San Onofre 230 kV line constraint | Silvergate-Old Town 230 kV constraint | Silvergate-Old Town 230 kV constraint |  | 0 | 0 | 0 | 0 | 0 | 0 | 826.21 | 1748.17 | 2202.4044 | San Luis Rey-San Onofre 230 kV line constraint | Silvergate-Old Town 230 kV constraint | Silvergate-Old Town 230 kV constraint |  | 1 | 1 | NO | 1 | 1 | 1 | NO | 1
PG&E GBA | Edenvale | 115 | 0 | 0 | 0 | 0 | 0 | 0 | 0 | 0 | 0 | 0 | 0 | 0 | 0 | 0 | 0 | 0 | 0 | 0 | 0 | 0 | 0 | 0 | 0 | 0 | 0 | 0 | 0 | 0 | 0 | 0 | 0 | 0 | 0 | 0 | 0 | 0 | 0 | 0 | 0 | 0 | 0 | 0 | 0 | 0 | 0 | 0 | 0 | 0 | 0 | 0 | 0 | 0 | 0 | 0 | 0 | 0 | 0 | 0 | 0 | 1 | 0 | 0 | 0 | 0 | 0 | 0 | 0 | 0 | 0 | 0 | 0 | 0 | 0 | 0 | 0 | 0 | 0 | 0 | 0 | 0 | 0 | 0 | 0 | 0 | 0 | 0 | 0 | 0 | 0 | 0 | 0 | 0 | 0 | 0 | 0 | 0 | 1 | 0 |  | 0 | 0 | 0 | 0 | 0 | 0 | 0 | 0 | 0 | 0 | 0 | 0 | 0 | 0 | 0 | 0 | 0 | 0 | 0 | 0 | 0 | 0 | 0 | 0 | 0 | 0 | 0 | 0 | 0 | 0 | 0 | 0 | 0 | 0 | 0 | 0 | 922.2935 | 1620.51 | 4744.827 | Tesla-Bellota 230 kV line | NEW-Metcalf-Mosslanding 500kV | Tesla-Bellota 230 kV line |  | 0 | 0 | 0 | 0 | 0 | 0 | 922.2935 | 1620.51 | 4744.827 | Tesla-Bellota 230 kV line | NEW-Metcalf-Mosslanding 500kV | Tesla-Bellota 230 kV line |  | 1 | 1 | NO | 1 | 1 | 1 | NO | 1
PG&E GBA | Edes | 115 | 0 | 0 | 0 | 0 | 0 | 0 | 0 | 0 | 0 | 0 | 0 | 0 | 0 | 0 | 0 | 0 | 0 | 0 | 0 | 0 | 0 | 0 | 0 | 0 | 0 | 0 | 0 | 0 | 0 | 0 | 0 | 0 | 0 | 0 | 0 | 0 | 0 | 0 | 0 | 1 | 0 | 0 | 0 | 0 | 0 | 0 | 0 | 0 | 0 | 0 | 0 | 0 | 1 | 0 | 0 | 1 | 0 | 0 | 0 | 0 | 0 | 0 | 0 | 0 | 0 | 0 | 0 | 0 | 0 | 0 | 0 | 0 | 0 | 0 | 0 | 0 | 0 | 0 | 0 | 0 | 0 | 0 | 0 | 0 | 0 | 0 | 0 | 0 | 0 | 0 | 0 | 0 | 0 | 0 | 0 | 0 | 0 | 1 |  | 0 | 0 | 0 | 0 | 0 | 0 | 0 | 0 | 0 | 0 | 0 | 0 | 0 | 0 | 0 | 0 | 0 | 0 | 0 | 0 | 0 | 0 | 0 | 1.7 | 0 | 0 | 0 | 0 | 0 | 1 | 1 | 0 | 0 | 0 | 0 | 0 | -599.505 | 1292.236 | 5177.468 | Collinsville-Tesla 500 kV Line | Collinsville-Tesla 500 kV Line | Sobrante-Moraga 230 kV line |  | 0 | 0 | 0 | 0 | 0 | 0 | 2347.2685 | 2817.535 | 5177.468 | Tesla-Tracy-Pump 230 kV line #2 | Sobrante-Moraga 230 kV line | Sobrante-Moraga 230 kV line |  | 5 | 1 | YES | 2 | 1 | 1 | NO | 1
PG&E GBA | Eight Mile | 230 | 0 | 0 | 0 | 0 | 0 | 0 | 0 | 0 | 0 | 0 | 0 | 0 | 0 | 0 | 0 | 0 | 0 | 0 | 0 | 0 | 0 | 0 | 0 | 0 | 0 | 0 | 0 | 0 | 0 | 0 | 0 | 0 | 0 | 0 | 0 | 0 | 0 | 0 | 0 | 1 | 0 | 0 | 0 | 0 | 0 | 1 | 0 | 1 | 0 | 0 | 0 | 0 | 0 | 0 | 0 | 0 | 0 | 0 | 0 | 1 | 1 | 0 | 0 | 0 | 0 | 0 | 0 | 0 | 0 | 0 | 0 | 0 | 0 | 0 | 0 | 0 | 0 | 0 | 0 | 0 | 0 | 0 | 0 | 0 | 0 | 0 | 0 | 0 | 0 | 0 | 0 | 0 | 0 | 0 | 0 | 0 | 0 | 0 |  | 0 | 0 | 0 | 0 | 0 | 0 | 0 | 0 | 0 | 0 | 0 | 0 | 0 | 0 | 0 | 0 | 0 | 0 | 0 | 0 | 0 | 0 | 0 | 0 | 0 | 0 | 0 | 0 | 0 | 0 | 2 | 0 | 0 | 0 | 0 | 0 | -599.505 | 389.5959 | 919.2036 | Collinsville-Tesla 500 kV Line | Bellota-Weber 230kV line | Rio Oso-Lockeford 230kV line |  | 0 | 0 | 0 | 0 | 0 | 0 | 167.2185 | 686.7 | 919.2036 | Bellota-Weber 230kV line | Eight Mile-Tesla 230 kV line | Rio Oso-Lockeford 230kV line |  | 5 | 1 | YES | 2 | 1 | 1 | NO | 1
SDGE | El Cajon | 69 | 0 | 0 | 0 | 0 | 0 | 0 | 0 | 0 | 0 | 0 | 0 | 0 | 0 | 0 | 0 | 0 | 0 | 0 | 0 | 0 | 0 | 0 | 0 | 0 | 0 | 0 | 0 | 1 | 1 | 0 | 1 | 0 | 1 | 0 | 0 | 0 | 0 | 0 | 0 | 0 | 0 | 0 | 0 | 0 | 0 | 0 | 0 | 0 | 0 | 0 | 0 | 0 | 0 | 0 | 0 | 0 | 0 | 0 | 0 | 0 | 0 | 0 | 0 | 0 | 0 | 0 | 0 | 0 | 0 | 0 | 0 | 0 | 0 | 0 | 0 | 0 | 0 | 0 | 0 | 0 | 0 | 0 | 0 | 0 | 0 | 0 | 0 | 0 | 0 | 0 | 0 | 0 | 0 | 0 | 0 | 0 | 0 | 3 |  | 0 | 0 | 0 | 0 | 0 | 0 | 0 | 0 | 0 | 0 | 0 | 0 | 0 | 0 | 0 | 0 | 0 | 0 | 0 | 0 | 0 | 0 | 0 | 0 | 0 | 0 | 50 | 0 | 0 | 1 | 0 | 0 | 0 | 0 | 0 | 0 | 326.46 | 366.23 | 481.7164 | El Cajon 69 kV constraint | El Cajon 69 kV constraint | El Cajon 69 kV constraint |  | 0 | 0 | 0 | 0 | 0 | 0 | 326.46 | 366.23 | 481.7164 | El Cajon 69 kV constraint | El Cajon 69 kV constraint | El Cajon 69 kV constraint |  | 1 | 1 | NO | 1 | 1 | 1 | NO | 1
SCE Eastern | El Casco | 230 | 0 | 0 | 0 | 0 | 0 | 0 | 0 | 0 | 0 | 0 | 0 | 0 | 0 | 0 | 0 | 0 | 0 | 0 | 0 | 1 | 0 | 1 | 0 | 0 | 0 | 0 | 0 | 0 | 0 | 0 | 0 | 0 | 0 | 0 | 0 | 0 | 0 | 0 | 0 | 0 | 0 | 0 | 0 | 0 | 0 | 0 | 0 | 0 | 0 | 0 | 0 | 0 | 0 | 0 | 0 | 0 | 0 | 0 | 0 | 0 | 0 | 0 | 0 | 0 | 0 | 0 | 0 | 0 | 0 | 0 | 0 | 0 | 0 | 0 | 0 | 0 | 0 | 0 | 0 | 0 | 0 | 0 | 0 | 0 | 0 | 0 | 0 | 0 | 0 | 0 | 0 | 0 | 0 | 0 | 0 | 0 | 0 | 1 |  | 0 | 0 | 0 | 0 | 0 | 0 | 0 | 0 | 0 | 0 | 0 | 100 | 0 | 0 | 1 | 0 | 0 | 0 | 0 | 0 | 0 | 0 | 0 | 0 | 0 | 0 | 165 | 0 | 0 | 1 | 0 | 0 | 0 | 0 | 0 | 0 | 1131.27 | 2714.375 | 8819.475 | Serrano-Alberhill-Valley Constraint | Etiwanda-Rancho Vista Constraint | Etiwanda-Rancho Vista Constraint |  | 0 | 0 | 0 | 0 | 0 | 0 | 1131.27 | 2714.375 | 8819.475 | Serrano-Alberhill-Valley Constraint | Etiwanda-Rancho Vista Constraint | Etiwanda-Rancho Vista Constraint |  | 1 | 1 | NO | 1 | 1 | 1 | NO | 1
PG&E GBA | El Cerrito G | 115 | 0 | 0 | 0 | 0 | 0 | 0 | 0 | 0 | 0 | 0 | 0 | 0 | 0 | 0 | 0 | 0 | 0 | 0 | 0 | 0 | 0 | 0 | 0 | 0 | 0 | 0 | 0 | 0 | 0 | 0 | 0 | 0 | 0 | 0 | 0 | 0 | 0 | 0 | 0 | 1 | 0 | 0 | 0 | 0 | 0 | 0 | 0 | 0 | 0 | 0 | 0 | 0 | 1 | 0 | 0 | 1 | 0 | 0 | 0 | 0 | 0 | 0 | 0 | 0 | 0 | 0 | 0 | 0 | 0 | 0 | 0 | 0 | 0 | 0 | 0 | 0 | 0 | 0 | 0 | 0 | 0 | 0 | 0 | 0 | 0 | 0 | 0 | 0 | 0 | 0 | 0 | 0 | 0 | 0 | 0 | 0 | 0 | 1 |  | 0 | 0 | 0 | 0 | 0 | 0 | 0 | 0 | 0 | 0 | 0 | 0 | 0 | 0 | 0 | 0 | 0 | 0 | 0 | 0 | 0 | 0 | 0 | 0 | 0 | 0 | 0 | 0 | 0 | 0 | 1 | 0 | 0 | 0 | 0 | 0 | -599.505 | 1292.236 | 5177.468 | Collinsville-Tesla 500 kV Line | Collinsville-Tesla 500 kV Line | Sobrante-Moraga 230 kV line |  | 0 | 0 | 0 | 0 | 0 | 0 | 2347.2685 | 2817.535 | 5177.468 | Tesla-Tracy-Pump 230 kV line #2 | Sobrante-Moraga 230 kV line | Sobrante-Moraga 230 kV line |  | 5 | 1 | YES | 2 | 1 | 1 | NO | 1
PG&E NGBA | El Dorado PH | 115 | 0 | 0 | 0 | 0 | 0 | 0 | 0 | 0 | 0 | 0 | 0 | 0 | 0 | 0 | 0 | 0 | 0 | 0 | 0 | 0 | 0 | 0 | 0 | 0 | 0 | 0 | 0 | 0 | 0 | 0 | 0 | 0 | 0 | 0 | 0 | 0 | 0 | 0 | 0 | 1 | 0 | 0 | 0 | 0 | 0 | 1 | 1 | 1 | 0 | 0 | 0 | 0 | 0 | 0 | 0 | 0 | 0 | 0 | 0 | 1 | 1 | 0 | 0 | 0 | 0 | 0 | 0 | 0 | 0 | 0 | 0 | 0 | 0 | 0 | 0 | 0 | 0 | 0 | 0 | 0 | 0 | 0 | 0 | 0 | 0 | 0 | 0 | 0 | 0 | 0 | 0 | 0 | 0 | 0 | 0 | 0 | 0 | 0 |  | 0 | 0 | 0 | 0 | 0 | 0 | 0 | 0 | 0 | 0 | 0 | 0 | 0 | 0 | 0 | 0 | 0 | 0 | 0 | 0 | 0 | 0 | 0 | 0 | 0 | 0 | 0 | 0 | 0 | 0 | 2 | 0 | 0 | 0 | 0 | 0 | -599.505 | 364.5 | 417.22 | Collinsville-Tesla 500 kV Line | Rio Oso-Brighton 230kV line | Rio Oso-Brighton 230kV line |  | 0 | 0 | 0 | 0 | 0 | 0 | 167.2185 | 364.5 | 417.22 | Bellota-Weber 230kV line | Rio Oso-Brighton 230kV line | Rio Oso-Brighton 230kV line |  | 5 | 1 | YES | 2 | 1 | 1 | NO | 1
PG&E FRESNO | El Nido (PGE) | 115 | 0 | 0 | 0 | 0 | 0 | 0 | 0 | 0 | 0 | 0 | 0 | 0 | 0 | 0 | 0 | 0 | 0 | 0 | 0 | 0 | 0 | 0 | 0 | 0 | 0 | 0 | 0 | 0 | 0 | 0 | 0 | 0 | 0 | 0 | 0 | 0 | 0 | 0 | 0 | 0 | 0 | 0 | 0 | 0 | 0 | 1 | 0 | 0 | 0 | 0 | 0 | 0 | 0 | 0 | 0 | 0 | 0 | 0 | 0 | 1 | 0 | 0 | 0 | 0 | 0 | 0 | 0 | 0 | 0 | 0 | 0 | 0 | 0 | 0 | 0 | 0 | 0 | 0 | 1 | 1 | 0 | 1 | 1 | 0 | 1 | 1 | 0 | 1 | 1 | 1 | 0 | 0 | 1 | 0 | 0 | 0 | 0 | 2 |  | 0 | 0 | 0 | 0 | 0 | 0 | 0 | 0 | 0 | 0 | 0 | 0 | 0 | 0 | 0 | 0 | 0 | 0 | 0 | 0 | 0 | 0 | 0 | 3 | 0 | 0 | 0 | 0 | 0 | 1 | 2 | 0 | 1 | 0 | 0 | 0 | -935.05 | -534.25 | 28.4626 | Borden-Storey #1 230kV line | Borden-Storey #1 230kV line | Oro Loma-El Nido 115kV Line |  | 0 | 0 | 0 | 0 | 0 | 0 | 167.2185 | 369.35 | 28.4626 | Bellota-Weber 230kV line | Oro Loma-El Nido 115kV Line | Oro Loma-El Nido 115kV Line |  | 5 | 1 | YES | 2 | 1 | 1 | NO | 1
SCE Metro | El Nido (SCE) | 230 | 0 | 0 | 0 | 0 | 0 | 0 | 0 | 0 | 1 | 1 | 0 | 0 | 0 | 0 | 0 | 0 | 0 | 0 | 0 | 0 | 0 | 0 | 0 | 0 | 0 | 0 | 0 | 0 | 0 | 0 | 0 | 0 | 0 | 0 | 0 | 0 | 0 | 0 | 0 | 0 | 0 | 0 | 0 | 0 | 0 | 0 | 0 | 0 | 0 | 0 | 0 | 0 | 0 | 0 | 0 | 0 | 0 | 0 | 0 | 0 | 0 | 0 | 0 | 0 | 0 | 0 | 0 | 0 | 0 | 0 | 0 | 0 | 0 | 0 | 0 | 0 | 0 | 0 | 0 | 0 | 0 | 0 | 0 | 0 | 0 | 0 | 0 | 0 | 0 | 0 | 0 | 0 | 0 | 0 | 0 | 0 | 0 | 0 |  | 0 | 0 | 0 | 0 | 0 | 0 | 0 | 0 | 0 | 0 | 0 | 0 | 0 | 0 | 0 | 0 | 0 | 0 | 0 | 0 | 0 | 0 | 0 | 0 | 0 | 0 | 0 | 0 | 0 | 0 | 0 | 0 | 0 | 0 | 0 | 0 | 2175 | 2437.5 | 3219.6408 | Hinson - Del Amo Constraint | Hinson - Del Amo Constraint | Hinson - Del Amo Constraint |  | 0 | 0 | 0 | 0 | 0 | 0 | 2175 | 2437.5 | 3219.6408 | Hinson - Del Amo Constraint | Hinson - Del Amo Constraint | Hinson - Del Amo Constraint |  | 1 | 1 | NO | 1 | 1 | 1 | NO | 1
PG&E GBA | El Patio | 115 | 0 | 0 | 0 | 0 | 0 | 0 | 0 | 0 | 0 | 0 | 0 | 0 | 0 | 0 | 0 | 0 | 0 | 0 | 0 | 0 | 0 | 0 | 0 | 0 | 0 | 0 | 0 | 0 | 0 | 0 | 0 | 0 | 0 | 0 | 0 | 0 | 0 | 0 | 0 | 0 | 0 | 0 | 0 | 0 | 0 | 0 | 0 | 0 | 0 | 0 | 0 | 0 | 0 | 0 | 0 | 1 | 0 | 0 | 0 | 1 | 0 | 0 | 0 | 0 | 0 | 0 | 0 | 0 | 0 | 0 | 0 | 0 | 0 | 0 | 0 | 0 | 0 | 0 | 0 | 0 | 0 | 0 | 0 | 0 | 0 | 0 | 0 | 0 | 0 | 0 | 0 | 0 | 0 | 0 | 0 | 0 | 1 | 0 |  | 0 | 0 | 0 | 0 | 0 | 0 | 0 | 0 | 0 | 0 | 0 | 0 | 0 | 0 | 0 | 0 | 0 | 0 | 0 | 0 | 0 | 0 | 0 | 0 | 0 | 0 | 0 | 0 | 0 | 0 | 0 | 0 | 0 | 0 | 0 | 0 | 922.2935 | 1620.51 | 4744.827 | Tesla-Bellota 230 kV line | NEW-Metcalf-Mosslanding 500kV | Tesla-Bellota 230 kV line |  | 0 | 0 | 0 | 0 | 0 | 0 | 922.2935 | 1620.51 | 4744.827 | Tesla-Bellota 230 kV line | NEW-Metcalf-Mosslanding 500kV | Tesla-Bellota 230 kV line |  | 1 | 1 | NO | 1 | 1 | 1 | NO | 1
SCE Metro | El Segundo | 230 | 0 | 0 | 0 | 0 | 0 | 0 | 0 | 0 | 0 | 1 | 0 | 0 | 0 | 0 | 0 | 0 | 0 | 0 | 0 | 0 | 0 | 0 | 0 | 0 | 0 | 0 | 0 | 0 | 0 | 0 | 0 | 0 | 0 | 0 | 0 | 0 | 0 | 0 | 0 | 0 | 0 | 0 | 0 | 0 | 0 | 0 | 0 | 0 | 0 | 0 | 0 | 0 | 0 | 0 | 0 | 0 | 0 | 0 | 0 | 0 | 0 | 0 | 0 | 0 | 0 | 0 | 0 | 0 | 0 | 0 | 0 | 0 | 0 | 0 | 0 | 0 | 0 | 0 | 0 | 0 | 0 | 0 | 0 | 0 | 0 | 0 | 0 | 0 | 0 | 0 | 0 | 0 | 0 | 0 | 0 | 0 | 0 | 0 |  | 0 | 0 | 0 | 0 | 0 | 0 | 0 | 0 | 0 | 0 | 0 | 0 | 0 | 0 | 0 | 0 | 0 | 0 | 0 | 0 | 0 | 0 | 0 | 0 | 0 | 0 | 0 | 0 | 0 | 0 | 0 | 0 | 0 | 0 | 0 | 0 | 9984.6 | 11497.7 | 13807.5055 | SCE Metro Area Default Constraint | SCE Metro Area Default Constraint | SCE Metro Area Default Constraint |  | 0 | 0 | 0 | 0 | 0 | 0 | 9984.6 | 11497.7 | 13807.5055 | SCE Metro Area Default Constraint | SCE Metro Area Default Constraint | SCE Metro Area Default Constraint |  | 1 | 1 | NO | 1 | 1 | 1 | NO | 1
EOP | Eldorado | 230 | 0 | 0 | 0 | 0 | 0 | 0 | 0 | 0 | 0 | 0 | 0 | 0 | 0 | 0 | 0 | 0 | 0 | 0 | 0 | 0 | 0 | 0 | 0 | 1 | 1 | 0 | 0 | 0 | 0 | 0 | 0 | 0 | 0 | 0 | 0 | 0 | 0 | 0 | 0 | 0 | 0 | 0 | 0 | 0 | 0 | 0 | 0 | 0 | 0 | 0 | 0 | 0 | 0 | 0 | 0 | 0 | 0 | 0 | 0 | 0 | 0 | 0 | 0 | 0 | 0 | 0 | 0 | 0 | 0 | 0 | 0 | 0 | 0 | 0 | 0 | 0 | 0 | 0 | 0 | 0 | 0 | 0 | 0 | 0 | 0 | 0 | 0 | 0 | 0 | 0 | 0 | 0 | 0 | 0 | 0 | 0 | 0 | 1 |  | 45 | 0 | 0 | 0 | 0 | 0 | 0 | 0 | 0 | 0 | 0 | 0 | 0 | 0 | 1 | 162.3 | 0 | 0 | 0 | 51 | 0 | 0 | 0 | 0 | 0 | 0 | 279 | 0 | 0 | 1 | 1 | 0 | 0 | 0 | 0 | 0 | -236.375 | 1704.39 | 2670.66 | Lugo - Victorville area constraint | Sloan Canyon - Eldorado 500 kV constraint | Sloan Canyon - Eldorado 500 kV constraint |  | 1 | 0 | 0 | 0 | 0 | 0 | -236.375 | 1704.39 | 2670.66 | Lugo - Victorville area constraint | Sloan Canyon - Eldorado 500 kV constraint | Sloan Canyon - Eldorado 500 kV constraint |  | 5 | 5 | NO | 5 | 1 | 1 | NO | 1
EOP | Eldorado | 500 | 0 | 0 | 0 | 0 | 0 | 0 | 0 | 0 | 0 | 0 | 0 | 0 | 0 | 0 | 0 | 0 | 0 | 0 | 0 | 0 | 0 | 0 | 0 | 0 | 1 | 0 | 0 | 0 | 0 | 0 | 0 | 0 | 0 | 0 | 0 | 0 | 0 | 0 | 0 | 0 | 0 | 0 | 0 | 0 | 0 | 0 | 0 | 0 | 0 | 0 | 0 | 0 | 0 | 0 | 0 | 0 | 0 | 0 | 0 | 0 | 0 | 0 | 0 | 0 | 0 | 0 | 0 | 0 | 0 | 0 | 0 | 0 | 0 | 0 | 0 | 0 | 0 | 0 | 0 | 0 | 0 | 0 | 0 | 0 | 0 | 0 | 0 | 0 | 0 | 0 | 0 | 0 | 0 | 0 | 0 | 0 | 0 | 0 |  | 0 | 0 | 0 | 0 | 0 | 0 | 0 | 0 | 0 | 0 | 0 | 0 | 0 | 0 | 0 | 0 | 0 | 0 | 0 | 3000 | 0 | 0 | 0 | 0 | 0 | 0 | 0 | 0 | 0 | 1 | 1 | 0 | 0 | 0 | 0 | 0 | -236.375 | 3658.51 | 6589.955 | Lugo - Victorville area constraint | Lugo - Victorville area constraint | Lugo - Victorville area constraint |  | 1 | 0 | 0 | 0 | 0 | 0 | -236.375 | 3658.51 | 6589.955 | Lugo - Victorville area constraint | Lugo - Victorville area constraint | Lugo - Victorville area constraint |  | 5 | 5 | NO | 5 | 1 | 1 | NO | 1
SCE Northern | Elizabeth Lake | 66 | 0 | 0 | 1 | 0 | 0 | 0 | 0 | 0 | 0 | 0 | 0 | 0 | 0 | 0 | 0 | 0 | 0 | 0 | 0 | 0 | 0 | 0 | 0 | 0 | 1 | 0 | 0 | 0 | 0 | 0 | 0 | 0 | 0 | 0 | 0 | 0 | 0 | 0 | 0 | 0 | 0 | 0 | 0 | 0 | 0 | 0 | 0 | 0 | 0 | 0 | 0 | 0 | 0 | 0 | 0 | 0 | 0 | 0 | 0 | 0 | 0 | 0 | 0 | 0 | 0 | 0 | 0 | 0 | 0 | 0 | 0 | 0 | 0 | 0 | 0 | 0 | 0 | 0 | 0 | 0 | 0 | 0 | 0 | 0 | 0 | 0 | 0 | 0 | 0 | 0 | 0 | 0 | 0 | 0 | 0 | 0 | 0 | 0 |  | 0 | 0 | 0 | 0 | 0 | 0 | 0 | 0 | 0 | 0 | 0 | 0 | 0 | 0 | 0 | 0 | 0 | 0 | 0 | 0 | 0 | 0 | 0 | 0 | 0 | 0 | 0 | 0 | 0 | 0 | 1 | 0 | 0 | 0 | 0 | 0 | -236.375 | 2545 | 6589.955 | Lugo - Victorville area constraint | Pardee-Sylmar Constraint | Lugo - Victorville area constraint |  | 1 | 0 | 0 | 0 | 0 | 0 | -236.375 | 2545 | 6589.955 | Lugo - Victorville area constraint | Pardee-Sylmar Constraint | Lugo - Victorville area constraint |  | 5 | 5 | NO | 5 | 1 | 1 | NO | 1
PG&E KERN | Elk Hills | 230 | 0 | 0 | 0 | 0 | 0 | 0 | 0 | 0 | 0 | 0 | 0 | 0 | 0 | 0 | 0 | 0 | 0 | 0 | 0 | 0 | 0 | 0 | 0 | 0 | 0 | 0 | 0 | 0 | 0 | 0 | 0 | 0 | 0 | 0 | 0 | 0 | 0 | 0 | 0 | 0 | 0 | 0 | 0 | 0 | 0 | 0 | 0 | 0 | 0 | 0 | 0 | 0 | 0 | 0 | 0 | 0 | 0 | 0 | 0 | 0 | 0 | 0 | 0 | 0 | 0 | 0 | 0 | 1 | 1 | 0 | 1 | 0 | 0 | 0 | 1 | 0 | 0 | 0 | 1 | 0 | 0 | 0 | 0 | 0 | 0 | 0 | 0 | 0 | 0 | 0 | 0 | 0 | 0 | 0 | 1 | 0 | 0 | 0 |  | 0 | 0 | 0 | 0 | 0 | 0 | 0 | 0 | 0 | 0 | 0 | 0 | 0 | 0 | 0 | 0 | 0 | 0 | 0 | 0 | 0 | 0 | 0 | 5.25 | 0 | 0 | 0 | 0 | 0 | 1 | 0 | 0 | 0 | 0 | 0 | 0 | 343.215 | 253.0117 | 390.175 | Cal Flat-Gates 230 kV line | Cal Flat-Gates 230 kV line | Cal Flat-Gates 230 kV line |  | 0 | 0 | 0 | 0 | 0 | 0 | 343.215 | 253.0117 | 390.175 | Cal Flat-Gates 230 kV line | Cal Flat-Gates 230 kV line | Cal Flat-Gates 230 kV line |  | 1 | 1 | NO | 1 | 1 | 1 | NO | 1
SDGE | Elliot | 69 | 0 | 0 | 0 | 0 | 0 | 0 | 0 | 0 | 0 | 0 | 0 | 0 | 0 | 0 | 0 | 0 | 0 | 0 | 0 | 0 | 0 | 0 | 0 | 0 | 0 | 0 | 0 | 0 | 1 | 0 | 1 | 0 | 1 | 0 | 0 | 0 | 0 | 0 | 0 | 0 | 0 | 0 | 0 | 0 | 0 | 0 | 0 | 0 | 0 | 0 | 0 | 0 | 0 | 0 | 0 | 0 | 0 | 0 | 0 | 0 | 0 | 0 | 0 | 0 | 0 | 0 | 0 | 0 | 0 | 0 | 0 | 0 | 0 | 0 | 0 | 0 | 0 | 0 | 0 | 0 | 0 | 0 | 0 | 0 | 0 | 0 | 0 | 0 | 0 | 0 | 0 | 0 | 0 | 0 | 0 | 0 | 0 | 3 |  | 0 | 0 | 0 | 0 | 0 | 0 | 0 | 0 | 0 | 0 | 0 | 0 | 0 | 0 | 0 | 0 | 0 | 0 | 0 | 0 | 0 | 0 | 0 | 0 | 0 | 0 | 9.75 | 0 | 0 | 1 | 0 | 0 | 0 | 0 | 0 | 0 | 826.21 | 2219.805 | 8237.7844 | San Luis Rey-San Onofre 230 kV line constraint | San Luis Rey-San Onofre 230 kV line constraint | Encina - San Luis Rey 230 kV constraint |  | 0 | 0 | 0 | 0 | 0 | 0 | 826.21 | 2219.805 | 8237.7844 | San Luis Rey-San Onofre 230 kV line constraint | San Luis Rey-San Onofre 230 kV line constraint | Encina - San Luis Rey 230 kV constraint |  | 1 | 1 | NO | 1 | 1 | 1 | NO | 1
SCE Metro | Ellis | 230 | 0 | 0 | 0 | 0 | 0 | 0 | 0 | 0 | 0 | 1 | 0 | 0 | 0 | 0 | 0 | 0 | 0 | 0 | 0 | 0 | 0 | 0 | 0 | 0 | 0 | 0 | 0 | 0 | 0 | 0 | 0 | 0 | 0 | 0 | 0 | 0 | 0 | 0 | 0 | 0 | 0 | 0 | 0 | 0 | 0 | 0 | 0 | 0 | 0 | 0 | 0 | 0 | 0 | 0 | 0 | 0 | 0 | 0 | 0 | 0 | 0 | 0 | 0 | 0 | 0 | 0 | 0 | 0 | 0 | 0 | 0 | 0 | 0 | 0 | 0 | 0 | 0 | 0 | 0 | 0 | 0 | 0 | 0 | 0 | 0 | 0 | 0 | 0 | 0 | 0 | 0 | 0 | 0 | 0 | 0 | 0 | 0 | 0 |  | 0 | 0 | 0 | 0 | 0 | 0 | 0 | 0 | 0 | 0 | 0 | 0 | 0 | 0 | 0 | 0 | 0 | 0 | 0 | 0 | 0 | 0 | 0 | 0 | 0 | 0 | 0 | 0 | 0 | 0 | 0 | 0 | 0 | 0 | 0 | 0 | 9984.6 | 11497.7 | 13807.5055 | SCE Metro Area Default Constraint | SCE Metro Area Default Constraint | SCE Metro Area Default Constraint |  | 0 | 0 | 0 | 0 | 0 | 0 | 9984.6 | 11497.7 | 13807.5055 | SCE Metro Area Default Constraint | SCE Metro Area Default Constraint | SCE Metro Area Default Constraint |  | 1 | 1 | NO | 1 | 1 | 1 | NO | 1
SDGE | Encina | 138 | 0 | 0 | 0 | 0 | 0 | 0 | 0 | 0 | 0 | 0 | 0 | 0 | 0 | 0 | 0 | 0 | 0 | 0 | 0 | 0 | 0 | 0 | 0 | 0 | 0 | 0 | 0 | 0 | 0 | 0 | 1 | 0 | 1 | 0 | 0 | 0 | 0 | 0 | 0 | 0 | 0 | 0 | 0 | 0 | 0 | 0 | 0 | 0 | 0 | 0 | 0 | 0 | 0 | 0 | 0 | 0 | 0 | 0 | 0 | 0 | 0 | 0 | 0 | 0 | 0 | 0 | 0 | 0 | 0 | 0 | 0 | 0 | 0 | 0 | 0 | 0 | 0 | 0 | 0 | 0 | 0 | 0 | 0 | 0 | 0 | 0 | 0 | 0 | 0 | 0 | 0 | 0 | 0 | 0 | 0 | 0 | 0 | 2 |  | 0 | 0 | 0 | 0 | 0 | 0 | 0 | 0 | 0 | 0 | 0 | 0 | 0 | 0 | 0 | 0 | 0 | 0 | 0 | 0 | 0 | 0 | 0 | 0 | 0 | 0 | 0 | 0 | 0 | 0 | 0 | 0 | 0 | 0 | 0 | 0 | 826.21 | 2219.805 | 8237.7844 | San Luis Rey-San Onofre 230 kV line constraint | San Luis Rey-San Onofre 230 kV line constraint | Encina - San Luis Rey 230 kV constraint |  | 0 | 0 | 0 | 0 | 0 | 0 | 826.21 | 2219.805 | 8237.7844 | San Luis Rey-San Onofre 230 kV line constraint | San Luis Rey-San Onofre 230 kV line constraint | Encina - San Luis Rey 230 kV constraint |  | 1 | 1 | NO | 1 | 1 | 1 | NO | 1
SDGE | Encina | 230 | 0 | 0 | 0 | 0 | 0 | 0 | 0 | 0 | 0 | 0 | 0 | 0 | 0 | 0 | 0 | 0 | 0 | 0 | 0 | 0 | 0 | 0 | 0 | 0 | 0 | 0 | 0 | 0 | 0 | 0 | 1 | 0 | 1 | 0 | 0 | 0 | 0 | 0 | 0 | 0 | 0 | 0 | 0 | 0 | 0 | 0 | 0 | 0 | 0 | 0 | 0 | 0 | 0 | 0 | 0 | 0 | 0 | 0 | 0 | 0 | 0 | 0 | 0 | 0 | 0 | 0 | 0 | 0 | 0 | 0 | 0 | 0 | 0 | 0 | 0 | 0 | 0 | 0 | 0 | 0 | 0 | 0 | 0 | 0 | 0 | 0 | 0 | 0 | 0 | 0 | 0 | 0 | 0 | 0 | 0 | 0 | 0 | 2 |  | 0 | 0 | 0 | 0 | 0 | 0 | 0 | 0 | 0 | 0 | 0 | 0 | 0 | 0 | 0 | 0 | 0 | 0 | 0 | 0 | 0 | 0 | 0 | 0 | 0 | 0 | 0 | 0 | 0 | 0 | 0 | 0 | 0 | 0 | 0 | 0 | 826.21 | 2219.805 | 8237.7844 | San Luis Rey-San Onofre 230 kV line constraint | San Luis Rey-San Onofre 230 kV line constraint | Encina - San Luis Rey 230 kV constraint |  | 0 | 0 | 0 | 0 | 0 | 0 | 826.21 | 2219.805 | 8237.7844 | San Luis Rey-San Onofre 230 kV line constraint | San Luis Rey-San Onofre 230 kV line constraint | Encina - San Luis Rey 230 kV constraint |  | 1 | 1 | NO | 1 | 1 | 1 | NO | 1
SDGE | Escondido | 230 | 0 | 0 | 0 | 0 | 0 | 0 | 0 | 0 | 0 | 0 | 0 | 0 | 0 | 0 | 0 | 0 | 0 | 0 | 0 | 0 | 0 | 0 | 0 | 0 | 0 | 1 | 0 | 0 | 1 | 0 | 1 | 0 | 1 | 0 | 0 | 0 | 0 | 1 | 0 | 0 | 0 | 0 | 0 | 0 | 0 | 0 | 0 | 0 | 0 | 0 | 0 | 0 | 0 | 0 | 0 | 0 | 0 | 0 | 0 | 0 | 0 | 0 | 0 | 0 | 0 | 0 | 0 | 0 | 0 | 0 | 0 | 0 | 0 | 0 | 0 | 0 | 0 | 0 | 0 | 0 | 0 | 0 | 0 | 0 | 0 | 0 | 0 | 0 | 0 | 0 | 0 | 0 | 0 | 0 | 0 | 0 | 0 | 3 |  | 0 | 0 | 0 | 0 | 0 | 0 | 0 | 0 | 0 | 0 | 0 | 0 | 50 | 0 | 1 | 0 | 0 | 0 | 0 | 0 | 0 | 0 | 0 | 0 | 0 | 0 | 0 | 50 | 0 | 1 | 0 | 0 | 0 | 0 | 0 | 0 | 597.87 | 869.535 | 1337.03 | Capistrano-San Onofre 230 kV constraint | Talega 230 kV constraint | Talega 230 kV constraint |  | 0 | 0 | 0 | 0 | 0 | 0 | 597.87 | 869.535 | 1337.03 | Capistrano-San Onofre 230 kV constraint | Talega 230 kV constraint | Talega 230 kV constraint |  | 1 | 1 | NO | 1 | 1 | 1 | NO | 1
SDGE | Escondido | 69 | 0 | 0 | 0 | 0 | 0 | 0 | 0 | 0 | 0 | 0 | 0 | 0 | 0 | 0 | 0 | 0 | 0 | 0 | 0 | 0 | 0 | 0 | 0 | 0 | 0 | 1 | 0 | 0 | 0 | 0 | 1 | 0 | 1 | 0 | 0 | 0 | 0 | 1 | 0 | 0 | 0 | 0 | 0 | 0 | 0 | 0 | 0 | 0 | 0 | 0 | 0 | 0 | 0 | 0 | 0 | 0 | 0 | 0 | 0 | 0 | 0 | 0 | 0 | 0 | 0 | 0 | 0 | 0 | 0 | 0 | 0 | 0 | 0 | 0 | 0 | 0 | 0 | 0 | 0 | 0 | 0 | 0 | 0 | 0 | 0 | 0 | 0 | 0 | 0 | 0 | 0 | 0 | 0 | 0 | 0 | 0 | 0 | 2 |  | 0 | 0 | 0 | 0 | 0 | 0 | 0 | 0 | 0 | 0 | 0 | -13 | 0 | 0 | 1 | 0 | 0 | 0 | 0 | 0 | 0 | 0 | 0 | 0 | 0 | 0 | 0 | 0 | 0 | 0 | 0 | 0 | 0 | 0 | 0 | 0 | 597.87 | 869.535 | 1337.03 | Capistrano-San Onofre 230 kV constraint | Talega 230 kV constraint | Talega 230 kV constraint |  | 0 | 0 | 0 | 0 | 0 | 0 | 597.87 | 869.535 | 1337.03 | Capistrano-San Onofre 230 kV constraint | Talega 230 kV constraint | Talega 230 kV constraint |  | 1 | 1 | NO | 1 | 1 | 1 | NO | 1
PG&E KERN | Estrella | 230 | 0 | 0 | 0 | 0 | 0 | 0 | 0 | 0 | 0 | 0 | 0 | 0 | 0 | 0 | 0 | 0 | 0 | 0 | 0 | 0 | 0 | 0 | 0 | 0 | 0 | 0 | 0 | 0 | 0 | 0 | 0 | 0 | 0 | 0 | 0 | 0 | 0 | 0 | 0 | 0 | 0 | 0 | 0 | 0 | 0 | 0 | 0 | 0 | 0 | 0 | 0 | 0 | 0 | 0 | 0 | 0 | 0 | 0 | 0 | 0 | 0 | 0 | 0 | 0 | 0 | 0 | 0 | 1 | 1 | 0 | 0 | 0 | 0 | 0 | 0 | 0 | 0 | 0 | 0 | 1 | 0 | 0 | 0 | 0 | 0 | 1 | 0 | 0 | 0 | 0 | 0 | 0 | 0 | 0 | 0 | 1 | 0 | 1 |  | 0 | 0 | 0 | 0 | 0 | 0 | 0 | 0 | 0 | 0 | 0 | 0 | 0 | 0 | 0 | 0 | 0 | 0 | 0 | 0 | 0 | 0 | 0 | 0 | 0 | 0 | 0 | 0 | 0 | 0 | 0 | 0 | 0 | 0 | 0 | 0 | 343.215 | 253.0117 | 390.175 | Cal Flat-Gates 230 kV line | Cal Flat-Gates 230 kV line | Cal Flat-Gates 230 kV line |  | 0 | 0 | 0 | 0 | 0 | 0 | 343.215 | 253.0117 | 390.175 | Cal Flat-Gates 230 kV line | Cal Flat-Gates 230 kV line | Cal Flat-Gates 230 kV line |  | 1 | 1 | NO | 1 | 1 | 1 | NO | 1
SCE Eastern | Etiwanda | 230 | 0 | 0 | 0 | 0 | 0 | 0 | 0 | 0 | 0 | 0 | 0 | 0 | 0 | 0 | 0 | 0 | 0 | 0 | 0 | 1 | 0 | 0 | 0 | 0 | 0 | 0 | 0 | 0 | 0 | 0 | 0 | 0 | 0 | 0 | 0 | 0 | 0 | 0 | 0 | 0 | 0 | 0 | 0 | 0 | 0 | 0 | 0 | 0 | 0 | 0 | 0 | 0 | 0 | 0 | 0 | 0 | 0 | 0 | 0 | 0 | 0 | 0 | 0 | 0 | 0 | 0 | 0 | 0 | 0 | 0 | 0 | 0 | 0 | 0 | 0 | 0 | 0 | 0 | 0 | 0 | 0 | 0 | 0 | 0 | 0 | 0 | 0 | 0 | 0 | 0 | 0 | 0 | 0 | 0 | 0 | 0 | 0 | 0 |  | 0 | 0 | 0 | 0 | 0 | 0 | 0 | 0 | 0 | 0 | 0 | 100 | 0 | 0 | 1 | 0 | 0 | 0 | 0 | 0 | 0 | 0 | 0 | 0 | 0 | 0 | 270 | 0 | 0 | 1 | 0 | 0 | 0 | 0 | 0 | 0 | 1357 | 2714.375 | 8819.475 | Etiwanda-Rancho Vista Constraint | Etiwanda-Rancho Vista Constraint | Etiwanda-Rancho Vista Constraint |  | 0 | 0 | 0 | 0 | 0 | 0 | 1357 | 2714.375 | 8819.475 | Etiwanda-Rancho Vista Constraint | Etiwanda-Rancho Vista Constraint | Etiwanda-Rancho Vista Constraint |  | 1 | 1 | NO | 1 | 1 | 1 | NO | 1
PG&E GBA | Evergreen | 115 | 0 | 0 | 0 | 0 | 0 | 0 | 0 | 0 | 0 | 0 | 0 | 0 | 0 | 0 | 0 | 0 | 0 | 0 | 0 | 0 | 0 | 0 | 0 | 0 | 0 | 0 | 0 | 0 | 0 | 0 | 0 | 0 | 0 | 0 | 0 | 0 | 0 | 0 | 0 | 0 | 0 | 0 | 0 | 0 | 0 | 0 | 0 | 0 | 0 | 0 | 0 | 0 | 0 | 0 | 0 | 1 | 0 | 0 | 0 | 1 | 0 | 0 | 0 | 0 | 0 | 0 | 0 | 0 | 0 | 0 | 0 | 0 | 0 | 0 | 0 | 0 | 0 | 0 | 0 | 0 | 0 | 0 | 0 | 0 | 0 | 0 | 0 | 0 | 0 | 0 | 0 | 0 | 0 | 0 | 0 | 0 | 0 | 0 |  | 0 | 0 | 0 | 0 | 0 | 0 | 0 | 0 | 0 | 0 | 0 | 0 | 0 | 0 | 0 | 0 | 0 | 0 | 0 | 0 | 0 | 0 | 0 | 0 | 0 | 0 | 0 | 0 | 0 | 0 | 0 | 0 | 0 | 0 | 0 | 0 | 922.2935 | 2018.1064 | 4744.827 | Tesla-Bellota 230 kV line | Tesla-Bellota 230 kV line | Tesla-Bellota 230 kV line |  | 0 | 0 | 0 | 0 | 0 | 0 | 922.2935 | 2018.1064 | 4744.827 | Tesla-Bellota 230 kV line | Tesla-Bellota 230 kV line | Tesla-Bellota 230 kV line |  | 1 | 1 | NO | 1 | 1 | 1 | NO | 1
PG&E GBA | Evergreen | 60 | 0 | 0 | 0 | 0 | 0 | 0 | 0 | 0 | 0 | 0 | 0 | 0 | 0 | 0 | 0 | 0 | 0 | 0 | 0 | 0 | 0 | 0 | 0 | 0 | 0 | 0 | 0 | 0 | 0 | 0 | 0 | 0 | 0 | 0 | 0 | 0 | 0 | 0 | 0 | 0 | 0 | 0 | 0 | 0 | 0 | 0 | 0 | 0 | 0 | 0 | 0 | 0 | 0 | 0 | 0 | 0 | 0 | 0 | 0 | 1 | 0 | 0 | 0 | 0 | 0 | 0 | 0 | 0 | 0 | 0 | 0 | 0 | 0 | 0 | 0 | 0 | 0 | 0 | 0 | 0 | 0 | 0 | 0 | 0 | 0 | 0 | 0 | 0 | 0 | 0 | 0 | 0 | 0 | 0 | 0 | 0 | 1 | 0 |  | 0 | 0 | 0 | 0 | 0 | 0 | 0 | 0 | 0 | 0 | 0 | 0 | 0 | 0 | 0 | 0 | 0 | 0 | 0 | 0 | 0 | 0 | 0 | 0 | 0 | 0 | 0 | 0 | 0 | 0 | 0 | 0 | 0 | 0 | 0 | 0 | 922.2935 | 1620.51 | 4744.827 | Tesla-Bellota 230 kV line | NEW-Metcalf-Mosslanding 500kV | Tesla-Bellota 230 kV line |  | 0 | 0 | 0 | 0 | 0 | 0 | 922.2935 | 1620.51 | 4744.827 | Tesla-Bellota 230 kV line | NEW-Metcalf-Mosslanding 500kV | Tesla-Bellota 230 kV line |  | 1 | 1 | NO | 1 | 1 | 1 | NO | 1
PG&E FRESNO | Excelsior | 115 | 0 | 0 | 0 | 0 | 0 | 0 | 0 | 0 | 0 | 0 | 0 | 0 | 0 | 0 | 0 | 0 | 0 | 0 | 0 | 0 | 0 | 0 | 0 | 0 | 0 | 0 | 0 | 0 | 0 | 0 | 0 | 0 | 0 | 0 | 0 | 0 | 0 | 0 | 0 | 0 | 0 | 0 | 0 | 0 | 0 | 1 | 0 | 0 | 0 | 0 | 0 | 0 | 0 | 0 | 0 | 0 | 0 | 0 | 0 | 0 | 0 | 0 | 0 | 0 | 0 | 0 | 0 | 0 | 0 | 0 | 0 | 0 | 0 | 0 | 0 | 0 | 0 | 0 | 1 | 1 | 1 | 1 | 1 | 0 | 0 | 1 | 1 | 1 | 0 | 0 | 0 | 0 | 0 | 0 | 0 | 0 | 0 | 1 |  | 0 | 0 | 0 | 0 | 0 | 0 | 0 | 0 | 0 | 0 | 0 | 0 | 0 | 0 | 0 | 0 | 0 | 0 | 0 | 0 | 0 | 0 | 0 | 0 | 0 | 0 | 0 | 0 | 0 | 0 | 1 | 0 | 0 | 0 | 0 | 0 | -292.7815 | 0 | 50 | Bellota-Weber 230kV line | Schindler 115/70kV TB #1 | Schindler 115/70kV TB #1 |  | 0 | 0 | 0 | 0 | 0 | 0 | 0 | 0 | 50 | Schindler 115/70kV TB #1 | Schindler 115/70kV TB #1 | Schindler 115/70kV TB #1 |  | 5 | 1 | YES | 2 | 1 | 1 | NO | 1
PG&E FRESNO | Exchequer | 115 | 0 | 0 | 0 | 0 | 0 | 0 | 0 | 0 | 0 | 0 | 0 | 0 | 0 | 0 | 0 | 0 | 0 | 0 | 0 | 0 | 0 | 0 | 0 | 0 | 0 | 0 | 0 | 0 | 0 | 0 | 0 | 0 | 0 | 0 | 0 | 0 | 0 | 0 | 0 | 0 | 0 | 0 | 0 | 0 | 0 | 1 | 0 | 0 | 0 | 0 | 0 | 0 | 0 | 0 | 0 | 0 | 0 | 0 | 0 | 1 | 0 | 0 | 0 | 0 | 0 | 0 | 0 | 0 | 0 | 0 | 0 | 0 | 0 | 0 | 0 | 0 | 0 | 0 | 1 | 0 | 0 | 1 | 1 | 1 | 1 | 1 | 0 | 1 | 1 | 1 | 1 | 0 | 1 | 0 | 0 | 0 | 0 | 2 |  | 0 | 0 | 0 | 0 | 0 | 0 | 0 | 0 | 0 | 0 | 0 | 0 | 0 | 0 | 0 | 0 | 2 | 0 | 0 | 0 | 0 | 0 | 0 | 0 | 0 | 0 | 0 | 0 | 0 | 1 | 3 | 0 | 2 | 0 | 1 | 0 | -935.05 | -534.25 | -39.4574 | Borden-Storey #1 230kV line | Borden-Storey #1 230kV line | Chowchilla-Le grand 115kV Line |  | 0 | 0 | 0 | 0 | 0 | 0 | 63.5 | 71.7 | 28.4626 | Merced 115/70kV TB#2 | Merced 115/70kV TB#2 | Oro Loma-El Nido 115kV Line |  | 5 | 1 | YES | 2 | 5 | 1 | YES | 2
PG&E KERN | Fairway | 115 | 0 | 0 | 0 | 0 | 0 | 0 | 0 | 0 | 0 | 0 | 0 | 0 | 0 | 0 | 0 | 0 | 0 | 0 | 0 | 0 | 0 | 0 | 0 | 0 | 0 | 0 | 0 | 0 | 0 | 0 | 0 | 0 | 0 | 0 | 0 | 0 | 0 | 0 | 0 | 0 | 0 | 0 | 0 | 0 | 0 | 0 | 0 | 0 | 0 | 0 | 0 | 0 | 0 | 0 | 0 | 0 | 0 | 0 | 0 | 0 | 0 | 0 | 0 | 0 | 0 | 0 | 0 | 1 | 1 | 0 | 0 | 0 | 0 | 0 | 0 | 0 | 0 | 0 | 0 | 1 | 0 | 0 | 0 | 0 | 0 | 1 | 0 | 0 | 0 | 0 | 0 | 0 | 0 | 0 | 0 | 1 | 0 | 1 |  | 0 | 0 | 0 | 0 | 0 | 0 | 0 | 0 | 0 | 0 | 0 | 10 | 0 | 0 | 1 | 0 | 0 | 0 | 0 | 0 | 0 | 0 | 0 | 0 | 0 | 0 | 10 | 0 | 0 | 1 | 0 | 0 | 0 | 0 | 0 | 0 | 343.215 | 253.0117 | 390.175 | Cal Flat-Gates 230 kV line | Cal Flat-Gates 230 kV line | Cal Flat-Gates 230 kV line |  | 0 | 0 | 0 | 0 | 0 | 0 | 343.215 | 253.0117 | 390.175 | Cal Flat-Gates 230 kV line | Cal Flat-Gates 230 kV line | Cal Flat-Gates 230 kV line |  | 1 | 1 | NO | 1 | 1 | 1 | NO | 1
PG&E KERN | Famoso | 115 | 0 | 0 | 0 | 0 | 0 | 0 | 0 | 0 | 0 | 0 | 0 | 0 | 0 | 0 | 0 | 0 | 0 | 0 | 0 | 0 | 0 | 0 | 0 | 0 | 0 | 0 | 0 | 0 | 0 | 0 | 0 | 0 | 0 | 0 | 0 | 0 | 0 | 0 | 0 | 0 | 0 | 0 | 0 | 0 | 0 | 0 | 0 | 0 | 0 | 0 | 0 | 0 | 0 | 0 | 0 | 0 | 0 | 0 | 0 | 0 | 0 | 0 | 0 | 0 | 0 | 0 | 0 | 1 | 1 | 0 | 0 | 0 | 0 | 0 | 0 | 1 | 0 | 0 | 0 | 1 | 0 | 0 | 0 | 0 | 0 | 0 | 0 | 0 | 0 | 0 | 0 | 0 | 0 | 0 | 0 | 0 | 0 | 0 |  | 0 | 0 | 0 | 0 | 0 | 0 | 0 | 0 | 0 | 0 | 0 | 0 | 0 | 0 | 0 | 0 | 0 | 0 | 0 | 0 | 0 | 0 | 0 | 4 | 0 | 0 | 0 | 0 | 0 | 1 | 0 | 0 | 0 | 0 | 0 | 0 | 201 | 193.6 | 235.7988 | Semitropic-Midway 115kV Line | Semitropic-Midway 115kV Line | Semitropic-Midway 115kV Line |  | 0 | 0 | 0 | 0 | 0 | 0 | 201 | 193.6 | 235.7988 | Semitropic-Midway 115kV Line | Semitropic-Midway 115kV Line | Semitropic-Midway 115kV Line |  | 1 | 1 | NO | 1 | 1 | 1 | NO | 1
PG&E NGBA | Fern Road | 500 | 0 | 0 | 0 | 0 | 0 | 0 | 0 | 0 | 0 | 0 | 0 | 0 | 0 | 0 | 0 | 0 | 0 | 0 | 0 | 0 | 0 | 0 | 0 | 0 | 0 | 0 | 0 | 0 | 0 | 0 | 0 | 0 | 0 | 0 | 0 | 0 | 0 | 0 | 0 | 1 | 0 | 0 | 0 | 0 | 0 | 0 | 0 | 0 | 0 | 0 | 0 | 0 | 0 | 0 | 0 | 0 | 0 | 0 | 0 | 0 | 0 | 0 | 0 | 0 | 0 | 0 | 0 | 0 | 0 | 0 | 0 | 0 | 0 | 0 | 0 | 0 | 0 | 0 | 0 | 0 | 0 | 0 | 0 | 0 | 0 | 0 | 0 | 0 | 0 | 0 | 0 | 0 | 0 | 0 | 0 | 0 | 0 | 0 |  | 0 | 0 | 0 | 0 | 0 | 0 | 0 | 0 | 0 | 0 | 0 | 0 | 0 | 0 | 0 | 0 | 0 | 0 | 0 | 0 | 0 | 0 | 0 | 0 | 0 | 0 | 0 | 0 | 0 | 0 | 1 | 0 | 0 | 0 | 0 | 0 | -599.505 | 1292.236 | 5239.7208 | Collinsville-Tesla 500 kV Line | Collinsville-Tesla 500 kV Line | Collinsville-Tesla 500 kV Line |  | 0 | 0 | 0 | 0 | 0 | 0 | 8045.495 | 9937.236 | 5239.7208 | Collinsville-Tesla 500 kV Line | Collinsville-Tesla 500 kV Line | Collinsville-Tesla 500 kV Line |  | 5 | 1 | YES | 2 | 1 | 1 | NO | 1
PG&E GBA | Fibreboard (SPI Sonora) | 115 | 0 | 0 | 0 | 0 | 0 | 0 | 0 | 0 | 0 | 0 | 0 | 0 | 0 | 0 | 0 | 0 | 0 | 0 | 0 | 0 | 0 | 0 | 0 | 0 | 0 | 0 | 0 | 0 | 0 | 0 | 0 | 0 | 0 | 0 | 0 | 0 | 0 | 0 | 0 | 0 | 0 | 0 | 0 | 0 | 0 | 1 | 0 | 0 | 0 | 0 | 0 | 0 | 0 | 0 | 0 | 1 | 0 | 1 | 0 | 1 | 0 | 0 | 0 | 0 | 0 | 1 | 0 | 0 | 0 | 0 | 0 | 0 | 0 | 0 | 0 | 0 | 0 | 0 | 0 | 0 | 0 | 0 | 0 | 0 | 0 | 0 | 0 | 0 | 0 | 0 | 0 | 0 | 0 | 0 | 0 | 0 | 0 | 0 |  | 0 | 0 | 0 | 0 | 0 | 0 | 0 | 0 | 0 | 0 | 0 | 0 | 0 | 0 | 0 | 0 | 0 | 0 | 0 | 0 | 0 | 0 | 0 | 0 | 0 | 0 | 0 | 0 | 0 | 0 | 1 | 0 | 0 | 0 | 0 | 0 | -292.7815 | 181.7909 | 692.3714 | Bellota-Weber 230kV line | Kasson Jct-Heinz 115 kV line | Kasson Jct-Heinz 115 kV line |  | 0 | 0 | 0 | 0 | 0 | 0 | 77.2685 | 181.7909 | 692.3714 | Kasson Jct-Heinz 115 kV line | Kasson Jct-Heinz 115 kV line | Kasson Jct-Heinz 115 kV line |  | 5 | 1 | YES | 2 | 1 | 1 | NO | 1
PG&E FRESNO | Figarden | 230 | 0 | 0 | 0 | 0 | 0 | 0 | 0 | 0 | 0 | 0 | 0 | 0 | 0 | 0 | 0 | 0 | 0 | 0 | 0 | 0 | 0 | 0 | 0 | 0 | 0 | 0 | 0 | 0 | 0 | 0 | 0 | 0 | 0 | 0 | 0 | 0 | 0 | 0 | 0 | 0 | 0 | 0 | 0 | 0 | 0 | 0 | 0 | 0 | 0 | 0 | 0 | 0 | 0 | 0 | 0 | 0 | 0 | 0 | 0 | 1 | 0 | 0 | 0 | 0 | 0 | 0 | 0 | 0 | 0 | 0 | 0 | 0 | 0 | 0 | 0 | 0 | 0 | 0 | 0 | 1 | 0 | 1 | 1 | 1 | 0 | 1 | 0 | 1 | 0 | 0 | 0 | 0 | 1 | 0 | 0 | 0 | 0 | 1 |  | 0 | 0 | 0 | 0 | 0 | 0 | 0 | 0 | 0 | 0 | 0 | 0 | 0 | 0 | 0 | 0 | 0 | 0 | 0 | 0 | 0 | 0 | 0 | 0 | 0 | 0 | 0 | 0 | 0 | 0 | 1 | 0 | 1 | 0 | 1 | 0 | -426.65 | -276.45 | -39.4574 | Chowchilla-Le grand 115kV Line | Chowchilla-Le grand 115kV Line | Chowchilla-Le grand 115kV Line |  | 0 | 0 | 0 | 0 | 0 | 0 | 357.85 | 369.35 | 28.4626 | Oro Loma-El Nido 115kV Line | Oro Loma-El Nido 115kV Line | Oro Loma-El Nido 115kV Line |  | 5 | 1 | YES | 2 | 5 | 1 | YES | 2
PG&E FRESNO | Fink | 230 | 0 | 0 | 0 | 0 | 0 | 0 | 0 | 0 | 0 | 0 | 0 | 0 | 0 | 0 | 0 | 0 | 0 | 0 | 0 | 0 | 0 | 0 | 0 | 0 | 0 | 0 | 0 | 0 | 0 | 0 | 0 | 0 | 0 | 0 | 0 | 0 | 0 | 0 | 0 | 0 | 0 | 0 | 0 | 0 | 0 | 0 | 0 | 0 | 0 | 0 | 0 | 0 | 0 | 0 | 0 | 0 | 0 | 0 | 0 | 0 | 0 | 0 | 0 | 0 | 0 | 0 | 0 | 0 | 0 | 0 | 0 | 0 | 0 | 0 | 0 | 0 | 0 | 0 | 0 | 0 | 0 | 0 | 0 | 0 | 0 | 1 | 0 | 0 | 0 | 0 | 0 | 0 | 0 | 0 | 0 | 0 | 0 | 1 |  | 0 | 0 | 0 | 0 | 0 | 0 | 0 | 0 | 0 | 50 | 0 | 5 | 0 | 0 | 1 | 0 | 0 | 0 | 0 | 0 | 0 | 0 | 0 | 0 | 80 | 110 | 162 | 0 | 0 | 1 | 0 | 0 | 0 | 0 | 0 | 0 | 3702.512 | 4467.646 | 6540.5321 | Los Banos 500/230kV TB | Los Banos 500/230kV TB | Los Banos 500/230kV TB |  | 0 | 0 | 0 | 0 | 0 | 0 | 3702.512 | 4467.646 | 6540.5321 | Los Banos 500/230kV TB | Los Banos 500/230kV TB | Los Banos 500/230kV TB |  | 1 | 1 | NO | 1 | 1 | 1 | NO | 1
PG&E NGBA | Fitch Mountain | 60 | 0 | 0 | 0 | 0 | 0 | 0 | 0 | 0 | 0 | 0 | 0 | 0 | 0 | 0 | 0 | 0 | 0 | 0 | 0 | 0 | 0 | 0 | 0 | 0 | 0 | 0 | 0 | 0 | 0 | 0 | 0 | 0 | 0 | 0 | 0 | 0 | 0 | 0 | 0 | 1 | 0 | 0 | 0 | 0 | 0 | 0 | 0 | 0 | 0 | 0 | 0 | 0 | 1 | 0 | 0 | 0 | 0 | 0 | 0 | 0 | 0 | 0 | 0 | 0 | 0 | 0 | 1 | 0 | 0 | 0 | 0 | 0 | 0 | 0 | 0 | 0 | 0 | 0 | 0 | 0 | 0 | 0 | 0 | 0 | 0 | 0 | 0 | 0 | 0 | 0 | 0 | 0 | 0 | 0 | 0 | 0 | 0 | 1 |  | 0 | 0 | 0 | 0 | 0 | 0 | 0 | 0 | 0 | 0 | 0 | 0 | 0 | 0 | 0 | 0 | 0 | 0 | 0 | 0 | 0 | 0 | 0 | 0 | 0 | 0 | 0 | 0 | 0 | 0 | 2 | 0 | 0 | 0 | 0 | 0 | -599.505 | 125.773 | 944.182 | Collinsville-Tesla 500 kV Line | Birds Landing-Contra Costa 230kV Line | Birds Landing-Contra Costa 230kV Line |  | 1 | 0 | 0 | 0 | 0 | 0 | -199.275 | 125.773 | 944.182 | Birds Landing-Contra Costa 230kV Line | Birds Landing-Contra Costa 230kV Line | Birds Landing-Contra Costa 230kV Line |  | 5 | 5 | NO | 5 | 1 | 1 | NO | 1
PG&E GBA | FMC | 115 | 0 | 0 | 0 | 0 | 0 | 0 | 0 | 0 | 0 | 0 | 0 | 0 | 0 | 0 | 0 | 0 | 0 | 0 | 0 | 0 | 0 | 0 | 0 | 0 | 0 | 0 | 0 | 0 | 0 | 0 | 0 | 0 | 0 | 0 | 0 | 0 | 0 | 0 | 0 | 0 | 0 | 0 | 0 | 0 | 0 | 0 | 0 | 0 | 0 | 0 | 0 | 0 | 0 | 0 | 0 | 1 | 0 | 0 | 0 | 1 | 0 | 0 | 0 | 0 | 0 | 0 | 0 | 0 | 0 | 0 | 0 | 0 | 0 | 0 | 0 | 0 | 0 | 0 | 0 | 0 | 0 | 0 | 0 | 0 | 0 | 0 | 0 | 0 | 0 | 0 | 0 | 0 | 0 | 0 | 0 | 0 | 0 | 0 |  | 0 | 0 | 0 | 0 | 0 | 0 | 0 | 0 | 0 | 0 | 0 | 0 | 0 | 0 | 0 | 0 | 0 | 0 | 0 | 0 | 0 | 0 | 0 | 0 | 0 | 0 | 0 | 0 | 0 | 0 | 0 | 0 | 0 | 0 | 0 | 0 | 922.2935 | 2018.1064 | 4744.827 | Tesla-Bellota 230 kV line | Tesla-Bellota 230 kV line | Tesla-Bellota 230 kV line |  | 0 | 0 | 0 | 0 | 0 | 0 | 922.2935 | 2018.1064 | 4744.827 | Tesla-Bellota 230 kV line | Tesla-Bellota 230 kV line | Tesla-Bellota 230 kV line |  | 1 | 1 | NO | 1 | 1 | 1 | NO | 1
PG&E GBA | Fremont | 115 | 0 | 0 | 0 | 0 | 0 | 0 | 0 | 0 | 0 | 0 | 0 | 0 | 0 | 0 | 0 | 0 | 0 | 0 | 0 | 0 | 0 | 0 | 0 | 0 | 0 | 0 | 0 | 0 | 0 | 0 | 0 | 0 | 0 | 0 | 0 | 0 | 0 | 0 | 0 | 0 | 0 | 0 | 0 | 0 | 0 | 0 | 0 | 0 | 0 | 0 | 0 | 0 | 1 | 0 | 0 | 1 | 0 | 0 | 0 | 0 | 0 | 0 | 0 | 0 | 0 | 0 | 0 | 0 | 0 | 0 | 0 | 0 | 0 | 0 | 0 | 0 | 0 | 0 | 0 | 0 | 0 | 0 | 0 | 0 | 0 | 0 | 0 | 0 | 0 | 0 | 0 | 0 | 0 | 0 | 0 | 0 | 0 | 1 |  | 0 | 0 | 0 | 0 | 0 | 0 | 0 | 0 | 0 | 0 | 0 | 0 | 0 | 0 | 0 | 0 | 0 | 0 | 0 | 0 | 0 | 0 | 0 | 0 | 0 | 0 | 0 | 0 | 0 | 0 | 0 | 0 | 0 | 0 | 0 | 0 | 2347.2685 | 2817.535 | 5177.468 | Tesla-Tracy-Pump 230 kV line #2 | Sobrante-Moraga 230 kV line | Sobrante-Moraga 230 kV line |  | 0 | 0 | 0 | 0 | 0 | 0 | 2347.2685 | 2817.535 | 5177.468 | Tesla-Tracy-Pump 230 kV line #2 | Sobrante-Moraga 230 kV line | Sobrante-Moraga 230 kV line |  | 1 | 1 | NO | 1 | 1 | 1 | NO | 1
PG&E GBA | French Camp | 60 | 0 | 0 | 0 | 0 | 0 | 0 | 0 | 0 | 0 | 0 | 0 | 0 | 0 | 0 | 0 | 0 | 0 | 0 | 0 | 0 | 0 | 0 | 0 | 0 | 0 | 0 | 0 | 0 | 0 | 0 | 0 | 0 | 0 | 0 | 0 | 0 | 0 | 0 | 0 | 0 | 0 | 0 | 0 | 0 | 0 | 1 | 0 | 0 | 0 | 0 | 0 | 0 | 0 | 0 | 0 | 0 | 0 | 0 | 0 | 1 | 0 | 0 | 0 | 0 | 0 | 0 | 0 | 0 | 0 | 0 | 0 | 0 | 0 | 0 | 0 | 0 | 0 | 0 | 0 | 0 | 0 | 0 | 0 | 0 | 0 | 1 | 0 | 0 | 0 | 0 | 0 | 0 | 0 | 0 | 0 | 0 | 0 | 1 |  | 0 | 0 | 0 | 0 | 0 | 0 | 0 | 0 | 0 | 0 | 0 | 0 | 0 | 0 | 0 | 0 | 0 | 0 | 0 | 0 | 0 | 0 | 0 | 0 | 0 | 0 | 0 | 0 | 0 | 0 | 1 | 0 | 0 | 0 | 0 | 0 | -292.7815 | 389.5959 | 2840.2422 | Bellota-Weber 230kV line | Bellota-Weber 230kV line | Bellota-Weber 230kV line |  | 0 | 0 | 0 | 0 | 0 | 0 | 167.2185 | 849.5959 | 2840.2422 | Bellota-Weber 230kV line | Bellota-Weber 230kV line | Bellota-Weber 230kV line |  | 5 | 1 | YES | 2 | 1 | 1 | NO | 1
PG&E GBA | Frogtown | 115 | 0 | 0 | 0 | 0 | 0 | 0 | 0 | 0 | 0 | 0 | 0 | 0 | 0 | 0 | 0 | 0 | 0 | 0 | 0 | 0 | 0 | 0 | 0 | 0 | 0 | 0 | 0 | 0 | 0 | 0 | 0 | 0 | 0 | 0 | 0 | 0 | 0 | 0 | 0 | 0 | 0 | 0 | 0 | 0 | 0 | 1 | 0 | 0 | 0 | 0 | 0 | 0 | 0 | 0 | 0 | 1 | 0 | 0 | 0 | 1 | 0 | 0 | 0 | 0 | 0 | 0 | 0 | 0 | 0 | 0 | 0 | 0 | 0 | 0 | 0 | 0 | 0 | 0 | 0 | 0 | 0 | 0 | 0 | 0 | 0 | 0 | 0 | 0 | 0 | 0 | 0 | 0 | 0 | 0 | 0 | 0 | 0 | 0 |  | 0 | 0 | 0 | 0 | 0 | 0 | 0 | 0 | 0 | 0 | 0 | 0 | 0 | 0 | 0 | 0 | 0 | 0 | 0 | 0 | 0 | 0 | 0 | 0 | 0 | 0 | 0 | 0 | 0 | 0 | 1 | 0 | 0 | 0 | 0 | 0 | -292.7815 | 389.5959 | 2840.2422 | Bellota-Weber 230kV line | Bellota-Weber 230kV line | Bellota-Weber 230kV line |  | 0 | 0 | 0 | 0 | 0 | 0 | 167.2185 | 849.5959 | 2840.2422 | Bellota-Weber 230kV line | Bellota-Weber 230kV line | Bellota-Weber 230kV line |  | 5 | 1 | YES | 2 | 1 | 1 | NO | 1
PG&E NGBA | Fulton | 115 | 0 | 0 | 0 | 0 | 0 | 0 | 0 | 0 | 0 | 0 | 0 | 0 | 0 | 0 | 0 | 0 | 0 | 0 | 0 | 0 | 0 | 0 | 0 | 0 | 0 | 0 | 0 | 0 | 0 | 0 | 0 | 0 | 0 | 0 | 0 | 0 | 0 | 0 | 0 | 1 | 0 | 1 | 0 | 0 | 0 | 0 | 0 | 0 | 0 | 0 | 0 | 1 | 1 | 1 | 1 | 1 | 0 | 0 | 0 | 1 | 0 | 0 | 0 | 0 | 0 | 1 | 1 | 0 | 0 | 0 | 0 | 0 | 0 | 0 | 0 | 0 | 0 | 0 | 0 | 0 | 0 | 0 | 0 | 0 | 0 | 0 | 0 | 0 | 0 | 0 | 0 | 0 | 0 | 0 | 0 | 0 | 0 | 2 |  | 0 | 0 | 0 | 0 | 0 | 0 | 0 | 0 | 0 | 0 | 0 | 0 | 0 | 0 | 0 | 0 | 0 | 0 | 0 | 0 | 0 | 0 | 0 | 0 | 0 | 0 | 0 | 0 | 0 | 0 | 3 | 0 | 1 | 0 | 0 | 0 | -861.825 | -176.859 | 798.62 | Windmaster-Delta pumps 230 kV line | Windmaster-Delta pumps 230 kV line | Lakeville-Ignacio 230 kV line |  | 1 | 0 | 0 | 0 | 0 | 0 | -199.275 | 125.773 | 798.62 | Birds Landing-Contra Costa 230kV Line | Birds Landing-Contra Costa 230kV Line | Lakeville-Ignacio 230 kV line |  | 5 | 5 | NO | 5 | 1 | 1 | NO | 1
PG&E NGBA | Fulton | 230 | 0 | 0 | 0 | 0 | 0 | 0 | 0 | 0 | 0 | 0 | 0 | 0 | 0 | 0 | 0 | 0 | 0 | 0 | 0 | 0 | 0 | 0 | 0 | 0 | 0 | 0 | 0 | 0 | 0 | 0 | 0 | 0 | 0 | 0 | 0 | 0 | 0 | 0 | 0 | 1 | 0 | 1 | 0 | 0 | 0 | 0 | 0 | 0 | 0 | 0 | 0 | 0 | 1 | 1 | 1 | 1 | 0 | 0 | 1 | 1 | 0 | 0 | 0 | 0 | 0 | 1 | 1 | 0 | 0 | 0 | 0 | 0 | 0 | 0 | 0 | 0 | 0 | 0 | 0 | 0 | 0 | 0 | 0 | 0 | 0 | 0 | 0 | 0 | 0 | 0 | 0 | 0 | 0 | 0 | 0 | 0 | 0 | 1 |  | -18 | 0 | 0 | 0 | 0 | 0 | 0 | 0 | 0 | 0 | 0 | 0 | 0 | 0 | 1 | 36 | 0 | 0 | 0 | 0 | 0 | 0 | 0 | 0 | 0 | 0 | 38 | 0 | 0 | 1 | 3 | 0 | 1 | 0 | 0 | 0 | -861.825 | -176.859 | 944.182 | Windmaster-Delta pumps 230 kV line | Windmaster-Delta pumps 230 kV line | Birds Landing-Contra Costa 230kV Line |  | 1 | 0 | 0 | 0 | 0 | 0 | -199.275 | 125.773 | 944.182 | Birds Landing-Contra Costa 230kV Line | Birds Landing-Contra Costa 230kV Line | Birds Landing-Contra Costa 230kV Line |  | 5 | 5 | NO | 5 | 1 | 1 | NO | 1
PG&E NGBA | Fulton | 60 | 0 | 0 | 0 | 0 | 0 | 0 | 0 | 0 | 0 | 0 | 0 | 0 | 0 | 0 | 0 | 0 | 0 | 0 | 0 | 0 | 0 | 0 | 0 | 0 | 0 | 0 | 0 | 0 | 0 | 0 | 0 | 0 | 0 | 0 | 0 | 0 | 0 | 0 | 0 | 1 | 0 | 0 | 0 | 0 | 0 | 0 | 0 | 0 | 0 | 0 | 0 | 0 | 1 | 0 | 0 | 0 | 0 | 0 | 0 | 0 | 0 | 0 | 0 | 0 | 0 | 0 | 1 | 0 | 0 | 0 | 0 | 0 | 0 | 0 | 0 | 0 | 0 | 0 | 0 | 0 | 0 | 0 | 0 | 0 | 0 | 0 | 0 | 0 | 0 | 0 | 0 | 0 | 0 | 0 | 0 | 0 | 0 | 1 |  | 0 | 0 | 0 | 0 | 0 | 0 | 0 | 0 | 0 | 0 | 0 | 0 | 0 | 0 | 0 | 0 | 0 | 0 | 0 | 0 | 0 | 0 | 0 | 0 | 0 | 0 | 0 | 0 | 0 | 0 | 2 | 0 | 0 | 0 | 0 | 0 | -599.505 | 125.773 | 944.182 | Collinsville-Tesla 500 kV Line | Birds Landing-Contra Costa 230kV Line | Birds Landing-Contra Costa 230kV Line |  | 1 | 0 | 0 | 0 | 0 | 0 | -199.275 | 125.773 | 944.182 | Birds Landing-Contra Costa 230kV Line | Birds Landing-Contra Costa 230kV Line | Birds Landing-Contra Costa 230kV Line |  | 5 | 5 | NO | 5 | 1 | 1 | NO | 1
PG&E KERN | Ganso | 115 | 0 | 0 | 0 | 0 | 0 | 0 | 0 | 0 | 0 | 0 | 0 | 0 | 0 | 0 | 0 | 0 | 0 | 0 | 0 | 0 | 0 | 0 | 0 | 0 | 0 | 0 | 0 | 0 | 0 | 0 | 0 | 0 | 0 | 0 | 0 | 0 | 0 | 0 | 0 | 0 | 0 | 0 | 0 | 0 | 0 | 0 | 0 | 0 | 0 | 0 | 0 | 0 | 0 | 0 | 0 | 0 | 0 | 0 | 0 | 0 | 0 | 0 | 0 | 0 | 0 | 0 | 0 | 1 | 0 | 0 | 0 | 0 | 0 | 0 | 1 | 0 | 0 | 0 | 1 | 1 | 0 | 0 | 0 | 0 | 0 | 0 | 0 | 0 | 0 | 0 | 0 | 0 | 0 | 0 | 0 | 0 | 0 | 0 |  | 0 | 0 | 0 | 0 | 0 | 0 | 0 | 0 | 0 | 0 | 0 | 0 | 0 | 0 | 0 | 0 | 0.5 | 0 | 0 | 0 | 0 | 0 | 0 | 1.5 | 0 | 0 | 0 | 0 | 0 | 1 | 0 | 0 | 0 | 0 | 0 | 0 | 343.215 | 253.0117 | 390.175 | Cal Flat-Gates 230 kV line | Cal Flat-Gates 230 kV line | Cal Flat-Gates 230 kV line |  | 0 | 0 | 0 | 0 | 0 | 0 | 343.215 | 253.0117 | 390.175 | Cal Flat-Gates 230 kV line | Cal Flat-Gates 230 kV line | Cal Flat-Gates 230 kV line |  | 1 | 1 | NO | 1 | 1 | 1 | NO | 1
PG&E FRESNO | Gates | 230 | 0 | 0 | 0 | 0 | 0 | 0 | 0 | 0 | 0 | 0 | 0 | 0 | 0 | 0 | 0 | 0 | 0 | 0 | 0 | 0 | 0 | 0 | 0 | 0 | 0 | 0 | 0 | 0 | 0 | 0 | 0 | 0 | 0 | 0 | 0 | 0 | 0 | 0 | 0 | 0 | 0 | 0 | 0 | 0 | 0 | 0 | 0 | 0 | 0 | 0 | 0 | 0 | 0 | 0 | 0 | 0 | 0 | 0 | 0 | 0 | 0 | 0 | 0 | 0 | 0 | 0 | 0 | 1 | 0 | 0 | 0 | 0 | 0 | 0 | 0 | 0 | 0 | 0 | 1 | 1 | 0 | 1 | 0 | 0 | 0 | 1 | 0 | 0 | 0 | 0 | 0 | 0 | 0 | 0 | 1 | 1 | 0 | 1 |  | 0 | 0 | 0 | 0 | 0 | 0 | 0 | 0 | 0 | -406.5 | -143.5 | -497 | 0 | 0 | 1 | 0 | 0 | 0 | 0 | 0 | 0 | 0 | 0 | 3 | 353 | 417 | 256.25 | 60 | 0 | 1 | 0 | 0 | 0 | 0 | 0 | 0 | 343.215 | 253.0117 | 390.175 | Cal Flat-Gates 230 kV line | Cal Flat-Gates 230 kV line | Cal Flat-Gates 230 kV line |  | 0 | 0 | 0 | 0 | 0 | 0 | 343.215 | 253.0117 | 390.175 | Cal Flat-Gates 230 kV line | Cal Flat-Gates 230 kV line | Cal Flat-Gates 230 kV line |  | 1 | 1 | NO | 1 | 1 | 1 | NO | 1
PG&E FRESNO | Gates | 500 | 0 | 0 | 0 | 0 | 0 | 0 | 0 | 0 | 0 | 0 | 0 | 0 | 0 | 0 | 0 | 0 | 0 | 0 | 0 | 0 | 0 | 0 | 0 | 0 | 0 | 0 | 0 | 0 | 0 | 0 | 0 | 0 | 0 | 0 | 0 | 0 | 0 | 0 | 0 | 0 | 0 | 0 | 0 | 0 | 0 | 0 | 0 | 0 | 0 | 0 | 0 | 0 | 0 | 0 | 0 | 0 | 0 | 0 | 0 | 0 | 0 | 0 | 0 | 0 | 0 | 0 | 0 | 0 | 0 | 0 | 0 | 0 | 0 | 0 | 0 | 0 | 0 | 0 | 1 | 1 | 0 | 1 | 0 | 0 | 0 | 1 | 0 | 0 | 0 | 0 | 0 | 0 | 0 | 0 | 1 | 1 | 0 | 1 |  | 0 | 0 | 0 | 0 | 0 | 0 | 0 | 0 | 0 | 0 | 0 | 0 | 0 | 0 | 0 | 0 | 0 | 0 | 0 | 0 | 0 | 0 | 0 | 0 | 0 | 0 | 190 | 35 | 0 | 1 | 0 | 0 | 0 | 0 | 0 | 0 | 972.85 | 1449.095 | 855.1531 | Tranquility-Helm 230kV Line | Tranquility-Helm 230kV Line | Mustang-Henrietta 230 kV line |  | 0 | 0 | 0 | 0 | 0 | 0 | 972.85 | 1449.095 | 855.1531 | Tranquility-Helm 230kV Line | Tranquility-Helm 230kV Line | Mustang-Henrietta 230 kV line |  | 1 | 1 | NO | 1 | 1 | 1 | NO | 1
PG&E NGBA | Geysers 12 | 230 | 0 | 0 | 0 | 0 | 0 | 0 | 0 | 0 | 0 | 0 | 0 | 0 | 0 | 0 | 0 | 0 | 0 | 0 | 0 | 0 | 0 | 0 | 0 | 0 | 0 | 0 | 0 | 0 | 0 | 0 | 0 | 0 | 0 | 0 | 0 | 0 | 0 | 0 | 0 | 1 | 0 | 1 | 0 | 0 | 0 | 0 | 0 | 0 | 0 | 0 | 0 | 0 | 1 | 1 | 1 | 1 | 0 | 0 | 1 | 1 | 0 | 0 | 0 | 0 | 0 | 1 | 1 | 0 | 0 | 0 | 0 | 0 | 0 | 0 | 0 | 0 | 0 | 0 | 0 | 0 | 0 | 0 | 0 | 0 | 0 | 0 | 0 | 0 | 0 | 0 | 0 | 0 | 0 | 0 | 0 | 0 | 0 | 1 |  | 0 | 0 | 0 | 0 | 0 | 0 | 0 | 0 | 0 | 0 | 0 | 0 | 0 | 0 | 0 | 0 | 0 | 0 | 0 | 0 | 0 | 0 | 0 | 0 | 0 | 0 | 0 | 0 | 0 | 0 | 3 | 0 | 1 | 0 | 0 | 0 | -861.825 | -176.859 | 944.182 | Windmaster-Delta pumps 230 kV line | Windmaster-Delta pumps 230 kV line | Birds Landing-Contra Costa 230kV Line |  | 1 | 0 | 0 | 0 | 0 | 0 | -199.275 | 125.773 | 944.182 | Birds Landing-Contra Costa 230kV Line | Birds Landing-Contra Costa 230kV Line | Birds Landing-Contra Costa 230kV Line |  | 5 | 5 | NO | 5 | 1 | 1 | NO | 1
PG&E NGBA | Geysers 17 | 230 | 0 | 0 | 0 | 0 | 0 | 0 | 0 | 0 | 0 | 0 | 0 | 0 | 0 | 0 | 0 | 0 | 0 | 0 | 0 | 0 | 0 | 0 | 0 | 0 | 0 | 0 | 0 | 0 | 0 | 0 | 0 | 0 | 0 | 0 | 0 | 0 | 0 | 0 | 0 | 1 | 0 | 1 | 0 | 0 | 0 | 0 | 0 | 0 | 0 | 0 | 0 | 0 | 1 | 1 | 1 | 1 | 0 | 0 | 1 | 1 | 0 | 0 | 0 | 0 | 0 | 1 | 1 | 0 | 0 | 0 | 0 | 0 | 0 | 0 | 0 | 0 | 0 | 0 | 0 | 0 | 0 | 0 | 0 | 0 | 0 | 0 | 0 | 0 | 0 | 0 | 0 | 0 | 0 | 0 | 0 | 0 | 0 | 1 |  | 0 | 0 | 0 | 0 | 0 | 0 | 0 | 0 | 0 | 0 | 0 | 0 | 0 | 0 | 0 | 19.5 | 0 | 0 | 0 | 0 | 0 | 0 | 0 | 0 | 0 | 0 | 0 | 0 | 0 | 1 | 3 | 0 | 1 | 0 | 0 | 0 | -861.825 | -176.859 | 944.182 | Windmaster-Delta pumps 230 kV line | Windmaster-Delta pumps 230 kV line | Birds Landing-Contra Costa 230kV Line |  | 1 | 0 | 0 | 0 | 0 | 0 | -199.275 | 125.773 | 944.182 | Birds Landing-Contra Costa 230kV Line | Birds Landing-Contra Costa 230kV Line | Birds Landing-Contra Costa 230kV Line |  | 5 | 5 | NO | 5 | 1 | 1 | NO | 1
PG&E NGBA | Geysers 3 | 115 | 0 | 0 | 0 | 0 | 0 | 0 | 0 | 0 | 0 | 0 | 0 | 0 | 0 | 0 | 0 | 0 | 0 | 0 | 0 | 0 | 0 | 0 | 0 | 0 | 0 | 0 | 0 | 0 | 0 | 0 | 0 | 0 | 0 | 0 | 0 | 0 | 0 | 0 | 0 | 1 | 0 | 1 | 0 | 0 | 0 | 0 | 0 | 0 | 0 | 0 | 0 | 0 | 1 | 0 | 1 | 1 | 0 | 0 | 0 | 0 | 0 | 0 | 0 | 0 | 0 | 0 | 1 | 0 | 0 | 0 | 0 | 0 | 0 | 0 | 0 | 0 | 0 | 0 | 0 | 0 | 0 | 0 | 0 | 0 | 0 | 0 | 0 | 0 | 0 | 0 | 0 | 0 | 0 | 0 | 0 | 0 | 0 | 1 |  | 0 | 0 | 0 | 0 | 0 | 0 | 0 | 0 | 0 | 0 | 0 | 0 | 0 | 0 | 0 | 0 | 0 | 0 | 0 | 0 | 0 | 0 | 0 | 0 | 0 | 0 | 0 | 0 | 0 | 0 | 2 | 0 | 0 | 0 | 0 | 0 | -599.505 | 125.773 | 944.182 | Collinsville-Tesla 500 kV Line | Birds Landing-Contra Costa 230kV Line | Birds Landing-Contra Costa 230kV Line |  | 1 | 0 | 0 | 0 | 0 | 0 | -199.275 | 125.773 | 944.182 | Birds Landing-Contra Costa 230kV Line | Birds Landing-Contra Costa 230kV Line | Birds Landing-Contra Costa 230kV Line |  | 5 | 5 | NO | 5 | 1 | 1 | NO | 1
PG&E NGBA | Glenn | 230 | 0 | 0 | 0 | 0 | 0 | 0 | 0 | 0 | 0 | 0 | 0 | 0 | 0 | 0 | 0 | 0 | 0 | 0 | 0 | 0 | 0 | 0 | 0 | 0 | 0 | 0 | 0 | 0 | 0 | 0 | 0 | 0 | 0 | 0 | 0 | 0 | 0 | 0 | 0 | 1 | 0 | 0 | 0 | 0 | 0 | 0 | 0 | 0 | 0 | 0 | 0 | 0 | 0 | 0 | 0 | 0 | 0 | 0 | 0 | 0 | 0 | 0 | 0 | 0 | 0 | 0 | 0 | 0 | 0 | 0 | 0 | 0 | 0 | 0 | 0 | 0 | 0 | 0 | 0 | 0 | 0 | 0 | 0 | 0 | 0 | 0 | 0 | 0 | 0 | 0 | 0 | 0 | 0 | 0 | 0 | 0 | 0 | 0 |  | 0 | 0 | 0 | 0 | 0 | 0 | 0 | 0 | 0 | 0 | 0 | 0 | 0 | 0 | 0 | 0 | 0 | 166.5 | 36 | 0 | 0 | 0 | 0 | 0 | 0 | 0 | 0 | 0 | 0 | 1 | 1 | 0 | 0 | 0 | 0 | 0 | -599.505 | 1292.236 | 5239.7208 | Collinsville-Tesla 500 kV Line | Collinsville-Tesla 500 kV Line | Collinsville-Tesla 500 kV Line |  | 0 | 0 | 0 | 0 | 0 | 0 | 8045.495 | 9937.236 | 5239.7208 | Collinsville-Tesla 500 kV Line | Collinsville-Tesla 500 kV Line | Collinsville-Tesla 500 kV Line |  | 5 | 1 | YES | 2 | 1 | 1 | NO | 1
PG&E NGBA | Glenn | 60 | 0 | 0 | 0 | 0 | 0 | 0 | 0 | 0 | 0 | 0 | 0 | 0 | 0 | 0 | 0 | 0 | 0 | 0 | 0 | 0 | 0 | 0 | 0 | 0 | 0 | 0 | 0 | 0 | 0 | 0 | 0 | 0 | 0 | 0 | 0 | 0 | 0 | 0 | 0 | 1 | 0 | 0 | 0 | 0 | 0 | 0 | 0 | 0 | 0 | 0 | 0 | 0 | 0 | 0 | 0 | 0 | 0 | 0 | 0 | 0 | 0 | 0 | 0 | 0 | 0 | 0 | 0 | 0 | 0 | 0 | 0 | 0 | 0 | 0 | 0 | 0 | 0 | 0 | 0 | 0 | 0 | 0 | 0 | 0 | 0 | 0 | 0 | 0 | 0 | 0 | 0 | 0 | 0 | 0 | 0 | 0 | 0 | 0 |  | 0 | 0 | 0 | 0 | 0 | 0 | 0 | 0 | 0 | 0 | 0 | 0 | 0 | 0 | 0 | 0 | 0 | 0 | 0 | 0 | 0 | 0 | 0 | 0 | 0 | 0 | 0 | 0 | 0 | 0 | 1 | 0 | 0 | 0 | 0 | 0 | -599.505 | 1292.236 | 5239.7208 | Collinsville-Tesla 500 kV Line | Collinsville-Tesla 500 kV Line | Collinsville-Tesla 500 kV Line |  | 0 | 0 | 0 | 0 | 0 | 0 | 8045.495 | 9937.236 | 5239.7208 | Collinsville-Tesla 500 kV Line | Collinsville-Tesla 500 kV Line | Collinsville-Tesla 500 kV Line |  | 5 | 1 | YES | 2 | 1 | 1 | NO | 1
PG&E NGBA | Gold Hill | 115 | 0 | 0 | 0 | 0 | 0 | 0 | 0 | 0 | 0 | 0 | 0 | 0 | 0 | 0 | 0 | 0 | 0 | 0 | 0 | 0 | 0 | 0 | 0 | 0 | 0 | 0 | 0 | 0 | 0 | 0 | 0 | 0 | 0 | 0 | 0 | 0 | 0 | 0 | 0 | 1 | 0 | 0 | 0 | 0 | 0 | 1 | 0 | 1 | 0 | 0 | 0 | 0 | 0 | 0 | 0 | 0 | 0 | 0 | 0 | 1 | 1 | 0 | 0 | 0 | 0 | 0 | 0 | 0 | 0 | 0 | 0 | 0 | 0 | 0 | 0 | 0 | 0 | 0 | 0 | 0 | 0 | 0 | 0 | 0 | 0 | 0 | 0 | 0 | 0 | 0 | 0 | 0 | 0 | 0 | 0 | 0 | 0 | 0 |  | 0 | 0 | 0 | 0 | 0 | 0 | 0 | 0 | 0 | 0 | 0 | 0 | 0 | 0 | 0 | 0 | 0 | 0 | 0 | 0 | 0 | 0 | 0 | 0 | 0 | 0 | 0 | 0 | 0 | 0 | 2 | 0 | 0 | 0 | 0 | 0 | -599.505 | 389.5959 | 919.2036 | Collinsville-Tesla 500 kV Line | Bellota-Weber 230kV line | Rio Oso-Lockeford 230kV line |  | 0 | 0 | 0 | 0 | 0 | 0 | 167.2185 | 686.7 | 919.2036 | Bellota-Weber 230kV line | Eight Mile-Tesla 230 kV line | Rio Oso-Lockeford 230kV line |  | 5 | 1 | YES | 2 | 1 | 1 | NO | 1
PG&E NGBA | Gold Hill | 230 | 0 | 0 | 0 | 0 | 0 | 0 | 0 | 0 | 0 | 0 | 0 | 0 | 0 | 0 | 0 | 0 | 0 | 0 | 0 | 0 | 0 | 0 | 0 | 0 | 0 | 0 | 0 | 0 | 0 | 0 | 0 | 0 | 0 | 0 | 0 | 0 | 0 | 0 | 0 | 1 | 0 | 0 | 0 | 0 | 0 | 1 | 1 | 1 | 0 | 0 | 0 | 0 | 0 | 0 | 0 | 0 | 0 | 0 | 0 | 1 | 1 | 0 | 0 | 0 | 0 | 0 | 0 | 0 | 0 | 0 | 0 | 0 | 0 | 0 | 0 | 0 | 0 | 0 | 0 | 0 | 0 | 0 | 0 | 0 | 0 | 0 | 0 | 0 | 0 | 0 | 0 | 0 | 0 | 0 | 0 | 0 | 0 | 0 |  | 0 | 0 | 0 | 0 | 0 | 0 | 0 | 0 | 0 | 0 | 0 | 0 | 0 | 0 | 0 | 0 | 0 | 0 | 0 | 0 | 0 | 0 | 0 | 0 | 0 | 0 | 0 | 0 | 0 | 0 | 2 | 0 | 0 | 0 | 0 | 0 | -599.505 | 364.5 | 417.22 | Collinsville-Tesla 500 kV Line | Rio Oso-Brighton 230kV line | Rio Oso-Brighton 230kV line |  | 0 | 0 | 0 | 0 | 0 | 0 | 167.2185 | 364.5 | 417.22 | Bellota-Weber 230kV line | Rio Oso-Brighton 230kV line | Rio Oso-Brighton 230kV line |  | 5 | 1 | YES | 2 | 1 | 1 | NO | 1
SCE Northern | Goleta | 230 | 0 | 0 | 1 | 0 | 1 | 0 | 0 | 0 | 0 | 0 | 0 | 0 | 0 | 0 | 0 | 0 | 0 | 0 | 0 | 0 | 0 | 0 | 0 | 0 | 1 | 0 | 0 | 0 | 0 | 0 | 0 | 0 | 0 | 0 | 0 | 0 | 0 | 0 | 0 | 0 | 0 | 0 | 0 | 0 | 0 | 0 | 0 | 0 | 0 | 0 | 0 | 0 | 0 | 0 | 0 | 0 | 0 | 0 | 0 | 0 | 0 | 0 | 0 | 0 | 0 | 0 | 0 | 0 | 0 | 0 | 0 | 0 | 0 | 0 | 0 | 0 | 0 | 0 | 0 | 0 | 0 | 0 | 0 | 0 | 0 | 0 | 0 | 0 | 0 | 0 | 0 | 0 | 0 | 0 | 0 | 0 | 0 | 0 |  | 0 | 0 | 0 | 0 | 0 | 0 | 0 | 0 | 0 | 0 | 0 | 0 | 0 | 0 | 0 | 0 | 0 | 0 | 0 | 0 | 0 | 0 | 0 | 0 | 0 | 0 | 70 | 0 | 0 | 1 | 1 | 0 | 0 | 0 | 0 | 0 | -236.375 | 721.5 | 3106 | Lugo - Victorville area constraint | Moorpark-Pardee Constraint | Moorpark-Pardee Constraint |  | 1 | 0 | 0 | 0 | 0 | 0 | -236.375 | 721.5 | 3106 | Lugo - Victorville area constraint | Moorpark-Pardee Constraint | Moorpark-Pardee Constraint |  | 5 | 5 | NO | 5 | 1 | 1 | NO | 1
SCE Metro | Goodrich | 230 | 0 | 0 | 0 | 0 | 0 | 0 | 0 | 0 | 0 | 1 | 0 | 0 | 0 | 0 | 0 | 0 | 0 | 0 | 0 | 0 | 0 | 0 | 0 | 0 | 0 | 0 | 0 | 0 | 0 | 0 | 0 | 0 | 0 | 0 | 0 | 0 | 0 | 0 | 0 | 0 | 0 | 0 | 0 | 0 | 0 | 0 | 0 | 0 | 0 | 0 | 0 | 0 | 0 | 0 | 0 | 0 | 0 | 0 | 0 | 0 | 0 | 0 | 0 | 0 | 0 | 0 | 0 | 0 | 0 | 0 | 0 | 0 | 0 | 0 | 0 | 0 | 0 | 0 | 0 | 0 | 0 | 0 | 0 | 0 | 0 | 0 | 0 | 0 | 0 | 0 | 0 | 0 | 0 | 0 | 0 | 0 | 0 | 0 |  | 0 | 0 | 0 | 0 | 0 | 0 | 0 | 0 | 0 | 0 | 0 | 0 | 0 | 0 | 0 | 0 | 0 | 0 | 0 | 0 | 0 | 0 | 0 | 0 | 0 | 0 | 0 | 0 | 0 | 0 | 0 | 0 | 0 | 0 | 0 | 0 | 9984.6 | 11497.7 | 13807.5055 | SCE Metro Area Default Constraint | SCE Metro Area Default Constraint | SCE Metro Area Default Constraint |  | 0 | 0 | 0 | 0 | 0 | 0 | 9984.6 | 11497.7 | 13807.5055 | SCE Metro Area Default Constraint | SCE Metro Area Default Constraint | SCE Metro Area Default Constraint |  | 1 | 1 | NO | 1 | 1 | 1 | NO | 1
PG&E KERN | Goose Lake | 115 | 0 | 0 | 0 | 0 | 0 | 0 | 0 | 0 | 0 | 0 | 0 | 0 | 0 | 0 | 0 | 0 | 0 | 0 | 0 | 0 | 0 | 0 | 0 | 0 | 0 | 0 | 0 | 0 | 0 | 0 | 0 | 0 | 0 | 0 | 0 | 0 | 0 | 0 | 0 | 0 | 0 | 0 | 0 | 0 | 0 | 0 | 0 | 0 | 0 | 0 | 0 | 0 | 0 | 0 | 0 | 0 | 0 | 0 | 0 | 0 | 0 | 0 | 0 | 0 | 0 | 0 | 0 | 1 | 1 | 0 | 0 | 0 | 0 | 0 | 0 | 1 | 0 | 0 | 0 | 1 | 0 | 0 | 0 | 0 | 0 | 0 | 0 | 0 | 0 | 0 | 0 | 0 | 0 | 0 | 0 | 0 | 0 | 0 |  | 0 | 0 | 0 | 0 | 0 | 0 | 0 | 0 | 0 | 0 | 0 | 0 | 0 | 0 | 0 | 0 | 3 | 0 | 0 | 0 | 0 | 0 | 0 | 0 | 0 | 0 | 0 | 0 | 0 | 1 | 0 | 0 | 0 | 0 | 0 | 0 | 201 | 193.6 | 235.7988 | Semitropic-Midway 115kV Line | Semitropic-Midway 115kV Line | Semitropic-Midway 115kV Line |  | 0 | 0 | 0 | 0 | 0 | 0 | 201 | 193.6 | 235.7988 | Semitropic-Midway 115kV Line | Semitropic-Midway 115kV Line | Semitropic-Midway 115kV Line |  | 1 | 1 | NO | 1 | 1 | 1 | NO | 1
SCE Metro | Gould | 230 | 0 | 0 | 0 | 0 | 0 | 0 | 0 | 0 | 0 | 1 | 0 | 0 | 0 | 0 | 0 | 0 | 0 | 0 | 0 | 0 | 0 | 0 | 0 | 0 | 0 | 0 | 0 | 0 | 0 | 0 | 0 | 0 | 0 | 0 | 0 | 0 | 0 | 0 | 0 | 0 | 0 | 0 | 0 | 0 | 0 | 0 | 0 | 0 | 0 | 0 | 0 | 0 | 0 | 0 | 0 | 0 | 0 | 0 | 0 | 0 | 0 | 0 | 0 | 0 | 0 | 0 | 0 | 0 | 0 | 0 | 0 | 0 | 0 | 0 | 0 | 0 | 0 | 0 | 0 | 0 | 0 | 0 | 0 | 0 | 0 | 0 | 0 | 0 | 0 | 0 | 0 | 0 | 0 | 0 | 0 | 0 | 0 | 0 |  | 0 | 0 | 0 | 0 | 0 | 0 | 0 | 0 | 0 | 0 | 0 | 0 | 0 | 0 | 0 | 0 | 0 | 0 | 0 | 0 | 0 | 0 | 0 | 0 | 0 | 0 | 0 | 0 | 0 | 0 | 0 | 0 | 0 | 0 | 0 | 0 | 9984.6 | 11497.7 | 13807.5055 | SCE Metro Area Default Constraint | SCE Metro Area Default Constraint | SCE Metro Area Default Constraint |  | 0 | 0 | 0 | 0 | 0 | 0 | 9984.6 | 11497.7 | 13807.5055 | SCE Metro Area Default Constraint | SCE Metro Area Default Constraint | SCE Metro Area Default Constraint |  | 1 | 1 | NO | 1 | 1 | 1 | NO | 1
PG&E NGBA | Grand Island | 115 | 0 | 0 | 0 | 0 | 0 | 0 | 0 | 0 | 0 | 0 | 0 | 0 | 0 | 0 | 0 | 0 | 0 | 0 | 0 | 0 | 0 | 0 | 0 | 0 | 0 | 0 | 0 | 0 | 0 | 0 | 0 | 0 | 0 | 0 | 0 | 0 | 0 | 0 | 0 | 1 | 0 | 0 | 0 | 0 | 1 | 1 | 0 | 1 | 0 | 0 | 0 | 0 | 0 | 0 | 0 | 0 | 0 | 0 | 0 | 1 | 1 | 0 | 0 | 0 | 0 | 0 | 0 | 0 | 0 | 0 | 0 | 0 | 0 | 0 | 0 | 0 | 0 | 0 | 0 | 0 | 0 | 0 | 0 | 0 | 0 | 0 | 0 | 0 | 0 | 0 | 0 | 0 | 0 | 0 | 0 | 0 | 0 | 0 |  | 0 | 0 | 0 | 0 | 0 | 0 | 0 | 0 | 0 | 0 | 0 | 0 | 0 | 0 | 0 | 0 | 0 | 0 | 0 | 0 | 0 | 0 | 0 | 2.73 | 0 | 0 | 0 | 0 | 0 | 1 | 2 | 0 | 0 | 0 | 0 | 0 | -599.505 | 31.5 | 81.4956 | Collinsville-Tesla 500 kV Line | Rocklin-Pleaseant grove 115kV line | Rocklin-Pleaseant grove 115kV line |  | 0 | 0 | 0 | 0 | 0 | 0 | 31.5 | 31.5 | 81.4956 | Rocklin-Pleaseant grove 115kV line | Rocklin-Pleaseant grove 115kV line | Rocklin-Pleaseant grove 115kV line |  | 5 | 1 | YES | 2 | 1 | 1 | NO | 1
SDGE | Granite | 69 | 0 | 0 | 0 | 0 | 0 | 0 | 0 | 0 | 0 | 0 | 0 | 0 | 0 | 0 | 0 | 0 | 0 | 0 | 0 | 0 | 0 | 0 | 0 | 0 | 0 | 0 | 0 | 1 | 0 | 0 | 1 | 0 | 1 | 0 | 0 | 0 | 0 | 0 | 0 | 0 | 0 | 0 | 0 | 0 | 0 | 0 | 0 | 0 | 0 | 0 | 0 | 0 | 0 | 0 | 0 | 0 | 0 | 0 | 0 | 0 | 0 | 0 | 0 | 0 | 0 | 0 | 0 | 0 | 0 | 0 | 0 | 0 | 0 | 0 | 0 | 0 | 0 | 0 | 0 | 0 | 0 | 0 | 0 | 0 | 0 | 0 | 0 | 0 | 0 | 0 | 0 | 0 | 0 | 0 | 0 | 0 | 0 | 2 |  | 0 | 0 | 0 | 0 | 0 | 0 | 0 | 0 | 0 | 0 | 0 | 0 | 0 | 0 | 0 | 0 | 0 | 0 | 0 | 0 | 0 | 0 | 0 | 0 | 0 | 0 | 4.5 | 0 | 0 | 1 | 0 | 0 | 0 | 0 | 0 | 0 | 326.46 | 366.23 | 481.7164 | El Cajon 69 kV constraint | El Cajon 69 kV constraint | El Cajon 69 kV constraint |  | 0 | 0 | 0 | 0 | 0 | 0 | 326.46 | 366.23 | 481.7164 | El Cajon 69 kV constraint | El Cajon 69 kV constraint | El Cajon 69 kV constraint |  | 1 | 1 | NO | 1 | 1 | 1 | NO | 1
PG&E GBA | Grant | 115 | 0 | 0 | 0 | 0 | 0 | 0 | 0 | 0 | 0 | 0 | 0 | 0 | 0 | 0 | 0 | 0 | 0 | 0 | 0 | 0 | 0 | 0 | 0 | 0 | 0 | 0 | 0 | 0 | 0 | 0 | 0 | 0 | 0 | 0 | 0 | 0 | 0 | 0 | 0 | 1 | 0 | 0 | 0 | 0 | 0 | 0 | 0 | 0 | 0 | 0 | 0 | 0 | 1 | 0 | 0 | 0 | 0 | 0 | 0 | 0 | 0 | 0 | 0 | 0 | 0 | 0 | 0 | 0 | 0 | 0 | 0 | 0 | 0 | 0 | 0 | 0 | 0 | 0 | 0 | 0 | 0 | 0 | 0 | 0 | 0 | 0 | 0 | 0 | 0 | 0 | 0 | 0 | 0 | 0 | 0 | 0 | 0 | 1 |  | 0 | 0 | 0 | 0 | 0 | 0 | 0 | 0 | 0 | 0 | 0 | 0 | 0 | 0 | 0 | 0 | 0 | 0 | 0 | 0 | 0 | 0 | 0 | 0 | 0 | 0 | 0 | 0 | 0 | 0 | 1 | 0 | 0 | 0 | 0 | 0 | -599.505 | 1292.236 | 5177.468 | Collinsville-Tesla 500 kV Line | Collinsville-Tesla 500 kV Line | Sobrante-Moraga 230 kV line |  | 0 | 0 | 0 | 0 | 0 | 0 | 2658.375 | 2817.535 | 5177.468 | Sobrante-Moraga 230 kV line | Sobrante-Moraga 230 kV line | Sobrante-Moraga 230 kV line |  | 5 | 1 | YES | 2 | 1 | 1 | NO | 1
PG&E GBA | Green Valley | 115 | 0 | 0 | 0 | 0 | 0 | 0 | 0 | 0 | 0 | 0 | 0 | 0 | 0 | 0 | 0 | 0 | 0 | 0 | 0 | 0 | 0 | 0 | 0 | 0 | 0 | 0 | 0 | 0 | 0 | 0 | 0 | 0 | 0 | 0 | 0 | 0 | 0 | 0 | 0 | 0 | 0 | 0 | 0 | 0 | 0 | 0 | 0 | 0 | 0 | 0 | 0 | 0 | 1 | 0 | 0 | 1 | 0 | 0 | 0 | 1 | 0 | 0 | 0 | 0 | 1 | 0 | 0 | 0 | 0 | 0 | 0 | 0 | 0 | 0 | 0 | 0 | 0 | 0 | 0 | 0 | 0 | 0 | 0 | 0 | 0 | 0 | 0 | 0 | 0 | 0 | 0 | 0 | 0 | 0 | 0 | 0 | 1 | 1 |  | 0 | 0 | 0 | 0 | 0 | 0 | 0 | 0 | 0 | 0 | 0 | 0 | 0 | 0 | 0 | 0 | 1.1 | 0 | 0 | 0 | 0 | 0 | 0 | 0 | 0 | 0 | 0 | 0 | 0 | 1 | 0 | 0 | 0 | 0 | 0 | 0 | 338.65 | 358.51 | 303.18 | Morganhill-Metcalf 115kV Line | Morganhill-Metcalf 115kV Line | Morganhill-Metcalf 115kV Line |  | 0 | 0 | 0 | 0 | 0 | 0 | 338.65 | 358.51 | 303.18 | Morganhill-Metcalf 115kV Line | Morganhill-Metcalf 115kV Line | Morganhill-Metcalf 115kV Line |  | 1 | 1 | NO | 1 | 1 | 1 | NO | 1
PG&E NGBA | Greenleaf 1 | 115 | 0 | 0 | 0 | 0 | 0 | 0 | 0 | 0 | 0 | 0 | 0 | 0 | 0 | 0 | 0 | 0 | 0 | 0 | 0 | 0 | 0 | 0 | 0 | 0 | 0 | 0 | 0 | 0 | 0 | 0 | 0 | 0 | 0 | 0 | 0 | 0 | 0 | 0 | 0 | 1 | 0 | 0 | 0 | 0 | 1 | 1 | 1 | 1 | 0 | 0 | 0 | 0 | 0 | 0 | 0 | 0 | 0 | 0 | 0 | 1 | 1 | 0 | 0 | 0 | 0 | 0 | 0 | 0 | 0 | 0 | 0 | 0 | 0 | 0 | 0 | 0 | 0 | 0 | 0 | 0 | 0 | 0 | 0 | 0 | 0 | 0 | 0 | 0 | 0 | 0 | 0 | 0 | 0 | 0 | 0 | 0 | 0 | 0 |  | 0 | 0 | 0 | 0 | 0 | 0 | 0 | 0 | 0 | 0 | 0 | 0 | 0 | 0 | 0 | 0 | 0 | 0 | 0 | 0 | 0 | 0 | 0 | 0 | 0 | 0 | 0 | 0 | 0 | 0 | 2 | 0 | 0 | 0 | 0 | 0 | -599.505 | 31.5 | 81.4956 | Collinsville-Tesla 500 kV Line | Rocklin-Pleaseant grove 115kV line | Rocklin-Pleaseant grove 115kV line |  | 0 | 0 | 0 | 0 | 0 | 0 | 31.5 | 31.5 | 81.4956 | Rocklin-Pleaseant grove 115kV line | Rocklin-Pleaseant grove 115kV line | Rocklin-Pleaseant grove 115kV line |  | 5 | 1 | YES | 2 | 1 | 1 | NO | 1
PG&E FRESNO | Gregg | 230 | 0 | 0 | 0 | 0 | 0 | 0 | 0 | 0 | 0 | 0 | 0 | 0 | 0 | 0 | 0 | 0 | 0 | 0 | 0 | 0 | 0 | 0 | 0 | 0 | 0 | 0 | 0 | 0 | 0 | 0 | 0 | 0 | 0 | 0 | 0 | 0 | 0 | 0 | 0 | 0 | 0 | 0 | 0 | 0 | 0 | 1 | 0 | 0 | 0 | 0 | 0 | 0 | 0 | 0 | 0 | 0 | 0 | 0 | 0 | 0 | 0 | 0 | 0 | 0 | 0 | 0 | 0 | 0 | 0 | 0 | 0 | 0 | 0 | 0 | 0 | 0 | 0 | 0 | 1 | 1 | 0 | 1 | 1 | 1 | 0 | 1 | 0 | 1 | 1 | 1 | 0 | 0 | 0 | 0 | 0 | 0 | 0 | 1 |  | 0 | 0 | 0 | 0 | 0 | 0 | 0 | 0 | 0 | 0 | 0 | 0 | 0 | 0 | 0 | 0 | 0 | 170 | 20 | 0 | 0 | 0 | 0 | 0 | 0 | 0 | 0 | 0 | 140 | 1 | 3 | 0 | 2 | 0 | 1 | 0 | -935.05 | -534.25 | -39.4574 | Borden-Storey #1 230kV line | Borden-Storey #1 230kV line | Chowchilla-Le grand 115kV Line |  | 0 | 0 | 0 | 0 | 0 | 0 | 167.2185 | 712.75 | 506.5426 | Bellota-Weber 230kV line | Borden-Storey #1 230kV line | Chowchilla-Le grand 115kV Line |  | 5 | 1 | YES | 2 | 5 | 1 | YES | 2
PG&E FRESNO | Grimmway-Malaga | 115 | 0 | 0 | 0 | 0 | 0 | 0 | 0 | 0 | 0 | 0 | 0 | 0 | 0 | 0 | 0 | 0 | 0 | 0 | 0 | 0 | 0 | 0 | 0 | 0 | 0 | 0 | 0 | 0 | 0 | 0 | 0 | 0 | 0 | 0 | 0 | 0 | 0 | 0 | 0 | 0 | 0 | 0 | 0 | 0 | 0 | 1 | 0 | 0 | 0 | 0 | 0 | 0 | 0 | 0 | 0 | 0 | 0 | 0 | 0 | 0 | 0 | 0 | 0 | 0 | 0 | 0 | 0 | 0 | 0 | 0 | 0 | 0 | 0 | 0 | 0 | 0 | 0 | 0 | 1 | 1 | 0 | 1 | 0 | 0 | 0 | 1 | 0 | 0 | 0 | 1 | 0 | 0 | 0 | 0 | 0 | 0 | 0 | 1 |  | 0 | 0 | 0 | 0 | 0 | 0 | 0 | 0 | 0 | 0 | 0 | 0 | 0 | 0 | 0 | 0 | 0 | 0 | 0 | 0 | 0 | 0 | 0 | 0 | 0 | 0 | 0 | 0 | 0 | 0 | 2 | 0 | 1 | 0 | 0 | 0 | -935.05 | -534.25 | 523.9076 | Borden-Storey #1 230kV line | Borden-Storey #1 230kV line | Borden-Storey #1 230kV line |  | 0 | 0 | 0 | 0 | 0 | 0 | 167.2185 | 712.75 | 1792.1552 | Bellota-Weber 230kV line | Borden-Storey #1 230kV line | Gates 500/230kV TB #12 |  | 5 | 1 | YES | 2 | 1 | 1 | NO | 1
PG&E NGBA | Grizzly | 230 | 0 | 0 | 0 | 0 | 0 | 0 | 0 | 0 | 0 | 0 | 0 | 0 | 0 | 0 | 0 | 0 | 0 | 0 | 0 | 0 | 0 | 0 | 0 | 0 | 0 | 0 | 0 | 0 | 0 | 0 | 0 | 0 | 0 | 0 | 0 | 0 | 0 | 0 | 0 | 1 | 1 | 0 | 1 | 0 | 1 | 1 | 1 | 1 | 0 | 0 | 0 | 0 | 0 | 0 | 0 | 0 | 0 | 0 | 0 | 1 | 1 | 0 | 0 | 0 | 0 | 0 | 0 | 0 | 0 | 0 | 0 | 0 | 0 | 0 | 0 | 0 | 0 | 0 | 0 | 0 | 0 | 0 | 0 | 0 | 0 | 0 | 0 | 0 | 0 | 0 | 0 | 0 | 0 | 0 | 0 | 0 | 0 | 0 |  | 0 | 0 | 0 | 0 | 0 | 0 | 0 | 0 | 0 | 0 | 0 | 0 | 0 | 0 | 0 | 0 | 0 | 0 | 0 | 0 | 0 | 0 | 0 | 0 | 0 | 0 | 0 | 0 | 0 | 0 | 2 | 0 | 0 | 0 | 0 | 0 | -599.505 | 31.5 | 32.84 | Collinsville-Tesla 500 kV Line | Rocklin-Pleaseant grove 115kV line | Woodland- Davis 115kV line |  | 0 | 0 | 0 | 0 | 0 | 0 | 31.5 | 31.5 | 32.84 | Rocklin-Pleaseant grove 115kV line | Rocklin-Pleaseant grove 115kV line | Woodland- Davis 115kV line |  | 5 | 1 | YES | 2 | 1 | 1 | NO | 1
PG&E FRESNO | Guernsey | 70 | 0 | 0 | 0 | 0 | 0 | 0 | 0 | 0 | 0 | 0 | 0 | 0 | 0 | 0 | 0 | 0 | 0 | 0 | 0 | 0 | 0 | 0 | 0 | 0 | 0 | 0 | 0 | 0 | 0 | 0 | 0 | 0 | 0 | 0 | 0 | 0 | 0 | 0 | 0 | 0 | 0 | 0 | 0 | 0 | 0 | 1 | 0 | 0 | 0 | 0 | 0 | 0 | 0 | 0 | 0 | 0 | 0 | 0 | 0 | 0 | 0 | 0 | 0 | 0 | 0 | 0 | 0 | 0 | 0 | 0 | 0 | 0 | 0 | 0 | 0 | 0 | 0 | 0 | 1 | 1 | 0 | 1 | 0 | 0 | 0 | 1 | 0 | 0 | 0 | 1 | 0 | 0 | 0 | 0 | 1 | 0 | 0 | 1 |  | 0 | 0 | 0 | 0 | 0 | 0 | 0 | 0 | 0 | 0 | 0 | 0 | 0 | 0 | 0 | 0 | 0 | 0 | 0 | 0 | 0 | 0 | 0 | 7.5 | 0 | 0 | 0 | 0 | 0 | 1 | 2 | 0 | 1 | 0 | 0 | 0 | -935.05 | -534.25 | 523.9076 | Borden-Storey #1 230kV line | Borden-Storey #1 230kV line | Borden-Storey #1 230kV line |  | 0 | 0 | 0 | 0 | 0 | 0 | 167.2185 | 712.75 | 855.1531 | Bellota-Weber 230kV line | Borden-Storey #1 230kV line | Mustang-Henrietta 230 kV line |  | 5 | 1 | YES | 2 | 1 | 1 | NO | 1
PG&E FRESNO | GWF Hanford | 115 | 0 | 0 | 0 | 0 | 0 | 0 | 0 | 0 | 0 | 0 | 0 | 0 | 0 | 0 | 0 | 0 | 0 | 0 | 0 | 0 | 0 | 0 | 0 | 0 | 0 | 0 | 0 | 0 | 0 | 0 | 0 | 0 | 0 | 0 | 0 | 0 | 0 | 0 | 0 | 0 | 0 | 0 | 0 | 0 | 0 | 1 | 0 | 0 | 0 | 0 | 0 | 0 | 0 | 0 | 0 | 0 | 0 | 0 | 0 | 0 | 0 | 0 | 0 | 0 | 0 | 0 | 0 | 0 | 0 | 0 | 0 | 0 | 0 | 0 | 0 | 0 | 0 | 0 | 1 | 1 | 0 | 1 | 0 | 1 | 0 | 1 | 0 | 0 | 0 | 1 | 0 | 0 | 0 | 0 | 0 | 0 | 0 | 1 |  | 0 | 0 | 0 | 0 | 0 | 0 | 0 | 0 | 0 | 0 | 0 | -99.4 | 0 | 0 | 1 | 0 | 0 | 0 | 0 | 0 | 0 | 0 | 0 | 0 | 0 | 0 | 32 | 0 | 0 | 1 | 3 | 0 | 2 | 0 | 1 | 0 | -935.05 | -534.25 | -39.4574 | Borden-Storey #1 230kV line | Borden-Storey #1 230kV line | Chowchilla-Le grand 115kV Line |  | 0 | 0 | 0 | 0 | 0 | 0 | 167.2185 | 712.75 | 506.5426 | Bellota-Weber 230kV line | Borden-Storey #1 230kV line | Chowchilla-Le grand 115kV Line |  | 5 | 1 | YES | 2 | 5 | 1 | YES | 2
PG&E FRESNO | Haas | 230 | 0 | 0 | 0 | 0 | 0 | 0 | 0 | 0 | 0 | 0 | 0 | 0 | 0 | 0 | 0 | 0 | 0 | 0 | 0 | 0 | 0 | 0 | 0 | 0 | 0 | 0 | 0 | 0 | 0 | 0 | 0 | 0 | 0 | 0 | 0 | 0 | 0 | 0 | 0 | 0 | 0 | 0 | 0 | 0 | 0 | 1 | 0 | 0 | 0 | 0 | 0 | 0 | 0 | 0 | 0 | 0 | 0 | 0 | 0 | 0 | 0 | 0 | 0 | 0 | 0 | 0 | 0 | 0 | 0 | 0 | 0 | 0 | 0 | 0 | 0 | 0 | 0 | 0 | 1 | 1 | 0 | 1 | 0 | 0 | 0 | 1 | 0 | 0 | 0 | 1 | 0 | 0 | 0 | 0 | 0 | 0 | 0 | 1 |  | 0 | 0 | 0 | 0 | 0 | 0 | 0 | 0 | 0 | 0 | 0 | 0 | 0 | 0 | 0 | 0 | 0 | 0 | 0 | 0 | 0 | 0 | 0 | 0 | 0 | 0 | 0 | 0 | 0 | 0 | 2 | 0 | 1 | 0 | 0 | 0 | -935.05 | -534.25 | 523.9076 | Borden-Storey #1 230kV line | Borden-Storey #1 230kV line | Borden-Storey #1 230kV line |  | 0 | 0 | 0 | 0 | 0 | 0 | 167.2185 | 712.75 | 1792.1552 | Bellota-Weber 230kV line | Borden-Storey #1 230kV line | Gates 500/230kV TB #12 |  | 5 | 1 | YES | 2 | 1 | 1 | NO | 1
PG&E FRESNO | Hammonds | 115 | 0 | 0 | 0 | 0 | 0 | 0 | 0 | 0 | 0 | 0 | 0 | 0 | 0 | 0 | 0 | 0 | 0 | 0 | 0 | 0 | 0 | 0 | 0 | 0 | 0 | 0 | 0 | 0 | 0 | 0 | 0 | 0 | 0 | 0 | 0 | 0 | 0 | 0 | 0 | 0 | 0 | 0 | 0 | 0 | 0 | 0 | 0 | 0 | 0 | 0 | 0 | 0 | 0 | 0 | 0 | 0 | 0 | 0 | 0 | 0 | 0 | 0 | 0 | 0 | 0 | 0 | 0 | 0 | 0 | 0 | 0 | 0 | 0 | 0 | 0 | 0 | 0 | 0 | 0 | 1 | 0 | 0 | 0 | 0 | 0 | 1 | 0 | 1 | 0 | 0 | 0 | 0 | 1 | 0 | 0 | 0 | 0 | 1 |  | 0 | 0 | 0 | 0 | 0 | 0 | 0 | 0 | 0 | 0 | 0 | 0 | 0 | 0 | 0 | 0 | 0 | 0 | 0 | 0 | 0 | 0 | 0 | 0 | 0 | 0 | 0 | 0 | 0 | 0 | 0 | 0 | 0 | 0 | 0 | 0 | 357.85 | 369.35 | 28.4626 | Oro Loma-El Nido 115kV Line | Oro Loma-El Nido 115kV Line | Oro Loma-El Nido 115kV Line |  | 0 | 0 | 0 | 0 | 0 | 0 | 357.85 | 369.35 | 28.4626 | Oro Loma-El Nido 115kV Line | Oro Loma-El Nido 115kV Line | Oro Loma-El Nido 115kV Line |  | 1 | 1 | NO | 1 | 1 | 1 | NO | 1
SCE Metro | HarborGen | 230 | 0 | 0 | 0 | 0 | 0 | 0 | 0 | 0 | 0 | 1 | 0 | 0 | 0 | 0 | 0 | 0 | 0 | 0 | 0 | 0 | 0 | 0 | 0 | 0 | 0 | 0 | 0 | 0 | 0 | 0 | 0 | 0 | 0 | 0 | 0 | 0 | 0 | 0 | 0 | 0 | 0 | 0 | 0 | 0 | 0 | 0 | 0 | 0 | 0 | 0 | 0 | 0 | 0 | 0 | 0 | 0 | 0 | 0 | 0 | 0 | 0 | 0 | 0 | 0 | 0 | 0 | 0 | 0 | 0 | 0 | 0 | 0 | 0 | 0 | 0 | 0 | 0 | 0 | 0 | 0 | 0 | 0 | 0 | 0 | 0 | 0 | 0 | 0 | 0 | 0 | 0 | 0 | 0 | 0 | 0 | 0 | 0 | 0 |  | 0 | 0 | 0 | 0 | 0 | 0 | 0 | 0 | 0 | 0 | 0 | 0 | 0 | 0 | 0 | 0 | 0 | 0 | 0 | 0 | 0 | 0 | 0 | 0 | 0 | 0 | 0 | 0 | 0 | 0 | 0 | 0 | 0 | 0 | 0 | 0 | 9984.6 | 11497.7 | 13807.5055 | SCE Metro Area Default Constraint | SCE Metro Area Default Constraint | SCE Metro Area Default Constraint |  | 0 | 0 | 0 | 0 | 0 | 0 | 9984.6 | 11497.7 | 13807.5055 | SCE Metro Area Default Constraint | SCE Metro Area Default Constraint | SCE Metro Area Default Constraint |  | 1 | 1 | NO | 1 | 1 | 1 | NO | 1
PG&E NGBA | Harris | 60 | 0 | 0 | 0 | 0 | 0 | 0 | 0 | 0 | 0 | 0 | 0 | 0 | 0 | 0 | 0 | 0 | 0 | 0 | 0 | 0 | 0 | 0 | 0 | 0 | 0 | 0 | 0 | 0 | 0 | 0 | 0 | 0 | 0 | 0 | 0 | 0 | 0 | 0 | 0 | 1 | 0 | 0 | 0 | 0 | 0 | 0 | 0 | 0 | 0 | 0 | 0 | 0 | 0 | 0 | 0 | 0 | 0 | 0 | 0 | 0 | 0 | 0 | 0 | 0 | 0 | 0 | 0 | 0 | 0 | 0 | 0 | 0 | 0 | 0 | 0 | 0 | 0 | 0 | 0 | 0 | 0 | 0 | 0 | 0 | 0 | 0 | 0 | 0 | 0 | 0 | 0 | 0 | 0 | 0 | 0 | 0 | 0 | 0 |  | 0 | 0 | 0 | 0 | 0 | 0 | 0 | 0 | 0 | 0 | 0 | 0 | 0 | 0 | 0 | 0 | 0 | 0 | 0 | 0 | 0 | 0 | 0 | 0 | 0 | 0 | 0 | 0 | 0 | 0 | 1 | 0 | 0 | 0 | 0 | 0 | -599.505 | 1292.236 | 5239.7208 | Collinsville-Tesla 500 kV Line | Collinsville-Tesla 500 kV Line | Collinsville-Tesla 500 kV Line |  | 0 | 0 | 0 | 0 | 0 | 0 | 8045.495 | 9937.236 | 5239.7208 | Collinsville-Tesla 500 kV Line | Collinsville-Tesla 500 kV Line | Collinsville-Tesla 500 kV Line |  | 5 | 1 | YES | 2 | 1 | 1 | NO | 1
EOP | Harry Allen | 500 | 0 | 0 | 0 | 0 | 0 | 0 | 0 | 0 | 0 | 0 | 0 | 0 | 0 | 0 | 0 | 0 | 0 | 0 | 0 | 0 | 0 | 0 | 0 | 1 | 1 | 0 | 0 | 0 | 0 | 0 | 0 | 0 | 0 | 0 | 0 | 0 | 0 | 0 | 0 | 0 | 0 | 0 | 0 | 0 | 0 | 0 | 0 | 0 | 0 | 0 | 0 | 0 | 0 | 0 | 0 | 0 | 0 | 0 | 0 | 0 | 0 | 0 | 0 | 0 | 0 | 0 | 0 | 0 | 0 | 0 | 0 | 0 | 0 | 0 | 0 | 0 | 0 | 0 | 0 | 0 | 0 | 0 | 0 | 0 | 0 | 0 | 0 | 0 | 0 | 0 | 0 | 0 | 0 | 0 | 0 | 0 | 0 | 1 |  | 0 | 0 | 0 | 0 | 0 | 0 | 0 | 0 | 0 | 0 | 0 | 0 | 0 | 0 | 0 | 0 | 0 | 0 | 0 | 1100 | 0 | 0 | 0 | 0 | 0 | 0 | 0 | 0 | 0 | 1 | 1 | 0 | 0 | 0 | 0 | 0 | -236.375 | 1704.39 | 2670.66 | Lugo - Victorville area constraint | Sloan Canyon - Eldorado 500 kV constraint | Sloan Canyon - Eldorado 500 kV constraint |  | 1 | 0 | 0 | 0 | 0 | 0 | -236.375 | 1704.39 | 2670.66 | Lugo - Victorville area constraint | Sloan Canyon - Eldorado 500 kV constraint | Sloan Canyon - Eldorado 500 kV constraint |  | 5 | 5 | NO | 5 | 1 | 1 | NO | 1
PG&E NGBA | Hartley | 60 | 0 | 0 | 0 | 0 | 0 | 0 | 0 | 0 | 0 | 0 | 0 | 0 | 0 | 0 | 0 | 0 | 0 | 0 | 0 | 0 | 0 | 0 | 0 | 0 | 0 | 0 | 0 | 0 | 0 | 0 | 0 | 0 | 0 | 0 | 0 | 0 | 0 | 0 | 0 | 1 | 0 | 0 | 0 | 0 | 0 | 0 | 0 | 0 | 0 | 0 | 0 | 0 | 1 | 0 | 0 | 0 | 0 | 0 | 0 | 0 | 0 | 0 | 0 | 0 | 0 | 0 | 1 | 0 | 0 | 0 | 0 | 0 | 0 | 0 | 0 | 0 | 0 | 0 | 0 | 0 | 0 | 0 | 0 | 0 | 0 | 0 | 0 | 0 | 0 | 0 | 0 | 0 | 0 | 0 | 0 | 0 | 0 | 1 |  | 0 | 0 | 0 | 0 | 0 | 0 | 0 | 0 | 0 | 0 | 0 | 0 | 0 | 0 | 0 | 0 | 0 | 0 | 0 | 0 | 0 | 0 | 0 | 0 | 0 | 0 | 0 | 0 | 0 | 0 | 2 | 0 | 0 | 0 | 0 | 0 | -599.505 | 125.773 | 944.182 | Collinsville-Tesla 500 kV Line | Birds Landing-Contra Costa 230kV Line | Birds Landing-Contra Costa 230kV Line |  | 1 | 0 | 0 | 0 | 0 | 0 | -199.275 | 125.773 | 944.182 | Birds Landing-Contra Costa 230kV Line | Birds Landing-Contra Costa 230kV Line | Birds Landing-Contra Costa 230kV Line |  | 5 | 5 | NO | 5 | 1 | 1 | NO | 1
SCE NOL | Harvard | 115 | 0 | 0 | 0 | 0 | 0 | 0 | 0 | 0 | 0 | 0 | 0 | 1 | 1 | 1 | 0 | 0 | 0 | 0 | 0 | 0 | 0 | 0 | 0 | 0 | 0 | 0 | 0 | 0 | 0 | 0 | 0 | 0 | 0 | 0 | 0 | 0 | 0 | 0 | 0 | 0 | 0 | 0 | 0 | 0 | 0 | 0 | 0 | 0 | 0 | 0 | 0 | 0 | 0 | 0 | 0 | 0 | 0 | 0 | 0 | 0 | 0 | 0 | 0 | 0 | 0 | 0 | 0 | 0 | 0 | 0 | 0 | 0 | 0 | 0 | 0 | 0 | 0 | 0 | 0 | 0 | 0 | 0 | 0 | 0 | 0 | 0 | 0 | 0 | 0 | 0 | 0 | 0 | 0 | 0 | 0 | 0 | 0 | 3 |  | 0 | 0 | 0 | 0 | 0 | 0 | 0 | 0 | 0 | 0 | 0 | 0 | 0 | 0 | 0 | 0 | 0 | 0 | 0 | 0 | 0 | 0 | 0 | 0 | 0 | 0 | 0 | 0 | 0 | 0 | 0 | 2 | 0 | 2 | 0 | 0 | -96.42 | -45.65 | 1021.4838 | South of Kramer Area Constraint | South of Kramer Area Constraint | South of Kramer Area Constraint |  | 0 | 2 | 0 | 2 | 0 | 0 | -96.42 | -45.65 | 1021.4838 | South of Kramer Area Constraint | South of Kramer Area Constraint | South of Kramer Area Constraint |  | 3 | 3 | NO | 3 | 1 | 1 | NO | 1
SDGE | Hassayampa | 500 | 0 | 0 | 0 | 0 | 0 | 0 | 0 | 0 | 0 | 0 | 0 | 0 | 0 | 0 | 0 | 0 | 0 | 1 | 0 | 0 | 0 | 0 | 0 | 0 | 1 | 0 | 0 | 0 | 0 | 0 | 0 | 1 | 0 | 0 | 0 | 0 | 0 | 0 | 0 | 0 | 0 | 0 | 0 | 0 | 0 | 0 | 0 | 0 | 0 | 0 | 0 | 0 | 0 | 0 | 0 | 0 | 0 | 0 | 0 | 0 | 0 | 0 | 0 | 0 | 0 | 0 | 0 | 0 | 0 | 0 | 0 | 0 | 0 | 0 | 0 | 0 | 0 | 0 | 0 | 0 | 0 | 0 | 0 | 0 | 0 | 0 | 0 | 0 | 0 | 0 | 0 | 0 | 0 | 0 | 0 | 0 | 0 | 2 |  | 0 | 0 | 0 | 0 | 0 | 0 | 0 | 0 | 0 | 0 | 0 | 0 | 0 | 0 | 0 | 0 | 0 | 0 | 0 | 0 | 0 | 0 | 0 | 0 | 172 | 160 | 95 | 0 | 0 | 1 | 1 | 0 | 0 | 0 | 0 | 0 | -236.375 | 2699.905 | 5231.535 | Lugo - Victorville area constraint | East of Miguel constraint | Devers-Red Bluff Constraint |  | 1 | 0 | 0 | 0 | 0 | 0 | -236.375 | 2699.905 | 5231.535 | Lugo - Victorville area constraint | East of Miguel constraint | Devers-Red Bluff Constraint |  | 5 | 5 | NO | 5 | 1 | 1 | NO | 1
PG&E FRESNO | Helm | 230 | 0 | 0 | 0 | 0 | 0 | 0 | 0 | 0 | 0 | 0 | 0 | 0 | 0 | 0 | 0 | 0 | 0 | 0 | 0 | 0 | 0 | 0 | 0 | 0 | 0 | 0 | 0 | 0 | 0 | 0 | 0 | 0 | 0 | 0 | 0 | 0 | 0 | 0 | 0 | 0 | 0 | 0 | 0 | 0 | 0 | 1 | 0 | 0 | 0 | 0 | 0 | 0 | 0 | 0 | 0 | 0 | 0 | 0 | 0 | 0 | 0 | 0 | 0 | 0 | 0 | 0 | 0 | 0 | 0 | 0 | 0 | 0 | 0 | 0 | 0 | 0 | 0 | 0 | 1 | 1 | 0 | 1 | 0 | 0 | 0 | 1 | 0 | 0 | 0 | 1 | 0 | 0 | 0 | 0 | 0 | 0 | 0 | 1 |  | 0 | 0 | 0 | 0 | 0 | 0 | 0 | 0 | 0 | 0 | 0 | 0 | 0 | 0 | 0 | 0 | 0 | 0 | 0 | 0 | 0 | 0 | 0 | 0 | 0 | 0 | 0 | 0 | 0 | 0 | 2 | 0 | 1 | 0 | 0 | 0 | -935.05 | -534.25 | 523.9076 | Borden-Storey #1 230kV line | Borden-Storey #1 230kV line | Borden-Storey #1 230kV line |  | 0 | 0 | 0 | 0 | 0 | 0 | 167.2185 | 712.75 | 1792.1552 | Bellota-Weber 230kV line | Borden-Storey #1 230kV line | Gates 500/230kV TB #12 |  | 5 | 1 | YES | 2 | 1 | 1 | NO | 1
PG&E FRESNO | Helm | 70 | 0 | 0 | 0 | 0 | 0 | 0 | 0 | 0 | 0 | 0 | 0 | 0 | 0 | 0 | 0 | 0 | 0 | 0 | 0 | 0 | 0 | 0 | 0 | 0 | 0 | 0 | 0 | 0 | 0 | 0 | 0 | 0 | 0 | 0 | 0 | 0 | 0 | 0 | 0 | 0 | 0 | 0 | 0 | 0 | 0 | 0 | 0 | 0 | 0 | 0 | 0 | 0 | 0 | 0 | 0 | 0 | 0 | 0 | 0 | 0 | 0 | 0 | 0 | 0 | 0 | 0 | 0 | 0 | 0 | 0 | 0 | 0 | 0 | 0 | 0 | 0 | 0 | 0 | 0 | 1 | 0 | 1 | 0 | 0 | 0 | 1 | 0 | 0 | 0 | 0 | 0 | 1 | 0 | 0 | 0 | 0 | 0 | 1 |  | 0 | 0 | 0 | 0 | 0 | 0 | 0 | 0 | 0 | 0 | 0 | 0 | 0 | 0 | 0 | 0 | 0 | 0 | 0 | 0 | 0 | 0 | 0 | 0 | 0 | 0 | 0 | 0 | 0 | 0 | 0 | 0 | 0 | 0 | 0 | 0 | 2.25 | 16.95 | 107.7 | Helm 230/70kV TB #1 | Helm 230/70kV TB #1 | Helm 230/70kV TB #1 |  | 0 | 0 | 0 | 0 | 0 | 0 | 2.25 | 16.95 | 107.7 | Helm 230/70kV TB #1 | Helm 230/70kV TB #1 | Helm 230/70kV TB #1 |  | 1 | 1 | NO | 1 | 1 | 1 | NO | 1
PG&E FRESNO | Henrietta | 115 | 0 | 0 | 0 | 0 | 0 | 0 | 0 | 0 | 0 | 0 | 0 | 0 | 0 | 0 | 0 | 0 | 0 | 0 | 0 | 0 | 0 | 0 | 0 | 0 | 0 | 0 | 0 | 0 | 0 | 0 | 0 | 0 | 0 | 0 | 0 | 0 | 0 | 0 | 0 | 0 | 0 | 0 | 0 | 0 | 0 | 0 | 0 | 0 | 0 | 0 | 0 | 0 | 0 | 0 | 0 | 0 | 0 | 0 | 0 | 0 | 0 | 0 | 0 | 0 | 0 | 0 | 0 | 0 | 1 | 0 | 0 | 0 | 0 | 0 | 0 | 0 | 0 | 0 | 0 | 1 | 0 | 1 | 0 | 0 | 0 | 1 | 0 | 0 | 0 | 0 | 0 | 0 | 0 | 0 | 0 | 0 | 0 | 1 |  | 0 | 0 | 0 | 0 | 0 | 0 | 0 | 0 | 0 | 0 | 0 | 0 | 0 | 0 | 0 | 0 | 0 | 0 | 0 | 0 | 0 | 0 | 0 | 0 | 0 | 0 | 0 | 0 | 0 | 0 | 0 | 0 | 0 | 0 | 0 | 0 | 972.85 | 1360.45 | 956.9293 | Tranquility-Helm 230kV Line | Gates-Arco 230 kV Line | Gates-Arco 230 kV Line |  | 0 | 0 | 0 | 0 | 0 | 0 | 972.85 | 1360.45 | 956.9293 | Tranquility-Helm 230kV Line | Gates-Arco 230 kV Line | Gates-Arco 230 kV Line |  | 1 | 1 | NO | 1 | 1 | 1 | NO | 1
PG&E FRESNO | Henrietta | 230 | 0 | 0 | 0 | 0 | 0 | 0 | 0 | 0 | 0 | 0 | 0 | 0 | 0 | 0 | 0 | 0 | 0 | 0 | 0 | 0 | 0 | 0 | 0 | 0 | 0 | 0 | 0 | 0 | 0 | 0 | 0 | 0 | 0 | 0 | 0 | 0 | 0 | 0 | 0 | 0 | 0 | 0 | 0 | 0 | 0 | 0 | 0 | 0 | 0 | 0 | 0 | 0 | 0 | 0 | 0 | 0 | 0 | 0 | 0 | 0 | 0 | 0 | 0 | 0 | 0 | 0 | 0 | 0 | 1 | 0 | 0 | 0 | 0 | 0 | 0 | 0 | 0 | 0 | 0 | 1 | 0 | 1 | 0 | 0 | 0 | 0 | 0 | 0 | 0 | 0 | 0 | 0 | 0 | 0 | 0 | 0 | 0 | 0 |  | 0 | 0 | 0 | 0 | 0 | 0 | 0 | 0 | 0 | 0 | 0 | 0 | 0 | 0 | 0 | 0 | 0 | 0 | 0 | 0 | 0 | 0 | 0 | 0 | 0 | 0 | 0 | 0 | 0 | 0 | 0 | 0 | 0 | 0 | 0 | 0 | 972.85 | 1360.45 | 956.9293 | Tranquility-Helm 230kV Line | Gates-Arco 230 kV Line | Gates-Arco 230 kV Line |  | 0 | 0 | 0 | 0 | 0 | 0 | 972.85 | 1360.45 | 956.9293 | Tranquility-Helm 230kV Line | Gates-Arco 230 kV Line | Gates-Arco 230 kV Line |  | 1 | 1 | NO | 1 | 1 | 1 | NO | 1
PG&E FRESNO | Henrietta | 70 | 0 | 0 | 0 | 0 | 0 | 0 | 0 | 0 | 0 | 0 | 0 | 0 | 0 | 0 | 0 | 0 | 0 | 0 | 0 | 0 | 0 | 0 | 0 | 0 | 0 | 0 | 0 | 0 | 0 | 0 | 0 | 0 | 0 | 0 | 0 | 0 | 0 | 0 | 0 | 0 | 0 | 0 | 0 | 0 | 0 | 1 | 0 | 0 | 0 | 0 | 0 | 0 | 0 | 0 | 0 | 0 | 0 | 0 | 0 | 0 | 0 | 0 | 0 | 0 | 0 | 0 | 0 | 0 | 0 | 0 | 0 | 0 | 0 | 0 | 0 | 0 | 0 | 0 | 1 | 0 | 0 | 1 | 0 | 0 | 0 | 1 | 0 | 0 | 0 | 1 | 0 | 0 | 0 | 0 | 1 | 0 | 0 | 1 |  | 0 | 0 | 0 | 0 | 0 | 0 | 0 | 0 | 0 | 0 | 0 | -99.4 | 0 | 0 | 1 | 0 | 0 | 0 | 0 | 0 | 0 | 0 | 0 | 3 | 0 | 0 | 73.8 | 0 | 0 | 1 | 2 | 0 | 1 | 0 | 0 | 0 | -935.05 | -534.25 | 523.9076 | Borden-Storey #1 230kV line | Borden-Storey #1 230kV line | Borden-Storey #1 230kV line |  | 0 | 0 | 0 | 0 | 0 | 0 | 167.2185 | 712.75 | 855.1531 | Bellota-Weber 230kV line | Borden-Storey #1 230kV line | Mustang-Henrietta 230 kV line |  | 5 | 1 | YES | 2 | 1 | 1 | NO | 1
PG&E FRESNO | Herndon | 115 | 0 | 0 | 0 | 0 | 0 | 0 | 0 | 0 | 0 | 0 | 0 | 0 | 0 | 0 | 0 | 0 | 0 | 0 | 0 | 0 | 0 | 0 | 0 | 0 | 0 | 0 | 0 | 0 | 0 | 0 | 0 | 0 | 0 | 0 | 0 | 0 | 0 | 0 | 0 | 0 | 0 | 0 | 0 | 0 | 0 | 0 | 0 | 0 | 0 | 0 | 0 | 0 | 0 | 0 | 0 | 0 | 0 | 0 | 0 | 0 | 0 | 0 | 0 | 0 | 0 | 0 | 0 | 0 | 0 | 0 | 0 | 0 | 0 | 0 | 0 | 0 | 0 | 0 | 0 | 1 | 0 | 1 | 1 | 1 | 0 | 1 | 0 | 1 | 0 | 0 | 0 | 0 | 1 | 0 | 0 | 0 | 0 | 1 |  | 0 | 0 | 0 | 0 | 0 | 0 | 0 | 0 | 0 | 0 | 0 | 0 | 0 | 0 | 0 | 0 | 0 | 0 | 0 | 0 | 0 | 0 | 0 | 0 | 0 | 0 | 0 | 0 | 0 | 0 | 1 | 0 | 1 | 0 | 1 | 0 | -426.65 | -276.45 | -39.4574 | Chowchilla-Le grand 115kV Line | Chowchilla-Le grand 115kV Line | Chowchilla-Le grand 115kV Line |  | 0 | 0 | 0 | 0 | 0 | 0 | 357.85 | 369.35 | 28.4626 | Oro Loma-El Nido 115kV Line | Oro Loma-El Nido 115kV Line | Oro Loma-El Nido 115kV Line |  | 5 | 1 | YES | 2 | 5 | 1 | YES | 2
PG&E FRESNO | Herndon | 230 | 0 | 0 | 0 | 0 | 0 | 0 | 0 | 0 | 0 | 0 | 0 | 0 | 0 | 0 | 0 | 0 | 0 | 0 | 0 | 0 | 0 | 0 | 0 | 0 | 0 | 0 | 0 | 0 | 0 | 0 | 0 | 0 | 0 | 0 | 0 | 0 | 0 | 0 | 0 | 0 | 0 | 0 | 0 | 0 | 0 | 0 | 0 | 0 | 0 | 0 | 0 | 0 | 0 | 0 | 0 | 0 | 0 | 0 | 0 | 1 | 0 | 0 | 0 | 0 | 0 | 0 | 0 | 0 | 0 | 0 | 0 | 0 | 0 | 0 | 0 | 0 | 0 | 0 | 0 | 1 | 0 | 1 | 1 | 1 | 0 | 1 | 0 | 1 | 0 | 0 | 0 | 0 | 1 | 0 | 0 | 0 | 0 | 1 |  | 0 | 1.9 | 0 | 0 | 0 | 0 | 0 | 0 | 0 | 0 | 0 | 0 | 0 | 0 | 1 | 0 | 1.9 | 0 | 0 | 0 | 0 | 0 | 0 | 0 | 0 | 0 | 0 | 0 | 0 | 1 | 1 | 0 | 1 | 0 | 1 | 0 | -426.65 | -276.45 | -39.4574 | Chowchilla-Le grand 115kV Line | Chowchilla-Le grand 115kV Line | Chowchilla-Le grand 115kV Line |  | 0 | 0 | 0 | 0 | 0 | 0 | 357.85 | 369.35 | 28.4626 | Oro Loma-El Nido 115kV Line | Oro Loma-El Nido 115kV Line | Oro Loma-El Nido 115kV Line |  | 5 | 1 | YES | 2 | 5 | 1 | YES | 2
PG&E GBA | Hicks | 230 | 0 | 0 | 0 | 0 | 0 | 0 | 0 | 0 | 0 | 0 | 0 | 0 | 0 | 0 | 0 | 0 | 0 | 0 | 0 | 0 | 0 | 0 | 0 | 0 | 0 | 0 | 0 | 0 | 0 | 0 | 0 | 0 | 0 | 0 | 0 | 0 | 0 | 0 | 0 | 0 | 0 | 0 | 0 | 0 | 0 | 0 | 0 | 0 | 0 | 0 | 0 | 0 | 1 | 0 | 0 | 0 | 0 | 0 | 0 | 1 | 0 | 0 | 0 | 0 | 0 | 0 | 0 | 0 | 0 | 0 | 0 | 0 | 0 | 0 | 0 | 0 | 0 | 0 | 0 | 0 | 0 | 0 | 0 | 0 | 0 | 0 | 0 | 0 | 0 | 0 | 0 | 0 | 0 | 0 | 0 | 0 | 1 | 1 |  | 0 | 0 | 0 | 0 | 0 | 0 | 0 | 0 | 0 | 0 | 0 | 0 | 0 | 0 | 0 | 0 | 0 | 0 | 0 | 0 | 0 | 0 | 0 | 0 | 0 | 0 | 0 | 0 | 0 | 0 | 0 | 0 | 0 | 0 | 0 | 0 | 922.2935 | 1620.51 | 4744.827 | Tesla-Bellota 230 kV line | NEW-Metcalf-Mosslanding 500kV | Tesla-Bellota 230 kV line |  | 0 | 0 | 0 | 0 | 0 | 0 | 922.2935 | 1620.51 | 4744.827 | Tesla-Bellota 230 kV line | NEW-Metcalf-Mosslanding 500kV | Tesla-Bellota 230 kV line |  | 1 | 1 | NO | 1 | 1 | 1 | NO | 1
PG&E NGBA | Higgins | 115 | 0 | 0 | 0 | 0 | 0 | 0 | 0 | 0 | 0 | 0 | 0 | 0 | 0 | 0 | 0 | 0 | 0 | 0 | 0 | 0 | 0 | 0 | 0 | 0 | 0 | 0 | 0 | 0 | 0 | 0 | 0 | 0 | 0 | 0 | 0 | 0 | 0 | 0 | 0 | 1 | 0 | 0 | 1 | 0 | 0 | 1 | 1 | 1 | 0 | 0 | 0 | 0 | 0 | 0 | 0 | 0 | 0 | 0 | 0 | 1 | 1 | 0 | 0 | 0 | 0 | 0 | 0 | 0 | 0 | 0 | 0 | 0 | 0 | 0 | 0 | 0 | 0 | 0 | 0 | 0 | 0 | 0 | 0 | 0 | 0 | 0 | 0 | 0 | 0 | 0 | 0 | 0 | 0 | 0 | 0 | 0 | 0 | 0 |  | 0 | 0 | 0 | 0 | 0 | 0 | 0 | 0 | 0 | 0 | 0 | 0 | 0 | 0 | 0 | 0 | 0 | 0 | 0 | 0 | 0 | 0 | 0 | 0 | 0 | 0 | 0 | 0 | 0 | 0 | 2 | 0 | 0 | 0 | 0 | 0 | -599.505 | 297 | 329.548 | Collinsville-Tesla 500 kV Line | Bell-Placer 115kV Line | Bell-Placer 115kV Line |  | 0 | 0 | 0 | 0 | 0 | 0 | 167.2185 | 297 | 329.548 | Bellota-Weber 230kV line | Bell-Placer 115kV Line | Bell-Placer 115kV Line |  | 5 | 1 | YES | 2 | 1 | 1 | NO | 1
PG&E NGBA | Hilltop | 345 | 0 | 0 | 0 | 0 | 0 | 0 | 0 | 0 | 0 | 0 | 0 | 0 | 0 | 0 | 0 | 0 | 0 | 0 | 0 | 0 | 0 | 0 | 0 | 0 | 0 | 0 | 0 | 0 | 0 | 0 | 0 | 0 | 0 | 0 | 0 | 0 | 0 | 0 | 0 | 1 | 0 | 0 | 0 | 0 | 0 | 0 | 0 | 0 | 0 | 0 | 0 | 0 | 0 | 0 | 0 | 0 | 0 | 0 | 0 | 0 | 0 | 0 | 0 | 0 | 0 | 0 | 0 | 0 | 0 | 0 | 0 | 0 | 0 | 0 | 0 | 0 | 0 | 0 | 0 | 0 | 0 | 0 | 0 | 0 | 0 | 0 | 0 | 0 | 0 | 0 | 0 | 0 | 0 | 0 | 0 | 0 | 0 | 0 |  | 0 | 0 | 0 | 0 | 0 | 0 | 0 | 0 | 0 | 0 | 0 | 0 | 0 | 0 | 0 | 0 | 0 | 150 | 0 | 0 | 0 | 0 | 0 | 0 | 0 | 0 | 0 | 0 | 0 | 1 | 1 | 0 | 0 | 0 | 0 | 0 | -599.505 | 1292.236 | 5239.7208 | Collinsville-Tesla 500 kV Line | Collinsville-Tesla 500 kV Line | Collinsville-Tesla 500 kV Line |  | 0 | 0 | 0 | 0 | 0 | 0 | 8045.495 | 9937.236 | 5239.7208 | Collinsville-Tesla 500 kV Line | Collinsville-Tesla 500 kV Line | Collinsville-Tesla 500 kV Line |  | 5 | 1 | YES | 2 | 1 | 1 | NO | 1
SCE Metro | Hinson | 230 | 0 | 0 | 0 | 0 | 0 | 0 | 0 | 0 | 1 | 1 | 0 | 0 | 0 | 0 | 0 | 0 | 0 | 0 | 0 | 0 | 0 | 0 | 0 | 0 | 0 | 0 | 0 | 0 | 0 | 0 | 0 | 0 | 0 | 0 | 0 | 0 | 0 | 0 | 0 | 0 | 0 | 0 | 0 | 0 | 0 | 0 | 0 | 0 | 0 | 0 | 0 | 0 | 0 | 0 | 0 | 0 | 0 | 0 | 0 | 0 | 0 | 0 | 0 | 0 | 0 | 0 | 0 | 0 | 0 | 0 | 0 | 0 | 0 | 0 | 0 | 0 | 0 | 0 | 0 | 0 | 0 | 0 | 0 | 0 | 0 | 0 | 0 | 0 | 0 | 0 | 0 | 0 | 0 | 0 | 0 | 0 | 0 | 0 |  | 0 | -5.6 | 0 | 0 | 0 | 0 | 0 | 0 | 0 | 0 | 0 | 0 | 0 | 0 | 1 | 0 | 0 | 0 | 0 | 0 | 0 | 0 | 0 | 3.08 | 0 | 0 | 525 | 0 | 0 | 1 | 0 | 0 | 0 | 0 | 0 | 0 | 2175 | 2437.5 | 3219.6408 | Hinson - Del Amo Constraint | Hinson - Del Amo Constraint | Hinson - Del Amo Constraint |  | 0 | 0 | 0 | 0 | 0 | 0 | 2175 | 2437.5 | 3219.6408 | Hinson - Del Amo Constraint | Hinson - Del Amo Constraint | Hinson - Del Amo Constraint |  | 1 | 1 | NO | 1 | 1 | 1 | NO | 1
PG&E GBA | Hollister | 115 | 0 | 0 | 0 | 0 | 0 | 0 | 0 | 0 | 0 | 0 | 0 | 0 | 0 | 0 | 0 | 0 | 0 | 0 | 0 | 0 | 0 | 0 | 0 | 0 | 0 | 0 | 0 | 0 | 0 | 0 | 0 | 0 | 0 | 0 | 0 | 0 | 0 | 0 | 0 | 0 | 0 | 0 | 0 | 0 | 0 | 0 | 0 | 0 | 0 | 0 | 0 | 0 | 0 | 0 | 0 | 1 | 0 | 0 | 0 | 1 | 0 | 0 | 0 | 0 | 1 | 0 | 0 | 0 | 0 | 0 | 0 | 0 | 0 | 0 | 0 | 0 | 0 | 0 | 0 | 0 | 0 | 0 | 0 | 0 | 0 | 0 | 0 | 0 | 0 | 0 | 0 | 0 | 0 | 0 | 0 | 0 | 1 | 0 |  | 0 | 0 | 0 | 0 | 0 | 0 | 0 | 0 | 0 | 0 | 0 | 0 | 0 | 0 | 0 | 0 | 0 | 0 | 0 | 0 | 0 | 0 | 0 | 0 | 0 | 0 | 0 | 10 | 0 | 1 | 0 | 0 | 0 | 0 | 0 | 0 | 338.65 | 358.51 | 303.18 | Morganhill-Metcalf 115kV Line | Morganhill-Metcalf 115kV Line | Morganhill-Metcalf 115kV Line |  | 0 | 0 | 0 | 0 | 0 | 0 | 338.65 | 358.51 | 303.18 | Morganhill-Metcalf 115kV Line | Morganhill-Metcalf 115kV Line | Morganhill-Metcalf 115kV Line |  | 1 | 1 | NO | 1 | 1 | 1 | NO | 1
PG&E NGBA | Homestake | 115 | 0 | 0 | 0 | 0 | 0 | 0 | 0 | 0 | 0 | 0 | 0 | 0 | 0 | 0 | 0 | 0 | 0 | 0 | 0 | 0 | 0 | 0 | 0 | 0 | 0 | 0 | 0 | 0 | 0 | 0 | 0 | 0 | 0 | 0 | 0 | 0 | 0 | 0 | 0 | 1 | 0 | 1 | 0 | 0 | 0 | 0 | 0 | 0 | 0 | 0 | 0 | 0 | 1 | 0 | 1 | 1 | 0 | 0 | 0 | 0 | 0 | 0 | 0 | 0 | 0 | 0 | 1 | 0 | 0 | 0 | 0 | 0 | 0 | 0 | 0 | 0 | 0 | 0 | 0 | 0 | 0 | 0 | 0 | 0 | 0 | 0 | 0 | 0 | 0 | 0 | 0 | 0 | 0 | 0 | 0 | 0 | 0 | 1 |  | 0 | 0 | 0 | 0 | 0 | 0 | 0 | 0 | 0 | 0 | 0 | 0 | 0 | 0 | 0 | 0 | 0 | 0 | 0 | 0 | 0 | 0 | 0 | 0 | 0 | 0 | 0 | 0 | 0 | 0 | 2 | 0 | 0 | 0 | 0 | 0 | -599.505 | 125.773 | 944.182 | Collinsville-Tesla 500 kV Line | Birds Landing-Contra Costa 230kV Line | Birds Landing-Contra Costa 230kV Line |  | 1 | 0 | 0 | 0 | 0 | 0 | -199.275 | 125.773 | 944.182 | Birds Landing-Contra Costa 230kV Line | Birds Landing-Contra Costa 230kV Line | Birds Landing-Contra Costa 230kV Line |  | 5 | 5 | NO | 5 | 1 | 1 | NO | 1
PG&E NGBA | Honcut | 115 | 0 | 0 | 0 | 0 | 0 | 0 | 0 | 0 | 0 | 0 | 0 | 0 | 0 | 0 | 0 | 0 | 0 | 0 | 0 | 0 | 0 | 0 | 0 | 0 | 0 | 0 | 0 | 0 | 0 | 0 | 0 | 0 | 0 | 0 | 0 | 0 | 0 | 0 | 0 | 1 | 0 | 0 | 0 | 0 | 1 | 1 | 1 | 1 | 0 | 0 | 0 | 0 | 0 | 0 | 0 | 0 | 0 | 0 | 0 | 1 | 1 | 0 | 0 | 0 | 0 | 0 | 0 | 0 | 0 | 0 | 0 | 0 | 0 | 0 | 0 | 0 | 0 | 0 | 0 | 0 | 0 | 0 | 0 | 0 | 0 | 0 | 0 | 0 | 0 | 0 | 0 | 0 | 0 | 0 | 0 | 0 | 0 | 0 |  | 0 | 0 | 0 | 0 | 0 | 0 | 0 | 0 | 0 | 0 | 0 | 0 | 0 | 0 | 0 | 0 | 0 | 0 | 0 | 0 | 0 | 0 | 0 | 0 | 0 | 0 | 0 | 0 | 0 | 0 | 2 | 0 | 0 | 0 | 0 | 0 | -599.505 | 31.5 | 81.4956 | Collinsville-Tesla 500 kV Line | Rocklin-Pleaseant grove 115kV line | Rocklin-Pleaseant grove 115kV line |  | 0 | 0 | 0 | 0 | 0 | 0 | 31.5 | 31.5 | 81.4956 | Rocklin-Pleaseant grove 115kV line | Rocklin-Pleaseant grove 115kV line | Rocklin-Pleaseant grove 115kV line |  | 5 | 1 | YES | 2 | 1 | 1 | NO | 1
SDGE | Hoodoo Wash | 500 | 0 | 0 | 0 | 0 | 0 | 0 | 0 | 0 | 0 | 0 | 0 | 0 | 0 | 0 | 0 | 0 | 0 | 0 | 0 | 0 | 0 | 0 | 0 | 0 | 1 | 0 | 0 | 0 | 0 | 0 | 0 | 1 | 1 | 0 | 0 | 0 | 0 | 0 | 0 | 0 | 0 | 0 | 0 | 0 | 0 | 0 | 0 | 0 | 0 | 0 | 0 | 0 | 0 | 0 | 0 | 0 | 0 | 0 | 0 | 0 | 0 | 0 | 0 | 0 | 0 | 0 | 0 | 0 | 0 | 0 | 0 | 0 | 0 | 0 | 0 | 0 | 0 | 0 | 0 | 0 | 0 | 0 | 0 | 0 | 0 | 0 | 0 | 0 | 0 | 0 | 0 | 0 | 0 | 0 | 0 | 0 | 0 | 2 |  | 0 | 0 | 0 | 0 | 0 | 0 | 0 | 0 | 0 | 0 | -200 | -100 | 0 | 0 | 1 | 0 | 0 | 0 | 0 | 0 | 0 | 0 | 0 | 0 | 247.5 | 479 | 447.5 | 0 | 0 | 1 | 1 | 0 | 0 | 0 | 0 | 0 | -236.375 | 2219.805 | 5316.605 | Lugo - Victorville area constraint | San Luis Rey-San Onofre 230 kV line constraint | East of Miguel constraint |  | 1 | 0 | 0 | 0 | 0 | 0 | -236.375 | 2219.805 | 5316.605 | Lugo - Victorville area constraint | San Luis Rey-San Onofre 230 kV line constraint | East of Miguel constraint |  | 5 | 5 | NO | 5 | 1 | 1 | NO | 1
PG&E NGBA | Hopland | 115 | 0 | 0 | 0 | 0 | 0 | 0 | 0 | 0 | 0 | 0 | 0 | 0 | 0 | 0 | 0 | 0 | 0 | 0 | 0 | 0 | 0 | 0 | 0 | 0 | 0 | 0 | 0 | 0 | 0 | 0 | 0 | 0 | 0 | 0 | 0 | 0 | 0 | 0 | 0 | 1 | 0 | 0 | 0 | 0 | 0 | 0 | 0 | 0 | 0 | 0 | 0 | 0 | 1 | 0 | 0 | 0 | 0 | 0 | 0 | 0 | 0 | 0 | 0 | 0 | 0 | 0 | 1 | 0 | 0 | 0 | 0 | 0 | 0 | 0 | 0 | 0 | 0 | 0 | 0 | 0 | 0 | 0 | 0 | 0 | 0 | 0 | 0 | 0 | 0 | 0 | 0 | 0 | 0 | 0 | 0 | 0 | 0 | 1 |  | 0 | 0 | 0 | 0 | 0 | 0 | 0 | 0 | 0 | 0 | 0 | 0 | 0 | 0 | 0 | 0 | 0 | 0 | 0 | 0 | 0 | 0 | 0 | 0 | 0 | 0 | 0 | 0 | 0 | 0 | 2 | 0 | 0 | 0 | 0 | 0 | -599.505 | 125.773 | 944.182 | Collinsville-Tesla 500 kV Line | Birds Landing-Contra Costa 230kV Line | Birds Landing-Contra Costa 230kV Line |  | 1 | 0 | 0 | 0 | 0 | 0 | -199.275 | 125.773 | 944.182 | Birds Landing-Contra Costa 230kV Line | Birds Landing-Contra Costa 230kV Line | Birds Landing-Contra Costa 230kV Line |  | 5 | 5 | NO | 5 | 1 | 1 | NO | 1
PG&E NGBA | Hopland | 60 | 0 | 0 | 0 | 0 | 0 | 0 | 0 | 0 | 0 | 0 | 0 | 0 | 0 | 0 | 0 | 0 | 0 | 0 | 0 | 0 | 0 | 0 | 0 | 0 | 0 | 0 | 0 | 0 | 0 | 0 | 0 | 0 | 0 | 0 | 0 | 0 | 0 | 0 | 0 | 1 | 0 | 0 | 0 | 0 | 0 | 0 | 0 | 0 | 0 | 0 | 0 | 0 | 1 | 0 | 0 | 0 | 0 | 0 | 0 | 0 | 0 | 0 | 0 | 0 | 0 | 0 | 1 | 0 | 0 | 0 | 0 | 0 | 0 | 0 | 0 | 0 | 0 | 0 | 0 | 0 | 0 | 0 | 0 | 0 | 0 | 0 | 0 | 0 | 0 | 0 | 0 | 0 | 0 | 0 | 0 | 0 | 0 | 1 |  | 0 | 0 | 0 | 0 | 0 | 0 | 0 | 0 | 0 | 0 | 0 | 0 | 0 | 0 | 0 | 0 | 0 | 0 | 0 | 0 | 0 | 0 | 0 | 0 | 0 | 0 | 0 | 0 | 0 | 0 | 2 | 0 | 0 | 0 | 0 | 0 | -599.505 | 125.773 | 944.182 | Collinsville-Tesla 500 kV Line | Birds Landing-Contra Costa 230kV Line | Birds Landing-Contra Costa 230kV Line |  | 1 | 0 | 0 | 0 | 0 | 0 | -199.275 | 125.773 | 944.182 | Birds Landing-Contra Costa 230kV Line | Birds Landing-Contra Costa 230kV Line | Birds Landing-Contra Costa 230kV Line |  | 5 | 5 | NO | 5 | 1 | 1 | NO | 1
PG&E NGBA | Humboldt | 115 | 0 | 0 | 0 | 0 | 0 | 0 | 0 | 0 | 0 | 0 | 0 | 0 | 0 | 0 | 0 | 0 | 0 | 0 | 0 | 0 | 0 | 0 | 0 | 0 | 0 | 0 | 0 | 0 | 0 | 0 | 0 | 0 | 0 | 0 | 0 | 0 | 0 | 0 | 0 | 1 | 0 | 0 | 0 | 0 | 0 | 0 | 0 | 0 | 0 | 0 | 0 | 0 | 0 | 0 | 0 | 0 | 0 | 0 | 0 | 0 | 0 | 0 | 0 | 0 | 0 | 0 | 0 | 0 | 0 | 0 | 0 | 0 | 0 | 0 | 0 | 0 | 0 | 0 | 0 | 0 | 0 | 0 | 0 | 0 | 0 | 0 | 0 | 0 | 0 | 0 | 0 | 0 | 0 | 0 | 0 | 0 | 0 | 0 |  | 0 | 0 | 0 | 0 | 0 | 0 | 0 | 0 | 0 | 0 | 0 | 0 | 0 | 0 | 0 | 0 | 2.5 | 0 | 0 | 0 | 0 | 0 | 0 | 0 | 0 | 0 | 0 | 0 | 0 | 1 | 1 | 0 | 0 | 0 | 0 | 0 | -599.505 | 1292.236 | 5239.7208 | Collinsville-Tesla 500 kV Line | Collinsville-Tesla 500 kV Line | Collinsville-Tesla 500 kV Line |  | 0 | 0 | 0 | 0 | 0 | 0 | 8045.495 | 9937.236 | 5239.7208 | Collinsville-Tesla 500 kV Line | Collinsville-Tesla 500 kV Line | Collinsville-Tesla 500 kV Line |  | 5 | 1 | YES | 2 | 1 | 1 | NO | 1
PG&E NGBA | Humboldt | 60 | 0 | 0 | 0 | 0 | 0 | 0 | 0 | 0 | 0 | 0 | 0 | 0 | 0 | 0 | 0 | 0 | 0 | 0 | 0 | 0 | 0 | 0 | 0 | 0 | 0 | 0 | 0 | 0 | 0 | 0 | 0 | 0 | 0 | 0 | 0 | 0 | 0 | 0 | 0 | 1 | 0 | 0 | 0 | 0 | 0 | 0 | 0 | 0 | 0 | 0 | 0 | 0 | 0 | 0 | 0 | 0 | 0 | 0 | 0 | 0 | 0 | 0 | 0 | 0 | 0 | 0 | 0 | 0 | 0 | 0 | 0 | 0 | 0 | 0 | 0 | 0 | 0 | 0 | 0 | 0 | 0 | 0 | 0 | 0 | 0 | 0 | 0 | 0 | 0 | 0 | 0 | 0 | 0 | 0 | 0 | 0 | 0 | 0 |  | 0 | 0 | 0 | 0 | 0 | 0 | 0 | 0 | 0 | 0 | 0 | 0 | 0 | 0 | 0 | 0 | 0 | 0 | 0 | 0 | 0 | 0 | 0 | 1.999 | 0 | 0 | 17.25 | 0 | 0 | 1 | 1 | 0 | 0 | 0 | 0 | 0 | -599.505 | 1292.236 | 5239.7208 | Collinsville-Tesla 500 kV Line | Collinsville-Tesla 500 kV Line | Collinsville-Tesla 500 kV Line |  | 0 | 0 | 0 | 0 | 0 | 0 | 8045.495 | 9937.236 | 5239.7208 | Collinsville-Tesla 500 kV Line | Collinsville-Tesla 500 kV Line | Collinsville-Tesla 500 kV Line |  | 5 | 1 | YES | 2 | 1 | 1 | NO | 1
PG&E NGBA | Humboldt | 500 | 0 | 0 | 0 | 0 | 0 | 0 | 0 | 0 | 0 | 0 | 0 | 0 | 0 | 0 | 0 | 0 | 0 | 0 | 0 | 0 | 0 | 0 | 0 | 0 | 0 | 0 | 0 | 0 | 0 | 0 | 0 | 0 | 0 | 0 | 0 | 0 | 0 | 0 | 0 | 1 | 0 | 0 | 0 | 0 | 0 | 0 | 0 | 0 | 1 | 0 | 0 | 0 | 0 | 0 | 0 | 0 | 0 | 0 | 0 | 0 | 0 | 0 | 0 | 0 | 0 | 0 | 0 | 0 | 0 | 0 | 0 | 0 | 0 | 0 | 0 | 0 | 0 | 0 | 0 | 0 | 0 | 0 | 0 | 0 | 0 | 0 | 0 | 0 | 0 | 0 | 0 | 0 | 0 | 0 | 0 | 0 | 0 | 1 |  | 0 | 0 | 0 | 0 | 0 | 0 | 0 | 0 | 0 | 0 | 0 | 0 | 0 | 0 | 0 | 0 | 0 | 0 | 0 | 0 | 0 | 1607 | 0 | 0 | 0 | 0 | 0 | 0 | 0 | 1 | 1 | 0 | 0 | 0 | 0 | 0 | -599.505 | 1292.236 | 693 | Collinsville-Tesla 500 kV Line | Collinsville-Tesla 500 kV Line | Humboldt Offshore Wind constraint |  | 0 | 0 | 0 | 0 | 0 | 0 | 934.05 | 1576.85 | 693 | Humboldt Offshore Wind constraint | Humboldt Offshore Wind constraint | Humboldt Offshore Wind constraint |  | 5 | 1 | YES | 2 | 1 | 1 | NO | 1
SCE Metro | Huntington Beach | 230 | 0 | 0 | 0 | 0 | 0 | 0 | 0 | 0 | 0 | 1 | 0 | 0 | 0 | 0 | 0 | 0 | 0 | 0 | 0 | 0 | 0 | 0 | 0 | 0 | 0 | 0 | 0 | 0 | 0 | 0 | 0 | 0 | 0 | 0 | 0 | 0 | 0 | 0 | 0 | 0 | 0 | 0 | 0 | 0 | 0 | 0 | 0 | 0 | 0 | 0 | 0 | 0 | 0 | 0 | 0 | 0 | 0 | 0 | 0 | 0 | 0 | 0 | 0 | 0 | 0 | 0 | 0 | 0 | 0 | 0 | 0 | 0 | 0 | 0 | 0 | 0 | 0 | 0 | 0 | 0 | 0 | 0 | 0 | 0 | 0 | 0 | 0 | 0 | 0 | 0 | 0 | 0 | 0 | 0 | 0 | 0 | 0 | 0 |  | 0 | 0 | 0 | 0 | 0 | 0 | 0 | 0 | 0 | 0 | 0 | 0 | 0 | 0 | 0 | 0 | 0 | 0 | 0 | 0 | 0 | 0 | 0 | 0 | 0 | 0 | 0 | 0 | 0 | 0 | 0 | 0 | 0 | 0 | 0 | 0 | 9984.6 | 11497.7 | 13807.5055 | SCE Metro Area Default Constraint | SCE Metro Area Default Constraint | SCE Metro Area Default Constraint |  | 0 | 0 | 0 | 0 | 0 | 0 | 9984.6 | 11497.7 | 13807.5055 | SCE Metro Area Default Constraint | SCE Metro Area Default Constraint | SCE Metro Area Default Constraint |  | 1 | 1 | NO | 1 | 1 | 1 | NO | 1
PG&E NGBA | Ignacio | 115 | 0 | 0 | 0 | 0 | 0 | 0 | 0 | 0 | 0 | 0 | 0 | 0 | 0 | 0 | 0 | 0 | 0 | 0 | 0 | 0 | 0 | 0 | 0 | 0 | 0 | 0 | 0 | 0 | 0 | 0 | 0 | 0 | 0 | 0 | 0 | 0 | 0 | 0 | 0 | 1 | 0 | 0 | 0 | 0 | 0 | 0 | 0 | 0 | 0 | 0 | 0 | 0 | 1 | 1 | 1 | 1 | 0 | 0 | 0 | 1 | 0 | 0 | 0 | 0 | 0 | 1 | 0 | 0 | 0 | 0 | 0 | 0 | 0 | 0 | 0 | 0 | 0 | 0 | 0 | 0 | 0 | 0 | 0 | 0 | 0 | 0 | 0 | 0 | 0 | 0 | 0 | 0 | 0 | 0 | 0 | 0 | 0 | 1 |  | 0 | 0 | 0 | 0 | 0 | 0 | 0 | 0 | 0 | 0 | 0 | 0 | 0 | 0 | 0 | 0 | 0.65 | 0 | 0 | 0 | 0 | 0 | 0 | 0 | 0 | 0 | 0 | 0 | 0 | 1 | 2 | 0 | 1 | 0 | 0 | 0 | -861.825 | -176.859 | 3562.906 | Windmaster-Delta pumps 230 kV line | Windmaster-Delta pumps 230 kV line | Contra Costa- Windmaster 230 kV line |  | 0 | 0 | 0 | 0 | 0 | 0 | 387.075 | 743.023 | 3562.906 | Contra Costa- Windmaster 230 kV line | Contra Costa- Windmaster 230 kV line | Contra Costa- Windmaster 230 kV line |  | 5 | 1 | YES | 2 | 1 | 1 | NO | 1
PG&E NGBA | Ignacio | 230 | 0 | 0 | 0 | 0 | 0 | 0 | 0 | 0 | 0 | 0 | 0 | 0 | 0 | 0 | 0 | 0 | 0 | 0 | 0 | 0 | 0 | 0 | 0 | 0 | 0 | 0 | 0 | 0 | 0 | 0 | 0 | 0 | 0 | 0 | 0 | 0 | 0 | 0 | 0 | 1 | 0 | 0 | 0 | 0 | 0 | 0 | 0 | 0 | 0 | 0 | 0 | 0 | 1 | 0 | 0 | 0 | 0 | 0 | 0 | 0 | 0 | 0 | 0 | 0 | 0 | 0 | 1 | 0 | 0 | 0 | 0 | 0 | 0 | 0 | 0 | 0 | 0 | 0 | 0 | 0 | 0 | 0 | 0 | 0 | 0 | 0 | 0 | 0 | 0 | 0 | 0 | 0 | 0 | 0 | 0 | 0 | 0 | 1 |  | 0 | 0 | 0 | 0 | 0 | 0 | 0 | 0 | 0 | 0 | 0 | 0 | 0 | 0 | 0 | 0 | 0 | 0 | 0 | 0 | 0 | 0 | 0 | 0 | 0 | 0 | 0 | 0 | 0 | 0 | 2 | 0 | 0 | 0 | 0 | 0 | -599.505 | 125.773 | 944.182 | Collinsville-Tesla 500 kV Line | Birds Landing-Contra Costa 230kV Line | Birds Landing-Contra Costa 230kV Line |  | 1 | 0 | 0 | 0 | 0 | 0 | -199.275 | 125.773 | 944.182 | Birds Landing-Contra Costa 230kV Line | Birds Landing-Contra Costa 230kV Line | Birds Landing-Contra Costa 230kV Line |  | 5 | 5 | NO | 5 | 1 | 1 | NO | 1
PG&E NGBA | Ignacio | 60 | 0 | 0 | 0 | 0 | 0 | 0 | 0 | 0 | 0 | 0 | 0 | 0 | 0 | 0 | 0 | 0 | 0 | 0 | 0 | 0 | 0 | 0 | 0 | 0 | 0 | 0 | 0 | 0 | 0 | 0 | 0 | 0 | 0 | 0 | 0 | 0 | 0 | 0 | 0 | 1 | 0 | 0 | 0 | 0 | 0 | 0 | 0 | 0 | 0 | 0 | 0 | 0 | 1 | 0 | 0 | 0 | 0 | 0 | 0 | 0 | 0 | 0 | 0 | 0 | 0 | 0 | 1 | 0 | 0 | 0 | 0 | 0 | 0 | 0 | 0 | 0 | 0 | 0 | 0 | 0 | 0 | 0 | 0 | 0 | 0 | 0 | 0 | 0 | 0 | 0 | 0 | 0 | 0 | 0 | 0 | 0 | 0 | 1 |  | 0 | 0 | 0 | 0 | 0 | 0 | 0 | 0 | 0 | 0 | 0 | 0 | 0 | 0 | 0 | 0 | 0 | 0 | 0 | 0 | 0 | 0 | 0 | 0 | 0 | 0 | 0 | 0 | 0 | 0 | 2 | 0 | 0 | 0 | 0 | 0 | -599.505 | 125.773 | 944.182 | Collinsville-Tesla 500 kV Line | Birds Landing-Contra Costa 230kV Line | Birds Landing-Contra Costa 230kV Line |  | 1 | 0 | 0 | 0 | 0 | 0 | -199.275 | 125.773 | 944.182 | Birds Landing-Contra Costa 230kV Line | Birds Landing-Contra Costa 230kV Line | Birds Landing-Contra Costa 230kV Line |  | 5 | 5 | NO | 5 | 1 | 1 | NO | 1
SDGE | Imperial Beach | 69 | 0 | 0 | 0 | 0 | 0 | 0 | 0 | 0 | 0 | 0 | 0 | 0 | 0 | 0 | 0 | 0 | 0 | 0 | 0 | 0 | 0 | 0 | 0 | 0 | 0 | 0 | 0 | 0 | 0 | 0 | 1 | 0 | 1 | 0 | 0 | 1 | 1 | 0 | 0 | 0 | 0 | 0 | 0 | 0 | 0 | 0 | 0 | 0 | 0 | 0 | 0 | 0 | 0 | 0 | 0 | 0 | 0 | 0 | 0 | 0 | 0 | 0 | 0 | 0 | 0 | 0 | 0 | 0 | 0 | 0 | 0 | 0 | 0 | 0 | 0 | 0 | 0 | 0 | 0 | 0 | 0 | 0 | 0 | 0 | 0 | 0 | 0 | 0 | 0 | 0 | 0 | 0 | 0 | 0 | 0 | 0 | 0 | 4 |  | 0 | 0 | 0 | 0 | 0 | 0 | 0 | 0 | 0 | 0 | 0 | 0 | 0 | 0 | 0 | 0 | 0 | 0 | 0 | 0 | 0 | 0 | 0 | 0 | 0 | 0 | 3 | 0 | 0 | 1 | 0 | 0 | 0 | 0 | 0 | 0 | 826.21 | 1748.17 | 2202.4044 | San Luis Rey-San Onofre 230 kV line constraint | Silvergate-Old Town 230 kV constraint | Silvergate-Old Town 230 kV constraint |  | 0 | 0 | 0 | 0 | 0 | 0 | 826.21 | 1748.17 | 2202.4044 | San Luis Rey-San Onofre 230 kV line constraint | Silvergate-Old Town 230 kV constraint | Silvergate-Old Town 230 kV constraint |  | 1 | 1 | NO | 1 | 1 | 1 | NO | 1
SDGE | Imperial Valley | 230 | 0 | 0 | 0 | 0 | 0 | 0 | 0 | 0 | 0 | 0 | 0 | 0 | 0 | 0 | 0 | 0 | 0 | 0 | 0 | 0 | 0 | 0 | 0 | 0 | 0 | 0 | 0 | 0 | 1 | 0 | 1 | 1 | 1 | 0 | 0 | 1 | 1 | 0 | 0 | 0 | 0 | 0 | 0 | 0 | 0 | 0 | 0 | 0 | 0 | 0 | 0 | 0 | 0 | 0 | 0 | 0 | 0 | 0 | 0 | 0 | 0 | 0 | 0 | 0 | 0 | 0 | 0 | 0 | 0 | 0 | 0 | 0 | 0 | 0 | 0 | 0 | 0 | 0 | 0 | 0 | 0 | 0 | 0 | 0 | 0 | 0 | 0 | 0 | 0 | 0 | 0 | 0 | 0 | 0 | 0 | 0 | 0 | 6 |  | 25 | 0 | 0 | 0 | 0 | 0 | 0 | 0 | 0 | 0 | -50 | -50 | 0 | 0 | 1 | 125 | 0 | 0 | 0 | 0 | 0 | 0 | 0 | 0 | 0 | 142 | 528 | 0 | 0 | 1 | 0 | 0 | 0 | 0 | 0 | 0 | 826.21 | 1748.17 | 2202.4044 | San Luis Rey-San Onofre 230 kV line constraint | Silvergate-Old Town 230 kV constraint | Silvergate-Old Town 230 kV constraint |  | 0 | 0 | 0 | 0 | 0 | 0 | 826.21 | 1748.17 | 2202.4044 | San Luis Rey-San Onofre 230 kV line constraint | Silvergate-Old Town 230 kV constraint | Silvergate-Old Town 230 kV constraint |  | 1 | 1 | NO | 1 | 1 | 1 | NO | 1
SDGE | Imperial Valley | 500 | 0 | 0 | 0 | 0 | 0 | 0 | 0 | 0 | 0 | 0 | 0 | 0 | 0 | 0 | 0 | 0 | 0 | 0 | 0 | 0 | 0 | 0 | 0 | 0 | 0 | 0 | 0 | 0 | 1 | 0 | 1 | 1 | 1 | 0 | 0 | 1 | 1 | 0 | 0 | 0 | 0 | 0 | 0 | 0 | 0 | 0 | 0 | 0 | 0 | 0 | 0 | 0 | 0 | 0 | 0 | 0 | 0 | 0 | 0 | 0 | 0 | 0 | 0 | 0 | 0 | 0 | 0 | 0 | 0 | 0 | 0 | 0 | 0 | 0 | 0 | 0 | 0 | 0 | 0 | 0 | 0 | 0 | 0 | 0 | 0 | 0 | 0 | 0 | 0 | 0 | 0 | 0 | 0 | 0 | 0 | 0 | 0 | 6 |  | 0 | 0 | 0 | 0 | 0 | 0 | 0 | 0 | 0 | 0 | 0 | 0 | 0 | 0 | 0 | 0 | 0 | 0 | 0 | 0 | 0 | 0 | 0 | 0 | 0 | 0 | 0 | 0 | 0 | 0 | 0 | 0 | 0 | 0 | 0 | 0 | 826.21 | 1748.17 | 2202.4044 | San Luis Rey-San Onofre 230 kV line constraint | Silvergate-Old Town 230 kV constraint | Silvergate-Old Town 230 kV constraint |  | 0 | 0 | 0 | 0 | 0 | 0 | 826.21 | 1748.17 | 2202.4044 | San Luis Rey-San Onofre 230 kV line constraint | Silvergate-Old Town 230 kV constraint | Silvergate-Old Town 230 kV constraint |  | 1 | 1 | NO | 1 | 1 | 1 | NO | 1
EOP | Innovation | 138 | 0 | 0 | 0 | 0 | 0 | 0 | 0 | 0 | 0 | 0 | 0 | 0 | 0 | 0 | 0 | 0 | 0 | 0 | 0 | 0 | 0 | 0 | 1 | 1 | 1 | 0 | 0 | 0 | 0 | 0 | 0 | 0 | 0 | 0 | 0 | 0 | 0 | 0 | 0 | 0 | 0 | 0 | 0 | 0 | 0 | 0 | 0 | 0 | 0 | 0 | 0 | 0 | 0 | 0 | 0 | 0 | 0 | 0 | 0 | 0 | 0 | 0 | 0 | 0 | 0 | 0 | 0 | 0 | 0 | 0 | 0 | 0 | 0 | 0 | 0 | 0 | 0 | 0 | 0 | 0 | 0 | 0 | 0 | 0 | 0 | 0 | 0 | 0 | 0 | 0 | 0 | 0 | 0 | 0 | 0 | 0 | 0 | 2 |  | 0 | 0 | 0 | 0 | 0 | 0 | 0 | 0 | 0 | 0 | 0 | 0 | 0 | 0 | 0 | 0 | 0 | 0 | 0 | 0 | 0 | 0 | 0 | 0 | 0 | 0 | 0 | 0 | 0 | 0 | 1 | 0 | 0 | 0 | 0 | 0 | -236.375 | 1704.39 | 2601.53 | Lugo - Victorville area constraint | Sloan Canyon - Eldorado 500 kV constraint | GLW 230kV area constraint |  | 1 | 0 | 0 | 0 | 0 | 0 | -236.375 | 1704.39 | 2601.53 | Lugo - Victorville area constraint | Sloan Canyon - Eldorado 500 kV constraint | GLW 230kV area constraint |  | 5 | 5 | NO | 5 | 1 | 1 | NO | 1
EOP | Innovation | 230 | 0 | 0 | 0 | 0 | 0 | 0 | 0 | 0 | 0 | 0 | 0 | 0 | 0 | 0 | 0 | 0 | 0 | 0 | 0 | 0 | 0 | 0 | 1 | 1 | 1 | 0 | 0 | 0 | 0 | 0 | 0 | 0 | 0 | 0 | 0 | 0 | 0 | 0 | 0 | 0 | 0 | 0 | 0 | 0 | 0 | 0 | 0 | 0 | 0 | 0 | 0 | 0 | 0 | 0 | 0 | 0 | 0 | 0 | 0 | 0 | 0 | 0 | 0 | 0 | 0 | 0 | 0 | 0 | 0 | 0 | 0 | 0 | 0 | 0 | 0 | 0 | 0 | 0 | 0 | 0 | 0 | 0 | 0 | 0 | 0 | 0 | 0 | 0 | 0 | 0 | 0 | 0 | 0 | 0 | 0 | 0 | 0 | 2 |  | 0 | 0 | 0 | 0 | 0 | 0 | 0 | 0 | 0 | 0 | 0 | 0 | 0 | 0 | 0 | 0 | 0 | 0 | 0 | 0 | 0 | 0 | 0 | 0 | 300 | 0 | 0 | 50 | 0 | 1 | 1 | 0 | 0 | 0 | 0 | 0 | -236.375 | 1704.39 | 2601.53 | Lugo - Victorville area constraint | Sloan Canyon - Eldorado 500 kV constraint | GLW 230kV area constraint |  | 1 | 0 | 0 | 0 | 0 | 0 | -236.375 | 1704.39 | 2601.53 | Lugo - Victorville area constraint | Sloan Canyon - Eldorado 500 kV constraint | GLW 230kV area constraint |  | 5 | 5 | NO | 5 | 1 | 1 | NO | 1
SCE NOL | Inyokern | 115 | 0 | 0 | 0 | 0 | 0 | 0 | 0 | 0 | 0 | 0 | 0 | 1 | 1 | 1 | 0 | 0 | 0 | 0 | 0 | 0 | 0 | 0 | 0 | 0 | 0 | 0 | 0 | 0 | 0 | 0 | 0 | 0 | 0 | 0 | 0 | 0 | 0 | 0 | 0 | 0 | 0 | 0 | 0 | 0 | 0 | 0 | 0 | 0 | 0 | 0 | 0 | 0 | 0 | 0 | 0 | 0 | 0 | 0 | 0 | 0 | 0 | 0 | 0 | 0 | 0 | 0 | 0 | 0 | 0 | 0 | 0 | 0 | 0 | 0 | 0 | 0 | 0 | 0 | 0 | 0 | 0 | 0 | 0 | 0 | 0 | 0 | 0 | 0 | 0 | 0 | 0 | 0 | 0 | 0 | 0 | 0 | 0 | 3 |  | 0 | 0 | 0 | 0 | 0 | 0 | 0 | 0 | 0 | 0 | 0 | -25 | 0 | 0 | 1 | 0 | 1.5 | 0 | 0 | 0 | 0 | 0 | 0 | 0 | 0 | 31.8 | 0 | 0 | 0 | 1 | 0 | 2 | 0 | 2 | 0 | 0 | -96.42 | -45.65 | 1021.4838 | South of Kramer Area Constraint | South of Kramer Area Constraint | South of Kramer Area Constraint |  | 0 | 2 | 0 | 2 | 0 | 0 | -96.42 | -45.65 | 1021.4838 | South of Kramer Area Constraint | South of Kramer Area Constraint | South of Kramer Area Constraint |  | 3 | 3 | NO | 3 | 1 | 1 | NO | 1
EOP | IS Tap | 138 | 0 | 0 | 0 | 0 | 0 | 0 | 0 | 0 | 0 | 0 | 0 | 0 | 0 | 0 | 0 | 0 | 0 | 0 | 0 | 0 | 0 | 0 | 1 | 1 | 1 | 0 | 0 | 0 | 0 | 0 | 0 | 0 | 0 | 0 | 0 | 0 | 0 | 0 | 0 | 0 | 0 | 0 | 0 | 0 | 0 | 0 | 0 | 0 | 0 | 0 | 0 | 0 | 0 | 0 | 0 | 0 | 0 | 0 | 0 | 0 | 0 | 0 | 0 | 0 | 0 | 0 | 0 | 0 | 0 | 0 | 0 | 0 | 0 | 0 | 0 | 0 | 0 | 0 | 0 | 0 | 0 | 0 | 0 | 0 | 0 | 0 | 0 | 0 | 0 | 0 | 0 | 0 | 0 | 0 | 0 | 0 | 0 | 2 |  | 0 | 0 | 0 | 0 | 0 | 0 | 0 | 0 | 0 | 0 | 0 | 0 | 0 | 0 | 0 | 0 | 0 | 0 | 0 | 0 | 0 | 0 | 0 | 0 | 0 | 0 | 0 | 0 | 0 | 0 | 1 | 0 | 0 | 0 | 0 | 0 | -236.375 | 1704.39 | 2601.53 | Lugo - Victorville area constraint | Sloan Canyon - Eldorado 500 kV constraint | GLW 230kV area constraint |  | 1 | 0 | 0 | 0 | 0 | 0 | -236.375 | 1704.39 | 2601.53 | Lugo - Victorville area constraint | Sloan Canyon - Eldorado 500 kV constraint | GLW 230kV area constraint |  | 5 | 5 | NO | 5 | 1 | 1 | NO | 1
EOP | Ivanpah | 115 | 0 | 0 | 0 | 0 | 0 | 0 | 0 | 0 | 0 | 0 | 0 | 0 | 0 | 0 | 0 | 0 | 0 | 0 | 0 | 0 | 0 | 0 | 0 | 1 | 1 | 0 | 0 | 0 | 0 | 0 | 0 | 0 | 0 | 0 | 0 | 0 | 0 | 0 | 0 | 0 | 0 | 0 | 0 | 0 | 0 | 0 | 0 | 0 | 0 | 0 | 0 | 0 | 0 | 0 | 0 | 0 | 0 | 0 | 0 | 0 | 0 | 0 | 0 | 0 | 0 | 0 | 0 | 0 | 0 | 0 | 0 | 0 | 0 | 0 | 0 | 0 | 0 | 0 | 0 | 0 | 0 | 0 | 0 | 0 | 0 | 0 | 0 | 0 | 0 | 0 | 0 | 0 | 0 | 0 | 0 | 0 | 0 | 1 |  | 0 | 0 | 0 | 0 | 0 | 0 | 0 | 0 | 0 | 0 | 0 | 0 | 0 | 0 | 0 | 0 | 0 | 0 | 0 | 0 | 0 | 0 | 0 | 0 | 0 | 0 | 0 | 0 | 0 | 0 | 1 | 0 | 0 | 0 | 0 | 0 | -236.375 | 1704.39 | 2670.66 | Lugo - Victorville area constraint | Sloan Canyon - Eldorado 500 kV constraint | Sloan Canyon - Eldorado 500 kV constraint |  | 1 | 0 | 0 | 0 | 0 | 0 | -236.375 | 1704.39 | 2670.66 | Lugo - Victorville area constraint | Sloan Canyon - Eldorado 500 kV constraint | Sloan Canyon - Eldorado 500 kV constraint |  | 5 | 5 | NO | 5 | 1 | 1 | NO | 1
EOP | Ivanpah | 230 | 0 | 0 | 0 | 0 | 0 | 0 | 0 | 0 | 0 | 0 | 0 | 0 | 0 | 0 | 0 | 0 | 0 | 0 | 0 | 0 | 0 | 0 | 0 | 1 | 1 | 0 | 0 | 0 | 0 | 0 | 0 | 0 | 0 | 0 | 0 | 0 | 0 | 0 | 0 | 0 | 0 | 0 | 0 | 0 | 0 | 0 | 0 | 0 | 0 | 0 | 0 | 0 | 0 | 0 | 0 | 0 | 0 | 0 | 0 | 0 | 0 | 0 | 0 | 0 | 0 | 0 | 0 | 0 | 0 | 0 | 0 | 0 | 0 | 0 | 0 | 0 | 0 | 0 | 0 | 0 | 0 | 0 | 0 | 0 | 0 | 0 | 0 | 0 | 0 | 0 | 0 | 0 | 0 | 0 | 0 | 0 | 0 | 1 |  | 0 | 0 | 0 | 0 | 0 | 0 | 0 | 0 | 0 | 0 | 0 | 0 | 0 | 0 | 0 | 0 | 0 | 0 | 0 | 0 | 0 | 0 | 0 | 0 | 0 | 0 | 0 | 0 | 0 | 0 | 1 | 0 | 0 | 0 | 0 | 0 | -236.375 | 1704.39 | 2670.66 | Lugo - Victorville area constraint | Sloan Canyon - Eldorado 500 kV constraint | Sloan Canyon - Eldorado 500 kV constraint |  | 1 | 0 | 0 | 0 | 0 | 0 | -236.375 | 1704.39 | 2670.66 | Lugo - Victorville area constraint | Sloan Canyon - Eldorado 500 kV constraint | Sloan Canyon - Eldorado 500 kV constraint |  | 5 | 5 | NO | 5 | 1 | 1 | NO | 1
EOP | Jackass (DOE) | 138 | 0 | 0 | 0 | 0 | 0 | 0 | 0 | 0 | 0 | 0 | 0 | 0 | 0 | 0 | 0 | 0 | 0 | 0 | 0 | 0 | 0 | 0 | 1 | 1 | 1 | 0 | 0 | 0 | 0 | 0 | 0 | 0 | 0 | 0 | 0 | 0 | 0 | 0 | 0 | 0 | 0 | 0 | 0 | 0 | 0 | 0 | 0 | 0 | 0 | 0 | 0 | 0 | 0 | 0 | 0 | 0 | 0 | 0 | 0 | 0 | 0 | 0 | 0 | 0 | 0 | 0 | 0 | 0 | 0 | 0 | 0 | 0 | 0 | 0 | 0 | 0 | 0 | 0 | 0 | 0 | 0 | 0 | 0 | 0 | 0 | 0 | 0 | 0 | 0 | 0 | 0 | 0 | 0 | 0 | 0 | 0 | 0 | 2 |  | 0 | 0 | 0 | 0 | 0 | 0 | 0 | 0 | 0 | 0 | 0 | 0 | 0 | 0 | 0 | 0 | 0 | 0 | 0 | 0 | 0 | 0 | 0 | 0 | 0 | 0 | 0 | 0 | 0 | 0 | 1 | 0 | 0 | 0 | 0 | 0 | -236.375 | 1704.39 | 2601.53 | Lugo - Victorville area constraint | Sloan Canyon - Eldorado 500 kV constraint | GLW 230kV area constraint |  | 1 | 0 | 0 | 0 | 0 | 0 | -236.375 | 1704.39 | 2601.53 | Lugo - Victorville area constraint | Sloan Canyon - Eldorado 500 kV constraint | GLW 230kV area constraint |  | 5 | 5 | NO | 5 | 1 | 1 | NO | 1
PG&E NGBA | James B Black | 230 | 0 | 0 | 0 | 0 | 0 | 0 | 0 | 0 | 0 | 0 | 0 | 0 | 0 | 0 | 0 | 0 | 0 | 0 | 0 | 0 | 0 | 0 | 0 | 0 | 0 | 0 | 0 | 0 | 0 | 0 | 0 | 0 | 0 | 0 | 0 | 0 | 0 | 0 | 0 | 1 | 0 | 0 | 0 | 0 | 0 | 0 | 0 | 0 | 0 | 0 | 0 | 0 | 0 | 0 | 0 | 0 | 0 | 0 | 0 | 0 | 0 | 0 | 0 | 0 | 0 | 0 | 0 | 0 | 0 | 0 | 0 | 0 | 0 | 0 | 0 | 0 | 0 | 0 | 0 | 0 | 0 | 0 | 0 | 0 | 0 | 0 | 0 | 0 | 0 | 0 | 0 | 0 | 0 | 0 | 0 | 0 | 0 | 0 |  | 0 | 0 | 0 | 0 | 0 | 0 | 0 | 0 | 0 | 0 | 0 | 0 | 0 | 0 | 0 | 0 | 0 | 0 | 0 | 0 | 0 | 0 | 0 | 0 | 0 | 0 | 0 | 0 | 0 | 0 | 1 | 0 | 0 | 0 | 0 | 0 | -599.505 | 1292.236 | 5239.7208 | Collinsville-Tesla 500 kV Line | Collinsville-Tesla 500 kV Line | Collinsville-Tesla 500 kV Line |  | 0 | 0 | 0 | 0 | 0 | 0 | 8045.495 | 9937.236 | 5239.7208 | Collinsville-Tesla 500 kV Line | Collinsville-Tesla 500 kV Line | Collinsville-Tesla 500 kV Line |  | 5 | 1 | YES | 2 | 1 | 1 | NO | 1
PG&E GBA | Jefferson | 230 | 0 | 0 | 0 | 0 | 0 | 0 | 0 | 0 | 0 | 0 | 0 | 0 | 0 | 0 | 0 | 0 | 0 | 0 | 0 | 0 | 0 | 0 | 0 | 0 | 0 | 0 | 0 | 0 | 0 | 0 | 0 | 0 | 0 | 0 | 0 | 0 | 0 | 0 | 0 | 0 | 0 | 0 | 0 | 0 | 0 | 0 | 0 | 0 | 0 | 0 | 0 | 0 | 1 | 0 | 0 | 0 | 0 | 0 | 0 | 1 | 0 | 0 | 0 | 0 | 0 | 0 | 0 | 0 | 0 | 0 | 0 | 0 | 0 | 0 | 0 | 0 | 0 | 0 | 0 | 0 | 0 | 0 | 0 | 0 | 0 | 0 | 0 | 0 | 0 | 0 | 0 | 0 | 0 | 0 | 0 | 0 | 1 | 1 |  | 0 | 0 | 0 | 0 | 0 | 0 | 0 | 0 | 0 | 0 | 0 | 0 | 0 | 0 | 0 | 0 | 0 | 0 | 0 | 0 | 0 | 0 | 0 | 0 | 0 | 0 | 0 | 0 | 0 | 0 | 0 | 0 | 0 | 0 | 0 | 0 | 922.2935 | 1620.51 | 4744.827 | Tesla-Bellota 230 kV line | NEW-Metcalf-Mosslanding 500kV | Tesla-Bellota 230 kV line |  | 0 | 0 | 0 | 0 | 0 | 0 | 922.2935 | 1620.51 | 4744.827 | Tesla-Bellota 230 kV line | NEW-Metcalf-Mosslanding 500kV | Tesla-Bellota 230 kV line |  | 1 | 1 | NO | 1 | 1 | 1 | NO | 1
PG&E NGBA | Jessup | 115 | 0 | 0 | 0 | 0 | 0 | 0 | 0 | 0 | 0 | 0 | 0 | 0 | 0 | 0 | 0 | 0 | 0 | 0 | 0 | 0 | 0 | 0 | 0 | 0 | 0 | 0 | 0 | 0 | 0 | 0 | 0 | 0 | 0 | 0 | 0 | 0 | 0 | 0 | 0 | 1 | 0 | 0 | 0 | 0 | 0 | 0 | 0 | 0 | 0 | 0 | 0 | 0 | 0 | 0 | 0 | 0 | 0 | 0 | 0 | 0 | 0 | 0 | 0 | 0 | 0 | 0 | 0 | 0 | 0 | 0 | 0 | 0 | 0 | 0 | 0 | 0 | 0 | 0 | 0 | 0 | 0 | 0 | 0 | 0 | 0 | 0 | 0 | 0 | 0 | 0 | 0 | 0 | 0 | 0 | 0 | 0 | 0 | 0 |  | 0 | 0 | 0 | 0 | 0 | 0 | 0 | 0 | 0 | 0 | 0 | 0 | 0 | 0 | 0 | 0 | 17 | 0 | 0 | 0 | 0 | 0 | 0 | 0 | 0 | 0 | 0 | 0 | 0 | 1 | 1 | 0 | 0 | 0 | 0 | 0 | -599.505 | 1292.236 | 5239.7208 | Collinsville-Tesla 500 kV Line | Collinsville-Tesla 500 kV Line | Collinsville-Tesla 500 kV Line |  | 0 | 0 | 0 | 0 | 0 | 0 | 8045.495 | 9937.236 | 5239.7208 | Collinsville-Tesla 500 kV Line | Collinsville-Tesla 500 kV Line | Collinsville-Tesla 500 kV Line |  | 5 | 1 | YES | 2 | 1 | 1 | NO | 1
SCE Metro | Johanna | 230 | 0 | 0 | 0 | 0 | 0 | 0 | 0 | 0 | 0 | 1 | 0 | 0 | 0 | 0 | 0 | 0 | 0 | 0 | 0 | 0 | 0 | 0 | 0 | 0 | 0 | 0 | 0 | 0 | 0 | 0 | 0 | 0 | 0 | 0 | 0 | 0 | 0 | 0 | 0 | 0 | 0 | 0 | 0 | 0 | 0 | 0 | 0 | 0 | 0 | 0 | 0 | 0 | 0 | 0 | 0 | 0 | 0 | 0 | 0 | 0 | 0 | 0 | 0 | 0 | 0 | 0 | 0 | 0 | 0 | 0 | 0 | 0 | 0 | 0 | 0 | 0 | 0 | 0 | 0 | 0 | 0 | 0 | 0 | 0 | 0 | 0 | 0 | 0 | 0 | 0 | 0 | 0 | 0 | 0 | 0 | 0 | 0 | 0 |  | 0 | 0 | 0 | 0 | 0 | 0 | 0 | 0 | 0 | 0 | 0 | 1.4 | 0 | 0 | 1 | 0 | 0 | 0 | 0 | 0 | 0 | 0 | 0 | 0 | 0 | 0 | 1.4 | 0 | 0 | 1 | 0 | 0 | 0 | 0 | 0 | 0 | 9984.6 | 11497.7 | 13807.5055 | SCE Metro Area Default Constraint | SCE Metro Area Default Constraint | SCE Metro Area Default Constraint |  | 0 | 0 | 0 | 0 | 0 | 0 | 9984.6 | 11497.7 | 13807.5055 | SCE Metro Area Default Constraint | SCE Metro Area Default Constraint | SCE Metro Area Default Constraint |  | 1 | 1 | NO | 1 | 1 | 1 | NO | 1
SCE Eastern | Julian Hinds | 230 | 0 | 0 | 0 | 0 | 0 | 0 | 0 | 0 | 0 | 0 | 0 | 0 | 0 | 0 | 0 | 0 | 0 | 0 | 1 | 1 | 0 | 1 | 0 | 0 | 0 | 0 | 0 | 0 | 0 | 0 | 0 | 0 | 0 | 0 | 0 | 0 | 0 | 0 | 0 | 0 | 0 | 0 | 0 | 0 | 0 | 0 | 0 | 0 | 0 | 0 | 0 | 0 | 0 | 0 | 0 | 0 | 0 | 0 | 0 | 0 | 0 | 0 | 0 | 0 | 0 | 0 | 0 | 0 | 0 | 0 | 0 | 0 | 0 | 0 | 0 | 0 | 0 | 0 | 0 | 0 | 0 | 0 | 0 | 0 | 0 | 0 | 0 | 0 | 0 | 0 | 0 | 0 | 0 | 0 | 0 | 0 | 0 | 1 |  | 0 | 0 | 0 | 0 | 0 | 0 | 0 | 0 | 0 | 0 | 0 | 0 | 0 | 0 | 0 | 0 | 0 | 0 | 0 | 0 | 0 | 0 | 0 | 0 | 0 | 0 | 0 | 0 | 0 | 0 | 1 | 0 | 1 | 0 | 0 | 1 | -840 | -685 | -51.3 | Eagle Mountain Constraint | Eagle Mountain Constraint | Eagle Mountain Constraint |  | 1 | 1 | 0 | 1 | 0 | 1 | -240 | -85 | -51.3 | Eagle Mountain Constraint | Eagle Mountain Constraint | Eagle Mountain Constraint |  | 5 | 5 | NO | 5 | 3 | 3 | NO | 3
PG&E GBA | Kasson | 115 | 0 | 0 | 0 | 0 | 0 | 0 | 0 | 0 | 0 | 0 | 0 | 0 | 0 | 0 | 0 | 0 | 0 | 0 | 0 | 0 | 0 | 0 | 0 | 0 | 0 | 0 | 0 | 0 | 0 | 0 | 0 | 0 | 0 | 0 | 0 | 0 | 0 | 0 | 0 | 0 | 0 | 0 | 0 | 0 | 0 | 1 | 0 | 0 | 0 | 0 | 0 | 0 | 0 | 0 | 0 | 1 | 0 | 0 | 0 | 1 | 0 | 0 | 0 | 0 | 0 | 0 | 0 | 0 | 0 | 0 | 0 | 0 | 0 | 0 | 0 | 0 | 0 | 0 | 0 | 0 | 0 | 0 | 0 | 0 | 0 | 0 | 0 | 0 | 0 | 0 | 0 | 0 | 0 | 0 | 0 | 0 | 0 | 0 |  | 0 | 0 | 0 | 0 | 0 | 0 | 0 | 0 | 0 | 0 | 0 | 0 | 0 | 0 | 0 | 0 | 0 | 0 | 0 | 0 | 0 | 0 | 0 | 0 | 0 | 0 | 0 | 0 | 0 | 0 | 1 | 0 | 0 | 0 | 0 | 0 | -292.7815 | 389.5959 | 2840.2422 | Bellota-Weber 230kV line | Bellota-Weber 230kV line | Bellota-Weber 230kV line |  | 0 | 0 | 0 | 0 | 0 | 0 | 167.2185 | 849.5959 | 2840.2422 | Bellota-Weber 230kV line | Bellota-Weber 230kV line | Bellota-Weber 230kV line |  | 5 | 1 | YES | 2 | 1 | 1 | NO | 1
PG&E GBA | Kasson | 60 | 0 | 0 | 0 | 0 | 0 | 0 | 0 | 0 | 0 | 0 | 0 | 0 | 0 | 0 | 0 | 0 | 0 | 0 | 0 | 0 | 0 | 0 | 0 | 0 | 0 | 0 | 0 | 0 | 0 | 0 | 0 | 0 | 0 | 0 | 0 | 0 | 0 | 0 | 0 | 0 | 0 | 0 | 0 | 0 | 0 | 1 | 0 | 0 | 0 | 0 | 0 | 0 | 0 | 0 | 0 | 1 | 0 | 0 | 0 | 1 | 0 | 0 | 0 | 1 | 0 | 0 | 0 | 0 | 0 | 0 | 0 | 0 | 0 | 0 | 0 | 0 | 0 | 0 | 0 | 0 | 0 | 0 | 0 | 0 | 0 | 0 | 0 | 0 | 0 | 0 | 0 | 0 | 0 | 0 | 0 | 0 | 0 | 0 |  | 0 | 0 | 0 | 0 | 0 | 0 | 0 | 0 | 0 | 0 | 0 | 0 | 0 | 0 | 0 | 0 | 0 | 0 | 0 | 0 | 0 | 0 | 0 | 0 | 0 | 0 | 0 | 0 | 0 | 0 | 1 | 0 | 0 | 0 | 0 | 0 | -292.7815 | 117.5109 | 278.4144 | Bellota-Weber 230kV line | Tesla-Salado 115 kV line | Tesla-Salado 115 kV line |  | 0 | 0 | 0 | 0 | 0 | 0 | 63.9885 | 117.5109 | 278.4144 | Tesla-Salado 115 kV line | Tesla-Salado 115 kV line | Tesla-Salado 115 kV line |  | 5 | 1 | YES | 2 | 1 | 1 | NO | 1
PG&E FRESNO | Kearney | 230 | 0 | 0 | 0 | 0 | 0 | 0 | 0 | 0 | 0 | 0 | 0 | 0 | 0 | 0 | 0 | 0 | 0 | 0 | 0 | 0 | 0 | 0 | 0 | 0 | 0 | 0 | 0 | 0 | 0 | 0 | 0 | 0 | 0 | 0 | 0 | 0 | 0 | 0 | 0 | 0 | 0 | 0 | 0 | 0 | 0 | 1 | 0 | 0 | 0 | 0 | 0 | 0 | 0 | 0 | 0 | 0 | 0 | 0 | 0 | 0 | 0 | 0 | 0 | 0 | 0 | 0 | 0 | 0 | 0 | 0 | 0 | 0 | 0 | 0 | 0 | 0 | 0 | 0 | 1 | 1 | 0 | 1 | 1 | 1 | 0 | 1 | 0 | 1 | 0 | 1 | 0 | 0 | 0 | 0 | 0 | 0 | 0 | 1 |  | 0 | 0 | 0 | 0 | 0 | 0 | 0 | 0 | 0 | 0 | 0 | 0 | 0 | 0 | 0 | 0 | 0 | 0 | 0 | 0 | 0 | 0 | 0 | 10 | 0 | 0 | 0 | 0 | 0 | 1 | 3 | 0 | 2 | 0 | 1 | 0 | -935.05 | -534.25 | -39.4574 | Borden-Storey #1 230kV line | Borden-Storey #1 230kV line | Chowchilla-Le grand 115kV Line |  | 0 | 0 | 0 | 0 | 0 | 0 | 167.2185 | 712.75 | 506.5426 | Bellota-Weber 230kV line | Borden-Storey #1 230kV line | Chowchilla-Le grand 115kV Line |  | 5 | 1 | YES | 2 | 5 | 1 | YES | 2
PG&E FRESNO | Kearney | 70 | 0 | 0 | 0 | 0 | 0 | 0 | 0 | 0 | 0 | 0 | 0 | 0 | 0 | 0 | 0 | 0 | 0 | 0 | 0 | 0 | 0 | 0 | 0 | 0 | 0 | 0 | 0 | 0 | 0 | 0 | 0 | 0 | 0 | 0 | 0 | 0 | 0 | 0 | 0 | 0 | 0 | 0 | 0 | 0 | 0 | 1 | 0 | 0 | 0 | 0 | 0 | 0 | 0 | 0 | 0 | 0 | 0 | 0 | 0 | 0 | 0 | 0 | 0 | 0 | 0 | 0 | 0 | 0 | 0 | 0 | 0 | 0 | 0 | 0 | 0 | 0 | 0 | 0 | 1 | 0 | 0 | 1 | 1 | 1 | 1 | 1 | 0 | 1 | 1 | 1 | 0 | 0 | 1 | 0 | 0 | 0 | 0 | 2 |  | 0 | 0.5 | 0 | 0 | 0 | 0 | 0 | 0 | 0 | 0 | 0 | 0 | 0 | 0 | 1 | 0 | 0.5 | 0 | 0 | 0 | 0 | 0 | 0 | 0 | 0 | 0 | 0 | 0 | 0 | 1 | 3 | 0 | 2 | 0 | 1 | 0 | -935.05 | -534.25 | -39.4574 | Borden-Storey #1 230kV line | Borden-Storey #1 230kV line | Chowchilla-Le grand 115kV Line |  | 0 | 0 | 0 | 0 | 0 | 0 | 167.2185 | 369.35 | 28.4626 | Bellota-Weber 230kV line | Oro Loma-El Nido 115kV Line | Oro Loma-El Nido 115kV Line |  | 5 | 1 | YES | 2 | 5 | 1 | YES | 2
PG&E GBA | Kelso | 230 | 0 | 0 | 0 | 0 | 0 | 0 | 0 | 0 | 0 | 0 | 0 | 0 | 0 | 0 | 0 | 0 | 0 | 0 | 0 | 0 | 0 | 0 | 0 | 0 | 0 | 0 | 0 | 0 | 0 | 0 | 0 | 0 | 0 | 0 | 0 | 0 | 0 | 0 | 0 | 1 | 0 | 0 | 0 | 0 | 0 | 0 | 0 | 0 | 0 | 0 | 0 | 0 | 0 | 1 | 0 | 1 | 0 | 0 | 0 | 0 | 0 | 0 | 0 | 0 | 0 | 1 | 0 | 0 | 0 | 0 | 0 | 0 | 0 | 0 | 0 | 0 | 0 | 0 | 0 | 0 | 0 | 0 | 0 | 0 | 0 | 0 | 0 | 0 | 0 | 0 | 0 | 0 | 0 | 0 | 0 | 0 | 0 | 0 |  | 0 | 0 | 0 | 0 | 0 | 0 | 0 | 0 | 0 | 0 | 0 | 0 | 0 | 0 | 0 | 0 | 0 | 80.8 | 3.45 | 0 | 0 | 0 | 0 | 0 | 0 | 0 | 90.7 | 0 | 0 | 1 | 2 | 0 | 1 | 0 | 0 | 0 | -861.825 | -176.859 | 4164.2095 | Windmaster-Delta pumps 230 kV line | Windmaster-Delta pumps 230 kV line | Windmaster-Delta pumps 230 kV line |  | 0 | 0 | 0 | 0 | 0 | 0 | 2347.2685 | 3418.2344 | 4164.2095 | Tesla-Tracy-Pump 230 kV line #2 | Tesla-Tracy-Pump 230 kV line #2 | Windmaster-Delta pumps 230 kV line |  | 5 | 1 | YES | 2 | 1 | 1 | NO | 1
PG&E FRESNO | Kerchoff 1 | 115 | 0 | 0 | 0 | 0 | 0 | 0 | 0 | 0 | 0 | 0 | 0 | 0 | 0 | 0 | 0 | 0 | 0 | 0 | 0 | 0 | 0 | 0 | 0 | 0 | 0 | 0 | 0 | 0 | 0 | 0 | 0 | 0 | 0 | 0 | 0 | 0 | 0 | 0 | 0 | 0 | 0 | 0 | 0 | 0 | 0 | 1 | 0 | 0 | 0 | 0 | 0 | 0 | 0 | 0 | 0 | 0 | 0 | 0 | 0 | 0 | 0 | 0 | 0 | 0 | 0 | 0 | 0 | 0 | 0 | 0 | 0 | 0 | 0 | 0 | 0 | 0 | 0 | 0 | 1 | 0 | 0 | 1 | 1 | 0 | 0 | 1 | 0 | 1 | 0 | 1 | 1 | 0 | 1 | 0 | 0 | 0 | 0 | 1 |  | 0 | 0 | 0 | 0 | 0 | 0 | 0 | 0 | 0 | 0 | 0 | 0 | 0 | 0 | 0 | 0 | 2 | 0 | 0 | 0 | 0 | 0 | 0 | 0 | 0 | 0 | 0 | 0 | 0 | 1 | 2 | 0 | 1 | 0 | 0 | 0 | -935.05 | -534.25 | 28.4626 | Borden-Storey #1 230kV line | Borden-Storey #1 230kV line | Oro Loma-El Nido 115kV Line |  | 0 | 0 | 0 | 0 | 0 | 0 | 63.5 | 71.7 | 28.4626 | Merced 115/70kV TB#2 | Merced 115/70kV TB#2 | Oro Loma-El Nido 115kV Line |  | 5 | 1 | YES | 2 | 1 | 1 | NO | 1
PG&E KERN | Kern Oil | 115 | 0 | 0 | 0 | 0 | 0 | 0 | 0 | 0 | 0 | 0 | 0 | 0 | 0 | 0 | 0 | 0 | 0 | 0 | 0 | 0 | 0 | 0 | 0 | 0 | 0 | 0 | 0 | 0 | 0 | 0 | 0 | 0 | 0 | 0 | 0 | 0 | 0 | 0 | 0 | 0 | 0 | 0 | 0 | 0 | 0 | 0 | 0 | 0 | 0 | 0 | 0 | 0 | 0 | 0 | 0 | 0 | 0 | 0 | 0 | 0 | 0 | 0 | 0 | 0 | 0 | 0 | 0 | 0 | 1 | 0 | 1 | 0 | 0 | 0 | 1 | 0 | 0 | 0 | 1 | 0 | 0 | 0 | 0 | 0 | 0 | 0 | 0 | 0 | 0 | 0 | 0 | 0 | 0 | 0 | 1 | 0 | 0 | 0 |  | 0 | 0 | 0 | 0 | 0 | 0 | 0 | 0 | 0 | 0 | 0 | 0 | 0 | 0 | 0 | 0 | 0 | 0 | 0 | 0 | 0 | 0 | 0 | 1 | 0 | 0 | 0 | 0 | 0 | 1 | 0 | 0 | 0 | 0 | 0 | 0 | 1038.735 | 1360.45 | 855.1531 | Mustang-Henrietta 230 kV line | Gates-Arco 230 kV Line | Mustang-Henrietta 230 kV line |  | 0 | 0 | 0 | 0 | 0 | 0 | 1038.735 | 1360.45 | 855.1531 | Mustang-Henrietta 230 kV line | Gates-Arco 230 kV Line | Mustang-Henrietta 230 kV line |  | 1 | 1 | NO | 1 | 1 | 1 | NO | 1
PG&E KERN | Kern PP | 115 | 0 | 0 | 0 | 0 | 0 | 0 | 0 | 0 | 0 | 0 | 0 | 0 | 0 | 0 | 0 | 0 | 0 | 0 | 0 | 0 | 0 | 0 | 0 | 0 | 0 | 0 | 0 | 0 | 0 | 0 | 0 | 0 | 0 | 0 | 0 | 0 | 0 | 0 | 0 | 0 | 0 | 0 | 0 | 0 | 0 | 0 | 0 | 0 | 0 | 0 | 0 | 0 | 0 | 0 | 0 | 0 | 0 | 0 | 0 | 0 | 0 | 0 | 0 | 0 | 0 | 0 | 0 | 0 | 1 | 0 | 1 | 0 | 0 | 0 | 0 | 0 | 0 | 0 | 1 | 1 | 0 | 0 | 0 | 0 | 0 | 0 | 0 | 0 | 0 | 0 | 0 | 0 | 0 | 0 | 1 | 0 | 0 | 0 |  | 0 | 0 | 0 | 0 | 0 | 0 | 0 | 0 | 0 | 0 | 0 | 0 | 0 | 0 | 0 | 0 | 0 | 0 | 0 | 0 | 0 | 0 | 0 | 0 | 0 | 0 | 0 | 0 | 0 | 0 | 0 | 0 | 0 | 0 | 0 | 0 | 1038.735 | 1360.45 | 855.1531 | Mustang-Henrietta 230 kV line | Gates-Arco 230 kV Line | Mustang-Henrietta 230 kV line |  | 0 | 0 | 0 | 0 | 0 | 0 | 1038.735 | 1360.45 | 855.1531 | Mustang-Henrietta 230 kV line | Gates-Arco 230 kV Line | Mustang-Henrietta 230 kV line |  | 1 | 1 | NO | 1 | 1 | 1 | NO | 1
PG&E KERN | Kern PP | 230 | 0 | 0 | 0 | 0 | 0 | 0 | 0 | 0 | 0 | 0 | 0 | 0 | 0 | 0 | 0 | 0 | 0 | 0 | 0 | 0 | 0 | 0 | 0 | 0 | 0 | 0 | 0 | 0 | 0 | 0 | 0 | 0 | 0 | 0 | 0 | 0 | 0 | 0 | 0 | 0 | 0 | 0 | 0 | 0 | 0 | 0 | 0 | 0 | 0 | 0 | 0 | 0 | 0 | 0 | 0 | 0 | 0 | 0 | 0 | 0 | 0 | 0 | 0 | 0 | 0 | 0 | 0 | 1 | 0 | 0 | 0 | 0 | 0 | 0 | 0 | 0 | 0 | 0 | 1 | 1 | 0 | 0 | 0 | 0 | 0 | 0 | 0 | 0 | 0 | 0 | 0 | 0 | 0 | 0 | 1 | 0 | 0 | 0 |  | 0 | 0 | 0 | 0 | 0 | 0 | 0 | 0 | 0 | 0 | 0 | 0 | 0 | 0 | 0 | 0 | 0 | 0 | 0 | 0 | 0 | 0 | 0 | 0 | 0 | 0 | 0 | 0 | 0 | 0 | 0 | 0 | 0 | 0 | 0 | 0 | 343.215 | 253.0117 | 390.175 | Cal Flat-Gates 230 kV line | Cal Flat-Gates 230 kV line | Cal Flat-Gates 230 kV line |  | 0 | 0 | 0 | 0 | 0 | 0 | 343.215 | 253.0117 | 390.175 | Cal Flat-Gates 230 kV line | Cal Flat-Gates 230 kV line | Cal Flat-Gates 230 kV line |  | 1 | 1 | NO | 1 | 1 | 1 | NO | 1
PG&E KERN | Kern PP | 70 | 0 | 0 | 0 | 0 | 0 | 0 | 0 | 0 | 0 | 0 | 0 | 0 | 0 | 0 | 0 | 0 | 0 | 0 | 0 | 0 | 0 | 0 | 0 | 0 | 0 | 0 | 0 | 0 | 0 | 0 | 0 | 0 | 0 | 0 | 0 | 0 | 0 | 0 | 0 | 0 | 0 | 0 | 0 | 0 | 0 | 0 | 0 | 0 | 0 | 0 | 0 | 0 | 0 | 0 | 0 | 0 | 0 | 0 | 0 | 0 | 0 | 0 | 0 | 0 | 0 | 0 | 0 | 1 | 1 | 0 | 0 | 0 | 0 | 0 | 0 | 0 | 0 | 0 | 0 | 1 | 0 | 0 | 0 | 0 | 0 | 0 | 0 | 0 | 0 | 0 | 0 | 0 | 0 | 0 | 0 | 0 | 0 | 0 |  | 0 | 0 | 0 | 0 | 0 | 0 | 0 | 0 | 0 | 0 | 0 | 0 | 0 | 0 | 0 | 0 | 0 | 0 | 0 | 0 | 0 | 0 | 0 | 0 | 0 | 0 | 0 | 0 | 0 | 0 | 0 | 0 | 0 | 0 | 0 | 0 | 343.215 | 253.0117 | 390.175 | Cal Flat-Gates 230 kV line | Cal Flat-Gates 230 kV line | Cal Flat-Gates 230 kV line |  | 0 | 0 | 0 | 0 | 0 | 0 | 343.215 | 253.0117 | 390.175 | Cal Flat-Gates 230 kV line | Cal Flat-Gates 230 kV line | Cal Flat-Gates 230 kV line |  | 1 | 1 | NO | 1 | 1 | 1 | NO | 1
PG&E KERN | Kernridge | 115 | 0 | 0 | 0 | 0 | 0 | 0 | 0 | 0 | 0 | 0 | 0 | 0 | 0 | 0 | 0 | 0 | 0 | 0 | 0 | 0 | 0 | 0 | 0 | 0 | 0 | 0 | 0 | 0 | 0 | 0 | 0 | 0 | 0 | 0 | 0 | 0 | 0 | 0 | 0 | 0 | 0 | 0 | 0 | 0 | 0 | 0 | 0 | 0 | 0 | 0 | 0 | 0 | 0 | 0 | 0 | 0 | 0 | 0 | 0 | 0 | 0 | 0 | 0 | 0 | 0 | 0 | 0 | 1 | 1 | 0 | 0 | 0 | 0 | 0 | 1 | 0 | 0 | 0 | 1 | 0 | 0 | 0 | 0 | 0 | 0 | 0 | 0 | 0 | 0 | 0 | 0 | 0 | 0 | 0 | 1 | 0 | 0 | 0 |  | 0 | 0 | 0 | 0 | 0 | 0 | 0 | 0 | 0 | 0 | 0 | 0 | 0 | 0 | 0 | 0 | 0 | 0 | 0 | 0 | 0 | 0 | 0 | 0 | 0 | 0 | 0 | 0 | 0 | 0 | 0 | 0 | 0 | 0 | 0 | 0 | 343.215 | 253.0117 | 390.175 | Cal Flat-Gates 230 kV line | Cal Flat-Gates 230 kV line | Cal Flat-Gates 230 kV line |  | 0 | 0 | 0 | 0 | 0 | 0 | 343.215 | 253.0117 | 390.175 | Cal Flat-Gates 230 kV line | Cal Flat-Gates 230 kV line | Cal Flat-Gates 230 kV line |  | 1 | 1 | NO | 1 | 1 | 1 | NO | 1
PG&E FRESNO | Kingsburg | 115 | 0 | 0 | 0 | 0 | 0 | 0 | 0 | 0 | 0 | 0 | 0 | 0 | 0 | 0 | 0 | 0 | 0 | 0 | 0 | 0 | 0 | 0 | 0 | 0 | 0 | 0 | 0 | 0 | 0 | 0 | 0 | 0 | 0 | 0 | 0 | 0 | 0 | 0 | 0 | 0 | 0 | 0 | 0 | 0 | 0 | 1 | 0 | 0 | 0 | 0 | 0 | 0 | 0 | 0 | 0 | 0 | 0 | 0 | 0 | 0 | 0 | 0 | 0 | 0 | 0 | 0 | 0 | 0 | 0 | 0 | 0 | 0 | 0 | 0 | 0 | 0 | 0 | 0 | 1 | 0 | 0 | 1 | 0 | 1 | 1 | 1 | 0 | 0 | 0 | 1 | 0 | 0 | 0 | 0 | 1 | 0 | 0 | 2 |  | 0 | 0 | 0 | 0 | 0 | 0 | 0 | 0 | 0 | 0 | 0 | 0 | 0 | 0 | 0 | 0 | 0 | 0 | 0 | 0 | 0 | 0 | 0 | 0 | 0 | 0 | 0 | 0 | 0 | 0 | 3 | 0 | 2 | 0 | 1 | 0 | -935.05 | -534.25 | -39.4574 | Borden-Storey #1 230kV line | Borden-Storey #1 230kV line | Chowchilla-Le grand 115kV Line |  | 0 | 0 | 0 | 0 | 0 | 0 | 167.2185 | 530.75 | 506.5426 | Bellota-Weber 230kV line | NEW- Melones-Cottle 230kV line | Chowchilla-Le grand 115kV Line |  | 5 | 1 | YES | 2 | 5 | 1 | YES | 2
PG&E GBA | Kirker | 115 | 0 | 0 | 0 | 0 | 0 | 0 | 0 | 0 | 0 | 0 | 0 | 0 | 0 | 0 | 0 | 0 | 0 | 0 | 0 | 0 | 0 | 0 | 0 | 0 | 0 | 0 | 0 | 0 | 0 | 0 | 0 | 0 | 0 | 0 | 0 | 0 | 0 | 0 | 0 | 1 | 0 | 0 | 0 | 0 | 0 | 0 | 0 | 0 | 0 | 0 | 0 | 0 | 0 | 0 | 0 | 0 | 0 | 0 | 0 | 0 | 0 | 0 | 0 | 0 | 0 | 0 | 0 | 0 | 0 | 0 | 0 | 0 | 0 | 0 | 0 | 0 | 0 | 0 | 0 | 0 | 0 | 0 | 0 | 0 | 0 | 0 | 0 | 0 | 0 | 0 | 0 | 0 | 0 | 0 | 0 | 0 | 0 | 0 |  | 0 | 0 | 0 | 0 | 0 | 0 | 0 | 0 | 0 | 0 | 0 | 0 | 0 | 0 | 0 | 0 | 0 | 0 | 0 | 0 | 0 | 0 | 0 | 2.9 | 0 | 0 | 0 | 0 | 0 | 1 | 1 | 0 | 0 | 0 | 0 | 0 | -599.505 | 1292.236 | 5239.7208 | Collinsville-Tesla 500 kV Line | Collinsville-Tesla 500 kV Line | Collinsville-Tesla 500 kV Line |  | 0 | 0 | 0 | 0 | 0 | 0 | 8045.495 | 9937.236 | 5239.7208 | Collinsville-Tesla 500 kV Line | Collinsville-Tesla 500 kV Line | Collinsville-Tesla 500 kV Line |  | 5 | 1 | YES | 2 | 1 | 1 | NO | 1
PG&E NGBA | Knights Landing | 115 | 0 | 0 | 0 | 0 | 0 | 0 | 0 | 0 | 0 | 0 | 0 | 0 | 0 | 0 | 0 | 0 | 0 | 0 | 0 | 0 | 0 | 0 | 0 | 0 | 0 | 0 | 0 | 0 | 0 | 0 | 0 | 0 | 0 | 0 | 0 | 0 | 0 | 0 | 0 | 1 | 1 | 0 | 1 | 0 | 1 | 1 | 0 | 1 | 0 | 0 | 0 | 0 | 0 | 0 | 0 | 0 | 0 | 0 | 0 | 1 | 1 | 0 | 0 | 0 | 0 | 0 | 0 | 0 | 0 | 0 | 0 | 0 | 0 | 0 | 0 | 0 | 0 | 0 | 0 | 0 | 0 | 0 | 0 | 0 | 0 | 0 | 0 | 0 | 0 | 0 | 0 | 0 | 0 | 0 | 0 | 0 | 0 | 0 |  | 0 | 0 | 0 | 0 | 0 | 0 | 0 | 0 | 0 | 0 | 0 | 0 | 0 | 0 | 0 | 0 | 0 | 0 | 0 | 0 | 0 | 0 | 0 | 0 | 0 | 0 | 0 | 0 | 0 | 0 | 2 | 0 | 0 | 0 | 0 | 0 | -599.505 | 31.5 | 32.84 | Collinsville-Tesla 500 kV Line | Rocklin-Pleaseant grove 115kV line | Woodland- Davis 115kV line |  | 0 | 0 | 0 | 0 | 0 | 0 | 31.5 | 31.5 | 32.84 | Rocklin-Pleaseant grove 115kV line | Rocklin-Pleaseant grove 115kV line | Woodland- Davis 115kV line |  | 5 | 1 | YES | 2 | 1 | 1 | NO | 1
PG&E NGBA | Konocti | 60 | 0 | 0 | 0 | 0 | 0 | 0 | 0 | 0 | 0 | 0 | 0 | 0 | 0 | 0 | 0 | 0 | 0 | 0 | 0 | 0 | 0 | 0 | 0 | 0 | 0 | 0 | 0 | 0 | 0 | 0 | 0 | 0 | 0 | 0 | 0 | 0 | 0 | 0 | 0 | 1 | 0 | 1 | 0 | 0 | 0 | 0 | 0 | 0 | 0 | 0 | 0 | 0 | 1 | 0 | 1 | 1 | 0 | 0 | 0 | 0 | 0 | 0 | 0 | 0 | 0 | 0 | 1 | 0 | 0 | 0 | 0 | 0 | 0 | 0 | 0 | 0 | 0 | 0 | 0 | 0 | 0 | 0 | 0 | 0 | 0 | 0 | 0 | 0 | 0 | 0 | 0 | 0 | 0 | 0 | 0 | 0 | 0 | 1 |  | 0 | 0 | 0 | 0 | 0 | 0 | 0 | 0 | 0 | 0 | 0 | 0 | 0 | 0 | 0 | 0 | 0.2 | 0 | 0 | 0 | 0 | 0 | 0 | 0 | 0 | 0 | 0 | 0 | 0 | 1 | 2 | 0 | 0 | 0 | 0 | 0 | -599.505 | 125.773 | 944.182 | Collinsville-Tesla 500 kV Line | Birds Landing-Contra Costa 230kV Line | Birds Landing-Contra Costa 230kV Line |  | 1 | 0 | 0 | 0 | 0 | 0 | -199.275 | 125.773 | 944.182 | Birds Landing-Contra Costa 230kV Line | Birds Landing-Contra Costa 230kV Line | Birds Landing-Contra Costa 230kV Line |  | 5 | 5 | NO | 5 | 1 | 1 | NO | 1
SCE NOL | Kramer | 115 | 0 | 0 | 0 | 0 | 0 | 0 | 0 | 0 | 0 | 0 | 0 | 1 | 1 | 1 | 0 | 0 | 0 | 0 | 0 | 0 | 0 | 0 | 0 | 0 | 0 | 0 | 0 | 0 | 0 | 0 | 0 | 0 | 0 | 0 | 0 | 0 | 0 | 0 | 0 | 0 | 0 | 0 | 0 | 0 | 0 | 0 | 0 | 0 | 0 | 0 | 0 | 0 | 0 | 0 | 0 | 0 | 0 | 0 | 0 | 0 | 0 | 0 | 0 | 0 | 0 | 0 | 0 | 0 | 0 | 0 | 0 | 0 | 0 | 0 | 0 | 0 | 0 | 0 | 0 | 0 | 0 | 0 | 0 | 0 | 0 | 0 | 0 | 0 | 0 | 0 | 0 | 0 | 0 | 0 | 0 | 0 | 0 | 3 |  | 0 | 0 | 0 | 0 | 0 | 0 | 0 | 0 | 0 | 0 | 0 | 0 | 0 | 0 | 0 | 0 | 0 | 0 | 0 | 0 | 0 | 0 | 0 | 4 | 0 | 8 | 0 | 6 | 0 | 1 | 0 | 2 | 0 | 2 | 0 | 0 | -96.42 | -45.65 | 1021.4838 | South of Kramer Area Constraint | South of Kramer Area Constraint | South of Kramer Area Constraint |  | 0 | 2 | 0 | 2 | 0 | 0 | -96.42 | -45.65 | 1021.4838 | South of Kramer Area Constraint | South of Kramer Area Constraint | South of Kramer Area Constraint |  | 3 | 3 | NO | 3 | 1 | 1 | NO | 1
SCE NOL | Kramer | 230 | 0 | 0 | 0 | 0 | 0 | 0 | 0 | 0 | 0 | 0 | 0 | 1 | 1 | 1 | 0 | 0 | 0 | 0 | 0 | 0 | 0 | 0 | 0 | 0 | 0 | 0 | 0 | 0 | 0 | 0 | 0 | 0 | 0 | 0 | 0 | 0 | 0 | 0 | 0 | 0 | 0 | 0 | 0 | 0 | 0 | 0 | 0 | 0 | 0 | 0 | 0 | 0 | 0 | 0 | 0 | 0 | 0 | 0 | 0 | 0 | 0 | 0 | 0 | 0 | 0 | 0 | 0 | 0 | 0 | 0 | 0 | 0 | 0 | 0 | 0 | 0 | 0 | 0 | 0 | 0 | 0 | 0 | 0 | 0 | 0 | 0 | 0 | 0 | 0 | 0 | 0 | 0 | 0 | 0 | 0 | 0 | 0 | 3 |  | 0 | 0 | 0 | 0 | 0 | 0 | 0 | 0 | 0 | 75 | 0 | 17.5 | 0 | 0 | 1 | 0 | 0 | 0 | 0 | 0 | 0 | 0 | 0 | 0 | 164 | 200 | 286.2 | 0 | 0 | 1 | 0 | 2 | 0 | 2 | 0 | 0 | -96.42 | -45.65 | 1021.4838 | South of Kramer Area Constraint | South of Kramer Area Constraint | South of Kramer Area Constraint |  | 0 | 2 | 0 | 2 | 0 | 0 | -96.42 | -45.65 | 1021.4838 | South of Kramer Area Constraint | South of Kramer Area Constraint | South of Kramer Area Constraint |  | 3 | 3 | NO | 3 | 1 | 1 | NO | 1
SCE Metro | La Cienega | 230 | 0 | 0 | 0 | 0 | 0 | 0 | 0 | 0 | 1 | 1 | 0 | 0 | 0 | 0 | 0 | 0 | 0 | 0 | 0 | 0 | 0 | 0 | 0 | 0 | 0 | 0 | 0 | 0 | 0 | 0 | 0 | 0 | 0 | 0 | 0 | 0 | 0 | 0 | 0 | 0 | 0 | 0 | 0 | 0 | 0 | 0 | 0 | 0 | 0 | 0 | 0 | 0 | 0 | 0 | 0 | 0 | 0 | 0 | 0 | 0 | 0 | 0 | 0 | 0 | 0 | 0 | 0 | 0 | 0 | 0 | 0 | 0 | 0 | 0 | 0 | 0 | 0 | 0 | 0 | 0 | 0 | 0 | 0 | 0 | 0 | 0 | 0 | 0 | 0 | 0 | 0 | 0 | 0 | 0 | 0 | 0 | 0 | 0 |  | 0 | 0 | 0 | 0 | 0 | 0 | 0 | 0 | 0 | 0 | 0 | 0 | 0 | 0 | 0 | 0 | 0 | 0 | 0 | 0 | 0 | 0 | 0 | 0 | 0 | 0 | 0 | 0 | 0 | 0 | 0 | 0 | 0 | 0 | 0 | 0 | 2175 | 2437.5 | 3219.6408 | Hinson - Del Amo Constraint | Hinson - Del Amo Constraint | Hinson - Del Amo Constraint |  | 0 | 0 | 0 | 0 | 0 | 0 | 2175 | 2437.5 | 3219.6408 | Hinson - Del Amo Constraint | Hinson - Del Amo Constraint | Hinson - Del Amo Constraint |  | 1 | 1 | NO | 1 | 1 | 1 | NO | 1
SCE Metro | La Fresa | 230 | 0 | 0 | 0 | 0 | 0 | 0 | 0 | 0 | 1 | 1 | 0 | 0 | 0 | 0 | 0 | 0 | 0 | 0 | 0 | 0 | 0 | 0 | 0 | 0 | 0 | 0 | 0 | 0 | 0 | 0 | 0 | 0 | 0 | 0 | 0 | 0 | 0 | 0 | 0 | 0 | 0 | 0 | 0 | 0 | 0 | 0 | 0 | 0 | 0 | 0 | 0 | 0 | 0 | 0 | 0 | 0 | 0 | 0 | 0 | 0 | 0 | 0 | 0 | 0 | 0 | 0 | 0 | 0 | 0 | 0 | 0 | 0 | 0 | 0 | 0 | 0 | 0 | 0 | 0 | 0 | 0 | 0 | 0 | 0 | 0 | 0 | 0 | 0 | 0 | 0 | 0 | 0 | 0 | 0 | 0 | 0 | 0 | 0 |  | 0 | 0 | 0 | 0 | 0 | 0 | 0 | 0 | 0 | 0 | 0 | 0 | 0 | 0 | 0 | 0 | 0 | 0 | 0 | 0 | 0 | 0 | 0 | 0.64 | 0 | 0 | 0 | 0 | 0 | 1 | 0 | 0 | 0 | 0 | 0 | 0 | 2175 | 2437.5 | 3219.6408 | Hinson - Del Amo Constraint | Hinson - Del Amo Constraint | Hinson - Del Amo Constraint |  | 0 | 0 | 0 | 0 | 0 | 0 | 2175 | 2437.5 | 3219.6408 | Hinson - Del Amo Constraint | Hinson - Del Amo Constraint | Hinson - Del Amo Constraint |  | 1 | 1 | NO | 1 | 1 | 1 | NO | 1
SCE Metro | Laguna Bell | 230 | 0 | 0 | 0 | 0 | 0 | 0 | 0 | 0 | 0 | 1 | 0 | 0 | 0 | 0 | 0 | 0 | 0 | 0 | 0 | 0 | 0 | 0 | 0 | 0 | 0 | 0 | 0 | 0 | 0 | 0 | 0 | 0 | 0 | 0 | 0 | 0 | 0 | 0 | 0 | 0 | 0 | 0 | 0 | 0 | 0 | 0 | 0 | 0 | 0 | 0 | 0 | 0 | 0 | 0 | 0 | 0 | 0 | 0 | 0 | 0 | 0 | 0 | 0 | 0 | 0 | 0 | 0 | 0 | 0 | 0 | 0 | 0 | 0 | 0 | 0 | 0 | 0 | 0 | 0 | 0 | 0 | 0 | 0 | 0 | 0 | 0 | 0 | 0 | 0 | 0 | 0 | 0 | 0 | 0 | 0 | 0 | 0 | 0 |  | 0 | 0 | 0 | 0 | 0 | 0 | 0 | 0 | 0 | 0 | 0 | 0 | 0 | 0 | 0 | 0 | 0 | 0 | 0 | 0 | 0 | 0 | 0 | 3.27 | 0 | 0 | 350 | 0 | 0 | 1 | 0 | 0 | 0 | 0 | 0 | 0 | 9984.6 | 11497.7 | 13807.5055 | SCE Metro Area Default Constraint | SCE Metro Area Default Constraint | SCE Metro Area Default Constraint |  | 0 | 0 | 0 | 0 | 0 | 0 | 9984.6 | 11497.7 | 13807.5055 | SCE Metro Area Default Constraint | SCE Metro Area Default Constraint | SCE Metro Area Default Constraint |  | 1 | 1 | NO | 1 | 1 | 1 | NO | 1
PG&E KERN | Lakeview | 70 | 0 | 0 | 0 | 0 | 0 | 0 | 0 | 0 | 0 | 0 | 0 | 0 | 0 | 0 | 0 | 0 | 0 | 0 | 0 | 0 | 0 | 0 | 0 | 0 | 0 | 0 | 0 | 0 | 0 | 0 | 0 | 0 | 0 | 0 | 0 | 0 | 0 | 0 | 0 | 0 | 0 | 0 | 0 | 0 | 0 | 0 | 0 | 0 | 0 | 0 | 0 | 0 | 0 | 0 | 0 | 0 | 0 | 0 | 0 | 0 | 0 | 0 | 0 | 0 | 0 | 0 | 0 | 0 | 0 | 0 | 0 | 0 | 0 | 0 | 0 | 0 | 1 | 0 | 1 | 1 | 0 | 0 | 0 | 0 | 0 | 0 | 0 | 0 | 0 | 0 | 0 | 0 | 0 | 0 | 1 | 0 | 0 | 0 |  | 0 | 0 | 0 | 0 | 0 | 0 | 0 | 0 | 0 | 0 | 0 | 0 | 0 | 0 | 0 | 0 | 0 | 0 | 0 | 0 | 0 | 0 | 0 | 0 | 0 | 70 | 65.5 | 0 | 0 | 1 | 0 | 0 | 0 | 0 | 0 | 0 | 203.5 | 83.25 | 149.2 | Midway-Buena Vista Jct 230kV Line | Midway-Buena Vista Jct 230kV Line | Midway-Buena Vista Jct 230kV Line |  | 0 | 0 | 0 | 0 | 0 | 0 | 203.5 | 83.25 | 149.2 | Midway-Buena Vista Jct 230kV Line | Midway-Buena Vista Jct 230kV Line | Midway-Buena Vista Jct 230kV Line |  | 1 | 1 | NO | 1 | 1 | 1 | NO | 1
PG&E NGBA | Lakeville | 230 | 0 | 0 | 0 | 0 | 0 | 0 | 0 | 0 | 0 | 0 | 0 | 0 | 0 | 0 | 0 | 0 | 0 | 0 | 0 | 0 | 0 | 0 | 0 | 0 | 0 | 0 | 0 | 0 | 0 | 0 | 0 | 0 | 0 | 0 | 0 | 0 | 0 | 0 | 0 | 1 | 0 | 0 | 0 | 0 | 0 | 0 | 0 | 0 | 0 | 0 | 0 | 1 | 1 | 1 | 1 | 1 | 0 | 0 | 1 | 1 | 0 | 0 | 0 | 0 | 0 | 1 | 1 | 0 | 0 | 0 | 0 | 0 | 0 | 0 | 0 | 0 | 0 | 0 | 0 | 0 | 0 | 0 | 0 | 0 | 0 | 0 | 0 | 0 | 0 | 0 | 0 | 0 | 0 | 0 | 0 | 0 | 0 | 2 |  | 0 | 0 | 0 | 0 | 0 | 0 | 0 | 0 | 0 | 0 | 0 | 0 | 0 | 0 | 0 | 0 | 0 | 0 | 0 | 0 | 0 | 0 | 0 | 0 | 0 | 0 | 0 | 0 | 0 | 0 | 3 | 0 | 1 | 0 | 0 | 0 | -861.825 | -176.859 | 798.62 | Windmaster-Delta pumps 230 kV line | Windmaster-Delta pumps 230 kV line | Lakeville-Ignacio 230 kV line |  | 1 | 0 | 0 | 0 | 0 | 0 | -199.275 | 125.773 | 798.62 | Birds Landing-Contra Costa 230kV Line | Birds Landing-Contra Costa 230kV Line | Lakeville-Ignacio 230 kV line |  | 5 | 5 | NO | 5 | 1 | 1 | NO | 1
PG&E NGBA | Lakeville | 60 | 0 | 0 | 0 | 0 | 0 | 0 | 0 | 0 | 0 | 0 | 0 | 0 | 0 | 0 | 0 | 0 | 0 | 0 | 0 | 0 | 0 | 0 | 0 | 0 | 0 | 0 | 0 | 0 | 0 | 0 | 0 | 0 | 0 | 0 | 0 | 0 | 0 | 0 | 0 | 1 | 0 | 0 | 0 | 0 | 0 | 0 | 0 | 0 | 0 | 0 | 0 | 1 | 1 | 1 | 1 | 1 | 0 | 0 | 0 | 1 | 0 | 0 | 0 | 0 | 0 | 1 | 1 | 0 | 0 | 0 | 0 | 0 | 0 | 0 | 0 | 0 | 0 | 0 | 0 | 0 | 0 | 0 | 0 | 0 | 0 | 0 | 0 | 0 | 0 | 0 | 0 | 0 | 0 | 0 | 0 | 0 | 0 | 2 |  | 0 | 0 | 0 | 0 | 0 | 0 | 0 | 0 | 0 | 0 | 0 | 0 | 0 | 0 | 0 | 0 | 0 | 0 | 0 | 0 | 0 | 0 | 0 | 4 | 0 | 0 | 0 | 0 | 0 | 1 | 3 | 0 | 1 | 0 | 0 | 0 | -861.825 | -176.859 | 798.62 | Windmaster-Delta pumps 230 kV line | Windmaster-Delta pumps 230 kV line | Lakeville-Ignacio 230 kV line |  | 1 | 0 | 0 | 0 | 0 | 0 | -199.275 | 125.773 | 798.62 | Birds Landing-Contra Costa 230kV Line | Birds Landing-Contra Costa 230kV Line | Lakeville-Ignacio 230 kV line |  | 5 | 5 | NO | 5 | 1 | 1 | NO | 1
PG&E NGBA | Lakeville | 115 | 0 | 0 | 0 | 0 | 0 | 0 | 0 | 0 | 0 | 0 | 0 | 0 | 0 | 0 | 0 | 0 | 0 | 0 | 0 | 0 | 0 | 0 | 0 | 0 | 0 | 0 | 0 | 0 | 0 | 0 | 0 | 0 | 0 | 0 | 0 | 0 | 0 | 0 | 0 | 1 | 0 | 0 | 0 | 0 | 0 | 0 | 0 | 0 | 0 | 0 | 0 | 1 | 1 | 1 | 1 | 1 | 0 | 0 | 0 | 1 | 0 | 0 | 0 | 0 | 0 | 1 | 1 | 0 | 0 | 0 | 0 | 0 | 0 | 0 | 0 | 0 | 0 | 0 | 0 | 0 | 0 | 0 | 0 | 0 | 0 | 0 | 0 | 0 | 0 | 0 | 0 | 0 | 0 | 0 | 0 | 0 | 0 | 2 |  | 0 | 0 | 0 | 0 | 0 | 0 | 0 | 0 | 0 | 0 | 0 | 0 | 0 | 0 | 0 | 0 | 0 | 0 | 0 | 0 | 0 | 0 | 0 | 0 | 0 | 0 | 50 | 0 | 0 | 1 | 3 | 0 | 1 | 0 | 0 | 0 | -861.825 | -176.859 | 798.62 | Windmaster-Delta pumps 230 kV line | Windmaster-Delta pumps 230 kV line | Lakeville-Ignacio 230 kV line |  | 1 | 0 | 0 | 0 | 0 | 0 | -199.275 | 125.773 | 798.62 | Birds Landing-Contra Costa 230kV Line | Birds Landing-Contra Costa 230kV Line | Lakeville-Ignacio 230 kV line |  | 5 | 5 | NO | 5 | 1 | 1 | NO | 1
PG&E GBA | Lakewood | 115 | 0 | 0 | 0 | 0 | 0 | 0 | 0 | 0 | 0 | 0 | 0 | 0 | 0 | 0 | 0 | 0 | 0 | 0 | 0 | 0 | 0 | 0 | 0 | 0 | 0 | 0 | 0 | 0 | 0 | 0 | 0 | 0 | 0 | 0 | 0 | 0 | 0 | 0 | 0 | 1 | 0 | 0 | 0 | 0 | 0 | 0 | 0 | 0 | 0 | 0 | 0 | 0 | 0 | 0 | 0 | 0 | 0 | 0 | 0 | 0 | 0 | 0 | 0 | 0 | 0 | 0 | 0 | 0 | 0 | 0 | 0 | 0 | 0 | 0 | 0 | 0 | 0 | 0 | 0 | 0 | 0 | 0 | 0 | 0 | 0 | 0 | 0 | 0 | 0 | 0 | 0 | 0 | 0 | 0 | 0 | 0 | 0 | 0 |  | 0 | 0 | 0 | 0 | 0 | 0 | 0 | 0 | 0 | 0 | 0 | 0 | 0 | 0 | 0 | 0 | 0 | 0 | 0 | 0 | 0 | 0 | 0 | 0 | 0 | 0 | 0 | 0 | 0 | 0 | 1 | 0 | 0 | 0 | 0 | 0 | -599.505 | 1292.236 | 5239.7208 | Collinsville-Tesla 500 kV Line | Collinsville-Tesla 500 kV Line | Collinsville-Tesla 500 kV Line |  | 0 | 0 | 0 | 0 | 0 | 0 | 8045.495 | 9937.236 | 5239.7208 | Collinsville-Tesla 500 kV Line | Collinsville-Tesla 500 kV Line | Collinsville-Tesla 500 kV Line |  | 5 | 1 | YES | 2 | 1 | 1 | NO | 1
PG&E NGBA | Lambie | 230 | 0 | 0 | 0 | 0 | 0 | 0 | 0 | 0 | 0 | 0 | 0 | 0 | 0 | 0 | 0 | 0 | 0 | 0 | 0 | 0 | 0 | 0 | 0 | 0 | 0 | 0 | 0 | 0 | 0 | 0 | 0 | 0 | 0 | 0 | 0 | 0 | 0 | 0 | 0 | 1 | 0 | 0 | 0 | 0 | 0 | 0 | 0 | 0 | 0 | 0 | 0 | 0 | 0 | 1 | 1 | 1 | 0 | 0 | 1 | 1 | 0 | 0 | 0 | 0 | 0 | 1 | 1 | 0 | 0 | 0 | 0 | 0 | 0 | 0 | 0 | 0 | 0 | 0 | 0 | 0 | 0 | 0 | 0 | 0 | 0 | 0 | 0 | 0 | 0 | 0 | 0 | 0 | 0 | 0 | 0 | 0 | 0 | 0 |  | 0 | 0 | 0 | 0 | 0 | 0 | 0 | 0 | 0 | 0 | 0 | 0 | 0 | 0 | 0 | 0 | 0 | 0 | 0 | 0 | 0 | 0 | 0 | 0 | 0 | 0 | 0 | 0 | 0 | 0 | 3 | 0 | 1 | 0 | 0 | 0 | -861.825 | -176.859 | 944.182 | Windmaster-Delta pumps 230 kV line | Windmaster-Delta pumps 230 kV line | Birds Landing-Contra Costa 230kV Line |  | 1 | 0 | 0 | 0 | 0 | 0 | -199.275 | 125.773 | 944.182 | Birds Landing-Contra Costa 230kV Line | Birds Landing-Contra Costa 230kV Line | Birds Landing-Contra Costa 230kV Line |  | 5 | 5 | NO | 5 | 1 | 1 | NO | 1
PG&E GBA | Lammers | 115 | 0 | 0 | 0 | 0 | 0 | 0 | 0 | 0 | 0 | 0 | 0 | 0 | 0 | 0 | 0 | 0 | 0 | 0 | 0 | 0 | 0 | 0 | 0 | 0 | 0 | 0 | 0 | 0 | 0 | 0 | 0 | 0 | 0 | 0 | 0 | 0 | 0 | 0 | 0 | 0 | 0 | 0 | 0 | 0 | 0 | 1 | 0 | 0 | 0 | 0 | 0 | 0 | 0 | 0 | 0 | 1 | 0 | 1 | 0 | 1 | 0 | 0 | 0 | 0 | 0 | 1 | 0 | 0 | 0 | 0 | 0 | 0 | 0 | 0 | 0 | 0 | 0 | 0 | 0 | 0 | 0 | 0 | 0 | 0 | 0 | 0 | 0 | 0 | 0 | 0 | 0 | 0 | 0 | 0 | 0 | 0 | 0 | 0 |  | 0 | 0 | 0 | 0 | 0 | 0 | 0 | 0 | 0 | 0 | 0 | 0 | 0 | 0 | 0 | 0 | 0 | 0 | 0 | 0 | 0 | 0 | 0 | 0 | 0 | 0 | 0 | 0 | 0 | 0 | 1 | 0 | 0 | 0 | 0 | 0 | -292.7815 | 181.7909 | 692.3714 | Bellota-Weber 230kV line | Kasson Jct-Heinz 115 kV line | Kasson Jct-Heinz 115 kV line |  | 0 | 0 | 0 | 0 | 0 | 0 | 77.2685 | 181.7909 | 692.3714 | Kasson Jct-Heinz 115 kV line | Kasson Jct-Heinz 115 kV line | Kasson Jct-Heinz 115 kV line |  | 5 | 1 | YES | 2 | 1 | 1 | NO | 1
PG&E KERN | Lamont | 115 | 0 | 0 | 0 | 0 | 0 | 0 | 0 | 0 | 0 | 0 | 0 | 0 | 0 | 0 | 0 | 0 | 0 | 0 | 0 | 0 | 0 | 0 | 0 | 0 | 0 | 0 | 0 | 0 | 0 | 0 | 0 | 0 | 0 | 0 | 0 | 0 | 0 | 0 | 0 | 0 | 0 | 0 | 0 | 0 | 0 | 0 | 0 | 0 | 0 | 0 | 0 | 0 | 0 | 0 | 0 | 0 | 0 | 0 | 0 | 0 | 0 | 0 | 0 | 0 | 0 | 0 | 0 | 0 | 0 | 0 | 1 | 0 | 0 | 1 | 0 | 0 | 0 | 0 | 1 | 1 | 0 | 0 | 0 | 0 | 0 | 0 | 0 | 0 | 0 | 0 | 0 | 0 | 0 | 0 | 1 | 0 | 0 | 0 |  | 0 | 0 | 0 | 0 | 0 | 0 | 0 | 0 | 0 | 0 | 0 | 0 | 0 | 0 | 0 | 0 | 5 | 0 | 0 | 0 | 0 | 0 | 0 | 4 | 0 | 80 | 0 | 0 | 0 | 1 | 0 | 0 | 0 | 0 | 0 | 0 | 179.8 | 179.8 | 41.218 | Kern-Tevis-Stockdale-Lamont 115kV line | Kern-Tevis-Stockdale-Lamont 115kV line | Kern-Tevis-Stockdale-Lamont 115kV line |  | 0 | 0 | 0 | 0 | 0 | 0 | 179.8 | 179.8 | 41.218 | Kern-Tevis-Stockdale-Lamont 115kV line | Kern-Tevis-Stockdale-Lamont 115kV line | Kern-Tevis-Stockdale-Lamont 115kV line |  | 1 | 1 | NO | 1 | 1 | 1 | NO | 1
PG&E FRESNO | Las Aguilas | 230 | 0 | 0 | 0 | 0 | 0 | 0 | 0 | 0 | 0 | 0 | 0 | 0 | 0 | 0 | 0 | 0 | 0 | 0 | 0 | 0 | 0 | 0 | 0 | 0 | 0 | 0 | 0 | 0 | 0 | 0 | 0 | 0 | 0 | 0 | 0 | 0 | 0 | 0 | 0 | 0 | 0 | 0 | 0 | 0 | 0 | 0 | 0 | 0 | 0 | 0 | 0 | 0 | 0 | 0 | 0 | 0 | 0 | 0 | 0 | 0 | 0 | 0 | 0 | 0 | 0 | 0 | 0 | 0 | 0 | 0 | 0 | 0 | 0 | 0 | 0 | 0 | 0 | 0 | 1 | 1 | 0 | 1 | 0 | 0 | 0 | 1 | 0 | 0 | 0 | 0 | 0 | 0 | 0 | 0 | 0 | 0 | 1 | 1 |  | 0 | 0 | 0 | 0 | 0 | 0 | 0 | 0 | 0 | 0 | 0 | 0 | 0 | 0 | 0 | 0 | 0 | 0 | 0 | 0 | 0 | 0 | 0 | 0 | 0 | 0 | 0 | 0 | 0 | 0 | 0 | 0 | 0 | 0 | 0 | 0 | 972.85 | 1449.095 | 1792.1552 | Tranquility-Helm 230kV Line | Tranquility-Helm 230kV Line | Gates 500/230kV TB #12 |  | 0 | 0 | 0 | 0 | 0 | 0 | 972.85 | 1449.095 | 1792.1552 | Tranquility-Helm 230kV Line | Tranquility-Helm 230kV Line | Gates 500/230kV TB #12 |  | 1 | 1 | NO | 1 | 1 | 1 | NO | 1
EOP | Lathrop | 138 | 0 | 0 | 0 | 0 | 0 | 0 | 0 | 0 | 0 | 0 | 0 | 0 | 0 | 0 | 0 | 0 | 0 | 0 | 0 | 0 | 0 | 0 | 1 | 1 | 1 | 0 | 0 | 0 | 0 | 0 | 0 | 0 | 0 | 0 | 0 | 0 | 0 | 0 | 0 | 0 | 0 | 0 | 0 | 0 | 0 | 0 | 0 | 0 | 0 | 0 | 0 | 0 | 0 | 0 | 0 | 0 | 0 | 0 | 0 | 0 | 0 | 0 | 0 | 0 | 0 | 0 | 0 | 0 | 0 | 0 | 0 | 0 | 0 | 0 | 0 | 0 | 0 | 0 | 0 | 0 | 0 | 0 | 0 | 0 | 0 | 0 | 0 | 0 | 0 | 0 | 0 | 0 | 0 | 0 | 0 | 0 | 0 | 2 |  | 0 | 0 | 0 | 0 | 0 | 0 | 0 | 0 | 0 | 0 | 0 | 0 | 0 | 0 | 0 | 0 | 0 | 0 | 0 | 0 | 0 | 0 | 0 | 0 | 0 | 0 | 0 | 0 | 0 | 0 | 1 | 0 | 0 | 0 | 0 | 0 | -236.375 | 1704.39 | 2601.53 | Lugo - Victorville area constraint | Sloan Canyon - Eldorado 500 kV constraint | GLW 230kV area constraint |  | 1 | 0 | 0 | 0 | 0 | 0 | -236.375 | 1704.39 | 2601.53 | Lugo - Victorville area constraint | Sloan Canyon - Eldorado 500 kV constraint | GLW 230kV area constraint |  | 5 | 5 | NO | 5 | 1 | 1 | NO | 1
EOP | Lathrop | 230 | 0 | 0 | 0 | 0 | 0 | 0 | 0 | 0 | 0 | 0 | 0 | 0 | 0 | 0 | 0 | 0 | 0 | 0 | 0 | 0 | 0 | 0 | 1 | 1 | 1 | 0 | 0 | 0 | 0 | 0 | 0 | 0 | 0 | 0 | 0 | 0 | 0 | 0 | 0 | 0 | 0 | 0 | 0 | 0 | 0 | 0 | 0 | 0 | 0 | 0 | 0 | 0 | 0 | 0 | 0 | 0 | 0 | 0 | 0 | 0 | 0 | 0 | 0 | 0 | 0 | 0 | 0 | 0 | 0 | 0 | 0 | 0 | 0 | 0 | 0 | 0 | 0 | 0 | 0 | 0 | 0 | 0 | 0 | 0 | 0 | 0 | 0 | 0 | 0 | 0 | 0 | 0 | 0 | 0 | 0 | 0 | 0 | 2 |  | 0 | 0 | 0 | 0 | 0 | 0 | 0 | 0 | 0 | 0 | 0 | 0 | 0 | 0 | 0 | 0 | 0 | 300 | 0 | 0 | 0 | 0 | 0 | 0 | 0 | 0 | 0 | 0 | 0 | 1 | 1 | 0 | 0 | 0 | 0 | 0 | -236.375 | 1704.39 | 2601.53 | Lugo - Victorville area constraint | Sloan Canyon - Eldorado 500 kV constraint | GLW 230kV area constraint |  | 1 | 0 | 0 | 0 | 0 | 0 | -236.375 | 1704.39 | 2601.53 | Lugo - Victorville area constraint | Sloan Canyon - Eldorado 500 kV constraint | GLW 230kV area constraint |  | 5 | 5 | NO | 5 | 1 | 1 | NO | 1
PG&E FRESNO | Le Grand | 115 | 0 | 0 | 0 | 0 | 0 | 0 | 0 | 0 | 0 | 0 | 0 | 0 | 0 | 0 | 0 | 0 | 0 | 0 | 0 | 0 | 0 | 0 | 0 | 0 | 0 | 0 | 0 | 0 | 0 | 0 | 0 | 0 | 0 | 0 | 0 | 0 | 0 | 0 | 0 | 0 | 0 | 0 | 0 | 0 | 0 | 1 | 0 | 0 | 0 | 0 | 0 | 0 | 0 | 0 | 0 | 0 | 0 | 0 | 0 | 0 | 0 | 0 | 0 | 0 | 0 | 0 | 0 | 0 | 0 | 0 | 0 | 0 | 0 | 0 | 0 | 0 | 0 | 0 | 1 | 1 | 0 | 1 | 1 | 1 | 1 | 1 | 0 | 1 | 1 | 1 | 1 | 0 | 1 | 0 | 0 | 0 | 0 | 2 |  | 0 | 0 | 0 | 0 | 0 | 0 | 0 | 0 | 0 | 0 | 0 | 0 | 0 | 0 | 0 | 0 | 0 | 0 | 0 | 0 | 0 | 0 | 0 | 0 | 30 | 75 | 0 | 0 | 0 | 1 | 3 | 0 | 2 | 0 | 1 | 0 | -935.05 | -534.25 | -39.4574 | Borden-Storey #1 230kV line | Borden-Storey #1 230kV line | Chowchilla-Le grand 115kV Line |  | 0 | 0 | 0 | 0 | 0 | 0 | 63.5 | 71.7 | 28.4626 | Merced 115/70kV TB#2 | Merced 115/70kV TB#2 | Oro Loma-El Nido 115kV Line |  | 5 | 1 | YES | 2 | 5 | 1 | YES | 2
PG&E FRESNO | Lemoore | 70 | 0 | 0 | 0 | 0 | 0 | 0 | 0 | 0 | 0 | 0 | 0 | 0 | 0 | 0 | 0 | 0 | 0 | 0 | 0 | 0 | 0 | 0 | 0 | 0 | 0 | 0 | 0 | 0 | 0 | 0 | 0 | 0 | 0 | 0 | 0 | 0 | 0 | 0 | 0 | 0 | 0 | 0 | 0 | 0 | 0 | 0 | 0 | 0 | 0 | 0 | 0 | 0 | 0 | 0 | 0 | 0 | 0 | 0 | 0 | 0 | 0 | 0 | 0 | 0 | 0 | 0 | 0 | 0 | 1 | 0 | 0 | 0 | 0 | 0 | 0 | 0 | 0 | 0 | 0 | 1 | 0 | 1 | 0 | 0 | 0 | 0 | 0 | 0 | 0 | 0 | 0 | 0 | 0 | 0 | 0 | 0 | 0 | 0 |  | 0 | 0 | 0 | 0 | 0 | 0 | 0 | 0 | 0 | 0 | 0 | 0 | 0 | 0 | 0 | 0 | 0 | 0 | 0 | 0 | 0 | 0 | 0 | 0 | 0 | 22 | 0 | 5 | 0 | 1 | 0 | 0 | 0 | 0 | 0 | 0 | 972.85 | 1360.45 | 956.9293 | Tranquility-Helm 230kV Line | Gates-Arco 230 kV Line | Gates-Arco 230 kV Line |  | 0 | 0 | 0 | 0 | 0 | 0 | 972.85 | 1360.45 | 956.9293 | Tranquility-Helm 230kV Line | Gates-Arco 230 kV Line | Gates-Arco 230 kV Line |  | 1 | 1 | NO | 1 | 1 | 1 | NO | 1
PG&E KERN | Lerdo | 115 | 0 | 0 | 0 | 0 | 0 | 0 | 0 | 0 | 0 | 0 | 0 | 0 | 0 | 0 | 0 | 0 | 0 | 0 | 0 | 0 | 0 | 0 | 0 | 0 | 0 | 0 | 0 | 0 | 0 | 0 | 0 | 0 | 0 | 0 | 0 | 0 | 0 | 0 | 0 | 0 | 0 | 0 | 0 | 0 | 0 | 0 | 0 | 0 | 0 | 0 | 0 | 0 | 0 | 0 | 0 | 0 | 0 | 0 | 0 | 0 | 0 | 0 | 0 | 0 | 0 | 0 | 0 | 1 | 1 | 0 | 1 | 0 | 0 | 0 | 1 | 0 | 0 | 0 | 1 | 0 | 0 | 0 | 0 | 0 | 0 | 0 | 0 | 0 | 0 | 0 | 0 | 0 | 0 | 0 | 1 | 0 | 0 | 0 |  | 0 | 0 | 0 | 0 | 0 | 0 | 0 | 0 | 0 | 0 | 0 | 0 | 0 | 0 | 0 | 0 | 0 | 0 | 0 | 0 | 0 | 0 | 0 | 0 | 0 | 0 | 0 | 0 | 0 | 0 | 0 | 0 | 0 | 0 | 0 | 0 | 343.215 | 253.0117 | 390.175 | Cal Flat-Gates 230 kV line | Cal Flat-Gates 230 kV line | Cal Flat-Gates 230 kV line |  | 0 | 0 | 0 | 0 | 0 | 0 | 343.215 | 253.0117 | 390.175 | Cal Flat-Gates 230 kV line | Cal Flat-Gates 230 kV line | Cal Flat-Gates 230 kV line |  | 1 | 1 | NO | 1 | 1 | 1 | NO | 1
SCE Metro | Lewis | 230 | 0 | 0 | 0 | 0 | 0 | 0 | 0 | 0 | 0 | 1 | 0 | 0 | 0 | 0 | 0 | 0 | 0 | 0 | 0 | 0 | 0 | 0 | 0 | 0 | 0 | 0 | 0 | 0 | 0 | 0 | 0 | 0 | 0 | 0 | 0 | 0 | 0 | 0 | 0 | 0 | 0 | 0 | 0 | 0 | 0 | 0 | 0 | 0 | 0 | 0 | 0 | 0 | 0 | 0 | 0 | 0 | 0 | 0 | 0 | 0 | 0 | 0 | 0 | 0 | 0 | 0 | 0 | 0 | 0 | 0 | 0 | 0 | 0 | 0 | 0 | 0 | 0 | 0 | 0 | 0 | 0 | 0 | 0 | 0 | 0 | 0 | 0 | 0 | 0 | 0 | 0 | 0 | 0 | 0 | 0 | 0 | 0 | 0 |  | 0 | 0 | 0 | 0 | 0 | 0 | 0 | 0 | 0 | 0 | 0 | 0 | 0 | 0 | 0 | 0 | 0 | 0 | 0 | 0 | 0 | 0 | 0 | 0 | 0 | 0 | 0 | 0 | 0 | 0 | 0 | 0 | 0 | 0 | 0 | 0 | 9984.6 | 11497.7 | 13807.5055 | SCE Metro Area Default Constraint | SCE Metro Area Default Constraint | SCE Metro Area Default Constraint |  | 0 | 0 | 0 | 0 | 0 | 0 | 9984.6 | 11497.7 | 13807.5055 | SCE Metro Area Default Constraint | SCE Metro Area Default Constraint | SCE Metro Area Default Constraint |  | 1 | 1 | NO | 1 | 1 | 1 | NO | 1
SCE Metro | Lighthipe | 230 | 0 | 0 | 0 | 0 | 0 | 0 | 0 | 0 | 1 | 1 | 0 | 0 | 0 | 0 | 0 | 0 | 0 | 0 | 0 | 0 | 0 | 0 | 0 | 0 | 0 | 0 | 0 | 0 | 0 | 0 | 0 | 0 | 0 | 0 | 0 | 0 | 0 | 0 | 0 | 0 | 0 | 0 | 0 | 0 | 0 | 0 | 0 | 0 | 0 | 0 | 0 | 0 | 0 | 0 | 0 | 0 | 0 | 0 | 0 | 0 | 0 | 0 | 0 | 0 | 0 | 0 | 0 | 0 | 0 | 0 | 0 | 0 | 0 | 0 | 0 | 0 | 0 | 0 | 0 | 0 | 0 | 0 | 0 | 0 | 0 | 0 | 0 | 0 | 0 | 0 | 0 | 0 | 0 | 0 | 0 | 0 | 0 | 0 |  | 0 | 0 | 0 | 0 | 0 | 0 | 0 | 0 | 0 | 0 | 0 | 0 | 0 | 0 | 0 | 0 | 0 | 0 | 0 | 0 | 0 | 0 | 0 | 3.24 | 0 | 0 | 0 | 0 | 0 | 1 | 0 | 0 | 0 | 0 | 0 | 0 | 2175 | 2437.5 | 3219.6408 | Hinson - Del Amo Constraint | Hinson - Del Amo Constraint | Hinson - Del Amo Constraint |  | 0 | 0 | 0 | 0 | 0 | 0 | 2175 | 2437.5 | 3219.6408 | Hinson - Del Amo Constraint | Hinson - Del Amo Constraint | Hinson - Del Amo Constraint |  | 1 | 1 | NO | 1 | 1 | 1 | NO | 1
SDGE | Lilac | 69 | 0 | 0 | 0 | 0 | 0 | 0 | 0 | 0 | 0 | 0 | 0 | 0 | 0 | 0 | 0 | 0 | 0 | 0 | 0 | 0 | 0 | 0 | 0 | 0 | 0 | 1 | 0 | 0 | 0 | 0 | 1 | 0 | 1 | 1 | 0 | 0 | 0 | 1 | 0 | 0 | 0 | 0 | 0 | 0 | 0 | 0 | 0 | 0 | 0 | 0 | 0 | 0 | 0 | 0 | 0 | 0 | 0 | 0 | 0 | 0 | 0 | 0 | 0 | 0 | 0 | 0 | 0 | 0 | 0 | 0 | 0 | 0 | 0 | 0 | 0 | 0 | 0 | 0 | 0 | 0 | 0 | 0 | 0 | 0 | 0 | 0 | 0 | 0 | 0 | 0 | 0 | 0 | 0 | 0 | 0 | 0 | 0 | 2 |  | 0 | 0 | 0 | 0 | 0 | 0 | 0 | 0 | 0 | 0 | 0 | 0 | 0 | 0 | 0 | 0 | 0 | 0 | 0 | 0 | 0 | 0 | 0 | 0 | 0 | 0 | 0 | 0 | 0 | 0 | 0 | 0 | 0 | 0 | 0 | 0 | 94.4 | 149.2 | 313.6 | Ocean Ranch 69 kV constraint | Ocean Ranch 69 kV constraint | Ocean Ranch 69 kV constraint |  | 0 | 0 | 0 | 0 | 0 | 0 | 94.4 | 149.2 | 313.6 | Ocean Ranch 69 kV constraint | Ocean Ranch 69 kV constraint | Ocean Ranch 69 kV constraint |  | 1 | 1 | NO | 1 | 1 | 1 | NO | 1
PG&E NGBA | Lincoln | 115 | 0 | 0 | 0 | 0 | 0 | 0 | 0 | 0 | 0 | 0 | 0 | 0 | 0 | 0 | 0 | 0 | 0 | 0 | 0 | 0 | 0 | 0 | 0 | 0 | 0 | 0 | 0 | 0 | 0 | 0 | 0 | 0 | 0 | 0 | 0 | 0 | 0 | 0 | 0 | 1 | 1 | 0 | 1 | 0 | 1 | 1 | 1 | 1 | 0 | 0 | 0 | 0 | 0 | 0 | 0 | 0 | 0 | 0 | 0 | 1 | 1 | 0 | 0 | 0 | 0 | 0 | 0 | 0 | 0 | 0 | 0 | 0 | 0 | 0 | 0 | 0 | 0 | 0 | 0 | 0 | 0 | 0 | 0 | 0 | 0 | 0 | 0 | 0 | 0 | 0 | 0 | 0 | 0 | 0 | 0 | 0 | 0 | 0 |  | 0 | 0 | 0 | 0 | 0 | 0 | 0 | 0 | 0 | 0 | 0 | 0 | 0 | 0 | 0 | 0 | 0 | 0 | 0 | 0 | 0 | 0 | 0 | 0 | 0 | 0 | 0 | 0 | 0 | 0 | 2 | 0 | 0 | 0 | 0 | 0 | -599.505 | 31.5 | 32.84 | Collinsville-Tesla 500 kV Line | Rocklin-Pleaseant grove 115kV line | Woodland- Davis 115kV line |  | 0 | 0 | 0 | 0 | 0 | 0 | 31.5 | 31.5 | 32.84 | Rocklin-Pleaseant grove 115kV line | Rocklin-Pleaseant grove 115kV line | Woodland- Davis 115kV line |  | 5 | 1 | YES | 2 | 1 | 1 | NO | 1
PG&E KERN | Live Oak | 115 | 0 | 0 | 0 | 0 | 0 | 0 | 0 | 0 | 0 | 0 | 0 | 0 | 0 | 0 | 0 | 0 | 0 | 0 | 0 | 0 | 0 | 0 | 0 | 0 | 0 | 0 | 0 | 0 | 0 | 0 | 0 | 0 | 0 | 0 | 0 | 0 | 0 | 0 | 0 | 0 | 0 | 0 | 0 | 0 | 0 | 0 | 0 | 0 | 0 | 0 | 0 | 0 | 0 | 0 | 0 | 0 | 0 | 0 | 0 | 0 | 0 | 0 | 0 | 0 | 0 | 0 | 0 | 0 | 1 | 0 | 1 | 0 | 0 | 0 | 0 | 0 | 0 | 0 | 1 | 0 | 0 | 0 | 0 | 0 | 0 | 0 | 0 | 0 | 0 | 0 | 0 | 0 | 0 | 0 | 1 | 0 | 0 | 0 |  | 0 | 0 | 0 | 0 | 0 | 0 | 0 | 0 | 0 | 0 | 0 | 0 | 0 | 0 | 0 | 0 | 0 | 0 | 0 | 0 | 0 | 0 | 0 | 0 | 0 | 0 | 0 | 0 | 0 | 0 | 0 | 0 | 0 | 0 | 0 | 0 | 1038.735 | 1360.45 | 855.1531 | Mustang-Henrietta 230 kV line | Gates-Arco 230 kV Line | Mustang-Henrietta 230 kV line |  | 0 | 0 | 0 | 0 | 0 | 0 | 1038.735 | 1360.45 | 855.1531 | Mustang-Henrietta 230 kV line | Gates-Arco 230 kV Line | Mustang-Henrietta 230 kV line |  | 1 | 1 | NO | 1 | 1 | 1 | NO | 1
PG&E GBA | Llagas | 115 | 0 | 0 | 0 | 0 | 0 | 0 | 0 | 0 | 0 | 0 | 0 | 0 | 0 | 0 | 0 | 0 | 0 | 0 | 0 | 0 | 0 | 0 | 0 | 0 | 0 | 0 | 0 | 0 | 0 | 0 | 0 | 0 | 0 | 0 | 0 | 0 | 0 | 0 | 0 | 0 | 0 | 0 | 0 | 0 | 0 | 0 | 0 | 0 | 0 | 0 | 0 | 0 | 1 | 0 | 0 | 1 | 0 | 0 | 0 | 1 | 0 | 0 | 0 | 0 | 1 | 0 | 0 | 0 | 0 | 0 | 0 | 0 | 0 | 0 | 0 | 0 | 0 | 0 | 0 | 0 | 0 | 0 | 0 | 0 | 0 | 0 | 0 | 0 | 0 | 0 | 0 | 0 | 0 | 0 | 0 | 0 | 0 | 1 |  | 0 | 0 | 0 | 0 | 0 | 0 | 0 | 0 | 0 | 0 | 0 | 0 | 0 | 0 | 0 | 0 | 0 | 0 | 0 | 0 | 0 | 0 | 0 | 0 | 0 | 0 | 0 | 0 | 0 | 0 | 0 | 0 | 0 | 0 | 0 | 0 | 338.65 | 358.51 | 303.18 | Morganhill-Metcalf 115kV Line | Morganhill-Metcalf 115kV Line | Morganhill-Metcalf 115kV Line |  | 0 | 0 | 0 | 0 | 0 | 0 | 338.65 | 358.51 | 303.18 | Morganhill-Metcalf 115kV Line | Morganhill-Metcalf 115kV Line | Morganhill-Metcalf 115kV Line |  | 1 | 1 | NO | 1 | 1 | 1 | NO | 1
PG&E GBA | Lockeford | 115 | 0 | 0 | 0 | 0 | 0 | 0 | 0 | 0 | 0 | 0 | 0 | 0 | 0 | 0 | 0 | 0 | 0 | 0 | 0 | 0 | 0 | 0 | 0 | 0 | 0 | 0 | 0 | 0 | 0 | 0 | 0 | 0 | 0 | 0 | 0 | 0 | 0 | 0 | 0 | 0 | 0 | 0 | 0 | 0 | 0 | 1 | 0 | 0 | 0 | 0 | 0 | 0 | 0 | 0 | 0 | 0 | 0 | 0 | 0 | 1 | 1 | 0 | 0 | 0 | 0 | 0 | 0 | 0 | 0 | 0 | 0 | 0 | 0 | 0 | 0 | 0 | 0 | 0 | 0 | 0 | 0 | 0 | 0 | 0 | 0 | 0 | 0 | 0 | 0 | 0 | 0 | 0 | 0 | 0 | 0 | 0 | 0 | 0 |  | 0 | 0 | 0 | 0 | 0 | 0 | 0 | 0 | 0 | 0 | 0 | 0 | 0 | 0 | 0 | 0 | 0 | 0 | 0 | 0 | 0 | 0 | 0 | 0 | 0 | 0 | 0 | 0 | 0 | 0 | 1 | 0 | 0 | 0 | 0 | 0 | -292.7815 | 389.5959 | 2840.2422 | Bellota-Weber 230kV line | Bellota-Weber 230kV line | Bellota-Weber 230kV line |  | 0 | 0 | 0 | 0 | 0 | 0 | 167.2185 | 686.7 | 2840.2422 | Bellota-Weber 230kV line | Eight Mile-Tesla 230 kV line | Bellota-Weber 230kV line |  | 5 | 1 | YES | 2 | 1 | 1 | NO | 1
PG&E GBA | Lockeford | 230 | 0 | 0 | 0 | 0 | 0 | 0 | 0 | 0 | 0 | 0 | 0 | 0 | 0 | 0 | 0 | 0 | 0 | 0 | 0 | 0 | 0 | 0 | 0 | 0 | 0 | 0 | 0 | 0 | 0 | 0 | 0 | 0 | 0 | 0 | 0 | 0 | 0 | 0 | 0 | 1 | 0 | 0 | 0 | 0 | 0 | 1 | 0 | 0 | 0 | 0 | 0 | 0 | 0 | 0 | 0 | 0 | 0 | 0 | 0 | 1 | 1 | 0 | 0 | 0 | 0 | 0 | 0 | 0 | 0 | 0 | 0 | 0 | 0 | 0 | 0 | 0 | 0 | 0 | 0 | 0 | 0 | 0 | 0 | 0 | 0 | 1 | 0 | 0 | 0 | 0 | 0 | 0 | 0 | 0 | 0 | 0 | 0 | 1 |  | 0 | 0 | 0 | 0 | 0 | 0 | 0 | 0 | 0 | 0 | 0 | 0 | 0 | 0 | 0 | 0 | 0 | 0 | 0 | 0 | 0 | 0 | 0 | 0 | 0 | 0 | 0 | 0 | 0 | 0 | 2 | 0 | 0 | 0 | 0 | 0 | -599.505 | 389.5959 | 2840.2422 | Collinsville-Tesla 500 kV Line | Bellota-Weber 230kV line | Bellota-Weber 230kV line |  | 0 | 0 | 0 | 0 | 0 | 0 | 167.2185 | 686.7 | 2840.2422 | Bellota-Weber 230kV line | Eight Mile-Tesla 230 kV line | Bellota-Weber 230kV line |  | 5 | 1 | YES | 2 | 1 | 1 | NO | 1
PG&E GBA | Lockeford | 60 | 0 | 0 | 0 | 0 | 0 | 0 | 0 | 0 | 0 | 0 | 0 | 0 | 0 | 0 | 0 | 0 | 0 | 0 | 0 | 0 | 0 | 0 | 0 | 0 | 0 | 0 | 0 | 0 | 0 | 0 | 0 | 0 | 0 | 0 | 0 | 0 | 0 | 0 | 0 | 1 | 0 | 0 | 0 | 0 | 0 | 1 | 0 | 0 | 0 | 0 | 0 | 0 | 0 | 0 | 0 | 0 | 0 | 0 | 0 | 1 | 1 | 0 | 0 | 0 | 0 | 0 | 0 | 0 | 0 | 0 | 0 | 0 | 0 | 0 | 0 | 0 | 0 | 0 | 0 | 0 | 0 | 0 | 0 | 0 | 0 | 1 | 0 | 0 | 0 | 0 | 0 | 0 | 0 | 0 | 0 | 0 | 0 | 1 |  | 0 | 0 | 0 | 0 | 0 | 0 | 0 | 0 | 0 | 0 | 0 | 0 | 0 | 0 | 0 | 0 | 0 | 0 | 0 | 0 | 0 | 0 | 0 | 0 | 0 | 0 | 0 | 0 | 0 | 0 | 2 | 0 | 0 | 0 | 0 | 0 | -599.505 | 389.5959 | 2840.2422 | Collinsville-Tesla 500 kV Line | Bellota-Weber 230kV line | Bellota-Weber 230kV line |  | 0 | 0 | 0 | 0 | 0 | 0 | 167.2185 | 686.7 | 2840.2422 | Bellota-Weber 230kV line | Eight Mile-Tesla 230 kV line | Bellota-Weber 230kV line |  | 5 | 1 | YES | 2 | 1 | 1 | NO | 1
PG&E GBA | Lodi | 230 | 0 | 0 | 0 | 0 | 0 | 0 | 0 | 0 | 0 | 0 | 0 | 0 | 0 | 0 | 0 | 0 | 0 | 0 | 0 | 0 | 0 | 0 | 0 | 0 | 0 | 0 | 0 | 0 | 0 | 0 | 0 | 0 | 0 | 0 | 0 | 0 | 0 | 0 | 0 | 1 | 0 | 0 | 0 | 0 | 0 | 1 | 0 | 1 | 0 | 0 | 0 | 0 | 0 | 0 | 0 | 0 | 0 | 0 | 0 | 1 | 1 | 0 | 0 | 0 | 0 | 0 | 0 | 0 | 0 | 0 | 0 | 0 | 0 | 0 | 0 | 0 | 0 | 0 | 0 | 0 | 0 | 0 | 0 | 0 | 0 | 0 | 0 | 0 | 0 | 0 | 0 | 0 | 0 | 0 | 0 | 0 | 0 | 0 |  | 0 | 0 | 0 | 0 | 0 | 0 | 0 | 0 | 0 | 0 | 0 | 0 | 0 | 0 | 0 | 0 | 0 | 0 | 0 | 0 | 0 | 0 | 0 | 0 | 0 | 0 | 0 | 0 | 0 | 0 | 2 | 0 | 0 | 0 | 0 | 0 | -599.505 | 389.5959 | 919.2036 | Collinsville-Tesla 500 kV Line | Bellota-Weber 230kV line | Rio Oso-Lockeford 230kV line |  | 0 | 0 | 0 | 0 | 0 | 0 | 167.2185 | 686.7 | 919.2036 | Bellota-Weber 230kV line | Eight Mile-Tesla 230 kV line | Rio Oso-Lockeford 230kV line |  | 5 | 1 | YES | 2 | 1 | 1 | NO | 1
PG&E NGBA | Logan Creek | 230 | 0 | 0 | 0 | 0 | 0 | 0 | 0 | 0 | 0 | 0 | 0 | 0 | 0 | 0 | 0 | 0 | 0 | 0 | 0 | 0 | 0 | 0 | 0 | 0 | 0 | 0 | 0 | 0 | 0 | 0 | 0 | 0 | 0 | 0 | 0 | 0 | 0 | 0 | 0 | 1 | 0 | 0 | 0 | 0 | 0 | 0 | 0 | 0 | 0 | 0 | 0 | 0 | 0 | 0 | 0 | 0 | 0 | 0 | 0 | 0 | 0 | 0 | 0 | 0 | 0 | 0 | 1 | 0 | 0 | 0 | 0 | 0 | 0 | 0 | 0 | 0 | 0 | 0 | 0 | 0 | 0 | 0 | 0 | 0 | 0 | 0 | 0 | 0 | 0 | 0 | 0 | 0 | 0 | 0 | 0 | 0 | 0 | 0 |  | 0 | 0 | 0 | 0 | 0 | 0 | 0 | 0 | 0 | 0 | 0 | 0 | 0 | 0 | 0 | 0 | 0 | 0 | 0 | 0 | 0 | 0 | 0 | 0 | 0 | 0 | 0 | 0 | 0 | 0 | 2 | 0 | 0 | 0 | 0 | 0 | -599.505 | 125.773 | 944.182 | Collinsville-Tesla 500 kV Line | Birds Landing-Contra Costa 230kV Line | Birds Landing-Contra Costa 230kV Line |  | 1 | 0 | 0 | 0 | 0 | 0 | -199.275 | 125.773 | 944.182 | Birds Landing-Contra Costa 230kV Line | Birds Landing-Contra Costa 230kV Line | Birds Landing-Contra Costa 230kV Line |  | 5 | 5 | NO | 5 | 1 | 1 | NO | 1
PG&E GBA | Lone Tree | 230 | 0 | 0 | 0 | 0 | 0 | 0 | 0 | 0 | 0 | 0 | 0 | 0 | 0 | 0 | 0 | 0 | 0 | 0 | 0 | 0 | 0 | 0 | 0 | 0 | 0 | 0 | 0 | 0 | 0 | 0 | 0 | 0 | 0 | 0 | 0 | 0 | 0 | 0 | 0 | 1 | 0 | 0 | 0 | 0 | 0 | 0 | 0 | 0 | 0 | 0 | 0 | 0 | 0 | 0 | 0 | 1 | 0 | 0 | 0 | 0 | 0 | 0 | 0 | 0 | 0 | 0 | 1 | 0 | 0 | 0 | 0 | 0 | 0 | 0 | 0 | 0 | 0 | 0 | 0 | 0 | 0 | 0 | 0 | 0 | 0 | 0 | 0 | 0 | 0 | 0 | 0 | 0 | 0 | 0 | 0 | 0 | 0 | 0 |  | 0 | 0 | 0 | 0 | 0 | 0 | 0 | 0 | 0 | 0 | 0 | 0 | 0 | 0 | 0 | 0 | 0 | 0 | 0 | 0 | 0 | 0 | 0 | 1.8 | 0 | 0 | 0 | 0 | 0 | 1 | 2 | 0 | 0 | 0 | 0 | 0 | -599.505 | 125.773 | 944.182 | Collinsville-Tesla 500 kV Line | Birds Landing-Contra Costa 230kV Line | Birds Landing-Contra Costa 230kV Line |  | 1 | 0 | 0 | 0 | 0 | 0 | -199.275 | 125.773 | 944.182 | Birds Landing-Contra Costa 230kV Line | Birds Landing-Contra Costa 230kV Line | Birds Landing-Contra Costa 230kV Line |  | 5 | 5 | NO | 5 | 1 | 1 | NO | 1
PG&E FRESNO | Los Banos | 230 | 0 | 0 | 0 | 0 | 0 | 0 | 0 | 0 | 0 | 0 | 0 | 0 | 0 | 0 | 0 | 0 | 0 | 0 | 0 | 0 | 0 | 0 | 0 | 0 | 0 | 0 | 0 | 0 | 0 | 0 | 0 | 0 | 0 | 0 | 0 | 0 | 0 | 0 | 0 | 0 | 0 | 0 | 0 | 0 | 0 | 0 | 0 | 0 | 0 | 0 | 0 | 0 | 0 | 0 | 0 | 0 | 0 | 0 | 0 | 0 | 0 | 0 | 0 | 0 | 0 | 0 | 0 | 0 | 0 | 0 | 0 | 0 | 0 | 0 | 0 | 0 | 0 | 0 | 1 | 1 | 0 | 0 | 0 | 0 | 0 | 1 | 0 | 0 | 0 | 0 | 0 | 0 | 0 | 0 | 0 | 0 | 0 | 1 |  | 0 | 0 | 76.4 | 0 | 0 | 0 | 0 | 0 | 0 | 0 | 0 | 80 | 0 | 0 | 1 | 0 | 1.988 | 246.9 | 0 | 0 | 0 | 0 | 0 | 5.9 | 70 | 430 | 80.9 | 160 | 0 | 1 | 0 | 0 | 0 | 0 | 0 | 0 | 1869.647 | 2537.7207 | 1792.1552 | Gates 500/230kV TB #11 | Gates 500/230kV TB #11 | Gates 500/230kV TB #12 |  | 0 | 0 | 0 | 0 | 0 | 0 | 1869.647 | 2537.7207 | 1792.1552 | Gates 500/230kV TB #11 | Gates 500/230kV TB #11 | Gates 500/230kV TB #12 |  | 1 | 1 | NO | 1 | 1 | 1 | NO | 1
PG&E FRESNO | Los Banos | 500 | 0 | 0 | 0 | 0 | 0 | 0 | 0 | 0 | 0 | 0 | 0 | 0 | 0 | 0 | 0 | 0 | 0 | 0 | 0 | 0 | 0 | 0 | 0 | 0 | 0 | 0 | 0 | 0 | 0 | 0 | 0 | 0 | 0 | 0 | 0 | 0 | 0 | 0 | 0 | 0 | 0 | 0 | 0 | 0 | 0 | 0 | 0 | 0 | 0 | 0 | 0 | 0 | 0 | 0 | 0 | 0 | 0 | 0 | 0 | 0 | 0 | 0 | 0 | 0 | 0 | 0 | 0 | 0 | 0 | 0 | 0 | 0 | 0 | 0 | 0 | 0 | 0 | 0 | 0 | 0 | 0 | 0 | 0 | 0 | 0 | 0 | 0 | 0 | 0 | 0 | 0 | 0 | 0 | 0 | 0 | 0 | 1 | 0 |  | 0 | 0 | 0 | 0 | 0 | 0 | 0 | 0 | 0 | 0 | 0 | 0 | 0 | 0 | 0 | 0 | 0 | 0 | 0 | 0 | 0 | 0 | 0 | 0 | 0 | 0 | 0 | 0 | 0 | 0 | 0 | 0 | 0 | 0 | 0 | 0 | 1566.65 | 1620.51 | 6075.99 | NEW-Metcalf-Mosslanding 500kV | NEW-Metcalf-Mosslanding 500kV | NEW-Metcalf-Mosslanding 500kV |  | 0 | 0 | 0 | 0 | 0 | 0 | 1566.65 | 1620.51 | 6075.99 | NEW-Metcalf-Mosslanding 500kV | NEW-Metcalf-Mosslanding 500kV | NEW-Metcalf-Mosslanding 500kV |  | 1 | 1 | NO | 1 | 1 | 1 | NO | 1
SDGE | Los Coches | 138 | 0 | 0 | 0 | 0 | 0 | 0 | 0 | 0 | 0 | 0 | 0 | 0 | 0 | 0 | 0 | 0 | 0 | 0 | 0 | 0 | 0 | 0 | 0 | 0 | 0 | 0 | 1 | 1 | 0 | 0 | 1 | 0 | 1 | 0 | 0 | 0 | 0 | 0 | 0 | 0 | 0 | 0 | 0 | 0 | 0 | 0 | 0 | 0 | 0 | 0 | 0 | 0 | 0 | 0 | 0 | 0 | 0 | 0 | 0 | 0 | 0 | 0 | 0 | 0 | 0 | 0 | 0 | 0 | 0 | 0 | 0 | 0 | 0 | 0 | 0 | 0 | 0 | 0 | 0 | 0 | 0 | 0 | 0 | 0 | 0 | 0 | 0 | 0 | 0 | 0 | 0 | 0 | 0 | 0 | 0 | 0 | 0 | 2 |  | 0 | 0 | 0 | 0 | 0 | 0 | 0 | 0 | 0 | 0 | 0 | 0 | 0 | 0 | 0 | 0 | 0 | 0 | 0 | 0 | 0 | 0 | 0 | 0 | 0 | 0 | 0 | 0 | 0 | 0 | 1 | 0 | 0 | 0 | 0 | 0 | -86 | 69 | 481.7164 | Chicarita 138 kV constraint | Chicarita 138 kV constraint | El Cajon 69 kV constraint |  | 1 | 0 | 0 | 0 | 0 | 0 | -86 | 69 | 481.7164 | Chicarita 138 kV constraint | Chicarita 138 kV constraint | El Cajon 69 kV constraint |  | 5 | 5 | NO | 5 | 1 | 1 | NO | 1
SDGE | Los Coches | 69 | 0 | 0 | 0 | 0 | 0 | 0 | 0 | 0 | 0 | 0 | 0 | 0 | 0 | 0 | 0 | 0 | 0 | 0 | 0 | 0 | 0 | 0 | 0 | 0 | 0 | 0 | 0 | 1 | 0 | 0 | 1 | 0 | 1 | 0 | 0 | 0 | 0 | 0 | 0 | 0 | 0 | 0 | 0 | 0 | 0 | 0 | 0 | 0 | 0 | 0 | 0 | 0 | 0 | 0 | 0 | 0 | 0 | 0 | 0 | 0 | 0 | 0 | 0 | 0 | 0 | 0 | 0 | 0 | 0 | 0 | 0 | 0 | 0 | 0 | 0 | 0 | 0 | 0 | 0 | 0 | 0 | 0 | 0 | 0 | 0 | 0 | 0 | 0 | 0 | 0 | 0 | 0 | 0 | 0 | 0 | 0 | 0 | 2 |  | 0 | 0 | 0 | 0 | 0 | 0 | 0 | 0 | 0 | 0 | 0 | 0 | 0 | 0 | 0 | 0 | 0 | 0 | 0 | 0 | 0 | 0 | 0 | 0 | 0 | 0 | 1.5 | 0 | 0 | 1 | 0 | 0 | 0 | 0 | 0 | 0 | 326.46 | 366.23 | 481.7164 | El Cajon 69 kV constraint | El Cajon 69 kV constraint | El Cajon 69 kV constraint |  | 0 | 0 | 0 | 0 | 0 | 0 | 326.46 | 366.23 | 481.7164 | El Cajon 69 kV constraint | El Cajon 69 kV constraint | El Cajon 69 kV constraint |  | 1 | 1 | NO | 1 | 1 | 1 | NO | 1
PG&E GBA | Los Esteros | 115 | 0 | 0 | 0 | 0 | 0 | 0 | 0 | 0 | 0 | 0 | 0 | 0 | 0 | 0 | 0 | 0 | 0 | 0 | 0 | 0 | 0 | 0 | 0 | 0 | 0 | 0 | 0 | 0 | 0 | 0 | 0 | 0 | 0 | 0 | 0 | 0 | 0 | 0 | 0 | 0 | 0 | 0 | 0 | 0 | 0 | 0 | 0 | 0 | 0 | 0 | 0 | 0 | 0 | 0 | 0 | 1 | 0 | 0 | 0 | 1 | 0 | 0 | 0 | 0 | 0 | 1 | 0 | 0 | 0 | 0 | 0 | 0 | 0 | 0 | 0 | 0 | 0 | 0 | 0 | 0 | 0 | 0 | 0 | 0 | 0 | 0 | 0 | 0 | 0 | 0 | 0 | 0 | 0 | 0 | 0 | 0 | 0 | 0 |  | 0 | 0 | 0 | 0 | 0 | 0 | 0 | 0 | 0 | 0 | 0 | 0 | 0 | 0 | 0 | 0 | 0 | 0 | 0 | 0 | 0 | 0 | 0 | 0 | 0 | 0 | 3.3 | 0 | 0 | 1 | 0 | 0 | 0 | 0 | 0 | 0 | 922.2935 | 2018.1064 | 4744.827 | Tesla-Bellota 230 kV line | Tesla-Bellota 230 kV line | Tesla-Bellota 230 kV line |  | 0 | 0 | 0 | 0 | 0 | 0 | 922.2935 | 2018.1064 | 4744.827 | Tesla-Bellota 230 kV line | Tesla-Bellota 230 kV line | Tesla-Bellota 230 kV line |  | 1 | 1 | NO | 1 | 1 | 1 | NO | 1
PG&E GBA | Los Esteros | 230 | 0 | 0 | 0 | 0 | 0 | 0 | 0 | 0 | 0 | 0 | 0 | 0 | 0 | 0 | 0 | 0 | 0 | 0 | 0 | 0 | 0 | 0 | 0 | 0 | 0 | 0 | 0 | 0 | 0 | 0 | 0 | 0 | 0 | 0 | 0 | 0 | 0 | 0 | 0 | 0 | 0 | 0 | 0 | 0 | 0 | 0 | 0 | 0 | 0 | 0 | 0 | 0 | 0 | 0 | 0 | 1 | 0 | 0 | 0 | 1 | 0 | 0 | 0 | 0 | 0 | 1 | 0 | 0 | 0 | 0 | 0 | 0 | 0 | 0 | 0 | 0 | 0 | 0 | 0 | 0 | 0 | 0 | 0 | 0 | 0 | 0 | 0 | 0 | 0 | 0 | 0 | 0 | 0 | 0 | 0 | 0 | 0 | 0 |  | 0 | 0 | 0 | 0 | 0 | 0 | 0 | 0 | 0 | 0 | 0 | 0 | 0 | 0 | 0 | 0 | 0 | 0 | 0 | 0 | 0 | 0 | 0 | 0 | 0 | 0 | 0 | 100 | 0 | 1 | 0 | 0 | 0 | 0 | 0 | 0 | 922.2935 | 2018.1064 | 4744.827 | Tesla-Bellota 230 kV line | Tesla-Bellota 230 kV line | Tesla-Bellota 230 kV line |  | 0 | 0 | 0 | 0 | 0 | 0 | 922.2935 | 2018.1064 | 4744.827 | Tesla-Bellota 230 kV line | Tesla-Bellota 230 kV line | Tesla-Bellota 230 kV line |  | 1 | 1 | NO | 1 | 1 | 1 | NO | 1
PG&E GBA | Los Positas | 230 | 0 | 0 | 0 | 0 | 0 | 0 | 0 | 0 | 0 | 0 | 0 | 0 | 0 | 0 | 0 | 0 | 0 | 0 | 0 | 0 | 0 | 0 | 0 | 0 | 0 | 0 | 0 | 0 | 0 | 0 | 0 | 0 | 0 | 0 | 0 | 0 | 0 | 0 | 0 | 1 | 0 | 0 | 0 | 0 | 0 | 0 | 0 | 0 | 0 | 0 | 0 | 0 | 0 | 0 | 0 | 1 | 0 | 0 | 0 | 1 | 0 | 0 | 0 | 0 | 0 | 0 | 1 | 0 | 0 | 0 | 0 | 0 | 0 | 0 | 0 | 0 | 0 | 0 | 0 | 0 | 0 | 0 | 0 | 0 | 0 | 0 | 0 | 0 | 0 | 0 | 0 | 0 | 0 | 0 | 0 | 0 | 0 | 0 |  | 0 | 0 | 0 | 0 | 0 | 0 | 0 | 0 | 0 | 0 | 0 | 0 | 0 | 0 | 0 | 0 | 0 | 0 | 0 | 0 | 0 | 0 | 0 | 0 | 0 | 0 | 0 | 0 | 0 | 0 | 2 | 0 | 0 | 0 | 0 | 0 | -599.505 | 125.773 | 944.182 | Collinsville-Tesla 500 kV Line | Birds Landing-Contra Costa 230kV Line | Birds Landing-Contra Costa 230kV Line |  | 1 | 0 | 0 | 0 | 0 | 0 | -199.275 | 125.773 | 944.182 | Birds Landing-Contra Costa 230kV Line | Birds Landing-Contra Costa 230kV Line | Birds Landing-Contra Costa 230kV Line |  | 5 | 5 | NO | 5 | 1 | 1 | NO | 1
PG&E GBA | Los Positas | 60 | 0 | 0 | 0 | 0 | 0 | 0 | 0 | 0 | 0 | 0 | 0 | 0 | 0 | 0 | 0 | 0 | 0 | 0 | 0 | 0 | 0 | 0 | 0 | 0 | 0 | 0 | 0 | 0 | 0 | 0 | 0 | 0 | 0 | 0 | 0 | 0 | 0 | 0 | 0 | 1 | 0 | 0 | 0 | 0 | 0 | 0 | 0 | 0 | 0 | 0 | 0 | 0 | 0 | 0 | 0 | 1 | 0 | 0 | 0 | 0 | 0 | 0 | 0 | 0 | 0 | 0 | 1 | 0 | 0 | 0 | 0 | 0 | 0 | 0 | 0 | 0 | 0 | 0 | 0 | 0 | 0 | 0 | 0 | 0 | 0 | 0 | 0 | 0 | 0 | 0 | 0 | 0 | 0 | 0 | 0 | 0 | 0 | 0 |  | 0 | 0 | 0 | 0 | 0 | 0 | 0 | 0 | 0 | 0 | 0 | 0 | 0 | 0 | 0 | 0 | 0 | 0 | 0 | 0 | 0 | 0 | 0 | 0 | 0 | 0 | 0 | 0 | 0 | 0 | 2 | 0 | 0 | 0 | 0 | 0 | -599.505 | 125.773 | 944.182 | Collinsville-Tesla 500 kV Line | Birds Landing-Contra Costa 230kV Line | Birds Landing-Contra Costa 230kV Line |  | 1 | 0 | 0 | 0 | 0 | 0 | -199.275 | 125.773 | 944.182 | Birds Landing-Contra Costa 230kV Line | Birds Landing-Contra Costa 230kV Line | Birds Landing-Contra Costa 230kV Line |  | 5 | 5 | NO | 5 | 1 | 1 | NO | 1
SDGE | Loveland | 69 | 0 | 0 | 0 | 0 | 0 | 0 | 0 | 0 | 0 | 0 | 0 | 0 | 0 | 0 | 0 | 0 | 0 | 0 | 0 | 0 | 0 | 0 | 0 | 0 | 0 | 0 | 0 | 1 | 0 | 1 | 1 | 0 | 1 | 0 | 0 | 0 | 1 | 0 | 0 | 0 | 0 | 0 | 0 | 0 | 0 | 0 | 0 | 0 | 0 | 0 | 0 | 0 | 0 | 0 | 0 | 0 | 0 | 0 | 0 | 0 | 0 | 0 | 0 | 0 | 0 | 0 | 0 | 0 | 0 | 0 | 0 | 0 | 0 | 0 | 0 | 0 | 0 | 0 | 0 | 0 | 0 | 0 | 0 | 0 | 0 | 0 | 0 | 0 | 0 | 0 | 0 | 0 | 0 | 0 | 0 | 0 | 0 | 3 |  | 0 | 0 | 0 | 0 | 0 | 0 | 0 | 0 | 0 | 0 | 0 | 0 | 0 | 0 | 0 | 0 | 0 | 0 | 0 | 0 | 0 | 0 | 0 | 4 | 0 | 0 | 0 | 0 | 0 | 1 | 0 | 0 | 0 | 0 | 0 | 0 | 159.09 | 195.045 | 299.0864 | Miguel 69 kV constraint | Miguel 69 kV constraint | Miguel 69 kV constraint |  | 0 | 0 | 0 | 0 | 0 | 0 | 159.09 | 195.045 | 299.0864 | Miguel 69 kV constraint | Miguel 69 kV constraint | Miguel 69 kV constraint |  | 1 | 1 | NO | 1 | 1 | 1 | NO | 1
SCE NOL | Lugo | 230 | 0 | 0 | 0 | 0 | 0 | 0 | 0 | 0 | 0 | 0 | 0 | 0 | 0 | 1 | 0 | 0 | 0 | 0 | 0 | 0 | 0 | 0 | 0 | 0 | 0 | 0 | 0 | 0 | 0 | 0 | 0 | 0 | 0 | 0 | 0 | 0 | 0 | 0 | 0 | 0 | 0 | 0 | 0 | 0 | 0 | 0 | 0 | 0 | 0 | 0 | 0 | 0 | 0 | 0 | 0 | 0 | 0 | 0 | 0 | 0 | 0 | 0 | 0 | 0 | 0 | 0 | 0 | 0 | 0 | 0 | 0 | 0 | 0 | 0 | 0 | 0 | 0 | 0 | 0 | 0 | 0 | 0 | 0 | 0 | 0 | 0 | 0 | 0 | 0 | 0 | 0 | 0 | 0 | 0 | 0 | 0 | 0 | 1 |  | 0 | 0 | 0 | 0 | 0 | 0 | 0 | 0 | 0 | 0 | 0 | 0 | 0 | 0 | 0 | 0 | 0 | 0 | 0 | 0 | 0 | 0 | 0 | 0 | 0 | 0 | 0 | 0 | 0 | 0 | 0 | 0 | 0 | 0 | 0 | 0 | 445.45 | 368.35 | 1887.0538 | Lugo Transformer Area Constraint | Lugo Transformer Area Constraint | Lugo Transformer Area Constraint |  | 0 | 0 | 0 | 0 | 0 | 0 | 445.45 | 368.35 | 1887.0538 | Lugo Transformer Area Constraint | Lugo Transformer Area Constraint | Lugo Transformer Area Constraint |  | 1 | 1 | NO | 1 | 1 | 1 | NO | 1
SCE Metro | Lugo | 500 | 0 | 0 | 0 | 0 | 0 | 0 | 0 | 0 | 0 | 1 | 0 | 0 | 0 | 0 | 0 | 0 | 0 | 0 | 0 | 0 | 0 | 0 | 0 | 0 | 0 | 0 | 0 | 0 | 0 | 0 | 0 | 0 | 0 | 0 | 0 | 0 | 0 | 0 | 0 | 0 | 0 | 0 | 0 | 0 | 0 | 0 | 0 | 0 | 0 | 0 | 0 | 0 | 0 | 0 | 0 | 0 | 0 | 0 | 0 | 0 | 0 | 0 | 0 | 0 | 0 | 0 | 0 | 0 | 0 | 0 | 0 | 0 | 0 | 0 | 0 | 0 | 0 | 0 | 0 | 0 | 0 | 0 | 0 | 0 | 0 | 0 | 0 | 0 | 0 | 0 | 0 | 0 | 0 | 0 | 0 | 0 | 0 | 0 |  | 33 | 0 | 0 | 0 | 0 | 0 | 0 | 0 | 0 | 0 | 0 | 0 | 0 | 0 | 1 | 422 | 0 | 0 | 0 | 1750 | 0 | 0 | 0 | 0 | 0 | 0 | 0 | 0 | 0 | 1 | 0 | 0 | 0 | 0 | 0 | 0 | 9984.6 | 11497.7 | 13807.5055 | SCE Metro Area Default Constraint | SCE Metro Area Default Constraint | SCE Metro Area Default Constraint |  | 0 | 0 | 0 | 0 | 0 | 0 | 9984.6 | 11497.7 | 13807.5055 | SCE Metro Area Default Constraint | SCE Metro Area Default Constraint | SCE Metro Area Default Constraint |  | 1 | 1 | NO | 1 | 1 | 1 | NO | 1
PG&E FRESNO | Madera | 70 | 0 | 0 | 0 | 0 | 0 | 0 | 0 | 0 | 0 | 0 | 0 | 0 | 0 | 0 | 0 | 0 | 0 | 0 | 0 | 0 | 0 | 0 | 0 | 0 | 0 | 0 | 0 | 0 | 0 | 0 | 0 | 0 | 0 | 0 | 0 | 0 | 0 | 0 | 0 | 0 | 0 | 0 | 0 | 0 | 0 | 1 | 0 | 0 | 0 | 0 | 0 | 0 | 0 | 0 | 0 | 0 | 0 | 0 | 0 | 1 | 0 | 0 | 0 | 0 | 0 | 0 | 0 | 0 | 0 | 0 | 0 | 0 | 0 | 0 | 0 | 0 | 0 | 0 | 0 | 1 | 0 | 1 | 1 | 1 | 0 | 1 | 0 | 1 | 0 | 0 | 0 | 0 | 1 | 0 | 0 | 0 | 0 | 1 |  | 0 | 0 | 0 | 0 | 0 | 0 | 0 | 0 | 0 | 0 | 0 | 0 | 0 | 0 | 0 | 0 | 0 | 0 | 0 | 0 | 0 | 0 | 0 | 0 | 0 | 0 | 0 | 0 | 0 | 0 | 2 | 0 | 1 | 0 | 1 | 0 | -426.65 | -276.45 | -39.4574 | Chowchilla-Le grand 115kV Line | Chowchilla-Le grand 115kV Line | Chowchilla-Le grand 115kV Line |  | 0 | 0 | 0 | 0 | 0 | 0 | 167.2185 | 369.35 | 28.4626 | Bellota-Weber 230kV line | Oro Loma-El Nido 115kV Line | Oro Loma-El Nido 115kV Line |  | 5 | 1 | YES | 2 | 5 | 1 | YES | 2
PG&E NGBA | Madison | 115 | 0 | 0 | 0 | 0 | 0 | 0 | 0 | 0 | 0 | 0 | 0 | 0 | 0 | 0 | 0 | 0 | 0 | 0 | 0 | 0 | 0 | 0 | 0 | 0 | 0 | 0 | 0 | 0 | 0 | 0 | 0 | 0 | 0 | 0 | 0 | 0 | 0 | 0 | 0 | 1 | 0 | 0 | 0 | 0 | 0 | 0 | 0 | 0 | 0 | 0 | 0 | 0 | 0 | 1 | 1 | 1 | 0 | 0 | 0 | 0 | 0 | 0 | 0 | 0 | 0 | 0 | 1 | 0 | 0 | 0 | 0 | 0 | 0 | 0 | 0 | 0 | 0 | 0 | 0 | 0 | 0 | 0 | 0 | 0 | 0 | 0 | 0 | 0 | 0 | 0 | 0 | 0 | 0 | 0 | 0 | 0 | 0 | 0 |  | 0 | 0 | 0 | 0 | 0 | 0 | 0 | 0 | 0 | 0 | 0 | 0 | 0 | 0 | 0 | 0 | 0 | 0 | 0 | 0 | 0 | 0 | 0 | 0 | 0 | 13 | 10.2 | 0 | 0 | 1 | 3 | 0 | 1 | 0 | 0 | 0 | -861.825 | -176.859 | 944.182 | Windmaster-Delta pumps 230 kV line | Windmaster-Delta pumps 230 kV line | Birds Landing-Contra Costa 230kV Line |  | 1 | 0 | 0 | 0 | 0 | 0 | -199.275 | 125.773 | 944.182 | Birds Landing-Contra Costa 230kV Line | Birds Landing-Contra Costa 230kV Line | Birds Landing-Contra Costa 230kV Line |  | 5 | 5 | NO | 5 | 1 | 1 | NO | 1
PG&E KERN | Magunden | 115 | 0 | 0 | 0 | 0 | 0 | 0 | 0 | 0 | 0 | 0 | 0 | 0 | 0 | 0 | 0 | 0 | 0 | 0 | 0 | 0 | 0 | 0 | 0 | 0 | 0 | 0 | 0 | 0 | 0 | 0 | 0 | 0 | 0 | 0 | 0 | 0 | 0 | 0 | 0 | 0 | 0 | 0 | 0 | 0 | 0 | 0 | 0 | 0 | 0 | 0 | 0 | 0 | 0 | 0 | 0 | 0 | 0 | 0 | 0 | 0 | 0 | 0 | 0 | 0 | 0 | 0 | 0 | 0 | 0 | 0 | 1 | 0 | 0 | 0 | 0 | 0 | 0 | 0 | 1 | 1 | 0 | 0 | 0 | 0 | 0 | 0 | 0 | 0 | 0 | 0 | 0 | 0 | 0 | 0 | 1 | 0 | 0 | 0 |  | 0 | 0 | 0 | 0 | 0 | 0 | 0 | 0 | 0 | 0 | 0 | 0 | 0 | 0 | 0 | 0 | 0 | 0 | 0 | 0 | 0 | 0 | 0 | 0 | 0 | 0 | 0 | 0 | 0 | 0 | 0 | 0 | 0 | 0 | 0 | 0 | 1038.735 | 1862.1 | 855.1531 | Mustang-Henrietta 230 kV line | Kern 230/115kV TB #4 | Mustang-Henrietta 230 kV line |  | 0 | 0 | 0 | 0 | 0 | 0 | 1038.735 | 1862.1 | 855.1531 | Mustang-Henrietta 230 kV line | Kern 230/115kV TB #4 | Mustang-Henrietta 230 kV line |  | 1 | 1 | NO | 1 | 1 | 1 | NO | 1
SCE Northern | Magunden | 230 | 1 | 0 | 1 | 0 | 0 | 0 | 1 | 0 | 0 | 0 | 0 | 0 | 0 | 0 | 0 | 0 | 0 | 0 | 0 | 0 | 0 | 0 | 0 | 0 | 0 | 0 | 0 | 0 | 0 | 0 | 0 | 0 | 0 | 0 | 0 | 0 | 0 | 0 | 0 | 0 | 0 | 0 | 0 | 0 | 0 | 0 | 0 | 0 | 0 | 0 | 0 | 0 | 0 | 0 | 0 | 0 | 0 | 0 | 0 | 0 | 0 | 0 | 0 | 0 | 0 | 0 | 0 | 0 | 0 | 0 | 0 | 0 | 0 | 0 | 0 | 0 | 0 | 0 | 0 | 0 | 0 | 0 | 0 | 0 | 0 | 0 | 0 | 0 | 0 | 0 | 0 | 0 | 0 | 0 | 0 | 0 | 0 | 0 |  | 0 | 0 | 0 | 0 | 0 | 0 | 0 | 0 | 0 | 0 | 0 | 0 | 0 | 0 | 0 | 0 | 0 | 0 | 0 | 0 | 0 | 0 | 0 | 0 | 0 | 0 | 0 | 0 | 0 | 0 | 0 | 0 | 0 | 0 | 0 | 0 | 191.75 | 272 | 2234.29 | South of Magunden Constraint | South of Magunden Constraint | South of Magunden Constraint |  | 0 | 0 | 0 | 0 | 0 | 0 | 191.75 | 272 | 2234.29 | South of Magunden Constraint | South of Magunden Constraint | South of Magunden Constraint |  | 1 | 1 | NO | 1 | 1 | 1 | NO | 1
PG&E FRESNO | Malaga | 115 | 0 | 0 | 0 | 0 | 0 | 0 | 0 | 0 | 0 | 0 | 0 | 0 | 0 | 0 | 0 | 0 | 0 | 0 | 0 | 0 | 0 | 0 | 0 | 0 | 0 | 0 | 0 | 0 | 0 | 0 | 0 | 0 | 0 | 0 | 0 | 0 | 0 | 0 | 0 | 0 | 0 | 0 | 0 | 0 | 0 | 1 | 0 | 0 | 0 | 0 | 0 | 0 | 0 | 0 | 0 | 0 | 0 | 0 | 0 | 0 | 0 | 0 | 0 | 0 | 0 | 0 | 0 | 0 | 0 | 0 | 0 | 0 | 0 | 0 | 0 | 0 | 0 | 0 | 1 | 0 | 0 | 1 | 0 | 1 | 1 | 1 | 0 | 0 | 0 | 1 | 0 | 0 | 0 | 0 | 1 | 0 | 0 | 2 |  | 0 | 0 | 0 | 0 | 0 | 0 | 0 | 0 | 0 | 0 | 0 | -97 | 0 | 0 | 1 | 0 | 0 | 0 | 0 | 0 | 0 | 0 | 0 | 0 | 0 | 0 | 0 | 0 | 0 | 0 | 3 | 0 | 2 | 0 | 1 | 0 | -935.05 | -534.25 | -39.4574 | Borden-Storey #1 230kV line | Borden-Storey #1 230kV line | Chowchilla-Le grand 115kV Line |  | 0 | 0 | 0 | 0 | 0 | 0 | 167.2185 | 530.75 | 506.5426 | Bellota-Weber 230kV line | NEW- Melones-Cottle 230kV line | Chowchilla-Le grand 115kV Line |  | 5 | 1 | YES | 2 | 5 | 1 | YES | 2
PG&E NGBA | Malin | 500 | 0 | 0 | 0 | 0 | 0 | 0 | 0 | 0 | 0 | 0 | 0 | 0 | 0 | 0 | 0 | 0 | 0 | 0 | 0 | 0 | 0 | 0 | 0 | 0 | 0 | 0 | 0 | 0 | 0 | 0 | 0 | 0 | 0 | 0 | 0 | 0 | 0 | 0 | 0 | 1 | 0 | 0 | 0 | 0 | 0 | 0 | 0 | 0 | 0 | 0 | 0 | 0 | 0 | 0 | 0 | 0 | 0 | 0 | 0 | 0 | 0 | 0 | 0 | 0 | 0 | 0 | 0 | 0 | 0 | 0 | 0 | 0 | 0 | 0 | 0 | 0 | 0 | 0 | 0 | 0 | 0 | 0 | 0 | 0 | 0 | 0 | 0 | 0 | 0 | 0 | 0 | 0 | 0 | 0 | 0 | 0 | 0 | 0 |  | 0 | 0 | 0 | 0 | 0 | 0 | 0 | 0 | 0 | 0 | 0 | 0 | 0 | 0 | 0 | 0 | 0 | 0 | 0 | 0 | 0 | 0 | 0 | 0 | 0 | 0 | 0 | 0 | 0 | 0 | 1 | 0 | 0 | 0 | 0 | 0 | -599.505 | 1292.236 | 5239.7208 | Collinsville-Tesla 500 kV Line | Collinsville-Tesla 500 kV Line | Collinsville-Tesla 500 kV Line |  | 0 | 0 | 0 | 0 | 0 | 0 | 8045.495 | 9937.236 | 5239.7208 | Collinsville-Tesla 500 kV Line | Collinsville-Tesla 500 kV Line | Collinsville-Tesla 500 kV Line |  | 5 | 1 | YES | 2 | 1 | 1 | NO | 1
SCE Northern | Mandalay | 230 | 0 | 0 | 1 | 0 | 1 | 0 | 0 | 0 | 0 | 0 | 0 | 0 | 0 | 0 | 0 | 0 | 0 | 0 | 0 | 0 | 0 | 0 | 0 | 0 | 1 | 0 | 0 | 0 | 0 | 0 | 0 | 0 | 0 | 0 | 0 | 0 | 0 | 0 | 0 | 0 | 0 | 0 | 0 | 0 | 0 | 0 | 0 | 0 | 0 | 0 | 0 | 0 | 0 | 0 | 0 | 0 | 0 | 0 | 0 | 0 | 0 | 0 | 0 | 0 | 0 | 0 | 0 | 0 | 0 | 0 | 0 | 0 | 0 | 0 | 0 | 0 | 0 | 0 | 0 | 0 | 0 | 0 | 0 | 0 | 0 | 0 | 0 | 0 | 0 | 0 | 0 | 0 | 0 | 0 | 0 | 0 | 0 | 0 |  | 0 | 0 | 0 | 0 | 0 | 0 | 0 | 0 | 0 | 0 | 0 | 0 | 0 | 0 | 0 | 0 | 0 | 0 | 0 | 0 | 0 | 0 | 0 | 0 | 0 | 0 | 0 | 0 | 0 | 0 | 1 | 0 | 0 | 0 | 0 | 0 | -236.375 | 721.5 | 3106 | Lugo - Victorville area constraint | Moorpark-Pardee Constraint | Moorpark-Pardee Constraint |  | 1 | 0 | 0 | 0 | 0 | 0 | -236.375 | 721.5 | 3106 | Lugo - Victorville area constraint | Moorpark-Pardee Constraint | Moorpark-Pardee Constraint |  | 5 | 5 | NO | 5 | 1 | 1 | NO | 1
PG&E FRESNO | Manning | 230 | 0 | 0 | 0 | 0 | 0 | 0 | 0 | 0 | 0 | 0 | 0 | 0 | 0 | 0 | 0 | 0 | 0 | 0 | 0 | 0 | 0 | 0 | 0 | 0 | 0 | 0 | 0 | 0 | 0 | 0 | 0 | 0 | 0 | 0 | 0 | 0 | 0 | 0 | 0 | 0 | 0 | 0 | 0 | 0 | 0 | 0 | 0 | 0 | 0 | 0 | 0 | 0 | 0 | 0 | 0 | 0 | 0 | 0 | 0 | 0 | 0 | 0 | 0 | 0 | 0 | 0 | 0 | 0 | 0 | 0 | 0 | 0 | 0 | 0 | 0 | 0 | 0 | 0 | 0 | 1 | 0 | 1 | 0 | 0 | 0 | 0 | 0 | 0 | 0 | 0 | 0 | 0 | 0 | 0 | 0 | 0 | 0 | 0 |  | 0 | 0 | 0 | 0 | 0 | 0 | 0 | 0 | 0 | 0 | 0 | 0 | 0 | 0 | 0 | 0 | 0 | 0 | 0 | 0 | 0 | 0 | 0 | 0 | 0 | 0 | 0 | 0 | 0 | 0 | 0 | 0 | 0 | 0 | 0 | 0 | 972.85 | 1449.095 | 2428.7191 | Tranquility-Helm 230kV Line | Tranquility-Helm 230kV Line | Tranquility-Helm 230kV Line |  | 0 | 0 | 0 | 0 | 0 | 0 | 972.85 | 1449.095 | 2428.7191 | Tranquility-Helm 230kV Line | Tranquility-Helm 230kV Line | Tranquility-Helm 230kV Line |  | 1 | 1 | NO | 1 | 1 | 1 | NO | 1
PG&E FRESNO | Manning | 500 | 0 | 0 | 0 | 0 | 0 | 0 | 0 | 0 | 0 | 0 | 0 | 0 | 0 | 0 | 0 | 0 | 0 | 0 | 0 | 0 | 0 | 0 | 0 | 0 | 0 | 0 | 0 | 0 | 0 | 0 | 0 | 0 | 0 | 0 | 0 | 0 | 0 | 0 | 0 | 0 | 0 | 0 | 0 | 0 | 0 | 0 | 0 | 0 | 0 | 0 | 0 | 0 | 0 | 0 | 0 | 0 | 0 | 0 | 0 | 0 | 0 | 0 | 0 | 0 | 0 | 0 | 0 | 0 | 0 | 0 | 0 | 0 | 0 | 0 | 0 | 0 | 0 | 1 | 0 | 0 | 0 | 0 | 0 | 0 | 0 | 0 | 0 | 0 | 0 | 0 | 0 | 0 | 0 | 0 | 0 | 0 | 0 | 0 |  | 0 | 0 | 0 | 0 | 0 | 0 | 0 | 0 | 0 | 0 | 0 | 0 | 0 | 0 | 0 | 0 | 0 | 0 | 0 | 0 | 0 | 0 | 0 | 0 | 200 | 500 | 0 | 260 | 0 | 1 | 0 | 0 | 0 | 0 | 0 | 0 | 1990 | 2008 | 1987 | Manning 500kV | Manning 500kV | Manning 500kV |  | 0 | 0 | 0 | 0 | 0 | 0 | 1990 | 2008 | 1987 | Manning 500kV | Manning 500kV | Manning 500kV |  | 1 | 1 | NO | 1 | 1 | 1 | NO | 1
PG&E GBA | Manteca | 115 | 0 | 0 | 0 | 0 | 0 | 0 | 0 | 0 | 0 | 0 | 0 | 0 | 0 | 0 | 0 | 0 | 0 | 0 | 0 | 0 | 0 | 0 | 0 | 0 | 0 | 0 | 0 | 0 | 0 | 0 | 0 | 0 | 0 | 0 | 0 | 0 | 0 | 0 | 0 | 0 | 0 | 0 | 0 | 0 | 0 | 1 | 0 | 0 | 0 | 0 | 0 | 0 | 0 | 0 | 0 | 1 | 0 | 1 | 0 | 1 | 0 | 0 | 0 | 0 | 0 | 1 | 0 | 1 | 0 | 0 | 0 | 0 | 0 | 0 | 0 | 0 | 0 | 0 | 1 | 1 | 0 | 0 | 0 | 0 | 0 | 0 | 0 | 0 | 0 | 0 | 0 | 0 | 0 | 0 | 1 | 1 | 0 | 0 |  | 0 | 0 | 0 | 0 | 0 | 0 | 0 | 0 | 0 | 0 | 0 | 0 | 0 | 0 | 0 | 0 | 0 | 0 | 0 | 0 | 0 | 0 | 0 | 1.5 | 0 | 0 | 0 | 0 | 0 | 1 | 1 | 0 | 0 | 0 | 0 | 0 | -292.7815 | 181.7909 | 390.175 | Bellota-Weber 230kV line | Kasson Jct-Heinz 115 kV line | Cal Flat-Gates 230 kV line |  | 0 | 0 | 0 | 0 | 0 | 0 | 77.2685 | 181.7909 | 390.175 | Kasson Jct-Heinz 115 kV line | Kasson Jct-Heinz 115 kV line | Cal Flat-Gates 230 kV line |  | 5 | 1 | YES | 2 | 1 | 1 | NO | 1
SDGE | Margarita | 138 | 0 | 0 | 0 | 0 | 0 | 0 | 0 | 0 | 0 | 0 | 0 | 0 | 0 | 0 | 0 | 0 | 0 | 0 | 0 | 0 | 0 | 0 | 0 | 0 | 0 | 1 | 0 | 0 | 0 | 0 | 0 | 0 | 0 | 0 | 0 | 0 | 0 | 1 | 1 | 0 | 0 | 0 | 0 | 0 | 0 | 0 | 0 | 0 | 0 | 0 | 0 | 0 | 0 | 0 | 0 | 0 | 0 | 0 | 0 | 0 | 0 | 0 | 0 | 0 | 0 | 0 | 0 | 0 | 0 | 0 | 0 | 0 | 0 | 0 | 0 | 0 | 0 | 0 | 0 | 0 | 0 | 0 | 0 | 0 | 0 | 0 | 0 | 0 | 0 | 0 | 0 | 0 | 0 | 0 | 0 | 0 | 0 | 0 |  | 0 | 0 | 0 | 0 | 0 | 0 | 0 | 0 | 0 | 0 | 0 | 0 | 0 | 0 | 0 | 0 | 0 | 0 | 0 | 0 | 0 | 0 | 0 | 0 | 0 | 0 | 0 | 0 | 0 | 0 | 0 | 0 | 0 | 0 | 0 | 0 | 501 | 501 | 501 | Trabuco-Capistrano 138 kV constraint | Trabuco-Capistrano 138 kV constraint | Trabuco-Capistrano 138 kV constraint |  | 0 | 0 | 0 | 0 | 0 | 0 | 501 | 501 | 501 | Trabuco-Capistrano 138 kV constraint | Trabuco-Capistrano 138 kV constraint | Trabuco-Capistrano 138 kV constraint |  | 1 | 1 | NO | 1 | 1 | 1 | NO | 1
PG&E GBA | Martin | 230 | 0 | 0 | 0 | 0 | 0 | 0 | 0 | 0 | 0 | 0 | 0 | 0 | 0 | 0 | 0 | 0 | 0 | 0 | 0 | 0 | 0 | 0 | 0 | 0 | 0 | 0 | 0 | 0 | 0 | 0 | 0 | 0 | 0 | 0 | 0 | 0 | 0 | 0 | 0 | 1 | 0 | 0 | 0 | 0 | 0 | 0 | 0 | 0 | 0 | 0 | 0 | 0 | 1 | 0 | 0 | 0 | 0 | 0 | 0 | 0 | 0 | 0 | 0 | 0 | 0 | 0 | 0 | 0 | 0 | 0 | 0 | 0 | 0 | 0 | 0 | 0 | 0 | 0 | 0 | 0 | 0 | 0 | 0 | 0 | 0 | 0 | 0 | 0 | 0 | 0 | 0 | 0 | 0 | 0 | 0 | 0 | 0 | 1 |  | 0 | 0 | 0 | 0 | 0 | 0 | 0 | 0 | 0 | 0 | 0 | 0 | 0 | 0 | 0 | 0 | 0 | 0 | 0 | 0 | 0 | 0 | 0 | 0 | 0 | 0 | 0 | 0 | 0 | 0 | 1 | 0 | 0 | 0 | 0 | 0 | -599.505 | 1292.236 | 5177.468 | Collinsville-Tesla 500 kV Line | Collinsville-Tesla 500 kV Line | Sobrante-Moraga 230 kV line |  | 0 | 0 | 0 | 0 | 0 | 0 | 2658.375 | 2817.535 | 5177.468 | Sobrante-Moraga 230 kV line | Sobrante-Moraga 230 kV line | Sobrante-Moraga 230 kV line |  | 5 | 1 | YES | 2 | 1 | 1 | NO | 1
PG&E GBA | Martin | 115 | 0 | 0 | 0 | 0 | 0 | 0 | 0 | 0 | 0 | 0 | 0 | 0 | 0 | 0 | 0 | 0 | 0 | 0 | 0 | 0 | 0 | 0 | 0 | 0 | 0 | 0 | 0 | 0 | 0 | 0 | 0 | 0 | 0 | 0 | 0 | 0 | 0 | 0 | 0 | 0 | 0 | 0 | 0 | 0 | 0 | 0 | 0 | 0 | 0 | 0 | 0 | 0 | 1 | 0 | 0 | 1 | 0 | 0 | 0 | 0 | 0 | 0 | 0 | 0 | 0 | 1 | 0 | 0 | 0 | 0 | 0 | 0 | 0 | 0 | 0 | 0 | 0 | 0 | 0 | 0 | 0 | 0 | 0 | 0 | 0 | 0 | 0 | 0 | 0 | 0 | 0 | 0 | 0 | 0 | 0 | 0 | 0 | 1 |  | 0 | 0 | 0 | 0 | 0 | 0 | 0 | 0 | 0 | 0 | 0 | 0 | 0 | 0 | 0 | 0 | 0 | 0 | 0 | 0 | 0 | 0 | 0 | 0 | 0 | 0 | 188 | 0 | 0 | 1 | 0 | 0 | 0 | 0 | 0 | 0 | 2347.2685 | 2817.535 | 5177.468 | Tesla-Tracy-Pump 230 kV line #2 | Sobrante-Moraga 230 kV line | Sobrante-Moraga 230 kV line |  | 0 | 0 | 0 | 0 | 0 | 0 | 2347.2685 | 2817.535 | 5177.468 | Tesla-Tracy-Pump 230 kV line #2 | Sobrante-Moraga 230 kV line | Sobrante-Moraga 230 kV line |  | 1 | 1 | NO | 1 | 1 | 1 | NO | 1
PG&E GBA | Martinez | 115 | 0 | 0 | 0 | 0 | 0 | 0 | 0 | 0 | 0 | 0 | 0 | 0 | 0 | 0 | 0 | 0 | 0 | 0 | 0 | 0 | 0 | 0 | 0 | 0 | 0 | 0 | 0 | 0 | 0 | 0 | 0 | 0 | 0 | 0 | 0 | 0 | 0 | 0 | 0 | 1 | 0 | 0 | 0 | 0 | 0 | 0 | 0 | 0 | 0 | 1 | 0 | 0 | 1 | 1 | 1 | 1 | 0 | 0 | 1 | 1 | 0 | 0 | 0 | 0 | 0 | 1 | 0 | 0 | 0 | 0 | 0 | 0 | 0 | 0 | 0 | 0 | 0 | 0 | 0 | 0 | 0 | 0 | 0 | 0 | 0 | 0 | 0 | 0 | 0 | 0 | 0 | 0 | 0 | 0 | 0 | 0 | 0 | 2 |  | 0 | 0 | 0 | 0 | 0 | 0 | 0 | 0 | 0 | 0 | 0 | 0 | 0 | 0 | 0 | 0 | 0 | 0 | 0 | 0 | 0 | 0 | 0 | 0 | 0 | 0 | 0 | 0 | 0 | 0 | 2 | 0 | 1 | 0 | 0 | 0 | -861.825 | -176.859 | 3562.906 | Windmaster-Delta pumps 230 kV line | Windmaster-Delta pumps 230 kV line | Contra Costa- Windmaster 230 kV line |  | 0 | 0 | 0 | 0 | 0 | 0 | 387.075 | 743.023 | 3562.906 | Contra Costa- Windmaster 230 kV line | Contra Costa- Windmaster 230 kV line | Contra Costa- Windmaster 230 kV line |  | 5 | 1 | YES | 2 | 1 | 1 | NO | 1
PG&E FRESNO | Mc Mullin | 230 | 0 | 0 | 0 | 0 | 0 | 0 | 0 | 0 | 0 | 0 | 0 | 0 | 0 | 0 | 0 | 0 | 0 | 0 | 0 | 0 | 0 | 0 | 0 | 0 | 0 | 0 | 0 | 0 | 0 | 0 | 0 | 0 | 0 | 0 | 0 | 0 | 0 | 0 | 0 | 0 | 0 | 0 | 0 | 0 | 0 | 1 | 0 | 0 | 0 | 0 | 0 | 0 | 0 | 0 | 0 | 0 | 0 | 0 | 0 | 0 | 0 | 0 | 0 | 0 | 0 | 0 | 0 | 0 | 0 | 0 | 0 | 0 | 0 | 0 | 0 | 0 | 0 | 0 | 1 | 1 | 0 | 1 | 0 | 0 | 0 | 1 | 0 | 0 | 0 | 1 | 0 | 0 | 0 | 0 | 0 | 0 | 0 | 1 |  | 0 | 0 | 0 | 0 | 0 | 0 | 0 | 0 | 0 | 0 | 0 | 0 | 0 | 0 | 0 | 0 | 0 | 0 | 0 | 0 | 0 | 0 | 0 | 0 | 0 | 0 | 0 | 0 | 0 | 0 | 2 | 0 | 1 | 0 | 0 | 0 | -935.05 | -534.25 | 523.9076 | Borden-Storey #1 230kV line | Borden-Storey #1 230kV line | Borden-Storey #1 230kV line |  | 0 | 0 | 0 | 0 | 0 | 0 | 167.2185 | 712.75 | 1792.1552 | Bellota-Weber 230kV line | Borden-Storey #1 230kV line | Gates 500/230kV TB #12 |  | 5 | 1 | YES | 2 | 1 | 1 | NO | 1
PG&E FRESNO | McCall | 115 | 0 | 0 | 0 | 0 | 0 | 0 | 0 | 0 | 0 | 0 | 0 | 0 | 0 | 0 | 0 | 0 | 0 | 0 | 0 | 0 | 0 | 0 | 0 | 0 | 0 | 0 | 0 | 0 | 0 | 0 | 0 | 0 | 0 | 0 | 0 | 0 | 0 | 0 | 0 | 0 | 0 | 0 | 0 | 0 | 0 | 1 | 0 | 0 | 0 | 0 | 0 | 0 | 0 | 0 | 0 | 0 | 0 | 0 | 0 | 0 | 0 | 0 | 0 | 0 | 0 | 0 | 0 | 0 | 0 | 0 | 0 | 0 | 0 | 0 | 0 | 0 | 0 | 0 | 1 | 0 | 0 | 1 | 0 | 1 | 0 | 1 | 0 | 0 | 0 | 1 | 0 | 0 | 0 | 0 | 0 | 0 | 0 | 1 |  | 0 | 0 | 0 | 0 | 0 | 0 | 0 | 0 | 0 | 0 | 0 | 0 | 0 | 0 | 0 | 0 | 0 | 0 | 0 | 0 | 0 | 0 | 0 | 1.5 | 0 | 0 | 0 | 0 | 0 | 1 | 3 | 0 | 2 | 0 | 1 | 0 | -935.05 | -534.25 | -39.4574 | Borden-Storey #1 230kV line | Borden-Storey #1 230kV line | Chowchilla-Le grand 115kV Line |  | 0 | 0 | 0 | 0 | 0 | 0 | 167.2185 | 712.75 | 506.5426 | Bellota-Weber 230kV line | Borden-Storey #1 230kV line | Chowchilla-Le grand 115kV Line |  | 5 | 1 | YES | 2 | 5 | 1 | YES | 2
PG&E FRESNO | McCall | 230 | 0 | 0 | 0 | 0 | 0 | 0 | 0 | 0 | 0 | 0 | 0 | 0 | 0 | 0 | 0 | 0 | 0 | 0 | 0 | 0 | 0 | 0 | 0 | 0 | 0 | 0 | 0 | 0 | 0 | 0 | 0 | 0 | 0 | 0 | 0 | 0 | 0 | 0 | 0 | 0 | 0 | 0 | 0 | 0 | 0 | 1 | 0 | 0 | 0 | 0 | 0 | 0 | 0 | 0 | 0 | 0 | 0 | 0 | 0 | 0 | 0 | 0 | 0 | 0 | 0 | 0 | 0 | 0 | 0 | 0 | 0 | 0 | 0 | 0 | 0 | 0 | 0 | 0 | 1 | 1 | 0 | 1 | 0 | 0 | 0 | 1 | 0 | 0 | 0 | 1 | 0 | 0 | 0 | 0 | 0 | 0 | 0 | 1 |  | 0 | 0 | 0 | 0 | 0 | 0 | 0 | 0 | 0 | 0 | 0 | 0 | 0 | 0 | 0 | 0 | 0 | 0 | 0 | 0 | 0 | 0 | 0 | 0 | 0 | 0 | 0 | 0 | 0 | 0 | 2 | 0 | 1 | 0 | 0 | 0 | -935.05 | -534.25 | 523.9076 | Borden-Storey #1 230kV line | Borden-Storey #1 230kV line | Borden-Storey #1 230kV line |  | 0 | 0 | 0 | 0 | 0 | 0 | 167.2185 | 712.75 | 1792.1552 | Bellota-Weber 230kV line | Borden-Storey #1 230kV line | Gates 500/230kV TB #12 |  | 5 | 1 | YES | 2 | 1 | 1 | NO | 1
PG&E GBA | Meadow Lane | 115 | 0 | 0 | 0 | 0 | 0 | 0 | 0 | 0 | 0 | 0 | 0 | 0 | 0 | 0 | 0 | 0 | 0 | 0 | 0 | 0 | 0 | 0 | 0 | 0 | 0 | 0 | 0 | 0 | 0 | 0 | 0 | 0 | 0 | 0 | 0 | 0 | 0 | 0 | 0 | 1 | 0 | 0 | 0 | 0 | 0 | 0 | 0 | 0 | 0 | 0 | 0 | 0 | 0 | 0 | 0 | 0 | 0 | 0 | 0 | 0 | 0 | 0 | 0 | 0 | 0 | 0 | 0 | 0 | 0 | 0 | 0 | 0 | 0 | 0 | 0 | 0 | 0 | 0 | 0 | 0 | 0 | 0 | 0 | 0 | 0 | 0 | 0 | 0 | 0 | 0 | 0 | 0 | 0 | 0 | 0 | 0 | 0 | 0 |  | 0 | 0 | 0 | 0 | 0 | 0 | 0 | 0 | 0 | 0 | 0 | 0 | 0 | 0 | 0 | 0 | 0 | 0 | 0 | 0 | 0 | 0 | 0 | 0 | 0 | 0 | 0 | 0 | 0 | 0 | 1 | 0 | 0 | 0 | 0 | 0 | -599.505 | 1292.236 | 5239.7208 | Collinsville-Tesla 500 kV Line | Collinsville-Tesla 500 kV Line | Collinsville-Tesla 500 kV Line |  | 0 | 0 | 0 | 0 | 0 | 0 | 8045.495 | 9937.236 | 5239.7208 | Collinsville-Tesla 500 kV Line | Collinsville-Tesla 500 kV Line | Collinsville-Tesla 500 kV Line |  | 5 | 1 | YES | 2 | 1 | 1 | NO | 1
PG&E GBA | Melones | 115 | 0 | 0 | 0 | 0 | 0 | 0 | 0 | 0 | 0 | 0 | 0 | 0 | 0 | 0 | 0 | 0 | 0 | 0 | 0 | 0 | 0 | 0 | 0 | 0 | 0 | 0 | 0 | 0 | 0 | 0 | 0 | 0 | 0 | 0 | 0 | 0 | 0 | 0 | 0 | 0 | 0 | 0 | 0 | 0 | 0 | 1 | 0 | 0 | 0 | 0 | 0 | 0 | 0 | 0 | 0 | 1 | 0 | 1 | 0 | 1 | 0 | 0 | 0 | 0 | 0 | 1 | 0 | 0 | 0 | 0 | 0 | 0 | 0 | 0 | 0 | 0 | 0 | 0 | 0 | 0 | 0 | 0 | 0 | 0 | 0 | 0 | 0 | 0 | 0 | 0 | 0 | 0 | 0 | 0 | 0 | 0 | 0 | 0 |  | 0 | 0 | 0 | 0 | 0 | 0 | 0 | 0 | 0 | 0 | 0 | 0 | 0 | 0 | 0 | 0 | 0 | 0 | 0 | 0 | 0 | 0 | 0 | 0 | 0 | 0 | 0 | 0 | 0 | 0 | 1 | 0 | 0 | 0 | 0 | 0 | -292.7815 | 181.7909 | 692.3714 | Bellota-Weber 230kV line | Kasson Jct-Heinz 115 kV line | Kasson Jct-Heinz 115 kV line |  | 0 | 0 | 0 | 0 | 0 | 0 | 77.2685 | 181.7909 | 692.3714 | Kasson Jct-Heinz 115 kV line | Kasson Jct-Heinz 115 kV line | Kasson Jct-Heinz 115 kV line |  | 5 | 1 | YES | 2 | 1 | 1 | NO | 1
PG&E GBA | Melones | 230 | 0 | 0 | 0 | 0 | 0 | 0 | 0 | 0 | 0 | 0 | 0 | 0 | 0 | 0 | 0 | 0 | 0 | 0 | 0 | 0 | 0 | 0 | 0 | 0 | 0 | 0 | 0 | 0 | 0 | 0 | 0 | 0 | 0 | 0 | 0 | 0 | 0 | 0 | 0 | 0 | 0 | 0 | 0 | 0 | 0 | 1 | 0 | 0 | 0 | 0 | 0 | 0 | 0 | 0 | 0 | 1 | 0 | 1 | 0 | 1 | 0 | 0 | 0 | 0 | 0 | 1 | 0 | 0 | 0 | 0 | 0 | 0 | 0 | 0 | 0 | 0 | 0 | 0 | 0 | 0 | 0 | 0 | 0 | 0 | 0 | 0 | 0 | 0 | 0 | 0 | 0 | 0 | 0 | 0 | 0 | 0 | 0 | 0 |  | 0 | 0 | 0 | 0 | 0 | 0 | 0 | 0 | 0 | 0 | 0 | 0 | 0 | 0 | 0 | 0 | 0 | 0 | 0 | 0 | 0 | 0 | 0 | 0 | 0 | 0 | 0 | 0 | 0 | 0 | 1 | 0 | 0 | 0 | 0 | 0 | -292.7815 | 181.7909 | 692.3714 | Bellota-Weber 230kV line | Kasson Jct-Heinz 115 kV line | Kasson Jct-Heinz 115 kV line |  | 0 | 0 | 0 | 0 | 0 | 0 | 77.2685 | 181.7909 | 692.3714 | Kasson Jct-Heinz 115 kV line | Kasson Jct-Heinz 115 kV line | Kasson Jct-Heinz 115 kV line |  | 5 | 1 | YES | 2 | 1 | 1 | NO | 1
SDGE | Melrose | 69 | 0 | 0 | 0 | 0 | 0 | 0 | 0 | 0 | 0 | 0 | 0 | 0 | 0 | 0 | 0 | 0 | 0 | 0 | 0 | 0 | 0 | 0 | 0 | 0 | 0 | 1 | 0 | 0 | 0 | 0 | 0 | 0 | 1 | 1 | 0 | 0 | 0 | 1 | 0 | 0 | 0 | 0 | 0 | 0 | 0 | 0 | 0 | 0 | 0 | 0 | 0 | 0 | 0 | 0 | 0 | 0 | 0 | 0 | 0 | 0 | 0 | 0 | 0 | 0 | 0 | 0 | 0 | 0 | 0 | 0 | 0 | 0 | 0 | 0 | 0 | 0 | 0 | 0 | 0 | 0 | 0 | 0 | 0 | 0 | 0 | 0 | 0 | 0 | 0 | 0 | 0 | 0 | 0 | 0 | 0 | 0 | 0 | 1 |  | 0 | 0 | 0 | 0 | 0 | 0 | 0 | 0 | 0 | 0 | 0 | 0 | 0 | 0 | 0 | 0 | 0 | 0 | 0 | 0 | 0 | 0 | 0 | 0 | 0 | 0 | 20 | 0 | 0 | 1 | 0 | 0 | 0 | 0 | 0 | 0 | 94.4 | 149.2 | 313.6 | Ocean Ranch 69 kV constraint | Ocean Ranch 69 kV constraint | Ocean Ranch 69 kV constraint |  | 0 | 0 | 0 | 0 | 0 | 0 | 94.4 | 149.2 | 313.6 | Ocean Ranch 69 kV constraint | Ocean Ranch 69 kV constraint | Ocean Ranch 69 kV constraint |  | 1 | 1 | NO | 1 | 1 | 1 | NO | 1
PG&E NGBA | Mendocino | 115 | 0 | 0 | 0 | 0 | 0 | 0 | 0 | 0 | 0 | 0 | 0 | 0 | 0 | 0 | 0 | 0 | 0 | 0 | 0 | 0 | 0 | 0 | 0 | 0 | 0 | 0 | 0 | 0 | 0 | 0 | 0 | 0 | 0 | 0 | 0 | 0 | 0 | 0 | 0 | 1 | 0 | 0 | 0 | 0 | 0 | 0 | 0 | 0 | 0 | 0 | 0 | 0 | 1 | 0 | 0 | 0 | 0 | 0 | 0 | 0 | 0 | 0 | 0 | 0 | 0 | 0 | 1 | 0 | 0 | 0 | 0 | 0 | 0 | 0 | 0 | 0 | 0 | 0 | 0 | 0 | 0 | 0 | 0 | 0 | 0 | 0 | 0 | 0 | 0 | 0 | 0 | 0 | 0 | 0 | 0 | 0 | 0 | 1 |  | 0 | 0 | 0 | 0 | 0 | 0 | 0 | 0 | 0 | 0 | 0 | 0 | 0 | 0 | 0 | 0 | 0 | 0 | 0 | 0 | 0 | 0 | 0 | 5 | 0 | 0 | 0 | 0 | 0 | 1 | 2 | 0 | 0 | 0 | 0 | 0 | -599.505 | 125.773 | 944.182 | Collinsville-Tesla 500 kV Line | Birds Landing-Contra Costa 230kV Line | Birds Landing-Contra Costa 230kV Line |  | 1 | 0 | 0 | 0 | 0 | 0 | -199.275 | 125.773 | 944.182 | Birds Landing-Contra Costa 230kV Line | Birds Landing-Contra Costa 230kV Line | Birds Landing-Contra Costa 230kV Line |  | 5 | 5 | NO | 5 | 1 | 1 | NO | 1
PG&E NGBA | Mendocino | 60 | 0 | 0 | 0 | 0 | 0 | 0 | 0 | 0 | 0 | 0 | 0 | 0 | 0 | 0 | 0 | 0 | 0 | 0 | 0 | 0 | 0 | 0 | 0 | 0 | 0 | 0 | 0 | 0 | 0 | 0 | 0 | 0 | 0 | 0 | 0 | 0 | 0 | 0 | 0 | 1 | 0 | 1 | 0 | 0 | 0 | 0 | 0 | 0 | 0 | 0 | 0 | 0 | 1 | 0 | 1 | 1 | 0 | 0 | 0 | 0 | 0 | 0 | 0 | 0 | 0 | 0 | 1 | 0 | 0 | 0 | 0 | 0 | 0 | 0 | 0 | 0 | 0 | 0 | 0 | 0 | 0 | 0 | 0 | 0 | 0 | 0 | 0 | 0 | 0 | 0 | 0 | 0 | 0 | 0 | 0 | 0 | 0 | 1 |  | 0 | 0 | 0 | 0 | 0 | 0 | 0 | 0 | 0 | 0 | 0 | 0 | 0 | 0 | 0 | 0 | 3 | 0 | 0 | 0 | 0 | 0 | 0 | 0 | 0 | 0 | 0 | 0 | 5 | 1 | 2 | 0 | 0 | 0 | 0 | 0 | -599.505 | 125.773 | 944.182 | Collinsville-Tesla 500 kV Line | Birds Landing-Contra Costa 230kV Line | Birds Landing-Contra Costa 230kV Line |  | 1 | 0 | 0 | 0 | 0 | 0 | -199.275 | 125.773 | 944.182 | Birds Landing-Contra Costa 230kV Line | Birds Landing-Contra Costa 230kV Line | Birds Landing-Contra Costa 230kV Line |  | 5 | 5 | NO | 5 | 1 | 1 | NO | 1
PG&E FRESNO | Mendota | 115 | 0 | 0 | 0 | 0 | 0 | 0 | 0 | 0 | 0 | 0 | 0 | 0 | 0 | 0 | 0 | 0 | 0 | 0 | 0 | 0 | 0 | 0 | 0 | 0 | 0 | 0 | 0 | 0 | 0 | 0 | 0 | 0 | 0 | 0 | 0 | 0 | 0 | 0 | 0 | 0 | 0 | 0 | 0 | 0 | 0 | 1 | 0 | 0 | 0 | 0 | 0 | 0 | 0 | 0 | 0 | 0 | 0 | 0 | 0 | 0 | 0 | 0 | 0 | 0 | 0 | 0 | 0 | 0 | 0 | 0 | 0 | 0 | 0 | 0 | 0 | 0 | 0 | 0 | 1 | 1 | 1 | 1 | 1 | 1 | 1 | 1 | 0 | 1 | 0 | 1 | 1 | 0 | 1 | 0 | 0 | 0 | 0 | 2 |  | 0 | 0 | 0 | 0 | 0 | 0 | 0 | 0 | 0 | 0 | 0 | 0 | 0 | 0 | 0 | 0 | 0 | 0 | 0 | 0 | 0 | 0 | 0 | 0 | 0 | 0 | 0 | 0 | 0 | 0 | 3 | 0 | 2 | 0 | 1 | 0 | -935.05 | -534.25 | -39.4574 | Borden-Storey #1 230kV line | Borden-Storey #1 230kV line | Chowchilla-Le grand 115kV Line |  | 0 | 0 | 0 | 0 | 0 | 0 | 63.5 | 71.7 | 28.4626 | Merced 115/70kV TB#2 | Merced 115/70kV TB#2 | Oro Loma-El Nido 115kV Line |  | 5 | 1 | YES | 2 | 5 | 1 | YES | 2
PG&E GBA | Menlo | 60 | 0 | 0 | 0 | 0 | 0 | 0 | 0 | 0 | 0 | 0 | 0 | 0 | 0 | 0 | 0 | 0 | 0 | 0 | 0 | 0 | 0 | 0 | 0 | 0 | 0 | 0 | 0 | 0 | 0 | 0 | 0 | 0 | 0 | 0 | 0 | 0 | 0 | 0 | 0 | 1 | 0 | 0 | 0 | 0 | 0 | 0 | 0 | 0 | 0 | 0 | 0 | 0 | 1 | 0 | 0 | 1 | 0 | 0 | 0 | 0 | 0 | 0 | 0 | 0 | 0 | 0 | 0 | 0 | 0 | 0 | 0 | 0 | 0 | 0 | 0 | 0 | 0 | 0 | 0 | 0 | 0 | 0 | 0 | 0 | 0 | 0 | 0 | 0 | 0 | 0 | 0 | 0 | 0 | 0 | 0 | 0 | 0 | 1 |  | 0 | 0 | 0 | 0 | 0 | 0 | 0 | 0 | 0 | 0 | 0 | 0 | 0 | 0 | 0 | 0 | 0 | 0 | 0 | 0 | 0 | 0 | 0 | 0 | 0 | 0 | 0 | 0 | 0 | 0 | 1 | 0 | 0 | 0 | 0 | 0 | -599.505 | 1292.236 | 5177.468 | Collinsville-Tesla 500 kV Line | Collinsville-Tesla 500 kV Line | Sobrante-Moraga 230 kV line |  | 0 | 0 | 0 | 0 | 0 | 0 | 2347.2685 | 2817.535 | 5177.468 | Tesla-Tracy-Pump 230 kV line #2 | Sobrante-Moraga 230 kV line | Sobrante-Moraga 230 kV line |  | 5 | 1 | YES | 2 | 1 | 1 | NO | 1
PG&E FRESNO | Merced | 115 | 0 | 0 | 0 | 0 | 0 | 0 | 0 | 0 | 0 | 0 | 0 | 0 | 0 | 0 | 0 | 0 | 0 | 0 | 0 | 0 | 0 | 0 | 0 | 0 | 0 | 0 | 0 | 0 | 0 | 0 | 0 | 0 | 0 | 0 | 0 | 0 | 0 | 0 | 0 | 0 | 0 | 0 | 0 | 0 | 0 | 1 | 0 | 0 | 0 | 0 | 0 | 0 | 0 | 0 | 0 | 0 | 0 | 0 | 0 | 1 | 0 | 0 | 0 | 0 | 0 | 0 | 0 | 0 | 0 | 0 | 0 | 0 | 0 | 0 | 0 | 0 | 0 | 0 | 1 | 1 | 0 | 1 | 1 | 1 | 1 | 1 | 0 | 1 | 1 | 1 | 0 | 0 | 1 | 0 | 0 | 0 | 0 | 2 |  | 0 | 0 | 0 | 0 | 0 | 0 | 0 | 0 | 0 | 0 | 0 | 0 | 0 | 0 | 0 | 0 | 0 | 0 | 0 | 0 | 0 | 0 | 0 | 4 | 0 | 0 | 0 | 0 | 0 | 1 | 3 | 0 | 2 | 0 | 1 | 0 | -935.05 | -534.25 | -39.4574 | Borden-Storey #1 230kV line | Borden-Storey #1 230kV line | Chowchilla-Le grand 115kV Line |  | 0 | 0 | 0 | 0 | 0 | 0 | 167.2185 | 369.35 | 28.4626 | Bellota-Weber 230kV line | Oro Loma-El Nido 115kV Line | Oro Loma-El Nido 115kV Line |  | 5 | 1 | YES | 2 | 5 | 1 | YES | 2
EOP | Mercury | 138 | 0 | 0 | 0 | 0 | 0 | 0 | 0 | 0 | 0 | 0 | 0 | 0 | 0 | 0 | 0 | 0 | 0 | 0 | 0 | 0 | 0 | 0 | 1 | 1 | 1 | 0 | 0 | 0 | 0 | 0 | 0 | 0 | 0 | 0 | 0 | 0 | 0 | 0 | 0 | 0 | 0 | 0 | 0 | 0 | 0 | 0 | 0 | 0 | 0 | 0 | 0 | 0 | 0 | 0 | 0 | 0 | 0 | 0 | 0 | 0 | 0 | 0 | 0 | 0 | 0 | 0 | 0 | 0 | 0 | 0 | 0 | 0 | 0 | 0 | 0 | 0 | 0 | 0 | 0 | 0 | 0 | 0 | 0 | 0 | 0 | 0 | 0 | 0 | 0 | 0 | 0 | 0 | 0 | 0 | 0 | 0 | 0 | 2 |  | 0 | 0 | 0 | 0 | 0 | 0 | 0 | 0 | 0 | 0 | 0 | 0 | 0 | 0 | 0 | 0 | 0 | 0 | 0 | 0 | 0 | 0 | 0 | 0 | 0 | 0 | 0 | 0 | 0 | 0 | 1 | 0 | 0 | 0 | 0 | 0 | -236.375 | 1704.39 | 2601.53 | Lugo - Victorville area constraint | Sloan Canyon - Eldorado 500 kV constraint | GLW 230kV area constraint |  | 1 | 0 | 0 | 0 | 0 | 0 | -236.375 | 1704.39 | 2601.53 | Lugo - Victorville area constraint | Sloan Canyon - Eldorado 500 kV constraint | GLW 230kV area constraint |  | 5 | 5 | NO | 5 | 1 | 1 | NO | 1
PG&E FRESNO | Mercy Springs | 70 | 0 | 0 | 0 | 0 | 0 | 0 | 0 | 0 | 0 | 0 | 0 | 0 | 0 | 0 | 0 | 0 | 0 | 0 | 0 | 0 | 0 | 0 | 0 | 0 | 0 | 0 | 0 | 0 | 0 | 0 | 0 | 0 | 0 | 0 | 0 | 0 | 0 | 0 | 0 | 0 | 0 | 0 | 0 | 0 | 0 | 0 | 0 | 0 | 0 | 0 | 0 | 0 | 0 | 0 | 0 | 0 | 0 | 0 | 0 | 0 | 0 | 0 | 0 | 0 | 0 | 0 | 0 | 0 | 0 | 0 | 0 | 0 | 0 | 0 | 0 | 0 | 0 | 0 | 1 | 1 | 0 | 0 | 0 | 0 | 0 | 1 | 0 | 0 | 0 | 0 | 0 | 0 | 0 | 0 | 0 | 0 | 0 | 1 |  | 0 | 0 | 0 | 0 | 0 | 0 | 0 | 0 | 0 | 0 | 0 | 0 | 0 | 0 | 0 | 0 | 2 | 0 | 0 | 0 | 0 | 0 | 0 | 0 | 0 | 75 | 78 | 0 | 0 | 1 | 0 | 0 | 0 | 0 | 0 | 0 | 1869.647 | 2537.7207 | 1792.1552 | Gates 500/230kV TB #11 | Gates 500/230kV TB #11 | Gates 500/230kV TB #12 |  | 0 | 0 | 0 | 0 | 0 | 0 | 1869.647 | 2537.7207 | 1792.1552 | Gates 500/230kV TB #11 | Gates 500/230kV TB #11 | Gates 500/230kV TB #12 |  | 1 | 1 | NO | 1 | 1 | 1 | NO | 1
PG&E NGBA | Meridian | 60 | 0 | 0 | 0 | 0 | 0 | 0 | 0 | 0 | 0 | 0 | 0 | 0 | 0 | 0 | 0 | 0 | 0 | 0 | 0 | 0 | 0 | 0 | 0 | 0 | 0 | 0 | 0 | 0 | 0 | 0 | 0 | 0 | 0 | 0 | 0 | 0 | 0 | 0 | 0 | 1 | 0 | 0 | 0 | 0 | 0 | 0 | 0 | 0 | 0 | 0 | 0 | 0 | 1 | 0 | 0 | 0 | 0 | 0 | 0 | 0 | 0 | 0 | 0 | 0 | 0 | 0 | 1 | 0 | 0 | 0 | 0 | 0 | 0 | 0 | 0 | 0 | 0 | 0 | 0 | 0 | 0 | 0 | 0 | 0 | 0 | 0 | 0 | 0 | 0 | 0 | 0 | 0 | 0 | 0 | 0 | 0 | 0 | 1 |  | 0 | 0 | 0 | 0 | 0 | 0 | 0 | 0 | 0 | 0 | 0 | 0 | 0 | 0 | 0 | 0 | 0 | 0 | 0 | 0 | 0 | 0 | 0 | 0 | 0 | 0 | 0 | 0 | 0 | 0 | 2 | 0 | 0 | 0 | 0 | 0 | -599.505 | 125.773 | 944.182 | Collinsville-Tesla 500 kV Line | Birds Landing-Contra Costa 230kV Line | Birds Landing-Contra Costa 230kV Line |  | 1 | 0 | 0 | 0 | 0 | 0 | -199.275 | 125.773 | 944.182 | Birds Landing-Contra Costa 230kV Line | Birds Landing-Contra Costa 230kV Line | Birds Landing-Contra Costa 230kV Line |  | 5 | 5 | NO | 5 | 1 | 1 | NO | 1
PG&E KERN | Mesa (PGE) | 115 | 0 | 0 | 0 | 0 | 0 | 0 | 0 | 0 | 0 | 0 | 0 | 0 | 0 | 0 | 0 | 0 | 0 | 0 | 0 | 0 | 0 | 0 | 0 | 0 | 0 | 0 | 0 | 0 | 0 | 0 | 0 | 0 | 0 | 0 | 0 | 0 | 0 | 0 | 0 | 0 | 0 | 0 | 0 | 0 | 0 | 0 | 0 | 0 | 0 | 0 | 0 | 0 | 0 | 0 | 0 | 0 | 0 | 0 | 0 | 0 | 0 | 0 | 0 | 0 | 0 | 0 | 0 | 1 | 1 | 0 | 0 | 0 | 0 | 0 | 0 | 0 | 0 | 0 | 0 | 1 | 0 | 0 | 0 | 0 | 0 | 1 | 0 | 0 | 0 | 0 | 0 | 0 | 0 | 0 | 0 | 1 | 0 | 1 |  | 0 | 0 | 0 | 0 | 0 | 0 | 0 | 0 | 0 | 0 | 0 | 0 | 0 | 0 | 0 | 0 | 0 | 0 | 0 | 0 | 0 | 0 | 0 | 0 | 0 | 0 | 0 | 0 | 0 | 0 | 0 | 0 | 0 | 0 | 0 | 0 | 343.215 | 253.0117 | 390.175 | Cal Flat-Gates 230 kV line | Cal Flat-Gates 230 kV line | Cal Flat-Gates 230 kV line |  | 0 | 0 | 0 | 0 | 0 | 0 | 343.215 | 253.0117 | 390.175 | Cal Flat-Gates 230 kV line | Cal Flat-Gates 230 kV line | Cal Flat-Gates 230 kV line |  | 1 | 1 | NO | 1 | 1 | 1 | NO | 1
PG&E KERN | Mesa (PGE) | 230 | 0 | 0 | 0 | 0 | 0 | 0 | 0 | 0 | 0 | 0 | 0 | 0 | 0 | 0 | 0 | 0 | 0 | 0 | 0 | 0 | 0 | 0 | 0 | 0 | 0 | 0 | 0 | 0 | 0 | 0 | 0 | 0 | 0 | 0 | 0 | 0 | 0 | 0 | 0 | 0 | 0 | 0 | 0 | 0 | 0 | 0 | 0 | 0 | 0 | 0 | 0 | 0 | 0 | 0 | 0 | 0 | 0 | 0 | 0 | 0 | 0 | 0 | 0 | 0 | 0 | 0 | 0 | 1 | 0 | 0 | 0 | 0 | 0 | 0 | 0 | 0 | 0 | 0 | 1 | 1 | 0 | 0 | 0 | 0 | 0 | 0 | 0 | 0 | 0 | 0 | 0 | 0 | 0 | 0 | 1 | 1 | 0 | 0 |  | 0 | 0 | 0 | 0 | 0 | 0 | 0 | 0 | 0 | 0 | 0 | 0 | 0 | 0 | 0 | 0 | 0 | 0 | 0 | 0 | 0 | 0 | 0 | 0 | 0 | 0 | 0 | 0 | 0 | 0 | 0 | 0 | 0 | 0 | 0 | 0 | 343.215 | 253.0117 | 390.175 | Cal Flat-Gates 230 kV line | Cal Flat-Gates 230 kV line | Cal Flat-Gates 230 kV line |  | 0 | 0 | 0 | 0 | 0 | 0 | 343.215 | 253.0117 | 390.175 | Cal Flat-Gates 230 kV line | Cal Flat-Gates 230 kV line | Cal Flat-Gates 230 kV line |  | 1 | 1 | NO | 1 | 1 | 1 | NO | 1
SCE Metro | Mesa (SCE) | 230 | 0 | 0 | 0 | 0 | 0 | 0 | 0 | 0 | 0 | 1 | 0 | 0 | 0 | 0 | 0 | 0 | 0 | 0 | 0 | 0 | 0 | 0 | 0 | 0 | 0 | 0 | 0 | 0 | 0 | 0 | 0 | 0 | 0 | 0 | 0 | 0 | 0 | 0 | 0 | 0 | 0 | 0 | 0 | 0 | 0 | 0 | 0 | 0 | 0 | 0 | 0 | 0 | 0 | 0 | 0 | 0 | 0 | 0 | 0 | 0 | 0 | 0 | 0 | 0 | 0 | 0 | 0 | 0 | 0 | 0 | 0 | 0 | 0 | 0 | 0 | 0 | 0 | 0 | 0 | 0 | 0 | 0 | 0 | 0 | 0 | 0 | 0 | 0 | 0 | 0 | 0 | 0 | 0 | 0 | 0 | 0 | 0 | 0 |  | 0 | 0 | 0 | 0 | 0 | 0 | 0 | 0 | 0 | 0 | 0 | 99.7 | 0 | 0 | 1 | 0 | 0 | 0 | 0 | 0 | 0 | 0 | 0 | 2.62 | 0 | 0 | 106.2 | 0 | 0 | 1 | 0 | 0 | 0 | 0 | 0 | 0 | 9984.6 | 11497.7 | 13807.5055 | SCE Metro Area Default Constraint | SCE Metro Area Default Constraint | SCE Metro Area Default Constraint |  | 0 | 0 | 0 | 0 | 0 | 0 | 9984.6 | 11497.7 | 13807.5055 | SCE Metro Area Default Constraint | SCE Metro Area Default Constraint | SCE Metro Area Default Constraint |  | 1 | 1 | NO | 1 | 1 | 1 | NO | 1
SCE Metro | Mesa (SCE) | 500 | 0 | 0 | 0 | 0 | 0 | 0 | 0 | 0 | 0 | 1 | 0 | 0 | 0 | 0 | 0 | 0 | 0 | 0 | 0 | 0 | 0 | 0 | 0 | 0 | 0 | 0 | 0 | 0 | 0 | 0 | 0 | 0 | 0 | 0 | 0 | 0 | 0 | 0 | 0 | 0 | 0 | 0 | 0 | 0 | 0 | 0 | 0 | 0 | 0 | 0 | 0 | 0 | 0 | 0 | 0 | 0 | 0 | 0 | 0 | 0 | 0 | 0 | 0 | 0 | 0 | 0 | 0 | 0 | 0 | 0 | 0 | 0 | 0 | 0 | 0 | 0 | 0 | 0 | 0 | 0 | 0 | 0 | 0 | 0 | 0 | 0 | 0 | 0 | 0 | 0 | 0 | 0 | 0 | 0 | 0 | 0 | 0 | 0 |  | 0 | 0 | 0 | 0 | 0 | 0 | 0 | 0 | 0 | 0 | 0 | 0 | 0 | 0 | 0 | 0 | 0 | 0 | 0 | 0 | 0 | 0 | 0 | 0 | 0 | 0 | 0 | 0 | 0 | 0 | 0 | 0 | 0 | 0 | 0 | 0 | 9984.6 | 11497.7 | 13807.5055 | SCE Metro Area Default Constraint | SCE Metro Area Default Constraint | SCE Metro Area Default Constraint |  | 0 | 0 | 0 | 0 | 0 | 0 | 9984.6 | 11497.7 | 13807.5055 | SCE Metro Area Default Constraint | SCE Metro Area Default Constraint | SCE Metro Area Default Constraint |  | 1 | 1 | NO | 1 | 1 | 1 | NO | 1
SDGE | Mesa Heights | 69 | 0 | 0 | 0 | 0 | 0 | 0 | 0 | 0 | 0 | 0 | 0 | 0 | 0 | 0 | 0 | 0 | 0 | 0 | 0 | 0 | 0 | 0 | 0 | 0 | 0 | 0 | 0 | 0 | 0 | 0 | 0 | 0 | 1 | 0 | 0 | 0 | 0 | 0 | 0 | 0 | 0 | 0 | 0 | 0 | 0 | 0 | 0 | 0 | 0 | 0 | 0 | 0 | 0 | 0 | 0 | 0 | 0 | 0 | 0 | 0 | 0 | 0 | 0 | 0 | 0 | 0 | 0 | 0 | 0 | 0 | 0 | 0 | 0 | 0 | 0 | 0 | 0 | 0 | 0 | 0 | 0 | 0 | 0 | 0 | 0 | 0 | 0 | 0 | 0 | 0 | 0 | 0 | 0 | 0 | 0 | 0 | 0 | 1 |  | 0 | 0 | 0 | 0 | 0 | 0 | 0 | 0 | 0 | 0 | 0 | 0 | 0 | 0 | 0 | 0 | 0 | 0 | 0 | 0 | 0 | 0 | 0 | 0 | 0 | 0 | 10.5 | 0 | 0 | 1 | 0 | 0 | 0 | 0 | 0 | 0 | 826.21 | 2219.805 | 8461.0494 | San Luis Rey-San Onofre 230 kV line constraint | San Luis Rey-San Onofre 230 kV line constraint | San Luis Rey-San Onofre 230 kV line constraint |  | 0 | 0 | 0 | 0 | 0 | 0 | 826.21 | 2219.805 | 8461.0494 | San Luis Rey-San Onofre 230 kV line constraint | San Luis Rey-San Onofre 230 kV line constraint | San Luis Rey-San Onofre 230 kV line constraint |  | 1 | 1 | NO | 1 | 1 | 1 | NO | 1
PG&E GBA | Metcalf | 115 | 0 | 0 | 0 | 0 | 0 | 0 | 0 | 0 | 0 | 0 | 0 | 0 | 0 | 0 | 0 | 0 | 0 | 0 | 0 | 0 | 0 | 0 | 0 | 0 | 0 | 0 | 0 | 0 | 0 | 0 | 0 | 0 | 0 | 0 | 0 | 0 | 0 | 0 | 0 | 0 | 0 | 0 | 0 | 0 | 0 | 0 | 0 | 0 | 0 | 0 | 0 | 0 | 0 | 0 | 0 | 1 | 0 | 0 | 0 | 1 | 0 | 0 | 0 | 0 | 0 | 0 | 0 | 0 | 0 | 0 | 0 | 0 | 0 | 0 | 0 | 0 | 0 | 0 | 0 | 0 | 0 | 0 | 0 | 0 | 0 | 0 | 0 | 0 | 0 | 0 | 0 | 0 | 0 | 0 | 0 | 0 | 0 | 0 |  | 0 | 0 | 0 | 0 | 0 | 0 | 0 | 0 | 0 | 0 | 0 | 75 | 0 | 0 | 1 | 0 | 0 | 0 | 0 | 0 | 0 | 0 | 0 | 0 | 0 | 0 | 75 | 0 | 0 | 1 | 0 | 0 | 0 | 0 | 0 | 0 | 922.2935 | 2018.1064 | 4744.827 | Tesla-Bellota 230 kV line | Tesla-Bellota 230 kV line | Tesla-Bellota 230 kV line |  | 0 | 0 | 0 | 0 | 0 | 0 | 922.2935 | 2018.1064 | 4744.827 | Tesla-Bellota 230 kV line | Tesla-Bellota 230 kV line | Tesla-Bellota 230 kV line |  | 1 | 1 | NO | 1 | 1 | 1 | NO | 1
PG&E GBA | Metcalf | 230 | 0 | 0 | 0 | 0 | 0 | 0 | 0 | 0 | 0 | 0 | 0 | 0 | 0 | 0 | 0 | 0 | 0 | 0 | 0 | 0 | 0 | 0 | 0 | 0 | 0 | 0 | 0 | 0 | 0 | 0 | 0 | 0 | 0 | 0 | 0 | 0 | 0 | 0 | 0 | 0 | 0 | 0 | 0 | 0 | 0 | 0 | 0 | 0 | 0 | 0 | 0 | 0 | 0 | 0 | 0 | 1 | 0 | 0 | 0 | 1 | 0 | 0 | 0 | 0 | 0 | 0 | 0 | 0 | 0 | 0 | 0 | 0 | 0 | 0 | 0 | 0 | 0 | 0 | 0 | 0 | 0 | 0 | 0 | 0 | 0 | 0 | 0 | 0 | 0 | 0 | 0 | 0 | 0 | 0 | 0 | 0 | 0 | 0 |  | 0 | 0 | 0 | 0 | 0 | 0 | 0 | 0 | 0 | 0 | 0 | 0 | 0 | 0 | 0 | 0 | 0 | 0 | 0 | 0 | 0 | 0 | 0 | 0 | 0 | 0 | 0 | 101.075 | 0 | 1 | 0 | 0 | 0 | 0 | 0 | 0 | 922.2935 | 2018.1064 | 4744.827 | Tesla-Bellota 230 kV line | Tesla-Bellota 230 kV line | Tesla-Bellota 230 kV line |  | 0 | 0 | 0 | 0 | 0 | 0 | 922.2935 | 2018.1064 | 4744.827 | Tesla-Bellota 230 kV line | Tesla-Bellota 230 kV line | Tesla-Bellota 230 kV line |  | 1 | 1 | NO | 1 | 1 | 1 | NO | 1
PG&E GBA | Metcalf | 500 | 0 | 0 | 0 | 0 | 0 | 0 | 0 | 0 | 0 | 0 | 0 | 0 | 0 | 0 | 0 | 0 | 0 | 0 | 0 | 0 | 0 | 0 | 0 | 0 | 0 | 0 | 0 | 0 | 0 | 0 | 0 | 0 | 0 | 0 | 0 | 0 | 0 | 0 | 0 | 0 | 0 | 0 | 0 | 0 | 0 | 0 | 0 | 0 | 0 | 0 | 0 | 0 | 0 | 0 | 0 | 0 | 0 | 0 | 0 | 0 | 0 | 0 | 0 | 0 | 0 | 0 | 0 | 0 | 0 | 0 | 0 | 0 | 0 | 0 | 0 | 0 | 0 | 0 | 0 | 0 | 0 | 0 | 0 | 0 | 0 | 0 | 0 | 0 | 0 | 0 | 0 | 0 | 0 | 0 | 0 | 0 | 1 | 0 |  | 0 | 0 | 0 | 0 | 0 | 0 | 0 | 0 | 0 | 0 | 0 | 0 | 0 | 0 | 0 | 0 | 0 | 0 | 0 | 0 | 0 | 0 | 0 | 0 | 0 | 0 | 0 | 0 | 0 | 0 | 0 | 0 | 0 | 0 | 0 | 0 | 1566.65 | 1620.51 | 6075.99 | NEW-Metcalf-Mosslanding 500kV | NEW-Metcalf-Mosslanding 500kV | NEW-Metcalf-Mosslanding 500kV |  | 0 | 0 | 0 | 0 | 0 | 0 | 1566.65 | 1620.51 | 6075.99 | NEW-Metcalf-Mosslanding 500kV | NEW-Metcalf-Mosslanding 500kV | NEW-Metcalf-Mosslanding 500kV |  | 1 | 1 | NO | 1 | 1 | 1 | NO | 1
PG&E KERN | Midway | 115 | 0 | 0 | 0 | 0 | 0 | 0 | 0 | 0 | 0 | 0 | 0 | 0 | 0 | 0 | 0 | 0 | 0 | 0 | 0 | 0 | 0 | 0 | 0 | 0 | 0 | 0 | 0 | 0 | 0 | 0 | 0 | 0 | 0 | 0 | 0 | 0 | 0 | 0 | 0 | 0 | 0 | 0 | 0 | 0 | 0 | 0 | 0 | 0 | 0 | 0 | 0 | 0 | 0 | 0 | 0 | 0 | 0 | 0 | 0 | 0 | 0 | 0 | 0 | 0 | 0 | 0 | 0 | 1 | 1 | 0 | 0 | 0 | 0 | 0 | 1 | 0 | 0 | 0 | 1 | 1 | 0 | 0 | 0 | 0 | 0 | 0 | 0 | 0 | 0 | 0 | 0 | 0 | 0 | 0 | 1 | 0 | 0 | 0 |  | 0 | 0 | 0 | 0 | 0 | 0 | 0 | 0 | 0 | 0 | 0 | 0 | 0 | 0 | 0 | 0 | 0 | 0 | 0 | 0 | 0 | 0 | 0 | 0 | 205 | 180 | 0 | 60 | 0 | 1 | 0 | 0 | 0 | 0 | 0 | 0 | 343.215 | 253.0117 | 390.175 | Cal Flat-Gates 230 kV line | Cal Flat-Gates 230 kV line | Cal Flat-Gates 230 kV line |  | 0 | 0 | 0 | 0 | 0 | 0 | 343.215 | 253.0117 | 390.175 | Cal Flat-Gates 230 kV line | Cal Flat-Gates 230 kV line | Cal Flat-Gates 230 kV line |  | 1 | 1 | NO | 1 | 1 | 1 | NO | 1
PG&E KERN | Midway | 230 | 0 | 0 | 0 | 0 | 0 | 0 | 0 | 0 | 0 | 0 | 0 | 0 | 0 | 0 | 0 | 0 | 0 | 0 | 0 | 0 | 0 | 0 | 0 | 0 | 0 | 0 | 0 | 0 | 0 | 0 | 0 | 0 | 0 | 0 | 0 | 0 | 0 | 0 | 0 | 0 | 0 | 0 | 0 | 0 | 0 | 0 | 0 | 0 | 0 | 0 | 0 | 0 | 0 | 0 | 0 | 0 | 0 | 0 | 0 | 0 | 0 | 0 | 0 | 0 | 0 | 0 | 0 | 1 | 1 | 0 | 0 | 0 | 0 | 0 | 0 | 0 | 0 | 0 | 1 | 1 | 0 | 0 | 0 | 0 | 0 | 0 | 0 | 0 | 0 | 0 | 0 | 0 | 0 | 0 | 1 | 0 | 0 | 0 |  | 0 | 0 | 0 | 0 | 0 | 0 | 0 | 0 | 0 | 0 | 0 | 0 | 0 | 0 | 0 | 0 | 0 | 0 | 0 | 0 | 0 | 0 | 0 | 0 | 0 | 0 | 0 | 0 | 0 | 0 | 0 | 0 | 0 | 0 | 0 | 0 | 343.215 | 253.0117 | 390.175 | Cal Flat-Gates 230 kV line | Cal Flat-Gates 230 kV line | Cal Flat-Gates 230 kV line |  | 0 | 0 | 0 | 0 | 0 | 0 | 343.215 | 253.0117 | 390.175 | Cal Flat-Gates 230 kV line | Cal Flat-Gates 230 kV line | Cal Flat-Gates 230 kV line |  | 1 | 1 | NO | 1 | 1 | 1 | NO | 1
PG&E KERN | Midway | 500 | 0 | 0 | 0 | 0 | 0 | 0 | 0 | 0 | 0 | 0 | 0 | 0 | 0 | 0 | 0 | 0 | 0 | 0 | 0 | 0 | 0 | 0 | 0 | 0 | 0 | 0 | 0 | 0 | 0 | 0 | 0 | 0 | 0 | 0 | 0 | 0 | 0 | 0 | 0 | 0 | 0 | 0 | 0 | 0 | 0 | 0 | 0 | 0 | 0 | 0 | 0 | 0 | 0 | 0 | 0 | 0 | 0 | 0 | 0 | 0 | 0 | 0 | 0 | 0 | 0 | 0 | 0 | 0 | 0 | 0 | 0 | 0 | 0 | 0 | 0 | 0 | 0 | 0 | 0 | 0 | 0 | 0 | 0 | 0 | 0 | 0 | 0 | 0 | 0 | 0 | 0 | 0 | 0 | 0 | 1 | 0 | 0 | 0 |  | 0 | 0 | 0 | 0 | 0 | 0 | 0 | 0 | 0 | 0 | 0 | 0 | 0 | 0 | 0 | 0 | 0 | 0 | 0 | 0 | 0 | 0 | 0 | 0 | 200 | 450 | 0 | 175 | 0 | 1 | 0 | 0 | 0 | 0 | 0 | 0 | 1038.735 | 2288.0197 | 855.1531 | Mustang-Henrietta 230 kV line | Mustang-Henrietta 230 kV line | Mustang-Henrietta 230 kV line |  | 0 | 0 | 0 | 0 | 0 | 0 | 1038.735 | 2288.0197 | 855.1531 | Mustang-Henrietta 230 kV line | Mustang-Henrietta 230 kV line | Mustang-Henrietta 230 kV line |  | 1 | 1 | NO | 1 | 1 | 1 | NO | 1
SDGE | Miguel | 230 | 0 | 0 | 0 | 0 | 0 | 0 | 0 | 0 | 0 | 0 | 0 | 0 | 0 | 0 | 0 | 0 | 0 | 0 | 0 | 0 | 0 | 0 | 0 | 0 | 0 | 0 | 0 | 0 | 1 | 0 | 1 | 0 | 1 | 0 | 0 | 1 | 1 | 0 | 0 | 0 | 0 | 0 | 0 | 0 | 0 | 0 | 0 | 0 | 0 | 0 | 0 | 0 | 0 | 0 | 0 | 0 | 0 | 0 | 0 | 0 | 0 | 0 | 0 | 0 | 0 | 0 | 0 | 0 | 0 | 0 | 0 | 0 | 0 | 0 | 0 | 0 | 0 | 0 | 0 | 0 | 0 | 0 | 0 | 0 | 0 | 0 | 0 | 0 | 0 | 0 | 0 | 0 | 0 | 0 | 0 | 0 | 0 | 5 |  | 0 | 0 | 0 | 0 | 0 | 0 | 0 | 0 | 0 | 0 | 0 | 0 | 0 | 0 | 0 | 0 | 0 | 0 | 0 | 0 | 0 | 0 | 0 | 0 | 0 | 0 | 0 | 0 | 0 | 0 | 0 | 0 | 0 | 0 | 0 | 0 | 826.21 | 1748.17 | 2202.4044 | San Luis Rey-San Onofre 230 kV line constraint | Silvergate-Old Town 230 kV constraint | Silvergate-Old Town 230 kV constraint |  | 0 | 0 | 0 | 0 | 0 | 0 | 826.21 | 1748.17 | 2202.4044 | San Luis Rey-San Onofre 230 kV line constraint | Silvergate-Old Town 230 kV constraint | Silvergate-Old Town 230 kV constraint |  | 1 | 1 | NO | 1 | 1 | 1 | NO | 1
SDGE | Miguel | 500 | 0 | 0 | 0 | 0 | 0 | 0 | 0 | 0 | 0 | 0 | 0 | 0 | 0 | 0 | 0 | 0 | 0 | 0 | 0 | 0 | 0 | 0 | 0 | 0 | 0 | 0 | 0 | 0 | 1 | 0 | 1 | 0 | 1 | 0 | 0 | 1 | 1 | 0 | 0 | 0 | 0 | 0 | 0 | 0 | 0 | 0 | 0 | 0 | 0 | 0 | 0 | 0 | 0 | 0 | 0 | 0 | 0 | 0 | 0 | 0 | 0 | 0 | 0 | 0 | 0 | 0 | 0 | 0 | 0 | 0 | 0 | 0 | 0 | 0 | 0 | 0 | 0 | 0 | 0 | 0 | 0 | 0 | 0 | 0 | 0 | 0 | 0 | 0 | 0 | 0 | 0 | 0 | 0 | 0 | 0 | 0 | 0 | 5 |  | 0 | 0 | 0 | 0 | 0 | 0 | 0 | 0 | 0 | 0 | 0 | 0 | 0 | 0 | 0 | 0 | 0 | 0 | 0 | 0 | 0 | 0 | 0 | 0 | 0 | 0 | 0 | 0 | 0 | 0 | 0 | 0 | 0 | 0 | 0 | 0 | 826.21 | 1748.17 | 2202.4044 | San Luis Rey-San Onofre 230 kV line constraint | Silvergate-Old Town 230 kV constraint | Silvergate-Old Town 230 kV constraint |  | 0 | 0 | 0 | 0 | 0 | 0 | 826.21 | 1748.17 | 2202.4044 | San Luis Rey-San Onofre 230 kV line constraint | Silvergate-Old Town 230 kV constraint | Silvergate-Old Town 230 kV constraint |  | 1 | 1 | NO | 1 | 1 | 1 | NO | 1
SDGE | Miguel | 69 | 0 | 0 | 0 | 0 | 0 | 0 | 0 | 0 | 0 | 0 | 0 | 0 | 0 | 0 | 0 | 0 | 0 | 0 | 0 | 0 | 0 | 0 | 0 | 0 | 0 | 0 | 0 | 1 | 0 | 1 | 1 | 0 | 1 | 0 | 0 | 1 | 1 | 0 | 0 | 0 | 0 | 0 | 0 | 0 | 0 | 0 | 0 | 0 | 0 | 0 | 0 | 0 | 0 | 0 | 0 | 0 | 0 | 0 | 0 | 0 | 0 | 0 | 0 | 0 | 0 | 0 | 0 | 0 | 0 | 0 | 0 | 0 | 0 | 0 | 0 | 0 | 0 | 0 | 0 | 0 | 0 | 0 | 0 | 0 | 0 | 0 | 0 | 0 | 0 | 0 | 0 | 0 | 0 | 0 | 0 | 0 | 0 | 4 |  | 0 | 0 | 0 | 0 | 0 | 0 | 0 | 0 | 0 | 0 | 0 | 0 | 0 | 0 | 0 | 0 | 0 | 0 | 0 | 0 | 0 | 0 | 0 | 0 | 0 | 0 | 9.75 | 0 | 0 | 1 | 0 | 0 | 0 | 0 | 0 | 0 | 159.09 | 195.045 | 299.0864 | Miguel 69 kV constraint | Miguel 69 kV constraint | Miguel 69 kV constraint |  | 0 | 0 | 0 | 0 | 0 | 0 | 159.09 | 195.045 | 299.0864 | Miguel 69 kV constraint | Miguel 69 kV constraint | Miguel 69 kV constraint |  | 1 | 1 | NO | 1 | 1 | 1 | NO | 1
PG&E GBA | Millbrae | 115 | 0 | 0 | 0 | 0 | 0 | 0 | 0 | 0 | 0 | 0 | 0 | 0 | 0 | 0 | 0 | 0 | 0 | 0 | 0 | 0 | 0 | 0 | 0 | 0 | 0 | 0 | 0 | 0 | 0 | 0 | 0 | 0 | 0 | 0 | 0 | 0 | 0 | 0 | 0 | 0 | 0 | 0 | 0 | 0 | 0 | 0 | 0 | 0 | 0 | 0 | 0 | 0 | 1 | 0 | 0 | 1 | 0 | 0 | 0 | 0 | 0 | 0 | 0 | 0 | 0 | 1 | 0 | 0 | 0 | 0 | 0 | 0 | 0 | 0 | 0 | 0 | 0 | 0 | 0 | 0 | 0 | 0 | 0 | 0 | 0 | 0 | 0 | 0 | 0 | 0 | 0 | 0 | 0 | 0 | 0 | 0 | 0 | 1 |  | 0 | 0 | 0 | 0 | 0 | 0 | 0 | 0 | 0 | 0 | 0 | 0 | 0 | 0 | 0 | 0 | 0 | 0 | 0 | 0 | 0 | 0 | 0 | 3.5 | 0 | 0 | 0 | 0 | 0 | 1 | 0 | 0 | 0 | 0 | 0 | 0 | 2347.2685 | 2817.535 | 5177.468 | Tesla-Tracy-Pump 230 kV line #2 | Sobrante-Moraga 230 kV line | Sobrante-Moraga 230 kV line |  | 0 | 0 | 0 | 0 | 0 | 0 | 2347.2685 | 2817.535 | 5177.468 | Tesla-Tracy-Pump 230 kV line #2 | Sobrante-Moraga 230 kV line | Sobrante-Moraga 230 kV line |  | 1 | 1 | NO | 1 | 1 | 1 | NO | 1
PG&E GBA | Miller | 115 | 0 | 0 | 0 | 0 | 0 | 0 | 0 | 0 | 0 | 0 | 0 | 0 | 0 | 0 | 0 | 0 | 0 | 0 | 0 | 0 | 0 | 0 | 0 | 0 | 0 | 0 | 0 | 0 | 0 | 0 | 0 | 0 | 0 | 0 | 0 | 0 | 0 | 0 | 0 | 0 | 0 | 0 | 0 | 0 | 0 | 1 | 0 | 0 | 0 | 0 | 0 | 0 | 0 | 0 | 0 | 1 | 0 | 1 | 0 | 1 | 0 | 0 | 0 | 0 | 0 | 1 | 0 | 0 | 0 | 0 | 0 | 0 | 0 | 0 | 0 | 0 | 0 | 0 | 0 | 0 | 0 | 0 | 0 | 0 | 0 | 0 | 0 | 0 | 0 | 0 | 0 | 0 | 0 | 0 | 0 | 0 | 0 | 0 |  | 0 | 0 | 0 | 0 | 0 | 0 | 0 | 0 | 0 | 0 | 0 | 0 | 0 | 0 | 0 | 0 | 0 | 0 | 0 | 0 | 0 | 0 | 0 | 0 | 0 | 0 | 0 | 0 | 0 | 0 | 1 | 0 | 0 | 0 | 0 | 0 | -292.7815 | 181.7909 | 692.3714 | Bellota-Weber 230kV line | Kasson Jct-Heinz 115 kV line | Kasson Jct-Heinz 115 kV line |  | 0 | 0 | 0 | 0 | 0 | 0 | 77.2685 | 181.7909 | 692.3714 | Kasson Jct-Heinz 115 kV line | Kasson Jct-Heinz 115 kV line | Kasson Jct-Heinz 115 kV line |  | 5 | 1 | YES | 2 | 1 | 1 | NO | 1
SCE Metro | Mira Loma | 230 | 0 | 0 | 0 | 0 | 0 | 0 | 0 | 0 | 0 | 1 | 0 | 0 | 0 | 0 | 0 | 0 | 0 | 0 | 0 | 0 | 0 | 0 | 0 | 0 | 0 | 0 | 0 | 0 | 0 | 0 | 0 | 0 | 0 | 0 | 0 | 0 | 0 | 0 | 0 | 0 | 0 | 0 | 0 | 0 | 0 | 0 | 0 | 0 | 0 | 0 | 0 | 0 | 0 | 0 | 0 | 0 | 0 | 0 | 0 | 0 | 0 | 0 | 0 | 0 | 0 | 0 | 0 | 0 | 0 | 0 | 0 | 0 | 0 | 0 | 0 | 0 | 0 | 0 | 0 | 0 | 0 | 0 | 0 | 0 | 0 | 0 | 0 | 0 | 0 | 0 | 0 | 0 | 0 | 0 | 0 | 0 | 0 | 0 |  | 0 | 0 | 0 | 0 | 0 | 0 | 0 | 0 | 0 | 0 | 0 | 0 | 0 | 0 | 0 | 0 | 0 | 0 | 0 | 0 | 0 | 0 | 0 | 0 | 0 | 0 | 42 | 0 | 0 | 1 | 0 | 0 | 0 | 0 | 0 | 0 | 9984.6 | 11497.7 | 13807.5055 | SCE Metro Area Default Constraint | SCE Metro Area Default Constraint | SCE Metro Area Default Constraint |  | 0 | 0 | 0 | 0 | 0 | 0 | 9984.6 | 11497.7 | 13807.5055 | SCE Metro Area Default Constraint | SCE Metro Area Default Constraint | SCE Metro Area Default Constraint |  | 1 | 1 | NO | 1 | 1 | 1 | NO | 1
SCE Metro | Mira Loma | 500 | 0 | 0 | 0 | 0 | 0 | 0 | 0 | 0 | 0 | 1 | 0 | 0 | 0 | 0 | 0 | 0 | 0 | 0 | 0 | 0 | 0 | 0 | 0 | 0 | 0 | 0 | 0 | 0 | 0 | 0 | 0 | 0 | 0 | 0 | 0 | 0 | 0 | 0 | 0 | 0 | 0 | 0 | 0 | 0 | 0 | 0 | 0 | 0 | 0 | 0 | 0 | 0 | 0 | 0 | 0 | 0 | 0 | 0 | 0 | 0 | 0 | 0 | 0 | 0 | 0 | 0 | 0 | 0 | 0 | 0 | 0 | 0 | 0 | 0 | 0 | 0 | 0 | 0 | 0 | 0 | 0 | 0 | 0 | 0 | 0 | 0 | 0 | 0 | 0 | 0 | 0 | 0 | 0 | 0 | 0 | 0 | 0 | 0 |  | 0 | 0 | 0 | 0 | 0 | 0 | 0 | 0 | 0 | 0 | 0 | 0 | 0 | 0 | 0 | 0 | 0 | 0 | 0 | 0 | 0 | 0 | 0 | 0 | 0 | 0 | 0 | 0 | 0 | 0 | 0 | 0 | 0 | 0 | 0 | 0 | 9984.6 | 11497.7 | 13807.5055 | SCE Metro Area Default Constraint | SCE Metro Area Default Constraint | SCE Metro Area Default Constraint |  | 0 | 0 | 0 | 0 | 0 | 0 | 9984.6 | 11497.7 | 13807.5055 | SCE Metro Area Default Constraint | SCE Metro Area Default Constraint | SCE Metro Area Default Constraint |  | 1 | 1 | NO | 1 | 1 | 1 | NO | 1
SCE Eastern | Mirage | 115 | 0 | 0 | 0 | 0 | 0 | 0 | 0 | 0 | 0 | 0 | 0 | 0 | 0 | 0 | 0 | 0 | 0 | 0 | 1 | 1 | 0 | 1 | 0 | 0 | 0 | 0 | 0 | 0 | 0 | 0 | 0 | 0 | 0 | 0 | 0 | 0 | 0 | 0 | 0 | 0 | 0 | 0 | 0 | 0 | 0 | 0 | 0 | 0 | 0 | 0 | 0 | 0 | 0 | 0 | 0 | 0 | 0 | 0 | 0 | 0 | 0 | 0 | 0 | 0 | 0 | 0 | 0 | 0 | 0 | 0 | 0 | 0 | 0 | 0 | 0 | 0 | 0 | 0 | 0 | 0 | 0 | 0 | 0 | 0 | 0 | 0 | 0 | 0 | 0 | 0 | 0 | 0 | 0 | 0 | 0 | 0 | 0 | 1 |  | 0 | 0 | 0 | 0 | 0 | 0 | 0 | 0 | 0 | 0 | 0 | 0 | 0 | 0 | 0 | 0 | 0 | 0 | 0 | 0 | 0 | 0 | 0 | 0 | 0 | 0 | 0 | 0 | 0 | 0 | 1 | 0 | 1 | 0 | 0 | 1 | -840 | -685 | -51.3 | Eagle Mountain Constraint | Eagle Mountain Constraint | Eagle Mountain Constraint |  | 1 | 1 | 0 | 1 | 0 | 1 | -240 | -85 | -51.3 | Eagle Mountain Constraint | Eagle Mountain Constraint | Eagle Mountain Constraint |  | 5 | 5 | NO | 5 | 3 | 3 | NO | 3
SCE Eastern | Mirage | 230 | 0 | 0 | 0 | 0 | 0 | 0 | 0 | 0 | 0 | 0 | 0 | 0 | 0 | 0 | 0 | 0 | 0 | 0 | 1 | 1 | 0 | 1 | 0 | 0 | 0 | 0 | 0 | 0 | 0 | 0 | 0 | 0 | 0 | 0 | 0 | 0 | 0 | 0 | 0 | 0 | 0 | 0 | 0 | 0 | 0 | 0 | 0 | 0 | 0 | 0 | 0 | 0 | 0 | 0 | 0 | 0 | 0 | 0 | 0 | 0 | 0 | 0 | 0 | 0 | 0 | 0 | 0 | 0 | 0 | 0 | 0 | 0 | 0 | 0 | 0 | 0 | 0 | 0 | 0 | 0 | 0 | 0 | 0 | 0 | 0 | 0 | 0 | 0 | 0 | 0 | 0 | 0 | 0 | 0 | 0 | 0 | 0 | 1 |  | 30 | 0 | 0 | 0 | 0 | 0 | 0 | 0 | 0 | 0 | 130 | 100 | 0 | 0 | 1 | 530 | 0 | 0 | 0 | 0 | 0 | 0 | 0 | 0 | 0 | 130 | 150 | 0 | 0 | 1 | 1 | 0 | 1 | 0 | 0 | 1 | -840 | -685 | -51.3 | Eagle Mountain Constraint | Eagle Mountain Constraint | Eagle Mountain Constraint |  | 1 | 1 | 0 | 1 | 0 | 1 | -240 | -85 | -51.3 | Eagle Mountain Constraint | Eagle Mountain Constraint | Eagle Mountain Constraint |  | 5 | 5 | NO | 5 | 3 | 3 | NO | 3
SDGE | Mission | 138 | 0 | 0 | 0 | 0 | 0 | 0 | 0 | 0 | 0 | 0 | 0 | 0 | 0 | 0 | 0 | 0 | 0 | 0 | 0 | 0 | 0 | 0 | 0 | 0 | 0 | 0 | 0 | 0 | 0 | 0 | 1 | 0 | 1 | 0 | 0 | 0 | 0 | 0 | 0 | 0 | 0 | 0 | 0 | 0 | 0 | 0 | 0 | 0 | 0 | 0 | 0 | 0 | 0 | 0 | 0 | 0 | 0 | 0 | 0 | 0 | 0 | 0 | 0 | 0 | 0 | 0 | 0 | 0 | 0 | 0 | 0 | 0 | 0 | 0 | 0 | 0 | 0 | 0 | 0 | 0 | 0 | 0 | 0 | 0 | 0 | 0 | 0 | 0 | 0 | 0 | 0 | 0 | 0 | 0 | 0 | 0 | 0 | 2 |  | 0 | 0 | 0 | 0 | 0 | 0 | 0 | 0 | 0 | 0 | 0 | 0 | 0 | 0 | 0 | 0 | 0 | 0 | 0 | 0 | 0 | 0 | 0 | 0 | 0 | 0 | 0 | 0 | 0 | 0 | 0 | 0 | 0 | 0 | 0 | 0 | 826.21 | 2219.805 | 8237.7844 | San Luis Rey-San Onofre 230 kV line constraint | San Luis Rey-San Onofre 230 kV line constraint | Encina - San Luis Rey 230 kV constraint |  | 0 | 0 | 0 | 0 | 0 | 0 | 826.21 | 2219.805 | 8237.7844 | San Luis Rey-San Onofre 230 kV line constraint | San Luis Rey-San Onofre 230 kV line constraint | Encina - San Luis Rey 230 kV constraint |  | 1 | 1 | NO | 1 | 1 | 1 | NO | 1
SDGE | Mission | 230 | 0 | 0 | 0 | 0 | 0 | 0 | 0 | 0 | 0 | 0 | 0 | 0 | 0 | 0 | 0 | 0 | 0 | 0 | 0 | 0 | 0 | 0 | 0 | 0 | 0 | 0 | 0 | 0 | 1 | 0 | 1 | 0 | 1 | 0 | 0 | 0 | 0 | 0 | 0 | 0 | 0 | 0 | 0 | 0 | 0 | 0 | 0 | 0 | 0 | 0 | 0 | 0 | 0 | 0 | 0 | 0 | 0 | 0 | 0 | 0 | 0 | 0 | 0 | 0 | 0 | 0 | 0 | 0 | 0 | 0 | 0 | 0 | 0 | 0 | 0 | 0 | 0 | 0 | 0 | 0 | 0 | 0 | 0 | 0 | 0 | 0 | 0 | 0 | 0 | 0 | 0 | 0 | 0 | 0 | 0 | 0 | 0 | 3 |  | 0 | 0 | 0 | 0 | 0 | 0 | 0 | 0 | 0 | 0 | 0 | 0 | 0 | 0 | 0 | 0 | 0 | 0 | 0 | 0 | 0 | 0 | 0 | 0 | 0 | 0 | 0 | 0 | 0 | 0 | 0 | 0 | 0 | 0 | 0 | 0 | 826.21 | 2219.805 | 8237.7844 | San Luis Rey-San Onofre 230 kV line constraint | San Luis Rey-San Onofre 230 kV line constraint | Encina - San Luis Rey 230 kV constraint |  | 0 | 0 | 0 | 0 | 0 | 0 | 826.21 | 2219.805 | 8237.7844 | San Luis Rey-San Onofre 230 kV line constraint | San Luis Rey-San Onofre 230 kV line constraint | Encina - San Luis Rey 230 kV constraint |  | 1 | 1 | NO | 1 | 1 | 1 | NO | 1
SDGE | Mission | 69 | 0 | 0 | 0 | 0 | 0 | 0 | 0 | 0 | 0 | 0 | 0 | 0 | 0 | 0 | 0 | 0 | 0 | 0 | 0 | 0 | 0 | 0 | 0 | 0 | 0 | 0 | 0 | 0 | 0 | 0 | 1 | 0 | 1 | 0 | 0 | 0 | 0 | 0 | 0 | 0 | 0 | 0 | 0 | 0 | 0 | 0 | 0 | 0 | 0 | 0 | 0 | 0 | 0 | 0 | 0 | 0 | 0 | 0 | 0 | 0 | 0 | 0 | 0 | 0 | 0 | 0 | 0 | 0 | 0 | 0 | 0 | 0 | 0 | 0 | 0 | 0 | 0 | 0 | 0 | 0 | 0 | 0 | 0 | 0 | 0 | 0 | 0 | 0 | 0 | 0 | 0 | 0 | 0 | 0 | 0 | 0 | 0 | 2 |  | 0 | 0 | 0 | 0 | 0 | 0 | 0 | 0 | 0 | 0 | 0 | 0 | 0 | 0 | 0 | 0 | 0 | 0 | 0 | 0 | 0 | 0 | 0 | 0 | 0 | 0 | 0 | 0 | 0 | 0 | 0 | 0 | 0 | 0 | 0 | 0 | 826.21 | 2219.805 | 8237.7844 | San Luis Rey-San Onofre 230 kV line constraint | San Luis Rey-San Onofre 230 kV line constraint | Encina - San Luis Rey 230 kV constraint |  | 0 | 0 | 0 | 0 | 0 | 0 | 826.21 | 2219.805 | 8237.7844 | San Luis Rey-San Onofre 230 kV line constraint | San Luis Rey-San Onofre 230 kV line constraint | Encina - San Luis Rey 230 kV constraint |  | 1 | 1 | NO | 1 | 1 | 1 | NO | 1
PG&E GBA | Mi-Wuk | 115 | 0 | 0 | 0 | 0 | 0 | 0 | 0 | 0 | 0 | 0 | 0 | 0 | 0 | 0 | 0 | 0 | 0 | 0 | 0 | 0 | 0 | 0 | 0 | 0 | 0 | 0 | 0 | 0 | 0 | 0 | 0 | 0 | 0 | 0 | 0 | 0 | 0 | 0 | 0 | 0 | 0 | 0 | 0 | 0 | 0 | 1 | 0 | 0 | 0 | 0 | 0 | 0 | 0 | 0 | 0 | 1 | 0 | 1 | 0 | 1 | 0 | 0 | 0 | 0 | 0 | 1 | 0 | 0 | 0 | 0 | 0 | 0 | 0 | 0 | 0 | 0 | 0 | 0 | 0 | 0 | 0 | 0 | 0 | 0 | 0 | 0 | 0 | 0 | 0 | 0 | 0 | 0 | 0 | 0 | 0 | 0 | 0 | 0 |  | 0 | 0 | 0 | 0 | 0 | 0 | 0 | 0 | 0 | 0 | 0 | 0 | 0 | 0 | 0 | 0 | 0 | 0 | 0 | 0 | 0 | 0 | 0 | 0 | 0 | 0 | 0 | 0 | 0 | 0 | 1 | 0 | 0 | 0 | 0 | 0 | -292.7815 | 181.7909 | 692.3714 | Bellota-Weber 230kV line | Kasson Jct-Heinz 115 kV line | Kasson Jct-Heinz 115 kV line |  | 0 | 0 | 0 | 0 | 0 | 0 | 77.2685 | 181.7909 | 692.3714 | Kasson Jct-Heinz 115 kV line | Kasson Jct-Heinz 115 kV line | Kasson Jct-Heinz 115 kV line |  | 5 | 1 | YES | 2 | 1 | 1 | NO | 1
EOP | Mohave | 500 | 0 | 0 | 0 | 0 | 0 | 0 | 0 | 0 | 0 | 0 | 0 | 0 | 0 | 0 | 0 | 0 | 0 | 0 | 0 | 0 | 0 | 0 | 0 | 0 | 1 | 0 | 0 | 0 | 0 | 0 | 0 | 0 | 0 | 0 | 0 | 0 | 0 | 0 | 0 | 0 | 0 | 0 | 0 | 0 | 0 | 0 | 0 | 0 | 0 | 0 | 0 | 0 | 0 | 0 | 0 | 0 | 0 | 0 | 0 | 0 | 0 | 0 | 0 | 0 | 0 | 0 | 0 | 0 | 0 | 0 | 0 | 0 | 0 | 0 | 0 | 0 | 0 | 0 | 0 | 0 | 0 | 0 | 0 | 0 | 0 | 0 | 0 | 0 | 0 | 0 | 0 | 0 | 0 | 0 | 0 | 0 | 0 | 0 |  | 0 | 0 | 0 | 0 | 0 | 0 | 0 | 0 | 0 | 0 | 0 | 0 | 0 | 0 | 0 | 0 | 0 | 492 | 126.5 | 0 | 0 | 0 | 0 | 0 | 0 | 587 | 0 | 150 | 0 | 1 | 1 | 0 | 0 | 0 | 0 | 0 | -236.375 | 3658.51 | 6589.955 | Lugo - Victorville area constraint | Lugo - Victorville area constraint | Lugo - Victorville area constraint |  | 1 | 0 | 0 | 0 | 0 | 0 | -236.375 | 3658.51 | 6589.955 | Lugo - Victorville area constraint | Lugo - Victorville area constraint | Lugo - Victorville area constraint |  | 5 | 5 | NO | 5 | 1 | 1 | NO | 1
PG&E NGBA | Monroe | 115 | 0 | 0 | 0 | 0 | 0 | 0 | 0 | 0 | 0 | 0 | 0 | 0 | 0 | 0 | 0 | 0 | 0 | 0 | 0 | 0 | 0 | 0 | 0 | 0 | 0 | 0 | 0 | 0 | 0 | 0 | 0 | 0 | 0 | 0 | 0 | 0 | 0 | 0 | 0 | 1 | 0 | 0 | 0 | 0 | 0 | 0 | 0 | 0 | 0 | 0 | 0 | 0 | 1 | 0 | 0 | 0 | 0 | 0 | 0 | 0 | 0 | 0 | 0 | 0 | 0 | 0 | 1 | 0 | 0 | 0 | 0 | 0 | 0 | 0 | 0 | 0 | 0 | 0 | 0 | 0 | 0 | 0 | 0 | 0 | 0 | 0 | 0 | 0 | 0 | 0 | 0 | 0 | 0 | 0 | 0 | 0 | 0 | 1 |  | 0 | 0 | 0 | 0 | 0 | 0 | 0 | 0 | 0 | 0 | 0 | 0 | 0 | 0 | 0 | 0 | 0 | 0 | 0 | 0 | 0 | 0 | 0 | 0 | 0 | 0 | 0 | 0 | 0 | 0 | 2 | 0 | 0 | 0 | 0 | 0 | -599.505 | 125.773 | 944.182 | Collinsville-Tesla 500 kV Line | Birds Landing-Contra Costa 230kV Line | Birds Landing-Contra Costa 230kV Line |  | 1 | 0 | 0 | 0 | 0 | 0 | -199.275 | 125.773 | 944.182 | Birds Landing-Contra Costa 230kV Line | Birds Landing-Contra Costa 230kV Line | Birds Landing-Contra Costa 230kV Line |  | 5 | 5 | NO | 5 | 1 | 1 | NO | 1
SDGE | Monserate | 69 | 0 | 0 | 0 | 0 | 0 | 0 | 0 | 0 | 0 | 0 | 0 | 0 | 0 | 0 | 0 | 0 | 0 | 0 | 0 | 0 | 0 | 0 | 0 | 0 | 0 | 1 | 0 | 0 | 0 | 0 | 0 | 0 | 1 | 1 | 0 | 0 | 0 | 1 | 0 | 0 | 0 | 0 | 0 | 0 | 0 | 0 | 0 | 0 | 0 | 0 | 0 | 0 | 0 | 0 | 0 | 0 | 0 | 0 | 0 | 0 | 0 | 0 | 0 | 0 | 0 | 0 | 0 | 0 | 0 | 0 | 0 | 0 | 0 | 0 | 0 | 0 | 0 | 0 | 0 | 0 | 0 | 0 | 0 | 0 | 0 | 0 | 0 | 0 | 0 | 0 | 0 | 0 | 0 | 0 | 0 | 0 | 0 | 1 |  | 0 | 0 | 0 | 0 | 0 | 0 | 0 | 0 | 0 | 0 | 0 | 0 | 0 | 0 | 0 | 0 | 0 | 0 | 0 | 0 | 0 | 0 | 0 | 0 | 0 | 0 | 0 | 0 | 0 | 0 | 0 | 0 | 0 | 0 | 0 | 0 | 94.4 | 149.2 | 313.6 | Ocean Ranch 69 kV constraint | Ocean Ranch 69 kV constraint | Ocean Ranch 69 kV constraint |  | 0 | 0 | 0 | 0 | 0 | 0 | 94.4 | 149.2 | 313.6 | Ocean Ranch 69 kV constraint | Ocean Ranch 69 kV constraint | Ocean Ranch 69 kV constraint |  | 1 | 1 | NO | 1 | 1 | 1 | NO | 1
PG&E GBA | Monta Vista | 115 | 0 | 0 | 0 | 0 | 0 | 0 | 0 | 0 | 0 | 0 | 0 | 0 | 0 | 0 | 0 | 0 | 0 | 0 | 0 | 0 | 0 | 0 | 0 | 0 | 0 | 0 | 0 | 0 | 0 | 0 | 0 | 0 | 0 | 0 | 0 | 0 | 0 | 0 | 0 | 0 | 0 | 0 | 0 | 0 | 0 | 0 | 0 | 0 | 0 | 0 | 0 | 0 | 1 | 0 | 0 | 0 | 0 | 0 | 0 | 1 | 0 | 0 | 0 | 0 | 0 | 0 | 0 | 0 | 0 | 0 | 0 | 0 | 0 | 0 | 0 | 0 | 0 | 0 | 0 | 0 | 0 | 0 | 0 | 0 | 0 | 0 | 0 | 0 | 0 | 0 | 0 | 0 | 0 | 0 | 0 | 0 | 1 | 1 |  | 0 | 0 | 0 | 0 | 0 | 0 | 0 | 0 | 0 | 0 | 0 | 0 | 0 | 0 | 0 | 0 | 0 | 0 | 0 | 0 | 0 | 0 | 0 | 0 | 0 | 0 | 0 | 0 | 0 | 0 | 0 | 0 | 0 | 0 | 0 | 0 | 922.2935 | 1620.51 | 4744.827 | Tesla-Bellota 230 kV line | NEW-Metcalf-Mosslanding 500kV | Tesla-Bellota 230 kV line |  | 0 | 0 | 0 | 0 | 0 | 0 | 922.2935 | 1620.51 | 4744.827 | Tesla-Bellota 230 kV line | NEW-Metcalf-Mosslanding 500kV | Tesla-Bellota 230 kV line |  | 1 | 1 | NO | 1 | 1 | 1 | NO | 1
PG&E GBA | Monta Vista | 230 | 0 | 0 | 0 | 0 | 0 | 0 | 0 | 0 | 0 | 0 | 0 | 0 | 0 | 0 | 0 | 0 | 0 | 0 | 0 | 0 | 0 | 0 | 0 | 0 | 0 | 0 | 0 | 0 | 0 | 0 | 0 | 0 | 0 | 0 | 0 | 0 | 0 | 0 | 0 | 0 | 0 | 0 | 0 | 0 | 0 | 0 | 0 | 0 | 0 | 0 | 0 | 0 | 1 | 0 | 0 | 0 | 0 | 0 | 0 | 1 | 0 | 0 | 0 | 0 | 0 | 0 | 0 | 0 | 0 | 0 | 0 | 0 | 0 | 0 | 0 | 0 | 0 | 0 | 0 | 0 | 0 | 0 | 0 | 0 | 0 | 0 | 0 | 0 | 0 | 0 | 0 | 0 | 0 | 0 | 0 | 0 | 0 | 1 |  | 0 | 0 | 0 | 0 | 0 | 0 | 0 | 0 | 0 | 0 | 0 | 0 | 0 | 0 | 0 | 0 | 0 | 0 | 0 | 0 | 0 | 0 | 0 | 0 | 0 | 0 | 0 | 0 | 0 | 0 | 0 | 0 | 0 | 0 | 0 | 0 | 922.2935 | 2018.1064 | 4744.827 | Tesla-Bellota 230 kV line | Tesla-Bellota 230 kV line | Tesla-Bellota 230 kV line |  | 0 | 0 | 0 | 0 | 0 | 0 | 922.2935 | 2018.1064 | 4744.827 | Tesla-Bellota 230 kV line | Tesla-Bellota 230 kV line | Tesla-Bellota 230 kV line |  | 1 | 1 | NO | 1 | 1 | 1 | NO | 1
PG&E GBA | Monta Vista | 60 | 0 | 0 | 0 | 0 | 0 | 0 | 0 | 0 | 0 | 0 | 0 | 0 | 0 | 0 | 0 | 0 | 0 | 0 | 0 | 0 | 0 | 0 | 0 | 0 | 0 | 0 | 0 | 0 | 0 | 0 | 0 | 0 | 0 | 0 | 0 | 0 | 0 | 0 | 0 | 0 | 0 | 0 | 0 | 0 | 0 | 0 | 0 | 0 | 0 | 0 | 0 | 0 | 1 | 0 | 0 | 0 | 0 | 0 | 0 | 1 | 0 | 0 | 0 | 0 | 0 | 0 | 0 | 0 | 0 | 0 | 0 | 0 | 0 | 0 | 0 | 0 | 0 | 0 | 0 | 0 | 0 | 0 | 0 | 0 | 0 | 0 | 0 | 0 | 0 | 0 | 0 | 0 | 0 | 0 | 0 | 0 | 1 | 1 |  | 0 | 0 | 0 | 0 | 0 | 0 | 0 | 0 | 0 | 0 | 0 | 0 | 0 | 0 | 0 | 0 | 0 | 0 | 0 | 0 | 0 | 0 | 0 | 0 | 0 | 0 | 0 | 0 | 0 | 0 | 0 | 0 | 0 | 0 | 0 | 0 | 922.2935 | 1620.51 | 4744.827 | Tesla-Bellota 230 kV line | NEW-Metcalf-Mosslanding 500kV | Tesla-Bellota 230 kV line |  | 0 | 0 | 0 | 0 | 0 | 0 | 922.2935 | 1620.51 | 4744.827 | Tesla-Bellota 230 kV line | NEW-Metcalf-Mosslanding 500kV | Tesla-Bellota 230 kV line |  | 1 | 1 | NO | 1 | 1 | 1 | NO | 1
PG&E NGBA | Monticello | 115 | 0 | 0 | 0 | 0 | 0 | 0 | 0 | 0 | 0 | 0 | 0 | 0 | 0 | 0 | 0 | 0 | 0 | 0 | 0 | 0 | 0 | 0 | 0 | 0 | 0 | 0 | 0 | 0 | 0 | 0 | 0 | 0 | 0 | 0 | 0 | 0 | 0 | 0 | 0 | 1 | 0 | 1 | 0 | 0 | 0 | 0 | 0 | 0 | 0 | 0 | 0 | 1 | 1 | 1 | 1 | 1 | 0 | 0 | 0 | 0 | 0 | 0 | 0 | 0 | 0 | 1 | 1 | 0 | 0 | 0 | 0 | 0 | 0 | 0 | 0 | 0 | 0 | 0 | 0 | 0 | 0 | 0 | 0 | 0 | 0 | 0 | 0 | 0 | 0 | 0 | 0 | 0 | 0 | 0 | 0 | 0 | 0 | 2 |  | 0 | 0 | 0 | 0 | 0 | 0 | 0 | 0 | 0 | 0 | 0 | 0 | 0 | 0 | 0 | 0 | 0 | 0 | 0 | 0 | 0 | 0 | 0 | 0 | 0 | 0 | 0 | 0 | 0 | 0 | 3 | 0 | 1 | 0 | 0 | 0 | -861.825 | -176.859 | 798.62 | Windmaster-Delta pumps 230 kV line | Windmaster-Delta pumps 230 kV line | Lakeville-Ignacio 230 kV line |  | 1 | 0 | 0 | 0 | 0 | 0 | -199.275 | 125.773 | 798.62 | Birds Landing-Contra Costa 230kV Line | Birds Landing-Contra Costa 230kV Line | Lakeville-Ignacio 230 kV line |  | 5 | 5 | NO | 5 | 1 | 1 | NO | 1
SCE Northern | Moorpark | 230 | 0 | 0 | 1 | 0 | 1 | 0 | 0 | 0 | 0 | 0 | 0 | 0 | 0 | 0 | 0 | 0 | 0 | 0 | 0 | 0 | 0 | 0 | 0 | 0 | 1 | 0 | 0 | 0 | 0 | 0 | 0 | 0 | 0 | 0 | 0 | 0 | 0 | 0 | 0 | 0 | 0 | 0 | 0 | 0 | 0 | 0 | 0 | 0 | 0 | 0 | 0 | 0 | 0 | 0 | 0 | 0 | 0 | 0 | 0 | 0 | 0 | 0 | 0 | 0 | 0 | 0 | 0 | 0 | 0 | 0 | 0 | 0 | 0 | 0 | 0 | 0 | 0 | 0 | 0 | 0 | 0 | 0 | 0 | 0 | 0 | 0 | 0 | 0 | 0 | 0 | 0 | 0 | 0 | 0 | 0 | 0 | 0 | 0 |  | 0 | 0 | 0 | 0 | 0 | 0 | 0 | 0 | 0 | 0 | 0 | 0 | 0 | 0 | 0 | 0 | 0 | 0 | 0 | 0 | 0 | 0 | 0 | 0 | 0 | 0 | 350 | 0 | 0 | 1 | 1 | 0 | 0 | 0 | 0 | 0 | -236.375 | 721.5 | 3106 | Lugo - Victorville area constraint | Moorpark-Pardee Constraint | Moorpark-Pardee Constraint |  | 1 | 0 | 0 | 0 | 0 | 0 | -236.375 | 721.5 | 3106 | Lugo - Victorville area constraint | Moorpark-Pardee Constraint | Moorpark-Pardee Constraint |  | 5 | 5 | NO | 5 | 1 | 1 | NO | 1
SCE Northern | Moorpark | 66 | 0 | 0 | 1 | 0 | 1 | 0 | 0 | 0 | 0 | 0 | 0 | 0 | 0 | 0 | 0 | 0 | 0 | 0 | 0 | 0 | 0 | 0 | 0 | 0 | 1 | 0 | 0 | 0 | 0 | 0 | 0 | 0 | 0 | 0 | 0 | 0 | 0 | 0 | 0 | 0 | 0 | 0 | 0 | 0 | 0 | 0 | 0 | 0 | 0 | 0 | 0 | 0 | 0 | 0 | 0 | 0 | 0 | 0 | 0 | 0 | 0 | 0 | 0 | 0 | 0 | 0 | 0 | 0 | 0 | 0 | 0 | 0 | 0 | 0 | 0 | 0 | 0 | 0 | 0 | 0 | 0 | 0 | 0 | 0 | 0 | 0 | 0 | 0 | 0 | 0 | 0 | 0 | 0 | 0 | 0 | 0 | 0 | 0 |  | 0 | 0 | 0 | 0 | 0 | 0 | 0 | 0 | 0 | 0 | 0 | 0 | 0 | 0 | 0 | 0 | 0 | 0 | 0 | 0 | 0 | 0 | 0 | 0 | 0 | 0 | 0 | 0 | 0 | 0 | 1 | 0 | 0 | 0 | 0 | 0 | -236.375 | 721.5 | 3106 | Lugo - Victorville area constraint | Moorpark-Pardee Constraint | Moorpark-Pardee Constraint |  | 1 | 0 | 0 | 0 | 0 | 0 | -236.375 | 721.5 | 3106 | Lugo - Victorville area constraint | Moorpark-Pardee Constraint | Moorpark-Pardee Constraint |  | 5 | 5 | NO | 5 | 1 | 1 | NO | 1
PG&E GBA | Moraga | 115 | 0 | 0 | 0 | 0 | 0 | 0 | 0 | 0 | 0 | 0 | 0 | 0 | 0 | 0 | 0 | 0 | 0 | 0 | 0 | 0 | 0 | 0 | 0 | 0 | 0 | 0 | 0 | 0 | 0 | 0 | 0 | 0 | 0 | 0 | 0 | 0 | 0 | 0 | 0 | 1 | 0 | 0 | 0 | 0 | 0 | 0 | 0 | 0 | 0 | 0 | 0 | 0 | 1 | 0 | 0 | 1 | 0 | 0 | 0 | 0 | 0 | 0 | 0 | 0 | 0 | 0 | 0 | 0 | 0 | 0 | 0 | 0 | 0 | 0 | 0 | 0 | 0 | 0 | 0 | 0 | 0 | 0 | 0 | 0 | 0 | 0 | 0 | 0 | 0 | 0 | 0 | 0 | 0 | 0 | 0 | 0 | 0 | 1 |  | 0 | 0 | 0 | 0 | 0 | 0 | 0 | 0 | 0 | 0 | 0 | 0 | 0 | 0 | 0 | 0 | 0 | 0 | 0 | 0 | 0 | 0 | 0 | 0 | 0 | 0 | 0 | 0 | 0 | 0 | 1 | 0 | 0 | 0 | 0 | 0 | -599.505 | 1292.236 | 5177.468 | Collinsville-Tesla 500 kV Line | Collinsville-Tesla 500 kV Line | Sobrante-Moraga 230 kV line |  | 0 | 0 | 0 | 0 | 0 | 0 | 2347.2685 | 2817.535 | 5177.468 | Tesla-Tracy-Pump 230 kV line #2 | Sobrante-Moraga 230 kV line | Sobrante-Moraga 230 kV line |  | 5 | 1 | YES | 2 | 1 | 1 | NO | 1
PG&E GBA | Moraga | 230 | 0 | 0 | 0 | 0 | 0 | 0 | 0 | 0 | 0 | 0 | 0 | 0 | 0 | 0 | 0 | 0 | 0 | 0 | 0 | 0 | 0 | 0 | 0 | 0 | 0 | 0 | 0 | 0 | 0 | 0 | 0 | 0 | 0 | 0 | 0 | 0 | 0 | 0 | 0 | 1 | 0 | 0 | 0 | 0 | 0 | 0 | 0 | 0 | 0 | 0 | 0 | 0 | 1 | 1 | 1 | 1 | 0 | 0 | 0 | 1 | 0 | 1 | 0 | 0 | 0 | 1 | 0 | 0 | 0 | 0 | 0 | 0 | 0 | 0 | 0 | 0 | 0 | 0 | 0 | 0 | 0 | 0 | 0 | 0 | 0 | 0 | 0 | 0 | 0 | 0 | 0 | 0 | 0 | 0 | 0 | 0 | 0 | 1 |  | 0 | 0 | 0 | 0 | 0 | 0 | 0 | 0 | 0 | 0 | 0 | 0 | 0 | 0 | 0 | 0 | 0 | 0 | 0 | 0 | 0 | 0 | 0 | 0 | 0 | 0 | 0 | 0 | 0 | 0 | 2 | 0 | 1 | 0 | 0 | 0 | -861.825 | -176.859 | 1214.56 | Windmaster-Delta pumps 230 kV line | Windmaster-Delta pumps 230 kV line | Grant - Eastshore #2 line 115 kV |  | 0 | 0 | 0 | 0 | 0 | 0 | 387.075 | 743.023 | 1214.56 | Contra Costa- Windmaster 230 kV line | Contra Costa- Windmaster 230 kV line | Grant - Eastshore #2 line 115 kV |  | 5 | 1 | YES | 2 | 1 | 1 | NO | 1
PG&E GBA | Morgan Hill | 115 | 0 | 0 | 0 | 0 | 0 | 0 | 0 | 0 | 0 | 0 | 0 | 0 | 0 | 0 | 0 | 0 | 0 | 0 | 0 | 0 | 0 | 0 | 0 | 0 | 0 | 0 | 0 | 0 | 0 | 0 | 0 | 0 | 0 | 0 | 0 | 0 | 0 | 0 | 0 | 0 | 0 | 0 | 0 | 0 | 0 | 0 | 0 | 0 | 0 | 0 | 0 | 0 | 1 | 0 | 0 | 1 | 0 | 0 | 0 | 1 | 0 | 0 | 0 | 0 | 1 | 0 | 0 | 0 | 0 | 0 | 0 | 0 | 0 | 0 | 0 | 0 | 0 | 0 | 0 | 0 | 0 | 0 | 0 | 0 | 0 | 0 | 0 | 0 | 0 | 0 | 0 | 0 | 0 | 0 | 0 | 0 | 0 | 1 |  | 0 | 0 | 0 | 0 | 0 | 0 | 0 | 0 | 0 | 0 | 0 | 0 | 0 | 0 | 0 | 0 | 0 | 0 | 0 | 0 | 0 | 0 | 0 | 0 | 0 | 0 | 0 | 0 | 0 | 0 | 0 | 0 | 0 | 0 | 0 | 0 | 338.65 | 358.51 | 303.18 | Morganhill-Metcalf 115kV Line | Morganhill-Metcalf 115kV Line | Morganhill-Metcalf 115kV Line |  | 0 | 0 | 0 | 0 | 0 | 0 | 338.65 | 358.51 | 303.18 | Morganhill-Metcalf 115kV Line | Morganhill-Metcalf 115kV Line | Morganhill-Metcalf 115kV Line |  | 1 | 1 | NO | 1 | 1 | 1 | NO | 1
PG&E KERN | Morro Bay | 115 | 0 | 0 | 0 | 0 | 0 | 0 | 0 | 0 | 0 | 0 | 0 | 0 | 0 | 0 | 0 | 0 | 0 | 0 | 0 | 0 | 0 | 0 | 0 | 0 | 0 | 0 | 0 | 0 | 0 | 0 | 0 | 0 | 0 | 0 | 0 | 0 | 0 | 0 | 0 | 0 | 0 | 0 | 0 | 0 | 0 | 0 | 0 | 0 | 0 | 0 | 0 | 0 | 0 | 0 | 0 | 0 | 0 | 0 | 0 | 0 | 0 | 0 | 0 | 0 | 0 | 0 | 0 | 1 | 1 | 0 | 0 | 0 | 0 | 0 | 0 | 0 | 0 | 0 | 0 | 1 | 0 | 0 | 0 | 0 | 0 | 1 | 0 | 0 | 0 | 0 | 0 | 0 | 0 | 0 | 0 | 1 | 0 | 1 |  | 0 | 0 | 0 | 0 | 0 | 0 | 0 | 0 | 0 | 0 | 0 | 0 | 0 | 0 | 0 | 0 | 0 | 0 | 0 | 0 | 0 | 0 | 0 | 0 | 0 | 0 | 0 | 0 | 0 | 0 | 0 | 0 | 0 | 0 | 0 | 0 | 343.215 | 253.0117 | 390.175 | Cal Flat-Gates 230 kV line | Cal Flat-Gates 230 kV line | Cal Flat-Gates 230 kV line |  | 0 | 0 | 0 | 0 | 0 | 0 | 343.215 | 253.0117 | 390.175 | Cal Flat-Gates 230 kV line | Cal Flat-Gates 230 kV line | Cal Flat-Gates 230 kV line |  | 1 | 1 | NO | 1 | 1 | 1 | NO | 1
PG&E KERN | Morro Bay | 230 | 0 | 0 | 0 | 0 | 0 | 0 | 0 | 0 | 0 | 0 | 0 | 0 | 0 | 0 | 0 | 0 | 0 | 0 | 0 | 0 | 0 | 0 | 0 | 0 | 0 | 0 | 0 | 0 | 0 | 0 | 0 | 0 | 0 | 0 | 0 | 0 | 0 | 0 | 0 | 0 | 0 | 0 | 0 | 0 | 0 | 0 | 0 | 0 | 0 | 0 | 0 | 0 | 0 | 0 | 0 | 0 | 0 | 0 | 0 | 0 | 0 | 0 | 0 | 0 | 0 | 0 | 0 | 1 | 0 | 0 | 0 | 0 | 0 | 0 | 0 | 0 | 0 | 0 | 1 | 1 | 0 | 0 | 0 | 0 | 0 | 0 | 0 | 0 | 0 | 0 | 0 | 0 | 0 | 0 | 1 | 1 | 0 | 0 |  | 0 | 0 | 0 | 0 | 0 | 0 | 0 | 0 | 0 | 0 | 0 | 0 | 0 | 0 | 0 | 0 | 0 | 0 | 0 | 0 | 0 | 0 | 0 | 0 | 0 | 0 | 0 | 0 | 0 | 0 | 0 | 0 | 0 | 0 | 0 | 0 | 343.215 | 253.0117 | 390.175 | Cal Flat-Gates 230 kV line | Cal Flat-Gates 230 kV line | Cal Flat-Gates 230 kV line |  | 0 | 0 | 0 | 0 | 0 | 0 | 343.215 | 253.0117 | 390.175 | Cal Flat-Gates 230 kV line | Cal Flat-Gates 230 kV line | Cal Flat-Gates 230 kV line |  | 1 | 1 | NO | 1 | 1 | 1 | NO | 1
PG&E KERN | Morro Bay | 500 | 0 | 0 | 0 | 0 | 0 | 0 | 0 | 0 | 0 | 0 | 0 | 0 | 0 | 0 | 0 | 0 | 0 | 0 | 0 | 0 | 0 | 0 | 0 | 0 | 0 | 0 | 0 | 0 | 0 | 0 | 0 | 0 | 0 | 0 | 0 | 0 | 0 | 0 | 0 | 0 | 0 | 0 | 0 | 0 | 0 | 0 | 0 | 0 | 0 | 0 | 0 | 0 | 0 | 0 | 0 | 0 | 0 | 0 | 0 | 0 | 0 | 0 | 0 | 0 | 0 | 0 | 0 | 0 | 0 | 0 | 0 | 0 | 0 | 0 | 0 | 0 | 0 | 0 | 0 | 0 | 0 | 0 | 0 | 0 | 0 | 0 | 0 | 0 | 0 | 0 | 0 | 0 | 0 | 1 | 1 | 0 | 0 | 0 |  | 0 | 0 | 0 | 0 | 0 | 0 | 0 | 0 | 0 | 0 | 0 | 0 | 0 | 0 | 0 | 0 | 0 | 0 | 0 | 0 | 0 | 0 | 0 | 0 | 0 | 0 | 0 | 0 | 0 | 0 | 0 | 0 | 0 | 0 | 0 | 0 | 1038.735 | 2288.0197 | 855.1531 | Mustang-Henrietta 230 kV line | Mustang-Henrietta 230 kV line | Mustang-Henrietta 230 kV line |  | 0 | 0 | 0 | 0 | 0 | 0 | 1038.735 | 2288.0197 | 855.1531 | Mustang-Henrietta 230 kV line | Mustang-Henrietta 230 kV line | Mustang-Henrietta 230 kV line |  | 1 | 1 | NO | 1 | 1 | 1 | NO | 1
PG&E GBA | Moss Landing | 115 | 0 | 0 | 0 | 0 | 0 | 0 | 0 | 0 | 0 | 0 | 0 | 0 | 0 | 0 | 0 | 0 | 0 | 0 | 0 | 0 | 0 | 0 | 0 | 0 | 0 | 0 | 0 | 0 | 0 | 0 | 0 | 0 | 0 | 0 | 0 | 0 | 0 | 0 | 0 | 0 | 0 | 0 | 0 | 0 | 0 | 0 | 0 | 0 | 0 | 0 | 0 | 0 | 0 | 0 | 0 | 1 | 0 | 0 | 0 | 1 | 0 | 0 | 0 | 0 | 1 | 0 | 0 | 0 | 0 | 0 | 0 | 0 | 0 | 0 | 0 | 0 | 0 | 0 | 0 | 0 | 0 | 0 | 0 | 0 | 0 | 0 | 0 | 0 | 0 | 0 | 0 | 0 | 0 | 0 | 0 | 0 | 1 | 0 |  | 0 | 0 | 0 | 0 | 0 | 0 | 0 | 0 | 0 | 0 | 0 | 0 | 0 | 0 | 0 | 0 | 0 | 0 | 0 | 0 | 0 | 0 | 0 | 0 | 0 | 0 | 0 | 0 | 0 | 0 | 0 | 0 | 0 | 0 | 0 | 0 | 338.65 | 358.51 | 303.18 | Morganhill-Metcalf 115kV Line | Morganhill-Metcalf 115kV Line | Morganhill-Metcalf 115kV Line |  | 0 | 0 | 0 | 0 | 0 | 0 | 338.65 | 358.51 | 303.18 | Morganhill-Metcalf 115kV Line | Morganhill-Metcalf 115kV Line | Morganhill-Metcalf 115kV Line |  | 1 | 1 | NO | 1 | 1 | 1 | NO | 1
PG&E GBA | Moss Landing | 230 | 0 | 0 | 0 | 0 | 0 | 0 | 0 | 0 | 0 | 0 | 0 | 0 | 0 | 0 | 0 | 0 | 0 | 0 | 0 | 0 | 0 | 0 | 0 | 0 | 0 | 0 | 0 | 0 | 0 | 0 | 0 | 0 | 0 | 0 | 0 | 0 | 0 | 0 | 0 | 0 | 0 | 0 | 0 | 0 | 0 | 0 | 0 | 0 | 0 | 0 | 0 | 0 | 0 | 0 | 0 | 1 | 0 | 0 | 0 | 1 | 0 | 0 | 0 | 0 | 1 | 0 | 0 | 0 | 0 | 0 | 0 | 0 | 0 | 0 | 0 | 0 | 0 | 0 | 0 | 0 | 0 | 0 | 0 | 0 | 0 | 0 | 0 | 0 | 0 | 0 | 0 | 0 | 0 | 0 | 0 | 0 | 1 | 0 |  | 0 | 0 | 0 | 0 | 0 | 0 | 0 | 0 | 0 | 0 | 0 | 0 | 0 | 0 | 0 | 0 | 0 | 0 | 0 | 0 | 0 | 0 | 0 | 0 | 0 | 0 | 0 | 0 | 0 | 0 | 0 | 0 | 0 | 0 | 0 | 0 | 338.65 | 358.51 | 303.18 | Morganhill-Metcalf 115kV Line | Morganhill-Metcalf 115kV Line | Morganhill-Metcalf 115kV Line |  | 0 | 0 | 0 | 0 | 0 | 0 | 338.65 | 358.51 | 303.18 | Morganhill-Metcalf 115kV Line | Morganhill-Metcalf 115kV Line | Morganhill-Metcalf 115kV Line |  | 1 | 1 | NO | 1 | 1 | 1 | NO | 1
PG&E GBA | Moss Landing | 500 | 0 | 0 | 0 | 0 | 0 | 0 | 0 | 0 | 0 | 0 | 0 | 0 | 0 | 0 | 0 | 0 | 0 | 0 | 0 | 0 | 0 | 0 | 0 | 0 | 0 | 0 | 0 | 0 | 0 | 0 | 0 | 0 | 0 | 0 | 0 | 0 | 0 | 0 | 0 | 1 | 0 | 0 | 0 | 0 | 0 | 0 | 0 | 0 | 0 | 0 | 0 | 0 | 0 | 0 | 0 | 1 | 0 | 0 | 0 | 1 | 0 | 0 | 0 | 0 | 0 | 0 | 0 | 0 | 0 | 0 | 0 | 0 | 0 | 0 | 0 | 0 | 0 | 0 | 0 | 0 | 0 | 0 | 0 | 0 | 0 | 0 | 0 | 0 | 0 | 0 | 0 | 0 | 0 | 0 | 0 | 0 | 1 | 0 |  | 0 | 0 | 0 | 0 | 0 | 0 | 0 | 0 | 0 | 0 | 0 | 0 | 0 | 0 | 0 | 0 | 0 | 0 | 0 | 0 | 0 | 0 | 0 | 0 | 0 | 0 | 0 | 0 | 0 | 0 | 1 | 0 | 0 | 0 | 0 | 0 | -599.505 | 1292.236 | 4744.827 | Collinsville-Tesla 500 kV Line | Collinsville-Tesla 500 kV Line | Tesla-Bellota 230 kV line |  | 0 | 0 | 0 | 0 | 0 | 0 | 922.2935 | 1620.51 | 4744.827 | Tesla-Bellota 230 kV line | NEW-Metcalf-Mosslanding 500kV | Tesla-Bellota 230 kV line |  | 5 | 1 | YES | 2 | 1 | 1 | NO | 1
EOP | Mountain Pass | 115 | 0 | 0 | 0 | 0 | 0 | 0 | 0 | 0 | 0 | 0 | 0 | 0 | 0 | 0 | 0 | 0 | 0 | 0 | 0 | 0 | 0 | 0 | 0 | 1 | 1 | 0 | 0 | 0 | 0 | 0 | 0 | 0 | 0 | 0 | 0 | 0 | 0 | 0 | 0 | 0 | 0 | 0 | 0 | 0 | 0 | 0 | 0 | 0 | 0 | 0 | 0 | 0 | 0 | 0 | 0 | 0 | 0 | 0 | 0 | 0 | 0 | 0 | 0 | 0 | 0 | 0 | 0 | 0 | 0 | 0 | 0 | 0 | 0 | 0 | 0 | 0 | 0 | 0 | 0 | 0 | 0 | 0 | 0 | 0 | 0 | 0 | 0 | 0 | 0 | 0 | 0 | 0 | 0 | 0 | 0 | 0 | 0 | 1 |  | 0 | 0 | 0 | 0 | 0 | 0 | 0 | 0 | 0 | 0 | 0 | 0 | 0 | 0 | 0 | 0 | 0 | 0 | 0 | 0 | 0 | 0 | 0 | 0 | 0 | 0 | 0 | 0 | 0 | 0 | 1 | 0 | 0 | 0 | 0 | 0 | -236.375 | 1704.39 | 2670.66 | Lugo - Victorville area constraint | Sloan Canyon - Eldorado 500 kV constraint | Sloan Canyon - Eldorado 500 kV constraint |  | 1 | 0 | 0 | 0 | 0 | 0 | -236.375 | 1704.39 | 2670.66 | Lugo - Victorville area constraint | Sloan Canyon - Eldorado 500 kV constraint | Sloan Canyon - Eldorado 500 kV constraint |  | 5 | 5 | NO | 5 | 1 | 1 | NO | 1
PG&E GBA | Mountain View | 115 | 0 | 0 | 0 | 0 | 0 | 0 | 0 | 0 | 0 | 0 | 0 | 0 | 0 | 0 | 0 | 0 | 0 | 0 | 0 | 0 | 0 | 0 | 0 | 0 | 0 | 0 | 0 | 0 | 0 | 0 | 0 | 0 | 0 | 0 | 0 | 0 | 0 | 0 | 0 | 0 | 0 | 0 | 0 | 0 | 0 | 0 | 0 | 0 | 0 | 0 | 0 | 0 | 1 | 0 | 0 | 1 | 0 | 0 | 0 | 0 | 0 | 0 | 0 | 0 | 0 | 0 | 0 | 0 | 0 | 0 | 0 | 0 | 0 | 0 | 0 | 0 | 0 | 0 | 0 | 0 | 0 | 0 | 0 | 0 | 0 | 0 | 0 | 0 | 0 | 0 | 0 | 0 | 0 | 0 | 0 | 0 | 1 | 1 |  | 0 | 0 | 0 | 0 | 0 | 0 | 0 | 0 | 0 | 0 | 0 | 0 | 0 | 0 | 0 | 0 | 0 | 0 | 0 | 0 | 0 | 0 | 0 | 0 | 0 | 0 | 0 | 0 | 0 | 0 | 0 | 0 | 0 | 0 | 0 | 0 | 1566.65 | 1620.51 | 5177.468 | NEW-Metcalf-Mosslanding 500kV | NEW-Metcalf-Mosslanding 500kV | Sobrante-Moraga 230 kV line |  | 0 | 0 | 0 | 0 | 0 | 0 | 1566.65 | 1620.51 | 5177.468 | NEW-Metcalf-Mosslanding 500kV | NEW-Metcalf-Mosslanding 500kV | Sobrante-Moraga 230 kV line |  | 1 | 1 | NO | 1 | 1 | 1 | NO | 1
PG&E GBA | Mt Eden | 115 | 0 | 0 | 0 | 0 | 0 | 0 | 0 | 0 | 0 | 0 | 0 | 0 | 0 | 0 | 0 | 0 | 0 | 0 | 0 | 0 | 0 | 0 | 0 | 0 | 0 | 0 | 0 | 0 | 0 | 0 | 0 | 0 | 0 | 0 | 0 | 0 | 0 | 0 | 0 | 1 | 0 | 0 | 0 | 0 | 0 | 0 | 0 | 0 | 0 | 0 | 0 | 0 | 1 | 0 | 0 | 0 | 0 | 0 | 0 | 0 | 0 | 0 | 0 | 0 | 0 | 0 | 0 | 0 | 0 | 0 | 0 | 0 | 0 | 0 | 0 | 0 | 0 | 0 | 0 | 0 | 0 | 0 | 0 | 0 | 0 | 0 | 0 | 0 | 0 | 0 | 0 | 0 | 0 | 0 | 0 | 0 | 0 | 1 |  | 0 | 0 | 0 | 0 | 0 | 0 | 0 | 0 | 0 | 0 | 0 | 0 | 0 | 0 | 0 | 0 | 0 | 0 | 0 | 0 | 0 | 0 | 0 | 0 | 0 | 0 | 0 | 0 | 0 | 0 | 1 | 0 | 0 | 0 | 0 | 0 | -599.505 | 1292.236 | 5177.468 | Collinsville-Tesla 500 kV Line | Collinsville-Tesla 500 kV Line | Sobrante-Moraga 230 kV line |  | 0 | 0 | 0 | 0 | 0 | 0 | 2658.375 | 2817.535 | 5177.468 | Sobrante-Moraga 230 kV line | Sobrante-Moraga 230 kV line | Sobrante-Moraga 230 kV line |  | 5 | 1 | YES | 2 | 1 | 1 | NO | 1
PG&E KERN | Mt Poso | 115 | 0 | 0 | 0 | 0 | 0 | 0 | 0 | 0 | 0 | 0 | 0 | 0 | 0 | 0 | 0 | 0 | 0 | 0 | 0 | 0 | 0 | 0 | 0 | 0 | 0 | 0 | 0 | 0 | 0 | 0 | 0 | 0 | 0 | 0 | 0 | 0 | 0 | 0 | 0 | 0 | 0 | 0 | 0 | 0 | 0 | 0 | 0 | 0 | 0 | 0 | 0 | 0 | 0 | 0 | 0 | 0 | 0 | 0 | 0 | 0 | 0 | 0 | 0 | 0 | 0 | 0 | 0 | 1 | 1 | 0 | 0 | 0 | 0 | 0 | 0 | 1 | 0 | 0 | 0 | 1 | 0 | 0 | 0 | 0 | 0 | 0 | 0 | 0 | 0 | 0 | 0 | 0 | 0 | 0 | 0 | 0 | 0 | 0 |  | 0 | 0 | 0 | 0 | 0 | 0 | 0 | 0 | 0 | 0 | 0 | 0 | 0 | 0 | 0 | 0 | 0 | 0 | 0 | 0 | 0 | 0 | 0 | 0 | 0 | 0 | 0 | 0 | 0 | 0 | 0 | 0 | 0 | 0 | 0 | 0 | 201 | 193.6 | 235.7988 | Semitropic-Midway 115kV Line | Semitropic-Midway 115kV Line | Semitropic-Midway 115kV Line |  | 0 | 0 | 0 | 0 | 0 | 0 | 201 | 193.6 | 235.7988 | Semitropic-Midway 115kV Line | Semitropic-Midway 115kV Line | Semitropic-Midway 115kV Line |  | 1 | 1 | NO | 1 | 1 | 1 | NO | 1
SDGE | Murray | 69 | 0 | 0 | 0 | 0 | 0 | 0 | 0 | 0 | 0 | 0 | 0 | 0 | 0 | 0 | 0 | 0 | 0 | 0 | 0 | 0 | 0 | 0 | 0 | 0 | 0 | 0 | 0 | 0 | 0 | 0 | 1 | 0 | 1 | 0 | 0 | 0 | 0 | 0 | 0 | 0 | 0 | 0 | 0 | 0 | 0 | 0 | 0 | 0 | 0 | 0 | 0 | 0 | 0 | 0 | 0 | 0 | 0 | 0 | 0 | 0 | 0 | 0 | 0 | 0 | 0 | 0 | 0 | 0 | 0 | 0 | 0 | 0 | 0 | 0 | 0 | 0 | 0 | 0 | 0 | 0 | 0 | 0 | 0 | 0 | 0 | 0 | 0 | 0 | 0 | 0 | 0 | 0 | 0 | 0 | 0 | 0 | 0 | 2 |  | 0 | 0 | 0 | 0 | 0 | 0 | 0 | 0 | 0 | 0 | 0 | 0 | 0 | 0 | 0 | 0 | 0 | 0 | 0 | 0 | 0 | 0 | 0 | 0 | 0 | 0 | 9 | 0 | 0 | 1 | 0 | 0 | 0 | 0 | 0 | 0 | 826.21 | 2219.805 | 8237.7844 | San Luis Rey-San Onofre 230 kV line constraint | San Luis Rey-San Onofre 230 kV line constraint | Encina - San Luis Rey 230 kV constraint |  | 0 | 0 | 0 | 0 | 0 | 0 | 826.21 | 2219.805 | 8237.7844 | San Luis Rey-San Onofre 230 kV line constraint | San Luis Rey-San Onofre 230 kV line constraint | Encina - San Luis Rey 230 kV constraint |  | 1 | 1 | NO | 1 | 1 | 1 | NO | 1
PG&E FRESNO | Mustang | 230 | 0 | 0 | 0 | 0 | 0 | 0 | 0 | 0 | 0 | 0 | 0 | 0 | 0 | 0 | 0 | 0 | 0 | 0 | 0 | 0 | 0 | 0 | 0 | 0 | 0 | 0 | 0 | 0 | 0 | 0 | 0 | 0 | 0 | 0 | 0 | 0 | 0 | 0 | 0 | 0 | 0 | 0 | 0 | 0 | 0 | 0 | 0 | 0 | 0 | 0 | 0 | 0 | 0 | 0 | 0 | 0 | 0 | 0 | 0 | 0 | 0 | 0 | 0 | 0 | 0 | 0 | 0 | 0 | 0 | 0 | 0 | 0 | 0 | 0 | 0 | 0 | 0 | 0 | 1 | 1 | 0 | 1 | 0 | 0 | 0 | 1 | 0 | 0 | 0 | 1 | 0 | 0 | 0 | 0 | 1 | 1 | 0 | 1 |  | 0 | 0 | 0 | 0 | 0 | 0 | 0 | 0 | 0 | -106.5 | 0 | 0 | 0 | 0 | 1 | 0 | 0 | 0 | 0 | 0 | 0 | 0 | 0 | 0 | 25 | 175 | 0 | 60 | 0 | 1 | 1 | 0 | 1 | 0 | 0 | 0 | -935.05 | -534.25 | 523.9076 | Borden-Storey #1 230kV line | Borden-Storey #1 230kV line | Borden-Storey #1 230kV line |  | 0 | 0 | 0 | 0 | 0 | 0 | 311.95 | 712.75 | 855.1531 | Borden-Storey #1 230kV line | Borden-Storey #1 230kV line | Mustang-Henrietta 230 kV line |  | 5 | 1 | YES | 2 | 1 | 1 | NO | 1
SCE Northern | Neenach | 66 | 1 | 0 | 1 | 0 | 0 | 0 | 0 | 1 | 0 | 0 | 0 | 0 | 0 | 0 | 0 | 0 | 0 | 0 | 0 | 0 | 0 | 0 | 0 | 0 | 0 | 0 | 0 | 0 | 0 | 0 | 0 | 0 | 0 | 0 | 0 | 0 | 0 | 0 | 0 | 0 | 0 | 0 | 0 | 0 | 0 | 0 | 0 | 0 | 0 | 0 | 0 | 0 | 0 | 0 | 0 | 0 | 0 | 0 | 0 | 0 | 0 | 0 | 0 | 0 | 0 | 0 | 0 | 0 | 0 | 0 | 0 | 0 | 0 | 0 | 0 | 0 | 0 | 0 | 0 | 0 | 0 | 0 | 0 | 0 | 0 | 0 | 0 | 0 | 0 | 0 | 0 | 0 | 0 | 0 | 0 | 0 | 0 | 0 |  | 0 | 0 | 0 | 0 | 0 | 0 | 0 | 0 | 0 | 0 | 0 | 0 | 0 | 0 | 0 | 0 | 0 | 0 | 0 | 0 | 0 | 0 | 0 | 0 | 0 | 0 | 0 | 0 | 0 | 0 | 0 | 0 | 0 | 0 | 0 | 0 | 0 | 0 | 0 | Antelope-Neenach Constraint | Antelope-Neenach Constraint | Antelope-Neenach Constraint |  | 0 | 0 | 0 | 0 | 0 | 0 | 0 | 0 | 0 | Antelope-Neenach Constraint | Antelope-Neenach Constraint | Antelope-Neenach Constraint |  | 1 | 1 | NO | 1 | 1 | 1 | NO | 1
PG&E KERN | New Sub - Gates - Midway (Proposed) | 230 | 0 | 0 | 0 | 0 | 0 | 0 | 0 | 0 | 0 | 0 | 0 | 0 | 0 | 0 | 0 | 0 | 0 | 0 | 0 | 0 | 0 | 0 | 0 | 0 | 0 | 0 | 0 | 0 | 0 | 0 | 0 | 0 | 0 | 0 | 0 | 0 | 0 | 0 | 0 | 0 | 0 | 0 | 0 | 0 | 0 | 0 | 0 | 0 | 0 | 0 | 0 | 0 | 0 | 0 | 0 | 0 | 0 | 0 | 0 | 0 | 0 | 0 | 0 | 0 | 0 | 0 | 0 | 0 | 0 | 0 | 0 | 0 | 0 | 0 | 0 | 0 | 0 | 0 | 1 | 1 | 0 | 0 | 0 | 0 | 0 | 0 | 0 | 0 | 0 | 0 | 0 | 0 | 0 | 0 | 1 | 0 | 0 | 0 |  | 0 | 0 | 0 | 0 | 0 | 0 | 0 | 0 | 0 | 0 | 0 | 0 | 0 | 0 | 0 | 0 | 0 | 0 | 0 | 0 | 0 | 0 | 0 | 0 | 0 | 440 | 238.5 | 0 | 0 | 1 | 0 | 0 | 0 | 0 | 0 | 0 | 1038.735 | 2288.0197 | 855.1531 | Mustang-Henrietta 230 kV line | Mustang-Henrietta 230 kV line | Mustang-Henrietta 230 kV line |  | 0 | 0 | 0 | 0 | 0 | 0 | 1038.735 | 2288.0197 | 855.1531 | Mustang-Henrietta 230 kV line | Mustang-Henrietta 230 kV line | Mustang-Henrietta 230 kV line |  | 1 | 1 | NO | 1 | 1 | 1 | NO | 1
PG&E KERN | New Sub - Gates - Templeton (Proposed) | 230 | 0 | 0 | 0 | 0 | 0 | 0 | 0 | 0 | 0 | 0 | 0 | 0 | 0 | 0 | 0 | 0 | 0 | 0 | 0 | 0 | 0 | 0 | 0 | 0 | 0 | 0 | 0 | 0 | 0 | 0 | 0 | 0 | 0 | 0 | 0 | 0 | 0 | 0 | 0 | 0 | 0 | 0 | 0 | 0 | 0 | 0 | 0 | 0 | 0 | 0 | 0 | 0 | 0 | 0 | 0 | 0 | 0 | 0 | 0 | 0 | 0 | 0 | 0 | 0 | 0 | 0 | 0 | 1 | 0 | 0 | 0 | 0 | 0 | 0 | 0 | 0 | 0 | 0 | 1 | 1 | 0 | 0 | 0 | 0 | 0 | 1 | 0 | 0 | 0 | 0 | 0 | 0 | 0 | 0 | 1 | 1 | 0 | 1 |  | 0 | 0 | 0 | 0 | 0 | 0 | 0 | 0 | 0 | 0 | 0 | 0 | 0 | 0 | 0 | 0 | 0 | 0 | 0 | 0 | 0 | 0 | 0 | 0 | 0 | 0 | 0 | 0 | 0 | 0 | 0 | 0 | 0 | 0 | 0 | 0 | 343.215 | 253.0117 | 390.175 | Cal Flat-Gates 230 kV line | Cal Flat-Gates 230 kV line | Cal Flat-Gates 230 kV line |  | 0 | 0 | 0 | 0 | 0 | 0 | 343.215 | 253.0117 | 390.175 | Cal Flat-Gates 230 kV line | Cal Flat-Gates 230 kV line | Cal Flat-Gates 230 kV line |  | 1 | 1 | NO | 1 | 1 | 1 | NO | 1
SCE NOL | New Sub - Kramer - Lugo (Proposed) | 230 | 0 | 0 | 0 | 0 | 0 | 0 | 0 | 0 | 0 | 0 | 0 | 1 | 1 | 1 | 0 | 0 | 0 | 0 | 0 | 0 | 0 | 0 | 0 | 0 | 0 | 0 | 0 | 0 | 0 | 0 | 0 | 0 | 0 | 0 | 0 | 0 | 0 | 0 | 0 | 0 | 0 | 0 | 0 | 0 | 0 | 0 | 0 | 0 | 0 | 0 | 0 | 0 | 0 | 0 | 0 | 0 | 0 | 0 | 0 | 0 | 0 | 0 | 0 | 0 | 0 | 0 | 0 | 0 | 0 | 0 | 0 | 0 | 0 | 0 | 0 | 0 | 0 | 0 | 0 | 0 | 0 | 0 | 0 | 0 | 0 | 0 | 0 | 0 | 0 | 0 | 0 | 0 | 0 | 0 | 0 | 0 | 0 | 3 |  | 0 | 0 | 0 | 0 | 0 | 0 | 0 | 0 | 0 | 0 | 0 | 0 | 0 | 0 | 0 | 0 | 0 | 0 | 0 | 0 | 0 | 0 | 0 | 0 | 0 | 0 | 0 | 0 | 0 | 0 | 0 | 2 | 0 | 2 | 0 | 0 | -96.42 | -45.65 | 1021.4838 | South of Kramer Area Constraint | South of Kramer Area Constraint | South of Kramer Area Constraint |  | 0 | 2 | 0 | 2 | 0 | 0 | -96.42 | -45.65 | 1021.4838 | South of Kramer Area Constraint | South of Kramer Area Constraint | South of Kramer Area Constraint |  | 3 | 3 | NO | 3 | 1 | 1 | NO | 1
PG&E FRESNO | New Sub - Los Banos - Midway (Proposed) | 500 | 0 | 0 | 0 | 0 | 0 | 0 | 0 | 0 | 0 | 0 | 0 | 0 | 0 | 0 | 0 | 0 | 0 | 0 | 0 | 0 | 0 | 0 | 0 | 0 | 0 | 0 | 0 | 0 | 0 | 0 | 0 | 0 | 0 | 0 | 0 | 0 | 0 | 0 | 0 | 0 | 0 | 0 | 0 | 0 | 0 | 0 | 0 | 0 | 0 | 0 | 0 | 0 | 0 | 0 | 0 | 0 | 0 | 0 | 0 | 0 | 0 | 0 | 0 | 0 | 0 | 0 | 0 | 0 | 0 | 0 | 0 | 0 | 0 | 0 | 0 | 0 | 0 | 0 | 0 | 0 | 0 | 0 | 0 | 0 | 0 | 0 | 0 | 0 | 0 | 0 | 0 | 0 | 0 | 0 | 1 | 0 | 0 | 0 |  | 0 | 0 | 0 | 0 | 0 | 0 | 0 | 0 | 0 | 0 | 0 | 0 | 0 | 0 | 0 | 0 | 0 | 0 | 0 | 0 | 0 | 0 | 0 | 0 | 0 | 0 | 0 | 0 | 0 | 0 | 0 | 0 | 0 | 0 | 0 | 0 | 1038.735 | 2288.0197 | 855.1531 | Mustang-Henrietta 230 kV line | Mustang-Henrietta 230 kV line | Mustang-Henrietta 230 kV line |  | 0 | 0 | 0 | 0 | 0 | 0 | 1038.735 | 2288.0197 | 855.1531 | Mustang-Henrietta 230 kV line | Mustang-Henrietta 230 kV line | Mustang-Henrietta 230 kV line |  | 1 | 1 | NO | 1 | 1 | 1 | NO | 1
SCE NOL | New Sub - Lugo - Pisgah (Proposed) | 230 | 0 | 0 | 0 | 0 | 0 | 0 | 0 | 0 | 0 | 0 | 0 | 0 | 0 | 1 | 1 | 0 | 0 | 0 | 0 | 0 | 0 | 0 | 0 | 0 | 0 | 0 | 0 | 0 | 0 | 0 | 0 | 0 | 0 | 0 | 0 | 0 | 0 | 0 | 0 | 0 | 0 | 0 | 0 | 0 | 0 | 0 | 0 | 0 | 0 | 0 | 0 | 0 | 0 | 0 | 0 | 0 | 0 | 0 | 0 | 0 | 0 | 0 | 0 | 0 | 0 | 0 | 0 | 0 | 0 | 0 | 0 | 0 | 0 | 0 | 0 | 0 | 0 | 0 | 0 | 0 | 0 | 0 | 0 | 0 | 0 | 0 | 0 | 0 | 0 | 0 | 0 | 0 | 0 | 0 | 0 | 0 | 0 | 1 |  | 0 | 0 | 0 | 0 | 0 | 0 | 0 | 0 | 0 | 0 | 0 | 0 | 0 | 0 | 0 | 0 | 0 | 150 | 0 | 0 | 0 | 0 | 0 | 0 | 0 | 0 | 0 | 0 | 0 | 1 | 0 | 0 | 0 | 0 | 0 | 0 | 107 | 65.5 | 270 | Calcite to Lugo Area Constraint | Calcite to Lugo Area Constraint | Calcite to Lugo Area Constraint |  | 0 | 0 | 0 | 0 | 0 | 0 | 107 | 65.5 | 270 | Calcite to Lugo Area Constraint | Calcite to Lugo Area Constraint | Calcite to Lugo Area Constraint |  | 1 | 1 | NO | 1 | 1 | 1 | NO | 1
PG&E KERN | New Sub - Midway - Wheeler Ridge (Proposed) | 230 | 0 | 0 | 0 | 0 | 0 | 0 | 0 | 0 | 0 | 0 | 0 | 0 | 0 | 0 | 0 | 0 | 0 | 0 | 0 | 0 | 0 | 0 | 0 | 0 | 0 | 0 | 0 | 0 | 0 | 0 | 0 | 0 | 0 | 0 | 0 | 0 | 0 | 0 | 0 | 0 | 0 | 0 | 0 | 0 | 0 | 0 | 0 | 0 | 0 | 0 | 0 | 0 | 0 | 0 | 0 | 0 | 0 | 0 | 0 | 0 | 0 | 0 | 0 | 0 | 0 | 0 | 0 | 0 | 0 | 0 | 0 | 0 | 0 | 0 | 0 | 0 | 0 | 0 | 1 | 1 | 0 | 0 | 0 | 0 | 0 | 0 | 0 | 0 | 0 | 0 | 0 | 0 | 0 | 0 | 1 | 0 | 0 | 0 |  | 0 | 0 | 0 | 0 | 0 | 0 | 0 | 0 | 0 | 0 | 0 | 0 | 0 | 0 | 0 | 0 | 0 | 0 | 0 | 0 | 0 | 0 | 0 | 0 | 0 | 150 | 92 | 0 | 0 | 1 | 0 | 0 | 0 | 0 | 0 | 0 | 1038.735 | 2288.0197 | 855.1531 | Mustang-Henrietta 230 kV line | Mustang-Henrietta 230 kV line | Mustang-Henrietta 230 kV line |  | 0 | 0 | 0 | 0 | 0 | 0 | 1038.735 | 2288.0197 | 855.1531 | Mustang-Henrietta 230 kV line | Mustang-Henrietta 230 kV line | Mustang-Henrietta 230 kV line |  | 1 | 1 | NO | 1 | 1 | 1 | NO | 1
PG&E NGBA | New Sub - Near existing Leavitt (PSREC) | 345 | 0 | 0 | 0 | 0 | 0 | 0 | 0 | 0 | 0 | 0 | 0 | 0 | 0 | 0 | 0 | 0 | 0 | 0 | 0 | 0 | 0 | 0 | 0 | 0 | 0 | 0 | 0 | 0 | 0 | 0 | 0 | 0 | 0 | 0 | 0 | 0 | 0 | 0 | 0 | 1 | 0 | 0 | 0 | 0 | 0 | 0 | 0 | 0 | 0 | 0 | 0 | 0 | 0 | 0 | 0 | 0 | 0 | 0 | 0 | 0 | 0 | 0 | 0 | 0 | 0 | 0 | 0 | 0 | 0 | 0 | 0 | 0 | 0 | 0 | 0 | 0 | 0 | 0 | 0 | 0 | 0 | 0 | 0 | 0 | 0 | 0 | 0 | 0 | 0 | 0 | 0 | 0 | 0 | 0 | 0 | 0 | 0 | 0 |  | 0 | 0 | 0 | 0 | 0 | 0 | 0 | 0 | 0 | 0 | 0 | 0 | 0 | 0 | 0 | 0 | 0 | 300 | 0 | 0 | 0 | 0 | 0 | 0 | 0 | 0 | 0 | 0 | 0 | 1 | 1 | 0 | 0 | 0 | 0 | 0 | -599.505 | 1292.236 | 5239.7208 | Collinsville-Tesla 500 kV Line | Collinsville-Tesla 500 kV Line | Collinsville-Tesla 500 kV Line |  | 0 | 0 | 0 | 0 | 0 | 0 | 8045.495 | 9937.236 | 5239.7208 | Collinsville-Tesla 500 kV Line | Collinsville-Tesla 500 kV Line | Collinsville-Tesla 500 kV Line |  | 5 | 1 | YES | 2 | 1 | 1 | NO | 1
PG&E NGBA | New Sub - Near existing Madeline (NVE) | 345 | 0 | 0 | 0 | 0 | 0 | 0 | 0 | 0 | 0 | 0 | 0 | 0 | 0 | 0 | 0 | 0 | 0 | 0 | 0 | 0 | 0 | 0 | 0 | 0 | 0 | 0 | 0 | 0 | 0 | 0 | 0 | 0 | 0 | 0 | 0 | 0 | 0 | 0 | 0 | 1 | 0 | 0 | 0 | 0 | 0 | 0 | 0 | 0 | 0 | 0 | 0 | 0 | 0 | 0 | 0 | 0 | 0 | 0 | 0 | 0 | 0 | 0 | 0 | 0 | 0 | 0 | 0 | 0 | 0 | 0 | 0 | 0 | 0 | 0 | 0 | 0 | 0 | 0 | 0 | 0 | 0 | 0 | 0 | 0 | 0 | 0 | 0 | 0 | 0 | 0 | 0 | 0 | 0 | 0 | 0 | 0 | 0 | 0 |  | 0 | 0 | 0 | 0 | 0 | 0 | 0 | 0 | 0 | 0 | 0 | 0 | 0 | 0 | 0 | 0 | 0 | 700 | 0 | 0 | 0 | 0 | 0 | 0 | 0 | 0 | 0 | 0 | 0 | 1 | 1 | 0 | 0 | 0 | 0 | 0 | -599.505 | 1292.236 | 5239.7208 | Collinsville-Tesla 500 kV Line | Collinsville-Tesla 500 kV Line | Collinsville-Tesla 500 kV Line |  | 0 | 0 | 0 | 0 | 0 | 0 | 8045.495 | 9937.236 | 5239.7208 | Collinsville-Tesla 500 kV Line | Collinsville-Tesla 500 kV Line | Collinsville-Tesla 500 kV Line |  | 5 | 1 | YES | 2 | 1 | 1 | NO | 1
SDGE | New Sub - North Gila - IV (Proposed) | 500 | 0 | 0 | 0 | 0 | 0 | 0 | 0 | 0 | 0 | 0 | 0 | 0 | 0 | 0 | 0 | 0 | 0 | 0 | 0 | 0 | 0 | 0 | 0 | 0 | 0 | 0 | 0 | 0 | 0 | 0 | 1 | 1 | 1 | 0 | 0 | 0 | 1 | 0 | 0 | 0 | 0 | 0 | 0 | 0 | 0 | 0 | 0 | 0 | 0 | 0 | 0 | 0 | 0 | 0 | 0 | 0 | 0 | 0 | 0 | 0 | 0 | 0 | 0 | 0 | 0 | 0 | 0 | 0 | 0 | 0 | 0 | 0 | 0 | 0 | 0 | 0 | 0 | 0 | 0 | 0 | 0 | 0 | 0 | 0 | 0 | 0 | 0 | 0 | 0 | 0 | 0 | 0 | 0 | 0 | 0 | 0 | 0 | 4 |  | 0 | 0 | 0 | 0 | 0 | 0 | 0 | 0 | 0 | 0 | 0 | 0 | 0 | 0 | 0 | 0 | 0 | 0 | 0 | 0 | 0 | 0 | 0 | 0 | 0 | 0 | 0 | 0 | 0 | 0 | 0 | 0 | 0 | 0 | 0 | 0 | 826.21 | 1748.17 | 2202.4044 | San Luis Rey-San Onofre 230 kV line constraint | Silvergate-Old Town 230 kV constraint | Silvergate-Old Town 230 kV constraint |  | 0 | 0 | 0 | 0 | 0 | 0 | 826.21 | 1748.17 | 2202.4044 | San Luis Rey-San Onofre 230 kV line constraint | Silvergate-Old Town 230 kV constraint | Silvergate-Old Town 230 kV constraint |  | 1 | 1 | NO | 1 | 1 | 1 | NO | 1
PG&E NGBA | New Sub - Pit 1 - Cottonwood (Proposed) | 230 | 0 | 0 | 0 | 0 | 0 | 0 | 0 | 0 | 0 | 0 | 0 | 0 | 0 | 0 | 0 | 0 | 0 | 0 | 0 | 0 | 0 | 0 | 0 | 0 | 0 | 0 | 0 | 0 | 0 | 0 | 0 | 0 | 0 | 0 | 0 | 0 | 0 | 0 | 0 | 1 | 0 | 0 | 0 | 1 | 0 | 0 | 0 | 0 | 0 | 0 | 0 | 0 | 0 | 0 | 0 | 0 | 0 | 0 | 0 | 0 | 0 | 0 | 0 | 0 | 0 | 0 | 0 | 0 | 0 | 0 | 0 | 0 | 0 | 0 | 0 | 0 | 0 | 0 | 0 | 0 | 0 | 0 | 0 | 0 | 0 | 0 | 0 | 0 | 0 | 0 | 0 | 0 | 0 | 0 | 0 | 0 | 0 | 0 |  | 0 | 0 | 0 | 0 | 0 | 0 | 0 | 0 | 0 | 0 | 0 | 0 | 0 | 0 | 0 | 0 | 0 | 200 | 6 | 0 | 0 | 0 | 0 | 0 | 0 | 0 | 0 | 0 | 0 | 1 | 2 | 0 | 1 | 0 | 0 | 1 | -599.505 | -40.48 | -114.78 | Collinsville-Tesla 500 kV Line | Carberry-Round Mountain 230kV Line | Carberry-Round Mountain 230kV Line |  | 1 | 1 | 0 | 1 | 0 | 1 | -76.48 | -14.48 | -89.78 | Carberry-Round Mountain 230kV Line | Carberry-Round Mountain 230kV Line | Carberry-Round Mountain 230kV Line |  | 5 | 5 | NO | 5 | 3 | 3 | NO | 3
PG&E GBA | New Sub - Rancho Seco - Bellota (Proposed) | 230 | 0 | 0 | 0 | 0 | 0 | 0 | 0 | 0 | 0 | 0 | 0 | 0 | 0 | 0 | 0 | 0 | 0 | 0 | 0 | 0 | 0 | 0 | 0 | 0 | 0 | 0 | 0 | 0 | 0 | 0 | 0 | 0 | 0 | 0 | 0 | 0 | 0 | 0 | 0 | 0 | 0 | 0 | 0 | 0 | 0 | 1 | 0 | 0 | 0 | 0 | 0 | 0 | 0 | 0 | 0 | 0 | 0 | 0 | 0 | 1 | 1 | 0 | 0 | 0 | 0 | 0 | 0 | 0 | 0 | 0 | 0 | 0 | 0 | 0 | 0 | 0 | 0 | 0 | 0 | 0 | 0 | 0 | 0 | 0 | 0 | 0 | 0 | 0 | 0 | 0 | 0 | 0 | 0 | 0 | 0 | 0 | 0 | 0 |  | 0 | 0 | 0 | 0 | 0 | 0 | 0 | 0 | 0 | 0 | 0 | 0 | 0 | 0 | 0 | 0 | 0 | 0 | 0 | 0 | 0 | 0 | 0 | 0 | 0 | 0 | 0 | 0 | 0 | 0 | 1 | 0 | 0 | 0 | 0 | 0 | -292.7815 | 389.5959 | 2840.2422 | Bellota-Weber 230kV line | Bellota-Weber 230kV line | Bellota-Weber 230kV line |  | 0 | 0 | 0 | 0 | 0 | 0 | 167.2185 | 686.7 | 2840.2422 | Bellota-Weber 230kV line | Eight Mile-Tesla 230 kV line | Bellota-Weber 230kV line |  | 5 | 1 | YES | 2 | 1 | 1 | NO | 1
SDGE | New Sub - Suncrest - Ocotillo (Proposed) | 500 | 0 | 0 | 0 | 0 | 0 | 0 | 0 | 0 | 0 | 0 | 0 | 0 | 0 | 0 | 0 | 0 | 0 | 0 | 0 | 0 | 0 | 0 | 0 | 0 | 0 | 0 | 0 | 0 | 0 | 0 | 1 | 1 | 1 | 0 | 0 | 1 | 0 | 0 | 0 | 0 | 0 | 0 | 0 | 0 | 0 | 0 | 0 | 0 | 0 | 0 | 0 | 0 | 0 | 0 | 0 | 0 | 0 | 0 | 0 | 0 | 0 | 0 | 0 | 0 | 0 | 0 | 0 | 0 | 0 | 0 | 0 | 0 | 0 | 0 | 0 | 0 | 0 | 0 | 0 | 0 | 0 | 0 | 0 | 0 | 0 | 0 | 0 | 0 | 0 | 0 | 0 | 0 | 0 | 0 | 0 | 0 | 0 | 4 |  | 0 | 0 | 0 | 0 | 0 | 0 | 0 | 0 | 0 | 0 | 0 | 0 | 0 | 0 | 0 | 0 | 0 | 300 | 100 | 0 | 0 | 0 | 0 | 0 | 0 | 0 | 0 | 0 | 0 | 1 | 0 | 0 | 0 | 0 | 0 | 0 | 826.21 | 2119.4 | 4448.768 | San Luis Rey-San Onofre 230 kV line constraint | Silvergate - Bay Blvd 230 kV constraint | Silvergate - Bay Blvd 230 kV constraint |  | 0 | 0 | 0 | 0 | 0 | 0 | 826.21 | 2119.4 | 4448.768 | San Luis Rey-San Onofre 230 kV line constraint | Silvergate - Bay Blvd 230 kV constraint | Silvergate - Bay Blvd 230 kV constraint |  | 1 | 1 | NO | 1 | 1 | 1 | NO | 1
PG&E FRESNO | New Sub - Westley - Quinto (Proposed) | 230 | 0 | 0 | 0 | 0 | 0 | 0 | 0 | 0 | 0 | 0 | 0 | 0 | 0 | 0 | 0 | 0 | 0 | 0 | 0 | 0 | 0 | 0 | 0 | 0 | 0 | 0 | 0 | 0 | 0 | 0 | 0 | 0 | 0 | 0 | 0 | 0 | 0 | 0 | 0 | 0 | 0 | 0 | 0 | 0 | 0 | 0 | 0 | 0 | 0 | 0 | 0 | 0 | 0 | 0 | 0 | 0 | 0 | 0 | 0 | 0 | 0 | 0 | 0 | 0 | 0 | 0 | 0 | 0 | 0 | 0 | 0 | 0 | 0 | 0 | 0 | 0 | 0 | 0 | 0 | 0 | 0 | 0 | 0 | 0 | 0 | 1 | 0 | 0 | 0 | 0 | 0 | 0 | 0 | 0 | 0 | 0 | 0 | 1 |  | 0 | 0 | 0 | 0 | 0 | 0 | 0 | 0 | 0 | 0 | 0 | 0 | 0 | 0 | 0 | 0 | 0 | 0 | 0 | 0 | 0 | 0 | 0 | 0 | 0 | 0 | 0 | 0 | 0 | 0 | 0 | 0 | 0 | 0 | 0 | 0 | 3702.512 | 4467.646 | 6540.5321 | Los Banos 500/230kV TB | Los Banos 500/230kV TB | Los Banos 500/230kV TB |  | 0 | 0 | 0 | 0 | 0 | 0 | 3702.512 | 4467.646 | 6540.5321 | Los Banos 500/230kV TB | Los Banos 500/230kV TB | Los Banos 500/230kV TB |  | 1 | 1 | NO | 1 | 1 | 1 | NO | 1
PG&E GBA | Newark | 115 | 0 | 0 | 0 | 0 | 0 | 0 | 0 | 0 | 0 | 0 | 0 | 0 | 0 | 0 | 0 | 0 | 0 | 0 | 0 | 0 | 0 | 0 | 0 | 0 | 0 | 0 | 0 | 0 | 0 | 0 | 0 | 0 | 0 | 0 | 0 | 0 | 0 | 0 | 0 | 0 | 0 | 0 | 0 | 0 | 0 | 0 | 0 | 0 | 0 | 0 | 0 | 0 | 0 | 0 | 0 | 1 | 0 | 0 | 0 | 1 | 0 | 0 | 0 | 0 | 0 | 1 | 0 | 0 | 0 | 0 | 0 | 0 | 0 | 0 | 0 | 0 | 0 | 0 | 0 | 0 | 0 | 0 | 0 | 0 | 0 | 0 | 0 | 0 | 0 | 0 | 0 | 0 | 0 | 0 | 0 | 0 | 0 | 0 |  | 0 | 0 | 0 | 0 | 0 | 0 | 0 | 0 | 0 | 0 | 0 | 0 | 0 | 0 | 0 | 0 | 0 | 0 | 0 | 0 | 0 | 0 | 0 | 0 | 0 | 0 | 0 | 0 | 0 | 0 | 0 | 0 | 0 | 0 | 0 | 0 | 922.2935 | 2018.1064 | 4744.827 | Tesla-Bellota 230 kV line | Tesla-Bellota 230 kV line | Tesla-Bellota 230 kV line |  | 0 | 0 | 0 | 0 | 0 | 0 | 922.2935 | 2018.1064 | 4744.827 | Tesla-Bellota 230 kV line | Tesla-Bellota 230 kV line | Tesla-Bellota 230 kV line |  | 1 | 1 | NO | 1 | 1 | 1 | NO | 1
PG&E GBA | Newark | 230 | 0 | 0 | 0 | 0 | 0 | 0 | 0 | 0 | 0 | 0 | 0 | 0 | 0 | 0 | 0 | 0 | 0 | 0 | 0 | 0 | 0 | 0 | 0 | 0 | 0 | 0 | 0 | 0 | 0 | 0 | 0 | 0 | 0 | 0 | 0 | 0 | 0 | 0 | 0 | 0 | 0 | 0 | 0 | 0 | 0 | 0 | 0 | 0 | 0 | 0 | 0 | 0 | 0 | 0 | 0 | 1 | 0 | 0 | 1 | 1 | 0 | 0 | 0 | 0 | 0 | 1 | 0 | 0 | 0 | 0 | 0 | 0 | 0 | 0 | 0 | 0 | 0 | 0 | 0 | 0 | 0 | 0 | 0 | 0 | 0 | 0 | 0 | 0 | 0 | 0 | 0 | 0 | 0 | 0 | 0 | 0 | 0 | 0 |  | 0 | 0 | 0 | 0 | 0 | 0 | 0 | 0 | 0 | 0 | 0 | 0 | 0 | 0 | 0 | 0 | 0 | 0 | 0 | 0 | 0 | 0 | 0 | 0 | 0 | 0 | 0 | 0 | 0 | 0 | 0 | 0 | 0 | 0 | 0 | 0 | 922.2935 | 2018.1064 | 4744.827 | Tesla-Bellota 230 kV line | Tesla-Bellota 230 kV line | Tesla-Bellota 230 kV line |  | 0 | 0 | 0 | 0 | 0 | 0 | 922.2935 | 2018.1064 | 4744.827 | Tesla-Bellota 230 kV line | Tesla-Bellota 230 kV line | Tesla-Bellota 230 kV line |  | 1 | 1 | NO | 1 | 1 | 1 | NO | 1
PG&E GBA | Newark | 60 | 0 | 0 | 0 | 0 | 0 | 0 | 0 | 0 | 0 | 0 | 0 | 0 | 0 | 0 | 0 | 0 | 0 | 0 | 0 | 0 | 0 | 0 | 0 | 0 | 0 | 0 | 0 | 0 | 0 | 0 | 0 | 0 | 0 | 0 | 0 | 0 | 0 | 0 | 0 | 1 | 0 | 0 | 0 | 0 | 0 | 0 | 0 | 0 | 0 | 0 | 0 | 0 | 0 | 0 | 0 | 1 | 0 | 0 | 0 | 0 | 0 | 0 | 0 | 0 | 0 | 0 | 1 | 0 | 0 | 0 | 0 | 0 | 0 | 0 | 0 | 0 | 0 | 0 | 0 | 0 | 0 | 0 | 0 | 0 | 0 | 0 | 0 | 0 | 0 | 0 | 0 | 0 | 0 | 0 | 0 | 0 | 0 | 0 |  | 0 | 0 | 0 | 0 | 0 | 0 | 0 | 0 | 0 | 0 | 0 | 0 | 0 | 0 | 0 | 0 | 0 | 0 | 0 | 0 | 0 | 0 | 0 | 2.5 | 0 | 0 | 0 | 0 | 0 | 1 | 2 | 0 | 0 | 0 | 0 | 0 | -599.505 | 125.773 | 944.182 | Collinsville-Tesla 500 kV Line | Birds Landing-Contra Costa 230kV Line | Birds Landing-Contra Costa 230kV Line |  | 1 | 0 | 0 | 0 | 0 | 0 | -199.275 | 125.773 | 944.182 | Birds Landing-Contra Costa 230kV Line | Birds Landing-Contra Costa 230kV Line | Birds Landing-Contra Costa 230kV Line |  | 5 | 5 | NO | 5 | 1 | 1 | NO | 1
PG&E FRESNO | Newhall | 115 | 0 | 0 | 0 | 0 | 0 | 0 | 0 | 0 | 0 | 0 | 0 | 0 | 0 | 0 | 0 | 0 | 0 | 0 | 0 | 0 | 0 | 0 | 0 | 0 | 0 | 0 | 0 | 0 | 0 | 0 | 0 | 0 | 0 | 0 | 0 | 0 | 0 | 0 | 0 | 0 | 0 | 0 | 0 | 0 | 0 | 1 | 0 | 0 | 0 | 0 | 0 | 0 | 0 | 0 | 0 | 0 | 0 | 0 | 0 | 0 | 0 | 0 | 0 | 0 | 0 | 0 | 0 | 0 | 0 | 0 | 0 | 0 | 0 | 0 | 0 | 0 | 0 | 0 | 0 | 1 | 0 | 1 | 1 | 1 | 0 | 1 | 0 | 1 | 0 | 0 | 0 | 0 | 1 | 0 | 0 | 0 | 0 | 1 |  | 0 | 0 | 0 | 0 | 0 | 0 | 0 | 0 | 0 | 0 | 0 | 0 | 0 | 0 | 0 | 0 | 0 | 0 | 0 | 0 | 0 | 0 | 0 | 0 | 0 | 0 | 0 | 0 | 0 | 0 | 2 | 0 | 1 | 0 | 1 | 0 | -426.65 | -276.45 | -39.4574 | Chowchilla-Le grand 115kV Line | Chowchilla-Le grand 115kV Line | Chowchilla-Le grand 115kV Line |  | 0 | 0 | 0 | 0 | 0 | 0 | 167.2185 | 369.35 | 28.4626 | Bellota-Weber 230kV line | Oro Loma-El Nido 115kV Line | Oro Loma-El Nido 115kV Line |  | 5 | 1 | YES | 2 | 5 | 1 | YES | 2
PG&E KERN | Norco | 115 | 0 | 0 | 0 | 0 | 0 | 0 | 0 | 0 | 0 | 0 | 0 | 0 | 0 | 0 | 0 | 0 | 0 | 0 | 0 | 0 | 0 | 0 | 0 | 0 | 0 | 0 | 0 | 0 | 0 | 0 | 0 | 0 | 0 | 0 | 0 | 0 | 0 | 0 | 0 | 0 | 0 | 0 | 0 | 0 | 0 | 0 | 0 | 0 | 0 | 0 | 0 | 0 | 0 | 0 | 0 | 0 | 0 | 0 | 0 | 0 | 0 | 0 | 0 | 0 | 0 | 0 | 0 | 1 | 0 | 0 | 0 | 0 | 0 | 0 | 1 | 0 | 0 | 0 | 1 | 0 | 0 | 0 | 0 | 0 | 0 | 0 | 0 | 0 | 0 | 0 | 0 | 0 | 0 | 0 | 1 | 0 | 0 | 0 |  | 0 | 0 | 0 | 0 | 0 | 0 | 0 | 0 | 0 | 0 | 0 | 0 | 0 | 0 | 0 | 0 | 0.8 | 0 | 0 | 0 | 0 | 0 | 0 | 0 | 0 | 0 | 0 | 0 | 0 | 1 | 0 | 0 | 0 | 0 | 0 | 0 | 343.215 | 253.0117 | 390.175 | Cal Flat-Gates 230 kV line | Cal Flat-Gates 230 kV line | Cal Flat-Gates 230 kV line |  | 0 | 0 | 0 | 0 | 0 | 0 | 343.215 | 253.0117 | 390.175 | Cal Flat-Gates 230 kV line | Cal Flat-Gates 230 kV line | Cal Flat-Gates 230 kV line |  | 1 | 1 | NO | 1 | 1 | 1 | NO | 1
PG&E GBA | Nortech | 115 | 0 | 0 | 0 | 0 | 0 | 0 | 0 | 0 | 0 | 0 | 0 | 0 | 0 | 0 | 0 | 0 | 0 | 0 | 0 | 0 | 0 | 0 | 0 | 0 | 0 | 0 | 0 | 0 | 0 | 0 | 0 | 0 | 0 | 0 | 0 | 0 | 0 | 0 | 0 | 0 | 0 | 0 | 0 | 0 | 0 | 0 | 0 | 0 | 0 | 0 | 0 | 0 | 1 | 0 | 0 | 1 | 0 | 0 | 0 | 1 | 0 | 0 | 0 | 0 | 0 | 0 | 0 | 0 | 0 | 0 | 0 | 0 | 0 | 0 | 0 | 0 | 0 | 0 | 0 | 0 | 0 | 0 | 0 | 0 | 0 | 0 | 0 | 0 | 0 | 0 | 0 | 0 | 0 | 0 | 0 | 0 | 0 | 1 |  | 0 | 0 | 0 | 0 | 0 | 0 | 0 | 0 | 0 | 0 | 0 | 0 | 0 | 0 | 0 | 0 | 0 | 0 | 0 | 0 | 0 | 0 | 0 | 0 | 0 | 0 | 0 | 0 | 0 | 0 | 0 | 0 | 0 | 0 | 0 | 0 | 922.2935 | 2018.1064 | 4744.827 | Tesla-Bellota 230 kV line | Tesla-Bellota 230 kV line | Tesla-Bellota 230 kV line |  | 0 | 0 | 0 | 0 | 0 | 0 | 922.2935 | 2018.1064 | 4744.827 | Tesla-Bellota 230 kV line | Tesla-Bellota 230 kV line | Tesla-Bellota 230 kV line |  | 1 | 1 | NO | 1 | 1 | 1 | NO | 1
SDGE | North City Metering | 138 | 0 | 0 | 0 | 0 | 0 | 0 | 0 | 0 | 0 | 0 | 0 | 0 | 0 | 0 | 0 | 0 | 0 | 0 | 0 | 0 | 0 | 0 | 0 | 0 | 0 | 0 | 0 | 0 | 1 | 0 | 1 | 0 | 1 | 0 | 0 | 0 | 0 | 0 | 0 | 0 | 0 | 0 | 0 | 0 | 0 | 0 | 0 | 0 | 0 | 0 | 0 | 0 | 0 | 0 | 0 | 0 | 0 | 0 | 0 | 0 | 0 | 0 | 0 | 0 | 0 | 0 | 0 | 0 | 0 | 0 | 0 | 0 | 0 | 0 | 0 | 0 | 0 | 0 | 0 | 0 | 0 | 0 | 0 | 0 | 0 | 0 | 0 | 0 | 0 | 0 | 0 | 0 | 0 | 0 | 0 | 0 | 0 | 3 |  | 0 | 0 | 0 | 0 | 0 | 0 | 0 | 0 | 0 | 0 | 0 | 0 | 0 | 0 | 0 | 0 | 0 | 0 | 0 | 0 | 0 | 0 | 0 | 0 | 0 | 0 | 0 | 0 | 0 | 0 | 0 | 0 | 0 | 0 | 0 | 0 | 826.21 | 2219.805 | 8237.7844 | San Luis Rey-San Onofre 230 kV line constraint | San Luis Rey-San Onofre 230 kV line constraint | Encina - San Luis Rey 230 kV constraint |  | 0 | 0 | 0 | 0 | 0 | 0 | 826.21 | 2219.805 | 8237.7844 | San Luis Rey-San Onofre 230 kV line constraint | San Luis Rey-San Onofre 230 kV line constraint | Encina - San Luis Rey 230 kV constraint |  | 1 | 1 | NO | 1 | 1 | 1 | NO | 1
PG&E GBA | North Dublin | 230 | 0 | 0 | 0 | 0 | 0 | 0 | 0 | 0 | 0 | 0 | 0 | 0 | 0 | 0 | 0 | 0 | 0 | 0 | 0 | 0 | 0 | 0 | 0 | 0 | 0 | 0 | 0 | 0 | 0 | 0 | 0 | 0 | 0 | 0 | 0 | 0 | 0 | 0 | 0 | 1 | 0 | 0 | 0 | 0 | 0 | 0 | 0 | 0 | 0 | 0 | 0 | 0 | 0 | 0 | 0 | 1 | 0 | 0 | 0 | 1 | 0 | 0 | 0 | 0 | 0 | 0 | 1 | 0 | 0 | 0 | 0 | 0 | 0 | 0 | 0 | 0 | 0 | 0 | 0 | 0 | 0 | 0 | 0 | 0 | 0 | 0 | 0 | 0 | 0 | 0 | 0 | 0 | 0 | 0 | 0 | 0 | 0 | 0 |  | 0 | 0 | 0 | 0 | 0 | 0 | 0 | 0 | 0 | 0 | 0 | 0 | 0 | 0 | 0 | 0 | 0 | 0 | 0 | 0 | 0 | 0 | 0 | 0 | 0 | 0 | 0 | 0 | 0 | 0 | 2 | 0 | 0 | 0 | 0 | 0 | -599.505 | 125.773 | 944.182 | Collinsville-Tesla 500 kV Line | Birds Landing-Contra Costa 230kV Line | Birds Landing-Contra Costa 230kV Line |  | 1 | 0 | 0 | 0 | 0 | 0 | -199.275 | 125.773 | 944.182 | Birds Landing-Contra Costa 230kV Line | Birds Landing-Contra Costa 230kV Line | Birds Landing-Contra Costa 230kV Line |  | 5 | 5 | NO | 5 | 1 | 1 | NO | 1
SDGE | North Gila | 500 | 0 | 0 | 0 | 0 | 0 | 0 | 0 | 0 | 0 | 0 | 0 | 0 | 0 | 0 | 0 | 0 | 0 | 0 | 0 | 0 | 0 | 0 | 0 | 0 | 0 | 0 | 0 | 0 | 0 | 0 | 1 | 1 | 1 | 0 | 0 | 0 | 0 | 0 | 0 | 0 | 0 | 0 | 0 | 0 | 0 | 0 | 0 | 0 | 0 | 0 | 0 | 0 | 0 | 0 | 0 | 0 | 0 | 0 | 0 | 0 | 0 | 0 | 0 | 0 | 0 | 0 | 0 | 0 | 0 | 0 | 0 | 0 | 0 | 0 | 0 | 0 | 0 | 0 | 0 | 0 | 0 | 0 | 0 | 0 | 0 | 0 | 0 | 0 | 0 | 0 | 0 | 0 | 0 | 0 | 0 | 0 | 0 | 3 |  | 0 | 0 | 0 | 0 | 0 | 0 | 0 | 0 | 0 | 0 | 0 | 0 | 0 | 0 | 0 | 0 | 0 | 0 | 0 | 0 | 0 | 0 | 0 | 0 | 0 | 0 | 0 | 0 | 0 | 0 | 0 | 0 | 0 | 0 | 0 | 0 | 826.21 | 2219.805 | 5316.605 | San Luis Rey-San Onofre 230 kV line constraint | San Luis Rey-San Onofre 230 kV line constraint | East of Miguel constraint |  | 0 | 0 | 0 | 0 | 0 | 0 | 826.21 | 2219.805 | 5316.605 | San Luis Rey-San Onofre 230 kV line constraint | San Luis Rey-San Onofre 230 kV line constraint | East of Miguel constraint |  | 1 | 1 | NO | 1 | 1 | 1 | NO | 1
SCE Metro | North of SONGS | 230 | 0 | 0 | 0 | 0 | 0 | 0 | 0 | 0 | 0 | 1 | 0 | 0 | 0 | 0 | 0 | 0 | 0 | 0 | 0 | 0 | 0 | 0 | 0 | 0 | 0 | 0 | 0 | 0 | 0 | 0 | 0 | 0 | 0 | 0 | 0 | 0 | 0 | 0 | 0 | 0 | 0 | 0 | 0 | 0 | 0 | 0 | 0 | 0 | 0 | 0 | 0 | 0 | 0 | 0 | 0 | 0 | 0 | 0 | 0 | 0 | 0 | 0 | 0 | 0 | 0 | 0 | 0 | 0 | 0 | 0 | 0 | 0 | 0 | 0 | 0 | 0 | 0 | 0 | 0 | 0 | 0 | 0 | 0 | 0 | 0 | 0 | 0 | 0 | 0 | 0 | 0 | 0 | 0 | 0 | 0 | 0 | 0 | 0 |  | 0 | 0 | 0 | 0 | 0 | 0 | 0 | 0 | 0 | 0 | 0 | 0 | 0 | 0 | 0 | 0 | 0 | 0 | 0 | 0 | 0 | 0 | 0 | 0 | 0 | 0 | 0 | 0 | 0 | 0 | 0 | 0 | 0 | 0 | 0 | 0 | 9984.6 | 11497.7 | 13807.5055 | SCE Metro Area Default Constraint | SCE Metro Area Default Constraint | SCE Metro Area Default Constraint |  | 0 | 0 | 0 | 0 | 0 | 0 | 9984.6 | 11497.7 | 13807.5055 | SCE Metro Area Default Constraint | SCE Metro Area Default Constraint | SCE Metro Area Default Constraint |  | 1 | 1 | NO | 1 | 1 | 1 | NO | 1
SCE Metro | North of SONGS | 500 | 0 | 0 | 0 | 0 | 0 | 0 | 0 | 0 | 0 | 1 | 0 | 0 | 0 | 0 | 0 | 0 | 0 | 0 | 0 | 0 | 0 | 0 | 0 | 0 | 0 | 0 | 0 | 0 | 0 | 0 | 0 | 0 | 0 | 0 | 0 | 0 | 0 | 0 | 0 | 0 | 0 | 0 | 0 | 0 | 0 | 0 | 0 | 0 | 0 | 0 | 0 | 0 | 0 | 0 | 0 | 0 | 0 | 0 | 0 | 0 | 0 | 0 | 0 | 0 | 0 | 0 | 0 | 0 | 0 | 0 | 0 | 0 | 0 | 0 | 0 | 0 | 0 | 0 | 0 | 0 | 0 | 0 | 0 | 0 | 0 | 0 | 0 | 0 | 0 | 0 | 0 | 0 | 0 | 0 | 0 | 0 | 0 | 0 |  | 0 | 0 | 0 | 0 | 0 | 0 | 0 | 0 | 0 | 0 | 0 | 0 | 0 | 0 | 0 | 0 | 0 | 0 | 0 | 0 | 0 | 0 | 0 | 0 | 0 | 0 | 0 | 0 | 0 | 0 | 0 | 0 | 0 | 0 | 0 | 0 | 9984.6 | 11497.7 | 13807.5055 | SCE Metro Area Default Constraint | SCE Metro Area Default Constraint | SCE Metro Area Default Constraint |  | 0 | 0 | 0 | 0 | 0 | 0 | 9984.6 | 11497.7 | 13807.5055 | SCE Metro Area Default Constraint | SCE Metro Area Default Constraint | SCE Metro Area Default Constraint |  | 1 | 1 | NO | 1 | 1 | 1 | NO | 1
PG&E NGBA | Notre Dame | 115 | 0 | 0 | 0 | 0 | 0 | 0 | 0 | 0 | 0 | 0 | 0 | 0 | 0 | 0 | 0 | 0 | 0 | 0 | 0 | 0 | 0 | 0 | 0 | 0 | 0 | 0 | 0 | 0 | 0 | 0 | 0 | 0 | 0 | 0 | 0 | 0 | 0 | 0 | 0 | 1 | 0 | 0 | 0 | 0 | 0 | 0 | 0 | 0 | 0 | 0 | 0 | 0 | 0 | 0 | 0 | 0 | 0 | 0 | 0 | 0 | 0 | 0 | 0 | 0 | 0 | 0 | 0 | 0 | 0 | 0 | 0 | 0 | 0 | 0 | 0 | 0 | 0 | 0 | 0 | 0 | 0 | 0 | 0 | 0 | 0 | 0 | 0 | 0 | 0 | 0 | 0 | 0 | 0 | 0 | 0 | 0 | 0 | 0 |  | 0 | 0 | 0 | 0 | 0 | 0 | 0 | 0 | 0 | 0 | 0 | 0 | 0 | 0 | 0 | 0 | 0 | 0 | 0 | 0 | 0 | 0 | 0 | 0 | 0 | 0 | 0 | 0 | 0 | 0 | 1 | 0 | 0 | 0 | 0 | 0 | -599.505 | 1292.236 | 5239.7208 | Collinsville-Tesla 500 kV Line | Collinsville-Tesla 500 kV Line | Collinsville-Tesla 500 kV Line |  | 0 | 0 | 0 | 0 | 0 | 0 | 8045.495 | 9937.236 | 5239.7208 | Collinsville-Tesla 500 kV Line | Collinsville-Tesla 500 kV Line | Collinsville-Tesla 500 kV Line |  | 5 | 1 | YES | 2 | 1 | 1 | NO | 1
PG&E GBA | Oakland C | 115 | 0 | 0 | 0 | 0 | 0 | 0 | 0 | 0 | 0 | 0 | 0 | 0 | 0 | 0 | 0 | 0 | 0 | 0 | 0 | 0 | 0 | 0 | 0 | 0 | 0 | 0 | 0 | 0 | 0 | 0 | 0 | 0 | 0 | 0 | 0 | 0 | 0 | 0 | 0 | 1 | 0 | 0 | 0 | 0 | 0 | 0 | 0 | 0 | 0 | 1 | 0 | 0 | 1 | 1 | 1 | 1 | 0 | 0 | 1 | 1 | 0 | 1 | 0 | 0 | 0 | 1 | 0 | 0 | 0 | 0 | 0 | 0 | 0 | 0 | 0 | 0 | 0 | 0 | 0 | 0 | 0 | 0 | 0 | 0 | 0 | 0 | 0 | 0 | 0 | 0 | 0 | 0 | 0 | 0 | 0 | 0 | 0 | 2 |  | 0 | 0 | 0 | 0 | 0 | 0 | 0 | 0 | 0 | 0 | 0 | 0 | 0 | 0 | 0 | 0 | 0 | 0 | 0 | 0 | 0 | 0 | 0 | 0 | 0 | 0 | 0 | 0 | 0 | 0 | 2 | 0 | 1 | 0 | 0 | 0 | -861.825 | -176.859 | 1214.56 | Windmaster-Delta pumps 230 kV line | Windmaster-Delta pumps 230 kV line | Grant - Eastshore #2 line 115 kV |  | 0 | 0 | 0 | 0 | 0 | 0 | 387.075 | 743.023 | 1214.56 | Contra Costa- Windmaster 230 kV line | Contra Costa- Windmaster 230 kV line | Grant - Eastshore #2 line 115 kV |  | 5 | 1 | YES | 2 | 1 | 1 | NO | 1
PG&E GBA | Oakland J | 115 | 0 | 0 | 0 | 0 | 0 | 0 | 0 | 0 | 0 | 0 | 0 | 0 | 0 | 0 | 0 | 0 | 0 | 0 | 0 | 0 | 0 | 0 | 0 | 0 | 0 | 0 | 0 | 0 | 0 | 0 | 0 | 0 | 0 | 0 | 0 | 0 | 0 | 0 | 0 | 1 | 0 | 0 | 0 | 0 | 0 | 0 | 0 | 0 | 0 | 0 | 0 | 0 | 1 | 0 | 0 | 1 | 0 | 0 | 0 | 0 | 0 | 0 | 0 | 0 | 0 | 0 | 0 | 0 | 0 | 0 | 0 | 0 | 0 | 0 | 0 | 0 | 0 | 0 | 0 | 0 | 0 | 0 | 0 | 0 | 0 | 0 | 0 | 0 | 0 | 0 | 0 | 0 | 0 | 0 | 0 | 0 | 0 | 1 |  | 0 | 0 | 0 | 0 | 0 | 0 | 0 | 0 | 0 | 0 | 0 | 0 | 0 | 0 | 0 | 0 | 0 | 0 | 0 | 0 | 0 | 0 | 0 | 0 | 0 | 0 | 0 | 0 | 0 | 0 | 1 | 0 | 0 | 0 | 0 | 0 | -599.505 | 1292.236 | 5177.468 | Collinsville-Tesla 500 kV Line | Collinsville-Tesla 500 kV Line | Sobrante-Moraga 230 kV line |  | 0 | 0 | 0 | 0 | 0 | 0 | 2347.2685 | 2817.535 | 5177.468 | Tesla-Tracy-Pump 230 kV line #2 | Sobrante-Moraga 230 kV line | Sobrante-Moraga 230 kV line |  | 5 | 1 | YES | 2 | 1 | 1 | NO | 1
PG&E GBA | Oakland L | 115 | 0 | 0 | 0 | 0 | 0 | 0 | 0 | 0 | 0 | 0 | 0 | 0 | 0 | 0 | 0 | 0 | 0 | 0 | 0 | 0 | 0 | 0 | 0 | 0 | 0 | 0 | 0 | 0 | 0 | 0 | 0 | 0 | 0 | 0 | 0 | 0 | 0 | 0 | 0 | 1 | 0 | 0 | 0 | 0 | 0 | 0 | 0 | 0 | 0 | 0 | 0 | 0 | 1 | 0 | 0 | 1 | 0 | 0 | 0 | 0 | 0 | 0 | 0 | 0 | 0 | 0 | 0 | 0 | 0 | 0 | 0 | 0 | 0 | 0 | 0 | 0 | 0 | 0 | 0 | 0 | 0 | 0 | 0 | 0 | 0 | 0 | 0 | 0 | 0 | 0 | 0 | 0 | 0 | 0 | 0 | 0 | 0 | 1 |  | 0 | 0 | 0 | 0 | 0 | 0 | 0 | 0 | 0 | 0 | 0 | 0 | 0 | 0 | 0 | 0 | 0 | 0 | 0 | 0 | 0 | 0 | 0 | 0 | 0 | 0 | 0 | 0 | 0 | 0 | 1 | 0 | 0 | 0 | 0 | 0 | -599.505 | 1292.236 | 5177.468 | Collinsville-Tesla 500 kV Line | Collinsville-Tesla 500 kV Line | Sobrante-Moraga 230 kV line |  | 0 | 0 | 0 | 0 | 0 | 0 | 2347.2685 | 2817.535 | 5177.468 | Tesla-Tracy-Pump 230 kV line #2 | Sobrante-Moraga 230 kV line | Sobrante-Moraga 230 kV line |  | 5 | 1 | YES | 2 | 1 | 1 | NO | 1
PG&E GBA | Oakland X | 115 | 0 | 0 | 0 | 0 | 0 | 0 | 0 | 0 | 0 | 0 | 0 | 0 | 0 | 0 | 0 | 0 | 0 | 0 | 0 | 0 | 0 | 0 | 0 | 0 | 0 | 0 | 0 | 0 | 0 | 0 | 0 | 0 | 0 | 0 | 0 | 0 | 0 | 0 | 0 | 1 | 0 | 0 | 0 | 0 | 0 | 0 | 0 | 0 | 0 | 0 | 0 | 0 | 1 | 0 | 0 | 1 | 0 | 0 | 0 | 0 | 0 | 0 | 0 | 0 | 0 | 0 | 0 | 0 | 0 | 0 | 0 | 0 | 0 | 0 | 0 | 0 | 0 | 0 | 0 | 0 | 0 | 0 | 0 | 0 | 0 | 0 | 0 | 0 | 0 | 0 | 0 | 0 | 0 | 0 | 0 | 0 | 0 | 1 |  | 0 | 0 | 0 | 0 | 0 | 0 | 0 | 0 | 0 | 0 | 0 | 0 | 0 | 0 | 0 | 0 | 0 | 0 | 0 | 0 | 0 | 0 | 0 | 0 | 0 | 0 | 0 | 0 | 0 | 0 | 1 | 0 | 0 | 0 | 0 | 0 | -599.505 | 1292.236 | 5177.468 | Collinsville-Tesla 500 kV Line | Collinsville-Tesla 500 kV Line | Sobrante-Moraga 230 kV line |  | 0 | 0 | 0 | 0 | 0 | 0 | 2347.2685 | 2817.535 | 5177.468 | Tesla-Tracy-Pump 230 kV line #2 | Sobrante-Moraga 230 kV line | Sobrante-Moraga 230 kV line |  | 5 | 1 | YES | 2 | 1 | 1 | NO | 1
SDGE | Ocean Ranch | 69 | 0 | 0 | 0 | 0 | 0 | 0 | 0 | 0 | 0 | 0 | 0 | 0 | 0 | 0 | 0 | 0 | 0 | 0 | 0 | 0 | 0 | 0 | 0 | 0 | 0 | 1 | 0 | 0 | 0 | 0 | 0 | 0 | 1 | 1 | 0 | 0 | 0 | 1 | 0 | 0 | 0 | 0 | 0 | 0 | 0 | 0 | 0 | 0 | 0 | 0 | 0 | 0 | 0 | 0 | 0 | 0 | 0 | 0 | 0 | 0 | 0 | 0 | 0 | 0 | 0 | 0 | 0 | 0 | 0 | 0 | 0 | 0 | 0 | 0 | 0 | 0 | 0 | 0 | 0 | 0 | 0 | 0 | 0 | 0 | 0 | 0 | 0 | 0 | 0 | 0 | 0 | 0 | 0 | 0 | 0 | 0 | 0 | 1 |  | 0 | 0 | 0 | 0 | 0 | 0 | 0 | 0 | 0 | 0 | 0 | 0 | 0 | 0 | 0 | 0 | 0 | 0 | 0 | 0 | 0 | 0 | 0 | 0 | 0 | 0 | 0 | 0 | 0 | 0 | 0 | 0 | 0 | 0 | 0 | 0 | 94.4 | 149.2 | 313.6 | Ocean Ranch 69 kV constraint | Ocean Ranch 69 kV constraint | Ocean Ranch 69 kV constraint |  | 0 | 0 | 0 | 0 | 0 | 0 | 94.4 | 149.2 | 313.6 | Ocean Ranch 69 kV constraint | Ocean Ranch 69 kV constraint | Ocean Ranch 69 kV constraint |  | 1 | 1 | NO | 1 | 1 | 1 | NO | 1
PG&E KERN | Oceano | 115 | 0 | 0 | 0 | 0 | 0 | 0 | 0 | 0 | 0 | 0 | 0 | 0 | 0 | 0 | 0 | 0 | 0 | 0 | 0 | 0 | 0 | 0 | 0 | 0 | 0 | 0 | 0 | 0 | 0 | 0 | 0 | 0 | 0 | 0 | 0 | 0 | 0 | 0 | 0 | 0 | 0 | 0 | 0 | 0 | 0 | 0 | 0 | 0 | 0 | 0 | 0 | 0 | 0 | 0 | 0 | 0 | 0 | 0 | 0 | 0 | 0 | 0 | 0 | 0 | 0 | 0 | 0 | 1 | 1 | 0 | 0 | 0 | 0 | 0 | 0 | 0 | 0 | 0 | 0 | 1 | 0 | 0 | 0 | 0 | 0 | 1 | 0 | 0 | 0 | 0 | 0 | 0 | 0 | 0 | 0 | 1 | 0 | 1 |  | 0 | 0 | 0 | 0 | 0 | 0 | 0 | 0 | 0 | 0 | 0 | 0 | 0 | 0 | 0 | 0 | 0 | 0 | 0 | 0 | 0 | 0 | 0 | 0 | 0 | 0 | 0 | 0 | 0 | 0 | 0 | 0 | 0 | 0 | 0 | 0 | 343.215 | 253.0117 | 390.175 | Cal Flat-Gates 230 kV line | Cal Flat-Gates 230 kV line | Cal Flat-Gates 230 kV line |  | 0 | 0 | 0 | 0 | 0 | 0 | 343.215 | 253.0117 | 390.175 | Cal Flat-Gates 230 kV line | Cal Flat-Gates 230 kV line | Cal Flat-Gates 230 kV line |  | 1 | 1 | NO | 1 | 1 | 1 | NO | 1
SDGE | Ocotillo Express | 500 | 0 | 0 | 0 | 0 | 0 | 0 | 0 | 0 | 0 | 0 | 0 | 0 | 0 | 0 | 0 | 0 | 0 | 0 | 0 | 0 | 0 | 0 | 0 | 0 | 0 | 0 | 0 | 0 | 0 | 0 | 1 | 1 | 1 | 0 | 0 | 1 | 0 | 0 | 0 | 0 | 0 | 0 | 0 | 0 | 0 | 0 | 0 | 0 | 0 | 0 | 0 | 0 | 0 | 0 | 0 | 0 | 0 | 0 | 0 | 0 | 0 | 0 | 0 | 0 | 0 | 0 | 0 | 0 | 0 | 0 | 0 | 0 | 0 | 0 | 0 | 0 | 0 | 0 | 0 | 0 | 0 | 0 | 0 | 0 | 0 | 0 | 0 | 0 | 0 | 0 | 0 | 0 | 0 | 0 | 0 | 0 | 0 | 4 |  | 0 | 0 | 0 | 0 | 0 | 0 | 0 | 0 | 0 | 0 | 0 | 0 | 0 | 0 | 0 | 0 | 0 | 0 | 0 | 0 | 0 | 0 | 0 | 0 | 0 | 0 | 0 | 0 | 0 | 0 | 0 | 0 | 0 | 0 | 0 | 0 | 826.21 | 2119.4 | 4448.768 | San Luis Rey-San Onofre 230 kV line constraint | Silvergate - Bay Blvd 230 kV constraint | Silvergate - Bay Blvd 230 kV constraint |  | 0 | 0 | 0 | 0 | 0 | 0 | 826.21 | 2119.4 | 4448.768 | San Luis Rey-San Onofre 230 kV line constraint | Silvergate - Bay Blvd 230 kV constraint | Silvergate - Bay Blvd 230 kV constraint |  | 1 | 1 | NO | 1 | 1 | 1 | NO | 1
PG&E KERN | Old River | 70 | 0 | 0 | 0 | 0 | 0 | 0 | 0 | 0 | 0 | 0 | 0 | 0 | 0 | 0 | 0 | 0 | 0 | 0 | 0 | 0 | 0 | 0 | 0 | 0 | 0 | 0 | 0 | 0 | 0 | 0 | 0 | 0 | 0 | 0 | 0 | 0 | 0 | 0 | 0 | 0 | 0 | 0 | 0 | 0 | 0 | 0 | 0 | 0 | 0 | 0 | 0 | 0 | 0 | 0 | 0 | 0 | 0 | 0 | 0 | 0 | 0 | 0 | 0 | 0 | 0 | 0 | 0 | 1 | 0 | 0 | 1 | 1 | 1 | 0 | 1 | 0 | 0 | 0 | 1 | 0 | 0 | 0 | 0 | 0 | 0 | 0 | 0 | 0 | 0 | 0 | 0 | 0 | 0 | 0 | 1 | 0 | 0 | 0 |  | 0 | 0 | 0 | 0 | 0 | 0 | 0 | 0 | 0 | 0 | 0 | 0 | 0 | 0 | 0 | 0 | 0 | 0 | 0 | 0 | 0 | 0 | 0 | 2.4 | 0 | 0 | 0 | 0 | 0 | 1 | 0 | 0 | 0 | 0 | 0 | 0 | 17.78 | 17.78 | 56.104 | Midway-Taft 115 kV line | Midway-Taft 115 kV line | Maricopa-Copus 70 kV line |  | 0 | 0 | 0 | 0 | 0 | 0 | 17.78 | 17.78 | 56.104 | Midway-Taft 115 kV line | Midway-Taft 115 kV line | Maricopa-Copus 70 kV line |  | 1 | 1 | NO | 1 | 1 | 1 | NO | 1
SDGE | Old Town | 230 | 0 | 0 | 0 | 0 | 0 | 0 | 0 | 0 | 0 | 0 | 0 | 0 | 0 | 0 | 0 | 0 | 0 | 0 | 0 | 0 | 0 | 0 | 0 | 0 | 0 | 0 | 0 | 0 | 0 | 0 | 1 | 0 | 1 | 0 | 0 | 0 | 0 | 0 | 0 | 0 | 0 | 0 | 0 | 0 | 0 | 0 | 0 | 0 | 0 | 0 | 0 | 0 | 0 | 0 | 0 | 0 | 0 | 0 | 0 | 0 | 0 | 0 | 0 | 0 | 0 | 0 | 0 | 0 | 0 | 0 | 0 | 0 | 0 | 0 | 0 | 0 | 0 | 0 | 0 | 0 | 0 | 0 | 0 | 0 | 0 | 0 | 0 | 0 | 0 | 0 | 0 | 0 | 0 | 0 | 0 | 0 | 0 | 2 |  | 0 | 0 | 0 | 0 | 0 | 0 | 0 | 0 | 0 | 0 | 0 | 0 | 0 | 0 | 0 | 0 | 0 | 0 | 0 | 0 | 0 | 0 | 0 | 0 | 0 | 0 | 0 | 0 | 0 | 0 | 0 | 0 | 0 | 0 | 0 | 0 | 826.21 | 2219.805 | 8237.7844 | San Luis Rey-San Onofre 230 kV line constraint | San Luis Rey-San Onofre 230 kV line constraint | Encina - San Luis Rey 230 kV constraint |  | 0 | 0 | 0 | 0 | 0 | 0 | 826.21 | 2219.805 | 8237.7844 | San Luis Rey-San Onofre 230 kV line constraint | San Luis Rey-San Onofre 230 kV line constraint | Encina - San Luis Rey 230 kV constraint |  | 1 | 1 | NO | 1 | 1 | 1 | NO | 1
SCE Metro | Olinda | 230 | 0 | 0 | 0 | 0 | 0 | 0 | 0 | 0 | 0 | 1 | 0 | 0 | 0 | 0 | 0 | 0 | 0 | 0 | 0 | 0 | 0 | 0 | 0 | 0 | 0 | 0 | 0 | 0 | 0 | 0 | 0 | 0 | 0 | 0 | 0 | 0 | 0 | 0 | 0 | 0 | 0 | 0 | 0 | 0 | 0 | 0 | 0 | 0 | 0 | 0 | 0 | 0 | 0 | 0 | 0 | 0 | 0 | 0 | 0 | 0 | 0 | 0 | 0 | 0 | 0 | 0 | 0 | 0 | 0 | 0 | 0 | 0 | 0 | 0 | 0 | 0 | 0 | 0 | 0 | 0 | 0 | 0 | 0 | 0 | 0 | 0 | 0 | 0 | 0 | 0 | 0 | 0 | 0 | 0 | 0 | 0 | 0 | 0 |  | 0 | 0 | 0 | 0 | 0 | 0 | 0 | 0 | 0 | 0 | 0 | 0 | 0 | 0 | 0 | 0 | 0 | 0 | 0 | 0 | 0 | 0 | 0 | 0 | 0 | 0 | 0 | 0 | 0 | 0 | 0 | 0 | 0 | 0 | 0 | 0 | 9984.6 | 11497.7 | 13807.5055 | SCE Metro Area Default Constraint | SCE Metro Area Default Constraint | SCE Metro Area Default Constraint |  | 0 | 0 | 0 | 0 | 0 | 0 | 9984.6 | 11497.7 | 13807.5055 | SCE Metro Area Default Constraint | SCE Metro Area Default Constraint | SCE Metro Area Default Constraint |  | 1 | 1 | NO | 1 | 1 | 1 | NO | 1
PG&E FRESNO | Olive | 115 | 0 | 0 | 0 | 0 | 0 | 0 | 0 | 0 | 0 | 0 | 0 | 0 | 0 | 0 | 0 | 0 | 0 | 0 | 0 | 0 | 0 | 0 | 0 | 0 | 0 | 0 | 0 | 0 | 0 | 0 | 0 | 0 | 0 | 0 | 0 | 0 | 0 | 0 | 0 | 0 | 0 | 0 | 0 | 0 | 0 | 0 | 0 | 0 | 0 | 0 | 0 | 0 | 0 | 0 | 0 | 0 | 0 | 0 | 0 | 0 | 0 | 0 | 0 | 0 | 0 | 0 | 0 | 1 | 0 | 1 | 1 | 0 | 0 | 0 | 1 | 1 | 0 | 0 | 1 | 1 | 0 | 0 | 0 | 0 | 0 | 0 | 0 | 0 | 0 | 0 | 0 | 0 | 0 | 0 | 1 | 0 | 0 | 0 |  | 0 | 0 | 0 | 0 | 0 | 0 | 0 | 0 | 0 | 0 | 0 | 0 | 0 | 0 | 0 | 0 | 0 | 0 | 0 | 0 | 0 | 0 | 0 | 0 | 40 | 0 | 20 | 0 | 0 | 1 | 0 | 0 | 0 | 0 | 0 | 0 | 195 | 187.6 | 135.29 | Smyrna-Atwell Jct 115kV Line | Smyrna-Atwell Jct 115kV Line | Smyrna-Atwell Jct 115kV Line |  | 0 | 0 | 0 | 0 | 0 | 0 | 195 | 187.6 | 135.29 | Smyrna-Atwell Jct 115kV Line | Smyrna-Atwell Jct 115kV Line | Smyrna-Atwell Jct 115kV Line |  | 1 | 1 | NO | 1 | 1 | 1 | NO | 1
PG&E NGBA | Olivehurst | 115 | 0 | 0 | 0 | 0 | 0 | 0 | 0 | 0 | 0 | 0 | 0 | 0 | 0 | 0 | 0 | 0 | 0 | 0 | 0 | 0 | 0 | 0 | 0 | 0 | 0 | 0 | 0 | 0 | 0 | 0 | 0 | 0 | 0 | 0 | 0 | 0 | 0 | 0 | 0 | 1 | 0 | 0 | 0 | 0 | 1 | 1 | 1 | 1 | 0 | 0 | 0 | 0 | 0 | 0 | 0 | 0 | 0 | 0 | 0 | 1 | 1 | 0 | 0 | 0 | 0 | 0 | 0 | 0 | 0 | 0 | 0 | 0 | 0 | 0 | 0 | 0 | 0 | 0 | 0 | 0 | 0 | 0 | 0 | 0 | 0 | 0 | 0 | 0 | 0 | 0 | 0 | 0 | 0 | 0 | 0 | 0 | 0 | 0 |  | 0 | 0 | 0 | 0 | 0 | 0 | 0 | 0 | 0 | 0 | 0 | 0 | 0 | 0 | 0 | 0 | 0 | 0 | 0 | 0 | 0 | 0 | 0 | 0 | 0 | 0 | 0 | 0 | 0 | 0 | 2 | 0 | 0 | 0 | 0 | 0 | -599.505 | 31.5 | 81.4956 | Collinsville-Tesla 500 kV Line | Rocklin-Pleaseant grove 115kV line | Rocklin-Pleaseant grove 115kV line |  | 0 | 0 | 0 | 0 | 0 | 0 | 31.5 | 31.5 | 81.4956 | Rocklin-Pleaseant grove 115kV line | Rocklin-Pleaseant grove 115kV line | Rocklin-Pleaseant grove 115kV line |  | 5 | 1 | YES | 2 | 1 | 1 | NO | 1
PG&E NGBA | Oregon Trail | 60 | 0 | 0 | 0 | 0 | 0 | 0 | 0 | 0 | 0 | 0 | 0 | 0 | 0 | 0 | 0 | 0 | 0 | 0 | 0 | 0 | 0 | 0 | 0 | 0 | 0 | 0 | 0 | 0 | 0 | 0 | 0 | 0 | 0 | 0 | 0 | 0 | 0 | 0 | 0 | 1 | 0 | 0 | 0 | 0 | 0 | 0 | 0 | 0 | 0 | 0 | 0 | 0 | 0 | 0 | 0 | 0 | 0 | 0 | 0 | 0 | 0 | 0 | 0 | 0 | 0 | 0 | 0 | 0 | 0 | 0 | 0 | 0 | 0 | 0 | 0 | 0 | 0 | 0 | 0 | 0 | 0 | 0 | 0 | 0 | 0 | 0 | 0 | 0 | 0 | 0 | 0 | 0 | 0 | 0 | 0 | 0 | 0 | 0 |  | 0 | 0 | 0 | 0 | 0 | 0 | 0 | 0 | 0 | 0 | 0 | 0 | 0 | 0 | 0 | 0 | 0 | 0 | 0 | 0 | 0 | 0 | 0 | 0 | 0 | 0 | 0 | 0 | 0 | 0 | 1 | 0 | 0 | 0 | 0 | 0 | -599.505 | 1292.236 | 5239.7208 | Collinsville-Tesla 500 kV Line | Collinsville-Tesla 500 kV Line | Collinsville-Tesla 500 kV Line |  | 0 | 0 | 0 | 0 | 0 | 0 | 8045.495 | 9937.236 | 5239.7208 | Collinsville-Tesla 500 kV Line | Collinsville-Tesla 500 kV Line | Collinsville-Tesla 500 kV Line |  | 5 | 1 | YES | 2 | 1 | 1 | NO | 1
SCE Northern | Ormond Beach | 230 | 0 | 0 | 1 | 0 | 1 | 0 | 0 | 0 | 0 | 0 | 0 | 0 | 0 | 0 | 0 | 0 | 0 | 0 | 0 | 0 | 0 | 0 | 0 | 0 | 1 | 0 | 0 | 0 | 0 | 0 | 0 | 0 | 0 | 0 | 0 | 0 | 0 | 0 | 0 | 0 | 0 | 0 | 0 | 0 | 0 | 0 | 0 | 0 | 0 | 0 | 0 | 0 | 0 | 0 | 0 | 0 | 0 | 0 | 0 | 0 | 0 | 0 | 0 | 0 | 0 | 0 | 0 | 0 | 0 | 0 | 0 | 0 | 0 | 0 | 0 | 0 | 0 | 0 | 0 | 0 | 0 | 0 | 0 | 0 | 0 | 0 | 0 | 0 | 0 | 0 | 0 | 0 | 0 | 0 | 0 | 0 | 0 | 0 |  | 0 | 0 | 0 | 0 | 0 | 0 | 0 | 0 | 0 | 0 | 0 | 0 | 0 | 0 | 0 | 0 | 0 | 0 | 0 | 0 | 0 | 0 | 0 | 0 | 0 | 0 | 0 | 0 | 0 | 0 | 1 | 0 | 0 | 0 | 0 | 0 | -236.375 | 721.5 | 3106 | Lugo - Victorville area constraint | Moorpark-Pardee Constraint | Moorpark-Pardee Constraint |  | 1 | 0 | 0 | 0 | 0 | 0 | -236.375 | 721.5 | 3106 | Lugo - Victorville area constraint | Moorpark-Pardee Constraint | Moorpark-Pardee Constraint |  | 5 | 5 | NO | 5 | 1 | 1 | NO | 1
PG&E FRESNO | Oro Loma | 115 | 0 | 0 | 0 | 0 | 0 | 0 | 0 | 0 | 0 | 0 | 0 | 0 | 0 | 0 | 0 | 0 | 0 | 0 | 0 | 0 | 0 | 0 | 0 | 0 | 0 | 0 | 0 | 0 | 0 | 0 | 0 | 0 | 0 | 0 | 0 | 0 | 0 | 0 | 0 | 0 | 0 | 0 | 0 | 0 | 0 | 0 | 0 | 0 | 0 | 0 | 0 | 0 | 0 | 0 | 0 | 0 | 0 | 0 | 0 | 0 | 0 | 0 | 0 | 0 | 0 | 0 | 0 | 0 | 0 | 0 | 0 | 0 | 0 | 0 | 0 | 0 | 0 | 0 | 0 | 1 | 0 | 1 | 0 | 0 | 0 | 1 | 0 | 1 | 0 | 0 | 0 | 0 | 1 | 0 | 0 | 0 | 0 | 1 |  | 0 | 0 | 0 | 0 | 0 | 0 | 0 | 0 | 0 | 0 | 0 | 0 | 0 | 0 | 0 | 0 | 0 | 0 | 0 | 0 | 0 | 0 | 0 | 0 | 0 | 0 | 0 | 0 | 0 | 0 | 0 | 0 | 0 | 0 | 0 | 0 | 357.85 | 369.35 | 28.4626 | Oro Loma-El Nido 115kV Line | Oro Loma-El Nido 115kV Line | Oro Loma-El Nido 115kV Line |  | 0 | 0 | 0 | 0 | 0 | 0 | 357.85 | 369.35 | 28.4626 | Oro Loma-El Nido 115kV Line | Oro Loma-El Nido 115kV Line | Oro Loma-El Nido 115kV Line |  | 1 | 1 | NO | 1 | 1 | 1 | NO | 1
PG&E FRESNO | Oro Loma | 70 | 0 | 0 | 0 | 0 | 0 | 0 | 0 | 0 | 0 | 0 | 0 | 0 | 0 | 0 | 0 | 0 | 0 | 0 | 0 | 0 | 0 | 0 | 0 | 0 | 0 | 0 | 0 | 0 | 0 | 0 | 0 | 0 | 0 | 0 | 0 | 0 | 0 | 0 | 0 | 0 | 0 | 0 | 0 | 0 | 0 | 0 | 0 | 0 | 0 | 0 | 0 | 0 | 0 | 0 | 0 | 0 | 0 | 0 | 0 | 0 | 0 | 0 | 0 | 0 | 0 | 0 | 0 | 0 | 0 | 0 | 0 | 0 | 0 | 0 | 0 | 0 | 0 | 0 | 0 | 1 | 0 | 0 | 0 | 0 | 0 | 1 | 0 | 1 | 0 | 0 | 0 | 0 | 1 | 0 | 0 | 0 | 0 | 1 |  | 0 | 0 | 0 | 0 | 0 | 0 | 0 | 0 | 0 | 0 | 0 | 0 | 0 | 0 | 0 | 0 | 0 | 0 | 0 | 0 | 0 | 0 | 0 | 5 | 0 | 0 | 0 | 0 | 0 | 1 | 0 | 0 | 0 | 0 | 0 | 0 | 357.85 | 369.35 | 28.4626 | Oro Loma-El Nido 115kV Line | Oro Loma-El Nido 115kV Line | Oro Loma-El Nido 115kV Line |  | 0 | 0 | 0 | 0 | 0 | 0 | 357.85 | 369.35 | 28.4626 | Oro Loma-El Nido 115kV Line | Oro Loma-El Nido 115kV Line | Oro Loma-El Nido 115kV Line |  | 1 | 1 | NO | 1 | 1 | 1 | NO | 1
PG&E FRESNO | Orosi | 70 | 0 | 0 | 0 | 0 | 0 | 0 | 0 | 0 | 0 | 0 | 0 | 0 | 0 | 0 | 0 | 0 | 0 | 0 | 0 | 0 | 0 | 0 | 0 | 0 | 0 | 0 | 0 | 0 | 0 | 0 | 0 | 0 | 0 | 0 | 0 | 0 | 0 | 0 | 0 | 0 | 0 | 0 | 0 | 0 | 0 | 0 | 0 | 0 | 0 | 0 | 0 | 0 | 0 | 0 | 0 | 0 | 0 | 0 | 0 | 0 | 0 | 0 | 0 | 0 | 0 | 0 | 0 | 0 | 1 | 0 | 0 | 0 | 0 | 0 | 0 | 0 | 0 | 0 | 0 | 1 | 0 | 1 | 0 | 1 | 0 | 1 | 0 | 0 | 0 | 0 | 0 | 0 | 0 | 0 | 0 | 0 | 0 | 1 |  | 0 | 0 | 0 | 0 | 0 | 0 | 0 | 0 | 0 | 0 | 0 | 0 | 0 | 0 | 0 | 0 | 0 | 0 | 0 | 0 | 0 | 0 | 0 | 0 | 0 | 0 | 0 | 0 | 0 | 0 | 1 | 0 | 1 | 0 | 1 | 0 | -426.65 | -276.45 | -39.4574 | Chowchilla-Le grand 115kV Line | Chowchilla-Le grand 115kV Line | Chowchilla-Le grand 115kV Line |  | 0 | 0 | 0 | 0 | 0 | 0 | 784.35 | 934.55 | 506.5426 | Chowchilla-Le grand 115kV Line | Chowchilla-Le grand 115kV Line | Chowchilla-Le grand 115kV Line |  | 5 | 1 | YES | 2 | 5 | 1 | YES | 2
SDGE | Otay | 69 | 0 | 0 | 0 | 0 | 0 | 0 | 0 | 0 | 0 | 0 | 0 | 0 | 0 | 0 | 0 | 0 | 0 | 0 | 0 | 0 | 0 | 0 | 0 | 0 | 0 | 0 | 0 | 0 | 0 | 1 | 1 | 0 | 1 | 0 | 0 | 1 | 1 | 0 | 0 | 0 | 0 | 0 | 0 | 0 | 0 | 0 | 0 | 0 | 0 | 0 | 0 | 0 | 0 | 0 | 0 | 0 | 0 | 0 | 0 | 0 | 0 | 0 | 0 | 0 | 0 | 0 | 0 | 0 | 0 | 0 | 0 | 0 | 0 | 0 | 0 | 0 | 0 | 0 | 0 | 0 | 0 | 0 | 0 | 0 | 0 | 0 | 0 | 0 | 0 | 0 | 0 | 0 | 0 | 0 | 0 | 0 | 0 | 4 |  | 0 | 0 | 0 | 0 | 0 | 0 | 0 | 0 | 0 | 0 | 0 | 6 | 0 | 0 | 1 | 0 | 0 | 0 | 0 | 0 | 0 | 0 | 0 | 0 | 0 | 0 | 55.7 | 0 | 0 | 1 | 0 | 0 | 0 | 0 | 0 | 0 | 159.09 | 195.045 | 299.0864 | Miguel 69 kV constraint | Miguel 69 kV constraint | Miguel 69 kV constraint |  | 0 | 0 | 0 | 0 | 0 | 0 | 159.09 | 195.045 | 299.0864 | Miguel 69 kV constraint | Miguel 69 kV constraint | Miguel 69 kV constraint |  | 1 | 1 | NO | 1 | 1 | 1 | NO | 1
SDGE | Otay Mesa | 230 | 0 | 0 | 0 | 0 | 0 | 0 | 0 | 0 | 0 | 0 | 0 | 0 | 0 | 0 | 0 | 0 | 0 | 0 | 0 | 0 | 0 | 0 | 0 | 0 | 0 | 0 | 0 | 0 | 1 | 0 | 1 | 0 | 1 | 0 | 1 | 1 | 1 | 0 | 0 | 0 | 0 | 0 | 0 | 0 | 0 | 0 | 0 | 0 | 0 | 0 | 0 | 0 | 0 | 0 | 0 | 0 | 0 | 0 | 0 | 0 | 0 | 0 | 0 | 0 | 0 | 0 | 0 | 0 | 0 | 0 | 0 | 0 | 0 | 0 | 0 | 0 | 0 | 0 | 0 | 0 | 0 | 0 | 0 | 0 | 0 | 0 | 0 | 0 | 0 | 0 | 0 | 0 | 0 | 0 | 0 | 0 | 0 | 5 |  | 0 | 0 | 0 | 0 | 0 | 0 | 0 | 0 | 0 | 0 | 0 | -65 | 0 | 0 | 1 | 0 | 0 | 0 | 0 | 0 | 0 | 0 | 0 | 0 | 0 | 0 | 0 | 0 | 0 | 0 | 0 | 0 | 0 | 0 | 0 | 0 | 826.21 | 1175 | 1175 | San Luis Rey-San Onofre 230 kV line constraint | Otay Mesa 230 kV constraint | Otay Mesa 230 kV constraint |  | 0 | 0 | 0 | 0 | 0 | 0 | 826.21 | 1175 | 1175 | San Luis Rey-San Onofre 230 kV line constraint | Otay Mesa 230 kV constraint | Otay Mesa 230 kV constraint |  | 1 | 1 | NO | 1 | 1 | 1 | NO | 1
PG&E FRESNO | Padre Flats SW STA | 230 | 0 | 0 | 0 | 0 | 0 | 0 | 0 | 0 | 0 | 0 | 0 | 0 | 0 | 0 | 0 | 0 | 0 | 0 | 0 | 0 | 0 | 0 | 0 | 0 | 0 | 0 | 0 | 0 | 0 | 0 | 0 | 0 | 0 | 0 | 0 | 0 | 0 | 0 | 0 | 0 | 0 | 0 | 0 | 0 | 0 | 0 | 0 | 0 | 0 | 0 | 0 | 0 | 0 | 0 | 0 | 0 | 0 | 0 | 0 | 0 | 0 | 0 | 0 | 0 | 0 | 0 | 0 | 0 | 0 | 0 | 0 | 0 | 0 | 0 | 0 | 0 | 0 | 0 | 0 | 1 | 0 | 0 | 0 | 0 | 0 | 1 | 0 | 0 | 0 | 0 | 0 | 0 | 0 | 0 | 0 | 0 | 0 | 1 |  | 0 | 0 | 0 | 0 | 0 | 0 | 0 | 0 | 0 | 0 | 0 | 0 | 0 | 0 | 0 | 0 | 0 | 0 | 0 | 0 | 0 | 0 | 0 | 0 | 0 | 0 | 0 | 0 | 0 | 0 | 0 | 0 | 0 | 0 | 0 | 0 | 1869.647 | 2537.7207 | 3098.8255 | Gates 500/230kV TB #11 | Gates 500/230kV TB #11 | Gates 500/230kV TB #11 |  | 0 | 0 | 0 | 0 | 0 | 0 | 1869.647 | 2537.7207 | 3098.8255 | Gates 500/230kV TB #11 | Gates 500/230kV TB #11 | Gates 500/230kV TB #11 |  | 1 | 1 | NO | 1 | 1 | 1 | NO | 1
EOP | Pahrump | 138 | 0 | 0 | 0 | 0 | 0 | 0 | 0 | 0 | 0 | 0 | 0 | 0 | 0 | 0 | 0 | 0 | 0 | 0 | 0 | 0 | 0 | 0 | 1 | 1 | 1 | 0 | 0 | 0 | 0 | 0 | 0 | 0 | 0 | 0 | 0 | 0 | 0 | 0 | 0 | 0 | 0 | 0 | 0 | 0 | 0 | 0 | 0 | 0 | 0 | 0 | 0 | 0 | 0 | 0 | 0 | 0 | 0 | 0 | 0 | 0 | 0 | 0 | 0 | 0 | 0 | 0 | 0 | 0 | 0 | 0 | 0 | 0 | 0 | 0 | 0 | 0 | 0 | 0 | 0 | 0 | 0 | 0 | 0 | 0 | 0 | 0 | 0 | 0 | 0 | 0 | 0 | 0 | 0 | 0 | 0 | 0 | 0 | 2 |  | 0 | 0 | 0 | 0 | 0 | 0 | 0 | 0 | 0 | 0 | 0 | 0 | 0 | 0 | 0 | 0 | 0 | 0 | 0 | 0 | 0 | 0 | 0 | 0 | 0 | 0 | 0 | 0 | 0 | 0 | 1 | 0 | 0 | 0 | 0 | 0 | -236.375 | 1704.39 | 2601.53 | Lugo - Victorville area constraint | Sloan Canyon - Eldorado 500 kV constraint | GLW 230kV area constraint |  | 1 | 0 | 0 | 0 | 0 | 0 | -236.375 | 1704.39 | 2601.53 | Lugo - Victorville area constraint | Sloan Canyon - Eldorado 500 kV constraint | GLW 230kV area constraint |  | 5 | 5 | NO | 5 | 1 | 1 | NO | 1
EOP | Pahrump | 230 | 0 | 0 | 0 | 0 | 0 | 0 | 0 | 0 | 0 | 0 | 0 | 0 | 0 | 0 | 0 | 0 | 0 | 0 | 0 | 0 | 0 | 0 | 1 | 1 | 1 | 0 | 0 | 0 | 0 | 0 | 0 | 0 | 0 | 0 | 0 | 0 | 0 | 0 | 0 | 0 | 0 | 0 | 0 | 0 | 0 | 0 | 0 | 0 | 0 | 0 | 0 | 0 | 0 | 0 | 0 | 0 | 0 | 0 | 0 | 0 | 0 | 0 | 0 | 0 | 0 | 0 | 0 | 0 | 0 | 0 | 0 | 0 | 0 | 0 | 0 | 0 | 0 | 0 | 0 | 0 | 0 | 0 | 0 | 0 | 0 | 0 | 0 | 0 | 0 | 0 | 0 | 0 | 0 | 0 | 0 | 0 | 0 | 2 |  | 0 | 0 | 0 | 0 | 0 | 0 | 0 | 0 | 0 | 0 | 0 | 0 | 0 | 0 | 0 | 0 | 0 | 0 | 0 | 0 | 0 | 0 | 0 | 0 | 0 | 0 | 0 | 0 | 0 | 0 | 1 | 0 | 0 | 0 | 0 | 0 | -236.375 | 1704.39 | 2601.53 | Lugo - Victorville area constraint | Sloan Canyon - Eldorado 500 kV constraint | GLW 230kV area constraint |  | 1 | 0 | 0 | 0 | 0 | 0 | -236.375 | 1704.39 | 2601.53 | Lugo - Victorville area constraint | Sloan Canyon - Eldorado 500 kV constraint | GLW 230kV area constraint |  | 5 | 5 | NO | 5 | 1 | 1 | NO | 1
SDGE | Pala | 69 | 0 | 0 | 0 | 0 | 0 | 0 | 0 | 0 | 0 | 0 | 0 | 0 | 0 | 0 | 0 | 0 | 0 | 0 | 0 | 0 | 0 | 0 | 0 | 0 | 0 | 1 | 0 | 0 | 1 | 0 | 1 | 0 | 1 | 1 | 0 | 0 | 0 | 1 | 0 | 0 | 0 | 0 | 0 | 0 | 0 | 0 | 0 | 0 | 0 | 0 | 0 | 0 | 0 | 0 | 0 | 0 | 0 | 0 | 0 | 0 | 0 | 0 | 0 | 0 | 0 | 0 | 0 | 0 | 0 | 0 | 0 | 0 | 0 | 0 | 0 | 0 | 0 | 0 | 0 | 0 | 0 | 0 | 0 | 0 | 0 | 0 | 0 | 0 | 0 | 0 | 0 | 0 | 0 | 0 | 0 | 0 | 0 | 3 |  | 0 | 0 | 0 | 0 | 0 | 0 | 0 | 0 | 0 | 0 | 0 | 0 | 0 | 0 | 0 | 0 | 0 | 0 | 0 | 0 | 0 | 0 | 0 | 0 | 0 | 0 | 10 | 0 | 0 | 1 | 0 | 0 | 0 | 0 | 0 | 0 | 94.4 | 149.2 | 313.6 | Ocean Ranch 69 kV constraint | Ocean Ranch 69 kV constraint | Ocean Ranch 69 kV constraint |  | 0 | 0 | 0 | 0 | 0 | 0 | 94.4 | 149.2 | 313.6 | Ocean Ranch 69 kV constraint | Ocean Ranch 69 kV constraint | Ocean Ranch 69 kV constraint |  | 1 | 1 | NO | 1 | 1 | 1 | NO | 1
PG&E NGBA | Palermo | 115 | 0 | 0 | 0 | 0 | 0 | 0 | 0 | 0 | 0 | 0 | 0 | 0 | 0 | 0 | 0 | 0 | 0 | 0 | 0 | 0 | 0 | 0 | 0 | 0 | 0 | 0 | 0 | 0 | 0 | 0 | 0 | 0 | 0 | 0 | 0 | 0 | 0 | 0 | 0 | 1 | 0 | 0 | 0 | 0 | 1 | 1 | 1 | 1 | 0 | 0 | 0 | 0 | 0 | 0 | 0 | 0 | 0 | 0 | 0 | 1 | 1 | 0 | 0 | 0 | 0 | 0 | 0 | 0 | 0 | 0 | 0 | 0 | 0 | 0 | 0 | 0 | 0 | 0 | 0 | 0 | 0 | 0 | 0 | 0 | 0 | 0 | 0 | 0 | 0 | 0 | 0 | 0 | 0 | 0 | 0 | 0 | 0 | 0 |  | 0 | 0 | 0 | 0 | 0 | 0 | 0 | 0 | 0 | 0 | 0 | 0 | 0 | 0 | 0 | 0 | 0 | 0 | 0 | 0 | 0 | 0 | 0 | 0 | 0 | 0 | 0 | 0 | 0 | 0 | 2 | 0 | 0 | 0 | 0 | 0 | -599.505 | 31.5 | 81.4956 | Collinsville-Tesla 500 kV Line | Rocklin-Pleaseant grove 115kV line | Rocklin-Pleaseant grove 115kV line |  | 0 | 0 | 0 | 0 | 0 | 0 | 31.5 | 31.5 | 81.4956 | Rocklin-Pleaseant grove 115kV line | Rocklin-Pleaseant grove 115kV line | Rocklin-Pleaseant grove 115kV line |  | 5 | 1 | YES | 2 | 1 | 1 | NO | 1
PG&E NGBA | Palermo | 230 | 0 | 0 | 0 | 0 | 0 | 0 | 0 | 0 | 0 | 0 | 0 | 0 | 0 | 0 | 0 | 0 | 0 | 0 | 0 | 0 | 0 | 0 | 0 | 0 | 0 | 0 | 0 | 0 | 0 | 0 | 0 | 0 | 0 | 0 | 0 | 0 | 0 | 0 | 0 | 1 | 0 | 0 | 0 | 0 | 0 | 1 | 1 | 1 | 0 | 0 | 0 | 0 | 0 | 0 | 0 | 0 | 0 | 0 | 0 | 1 | 1 | 0 | 0 | 0 | 0 | 0 | 0 | 0 | 0 | 0 | 0 | 0 | 0 | 0 | 0 | 0 | 0 | 0 | 0 | 0 | 0 | 0 | 0 | 0 | 0 | 0 | 0 | 0 | 0 | 0 | 0 | 0 | 0 | 0 | 0 | 0 | 0 | 0 |  | 0 | 0 | 0 | 0 | 0 | 0 | 0 | 0 | 0 | 0 | 0 | 0 | 0 | 0 | 0 | 0 | 0 | 0 | 0 | 0 | 0 | 0 | 0 | 0 | 0 | 0 | 0 | 0 | 0 | 0 | 2 | 0 | 0 | 0 | 0 | 0 | -599.505 | 364.5 | 417.22 | Collinsville-Tesla 500 kV Line | Rio Oso-Brighton 230kV line | Rio Oso-Brighton 230kV line |  | 0 | 0 | 0 | 0 | 0 | 0 | 167.2185 | 364.5 | 417.22 | Bellota-Weber 230kV line | Rio Oso-Brighton 230kV line | Rio Oso-Brighton 230kV line |  | 5 | 1 | YES | 2 | 1 | 1 | NO | 1
SCE Eastern | Palo Verde | 500 | 0 | 0 | 0 | 0 | 0 | 0 | 0 | 0 | 0 | 0 | 0 | 0 | 0 | 0 | 0 | 0 | 0 | 1 | 0 | 0 | 0 | 1 | 0 | 0 | 1 | 0 | 0 | 0 | 0 | 0 | 0 | 0 | 0 | 0 | 0 | 0 | 0 | 0 | 0 | 0 | 0 | 0 | 0 | 0 | 0 | 0 | 0 | 0 | 0 | 0 | 0 | 0 | 0 | 0 | 0 | 0 | 0 | 0 | 0 | 0 | 0 | 0 | 0 | 0 | 0 | 0 | 0 | 0 | 0 | 0 | 0 | 0 | 0 | 0 | 0 | 0 | 0 | 0 | 0 | 0 | 0 | 0 | 0 | 0 | 0 | 0 | 0 | 0 | 0 | 0 | 0 | 0 | 0 | 0 | 0 | 0 | 0 | 2 |  | 0 | 0 | 0 | 0 | 0 | 0 | 0 | 0 | 0 | 0 | 0 | 0 | 0 | 0 | 0 | 0 | 0 | 0 | 0 | 3099 | 0 | 0 | 0 | 0 | 0 | 0 | 0 | 0 | 0 | 1 | 1 | 0 | 0 | 0 | 0 | 0 | -236.375 | 3658.51 | 5231.535 | Lugo - Victorville area constraint | Lugo - Victorville area constraint | Devers-Red Bluff Constraint |  | 1 | 0 | 0 | 0 | 0 | 0 | -236.375 | 3658.51 | 5231.535 | Lugo - Victorville area constraint | Lugo - Victorville area constraint | Devers-Red Bluff Constraint |  | 5 | 5 | NO | 5 | 1 | 1 | NO | 1
SDGE | Palomar Energy | 230 | 0 | 0 | 0 | 0 | 0 | 0 | 0 | 0 | 0 | 0 | 0 | 0 | 0 | 0 | 0 | 0 | 0 | 0 | 0 | 0 | 0 | 0 | 0 | 0 | 0 | 1 | 0 | 0 | 1 | 0 | 1 | 0 | 1 | 0 | 0 | 0 | 0 | 1 | 0 | 0 | 0 | 0 | 0 | 0 | 0 | 0 | 0 | 0 | 0 | 0 | 0 | 0 | 0 | 0 | 0 | 0 | 0 | 0 | 0 | 0 | 0 | 0 | 0 | 0 | 0 | 0 | 0 | 0 | 0 | 0 | 0 | 0 | 0 | 0 | 0 | 0 | 0 | 0 | 0 | 0 | 0 | 0 | 0 | 0 | 0 | 0 | 0 | 0 | 0 | 0 | 0 | 0 | 0 | 0 | 0 | 0 | 0 | 3 |  | 0 | 0 | 0 | 0 | 0 | 0 | 0 | 0 | 0 | 0 | 0 | 0 | 0 | 0 | 0 | 0 | 0 | 0 | 0 | 0 | 0 | 0 | 0 | 0 | 0 | 0 | 0 | 0 | 0 | 0 | 0 | 0 | 0 | 0 | 0 | 0 | 597.87 | 869.535 | 1337.03 | Capistrano-San Onofre 230 kV constraint | Talega 230 kV constraint | Talega 230 kV constraint |  | 0 | 0 | 0 | 0 | 0 | 0 | 597.87 | 869.535 | 1337.03 | Capistrano-San Onofre 230 kV constraint | Talega 230 kV constraint | Talega 230 kV constraint |  | 1 | 1 | NO | 1 | 1 | 1 | NO | 1
PG&E KERN | Panama | 70 | 0 | 0 | 0 | 0 | 0 | 0 | 0 | 0 | 0 | 0 | 0 | 0 | 0 | 0 | 0 | 0 | 0 | 0 | 0 | 0 | 0 | 0 | 0 | 0 | 0 | 0 | 0 | 0 | 0 | 0 | 0 | 0 | 0 | 0 | 0 | 0 | 0 | 0 | 0 | 0 | 0 | 0 | 0 | 0 | 0 | 0 | 0 | 0 | 0 | 0 | 0 | 0 | 0 | 0 | 0 | 0 | 0 | 0 | 0 | 0 | 0 | 0 | 0 | 0 | 0 | 0 | 0 | 1 | 1 | 0 | 0 | 0 | 0 | 0 | 0 | 0 | 0 | 0 | 0 | 1 | 0 | 0 | 0 | 0 | 0 | 0 | 0 | 0 | 0 | 0 | 0 | 0 | 0 | 0 | 0 | 0 | 0 | 0 |  | 0 | 0 | 0 | 0 | 0 | 0 | 0 | 0 | 0 | 0 | 0 | 0 | 0 | 0 | 0 | 0 | 0 | 0 | 0 | 0 | 0 | 0 | 0 | 0 | 0 | 0 | 0 | 0 | 0 | 0 | 0 | 0 | 0 | 0 | 0 | 0 | 343.215 | 253.0117 | 390.175 | Cal Flat-Gates 230 kV line | Cal Flat-Gates 230 kV line | Cal Flat-Gates 230 kV line |  | 0 | 0 | 0 | 0 | 0 | 0 | 343.215 | 253.0117 | 390.175 | Cal Flat-Gates 230 kV line | Cal Flat-Gates 230 kV line | Cal Flat-Gates 230 kV line |  | 1 | 1 | NO | 1 | 1 | 1 | NO | 1
PG&E FRESNO | Panoche | 115 | 0 | 0 | 0 | 0 | 0 | 0 | 0 | 0 | 0 | 0 | 0 | 0 | 0 | 0 | 0 | 0 | 0 | 0 | 0 | 0 | 0 | 0 | 0 | 0 | 0 | 0 | 0 | 0 | 0 | 0 | 0 | 0 | 0 | 0 | 0 | 0 | 0 | 0 | 0 | 0 | 0 | 0 | 0 | 0 | 0 | 1 | 0 | 0 | 0 | 0 | 0 | 0 | 0 | 0 | 0 | 0 | 0 | 0 | 0 | 0 | 0 | 0 | 0 | 0 | 0 | 0 | 0 | 0 | 0 | 0 | 0 | 0 | 0 | 0 | 0 | 0 | 0 | 0 | 1 | 1 | 1 | 1 | 1 | 0 | 0 | 1 | 0 | 1 | 0 | 0 | 0 | 0 | 0 | 0 | 0 | 0 | 0 | 1 |  | 0 | 0 | 0 | 0 | 0 | 0 | 0 | 0 | 0 | 0 | 0 | 0 | 0 | 0 | 0 | 0 | 0 | 0 | 0 | 0 | 0 | 0 | 0 | 6.15 | 0 | 0 | 0 | 0 | 0 | 1 | 1 | 0 | 0 | 0 | 0 | 0 | -292.7815 | 300.67 | 267.1415 | Bellota-Weber 230kV line | Gates 230/70kV TB #5 | Gates 230/70kV TB #5 |  | 0 | 0 | 0 | 0 | 0 | 0 | 167.2185 | 300.67 | 267.1415 | Bellota-Weber 230kV line | Gates 230/70kV TB #5 | Gates 230/70kV TB #5 |  | 5 | 1 | YES | 2 | 1 | 1 | NO | 1
PG&E FRESNO | Panoche | 230 | 0 | 0 | 0 | 0 | 0 | 0 | 0 | 0 | 0 | 0 | 0 | 0 | 0 | 0 | 0 | 0 | 0 | 0 | 0 | 0 | 0 | 0 | 0 | 0 | 0 | 0 | 0 | 0 | 0 | 0 | 0 | 0 | 0 | 0 | 0 | 0 | 0 | 0 | 0 | 0 | 0 | 0 | 0 | 0 | 0 | 0 | 0 | 0 | 0 | 0 | 0 | 0 | 0 | 0 | 0 | 0 | 0 | 0 | 0 | 0 | 0 | 0 | 0 | 0 | 0 | 0 | 0 | 0 | 0 | 0 | 0 | 0 | 0 | 0 | 0 | 0 | 0 | 0 | 1 | 1 | 0 | 1 | 0 | 0 | 0 | 1 | 0 | 0 | 0 | 0 | 0 | 0 | 0 | 0 | 0 | 0 | 0 | 1 |  | 0 | 0 | 0 | 0 | 0 | 0 | 0 | 0 | 0 | 0 | 0 | 0 | 0 | 0 | 0 | 0 | 0 | 0 | 0 | 0 | 0 | 0 | 0 | 0 | 0 | 0 | 0 | 0 | 0 | 0 | 0 | 0 | 0 | 0 | 0 | 0 | 972.85 | 1449.095 | 1792.1552 | Tranquility-Helm 230kV Line | Tranquility-Helm 230kV Line | Gates 500/230kV TB #12 |  | 0 | 0 | 0 | 0 | 0 | 0 | 972.85 | 1449.095 | 1792.1552 | Tranquility-Helm 230kV Line | Tranquility-Helm 230kV Line | Gates 500/230kV TB #12 |  | 1 | 1 | NO | 1 | 1 | 1 | NO | 1
SCE Northern | Pardee | 230 | 0 | 0 | 1 | 0 | 0 | 0 | 0 | 0 | 0 | 0 | 0 | 0 | 0 | 0 | 0 | 0 | 0 | 0 | 0 | 0 | 0 | 0 | 0 | 0 | 1 | 0 | 0 | 0 | 0 | 0 | 0 | 0 | 0 | 0 | 0 | 0 | 0 | 0 | 0 | 0 | 0 | 0 | 0 | 0 | 0 | 0 | 0 | 0 | 0 | 0 | 0 | 0 | 0 | 0 | 0 | 0 | 0 | 0 | 0 | 0 | 0 | 0 | 0 | 0 | 0 | 0 | 0 | 0 | 0 | 0 | 0 | 0 | 0 | 0 | 0 | 0 | 0 | 0 | 0 | 0 | 0 | 0 | 0 | 0 | 0 | 0 | 0 | 0 | 0 | 0 | 0 | 0 | 0 | 0 | 0 | 0 | 0 | 0 |  | 0 | 0 | 0 | 0 | 0 | 0 | 0 | 0 | 0 | 0 | 0 | 80 | 0 | 0 | 1 | 0 | 0 | 0 | 0 | 0 | 0 | 0 | 0 | 0 | 0 | 0 | 95 | 0 | 0 | 1 | 1 | 0 | 0 | 0 | 0 | 0 | -236.375 | 2545 | 6589.955 | Lugo - Victorville area constraint | Pardee-Sylmar Constraint | Lugo - Victorville area constraint |  | 1 | 0 | 0 | 0 | 0 | 0 | -236.375 | 2545 | 6589.955 | Lugo - Victorville area constraint | Pardee-Sylmar Constraint | Lugo - Victorville area constraint |  | 5 | 5 | NO | 5 | 1 | 1 | NO | 1
PG&E NGBA | Parkway | 230 | 0 | 0 | 0 | 0 | 0 | 0 | 0 | 0 | 0 | 0 | 0 | 0 | 0 | 0 | 0 | 0 | 0 | 0 | 0 | 0 | 0 | 0 | 0 | 0 | 0 | 0 | 0 | 0 | 0 | 0 | 0 | 0 | 0 | 0 | 0 | 0 | 0 | 0 | 0 | 1 | 0 | 0 | 0 | 0 | 0 | 0 | 0 | 0 | 0 | 0 | 0 | 0 | 0 | 0 | 0 | 1 | 0 | 0 | 0 | 0 | 0 | 0 | 0 | 0 | 0 | 0 | 1 | 0 | 0 | 0 | 0 | 0 | 0 | 0 | 0 | 0 | 0 | 0 | 0 | 0 | 0 | 0 | 0 | 0 | 0 | 0 | 0 | 0 | 0 | 0 | 0 | 0 | 0 | 0 | 0 | 0 | 0 | 0 |  | 0 | 0 | 0 | 0 | 0 | 0 | 0 | 0 | 0 | 0 | 0 | 0 | 0 | 0 | 0 | 0 | 3.8 | 0 | 0 | 0 | 0 | 0 | 0 | 0 | 0 | 0 | 0 | 0 | 0 | 1 | 2 | 0 | 0 | 0 | 0 | 0 | -599.505 | 125.773 | 944.182 | Collinsville-Tesla 500 kV Line | Birds Landing-Contra Costa 230kV Line | Birds Landing-Contra Costa 230kV Line |  | 1 | 0 | 0 | 0 | 0 | 0 | -199.275 | 125.773 | 944.182 | Birds Landing-Contra Costa 230kV Line | Birds Landing-Contra Costa 230kV Line | Birds Landing-Contra Costa 230kV Line |  | 5 | 5 | NO | 5 | 1 | 1 | NO | 1
SCE Northern | Pastoria | 230 | 0 | 0 | 1 | 0 | 0 | 0 | 1 | 0 | 0 | 0 | 0 | 0 | 0 | 0 | 0 | 0 | 0 | 0 | 0 | 0 | 0 | 0 | 0 | 0 | 1 | 0 | 0 | 0 | 0 | 0 | 0 | 0 | 0 | 0 | 0 | 0 | 0 | 0 | 0 | 0 | 0 | 0 | 0 | 0 | 0 | 0 | 0 | 0 | 0 | 0 | 0 | 0 | 0 | 0 | 0 | 0 | 0 | 0 | 0 | 0 | 0 | 0 | 0 | 0 | 0 | 0 | 0 | 0 | 0 | 0 | 0 | 0 | 0 | 0 | 0 | 0 | 0 | 0 | 0 | 0 | 0 | 0 | 0 | 0 | 0 | 0 | 0 | 0 | 0 | 0 | 0 | 0 | 0 | 0 | 0 | 0 | 0 | 0 |  | 0 | 0 | 0 | 0 | 0 | 0 | 0 | 0 | 0 | 0 | 0 | 0 | 0 | 0 | 0 | 0 | 0 | 0 | 0 | 0 | 0 | 0 | 0 | 0 | 0 | 105 | 80 | 0 | 0 | 1 | 1 | 0 | 0 | 0 | 0 | 0 | -236.375 | 272 | 2234.29 | Lugo - Victorville area constraint | South of Magunden Constraint | South of Magunden Constraint |  | 1 | 0 | 0 | 0 | 0 | 0 | -236.375 | 272 | 2234.29 | Lugo - Victorville area constraint | South of Magunden Constraint | South of Magunden Constraint |  | 5 | 5 | NO | 5 | 1 | 1 | NO | 1
SCE Metro | Pauda | 230 | 0 | 0 | 0 | 0 | 0 | 0 | 0 | 0 | 0 | 1 | 0 | 0 | 0 | 0 | 0 | 0 | 0 | 0 | 0 | 0 | 0 | 0 | 0 | 0 | 0 | 0 | 0 | 0 | 0 | 0 | 0 | 0 | 0 | 0 | 0 | 0 | 0 | 0 | 0 | 0 | 0 | 0 | 0 | 0 | 0 | 0 | 0 | 0 | 0 | 0 | 0 | 0 | 0 | 0 | 0 | 0 | 0 | 0 | 0 | 0 | 0 | 0 | 0 | 0 | 0 | 0 | 0 | 0 | 0 | 0 | 0 | 0 | 0 | 0 | 0 | 0 | 0 | 0 | 0 | 0 | 0 | 0 | 0 | 0 | 0 | 0 | 0 | 0 | 0 | 0 | 0 | 0 | 0 | 0 | 0 | 0 | 0 | 0 |  | 0 | 0 | 0 | 0 | 0 | 0 | 0 | 0 | 0 | 0 | 0 | 0 | 0 | 0 | 0 | 0 | 0 | 0 | 0 | 0 | 0 | 0 | 0 | 0 | 0 | 0 | 120 | 0 | 0 | 1 | 0 | 0 | 0 | 0 | 0 | 0 | 9984.6 | 11497.7 | 13807.5055 | SCE Metro Area Default Constraint | SCE Metro Area Default Constraint | SCE Metro Area Default Constraint |  | 0 | 0 | 0 | 0 | 0 | 0 | 9984.6 | 11497.7 | 13807.5055 | SCE Metro Area Default Constraint | SCE Metro Area Default Constraint | SCE Metro Area Default Constraint |  | 1 | 1 | NO | 1 | 1 | 1 | NO | 1
PG&E GBA | Paul Sweet | 115 | 0 | 0 | 0 | 0 | 0 | 0 | 0 | 0 | 0 | 0 | 0 | 0 | 0 | 0 | 0 | 0 | 0 | 0 | 0 | 0 | 0 | 0 | 0 | 0 | 0 | 0 | 0 | 0 | 0 | 0 | 0 | 0 | 0 | 0 | 0 | 0 | 0 | 0 | 0 | 0 | 0 | 0 | 0 | 0 | 0 | 0 | 0 | 0 | 0 | 0 | 0 | 0 | 0 | 0 | 0 | 0 | 0 | 0 | 0 | 0 | 0 | 0 | 0 | 0 | 1 | 0 | 0 | 0 | 0 | 0 | 0 | 0 | 0 | 0 | 0 | 0 | 0 | 0 | 0 | 0 | 0 | 0 | 0 | 0 | 0 | 0 | 0 | 0 | 0 | 0 | 0 | 0 | 0 | 0 | 0 | 0 | 0 | 0 |  | 0 | 0 | 0 | 0 | 0 | 0 | 0 | 0 | 0 | 0 | 0 | 0 | 0 | 0 | 0 | 0 | 0 | 0 | 0 | 0 | 0 | 0 | 0 | 0 | 0 | 0 | 0 | 0 | 0 | 0 | 0 | 0 | 0 | 0 | 0 | 0 | 338.65 | 358.51 | 303.18 | Morganhill-Metcalf 115kV Line | Morganhill-Metcalf 115kV Line | Morganhill-Metcalf 115kV Line |  | 0 | 0 | 0 | 0 | 0 | 0 | 338.65 | 358.51 | 303.18 | Morganhill-Metcalf 115kV Line | Morganhill-Metcalf 115kV Line | Morganhill-Metcalf 115kV Line |  | 1 | 1 | NO | 1 | 1 | 1 | NO | 1
PG&E NGBA | Peabody | 230 | 0 | 0 | 0 | 0 | 0 | 0 | 0 | 0 | 0 | 0 | 0 | 0 | 0 | 0 | 0 | 0 | 0 | 0 | 0 | 0 | 0 | 0 | 0 | 0 | 0 | 0 | 0 | 0 | 0 | 0 | 0 | 0 | 0 | 0 | 0 | 0 | 0 | 0 | 0 | 1 | 0 | 0 | 0 | 0 | 0 | 0 | 0 | 0 | 0 | 0 | 0 | 0 | 0 | 1 | 1 | 1 | 0 | 0 | 0 | 0 | 0 | 0 | 0 | 0 | 0 | 1 | 1 | 0 | 0 | 0 | 0 | 0 | 0 | 0 | 0 | 0 | 0 | 0 | 0 | 0 | 0 | 0 | 0 | 0 | 0 | 0 | 0 | 0 | 0 | 0 | 0 | 0 | 0 | 0 | 0 | 0 | 0 | 0 |  | 0 | 0 | 0 | 0 | 0 | 0 | 0 | 0 | 0 | 0 | 0 | 0 | 0 | 0 | 0 | 0 | 0 | 0 | 0 | 0 | 0 | 0 | 0 | 8 | 0 | 0 | 0 | 0 | 0 | 1 | 3 | 0 | 1 | 0 | 0 | 0 | -861.825 | -176.859 | 944.182 | Windmaster-Delta pumps 230 kV line | Windmaster-Delta pumps 230 kV line | Birds Landing-Contra Costa 230kV Line |  | 1 | 0 | 0 | 0 | 0 | 0 | -199.275 | 125.773 | 944.182 | Birds Landing-Contra Costa 230kV Line | Birds Landing-Contra Costa 230kV Line | Birds Landing-Contra Costa 230kV Line |  | 5 | 5 | NO | 5 | 1 | 1 | NO | 1
PG&E NGBA | Pease | 115 | 0 | 0 | 0 | 0 | 0 | 0 | 0 | 0 | 0 | 0 | 0 | 0 | 0 | 0 | 0 | 0 | 0 | 0 | 0 | 0 | 0 | 0 | 0 | 0 | 0 | 0 | 0 | 0 | 0 | 0 | 0 | 0 | 0 | 0 | 0 | 0 | 0 | 0 | 0 | 1 | 0 | 0 | 0 | 0 | 1 | 1 | 1 | 1 | 0 | 0 | 0 | 0 | 0 | 0 | 0 | 0 | 0 | 0 | 0 | 1 | 1 | 0 | 0 | 0 | 0 | 0 | 0 | 0 | 0 | 0 | 0 | 0 | 0 | 0 | 0 | 0 | 0 | 0 | 0 | 0 | 0 | 0 | 0 | 0 | 0 | 0 | 0 | 0 | 0 | 0 | 0 | 0 | 0 | 0 | 0 | 0 | 0 | 0 |  | 0 | 0 | 0 | 0 | 0 | 0 | 0 | 0 | 0 | 0 | 0 | 0 | 0 | 0 | 0 | 0 | 0 | 0 | 0 | 0 | 0 | 0 | 0 | 0 | 0 | 0 | 0 | 0 | 0 | 0 | 2 | 0 | 0 | 0 | 0 | 0 | -599.505 | 31.5 | 81.4956 | Collinsville-Tesla 500 kV Line | Rocklin-Pleaseant grove 115kV line | Rocklin-Pleaseant grove 115kV line |  | 0 | 0 | 0 | 0 | 0 | 0 | 31.5 | 31.5 | 81.4956 | Rocklin-Pleaseant grove 115kV line | Rocklin-Pleaseant grove 115kV line | Rocklin-Pleaseant grove 115kV line |  | 5 | 1 | YES | 2 | 1 | 1 | NO | 1
PG&E NGBA | Pease | 60 | 0 | 0 | 0 | 0 | 0 | 0 | 0 | 0 | 0 | 0 | 0 | 0 | 0 | 0 | 0 | 0 | 0 | 0 | 0 | 0 | 0 | 0 | 0 | 0 | 0 | 0 | 0 | 0 | 0 | 0 | 0 | 0 | 0 | 0 | 0 | 0 | 0 | 0 | 0 | 1 | 0 | 0 | 0 | 0 | 1 | 1 | 1 | 1 | 0 | 0 | 0 | 0 | 0 | 0 | 0 | 0 | 0 | 0 | 0 | 1 | 1 | 0 | 0 | 0 | 0 | 0 | 0 | 0 | 0 | 0 | 0 | 0 | 0 | 0 | 0 | 0 | 0 | 0 | 0 | 0 | 0 | 0 | 0 | 0 | 0 | 0 | 0 | 0 | 0 | 0 | 0 | 0 | 0 | 0 | 0 | 0 | 0 | 0 |  | 0 | 0 | 0 | 0 | 0 | 0 | 0 | 0 | 0 | 0 | 0 | 0 | 0 | 0 | 0 | 0 | 0 | 0 | 0 | 0 | 0 | 0 | 0 | 3 | 0 | 0 | 0 | 0 | 0 | 1 | 2 | 0 | 0 | 0 | 0 | 0 | -599.505 | 31.5 | 81.4956 | Collinsville-Tesla 500 kV Line | Rocklin-Pleaseant grove 115kV line | Rocklin-Pleaseant grove 115kV line |  | 0 | 0 | 0 | 0 | 0 | 0 | 31.5 | 31.5 | 81.4956 | Rocklin-Pleaseant grove 115kV line | Rocklin-Pleaseant grove 115kV line | Rocklin-Pleaseant grove 115kV line |  | 5 | 1 | YES | 2 | 1 | 1 | NO | 1
SDGE | Penasquitos | 138 | 0 | 0 | 0 | 0 | 0 | 0 | 0 | 0 | 0 | 0 | 0 | 0 | 0 | 0 | 0 | 0 | 0 | 0 | 0 | 0 | 0 | 0 | 0 | 0 | 0 | 0 | 0 | 0 | 0 | 0 | 1 | 0 | 1 | 0 | 0 | 0 | 0 | 0 | 0 | 0 | 0 | 0 | 0 | 0 | 0 | 0 | 0 | 0 | 0 | 0 | 0 | 0 | 0 | 0 | 0 | 0 | 0 | 0 | 0 | 0 | 0 | 0 | 0 | 0 | 0 | 0 | 0 | 0 | 0 | 0 | 0 | 0 | 0 | 0 | 0 | 0 | 0 | 0 | 0 | 0 | 0 | 0 | 0 | 0 | 0 | 0 | 0 | 0 | 0 | 0 | 0 | 0 | 0 | 0 | 0 | 0 | 0 | 2 |  | 0 | 0 | 0 | 0 | 0 | 0 | 0 | 0 | 0 | 0 | 0 | 0 | 0 | 0 | 0 | 0 | 0 | 0 | 0 | 0 | 0 | 0 | 0 | 0 | 0 | 0 | 0 | 0 | 0 | 0 | 0 | 0 | 0 | 0 | 0 | 0 | 826.21 | 2219.805 | 8237.7844 | San Luis Rey-San Onofre 230 kV line constraint | San Luis Rey-San Onofre 230 kV line constraint | Encina - San Luis Rey 230 kV constraint |  | 0 | 0 | 0 | 0 | 0 | 0 | 826.21 | 2219.805 | 8237.7844 | San Luis Rey-San Onofre 230 kV line constraint | San Luis Rey-San Onofre 230 kV line constraint | Encina - San Luis Rey 230 kV constraint |  | 1 | 1 | NO | 1 | 1 | 1 | NO | 1
SDGE | Penasquitos | 230 | 0 | 0 | 0 | 0 | 0 | 0 | 0 | 0 | 0 | 0 | 0 | 0 | 0 | 0 | 0 | 0 | 0 | 0 | 0 | 0 | 0 | 0 | 0 | 0 | 0 | 0 | 0 | 0 | 0 | 0 | 1 | 0 | 1 | 0 | 0 | 0 | 0 | 0 | 0 | 0 | 0 | 0 | 0 | 0 | 0 | 0 | 0 | 0 | 0 | 0 | 0 | 0 | 0 | 0 | 0 | 0 | 0 | 0 | 0 | 0 | 0 | 0 | 0 | 0 | 0 | 0 | 0 | 0 | 0 | 0 | 0 | 0 | 0 | 0 | 0 | 0 | 0 | 0 | 0 | 0 | 0 | 0 | 0 | 0 | 0 | 0 | 0 | 0 | 0 | 0 | 0 | 0 | 0 | 0 | 0 | 0 | 0 | 2 |  | 0 | 0 | 0 | 0 | 0 | 0 | 0 | 0 | 0 | 0 | 0 | 0 | 0 | 0 | 0 | 0 | 0 | 0 | 0 | 0 | 0 | 0 | 0 | 0 | 0 | 0 | 0 | 0 | 0 | 0 | 0 | 0 | 0 | 0 | 0 | 0 | 826.21 | 2219.805 | 8237.7844 | San Luis Rey-San Onofre 230 kV line constraint | San Luis Rey-San Onofre 230 kV line constraint | Encina - San Luis Rey 230 kV constraint |  | 0 | 0 | 0 | 0 | 0 | 0 | 826.21 | 2219.805 | 8237.7844 | San Luis Rey-San Onofre 230 kV line constraint | San Luis Rey-San Onofre 230 kV line constraint | Encina - San Luis Rey 230 kV constraint |  | 1 | 1 | NO | 1 | 1 | 1 | NO | 1
SDGE | Penasquitos | 69 | 0 | 0 | 0 | 0 | 0 | 0 | 0 | 0 | 0 | 0 | 0 | 0 | 0 | 0 | 0 | 0 | 0 | 0 | 0 | 0 | 0 | 0 | 0 | 0 | 0 | 0 | 0 | 0 | 0 | 0 | 1 | 0 | 1 | 0 | 0 | 0 | 0 | 0 | 0 | 0 | 0 | 0 | 0 | 0 | 0 | 0 | 0 | 0 | 0 | 0 | 0 | 0 | 0 | 0 | 0 | 0 | 0 | 0 | 0 | 0 | 0 | 0 | 0 | 0 | 0 | 0 | 0 | 0 | 0 | 0 | 0 | 0 | 0 | 0 | 0 | 0 | 0 | 0 | 0 | 0 | 0 | 0 | 0 | 0 | 0 | 0 | 0 | 0 | 0 | 0 | 0 | 0 | 0 | 0 | 0 | 0 | 0 | 2 |  | 0 | 0 | 0 | 0 | 0 | 0 | 0 | 0 | 0 | 0 | 0 | 0 | 0 | 0 | 0 | 0 | 0 | 0 | 0 | 0 | 0 | 0 | 0 | 0 | 0 | 0 | 0 | 0 | 0 | 0 | 0 | 0 | 0 | 0 | 0 | 0 | 826.21 | 2219.805 | 8237.7844 | San Luis Rey-San Onofre 230 kV line constraint | San Luis Rey-San Onofre 230 kV line constraint | Encina - San Luis Rey 230 kV constraint |  | 0 | 0 | 0 | 0 | 0 | 0 | 826.21 | 2219.805 | 8237.7844 | San Luis Rey-San Onofre 230 kV line constraint | San Luis Rey-San Onofre 230 kV line constraint | Encina - San Luis Rey 230 kV constraint |  | 1 | 1 | NO | 1 | 1 | 1 | NO | 1
SDGE | Pendleton | 69 | 0 | 0 | 0 | 0 | 0 | 0 | 0 | 0 | 0 | 0 | 0 | 0 | 0 | 0 | 0 | 0 | 0 | 0 | 0 | 0 | 0 | 0 | 0 | 0 | 0 | 1 | 0 | 0 | 0 | 0 | 0 | 0 | 1 | 1 | 0 | 0 | 0 | 1 | 0 | 0 | 0 | 0 | 0 | 0 | 0 | 0 | 0 | 0 | 0 | 0 | 0 | 0 | 0 | 0 | 0 | 0 | 0 | 0 | 0 | 0 | 0 | 0 | 0 | 0 | 0 | 0 | 0 | 0 | 0 | 0 | 0 | 0 | 0 | 0 | 0 | 0 | 0 | 0 | 0 | 0 | 0 | 0 | 0 | 0 | 0 | 0 | 0 | 0 | 0 | 0 | 0 | 0 | 0 | 0 | 0 | 0 | 0 | 1 |  | 0 | 0 | 0 | 0 | 0 | 0 | 0 | 0 | 0 | 0 | 0 | 0 | 0 | 0 | 0 | 0 | 0 | 0 | 0 | 0 | 0 | 0 | 0 | 0 | 0 | 0 | 0 | 50 | 0 | 1 | 0 | 0 | 0 | 0 | 0 | 0 | 94.4 | 149.2 | 313.6 | Ocean Ranch 69 kV constraint | Ocean Ranch 69 kV constraint | Ocean Ranch 69 kV constraint |  | 0 | 0 | 0 | 0 | 0 | 0 | 94.4 | 149.2 | 313.6 | Ocean Ranch 69 kV constraint | Ocean Ranch 69 kV constraint | Ocean Ranch 69 kV constraint |  | 1 | 1 | NO | 1 | 1 | 1 | NO | 1
PG&E NGBA | Penngrove | 115 | 0 | 0 | 0 | 0 | 0 | 0 | 0 | 0 | 0 | 0 | 0 | 0 | 0 | 0 | 0 | 0 | 0 | 0 | 0 | 0 | 0 | 0 | 0 | 0 | 0 | 0 | 0 | 0 | 0 | 0 | 0 | 0 | 0 | 0 | 0 | 0 | 0 | 0 | 0 | 1 | 0 | 0 | 0 | 0 | 0 | 0 | 0 | 0 | 0 | 0 | 0 | 0 | 1 | 0 | 0 | 0 | 0 | 0 | 0 | 0 | 0 | 0 | 0 | 0 | 0 | 0 | 1 | 0 | 0 | 0 | 0 | 0 | 0 | 0 | 0 | 0 | 0 | 0 | 0 | 0 | 0 | 0 | 0 | 0 | 0 | 0 | 0 | 0 | 0 | 0 | 0 | 0 | 0 | 0 | 0 | 0 | 0 | 1 |  | 0 | 0 | 0 | 0 | 0 | 0 | 0 | 0 | 0 | 0 | 0 | 0 | 0 | 0 | 0 | 0 | 0 | 0 | 0 | 0 | 0 | 0 | 0 | 0 | 0 | 0 | 0 | 0 | 0 | 0 | 2 | 0 | 0 | 0 | 0 | 0 | -599.505 | 125.773 | 944.182 | Collinsville-Tesla 500 kV Line | Birds Landing-Contra Costa 230kV Line | Birds Landing-Contra Costa 230kV Line |  | 1 | 0 | 0 | 0 | 0 | 0 | -199.275 | 125.773 | 944.182 | Birds Landing-Contra Costa 230kV Line | Birds Landing-Contra Costa 230kV Line | Birds Landing-Contra Costa 230kV Line |  | 5 | 5 | NO | 5 | 1 | 1 | NO | 1
PG&E GBA | Peoria | 115 | 0 | 0 | 0 | 0 | 0 | 0 | 0 | 0 | 0 | 0 | 0 | 0 | 0 | 0 | 0 | 0 | 0 | 0 | 0 | 0 | 0 | 0 | 0 | 0 | 0 | 0 | 0 | 0 | 0 | 0 | 0 | 0 | 0 | 0 | 0 | 0 | 0 | 0 | 0 | 0 | 0 | 0 | 0 | 0 | 0 | 1 | 0 | 0 | 0 | 0 | 0 | 0 | 0 | 0 | 0 | 1 | 0 | 1 | 0 | 1 | 0 | 0 | 0 | 0 | 0 | 1 | 0 | 0 | 0 | 0 | 0 | 0 | 0 | 0 | 0 | 0 | 0 | 0 | 0 | 0 | 0 | 0 | 0 | 0 | 0 | 0 | 0 | 0 | 0 | 0 | 0 | 0 | 0 | 0 | 0 | 0 | 0 | 0 |  | 0 | 0 | 0 | 0 | 0 | 0 | 0 | 0 | 0 | 0 | 0 | 10 | 0 | 0 | 1 | 0 | 1 | 0 | 0 | 0 | 0 | 0 | 0 | 0 | 0 | 0 | 10 | 0 | 0 | 1 | 1 | 0 | 0 | 0 | 0 | 0 | -292.7815 | 181.7909 | 692.3714 | Bellota-Weber 230kV line | Kasson Jct-Heinz 115 kV line | Kasson Jct-Heinz 115 kV line |  | 0 | 0 | 0 | 0 | 0 | 0 | 77.2685 | 181.7909 | 692.3714 | Kasson Jct-Heinz 115 kV line | Kasson Jct-Heinz 115 kV line | Kasson Jct-Heinz 115 kV line |  | 5 | 1 | YES | 2 | 1 | 1 | NO | 1
PG&E GBA | Piercy | 115 | 0 | 0 | 0 | 0 | 0 | 0 | 0 | 0 | 0 | 0 | 0 | 0 | 0 | 0 | 0 | 0 | 0 | 0 | 0 | 0 | 0 | 0 | 0 | 0 | 0 | 0 | 0 | 0 | 0 | 0 | 0 | 0 | 0 | 0 | 0 | 0 | 0 | 0 | 0 | 0 | 0 | 0 | 0 | 0 | 0 | 0 | 0 | 0 | 0 | 0 | 0 | 0 | 0 | 0 | 0 | 1 | 0 | 0 | 0 | 1 | 0 | 0 | 0 | 0 | 0 | 0 | 0 | 0 | 0 | 0 | 0 | 0 | 0 | 0 | 0 | 0 | 0 | 0 | 0 | 0 | 0 | 0 | 0 | 0 | 0 | 0 | 0 | 0 | 0 | 0 | 0 | 0 | 0 | 0 | 0 | 0 | 0 | 0 |  | 0 | 0 | 0 | 0 | 0 | 0 | 0 | 0 | 0 | 0 | 0 | 0 | 0 | 0 | 0 | 0 | 0 | 0 | 0 | 0 | 0 | 0 | 0 | 0 | 0 | 0 | 0 | 0 | 0 | 0 | 0 | 0 | 0 | 0 | 0 | 0 | 922.2935 | 2018.1064 | 4744.827 | Tesla-Bellota 230 kV line | Tesla-Bellota 230 kV line | Tesla-Bellota 230 kV line |  | 0 | 0 | 0 | 0 | 0 | 0 | 922.2935 | 2018.1064 | 4744.827 | Tesla-Bellota 230 kV line | Tesla-Bellota 230 kV line | Tesla-Bellota 230 kV line |  | 1 | 1 | NO | 1 | 1 | 1 | NO | 1
PG&E FRESNO | Pine Flat | 230 | 0 | 0 | 0 | 0 | 0 | 0 | 0 | 0 | 0 | 0 | 0 | 0 | 0 | 0 | 0 | 0 | 0 | 0 | 0 | 0 | 0 | 0 | 0 | 0 | 0 | 0 | 0 | 0 | 0 | 0 | 0 | 0 | 0 | 0 | 0 | 0 | 0 | 0 | 0 | 0 | 0 | 0 | 0 | 0 | 0 | 1 | 0 | 0 | 0 | 0 | 0 | 0 | 0 | 0 | 0 | 0 | 0 | 0 | 0 | 0 | 0 | 0 | 0 | 0 | 0 | 0 | 0 | 0 | 0 | 0 | 0 | 0 | 0 | 0 | 0 | 0 | 0 | 0 | 1 | 1 | 0 | 1 | 0 | 0 | 0 | 1 | 0 | 0 | 0 | 1 | 0 | 0 | 0 | 0 | 0 | 0 | 0 | 1 |  | 0 | 0 | 0 | 0 | 0 | 0 | 0 | 0 | 0 | 0 | 0 | 0 | 0 | 0 | 0 | 0 | 0 | 0 | 0 | 0 | 0 | 0 | 0 | 0 | 0 | 0 | 0 | 0 | 0 | 0 | 2 | 0 | 1 | 0 | 0 | 0 | -935.05 | -534.25 | 523.9076 | Borden-Storey #1 230kV line | Borden-Storey #1 230kV line | Borden-Storey #1 230kV line |  | 0 | 0 | 0 | 0 | 0 | 0 | 167.2185 | 712.75 | 1792.1552 | Bellota-Weber 230kV line | Borden-Storey #1 230kV line | Gates 500/230kV TB #12 |  | 5 | 1 | YES | 2 | 1 | 1 | NO | 1
SCE NOL | Pisgah | 230 | 0 | 0 | 0 | 0 | 0 | 0 | 0 | 0 | 0 | 0 | 0 | 0 | 0 | 1 | 1 | 0 | 0 | 0 | 0 | 0 | 0 | 0 | 0 | 0 | 0 | 0 | 0 | 0 | 0 | 0 | 0 | 0 | 0 | 0 | 0 | 0 | 0 | 0 | 0 | 0 | 0 | 0 | 0 | 0 | 0 | 0 | 0 | 0 | 0 | 0 | 0 | 0 | 0 | 0 | 0 | 0 | 0 | 0 | 0 | 0 | 0 | 0 | 0 | 0 | 0 | 0 | 0 | 0 | 0 | 0 | 0 | 0 | 0 | 0 | 0 | 0 | 0 | 0 | 0 | 0 | 0 | 0 | 0 | 0 | 0 | 0 | 0 | 0 | 0 | 0 | 0 | 0 | 0 | 0 | 0 | 0 | 0 | 1 |  | 0 | 0 | 0 | 0 | 0 | 0 | 0 | 0 | 0 | 0 | 0 | 0 | 0 | 0 | 0 | 0 | 0 | 0 | 0 | 0 | 0 | 0 | 0 | 0 | 0 | 0 | 0 | 0 | 0 | 0 | 0 | 0 | 0 | 0 | 0 | 0 | 107 | 65.5 | 270 | Calcite to Lugo Area Constraint | Calcite to Lugo Area Constraint | Calcite to Lugo Area Constraint |  | 0 | 0 | 0 | 0 | 0 | 0 | 107 | 65.5 | 270 | Calcite to Lugo Area Constraint | Calcite to Lugo Area Constraint | Calcite to Lugo Area Constraint |  | 1 | 1 | NO | 1 | 1 | 1 | NO | 1
PG&E NGBA | Pit 1 | 230 | 0 | 0 | 0 | 0 | 0 | 0 | 0 | 0 | 0 | 0 | 0 | 0 | 0 | 0 | 0 | 0 | 0 | 0 | 0 | 0 | 0 | 0 | 0 | 0 | 0 | 0 | 0 | 0 | 0 | 0 | 0 | 0 | 0 | 0 | 0 | 0 | 0 | 0 | 0 | 1 | 0 | 0 | 0 | 1 | 0 | 0 | 0 | 0 | 0 | 0 | 0 | 0 | 0 | 0 | 0 | 0 | 0 | 0 | 0 | 0 | 0 | 0 | 0 | 0 | 0 | 0 | 0 | 0 | 0 | 0 | 0 | 0 | 0 | 0 | 0 | 0 | 0 | 0 | 0 | 0 | 0 | 0 | 0 | 0 | 0 | 0 | 0 | 0 | 0 | 0 | 0 | 0 | 0 | 0 | 0 | 0 | 0 |  |  | 0 | 0 | 0 | 0 | 0 | 0 | 0 | 0 | 0 | 0 | 0 | 0 | 0 | 0 | 0 | 0 | 0 | 0 | 0 | 0 | 0 | 0 | 0 | 0 | 0 | 0 | 0 | 0 | 0 | 0 | 2 | 0 | 1 | 0 | 0 | 1 | -599.505 | -40.48 | -114.78 | Collinsville-Tesla 500 kV Line | Carberry-Round Mountain 230kV Line | Carberry-Round Mountain 230kV Line |  | 1 | 1 | 0 | 1 | 0 | 1 | -76.48 | -14.48 | -89.78 | Carberry-Round Mountain 230kV Line | Carberry-Round Mountain 230kV Line | Carberry-Round Mountain 230kV Line |  | 5 | 5 | NO | 5 | 3 | 3 | NO | 3
PG&E NGBA | Pit 1 | 60 | 0 | 0 | 0 | 0 | 0 | 0 | 0 | 0 | 0 | 0 | 0 | 0 | 0 | 0 | 0 | 0 | 0 | 0 | 0 | 0 | 0 | 0 | 0 | 0 | 0 | 0 | 0 | 0 | 0 | 0 | 0 | 0 | 0 | 0 | 0 | 0 | 0 | 0 | 0 | 1 | 0 | 0 | 0 | 1 | 0 | 0 | 0 | 0 | 0 | 0 | 0 | 0 | 0 | 0 | 0 | 0 | 0 | 0 | 0 | 0 | 0 | 0 | 0 | 0 | 0 | 0 | 0 | 0 | 0 | 0 | 0 | 0 | 0 | 0 | 0 | 0 | 0 | 0 | 0 | 0 | 0 | 0 | 0 | 0 | 0 | 0 | 0 | 0 | 0 | 0 | 0 | 0 | 0 | 0 | 0 | 0 | 0 |  |  | 0 | 0 | 0 | 0 | 0 | 0 | 0 | 0 | 0 | 0 | 0 | 0 | 0 | 0 | 0 | 0 | 0 | 0 | 0 | 0 | 0 | 0 | 0 | 0 | 0 | 0 | 0 | 0 | 0 | 0 | 2 | 0 | 1 | 0 | 0 | 1 | -599.505 | -40.48 | -114.78 | Collinsville-Tesla 500 kV Line | Carberry-Round Mountain 230kV Line | Carberry-Round Mountain 230kV Line |  | 1 | 1 | 0 | 1 | 0 | 1 | -76.48 | -14.48 | -89.78 | Carberry-Round Mountain 230kV Line | Carberry-Round Mountain 230kV Line | Carberry-Round Mountain 230kV Line |  | 5 | 5 | NO | 5 | 3 | 3 | NO | 3
PG&E NGBA | Pit 3 | 230 | 0 | 0 | 0 | 0 | 0 | 0 | 0 | 0 | 0 | 0 | 0 | 0 | 0 | 0 | 0 | 0 | 0 | 0 | 0 | 0 | 0 | 0 | 0 | 0 | 0 | 0 | 0 | 0 | 0 | 0 | 0 | 0 | 0 | 0 | 0 | 0 | 0 | 0 | 0 | 1 | 0 | 0 | 0 | 1 | 0 | 0 | 0 | 0 | 0 | 0 | 0 | 0 | 0 | 0 | 0 | 0 | 0 | 0 | 0 | 0 | 0 | 0 | 0 | 0 | 0 | 0 | 0 | 0 | 0 | 0 | 0 | 0 | 0 | 0 | 0 | 0 | 0 | 0 | 0 | 0 | 0 | 0 | 0 | 0 | 0 | 0 | 0 | 0 | 0 | 0 | 0 | 0 | 0 | 0 | 0 | 0 | 0 |  |  | 0 | 0 | 0 | 0 | 0 | 0 | 0 | 0 | 0 | 0 | 0 | 0 | 0 | 0 | 0 | 0 | 0 | 0 | 0 | 0 | 0 | 0 | 0 | 0 | 0 | 0 | 0 | 0 | 0 | 0 | 2 | 0 | 1 | 0 | 0 | 1 | -599.505 | -40.48 | -114.78 | Collinsville-Tesla 500 kV Line | Carberry-Round Mountain 230kV Line | Carberry-Round Mountain 230kV Line |  | 1 | 1 | 0 | 1 | 0 | 1 | -76.48 | -14.48 | -89.78 | Carberry-Round Mountain 230kV Line | Carberry-Round Mountain 230kV Line | Carberry-Round Mountain 230kV Line |  | 5 | 5 | NO | 5 | 3 | 3 | NO | 3
PG&E NGBA | Pit 4 | 230 | 0 | 0 | 0 | 0 | 0 | 0 | 0 | 0 | 0 | 0 | 0 | 0 | 0 | 0 | 0 | 0 | 0 | 0 | 0 | 0 | 0 | 0 | 0 | 0 | 0 | 0 | 0 | 0 | 0 | 0 | 0 | 0 | 0 | 0 | 0 | 0 | 0 | 0 | 0 | 1 | 0 | 0 | 0 | 0 | 0 | 0 | 0 | 0 | 0 | 0 | 0 | 0 | 0 | 0 | 0 | 0 | 0 | 0 | 0 | 0 | 0 | 0 | 0 | 0 | 0 | 0 | 0 | 0 | 0 | 0 | 0 | 0 | 0 | 0 | 0 | 0 | 0 | 0 | 0 | 0 | 0 | 0 | 0 | 0 | 0 | 0 | 0 | 0 | 0 | 0 | 0 | 0 | 0 | 0 | 0 | 0 | 0 |  |  | 0 | 0 | 0 | 0 | 0 | 0 | 0 | 0 | 0 | 0 | 0 | 0 | 0 | 0 | 0 | 0 | 0 | 0 | 0 | 0 | 0 | 0 | 0 | 0 | 0 | 0 | 0 | 0 | 0 | 0 | 1 | 0 | 0 | 0 | 0 | 0 | -599.505 | 1292.236 | 5239.7208 | Collinsville-Tesla 500 kV Line | Collinsville-Tesla 500 kV Line | Collinsville-Tesla 500 kV Line |  | 0 | 0 | 0 | 0 | 0 | 0 | 8045.495 | 9937.236 | 5239.7208 | Collinsville-Tesla 500 kV Line | Collinsville-Tesla 500 kV Line | Collinsville-Tesla 500 kV Line |  | 5 | 1 | YES | 2 | 1 | 1 | NO | 1
PG&E GBA | Pittsburg | 115 | 0 | 0 | 0 | 0 | 0 | 0 | 0 | 0 | 0 | 0 | 0 | 0 | 0 | 0 | 0 | 0 | 0 | 0 | 0 | 0 | 0 | 0 | 0 | 0 | 0 | 0 | 0 | 0 | 0 | 0 | 0 | 0 | 0 | 0 | 0 | 0 | 0 | 0 | 0 | 1 | 0 | 0 | 0 | 0 | 0 | 0 | 0 | 0 | 0 | 1 | 0 | 0 | 1 | 1 | 0 | 1 | 0 | 0 | 1 | 1 | 0 | 0 | 0 | 0 | 0 | 1 | 0 | 0 | 0 | 0 | 0 | 0 | 0 | 0 | 0 | 0 | 0 | 0 | 0 | 0 | 0 | 0 | 0 | 0 | 0 | 0 | 0 | 0 | 0 | 0 | 0 | 0 | 0 | 0 | 0 | 0 | 0 |  |  | 0 | 0 | 0 | 0 | 0 | 0 | 0 | 0 | 0 | 0 | 0 | 0 | 0 | 0 | 0 | 0 | 0 | 0 | 0 | 0 | 0 | 0 | 0 | 0 | 0 | 0 | 0 | 0 | 0 | 0 | 2 | 0 | 1 | 0 | 0 | 0 | -861.825 | -176.859 | 3722.56 | Windmaster-Delta pumps 230 kV line | Windmaster-Delta pumps 230 kV line | Dumbarton-Newark 115 kV line |  | 0 | 0 | 0 | 0 | 0 | 0 | 922.2935 | 1289.5 | 3722.56 | Tesla-Bellota 230 kV line | Dumbarton-Newark 115 kV line | Dumbarton-Newark 115 kV line |  | 5 | 1 | YES | 2 | 1 | 1 | NO | 1
PG&E GBA | Pittsburg | 230 | 0 | 0 | 0 | 0 | 0 | 0 | 0 | 0 | 0 | 0 | 0 | 0 | 0 | 0 | 0 | 0 | 0 | 0 | 0 | 0 | 0 | 0 | 0 | 0 | 0 | 0 | 0 | 0 | 0 | 0 | 0 | 0 | 0 | 0 | 0 | 0 | 0 | 0 | 0 | 1 | 0 | 0 | 0 | 0 | 0 | 0 | 0 | 0 | 0 | 1 | 0 | 0 | 1 | 1 | 1 | 1 | 0 | 0 | 1 | 1 | 0 | 0 | 0 | 0 | 0 | 1 | 0 | 0 | 0 | 0 | 0 | 0 | 0 | 0 | 0 | 0 | 0 | 0 | 0 | 0 | 0 | 0 | 0 | 0 | 0 | 0 | 0 | 0 | 0 | 0 | 0 | 0 | 0 | 0 | 0 | 0 | 0 |  |  | 0 | 0 | 0 | 0 | 0 | 0 | 0 | 0 | 0 | 0 | 0 | 0 | 0 | 0 | 0 | 0 | 0 | 0 | 0 | 0 | 0 | 0 | 0 | 0 | 0 | 0 | 0 | 0 | 0 | 0 | 2 | 0 | 1 | 0 | 0 | 0 | -861.825 | -176.859 | 3562.906 | Windmaster-Delta pumps 230 kV line | Windmaster-Delta pumps 230 kV line | Contra Costa- Windmaster 230 kV line |  | 0 | 0 | 0 | 0 | 0 | 0 | 387.075 | 743.023 | 3562.906 | Contra Costa- Windmaster 230 kV line | Contra Costa- Windmaster 230 kV line | Contra Costa- Windmaster 230 kV line |  | 5 | 1 | YES | 2 | 1 | 1 | NO | 1
PG&E NGBA | Pleasant Grove | 115 | 0 | 0 | 0 | 0 | 0 | 0 | 0 | 0 | 0 | 0 | 0 | 0 | 0 | 0 | 0 | 0 | 0 | 0 | 0 | 0 | 0 | 0 | 0 | 0 | 0 | 0 | 0 | 0 | 0 | 0 | 0 | 0 | 0 | 0 | 0 | 0 | 0 | 0 | 0 | 1 | 0 | 0 | 1 | 0 | 1 | 1 | 1 | 1 | 0 | 0 | 0 | 0 | 0 | 0 | 0 | 0 | 0 | 0 | 0 | 1 | 1 | 0 | 0 | 0 | 0 | 0 | 0 | 0 | 0 | 0 | 0 | 0 | 0 | 0 | 0 | 0 | 0 | 0 | 0 | 0 | 0 | 0 | 0 | 0 | 0 | 0 | 0 | 0 | 0 | 0 | 0 | 0 | 0 | 0 | 0 | 0 | 0 |  |  | 0 | 0 | 0 | 0 | 0 | 0 | 0 | 0 | 0 | 0 | 0 | 0 | 0 | 0 | 0 | 0 | 0 | 0 | 0 | 0 | 0 | 0 | 0 | 0 | 0 | 0 | 0 | 0 | 0 | 0 | 2 | 0 | 0 | 0 | 0 | 0 | -599.505 | 31.5 | 81.4956 | Collinsville-Tesla 500 kV Line | Rocklin-Pleaseant grove 115kV line | Rocklin-Pleaseant grove 115kV line |  | 0 | 0 | 0 | 0 | 0 | 0 | 31.5 | 31.5 | 81.4956 | Rocklin-Pleaseant grove 115kV line | Rocklin-Pleaseant grove 115kV line | Rocklin-Pleaseant grove 115kV line |  | 5 | 1 | YES | 2 | 1 | 1 | NO | 1
PG&E NGBA | POE | 230 | 0 | 0 | 0 | 0 | 0 | 0 | 0 | 0 | 0 | 0 | 0 | 0 | 0 | 0 | 0 | 0 | 0 | 0 | 0 | 0 | 0 | 0 | 0 | 0 | 0 | 0 | 0 | 0 | 0 | 0 | 0 | 0 | 0 | 0 | 0 | 0 | 0 | 0 | 0 | 1 | 1 | 0 | 1 | 0 | 1 | 1 | 1 | 1 | 0 | 0 | 0 | 0 | 0 | 0 | 0 | 0 | 0 | 0 | 0 | 1 | 1 | 0 | 0 | 0 | 0 | 0 | 0 | 0 | 0 | 0 | 0 | 0 | 0 | 0 | 0 | 0 | 0 | 0 | 0 | 0 | 0 | 0 | 0 | 0 | 0 | 0 | 0 | 0 | 0 | 0 | 0 | 0 | 0 | 0 | 0 | 0 | 0 |  |  | 0 | 0 | 0 | 0 | 0 | 0 | 0 | 0 | 0 | 0 | 0 | 0 | 0 | 0 | 0 | 0 | 0 | 0 | 0 | 0 | 0 | 0 | 0 | 0 | 0 | 0 | 0 | 0 | 0 | 0 | 2 | 0 | 0 | 0 | 0 | 0 | -599.505 | 31.5 | 32.84 | Collinsville-Tesla 500 kV Line | Rocklin-Pleaseant grove 115kV line | Woodland- Davis 115kV line |  | 0 | 0 | 0 | 0 | 0 | 0 | 31.5 | 31.5 | 32.84 | Rocklin-Pleaseant grove 115kV line | Rocklin-Pleaseant grove 115kV line | Woodland- Davis 115kV line |  | 5 | 1 | YES | 2 | 1 | 1 | NO | 1
SDGE | Point Loma | 69 | 0 | 0 | 0 | 0 | 0 | 0 | 0 | 0 | 0 | 0 | 0 | 0 | 0 | 0 | 0 | 0 | 0 | 0 | 0 | 0 | 0 | 0 | 0 | 0 | 0 | 0 | 0 | 0 | 1 | 0 | 1 | 0 | 1 | 0 | 0 | 0 | 0 | 0 | 0 | 0 | 0 | 0 | 0 | 0 | 0 | 0 | 0 | 0 | 0 | 0 | 0 | 0 | 0 | 0 | 0 | 0 | 0 | 0 | 0 | 0 | 0 | 0 | 0 | 0 | 0 | 0 | 0 | 0 | 0 | 0 | 0 | 0 | 0 | 0 | 0 | 0 | 0 | 0 | 0 | 0 | 0 | 0 | 0 | 0 | 0 | 0 | 0 | 0 | 0 | 0 | 0 | 0 | 0 | 0 | 0 | 0 | 0 |  |  | 0 | 0 | 0 | 0 | 0 | 0 | 0 | 0 | 0 | 0 | 0 | 0 | 0 | 0 | 0 | 0 | 0 | 0 | 0 | 0 | 0 | 0 | 0 | 0 | 0 | 0 | 0 | 0 | 0 | 0 | 0 | 0 | 0 | 0 | 0 | 0 | 826.21 | 2219.805 | 8237.7844 | San Luis Rey-San Onofre 230 kV line constraint | San Luis Rey-San Onofre 230 kV line constraint | Encina - San Luis Rey 230 kV constraint |  | 0 | 0 | 0 | 0 | 0 | 0 | 826.21 | 2219.805 | 8237.7844 | San Luis Rey-San Onofre 230 kV line constraint | San Luis Rey-San Onofre 230 kV line constraint | Encina - San Luis Rey 230 kV constraint |  | 1 | 1 | NO | 1 | 1 | 1 | NO | 1
SDGE | Pomerado | 69 | 0 | 0 | 0 | 0 | 0 | 0 | 0 | 0 | 0 | 0 | 0 | 0 | 0 | 0 | 0 | 0 | 0 | 0 | 0 | 0 | 0 | 0 | 0 | 0 | 0 | 1 | 0 | 0 | 1 | 0 | 1 | 0 | 1 | 0 | 0 | 0 | 0 | 1 | 0 | 0 | 0 | 0 | 0 | 0 | 0 | 0 | 0 | 0 | 0 | 0 | 0 | 0 | 0 | 0 | 0 | 0 | 0 | 0 | 0 | 0 | 0 | 0 | 0 | 0 | 0 | 0 | 0 | 0 | 0 | 0 | 0 | 0 | 0 | 0 | 0 | 0 | 0 | 0 | 0 | 0 | 0 | 0 | 0 | 0 | 0 | 0 | 0 | 0 | 0 | 0 | 0 | 0 | 0 | 0 | 0 | 0 | 0 |  |  | 0 | 0 | 0 | 0 | 0 | 0 | 0 | 0 | 0 | 0 | 0 | 0 | 0 | 0 | 0 | 0 | 0 | 0 | 0 | 0 | 0 | 0 | 0 | 0 | 0 | 0 | 100 | 0 | 0 | 1 | 0 | 0 | 0 | 0 | 0 | 0 | 597.87 | 869.535 | 1337.03 | Capistrano-San Onofre 230 kV constraint | Talega 230 kV constraint | Talega 230 kV constraint |  | 0 | 0 | 0 | 0 | 0 | 0 | 597.87 | 869.535 | 1337.03 | Capistrano-San Onofre 230 kV constraint | Talega 230 kV constraint | Talega 230 kV constraint |  | 1 | 1 | NO | 1 | 1 | 1 | NO | 1
PG&E KERN | Poso Mountain | 115 | 0 | 0 | 0 | 0 | 0 | 0 | 0 | 0 | 0 | 0 | 0 | 0 | 0 | 0 | 0 | 0 | 0 | 0 | 0 | 0 | 0 | 0 | 0 | 0 | 0 | 0 | 0 | 0 | 0 | 0 | 0 | 0 | 0 | 0 | 0 | 0 | 0 | 0 | 0 | 0 | 0 | 0 | 0 | 0 | 0 | 0 | 0 | 0 | 0 | 0 | 0 | 0 | 0 | 0 | 0 | 0 | 0 | 0 | 0 | 0 | 0 | 0 | 0 | 0 | 0 | 0 | 0 | 0 | 1 | 0 | 1 | 0 | 0 | 0 | 1 | 0 | 0 | 0 | 1 | 0 | 0 | 0 | 0 | 0 | 0 | 0 | 0 | 0 | 0 | 0 | 0 | 0 | 0 | 0 | 1 | 0 | 0 |  |  | 0 | 0 | 0 | 0 | 0 | 0 | 0 | 0 | 0 | 0 | 0 | 0 | 0 | 0 | 0 | 0 | 0 | 0 | 0 | 0 | 0 | 0 | 0 | 0 | 0 | 0 | 0 | 0 | 0 | 0 | 0 | 0 | 0 | 0 | 0 | 0 | 1038.735 | 1360.45 | 855.1531 | Mustang-Henrietta 230 kV line | Gates-Arco 230 kV Line | Mustang-Henrietta 230 kV line |  | 0 | 0 | 0 | 0 | 0 | 0 | 1038.735 | 1360.45 | 855.1531 | Mustang-Henrietta 230 kV line | Gates-Arco 230 kV Line | Mustang-Henrietta 230 kV line |  | 1 | 1 | NO | 1 | 1 | 1 | NO | 1
EOP | Primm | 230 | 0 | 0 | 0 | 0 | 0 | 0 | 0 | 0 | 0 | 0 | 0 | 0 | 0 | 0 | 0 | 0 | 0 | 0 | 0 | 0 | 0 | 0 | 0 | 1 | 1 | 0 | 0 | 0 | 0 | 0 | 0 | 0 | 0 | 0 | 0 | 0 | 0 | 0 | 0 | 0 | 0 | 0 | 0 | 0 | 0 | 0 | 0 | 0 | 0 | 0 | 0 | 0 | 0 | 0 | 0 | 0 | 0 | 0 | 0 | 0 | 0 | 0 | 0 | 0 | 0 | 0 | 0 | 0 | 0 | 0 | 0 | 0 | 0 | 0 | 0 | 0 | 0 | 0 | 0 | 0 | 0 | 0 | 0 | 0 | 0 | 0 | 0 | 0 | 0 | 0 | 0 | 0 | 0 | 0 | 0 | 0 | 0 |  |  | 0 | 0 | 0 | 0 | 0 | 0 | 0 | 0 | 0 | 0 | 0 | 0 | 0 | 0 | 0 | 0 | 0 | 0 | 0 | 0 | 0 | 0 | 0 | 0 | 0 | 0 | 200 | 0 | 0 | 1 | 1 | 0 | 0 | 0 | 0 | 0 | -236.375 | 1704.39 | 2670.66 | Lugo - Victorville area constraint | Sloan Canyon - Eldorado 500 kV constraint | Sloan Canyon - Eldorado 500 kV constraint |  | 1 | 0 | 0 | 0 | 0 | 0 | -236.375 | 1704.39 | 2670.66 | Lugo - Victorville area constraint | Sloan Canyon - Eldorado 500 kV constraint | Sloan Canyon - Eldorado 500 kV constraint |  | 5 | 5 | NO | 5 | 1 | 1 | NO | 1
PG&E NGBA | Putah Creek | 115 | 0 | 0 | 0 | 0 | 0 | 0 | 0 | 0 | 0 | 0 | 0 | 0 | 0 | 0 | 0 | 0 | 0 | 0 | 0 | 0 | 0 | 0 | 0 | 0 | 0 | 0 | 0 | 0 | 0 | 0 | 0 | 0 | 0 | 0 | 0 | 0 | 0 | 0 | 0 | 1 | 0 | 0 | 0 | 0 | 0 | 0 | 0 | 0 | 0 | 0 | 0 | 0 | 0 | 1 | 1 | 1 | 0 | 0 | 0 | 0 | 0 | 0 | 0 | 0 | 0 | 0 | 1 | 0 | 0 | 0 | 0 | 0 | 0 | 0 | 0 | 0 | 0 | 0 | 0 | 0 | 0 | 0 | 0 | 0 | 0 | 0 | 0 | 0 | 0 | 0 | 0 | 0 | 0 | 0 | 0 | 0 | 0 |  |  | 0 | 0 | 0 | 0 | 0 | 0 | 0 | 0 | 0 | 0 | -3 | -3 | 0 | 0 | 1 | 0 | 0 | 0 | 0 | 0 | 0 | 0 | 0 | 4.3 | 0 | 0 | 0 | 0 | 0 | 1 | 3 | 0 | 1 | 0 | 0 | 0 | -861.825 | -176.859 | 944.182 | Windmaster-Delta pumps 230 kV line | Windmaster-Delta pumps 230 kV line | Birds Landing-Contra Costa 230kV Line |  | 1 | 0 | 0 | 0 | 0 | 0 | -199.275 | 125.773 | 944.182 | Birds Landing-Contra Costa 230kV Line | Birds Landing-Contra Costa 230kV Line | Birds Landing-Contra Costa 230kV Line |  | 5 | 5 | NO | 5 | 1 | 1 | NO | 1
SDGE | Q1806 | 138 | 0 | 0 | 0 | 0 | 0 | 0 | 0 | 0 | 0 | 0 | 0 | 0 | 0 | 0 | 0 | 0 | 0 | 0 | 0 | 0 | 0 | 0 | 0 | 0 | 0 | 0 | 0 | 0 | 0 | 0 | 0 | 0 | 0 | 0 | 0 | 0 | 0 | 1 | 1 | 0 | 0 | 0 | 0 | 0 | 0 | 0 | 0 | 0 | 0 | 0 | 0 | 0 | 0 | 0 | 0 | 0 | 0 | 0 | 0 | 0 | 0 | 0 | 0 | 0 | 0 | 0 | 0 | 0 | 0 | 0 | 0 | 0 | 0 | 0 | 0 | 0 | 0 | 0 | 0 | 0 | 0 | 0 | 0 | 0 | 0 | 0 | 0 | 0 | 0 | 0 | 0 | 0 | 0 | 0 | 0 | 0 | 0 |  |  | 0 | 0 | 0 | 0 | 0 | 0 | 0 | 0 | 0 | 0 | 0 | 0 | 0 | 0 | 0 | 0 | 0 | 0 | 0 | 0 | 0 | 0 | 0 | 0 | 0 | 0 | 0 | 0 | 0 | 0 | 0 | 0 | 0 | 0 | 0 | 0 | 501 | 501 | 501 | Trabuco-Capistrano 138 kV constraint | Trabuco-Capistrano 138 kV constraint | Trabuco-Capistrano 138 kV constraint |  | 0 | 0 | 0 | 0 | 0 | 0 | 501 | 501 | 501 | Trabuco-Capistrano 138 kV constraint | Trabuco-Capistrano 138 kV constraint | Trabuco-Capistrano 138 kV constraint |  | 1 | 1 | NO | 1 | 1 | 1 | NO | 1
PG&E FRESNO | Quinto | 230 | 0 | 0 | 0 | 0 | 0 | 0 | 0 | 0 | 0 | 0 | 0 | 0 | 0 | 0 | 0 | 0 | 0 | 0 | 0 | 0 | 0 | 0 | 0 | 0 | 0 | 0 | 0 | 0 | 0 | 0 | 0 | 0 | 0 | 0 | 0 | 0 | 0 | 0 | 0 | 0 | 0 | 0 | 0 | 0 | 0 | 0 | 0 | 0 | 0 | 0 | 0 | 0 | 0 | 0 | 0 | 0 | 0 | 0 | 0 | 0 | 0 | 0 | 0 | 0 | 0 | 0 | 0 | 0 | 0 | 0 | 0 | 0 | 0 | 0 | 0 | 0 | 0 | 0 | 0 | 1 | 0 | 0 | 0 | 0 | 0 | 1 | 0 | 0 | 0 | 0 | 0 | 0 | 0 | 0 | 0 | 0 | 0 |  |  | 0 | 0 | 0 | 0 | 0 | 0 | 0 | 0 | 0 | 0 | 0 | 0 | 0 | 0 | 0 | 0 | 0 | 0 | 0 | 0 | 0 | 0 | 0 | 0 | 10 | 140 | 0 | 50 | 0 | 1 | 0 | 0 | 0 | 0 | 0 | 0 | 1869.647 | 2537.7207 | 3098.8255 | Gates 500/230kV TB #11 | Gates 500/230kV TB #11 | Gates 500/230kV TB #11 |  | 0 | 0 | 0 | 0 | 0 | 0 | 1869.647 | 2537.7207 | 3098.8255 | Gates 500/230kV TB #11 | Gates 500/230kV TB #11 | Gates 500/230kV TB #11 |  | 1 | 1 | NO | 1 | 1 | 1 | NO | 1
PG&E GBA | Race Track | 115 | 0 | 0 | 0 | 0 | 0 | 0 | 0 | 0 | 0 | 0 | 0 | 0 | 0 | 0 | 0 | 0 | 0 | 0 | 0 | 0 | 0 | 0 | 0 | 0 | 0 | 0 | 0 | 0 | 0 | 0 | 0 | 0 | 0 | 0 | 0 | 0 | 0 | 0 | 0 | 0 | 0 | 0 | 0 | 0 | 0 | 1 | 0 | 0 | 0 | 0 | 0 | 0 | 0 | 0 | 0 | 1 | 0 | 1 | 0 | 1 | 0 | 0 | 0 | 0 | 0 | 1 | 0 | 0 | 0 | 0 | 0 | 0 | 0 | 0 | 0 | 0 | 0 | 0 | 0 | 0 | 0 | 0 | 0 | 0 | 0 | 0 | 0 | 0 | 0 | 0 | 0 | 0 | 0 | 0 | 0 | 0 | 0 |  |  | 0 | 0 | 0 | 0 | 0 | 0 | 0 | 0 | 0 | 0 | 0 | 0 | 0 | 0 | 0 | 0 | 0 | 0 | 0 | 0 | 0 | 0 | 0 | 0 | 0 | 0 | 0 | 0 | 0 | 0 | 1 | 0 | 0 | 0 | 0 | 0 | -292.7815 | 181.7909 | 692.3714 | Bellota-Weber 230kV line | Kasson Jct-Heinz 115 kV line | Kasson Jct-Heinz 115 kV line |  | 0 | 0 | 0 | 0 | 0 | 0 | 77.2685 | 181.7909 | 692.3714 | Kasson Jct-Heinz 115 kV line | Kasson Jct-Heinz 115 kV line | Kasson Jct-Heinz 115 kV line |  | 5 | 1 | YES | 2 | 1 | 1 | NO | 1
SDGE | Rancho Mission Viejo | 138 | 0 | 0 | 0 | 0 | 0 | 0 | 0 | 0 | 0 | 0 | 0 | 0 | 0 | 0 | 0 | 0 | 0 | 0 | 0 | 0 | 0 | 0 | 0 | 0 | 0 | 1 | 0 | 0 | 0 | 0 | 0 | 0 | 0 | 0 | 0 | 0 | 0 | 1 | 1 | 0 | 0 | 0 | 0 | 0 | 0 | 0 | 0 | 0 | 0 | 0 | 0 | 0 | 0 | 0 | 0 | 0 | 0 | 0 | 0 | 0 | 0 | 0 | 0 | 0 | 0 | 0 | 0 | 0 | 0 | 0 | 0 | 0 | 0 | 0 | 0 | 0 | 0 | 0 | 0 | 0 | 0 | 0 | 0 | 0 | 0 | 0 | 0 | 0 | 0 | 0 | 0 | 0 | 0 | 0 | 0 | 0 | 0 |  |  | 0 | 0 | 0 | 0 | 0 | 0 | 0 | 0 | 0 | 0 | 0 | 0 | 0 | 0 | 0 | 0 | 0 | 0 | 0 | 0 | 0 | 0 | 0 | 0 | 0 | 0 | 0 | 0 | 0 | 0 | 0 | 0 | 0 | 0 | 0 | 0 | 501 | 501 | 501 | Trabuco-Capistrano 138 kV constraint | Trabuco-Capistrano 138 kV constraint | Trabuco-Capistrano 138 kV constraint |  | 0 | 0 | 0 | 0 | 0 | 0 | 501 | 501 | 501 | Trabuco-Capistrano 138 kV constraint | Trabuco-Capistrano 138 kV constraint | Trabuco-Capistrano 138 kV constraint |  | 1 | 1 | NO | 1 | 1 | 1 | NO | 1
PG&E GBA | Rancho Seco | 230 | 0 | 0 | 0 | 0 | 0 | 0 | 0 | 0 | 0 | 0 | 0 | 0 | 0 | 0 | 0 | 0 | 0 | 0 | 0 | 0 | 0 | 0 | 0 | 0 | 0 | 0 | 0 | 0 | 0 | 0 | 0 | 0 | 0 | 0 | 0 | 0 | 0 | 0 | 0 | 0 | 0 | 0 | 0 | 0 | 0 | 1 | 0 | 0 | 0 | 0 | 0 | 0 | 0 | 0 | 0 | 0 | 0 | 0 | 0 | 1 | 1 | 0 | 0 | 0 | 0 | 0 | 0 | 0 | 0 | 0 | 0 | 0 | 0 | 0 | 0 | 0 | 0 | 0 | 0 | 0 | 0 | 0 | 0 | 0 | 0 | 0 | 0 | 0 | 0 | 0 | 0 | 0 | 0 | 0 | 0 | 0 | 0 |  |  | 0 | 0 | 0 | 0 | 0 | 0 | 0 | 0 | 0 | 0 | 0 | 0 | 0 | 0 | 0 | 0 | 0 | 0 | 0 | 0 | 0 | 0 | 0 | 0 | 0 | 0 | 0 | 0 | 0 | 0 | 1 | 0 | 0 | 0 | 0 | 0 | -292.7815 | 389.5959 | 2840.2422 | Bellota-Weber 230kV line | Bellota-Weber 230kV line | Bellota-Weber 230kV line |  | 0 | 0 | 0 | 0 | 0 | 0 | 167.2185 | 686.7 | 2840.2422 | Bellota-Weber 230kV line | Eight Mile-Tesla 230 kV line | Bellota-Weber 230kV line |  | 5 | 1 | YES | 2 | 1 | 1 | NO | 1
SCE Metro | Rancho Vista | 230 | 0 | 0 | 0 | 0 | 0 | 0 | 0 | 0 | 0 | 1 | 0 | 0 | 0 | 0 | 0 | 0 | 0 | 0 | 0 | 0 | 0 | 0 | 0 | 0 | 0 | 0 | 0 | 0 | 0 | 0 | 0 | 0 | 0 | 0 | 0 | 0 | 0 | 0 | 0 | 0 | 0 | 0 | 0 | 0 | 0 | 0 | 0 | 0 | 0 | 0 | 0 | 0 | 0 | 0 | 0 | 0 | 0 | 0 | 0 | 0 | 0 | 0 | 0 | 0 | 0 | 0 | 0 | 0 | 0 | 0 | 0 | 0 | 0 | 0 | 0 | 0 | 0 | 0 | 0 | 0 | 0 | 0 | 0 | 0 | 0 | 0 | 0 | 0 | 0 | 0 | 0 | 0 | 0 | 0 | 0 | 0 | 0 |  |  | 0 | 0 | 0 | 0 | 0 | 0 | 0 | 0 | 0 | 0 | 0 | 0 | 0 | 0 | 0 | 0 | 0 | 0 | 0 | 0 | 0 | 0 | 0 | 0 | 0 | 0 | 0 | 0 | 0 | 0 | 0 | 0 | 0 | 0 | 0 | 0 | 9984.6 | 11497.7 | 13807.5055 | SCE Metro Area Default Constraint | SCE Metro Area Default Constraint | SCE Metro Area Default Constraint |  | 0 | 0 | 0 | 0 | 0 | 0 | 9984.6 | 11497.7 | 13807.5055 | SCE Metro Area Default Constraint | SCE Metro Area Default Constraint | SCE Metro Area Default Constraint |  | 1 | 1 | NO | 1 | 1 | 1 | NO | 1
SCE Metro | Rancho Vista | 500 | 0 | 0 | 0 | 0 | 0 | 0 | 0 | 0 | 0 | 1 | 0 | 0 | 0 | 0 | 0 | 0 | 0 | 0 | 0 | 0 | 0 | 0 | 0 | 0 | 0 | 0 | 0 | 0 | 0 | 0 | 0 | 0 | 0 | 0 | 0 | 0 | 0 | 0 | 0 | 0 | 0 | 0 | 0 | 0 | 0 | 0 | 0 | 0 | 0 | 0 | 0 | 0 | 0 | 0 | 0 | 0 | 0 | 0 | 0 | 0 | 0 | 0 | 0 | 0 | 0 | 0 | 0 | 0 | 0 | 0 | 0 | 0 | 0 | 0 | 0 | 0 | 0 | 0 | 0 | 0 | 0 | 0 | 0 | 0 | 0 | 0 | 0 | 0 | 0 | 0 | 0 | 0 | 0 | 0 | 0 | 0 | 0 |  |  | 0 | 0 | 0 | 0 | 0 | 0 | 0 | 0 | 0 | 0 | 0 | 0 | 0 | 0 | 0 | 0 | 0 | 0 | 0 | 0 | 0 | 0 | 0 | 0 | 0 | 0 | 0 | 0 | 0 | 0 | 0 | 0 | 0 | 0 | 0 | 0 | 9984.6 | 11497.7 | 13807.5055 | SCE Metro Area Default Constraint | SCE Metro Area Default Constraint | SCE Metro Area Default Constraint |  | 0 | 0 | 0 | 0 | 0 | 0 | 9984.6 | 11497.7 | 13807.5055 | SCE Metro Area Default Constraint | SCE Metro Area Default Constraint | SCE Metro Area Default Constraint |  | 1 | 1 | NO | 1 | 1 | 1 | NO | 1
SCE NOL | Ransburg | 115 | 0 | 0 | 0 | 0 | 0 | 0 | 0 | 0 | 0 | 0 | 0 | 1 | 1 | 1 | 0 | 0 | 0 | 0 | 0 | 0 | 0 | 0 | 0 | 0 | 0 | 0 | 0 | 0 | 0 | 0 | 0 | 0 | 0 | 0 | 0 | 0 | 0 | 0 | 0 | 0 | 0 | 0 | 0 | 0 | 0 | 0 | 0 | 0 | 0 | 0 | 0 | 0 | 0 | 0 | 0 | 0 | 0 | 0 | 0 | 0 | 0 | 0 | 0 | 0 | 0 | 0 | 0 | 0 | 0 | 0 | 0 | 0 | 0 | 0 | 0 | 0 | 0 | 0 | 0 | 0 | 0 | 0 | 0 | 0 | 0 | 0 | 0 | 0 | 0 | 0 | 0 | 0 | 0 | 0 | 0 | 0 | 0 |  |  | 0 | 0 | 0 | 0 | 0 | 0 | 0 | 0 | 0 | 0 | 0 | 0 | 0 | 0 | 0 | 0 | 0 | 0 | 0 | 0 | 0 | 0 | 0 | 3.3 | 0 | 0 | 0 | 0 | 0 | 1 | 0 | 2 | 0 | 2 | 0 | 0 | -96.42 | -45.65 | 1021.4838 | South of Kramer Area Constraint | South of Kramer Area Constraint | South of Kramer Area Constraint |  | 0 | 2 | 0 | 2 | 0 | 0 | -96.42 | -45.65 | 1021.4838 | South of Kramer Area Constraint | South of Kramer Area Constraint | South of Kramer Area Constraint |  | 3 | 3 | NO | 3 | 1 | 1 | NO | 1
PG&E GBA | Ravenswood | 115 | 0 | 0 | 0 | 0 | 0 | 0 | 0 | 0 | 0 | 0 | 0 | 0 | 0 | 0 | 0 | 0 | 0 | 0 | 0 | 0 | 0 | 0 | 0 | 0 | 0 | 0 | 0 | 0 | 0 | 0 | 0 | 0 | 0 | 0 | 0 | 0 | 0 | 0 | 0 | 1 | 0 | 0 | 0 | 0 | 0 | 0 | 0 | 0 | 0 | 0 | 0 | 0 | 1 | 0 | 0 | 1 | 0 | 0 | 0 | 0 | 0 | 0 | 0 | 0 | 0 | 0 | 0 | 0 | 0 | 0 | 0 | 0 | 0 | 0 | 0 | 0 | 0 | 0 | 0 | 0 | 0 | 0 | 0 | 0 | 0 | 0 | 0 | 0 | 0 | 0 | 0 | 0 | 0 | 0 | 0 | 0 | 0 |  |  | 0 | 0 | 0 | 0 | 0 | 0 | 0 | 0 | 0 | 0 | 0 | 0 | 0 | 0 | 0 | 0 | 0 | 0 | 0 | 0 | 0 | 0 | 0 | 0 | 0 | 0 | 0 | 0 | 0 | 0 | 1 | 0 | 0 | 0 | 0 | 0 | -599.505 | 1292.236 | 5177.468 | Collinsville-Tesla 500 kV Line | Collinsville-Tesla 500 kV Line | Sobrante-Moraga 230 kV line |  | 0 | 0 | 0 | 0 | 0 | 0 | 2347.2685 | 2817.535 | 5177.468 | Tesla-Tracy-Pump 230 kV line #2 | Sobrante-Moraga 230 kV line | Sobrante-Moraga 230 kV line |  | 5 | 1 | YES | 2 | 1 | 1 | NO | 1
PG&E GBA | Ravenswood | 230 | 0 | 0 | 0 | 0 | 0 | 0 | 0 | 0 | 0 | 0 | 0 | 0 | 0 | 0 | 0 | 0 | 0 | 0 | 0 | 0 | 0 | 0 | 0 | 0 | 0 | 0 | 0 | 0 | 0 | 0 | 0 | 0 | 0 | 0 | 0 | 0 | 0 | 0 | 0 | 1 | 0 | 0 | 0 | 0 | 0 | 0 | 0 | 0 | 0 | 0 | 0 | 0 | 1 | 0 | 0 | 1 | 0 | 0 | 0 | 0 | 0 | 0 | 0 | 0 | 0 | 0 | 0 | 0 | 0 | 0 | 0 | 0 | 0 | 0 | 0 | 0 | 0 | 0 | 0 | 0 | 0 | 0 | 0 | 0 | 0 | 0 | 0 | 0 | 0 | 0 | 0 | 0 | 0 | 0 | 0 | 0 | 0 |  |  | 0 | 0 | 0 | 0 | 0 | 0 | 0 | 0 | 0 | 0 | 0 | 0 | 0 | 0 | 0 | 0 | 0 | 0 | 0 | 0 | 0 | 0 | 0 | 0 | 0 | 0 | 0 | 0 | 0 | 0 | 1 | 0 | 0 | 0 | 0 | 0 | -599.505 | 1292.236 | 5177.468 | Collinsville-Tesla 500 kV Line | Collinsville-Tesla 500 kV Line | Sobrante-Moraga 230 kV line |  | 0 | 0 | 0 | 0 | 0 | 0 | 2347.2685 | 2817.535 | 5177.468 | Tesla-Tracy-Pump 230 kV line #2 | Sobrante-Moraga 230 kV line | Sobrante-Moraga 230 kV line |  | 5 | 1 | YES | 2 | 1 | 1 | NO | 1
SCE Northern | Rector | 230 | 1 | 0 | 1 | 0 | 0 | 1 | 1 | 0 | 0 | 0 | 0 | 0 | 0 | 0 | 0 | 0 | 0 | 0 | 0 | 0 | 0 | 0 | 0 | 0 | 0 | 0 | 0 | 0 | 0 | 0 | 0 | 0 | 0 | 0 | 0 | 0 | 0 | 0 | 0 | 0 | 0 | 0 | 0 | 0 | 0 | 0 | 0 | 0 | 0 | 0 | 0 | 0 | 0 | 0 | 0 | 0 | 0 | 0 | 0 | 0 | 0 | 0 | 0 | 0 | 0 | 0 | 0 | 0 | 0 | 0 | 0 | 0 | 0 | 0 | 0 | 0 | 0 | 0 | 0 | 0 | 0 | 0 | 0 | 0 | 0 | 0 | 0 | 0 | 0 | 0 | 0 | 0 | 0 | 0 | 0 | 0 | 0 |  |  | 0 | 0 | 0 | 0 | 0 | 0 | 0 | 0 | 0 | 0 | 0 | 0 | 0 | 0 | 0 | 0 | 0 | 0 | 0 | 0 | 0 | 0 | 0 | 15 | 0 | 0 | 0 | 0 | 0 | 1 | 0 | 0 | 0 | 0 | 0 | 0 | 170.75 | 211 | 1624.14 | North of Magunden Constraint | North of Magunden Constraint | North of Magunden Constraint |  | 0 | 0 | 0 | 0 | 0 | 0 | 170.75 | 211 | 1624.14 | North of Magunden Constraint | North of Magunden Constraint | North of Magunden Constraint |  | 1 | 1 | NO | 1 | 1 | 1 | NO | 1
SCE Eastern | Red Bluff | 230 | 0 | 0 | 0 | 0 | 0 | 0 | 0 | 0 | 0 | 0 | 0 | 0 | 0 | 0 | 0 | 0 | 0 | 1 | 0 | 1 | 1 | 1 | 0 | 0 | 0 | 0 | 0 | 0 | 0 | 0 | 0 | 0 | 0 | 0 | 0 | 0 | 0 | 0 | 0 | 0 | 0 | 0 | 0 | 0 | 0 | 0 | 0 | 0 | 0 | 0 | 0 | 0 | 0 | 0 | 0 | 0 | 0 | 0 | 0 | 0 | 0 | 0 | 0 | 0 | 0 | 0 | 0 | 0 | 0 | 0 | 0 | 0 | 0 | 0 | 0 | 0 | 0 | 0 | 0 | 0 | 0 | 0 | 0 | 0 | 0 | 0 | 0 | 0 | 0 | 0 | 0 | 0 | 0 | 0 | 0 | 0 | 0 |  |  | 0 | 0 | 0 | 0 | 0 | 0 | 0 | 0 | 0 | 0 | 0 | 0 | 0 | 0 | 0 | 0 | 0 | 0 | 0 | 0 | 0 | 0 | 0 | 0 | 0 | 463.5 | 446 | 0 | 0 | 1 | 0 | 0 | 0 | 0 | 0 | 0 | 1004 | 1227 | 1692.105 | Red Bluff 500/230 kV Constraint | Red Bluff 500/230 kV Constraint | Red Bluff 500/230 kV Constraint |  | 0 | 0 | 0 | 0 | 0 | 0 | 1004 | 1227 | 1692.105 | Red Bluff 500/230 kV Constraint | Red Bluff 500/230 kV Constraint | Red Bluff 500/230 kV Constraint |  | 1 | 1 | NO | 1 | 1 | 1 | NO | 1
SCE Eastern | Red Bluff | 500 | 0 | 0 | 0 | 0 | 0 | 0 | 0 | 0 | 0 | 0 | 0 | 0 | 0 | 0 | 0 | 0 | 0 | 1 | 0 | 1 | 0 | 1 | 0 | 0 | 0 | 0 | 0 | 0 | 0 | 0 | 0 | 0 | 0 | 0 | 0 | 0 | 0 | 0 | 0 | 0 | 0 | 0 | 0 | 0 | 0 | 0 | 0 | 0 | 0 | 0 | 0 | 0 | 0 | 0 | 0 | 0 | 0 | 0 | 0 | 0 | 0 | 0 | 0 | 0 | 0 | 0 | 0 | 0 | 0 | 0 | 0 | 0 | 0 | 0 | 0 | 0 | 0 | 0 | 0 | 0 | 0 | 0 | 0 | 0 | 0 | 0 | 0 | 0 | 0 | 0 | 0 | 0 | 0 | 0 | 0 | 0 | 0 |  |  | 0 | 0 | 0 | 0 | 0 | 0 | 0 | 0 | 0 | 0 | -250 | -125 | 0 | 0 | 1 | 0 | 0 | 0 | 0 | 0 | 0 | 0 | 0 | 0 | 175 | 0 | 100 | 0 | 0 | 1 | 0 | 0 | 0 | 0 | 0 | 0 | 1131.27 | 2714.375 | 5231.535 | Serrano-Alberhill-Valley Constraint | Etiwanda-Rancho Vista Constraint | Devers-Red Bluff Constraint |  | 0 | 0 | 0 | 0 | 0 | 0 | 1131.27 | 2714.375 | 5231.535 | Serrano-Alberhill-Valley Constraint | Etiwanda-Rancho Vista Constraint | Devers-Red Bluff Constraint |  | 1 | 1 | NO | 1 | 1 | 1 | NO | 1
PG&E NGBA | Redbud | 115 | 0 | 0 | 0 | 0 | 0 | 0 | 0 | 0 | 0 | 0 | 0 | 0 | 0 | 0 | 0 | 0 | 0 | 0 | 0 | 0 | 0 | 0 | 0 | 0 | 0 | 0 | 0 | 0 | 0 | 0 | 0 | 0 | 0 | 0 | 0 | 0 | 0 | 0 | 0 | 1 | 0 | 0 | 0 | 0 | 0 | 0 | 0 | 0 | 0 | 0 | 0 | 0 | 1 | 0 | 0 | 0 | 0 | 0 | 0 | 0 | 0 | 0 | 0 | 0 | 0 | 0 | 1 | 0 | 0 | 0 | 0 | 0 | 0 | 0 | 0 | 0 | 0 | 0 | 0 | 0 | 0 | 0 | 0 | 0 | 0 | 0 | 0 | 0 | 0 | 0 | 0 | 0 | 0 | 0 | 0 | 0 | 0 |  |  | 0 | 0 | 0 | 0 | 0 | 0 | 0 | 0 | 0 | 0 | 0 | 0 | 0 | 0 | 0 | 0 | 0 | 0 | 0 | 0 | 0 | 0 | 0 | 0 | 0 | 0 | 0 | 0 | 0 | 0 | 2 | 0 | 0 | 0 | 0 | 0 | -599.505 | 125.773 | 944.182 | Collinsville-Tesla 500 kV Line | Birds Landing-Contra Costa 230kV Line | Birds Landing-Contra Costa 230kV Line |  | 1 | 0 | 0 | 0 | 0 | 0 | -199.275 | 125.773 | 944.182 | Birds Landing-Contra Costa 230kV Line | Birds Landing-Contra Costa 230kV Line | Birds Landing-Contra Costa 230kV Line |  | 5 | 5 | NO | 5 | 1 | 1 | NO | 1
SCE Metro | Redondo | 230 | 0 | 0 | 0 | 0 | 0 | 0 | 0 | 0 | 0 | 1 | 0 | 0 | 0 | 0 | 0 | 0 | 0 | 0 | 0 | 0 | 0 | 0 | 0 | 0 | 0 | 0 | 0 | 0 | 0 | 0 | 0 | 0 | 0 | 0 | 0 | 0 | 0 | 0 | 0 | 0 | 0 | 0 | 0 | 0 | 0 | 0 | 0 | 0 | 0 | 0 | 0 | 0 | 0 | 0 | 0 | 0 | 0 | 0 | 0 | 0 | 0 | 0 | 0 | 0 | 0 | 0 | 0 | 0 | 0 | 0 | 0 | 0 | 0 | 0 | 0 | 0 | 0 | 0 | 0 | 0 | 0 | 0 | 0 | 0 | 0 | 0 | 0 | 0 | 0 | 0 | 0 | 0 | 0 | 0 | 0 | 0 | 0 |  |  | 0 | 0 | 0 | 0 | 0 | 0 | 0 | 0 | 0 | 0 | 0 | 0 | 0 | 0 | 0 | 0 | 0 | 0 | 0 | 0 | 0 | 0 | 0 | 0 | 0 | 0 | 0 | 0 | 0 | 0 | 0 | 0 | 0 | 0 | 0 | 0 | 9984.6 | 11497.7 | 13807.5055 | SCE Metro Area Default Constraint | SCE Metro Area Default Constraint | SCE Metro Area Default Constraint |  | 0 | 0 | 0 | 0 | 0 | 0 | 9984.6 | 11497.7 | 13807.5055 | SCE Metro Area Default Constraint | SCE Metro Area Default Constraint | SCE Metro Area Default Constraint |  | 1 | 1 | NO | 1 | 1 | 1 | NO | 1
PG&E FRESNO | Reedley | 115 | 0 | 0 | 0 | 0 | 0 | 0 | 0 | 0 | 0 | 0 | 0 | 0 | 0 | 0 | 0 | 0 | 0 | 0 | 0 | 0 | 0 | 0 | 0 | 0 | 0 | 0 | 0 | 0 | 0 | 0 | 0 | 0 | 0 | 0 | 0 | 0 | 0 | 0 | 0 | 0 | 0 | 0 | 0 | 0 | 0 | 1 | 0 | 0 | 0 | 0 | 0 | 0 | 0 | 0 | 0 | 0 | 0 | 0 | 0 | 0 | 0 | 0 | 0 | 0 | 0 | 0 | 0 | 0 | 0 | 0 | 0 | 0 | 0 | 0 | 0 | 0 | 0 | 0 | 1 | 0 | 0 | 1 | 0 | 0 | 1 | 1 | 0 | 0 | 0 | 1 | 0 | 0 | 0 | 0 | 1 | 0 | 0 |  |  | 0 | 0 | 0 | 0 | 0 | 0 | 0 | 0 | 0 | 0 | 0 | 0 | 0 | 0 | 0 | 0 | 0 | 0 | 0 | 0 | 0 | 0 | 0 | 0 | 0 | 0 | 0 | 0 | 0 | 0 | 2 | 0 | 1 | 0 | 0 | 0 | -935.05 | -534.25 | 523.9076 | Borden-Storey #1 230kV line | Borden-Storey #1 230kV line | Borden-Storey #1 230kV line |  | 0 | 0 | 0 | 0 | 0 | 0 | 167.2185 | 530.75 | 671.3876 | Bellota-Weber 230kV line | NEW- Melones-Cottle 230kV line | NEW- Melones-Cottle 230kV line |  | 5 | 1 | YES | 2 | 1 | 1 | NO | 1
PG&E KERN | Renfro | 115 | 0 | 0 | 0 | 0 | 0 | 0 | 0 | 0 | 0 | 0 | 0 | 0 | 0 | 0 | 0 | 0 | 0 | 0 | 0 | 0 | 0 | 0 | 0 | 0 | 0 | 0 | 0 | 0 | 0 | 0 | 0 | 0 | 0 | 0 | 0 | 0 | 0 | 0 | 0 | 0 | 0 | 0 | 0 | 0 | 0 | 0 | 0 | 0 | 0 | 0 | 0 | 0 | 0 | 0 | 0 | 0 | 0 | 0 | 0 | 0 | 0 | 0 | 0 | 0 | 0 | 0 | 0 | 1 | 0 | 0 | 0 | 0 | 0 | 0 | 1 | 0 | 0 | 0 | 1 | 1 | 0 | 0 | 0 | 0 | 0 | 0 | 0 | 0 | 0 | 0 | 0 | 0 | 0 | 0 | 0 | 0 | 0 |  |  | 0 | 0 | 0 | 0 | 0 | 0 | 0 | 0 | 0 | 0 | 0 | 0 | 0 | 0 | 0 | 0 | 0 | 0 | 0 | 0 | 0 | 0 | 0 | 0 | 0 | 0 | 0 | 0 | 0 | 0 | 0 | 0 | 0 | 0 | 0 | 0 | 343.215 | 253.0117 | 390.175 | Cal Flat-Gates 230 kV line | Cal Flat-Gates 230 kV line | Cal Flat-Gates 230 kV line |  | 0 | 0 | 0 | 0 | 0 | 0 | 343.215 | 253.0117 | 390.175 | Cal Flat-Gates 230 kV line | Cal Flat-Gates 230 kV line | Cal Flat-Gates 230 kV line |  | 1 | 1 | NO | 1 | 1 | 1 | NO | 1
PG&E GBA | Richmond R | 115 | 0 | 0 | 0 | 0 | 0 | 0 | 0 | 0 | 0 | 0 | 0 | 0 | 0 | 0 | 0 | 0 | 0 | 0 | 0 | 0 | 0 | 0 | 0 | 0 | 0 | 0 | 0 | 0 | 0 | 0 | 0 | 0 | 0 | 0 | 0 | 0 | 0 | 0 | 0 | 1 | 0 | 0 | 0 | 0 | 0 | 0 | 0 | 0 | 0 | 1 | 0 | 0 | 1 | 1 | 1 | 1 | 0 | 0 | 1 | 1 | 0 | 1 | 0 | 0 | 0 | 1 | 0 | 0 | 0 | 0 | 0 | 0 | 0 | 0 | 0 | 0 | 0 | 0 | 0 | 0 | 0 | 0 | 0 | 0 | 0 | 0 | 0 | 0 | 0 | 0 | 0 | 0 | 0 | 0 | 0 | 0 | 0 |  |  | 0 | 0 | 0 | 0 | 0 | 0 | 0 | 0 | 0 | 0 | 0 | 0 | 0 | 0 | 0 | 0 | 0.5 | 0 | 0 | 0 | 0 | 0 | 0 | 8 | 0 | 0 | 0 | 0 | 0 | 1 | 2 | 0 | 1 | 0 | 0 | 0 | -861.825 | -176.859 | 1214.56 | Windmaster-Delta pumps 230 kV line | Windmaster-Delta pumps 230 kV line | Grant - Eastshore #2 line 115 kV |  | 0 | 0 | 0 | 0 | 0 | 0 | 387.075 | 743.023 | 1214.56 | Contra Costa- Windmaster 230 kV line | Contra Costa- Windmaster 230 kV line | Grant - Eastshore #2 line 115 kV |  | 5 | 1 | YES | 2 | 1 | 1 | NO | 1
PG&E NGBA | Rincon | 115 | 0 | 0 | 0 | 0 | 0 | 0 | 0 | 0 | 0 | 0 | 0 | 0 | 0 | 0 | 0 | 0 | 0 | 0 | 0 | 0 | 0 | 0 | 0 | 0 | 0 | 0 | 0 | 0 | 0 | 0 | 0 | 0 | 0 | 0 | 0 | 0 | 0 | 0 | 0 | 1 | 0 | 1 | 0 | 0 | 0 | 0 | 0 | 0 | 0 | 0 | 0 | 1 | 1 | 1 | 1 | 1 | 0 | 0 | 0 | 0 | 0 | 0 | 0 | 0 | 0 | 1 | 1 | 0 | 0 | 0 | 0 | 0 | 0 | 0 | 0 | 0 | 0 | 0 | 0 | 0 | 0 | 0 | 0 | 0 | 0 | 0 | 0 | 0 | 0 | 0 | 0 | 0 | 0 | 0 | 0 | 0 | 0 |  |  | 0 | 0 | 0 | 0 | 0 | 0 | 0 | 0 | 0 | 0 | 0 | 0 | 0 | 0 | 0 | 0 | 0 | 0 | 0 | 0 | 0 | 0 | 0 | 0 | 0 | 0 | 0 | 0 | 0 | 0 | 3 | 0 | 1 | 0 | 0 | 0 | -861.825 | -176.859 | 798.62 | Windmaster-Delta pumps 230 kV line | Windmaster-Delta pumps 230 kV line | Lakeville-Ignacio 230 kV line |  | 1 | 0 | 0 | 0 | 0 | 0 | -199.275 | 125.773 | 798.62 | Birds Landing-Contra Costa 230kV Line | Birds Landing-Contra Costa 230kV Line | Lakeville-Ignacio 230 kV line |  | 5 | 5 | NO | 5 | 1 | 1 | NO | 1
PG&E KERN | Rio Bravo | 115 | 0 | 0 | 0 | 0 | 0 | 0 | 0 | 0 | 0 | 0 | 0 | 0 | 0 | 0 | 0 | 0 | 0 | 0 | 0 | 0 | 0 | 0 | 0 | 0 | 0 | 0 | 0 | 0 | 0 | 0 | 0 | 0 | 0 | 0 | 0 | 0 | 0 | 0 | 0 | 0 | 0 | 0 | 0 | 0 | 0 | 0 | 0 | 0 | 0 | 0 | 0 | 0 | 0 | 0 | 0 | 0 | 0 | 0 | 0 | 0 | 0 | 0 | 0 | 0 | 0 | 0 | 0 | 1 | 0 | 0 | 0 | 0 | 0 | 0 | 1 | 0 | 0 | 0 | 1 | 1 | 0 | 0 | 0 | 0 | 0 | 0 | 0 | 0 | 0 | 0 | 0 | 0 | 0 | 0 | 0 | 0 | 0 |  |  | 0 | 0 | 0 | 0 | 0 | 0 | 0 | 0 | 0 | 0 | 0 | 0 | 0 | 0 | 0 | 0 | 0 | 0 | 0 | 0 | 0 | 0 | 0 | 0 | 0 | 0 | 0 | 0 | 0 | 0 | 0 | 0 | 0 | 0 | 0 | 0 | 343.215 | 253.0117 | 390.175 | Cal Flat-Gates 230 kV line | Cal Flat-Gates 230 kV line | Cal Flat-Gates 230 kV line |  | 0 | 0 | 0 | 0 | 0 | 0 | 343.215 | 253.0117 | 390.175 | Cal Flat-Gates 230 kV line | Cal Flat-Gates 230 kV line | Cal Flat-Gates 230 kV line |  | 1 | 1 | NO | 1 | 1 | 1 | NO | 1
SCE Metro | Rio Hondo | 230 | 0 | 0 | 0 | 0 | 0 | 0 | 0 | 0 | 0 | 1 | 0 | 0 | 0 | 0 | 0 | 0 | 0 | 0 | 0 | 0 | 0 | 0 | 0 | 0 | 0 | 0 | 0 | 0 | 0 | 0 | 0 | 0 | 0 | 0 | 0 | 0 | 0 | 0 | 0 | 0 | 0 | 0 | 0 | 0 | 0 | 0 | 0 | 0 | 0 | 0 | 0 | 0 | 0 | 0 | 0 | 0 | 0 | 0 | 0 | 0 | 0 | 0 | 0 | 0 | 0 | 0 | 0 | 0 | 0 | 0 | 0 | 0 | 0 | 0 | 0 | 0 | 0 | 0 | 0 | 0 | 0 | 0 | 0 | 0 | 0 | 0 | 0 | 0 | 0 | 0 | 0 | 0 | 0 | 0 | 0 | 0 | 0 |  |  | 0 | 0 | 0 | 0 | 0 | 0 | 0 | 0 | 0 | 0 | 0 | 0 | 0 | 0 | 0 | 0 | 0 | 0 | 0 | 0 | 0 | 0 | 0 | 0 | 0 | 0 | 265 | 10 | 0 | 1 | 0 | 0 | 0 | 0 | 0 | 0 | 9984.6 | 11497.7 | 13807.5055 | SCE Metro Area Default Constraint | SCE Metro Area Default Constraint | SCE Metro Area Default Constraint |  | 0 | 0 | 0 | 0 | 0 | 0 | 9984.6 | 11497.7 | 13807.5055 | SCE Metro Area Default Constraint | SCE Metro Area Default Constraint | SCE Metro Area Default Constraint |  | 1 | 1 | NO | 1 | 1 | 1 | NO | 1
PG&E NGBA | Rio Oso | 115 | 0 | 0 | 0 | 0 | 0 | 0 | 0 | 0 | 0 | 0 | 0 | 0 | 0 | 0 | 0 | 0 | 0 | 0 | 0 | 0 | 0 | 0 | 0 | 0 | 0 | 0 | 0 | 0 | 0 | 0 | 0 | 0 | 0 | 0 | 0 | 0 | 0 | 0 | 0 | 1 | 1 | 0 | 1 | 0 | 1 | 1 | 1 | 1 | 0 | 0 | 0 | 0 | 0 | 0 | 0 | 0 | 0 | 0 | 0 | 1 | 1 | 0 | 0 | 0 | 0 | 0 | 0 | 0 | 0 | 0 | 0 | 0 | 0 | 0 | 0 | 0 | 0 | 0 | 0 | 0 | 0 | 0 | 0 | 0 | 0 | 0 | 0 | 0 | 0 | 0 | 0 | 0 | 0 | 0 | 0 | 0 | 0 |  |  | 0 | 0 | 0 | 0 | 0 | 0 | 0 | 0 | 0 | 0 | 0 | 0 | 0 | 0 | 0 | 0 | 0 | 0 | 0 | 0 | 0 | 0 | 0 | 0 | 0 | 0 | 0 | 0 | 0 | 0 | 2 | 0 | 0 | 0 | 0 | 0 | -599.505 | 31.5 | 32.84 | Collinsville-Tesla 500 kV Line | Rocklin-Pleaseant grove 115kV line | Woodland- Davis 115kV line |  | 0 | 0 | 0 | 0 | 0 | 0 | 31.5 | 31.5 | 32.84 | Rocklin-Pleaseant grove 115kV line | Rocklin-Pleaseant grove 115kV line | Woodland- Davis 115kV line |  | 5 | 1 | YES | 2 | 1 | 1 | NO | 1
PG&E NGBA | Rio Oso | 230 | 0 | 0 | 0 | 0 | 0 | 0 | 0 | 0 | 0 | 0 | 0 | 0 | 0 | 0 | 0 | 0 | 0 | 0 | 0 | 0 | 0 | 0 | 0 | 0 | 0 | 0 | 0 | 0 | 0 | 0 | 0 | 0 | 0 | 0 | 0 | 0 | 0 | 0 | 0 | 1 | 1 | 0 | 1 | 0 | 1 | 1 | 1 | 1 | 0 | 0 | 0 | 0 | 0 | 0 | 0 | 0 | 0 | 0 | 0 | 1 | 1 | 0 | 0 | 0 | 0 | 0 | 0 | 0 | 0 | 0 | 0 | 0 | 0 | 0 | 0 | 0 | 0 | 0 | 0 | 0 | 0 | 0 | 0 | 0 | 0 | 0 | 0 | 0 | 0 | 0 | 0 | 0 | 0 | 0 | 0 | 0 | 0 |  |  | 0 | 0 | 0 | 0 | 0 | 0 | 0 | 0 | 0 | 0 | 0 | 0 | 0 | 0 | 0 | 0 | 0 | 0 | 0 | 0 | 0 | 0 | 0 | 0 | 0 | 0 | 0 | 0 | 0 | 0 | 2 | 0 | 0 | 0 | 0 | 0 | -599.505 | 31.5 | 32.84 | Collinsville-Tesla 500 kV Line | Rocklin-Pleaseant grove 115kV line | Woodland- Davis 115kV line |  | 0 | 0 | 0 | 0 | 0 | 0 | 31.5 | 31.5 | 32.84 | Rocklin-Pleaseant grove 115kV line | Rocklin-Pleaseant grove 115kV line | Woodland- Davis 115kV line |  | 5 | 1 | YES | 2 | 1 | 1 | NO | 1
PG&E GBA | Ripon | 115 | 0 | 0 | 0 | 0 | 0 | 0 | 0 | 0 | 0 | 0 | 0 | 0 | 0 | 0 | 0 | 0 | 0 | 0 | 0 | 0 | 0 | 0 | 0 | 0 | 0 | 0 | 0 | 0 | 0 | 0 | 0 | 0 | 0 | 0 | 0 | 0 | 0 | 0 | 0 | 0 | 0 | 0 | 0 | 0 | 0 | 1 | 0 | 0 | 0 | 0 | 0 | 0 | 0 | 0 | 0 | 1 | 0 | 1 | 0 | 1 | 0 | 0 | 0 | 1 | 0 | 1 | 0 | 0 | 0 | 0 | 0 | 0 | 0 | 0 | 0 | 0 | 0 | 0 | 0 | 0 | 0 | 0 | 0 | 0 | 0 | 0 | 0 | 0 | 0 | 0 | 0 | 0 | 0 | 0 | 0 | 0 | 0 |  |  | 0 | 0 | 0 | 0 | 0 | 0 | 0 | 0 | 0 | 0 | 0 | 0 | 0 | 0 | 0 | 0 | 0 | 0 | 0 | 0 | 0 | 0 | 0 | 2.6 | 0 | 0 | 99 | 0 | 0 | 1 | 1 | 0 | 0 | 0 | 0 | 0 | -292.7815 | 117.5109 | 278.4144 | Bellota-Weber 230kV line | Tesla-Salado 115 kV line | Tesla-Salado 115 kV line |  | 0 | 0 | 0 | 0 | 0 | 0 | 63.9885 | 117.5109 | 278.4144 | Tesla-Salado 115 kV line | Tesla-Salado 115 kV line | Tesla-Salado 115 kV line |  | 5 | 1 | YES | 2 | 1 | 1 | NO | 1
PG&E GBA | Riverbank | 115 | 0 | 0 | 0 | 0 | 0 | 0 | 0 | 0 | 0 | 0 | 0 | 0 | 0 | 0 | 0 | 0 | 0 | 0 | 0 | 0 | 0 | 0 | 0 | 0 | 0 | 0 | 0 | 0 | 0 | 0 | 0 | 0 | 0 | 0 | 0 | 0 | 0 | 0 | 0 | 0 | 0 | 0 | 0 | 0 | 0 | 1 | 0 | 0 | 0 | 0 | 0 | 0 | 0 | 0 | 0 | 1 | 0 | 1 | 0 | 1 | 0 | 0 | 0 | 0 | 0 | 1 | 0 | 0 | 0 | 0 | 0 | 0 | 0 | 0 | 0 | 0 | 0 | 0 | 0 | 0 | 0 | 0 | 0 | 0 | 0 | 0 | 0 | 0 | 0 | 0 | 0 | 0 | 0 | 0 | 0 | 0 | 0 |  |  | 0 | 0 | 0 | 0 | 0 | 0 | 0 | 0 | 0 | 0 | 0 | 0 | 0 | 0 | 0 | 0 | 0 | 0 | 0 | 0 | 0 | 0 | 0 | 0 | 0 | 0 | 0 | 0 | 0 | 0 | 1 | 0 | 0 | 0 | 0 | 0 | -292.7815 | 181.7909 | 692.3714 | Bellota-Weber 230kV line | Kasson Jct-Heinz 115 kV line | Kasson Jct-Heinz 115 kV line |  | 0 | 0 | 0 | 0 | 0 | 0 | 77.2685 | 181.7909 | 692.3714 | Kasson Jct-Heinz 115 kV line | Kasson Jct-Heinz 115 kV line | Kasson Jct-Heinz 115 kV line |  | 5 | 1 | YES | 2 | 1 | 1 | NO | 1
SCE NOL | Roadway | 115 | 0 | 0 | 0 | 0 | 0 | 0 | 0 | 0 | 0 | 0 | 0 | 0 | 1 | 1 | 0 | 0 | 0 | 0 | 0 | 0 | 0 | 0 | 0 | 0 | 0 | 0 | 0 | 0 | 0 | 0 | 0 | 0 | 0 | 0 | 0 | 0 | 0 | 0 | 0 | 0 | 0 | 0 | 0 | 0 | 0 | 0 | 0 | 0 | 0 | 0 | 0 | 0 | 0 | 0 | 0 | 0 | 0 | 0 | 0 | 0 | 0 | 0 | 0 | 0 | 0 | 0 | 0 | 0 | 0 | 0 | 0 | 0 | 0 | 0 | 0 | 0 | 0 | 0 | 0 | 0 | 0 | 0 | 0 | 0 | 0 | 0 | 0 | 0 | 0 | 0 | 0 | 0 | 0 | 0 | 0 | 0 | 0 |  |  | 0 | 0 | 0 | 0 | 0 | 0 | 0 | 0 | 0 | 0 | 0 | 0 | 0 | 0 | 0 | 0 | 2.7 | 0 | 0 | 0 | 0 | 0 | 0 | 2 | 211 | 34 | 100 | 10 | 0 | 1 | 0 | 0 | 0 | 0 | 0 | 0 | 341.45 | 305.85 | 1620.0538 | Victor to Lugo Area Constraint | Victor to Lugo Area Constraint | Victor to Lugo Area Constraint |  | 0 | 0 | 0 | 0 | 0 | 0 | 341.45 | 305.85 | 1620.0538 | Victor to Lugo Area Constraint | Victor to Lugo Area Constraint | Victor to Lugo Area Constraint |  | 1 | 1 | NO | 1 | 1 | 1 | NO | 1
PG&E NGBA | Rock Creek 1 | 230 | 0 | 0 | 0 | 0 | 0 | 0 | 0 | 0 | 0 | 0 | 0 | 0 | 0 | 0 | 0 | 0 | 0 | 0 | 0 | 0 | 0 | 0 | 0 | 0 | 0 | 0 | 0 | 0 | 0 | 0 | 0 | 0 | 0 | 0 | 0 | 0 | 0 | 0 | 0 | 1 | 0 | 0 | 0 | 0 | 0 | 1 | 0 | 1 | 0 | 0 | 0 | 0 | 0 | 0 | 0 | 0 | 0 | 0 | 0 | 1 | 1 | 0 | 0 | 0 | 0 | 0 | 0 | 0 | 0 | 0 | 0 | 0 | 0 | 0 | 0 | 0 | 0 | 0 | 0 | 0 | 0 | 0 | 0 | 0 | 0 | 0 | 0 | 0 | 0 | 0 | 0 | 0 | 0 | 0 | 0 | 0 | 0 |  |  | 0 | 0 | 0 | 0 | 0 | 0 | 0 | 0 | 0 | 0 | 0 | 0 | 0 | 0 | 0 | 0 | 0 | 0 | 0 | 0 | 0 | 0 | 0 | 0 | 0 | 0 | 0 | 0 | 0 | 0 | 2 | 0 | 0 | 0 | 0 | 0 | -599.505 | 389.5959 | 919.2036 | Collinsville-Tesla 500 kV Line | Bellota-Weber 230kV line | Rio Oso-Lockeford 230kV line |  | 0 | 0 | 0 | 0 | 0 | 0 | 167.2185 | 686.7 | 919.2036 | Bellota-Weber 230kV line | Eight Mile-Tesla 230 kV line | Rio Oso-Lockeford 230kV line |  | 5 | 1 | YES | 2 | 1 | 1 | NO | 1
SCE Northern | Rosamond | 66 | 1 | 0 | 1 | 0 | 0 | 0 | 0 | 0 | 0 | 0 | 0 | 0 | 0 | 0 | 0 | 0 | 0 | 0 | 0 | 0 | 0 | 0 | 0 | 0 | 0 | 0 | 0 | 0 | 0 | 0 | 0 | 0 | 0 | 0 | 0 | 0 | 0 | 0 | 0 | 0 | 0 | 0 | 0 | 0 | 0 | 0 | 0 | 0 | 0 | 0 | 0 | 0 | 0 | 0 | 0 | 0 | 0 | 0 | 0 | 0 | 0 | 0 | 0 | 0 | 0 | 0 | 0 | 0 | 0 | 0 | 0 | 0 | 0 | 0 | 0 | 0 | 0 | 0 | 0 | 0 | 0 | 0 | 0 | 0 | 0 | 0 | 0 | 0 | 0 | 0 | 0 | 0 | 0 | 0 | 0 | 0 | 0 |  |  | 0 | 0 | 0 | 0 | 0 | 0 | 0 | 0 | 0 | 0 | 0 | 0 | 0 | 0 | 0 | 0 | 0 | 0 | 0 | 0 | 0 | 0 | 0 | 0 | 0 | 0 | 0 | 0 | 0 | 0 | 0 | 0 | 0 | 0 | 0 | 0 | 2142.175 | 2545 | 7082.29 | Antelope-Vincent Constraint | Pardee-Sylmar Constraint | Pardee-Sylmar Constraint |  | 0 | 0 | 0 | 0 | 0 | 0 | 2142.175 | 2545 | 7082.29 | Antelope-Vincent Constraint | Pardee-Sylmar Constraint | Pardee-Sylmar Constraint |  | 1 | 1 | NO | 1 | 1 | 1 | NO | 1
PG&E GBA | Rossmoor | 230 | 0 | 0 | 0 | 0 | 0 | 0 | 0 | 0 | 0 | 0 | 0 | 0 | 0 | 0 | 0 | 0 | 0 | 0 | 0 | 0 | 0 | 0 | 0 | 0 | 0 | 0 | 0 | 0 | 0 | 0 | 0 | 0 | 0 | 0 | 0 | 0 | 0 | 0 | 0 | 1 | 0 | 0 | 0 | 0 | 0 | 0 | 0 | 0 | 0 | 0 | 0 | 0 | 0 | 0 | 0 | 1 | 0 | 0 | 0 | 0 | 0 | 0 | 0 | 0 | 0 | 0 | 1 | 0 | 0 | 0 | 0 | 0 | 0 | 0 | 0 | 0 | 0 | 0 | 0 | 0 | 0 | 0 | 0 | 0 | 0 | 0 | 0 | 0 | 0 | 0 | 0 | 0 | 0 | 0 | 0 | 0 | 0 |  |  | 0 | 0 | 0 | 0 | 0 | 0 | 0 | 0 | 0 | 0 | 0 | 0 | 0 | 0 | 0 | 0 | 0 | 0 | 0 | 0 | 0 | 0 | 0 | 0 | 0 | 0 | 0 | 0 | 0 | 0 | 2 | 0 | 0 | 0 | 0 | 0 | -599.505 | 125.773 | 944.182 | Collinsville-Tesla 500 kV Line | Birds Landing-Contra Costa 230kV Line | Birds Landing-Contra Costa 230kV Line |  | 1 | 0 | 0 | 0 | 0 | 0 | -199.275 | 125.773 | 944.182 | Birds Landing-Contra Costa 230kV Line | Birds Landing-Contra Costa 230kV Line | Birds Landing-Contra Costa 230kV Line |  | 5 | 5 | NO | 5 | 1 | 1 | NO | 1
PG&E NGBA | Round Mountain | 230 | 0 | 0 | 0 | 0 | 0 | 0 | 0 | 0 | 0 | 0 | 0 | 0 | 0 | 0 | 0 | 0 | 0 | 0 | 0 | 0 | 0 | 0 | 0 | 0 | 0 | 0 | 0 | 0 | 0 | 0 | 0 | 0 | 0 | 0 | 0 | 0 | 0 | 0 | 0 | 1 | 0 | 0 | 0 | 0 | 0 | 0 | 0 | 0 | 0 | 0 | 0 | 0 | 0 | 0 | 0 | 0 | 0 | 0 | 0 | 0 | 0 | 0 | 0 | 0 | 0 | 0 | 0 | 0 | 0 | 0 | 0 | 0 | 0 | 0 | 0 | 0 | 0 | 0 | 0 | 0 | 0 | 0 | 0 | 0 | 0 | 0 | 0 | 0 | 0 | 0 | 0 | 0 | 0 | 0 | 0 | 0 | 0 |  |  | 0 | 0 | 0 | 0 | 0 | 0 | 0 | 0 | 0 | 0 | 0 | 0 | 0 | 0 | 0 | 0 | 0 | 0 | 0 | 0 | 0 | 0 | 0 | 0 | 0 | 0 | 0 | 0 | 0 | 0 | 1 | 0 | 0 | 0 | 0 | 0 | -599.505 | 1292.236 | 5239.7208 | Collinsville-Tesla 500 kV Line | Collinsville-Tesla 500 kV Line | Collinsville-Tesla 500 kV Line |  | 0 | 0 | 0 | 0 | 0 | 0 | 8045.495 | 9937.236 | 5239.7208 | Collinsville-Tesla 500 kV Line | Collinsville-Tesla 500 kV Line | Collinsville-Tesla 500 kV Line |  | 5 | 1 | YES | 2 | 1 | 1 | NO | 1
PG&E NGBA | Round Mountain | 500 | 0 | 0 | 0 | 0 | 0 | 0 | 0 | 0 | 0 | 0 | 0 | 0 | 0 | 0 | 0 | 0 | 0 | 0 | 0 | 0 | 0 | 0 | 0 | 0 | 0 | 0 | 0 | 0 | 0 | 0 | 0 | 0 | 0 | 0 | 0 | 0 | 0 | 0 | 0 | 1 | 0 | 0 | 0 | 0 | 0 | 0 | 0 | 0 | 0 | 0 | 0 | 0 | 0 | 0 | 0 | 0 | 0 | 0 | 0 | 0 | 0 | 0 | 0 | 0 | 0 | 0 | 0 | 0 | 0 | 0 | 0 | 0 | 0 | 0 | 0 | 0 | 0 | 0 | 0 | 0 | 0 | 0 | 0 | 0 | 0 | 0 | 0 | 0 | 0 | 0 | 0 | 0 | 0 | 0 | 0 | 0 | 0 |  |  | 0 | 0 | 0 | 0 | 0 | 0 | 0 | 0 | 0 | 0 | 0 | 0 | 0 | 0 | 0 | 0 | 0 | 0 | 0 | 0 | 0 | 0 | 0 | 0 | 0 | 0 | 0 | 0 | 0 | 0 | 1 | 0 | 0 | 0 | 0 | 0 | -599.505 | 1292.236 | 5239.7208 | Collinsville-Tesla 500 kV Line | Collinsville-Tesla 500 kV Line | Collinsville-Tesla 500 kV Line |  | 0 | 0 | 0 | 0 | 0 | 0 | 8045.495 | 9937.236 | 5239.7208 | Collinsville-Tesla 500 kV Line | Collinsville-Tesla 500 kV Line | Collinsville-Tesla 500 kV Line |  | 5 | 1 | YES | 2 | 1 | 1 | NO | 1
PG&E GBA | Salado | 115 | 0 | 0 | 0 | 0 | 0 | 0 | 0 | 0 | 0 | 0 | 0 | 0 | 0 | 0 | 0 | 0 | 0 | 0 | 0 | 0 | 0 | 0 | 0 | 0 | 0 | 0 | 0 | 0 | 0 | 0 | 0 | 0 | 0 | 0 | 0 | 0 | 0 | 0 | 0 | 0 | 0 | 0 | 0 | 0 | 0 | 0 | 0 | 0 | 0 | 0 | 0 | 0 | 0 | 0 | 0 | 1 | 0 | 0 | 0 | 1 | 0 | 0 | 0 | 1 | 0 | 0 | 0 | 0 | 0 | 0 | 0 | 0 | 0 | 0 | 0 | 0 | 0 | 0 | 0 | 0 | 0 | 0 | 0 | 0 | 0 | 0 | 0 | 0 | 0 | 0 | 0 | 0 | 0 | 0 | 0 | 0 | 0 |  |  | 0 | 0 | 0 | 0 | 0 | 0 | 0 | 0 | 0 | 0 | 0 | 0 | 0 | 0 | 0 | 0 | 0 | 0 | 0 | 0 | 0 | 0 | 0 | 0 | 0 | 0 | 0 | 0 | 0 | 0 | 0 | 0 | 0 | 0 | 0 | 0 | 63.9885 | 117.5109 | 278.4144 | Tesla-Salado 115 kV line | Tesla-Salado 115 kV line | Tesla-Salado 115 kV line |  | 0 | 0 | 0 | 0 | 0 | 0 | 63.9885 | 117.5109 | 278.4144 | Tesla-Salado 115 kV line | Tesla-Salado 115 kV line | Tesla-Salado 115 kV line |  | 1 | 1 | NO | 1 | 1 | 1 | NO | 1
PG&E GBA | Salado | 60 | 0 | 0 | 0 | 0 | 0 | 0 | 0 | 0 | 0 | 0 | 0 | 0 | 0 | 0 | 0 | 0 | 0 | 0 | 0 | 0 | 0 | 0 | 0 | 0 | 0 | 0 | 0 | 0 | 0 | 0 | 0 | 0 | 0 | 0 | 0 | 0 | 0 | 0 | 0 | 0 | 0 | 0 | 0 | 0 | 0 | 0 | 0 | 0 | 0 | 0 | 0 | 0 | 0 | 0 | 0 | 1 | 0 | 0 | 0 | 1 | 0 | 0 | 0 | 1 | 0 | 0 | 0 | 0 | 0 | 0 | 0 | 0 | 0 | 0 | 0 | 0 | 0 | 0 | 0 | 0 | 0 | 0 | 0 | 0 | 0 | 0 | 0 | 0 | 0 | 0 | 0 | 0 | 0 | 0 | 0 | 0 | 0 |  |  | 0 | 0 | 0 | 0 | 0 | 0 | 0 | 0 | 0 | 0 | 0 | 0 | 0 | 0 | 0 | 0 | 0 | 0 | 0 | 0 | 0 | 0 | 0 | 0 | 0 | 0 | 0 | 0 | 0 | 0 | 0 | 0 | 0 | 0 | 0 | 0 | 63.9885 | 117.5109 | 278.4144 | Tesla-Salado 115 kV line | Tesla-Salado 115 kV line | Tesla-Salado 115 kV line |  | 0 | 0 | 0 | 0 | 0 | 0 | 63.9885 | 117.5109 | 278.4144 | Tesla-Salado 115 kV line | Tesla-Salado 115 kV line | Tesla-Salado 115 kV line |  | 1 | 1 | NO | 1 | 1 | 1 | NO | 1
PG&E GBA | Salinas | 115 | 0 | 0 | 0 | 0 | 0 | 0 | 0 | 0 | 0 | 0 | 0 | 0 | 0 | 0 | 0 | 0 | 0 | 0 | 0 | 0 | 0 | 0 | 0 | 0 | 0 | 0 | 0 | 0 | 0 | 0 | 0 | 0 | 0 | 0 | 0 | 0 | 0 | 0 | 0 | 0 | 0 | 0 | 0 | 0 | 0 | 0 | 0 | 0 | 0 | 0 | 0 | 0 | 0 | 0 | 0 | 0 | 0 | 0 | 0 | 0 | 0 | 0 | 0 | 0 | 1 | 0 | 0 | 0 | 0 | 0 | 0 | 0 | 0 | 0 | 0 | 0 | 0 | 0 | 0 | 0 | 0 | 0 | 0 | 0 | 0 | 0 | 0 | 0 | 0 | 0 | 0 | 0 | 0 | 0 | 0 | 0 | 1 |  |  | 0 | 0 | 0 | 0 | 0 | 0 | 0 | 0 | 0 | 0 | 0 | 0 | 16 | 0 | 1 | 0 | 3.25 | 0 | 0 | 0 | 0 | 0 | 0 | 3 | 0 | 0 | 0 | 16 | 0 | 1 | 0 | 0 | 0 | 0 | 0 | 0 | 338.65 | 358.51 | 303.18 | Morganhill-Metcalf 115kV Line | Morganhill-Metcalf 115kV Line | Morganhill-Metcalf 115kV Line |  | 0 | 0 | 0 | 0 | 0 | 0 | 338.65 | 358.51 | 303.18 | Morganhill-Metcalf 115kV Line | Morganhill-Metcalf 115kV Line | Morganhill-Metcalf 115kV Line |  | 1 | 1 | NO | 1 | 1 | 1 | NO | 1
SDGE | Salt Creek | 69 | 0 | 0 | 0 | 0 | 0 | 0 | 0 | 0 | 0 | 0 | 0 | 0 | 0 | 0 | 0 | 0 | 0 | 0 | 0 | 0 | 0 | 0 | 0 | 0 | 0 | 0 | 0 | 1 | 1 | 1 | 1 | 0 | 1 | 0 | 0 | 1 | 1 | 0 | 0 | 0 | 0 | 0 | 0 | 0 | 0 | 0 | 0 | 0 | 0 | 0 | 0 | 0 | 0 | 0 | 0 | 0 | 0 | 0 | 0 | 0 | 0 | 0 | 0 | 0 | 0 | 0 | 0 | 0 | 0 | 0 | 0 | 0 | 0 | 0 | 0 | 0 | 0 | 0 | 0 | 0 | 0 | 0 | 0 | 0 | 0 | 0 | 0 | 0 | 0 | 0 | 0 | 0 | 0 | 0 | 0 | 0 | 0 |  |  | 0 | 0 | 0 | 0 | 0 | 0 | 0 | 0 | 0 | 0 | 0 | 0 | 0 | 0 | 0 | 0 | 0 | 0 | 0 | 0 | 0 | 0 | 0 | 0 | 0 | 0 | 0 | 0 | 0 | 0 | 0 | 0 | 0 | 0 | 0 | 0 | 159.09 | 195.045 | 299.0864 | Miguel 69 kV constraint | Miguel 69 kV constraint | Miguel 69 kV constraint |  | 0 | 0 | 0 | 0 | 0 | 0 | 159.09 | 195.045 | 299.0864 | Miguel 69 kV constraint | Miguel 69 kV constraint | Miguel 69 kV constraint |  | 1 | 1 | NO | 1 | 1 | 1 | NO | 1
SCE Eastern | San Bernardino | 230 | 0 | 0 | 0 | 0 | 0 | 0 | 0 | 0 | 0 | 0 | 0 | 0 | 0 | 0 | 0 | 0 | 0 | 0 | 0 | 1 | 0 | 1 | 0 | 0 | 0 | 0 | 0 | 0 | 0 | 0 | 0 | 0 | 0 | 0 | 0 | 0 | 0 | 0 | 0 | 0 | 0 | 0 | 0 | 0 | 0 | 0 | 0 | 0 | 0 | 0 | 0 | 0 | 0 | 0 | 0 | 0 | 0 | 0 | 0 | 0 | 0 | 0 | 0 | 0 | 0 | 0 | 0 | 0 | 0 | 0 | 0 | 0 | 0 | 0 | 0 | 0 | 0 | 0 | 0 | 0 | 0 | 0 | 0 | 0 | 0 | 0 | 0 | 0 | 0 | 0 | 0 | 0 | 0 | 0 | 0 | 0 | 0 |  |  | 0 | 0 | 0 | 0 | 0 | 0 | 0 | 0 | 0 | 0 | 0 | 0 | 0 | 0 | 0 | 0 | 5.25 | 0 | 0 | 0 | 0 | 0 | 0 | 0 | 0 | 0 | 0 | 0 | 0 | 1 | 0 | 0 | 0 | 0 | 0 | 0 | 1131.27 | 2714.375 | 8819.475 | Serrano-Alberhill-Valley Constraint | Etiwanda-Rancho Vista Constraint | Etiwanda-Rancho Vista Constraint |  | 0 | 0 | 0 | 0 | 0 | 0 | 1131.27 | 2714.375 | 8819.475 | Serrano-Alberhill-Valley Constraint | Etiwanda-Rancho Vista Constraint | Etiwanda-Rancho Vista Constraint |  | 1 | 1 | NO | 1 | 1 | 1 | NO | 1
PG&E GBA | SAN FRAN A (POTRERO PP) | 115 | 0 | 0 | 0 | 0 | 0 | 0 | 0 | 0 | 0 | 0 | 0 | 0 | 0 | 0 | 0 | 0 | 0 | 0 | 0 | 0 | 0 | 0 | 0 | 0 | 0 | 0 | 0 | 0 | 0 | 0 | 0 | 0 | 0 | 0 | 0 | 0 | 0 | 0 | 0 | 1 | 0 | 0 | 0 | 0 | 0 | 0 | 0 | 0 | 0 | 0 | 0 | 0 | 1 | 0 | 0 | 0 | 0 | 0 | 0 | 0 | 0 | 0 | 0 | 0 | 0 | 0 | 0 | 0 | 0 | 0 | 0 | 0 | 0 | 0 | 0 | 0 | 0 | 0 | 0 | 0 | 0 | 0 | 0 | 0 | 0 | 0 | 0 | 0 | 0 | 0 | 0 | 0 | 0 | 0 | 0 | 0 | 0 |  |  | 0 | 0 | 0 | 0 | 0 | 0 | 0 | 0 | 0 | 0 | 0 | 0 | 0 | 0 | 0 | 0 | 0 | 0 | 0 | 0 | 0 | 0 | 0 | 0 | 0 | 0 | 0 | 0 | 0 | 0 | 1 | 0 | 0 | 0 | 0 | 0 | -599.505 | 1292.236 | 5177.468 | Collinsville-Tesla 500 kV Line | Collinsville-Tesla 500 kV Line | Sobrante-Moraga 230 kV line |  | 0 | 0 | 0 | 0 | 0 | 0 | 2658.375 | 2817.535 | 5177.468 | Sobrante-Moraga 230 kV line | Sobrante-Moraga 230 kV line | Sobrante-Moraga 230 kV line |  | 5 | 1 | YES | 2 | 1 | 1 | NO | 1
PG&E GBA | SAN FRAN A (POTRERO PP) | 230 | 0 | 0 | 0 | 0 | 0 | 0 | 0 | 0 | 0 | 0 | 0 | 0 | 0 | 0 | 0 | 0 | 0 | 0 | 0 | 0 | 0 | 0 | 0 | 0 | 0 | 0 | 0 | 0 | 0 | 0 | 0 | 0 | 0 | 0 | 0 | 0 | 0 | 0 | 0 | 1 | 0 | 0 | 0 | 0 | 0 | 0 | 0 | 0 | 0 | 0 | 0 | 0 | 1 | 0 | 0 | 0 | 0 | 0 | 0 | 0 | 0 | 0 | 0 | 0 | 0 | 0 | 0 | 0 | 0 | 0 | 0 | 0 | 0 | 0 | 0 | 0 | 0 | 0 | 0 | 0 | 0 | 0 | 0 | 0 | 0 | 0 | 0 | 0 | 0 | 0 | 0 | 0 | 0 | 0 | 0 | 0 | 0 |  |  | 0 | 0 | 0 | 0 | 0 | 0 | 0 | 0 | 0 | 0 | 0 | 0 | 0 | 0 | 0 | 0 | 0 | 0 | 0 | 0 | 0 | 0 | 0 | 0 | 0 | 0 | 0 | 0 | 0 | 0 | 1 | 0 | 0 | 0 | 0 | 0 | -599.505 | 1292.236 | 5177.468 | Collinsville-Tesla 500 kV Line | Collinsville-Tesla 500 kV Line | Sobrante-Moraga 230 kV line |  | 0 | 0 | 0 | 0 | 0 | 0 | 2658.375 | 2817.535 | 5177.468 | Sobrante-Moraga 230 kV line | Sobrante-Moraga 230 kV line | Sobrante-Moraga 230 kV line |  | 5 | 1 | YES | 2 | 1 | 1 | NO | 1
PG&E GBA | San Jose A | 115 | 0 | 0 | 0 | 0 | 0 | 0 | 0 | 0 | 0 | 0 | 0 | 0 | 0 | 0 | 0 | 0 | 0 | 0 | 0 | 0 | 0 | 0 | 0 | 0 | 0 | 0 | 0 | 0 | 0 | 0 | 0 | 0 | 0 | 0 | 0 | 0 | 0 | 0 | 0 | 0 | 0 | 0 | 0 | 0 | 0 | 0 | 0 | 0 | 0 | 0 | 0 | 0 | 0 | 0 | 0 | 1 | 0 | 0 | 0 | 1 | 0 | 0 | 0 | 0 | 0 | 0 | 0 | 0 | 0 | 0 | 0 | 0 | 0 | 0 | 0 | 0 | 0 | 0 | 0 | 0 | 0 | 0 | 0 | 0 | 0 | 0 | 0 | 0 | 0 | 0 | 0 | 0 | 0 | 0 | 0 | 0 | 1 |  |  | 0 | 0 | 0 | 0 | 0 | 0 | 0 | 0 | 0 | 0 | 0 | 0 | 0 | 0 | 0 | 0 | 0 | 0 | 0 | 0 | 0 | 0 | 0 | 0 | 0 | 0 | 0 | 0 | 0 | 0 | 0 | 0 | 0 | 0 | 0 | 0 | 922.2935 | 1620.51 | 4744.827 | Tesla-Bellota 230 kV line | NEW-Metcalf-Mosslanding 500kV | Tesla-Bellota 230 kV line |  | 0 | 0 | 0 | 0 | 0 | 0 | 922.2935 | 1620.51 | 4744.827 | Tesla-Bellota 230 kV line | NEW-Metcalf-Mosslanding 500kV | Tesla-Bellota 230 kV line |  | 1 | 1 | NO | 1 | 1 | 1 | NO | 1
PG&E GBA | San Jose B | 115 | 0 | 0 | 0 | 0 | 0 | 0 | 0 | 0 | 0 | 0 | 0 | 0 | 0 | 0 | 0 | 0 | 0 | 0 | 0 | 0 | 0 | 0 | 0 | 0 | 0 | 0 | 0 | 0 | 0 | 0 | 0 | 0 | 0 | 0 | 0 | 0 | 0 | 0 | 0 | 0 | 0 | 0 | 0 | 0 | 0 | 0 | 0 | 0 | 0 | 0 | 0 | 0 | 0 | 0 | 0 | 1 | 0 | 0 | 0 | 1 | 0 | 0 | 0 | 0 | 0 | 0 | 0 | 0 | 0 | 0 | 0 | 0 | 0 | 0 | 0 | 0 | 0 | 0 | 0 | 0 | 0 | 0 | 0 | 0 | 0 | 0 | 0 | 0 | 0 | 0 | 0 | 0 | 0 | 0 | 0 | 0 | 0 |  |  | 0 | 0 | 0 | 0 | 0 | 0 | 0 | 0 | 0 | 0 | 0 | 0 | 0 | 0 | 0 | 0 | 0 | 0 | 0 | 0 | 0 | 0 | 0 | 0 | 0 | 0 | 0 | 0 | 0 | 0 | 0 | 0 | 0 | 0 | 0 | 0 | 922.2935 | 2018.1064 | 4744.827 | Tesla-Bellota 230 kV line | Tesla-Bellota 230 kV line | Tesla-Bellota 230 kV line |  | 0 | 0 | 0 | 0 | 0 | 0 | 922.2935 | 2018.1064 | 4744.827 | Tesla-Bellota 230 kV line | Tesla-Bellota 230 kV line | Tesla-Bellota 230 kV line |  | 1 | 1 | NO | 1 | 1 | 1 | NO | 1
PG&E GBA | San Leandro U | 115 | 0 | 0 | 0 | 0 | 0 | 0 | 0 | 0 | 0 | 0 | 0 | 0 | 0 | 0 | 0 | 0 | 0 | 0 | 0 | 0 | 0 | 0 | 0 | 0 | 0 | 0 | 0 | 0 | 0 | 0 | 0 | 0 | 0 | 0 | 0 | 0 | 0 | 0 | 0 | 1 | 0 | 0 | 0 | 0 | 0 | 0 | 0 | 0 | 0 | 0 | 0 | 0 | 1 | 0 | 0 | 1 | 0 | 0 | 0 | 0 | 0 | 0 | 0 | 0 | 0 | 0 | 0 | 0 | 0 | 0 | 0 | 0 | 0 | 0 | 0 | 0 | 0 | 0 | 0 | 0 | 0 | 0 | 0 | 0 | 0 | 0 | 0 | 0 | 0 | 0 | 0 | 0 | 0 | 0 | 0 | 0 | 0 |  |  | 0 | 0 | 0 | 0 | 0 | 0 | 0 | 0 | 0 | 0 | 0 | 0 | 0 | 0 | 0 | 0 | 0 | 0 | 0 | 0 | 0 | 0 | 0 | 0 | 0 | 0 | 0 | 0 | 0 | 0 | 1 | 0 | 0 | 0 | 0 | 0 | -599.505 | 1292.236 | 5177.468 | Collinsville-Tesla 500 kV Line | Collinsville-Tesla 500 kV Line | Sobrante-Moraga 230 kV line |  | 0 | 0 | 0 | 0 | 0 | 0 | 2347.2685 | 2817.535 | 5177.468 | Tesla-Tracy-Pump 230 kV line #2 | Sobrante-Moraga 230 kV line | Sobrante-Moraga 230 kV line |  | 5 | 1 | YES | 2 | 1 | 1 | NO | 1
PG&E KERN | San Luis Obispo | 115 | 0 | 0 | 0 | 0 | 0 | 0 | 0 | 0 | 0 | 0 | 0 | 0 | 0 | 0 | 0 | 0 | 0 | 0 | 0 | 0 | 0 | 0 | 0 | 0 | 0 | 0 | 0 | 0 | 0 | 0 | 0 | 0 | 0 | 0 | 0 | 0 | 0 | 0 | 0 | 0 | 0 | 0 | 0 | 0 | 0 | 0 | 0 | 0 | 0 | 0 | 0 | 0 | 0 | 0 | 0 | 0 | 0 | 0 | 0 | 0 | 0 | 0 | 0 | 0 | 0 | 0 | 0 | 1 | 1 | 0 | 0 | 0 | 0 | 0 | 0 | 0 | 0 | 0 | 0 | 1 | 0 | 0 | 0 | 0 | 0 | 1 | 0 | 0 | 0 | 0 | 0 | 0 | 0 | 0 | 0 | 1 | 0 |  |  | 0 | 0 | 0 | 0 | 0 | 0 | 0 | 0 | 0 | 0 | 0 | 0 | 0 | 0 | 0 | 0 | 0 | 0 | 0 | 0 | 0 | 0 | 0 | 0 | 0 | 0 | 0 | 0 | 0 | 0 | 0 | 0 | 0 | 0 | 0 | 0 | 343.215 | 253.0117 | 390.175 | Cal Flat-Gates 230 kV line | Cal Flat-Gates 230 kV line | Cal Flat-Gates 230 kV line |  | 0 | 0 | 0 | 0 | 0 | 0 | 343.215 | 253.0117 | 390.175 | Cal Flat-Gates 230 kV line | Cal Flat-Gates 230 kV line | Cal Flat-Gates 230 kV line |  | 1 | 1 | NO | 1 | 1 | 1 | NO | 1
PG&E KERN | San Luis Obispo | 70 | 0 | 0 | 0 | 0 | 0 | 0 | 0 | 0 | 0 | 0 | 0 | 0 | 0 | 0 | 0 | 0 | 0 | 0 | 0 | 0 | 0 | 0 | 0 | 0 | 0 | 0 | 0 | 0 | 0 | 0 | 0 | 0 | 0 | 0 | 0 | 0 | 0 | 0 | 0 | 0 | 0 | 0 | 0 | 0 | 0 | 0 | 0 | 0 | 0 | 0 | 0 | 0 | 0 | 0 | 0 | 0 | 0 | 0 | 0 | 0 | 0 | 0 | 0 | 0 | 0 | 0 | 0 | 1 | 1 | 0 | 0 | 0 | 0 | 0 | 0 | 0 | 0 | 0 | 0 | 1 | 0 | 0 | 0 | 0 | 0 | 1 | 0 | 0 | 0 | 0 | 0 | 0 | 0 | 0 | 0 | 1 | 0 |  |  | 0 | 0 | 0 | 0 | 0 | 0 | 0 | 0 | 0 | 0 | 0 | 0 | 0 | 0 | 0 | 0 | 11 | 0 | 0 | 0 | 0 | 0 | 0 | 0 | 0 | 0 | 0 | 0 | 0 | 1 | 0 | 0 | 0 | 0 | 0 | 0 | 343.215 | 253.0117 | 390.175 | Cal Flat-Gates 230 kV line | Cal Flat-Gates 230 kV line | Cal Flat-Gates 230 kV line |  | 0 | 0 | 0 | 0 | 0 | 0 | 343.215 | 253.0117 | 390.175 | Cal Flat-Gates 230 kV line | Cal Flat-Gates 230 kV line | Cal Flat-Gates 230 kV line |  | 1 | 1 | NO | 1 | 1 | 1 | NO | 1
SDGE | San Luis Rey | 230 | 0 | 0 | 0 | 0 | 0 | 0 | 0 | 0 | 0 | 0 | 0 | 0 | 0 | 0 | 0 | 0 | 0 | 0 | 0 | 0 | 0 | 0 | 0 | 0 | 0 | 0 | 0 | 0 | 0 | 0 | 0 | 0 | 1 | 0 | 0 | 0 | 0 | 0 | 0 | 0 | 0 | 0 | 0 | 0 | 0 | 0 | 0 | 0 | 0 | 0 | 0 | 0 | 0 | 0 | 0 | 0 | 0 | 0 | 0 | 0 | 0 | 0 | 0 | 0 | 0 | 0 | 0 | 0 | 0 | 0 | 0 | 0 | 0 | 0 | 0 | 0 | 0 | 0 | 0 | 0 | 0 | 0 | 0 | 0 | 0 | 0 | 0 | 0 | 0 | 0 | 0 | 0 | 0 | 0 | 0 | 0 | 0 |  |  | 0 | 0 | 0 | 0 | 0 | 0 | 0 | 0 | 0 | 0 | 0 | 0 | 0 | 0 | 0 | 0 | 0 | 0 | 0 | 0 | 0 | 0 | 0 | 0 | 0 | 0 | 0 | 0 | 0 | 0 | 0 | 0 | 0 | 0 | 0 | 0 | 826.21 | 2219.805 | 8461.0494 | San Luis Rey-San Onofre 230 kV line constraint | San Luis Rey-San Onofre 230 kV line constraint | San Luis Rey-San Onofre 230 kV line constraint |  | 0 | 0 | 0 | 0 | 0 | 0 | 826.21 | 2219.805 | 8461.0494 | San Luis Rey-San Onofre 230 kV line constraint | San Luis Rey-San Onofre 230 kV line constraint | San Luis Rey-San Onofre 230 kV line constraint |  | 1 | 1 | NO | 1 | 1 | 1 | NO | 1
SDGE | San Luis Rey | 69 | 0 | 0 | 0 | 0 | 0 | 0 | 0 | 0 | 0 | 0 | 0 | 0 | 0 | 0 | 0 | 0 | 0 | 0 | 0 | 0 | 0 | 0 | 0 | 0 | 0 | 1 | 0 | 0 | 0 | 0 | 0 | 0 | 1 | 0 | 0 | 0 | 0 | 1 | 0 | 0 | 0 | 0 | 0 | 0 | 0 | 0 | 0 | 0 | 0 | 0 | 0 | 0 | 0 | 0 | 0 | 0 | 0 | 0 | 0 | 0 | 0 | 0 | 0 | 0 | 0 | 0 | 0 | 0 | 0 | 0 | 0 | 0 | 0 | 0 | 0 | 0 | 0 | 0 | 0 | 0 | 0 | 0 | 0 | 0 | 0 | 0 | 0 | 0 | 0 | 0 | 0 | 0 | 0 | 0 | 0 | 0 | 0 |  |  | 0 | 0 | 0 | 0 | 0 | 0 | 0 | 0 | 0 | 0 | 0 | 0 | 0 | 0 | 0 | 0 | 0 | 0 | 0 | 0 | 0 | 0 | 0 | 0 | 0 | 0 | 0 | 0 | 0 | 0 | 0 | 0 | 0 | 0 | 0 | 0 | 597.87 | 869.535 | 1337.03 | Capistrano-San Onofre 230 kV constraint | Talega 230 kV constraint | Talega 230 kV constraint |  | 0 | 0 | 0 | 0 | 0 | 0 | 597.87 | 869.535 | 1337.03 | Capistrano-San Onofre 230 kV constraint | Talega 230 kV constraint | Talega 230 kV constraint |  | 1 | 1 | NO | 1 | 1 | 1 | NO | 1
SDGE | San Marcos | 69 | 0 | 0 | 0 | 0 | 0 | 0 | 0 | 0 | 0 | 0 | 0 | 0 | 0 | 0 | 0 | 0 | 0 | 0 | 0 | 0 | 0 | 0 | 0 | 0 | 0 | 1 | 0 | 0 | 0 | 0 | 1 | 0 | 1 | 1 | 0 | 0 | 0 | 1 | 0 | 0 | 0 | 0 | 0 | 0 | 0 | 0 | 0 | 0 | 0 | 0 | 0 | 0 | 0 | 0 | 0 | 0 | 0 | 0 | 0 | 0 | 0 | 0 | 0 | 0 | 0 | 0 | 0 | 0 | 0 | 0 | 0 | 0 | 0 | 0 | 0 | 0 | 0 | 0 | 0 | 0 | 0 | 0 | 0 | 0 | 0 | 0 | 0 | 0 | 0 | 0 | 0 | 0 | 0 | 0 | 0 | 0 | 0 |  |  | 0 | 0 | 0 | 0 | 0 | 0 | 0 | 0 | 0 | 0 | 0 | 0 | 0 | 0 | 0 | 0 | 0 | 0 | 0 | 0 | 0 | 0 | 0 | 0 | 0 | 0 | 0 | 0 | 0 | 0 | 0 | 0 | 0 | 0 | 0 | 0 | 94.4 | 149.2 | 313.6 | Ocean Ranch 69 kV constraint | Ocean Ranch 69 kV constraint | Ocean Ranch 69 kV constraint |  | 0 | 0 | 0 | 0 | 0 | 0 | 94.4 | 149.2 | 313.6 | Ocean Ranch 69 kV constraint | Ocean Ranch 69 kV constraint | Ocean Ranch 69 kV constraint |  | 1 | 1 | NO | 1 | 1 | 1 | NO | 1
SCE Metro | San Onofre | 230 | 0 | 0 | 0 | 0 | 0 | 0 | 0 | 0 | 0 | 1 | 0 | 0 | 0 | 0 | 0 | 0 | 0 | 0 | 0 | 0 | 0 | 0 | 0 | 0 | 0 | 0 | 0 | 0 | 0 | 0 | 0 | 0 | 0 | 0 | 0 | 0 | 0 | 0 | 0 | 0 | 0 | 0 | 0 | 0 | 0 | 0 | 0 | 0 | 0 | 0 | 0 | 0 | 0 | 0 | 0 | 0 | 0 | 0 | 0 | 0 | 0 | 0 | 0 | 0 | 0 | 0 | 0 | 0 | 0 | 0 | 0 | 0 | 0 | 0 | 0 | 0 | 0 | 0 | 0 | 0 | 0 | 0 | 0 | 0 | 0 | 0 | 0 | 0 | 0 | 0 | 0 | 0 | 0 | 0 | 0 | 0 | 0 |  |  | 0 | 0 | 0 | 0 | 0 | 0 | 0 | 0 | 0 | 0 | 0 | 0 | 0 | 0 | 0 | 0 | 0 | 0 | 0 | 0 | 0 | 0 | 0 | 0 | 0 | 0 | 0 | 0 | 0 | 0 | 0 | 0 | 0 | 0 | 0 | 0 | 9984.6 | 11497.7 | 13807.5055 | SCE Metro Area Default Constraint | SCE Metro Area Default Constraint | SCE Metro Area Default Constraint |  | 0 | 0 | 0 | 0 | 0 | 0 | 9984.6 | 11497.7 | 13807.5055 | SCE Metro Area Default Constraint | SCE Metro Area Default Constraint | SCE Metro Area Default Constraint |  | 1 | 1 | NO | 1 | 1 | 1 | NO | 1
PG&E GBA | San Pablo | 115 | 0 | 0 | 0 | 0 | 0 | 0 | 0 | 0 | 0 | 0 | 0 | 0 | 0 | 0 | 0 | 0 | 0 | 0 | 0 | 0 | 0 | 0 | 0 | 0 | 0 | 0 | 0 | 0 | 0 | 0 | 0 | 0 | 0 | 0 | 0 | 0 | 0 | 0 | 0 | 1 | 0 | 0 | 0 | 0 | 0 | 0 | 0 | 0 | 0 | 1 | 0 | 0 | 1 | 1 | 1 | 1 | 0 | 0 | 1 | 1 | 0 | 1 | 0 | 0 | 0 | 1 | 0 | 0 | 0 | 0 | 0 | 0 | 0 | 0 | 0 | 0 | 0 | 0 | 0 | 0 | 0 | 0 | 0 | 0 | 0 | 0 | 0 | 0 | 0 | 0 | 0 | 0 | 0 | 0 | 0 | 0 | 0 |  |  | 0 | 0 | 0 | 0 | 0 | 0 | 0 | 0 | 0 | 0 | 0 | 0 | 0 | 0 | 0 | 0 | 0 | 0 | 0 | 0 | 0 | 0 | 0 | 0 | 0 | 0 | 0 | 0 | 0 | 0 | 2 | 0 | 1 | 0 | 0 | 0 | -861.825 | -176.859 | 1214.56 | Windmaster-Delta pumps 230 kV line | Windmaster-Delta pumps 230 kV line | Grant - Eastshore #2 line 115 kV |  | 0 | 0 | 0 | 0 | 0 | 0 | 387.075 | 743.023 | 1214.56 | Contra Costa- Windmaster 230 kV line | Contra Costa- Windmaster 230 kV line | Grant - Eastshore #2 line 115 kV |  | 5 | 1 | YES | 2 | 1 | 1 | NO | 1
PG&E GBA | San Ramon | 230 | 0 | 0 | 0 | 0 | 0 | 0 | 0 | 0 | 0 | 0 | 0 | 0 | 0 | 0 | 0 | 0 | 0 | 0 | 0 | 0 | 0 | 0 | 0 | 0 | 0 | 0 | 0 | 0 | 0 | 0 | 0 | 0 | 0 | 0 | 0 | 0 | 0 | 0 | 0 | 1 | 0 | 0 | 0 | 0 | 0 | 0 | 0 | 0 | 0 | 0 | 0 | 0 | 0 | 0 | 0 | 1 | 0 | 0 | 0 | 0 | 0 | 0 | 0 | 0 | 0 | 0 | 0 | 0 | 0 | 0 | 0 | 0 | 0 | 0 | 0 | 0 | 0 | 0 | 0 | 0 | 0 | 0 | 0 | 0 | 0 | 0 | 0 | 0 | 0 | 0 | 0 | 0 | 0 | 0 | 0 | 0 | 0 |  |  | 0 | 0 | 0 | 0 | 0 | 0 | 0 | 0 | 0 | 0 | 0 | 0 | 0 | 0 | 0 | 0 | 0 | 0 | 0 | 0 | 0 | 0 | 0 | 0 | 0 | 0 | 0 | 0 | 0 | 0 | 1 | 0 | 0 | 0 | 0 | 0 | -599.505 | 1292.236 | 5239.7208 | Collinsville-Tesla 500 kV Line | Collinsville-Tesla 500 kV Line | Collinsville-Tesla 500 kV Line |  | 0 | 0 | 0 | 0 | 0 | 0 | 2347.2685 | 3418.2344 | 5239.7208 | Tesla-Tracy-Pump 230 kV line #2 | Tesla-Tracy-Pump 230 kV line #2 | Collinsville-Tesla 500 kV Line |  | 5 | 1 | YES | 2 | 1 | 1 | NO | 1
SDGE | San Ysidro | 69 | 0 | 0 | 0 | 0 | 0 | 0 | 0 | 0 | 0 | 0 | 0 | 0 | 0 | 0 | 0 | 0 | 0 | 0 | 0 | 0 | 0 | 0 | 0 | 0 | 0 | 0 | 0 | 0 | 0 | 1 | 1 | 0 | 1 | 0 | 0 | 1 | 1 | 0 | 0 | 0 | 0 | 0 | 0 | 0 | 0 | 0 | 0 | 0 | 0 | 0 | 0 | 0 | 0 | 0 | 0 | 0 | 0 | 0 | 0 | 0 | 0 | 0 | 0 | 0 | 0 | 0 | 0 | 0 | 0 | 0 | 0 | 0 | 0 | 0 | 0 | 0 | 0 | 0 | 0 | 0 | 0 | 0 | 0 | 0 | 0 | 0 | 0 | 0 | 0 | 0 | 0 | 0 | 0 | 0 | 0 | 0 | 0 |  |  | 0 | 0 | 0 | 0 | 0 | 0 | 0 | 0 | 0 | 0 | 0 | 0 | 0 | 0 | 0 | 0 | 0 | 0 | 0 | 0 | 0 | 0 | 0 | 0 | 0 | 0 | 0 | 0 | 0 | 0 | 0 | 0 | 0 | 0 | 0 | 0 | 159.09 | 195.045 | 299.0864 | Miguel 69 kV constraint | Miguel 69 kV constraint | Miguel 69 kV constraint |  | 0 | 0 | 0 | 0 | 0 | 0 | 159.09 | 195.045 | 299.0864 | Miguel 69 kV constraint | Miguel 69 kV constraint | Miguel 69 kV constraint |  | 1 | 1 | NO | 1 | 1 | 1 | NO | 1
SCE NOL | Sandlot | 230 | 0 | 0 | 0 | 0 | 0 | 0 | 0 | 0 | 0 | 0 | 0 | 1 | 1 | 1 | 0 | 0 | 0 | 0 | 0 | 0 | 0 | 0 | 0 | 0 | 0 | 0 | 0 | 0 | 0 | 0 | 0 | 0 | 0 | 0 | 0 | 0 | 0 | 0 | 0 | 0 | 0 | 0 | 0 | 0 | 0 | 0 | 0 | 0 | 0 | 0 | 0 | 0 | 0 | 0 | 0 | 0 | 0 | 0 | 0 | 0 | 0 | 0 | 0 | 0 | 0 | 0 | 0 | 0 | 0 | 0 | 0 | 0 | 0 | 0 | 0 | 0 | 0 | 0 | 0 | 0 | 0 | 0 | 0 | 0 | 0 | 0 | 0 | 0 | 0 | 0 | 0 | 0 | 0 | 0 | 0 | 0 | 0 |  |  | 0 | 0 | 0 | 0 | 0 | 0 | 0 | 0 | 0 | 0 | 0 | 0 | 0 | 0 | 0 | 0 | 0 | 0 | 0 | 0 | 0 | 0 | 0 | 0 | 0 | 0 | 0 | 0 | 0 | 0 | 0 | 2 | 0 | 2 | 0 | 0 | -96.42 | -45.65 | 1021.4838 | South of Kramer Area Constraint | South of Kramer Area Constraint | South of Kramer Area Constraint |  | 0 | 2 | 0 | 2 | 0 | 0 | -96.42 | -45.65 | 1021.4838 | South of Kramer Area Constraint | South of Kramer Area Constraint | South of Kramer Area Constraint |  | 3 | 3 | NO | 3 | 1 | 1 | NO | 1
EOP | Sandy | 138 | 0 | 0 | 0 | 0 | 0 | 0 | 0 | 0 | 0 | 0 | 0 | 0 | 0 | 0 | 0 | 0 | 0 | 0 | 0 | 0 | 0 | 0 | 1 | 1 | 1 | 0 | 0 | 0 | 0 | 0 | 0 | 0 | 0 | 0 | 0 | 0 | 0 | 0 | 0 | 0 | 0 | 0 | 0 | 0 | 0 | 0 | 0 | 0 | 0 | 0 | 0 | 0 | 0 | 0 | 0 | 0 | 0 | 0 | 0 | 0 | 0 | 0 | 0 | 0 | 0 | 0 | 0 | 0 | 0 | 0 | 0 | 0 | 0 | 0 | 0 | 0 | 0 | 0 | 0 | 0 | 0 | 0 | 0 | 0 | 0 | 0 | 0 | 0 | 0 | 0 | 0 | 0 | 0 | 0 | 0 | 0 | 0 |  |  | 0 | 0 | 0 | 0 | 0 | 0 | 0 | 0 | 0 | 0 | 0 | 0 | 0 | 0 | 0 | 0 | 0 | 0 | 0 | 0 | 0 | 0 | 0 | 0 | 0 | 0 | 0 | 0 | 0 | 0 | 1 | 0 | 0 | 0 | 0 | 0 | -236.375 | 1704.39 | 2601.53 | Lugo - Victorville area constraint | Sloan Canyon - Eldorado 500 kV constraint | GLW 230kV area constraint |  | 1 | 0 | 0 | 0 | 0 | 0 | -236.375 | 1704.39 | 2601.53 | Lugo - Victorville area constraint | Sloan Canyon - Eldorado 500 kV constraint | GLW 230kV area constraint |  | 5 | 5 | NO | 5 | 1 | 1 | NO | 1
PG&E FRESNO | Sanger | 115 | 0 | 0 | 0 | 0 | 0 | 0 | 0 | 0 | 0 | 0 | 0 | 0 | 0 | 0 | 0 | 0 | 0 | 0 | 0 | 0 | 0 | 0 | 0 | 0 | 0 | 0 | 0 | 0 | 0 | 0 | 0 | 0 | 0 | 0 | 0 | 0 | 0 | 0 | 0 | 0 | 0 | 0 | 0 | 0 | 0 | 1 | 0 | 0 | 0 | 0 | 0 | 0 | 0 | 0 | 0 | 0 | 0 | 0 | 0 | 0 | 0 | 0 | 0 | 0 | 0 | 0 | 0 | 0 | 0 | 0 | 0 | 0 | 0 | 0 | 0 | 0 | 0 | 0 | 1 | 1 | 0 | 1 | 0 | 1 | 1 | 1 | 0 | 0 | 0 | 1 | 0 | 0 | 0 | 0 | 1 | 0 | 0 |  |  | 0 | 0 | 0 | 0 | 0 | 0 | 0 | 0 | 0 | 0 | 0 | 0 | 0 | 0 | 0 | 0 | 1.5 | 0 | 0 | 0 | 0 | 0 | 0 | 0 | 0 | 0 | 0 | 0 | 0 | 1 | 3 | 0 | 2 | 0 | 1 | 0 | -935.05 | -534.25 | -39.4574 | Borden-Storey #1 230kV line | Borden-Storey #1 230kV line | Chowchilla-Le grand 115kV Line |  | 0 | 0 | 0 | 0 | 0 | 0 | 167.2185 | 530.75 | 506.5426 | Bellota-Weber 230kV line | NEW- Melones-Cottle 230kV line | Chowchilla-Le grand 115kV Line |  | 5 | 1 | YES | 2 | 5 | 1 | YES | 2
SCE Northern | Santa Clara | 230 | 0 | 0 | 1 | 0 | 1 | 0 | 0 | 0 | 0 | 0 | 0 | 0 | 0 | 0 | 0 | 0 | 0 | 0 | 0 | 0 | 0 | 0 | 0 | 0 | 1 | 0 | 0 | 0 | 0 | 0 | 0 | 0 | 0 | 0 | 0 | 0 | 0 | 0 | 0 | 0 | 0 | 0 | 0 | 0 | 0 | 0 | 0 | 0 | 0 | 0 | 0 | 0 | 0 | 0 | 0 | 0 | 0 | 0 | 0 | 0 | 0 | 0 | 0 | 0 | 0 | 0 | 0 | 0 | 0 | 0 | 0 | 0 | 0 | 0 | 0 | 0 | 0 | 0 | 0 | 0 | 0 | 0 | 0 | 0 | 0 | 0 | 0 | 0 | 0 | 0 | 0 | 0 | 0 | 0 | 0 | 0 | 0 |  |  | 0 | 0 | 0 | 0 | 0 | 0 | 0 | 0 | 0 | 0 | 0 | 15 | 0 | 0 | 1 | 0 | 0 | 0 | 0 | 0 | 0 | 0 | 0 | 0 | 0 | 0 | 15 | 0 | 0 | 1 | 1 | 0 | 0 | 0 | 0 | 0 | -236.375 | 721.5 | 3106 | Lugo - Victorville area constraint | Moorpark-Pardee Constraint | Moorpark-Pardee Constraint |  | 1 | 0 | 0 | 0 | 0 | 0 | -236.375 | 721.5 | 3106 | Lugo - Victorville area constraint | Moorpark-Pardee Constraint | Moorpark-Pardee Constraint |  | 5 | 5 | NO | 5 | 1 | 1 | NO | 1
PG&E NGBA | Santa Rosa A | 115 | 0 | 0 | 0 | 0 | 0 | 0 | 0 | 0 | 0 | 0 | 0 | 0 | 0 | 0 | 0 | 0 | 0 | 0 | 0 | 0 | 0 | 0 | 0 | 0 | 0 | 0 | 0 | 0 | 0 | 0 | 0 | 0 | 0 | 0 | 0 | 0 | 0 | 0 | 0 | 1 | 0 | 0 | 0 | 0 | 0 | 0 | 0 | 0 | 0 | 0 | 0 | 0 | 1 | 0 | 0 | 0 | 0 | 0 | 0 | 0 | 0 | 0 | 0 | 0 | 0 | 0 | 1 | 0 | 0 | 0 | 0 | 0 | 0 | 0 | 0 | 0 | 0 | 0 | 0 | 0 | 0 | 0 | 0 | 0 | 0 | 0 | 0 | 0 | 0 | 0 | 0 | 0 | 0 | 0 | 0 | 0 | 0 |  |  | 0 | 0 | 0 | 0 | 0 | 0 | 0 | 0 | 0 | 0 | 0 | 0 | 0 | 0 | 0 | 0 | 0 | 0 | 0 | 0 | 0 | 0 | 0 | 0 | 0 | 0 | 0 | 0 | 0 | 0 | 2 | 0 | 0 | 0 | 0 | 0 | -599.505 | 125.773 | 944.182 | Collinsville-Tesla 500 kV Line | Birds Landing-Contra Costa 230kV Line | Birds Landing-Contra Costa 230kV Line |  | 1 | 0 | 0 | 0 | 0 | 0 | -199.275 | 125.773 | 944.182 | Birds Landing-Contra Costa 230kV Line | Birds Landing-Contra Costa 230kV Line | Birds Landing-Contra Costa 230kV Line |  | 5 | 5 | NO | 5 | 1 | 1 | NO | 1
PG&E GBA | Santa Teresa | 115 | 0 | 0 | 0 | 0 | 0 | 0 | 0 | 0 | 0 | 0 | 0 | 0 | 0 | 0 | 0 | 0 | 0 | 0 | 0 | 0 | 0 | 0 | 0 | 0 | 0 | 0 | 0 | 0 | 0 | 0 | 0 | 0 | 0 | 0 | 0 | 0 | 0 | 0 | 0 | 0 | 0 | 0 | 0 | 0 | 0 | 0 | 0 | 0 | 0 | 0 | 0 | 0 | 0 | 0 | 0 | 1 | 0 | 0 | 0 | 1 | 0 | 0 | 0 | 0 | 0 | 0 | 0 | 0 | 0 | 0 | 0 | 0 | 0 | 0 | 0 | 0 | 0 | 0 | 0 | 0 | 0 | 0 | 0 | 0 | 0 | 0 | 0 | 0 | 0 | 0 | 0 | 0 | 0 | 0 | 0 | 0 | 1 |  |  | 0 | 0 | 0 | 0 | 0 | 0 | 0 | 0 | 0 | 0 | 0 | 0 | 0 | 0 | 0 | 0 | 0 | 0 | 0 | 0 | 0 | 0 | 0 | 0 | 0 | 0 | 0 | 0 | 0 | 0 | 0 | 0 | 0 | 0 | 0 | 0 | 922.2935 | 1620.51 | 4744.827 | Tesla-Bellota 230 kV line | NEW-Metcalf-Mosslanding 500kV | Tesla-Bellota 230 kV line |  | 0 | 0 | 0 | 0 | 0 | 0 | 922.2935 | 1620.51 | 4744.827 | Tesla-Bellota 230 kV line | NEW-Metcalf-Mosslanding 500kV | Tesla-Bellota 230 kV line |  | 1 | 1 | NO | 1 | 1 | 1 | NO | 1
SDGE | Santee | 138 | 0 | 0 | 0 | 0 | 0 | 0 | 0 | 0 | 0 | 0 | 0 | 0 | 0 | 0 | 0 | 0 | 0 | 0 | 0 | 0 | 0 | 0 | 0 | 0 | 0 | 0 | 1 | 0 | 1 | 0 | 1 | 0 | 1 | 0 | 0 | 0 | 0 | 0 | 0 | 0 | 0 | 0 | 0 | 0 | 0 | 0 | 0 | 0 | 0 | 0 | 0 | 0 | 0 | 0 | 0 | 0 | 0 | 0 | 0 | 0 | 0 | 0 | 0 | 0 | 0 | 0 | 0 | 0 | 0 | 0 | 0 | 0 | 0 | 0 | 0 | 0 | 0 | 0 | 0 | 0 | 0 | 0 | 0 | 0 | 0 | 0 | 0 | 0 | 0 | 0 | 0 | 0 | 0 | 0 | 0 | 0 | 0 |  |  | 0 | 0 | 0 | 0 | 0 | 0 | 0 | 0 | 0 | 0 | 0 | 0 | 0 | 0 | 0 | 0 | 0 | 0 | 0 | 0 | 0 | 0 | 0 | 0 | 0 | 0 | 10 | 0 | 0 | 1 | 1 | 0 | 0 | 0 | 0 | 0 | -86 | 69 | 534 | Chicarita 138 kV constraint | Chicarita 138 kV constraint | Chicarita 138 kV constraint |  | 1 | 0 | 0 | 0 | 0 | 0 | -86 | 69 | 534 | Chicarita 138 kV constraint | Chicarita 138 kV constraint | Chicarita 138 kV constraint |  | 5 | 5 | NO | 5 | 1 | 1 | NO | 1
SCE Metro | Santiago | 230 | 0 | 0 | 0 | 0 | 0 | 0 | 0 | 0 | 0 | 1 | 0 | 0 | 0 | 0 | 0 | 0 | 0 | 0 | 0 | 0 | 0 | 0 | 0 | 0 | 0 | 0 | 0 | 0 | 0 | 0 | 0 | 0 | 0 | 0 | 0 | 0 | 0 | 0 | 0 | 0 | 0 | 0 | 0 | 0 | 0 | 0 | 0 | 0 | 0 | 0 | 0 | 0 | 0 | 0 | 0 | 0 | 0 | 0 | 0 | 0 | 0 | 0 | 0 | 0 | 0 | 0 | 0 | 0 | 0 | 0 | 0 | 0 | 0 | 0 | 0 | 0 | 0 | 0 | 0 | 0 | 0 | 0 | 0 | 0 | 0 | 0 | 0 | 0 | 0 | 0 | 0 | 0 | 0 | 0 | 0 | 0 | 0 |  |  | 0 | 0 | 0 | 0 | 0 | 0 | 0 | 0 | 0 | 0 | 0 | 0 | 0 | 0 | 0 | 0 | 0 | 0 | 0 | 0 | 0 | 0 | 0 | 0 | 0 | 0 | 0 | 0 | 0 | 0 | 0 | 0 | 0 | 0 | 0 | 0 | 9984.6 | 11497.7 | 13807.5055 | SCE Metro Area Default Constraint | SCE Metro Area Default Constraint | SCE Metro Area Default Constraint |  | 0 | 0 | 0 | 0 | 0 | 0 | 9984.6 | 11497.7 | 13807.5055 | SCE Metro Area Default Constraint | SCE Metro Area Default Constraint | SCE Metro Area Default Constraint |  | 1 | 1 | NO | 1 | 1 | 1 | NO | 1
PG&E GBA | Saratoga | 230 | 0 | 0 | 0 | 0 | 0 | 0 | 0 | 0 | 0 | 0 | 0 | 0 | 0 | 0 | 0 | 0 | 0 | 0 | 0 | 0 | 0 | 0 | 0 | 0 | 0 | 0 | 0 | 0 | 0 | 0 | 0 | 0 | 0 | 0 | 0 | 0 | 0 | 0 | 0 | 0 | 0 | 0 | 0 | 0 | 0 | 0 | 0 | 0 | 0 | 0 | 0 | 0 | 1 | 0 | 0 | 1 | 0 | 0 | 0 | 1 | 0 | 0 | 0 | 0 | 0 | 0 | 0 | 0 | 0 | 0 | 0 | 0 | 0 | 0 | 0 | 0 | 0 | 0 | 0 | 0 | 0 | 0 | 0 | 0 | 0 | 0 | 0 | 0 | 0 | 0 | 0 | 0 | 0 | 0 | 0 | 0 | 0 |  |  | 0 | 0 | 0 | 0 | 0 | 0 | 0 | 0 | 0 | 0 | 0 | 0 | 0 | 0 | 0 | 0 | 0 | 0 | 0 | 0 | 0 | 0 | 0 | 0 | 0 | 0 | 0 | 0 | 0 | 0 | 0 | 0 | 0 | 0 | 0 | 0 | 922.2935 | 2018.1064 | 4744.827 | Tesla-Bellota 230 kV line | Tesla-Bellota 230 kV line | Tesla-Bellota 230 kV line |  | 0 | 0 | 0 | 0 | 0 | 0 | 922.2935 | 2018.1064 | 4744.827 | Tesla-Bellota 230 kV line | Tesla-Bellota 230 kV line | Tesla-Bellota 230 kV line |  | 1 | 1 | NO | 1 | 1 | 1 | NO | 1
SCE Northern | Saugus | 230 | 0 | 0 | 0 | 0 | 0 | 0 | 0 | 0 | 0 | 0 | 0 | 0 | 0 | 0 | 0 | 0 | 0 | 0 | 0 | 0 | 0 | 0 | 0 | 0 | 1 | 0 | 0 | 0 | 0 | 0 | 0 | 0 | 0 | 0 | 0 | 0 | 0 | 0 | 0 | 0 | 0 | 0 | 0 | 0 | 0 | 0 | 0 | 0 | 0 | 0 | 0 | 0 | 0 | 0 | 0 | 0 | 0 | 0 | 0 | 0 | 0 | 0 | 0 | 0 | 0 | 0 | 0 | 0 | 0 | 0 | 0 | 0 | 0 | 0 | 0 | 0 | 0 | 0 | 0 | 0 | 0 | 0 | 0 | 0 | 0 | 0 | 0 | 0 | 0 | 0 | 0 | 0 | 0 | 0 | 0 | 0 | 0 |  |  | 0 | 0 | 0 | 0 | 0 | 0 | 0 | 0 | 0 | 0 | 0 | 0 | 0 | 0 | 0 | 0 | 0 | 0 | 0 | 0 | 0 | 0 | 0 | 0 | 0 | 0 | 0 | 0 | 0 | 0 | 1 | 0 | 0 | 0 | 0 | 0 | -236.375 | 3658.51 | 6589.955 | Lugo - Victorville area constraint | Lugo - Victorville area constraint | Lugo - Victorville area constraint |  | 1 | 0 | 0 | 0 | 0 | 0 | -236.375 | 3658.51 | 6589.955 | Lugo - Victorville area constraint | Lugo - Victorville area constraint | Lugo - Victorville area constraint |  | 5 | 5 | NO | 5 | 1 | 1 | NO | 1
PG&E FRESNO | Schindler | 115 | 0 | 0 | 0 | 0 | 0 | 0 | 0 | 0 | 0 | 0 | 0 | 0 | 0 | 0 | 0 | 0 | 0 | 0 | 0 | 0 | 0 | 0 | 0 | 0 | 0 | 0 | 0 | 0 | 0 | 0 | 0 | 0 | 0 | 0 | 0 | 0 | 0 | 0 | 0 | 0 | 0 | 0 | 0 | 0 | 0 | 0 | 0 | 0 | 0 | 0 | 0 | 0 | 0 | 0 | 0 | 0 | 0 | 0 | 0 | 0 | 0 | 0 | 0 | 0 | 0 | 0 | 0 | 0 | 0 | 0 | 0 | 0 | 0 | 0 | 0 | 0 | 0 | 0 | 0 | 1 | 0 | 0 | 0 | 0 | 0 | 0 | 0 | 1 | 0 | 0 | 0 | 0 | 0 | 0 | 0 | 0 | 0 |  |  | 0 | 0 | 0 | 0 | 0 | 0 | 0 | 0 | 0 | 0 | 0 | 0 | 0 | 0 | 0 | 0 | 0 | 0 | 0 | 0 | 0 | 0 | 0 | 0 | 0 | 0 | 0 | 0 | 0 | 0 | 0 | 0 | 0 | 0 | 0 | 0 | 1589.85 | 1724.05 | 980.1041 | Panoche- Mendota 115 kV line | Panoche- Mendota 115 kV line | Panoche- Mendota 115 kV line |  | 0 | 0 | 0 | 0 | 0 | 0 | 1589.85 | 1724.05 | 980.1041 | Panoche- Mendota 115 kV line | Panoche- Mendota 115 kV line | Panoche- Mendota 115 kV line |  | 1 | 1 | NO | 1 | 1 | 1 | NO | 1
PG&E FRESNO | Schindler | 70 | 0 | 0 | 0 | 0 | 0 | 0 | 0 | 0 | 0 | 0 | 0 | 0 | 0 | 0 | 0 | 0 | 0 | 0 | 0 | 0 | 0 | 0 | 0 | 0 | 0 | 0 | 0 | 0 | 0 | 0 | 0 | 0 | 0 | 0 | 0 | 0 | 0 | 0 | 0 | 0 | 0 | 0 | 0 | 0 | 0 | 0 | 0 | 0 | 0 | 0 | 0 | 0 | 0 | 0 | 0 | 0 | 0 | 0 | 0 | 0 | 0 | 0 | 0 | 0 | 0 | 0 | 0 | 0 | 0 | 0 | 0 | 0 | 0 | 0 | 0 | 0 | 0 | 0 | 1 | 0 | 1 | 1 | 1 | 0 | 0 | 1 | 0 | 1 | 0 | 0 | 0 | 0 | 0 | 0 | 0 | 0 | 0 |  |  | 0 | 0 | 0 | 0 | 0 | 0 | 0 | 0 | 0 | 0 | 0 | 0 | 0 | 0 | 0 | 0 | 0 | 0 | 0 | 0 | 0 | 0 | 0 | 0 | 0 | 0 | 0 | 0 | 0 | 0 | 0 | 0 | 0 | 0 | 0 | 0 | 300.67 | 300.67 | 267.1415 | Gates 230/70kV TB #5 | Gates 230/70kV TB #5 | Gates 230/70kV TB #5 |  | 0 | 0 | 0 | 0 | 0 | 0 | 300.67 | 300.67 | 267.1415 | Gates 230/70kV TB #5 | Gates 230/70kV TB #5 | Gates 230/70kV TB #5 |  | 1 | 1 | NO | 1 | 1 | 1 | NO | 1
PG&E GBA | Schulte | 115 | 0 | 0 | 0 | 0 | 0 | 0 | 0 | 0 | 0 | 0 | 0 | 0 | 0 | 0 | 0 | 0 | 0 | 0 | 0 | 0 | 0 | 0 | 0 | 0 | 0 | 0 | 0 | 0 | 0 | 0 | 0 | 0 | 0 | 0 | 0 | 0 | 0 | 0 | 0 | 0 | 0 | 0 | 0 | 0 | 0 | 1 | 0 | 0 | 0 | 0 | 0 | 0 | 0 | 0 | 0 | 0 | 0 | 1 | 0 | 1 | 0 | 0 | 0 | 0 | 0 | 1 | 0 | 0 | 0 | 0 | 0 | 0 | 0 | 0 | 0 | 0 | 0 | 0 | 0 | 0 | 0 | 0 | 0 | 0 | 0 | 0 | 0 | 0 | 0 | 0 | 0 | 0 | 0 | 0 | 0 | 0 | 0 |  |  | 0 | 0 | 0 | 0 | 0 | 0 | 0 | 0 | 0 | 0 | 0 | 0 | 0 | 0 | 0 | 0 | 0 | 0 | 0 | 0 | 0 | 0 | 0 | 0 | 0 | 0 | 0 | 0 | 0 | 0 | 1 | 0 | 0 | 0 | 0 | 0 | -292.7815 | 181.7909 | 692.3714 | Bellota-Weber 230kV line | Kasson Jct-Heinz 115 kV line | Kasson Jct-Heinz 115 kV line |  | 0 | 0 | 0 | 0 | 0 | 0 | 77.2685 | 181.7909 | 692.3714 | Kasson Jct-Heinz 115 kV line | Kasson Jct-Heinz 115 kV line | Kasson Jct-Heinz 115 kV line |  | 5 | 1 | YES | 2 | 1 | 1 | NO | 1
SDGE | Scripps | 69 | 0 | 0 | 0 | 0 | 0 | 0 | 0 | 0 | 0 | 0 | 0 | 0 | 0 | 0 | 0 | 0 | 0 | 0 | 0 | 0 | 0 | 0 | 0 | 0 | 0 | 1 | 0 | 0 | 0 | 0 | 1 | 0 | 1 | 0 | 0 | 0 | 0 | 0 | 0 | 0 | 0 | 0 | 0 | 0 | 0 | 0 | 0 | 0 | 0 | 0 | 0 | 0 | 0 | 0 | 0 | 0 | 0 | 0 | 0 | 0 | 0 | 0 | 0 | 0 | 0 | 0 | 0 | 0 | 0 | 0 | 0 | 0 | 0 | 0 | 0 | 0 | 0 | 0 | 0 | 0 | 0 | 0 | 0 | 0 | 0 | 0 | 0 | 0 | 0 | 0 | 0 | 0 | 0 | 0 | 0 | 0 | 0 |  |  | 0 | 0 | 0 | 0 | 0 | 0 | 0 | 0 | 0 | 0 | 0 | 0 | 0 | 0 | 0 | 0 | 0 | 0 | 0 | 0 | 0 | 0 | 0 | 0 | 0 | 0 | 0 | 0 | 0 | 0 | 0 | 0 | 0 | 0 | 0 | 0 | 597.87 | 960.935 | 2042.23 | Capistrano-San Onofre 230 kV constraint | Capistrano-San Onofre 230 kV constraint | Capistrano-San Onofre 230 kV constraint |  | 0 | 0 | 0 | 0 | 0 | 0 | 597.87 | 960.935 | 2042.23 | Capistrano-San Onofre 230 kV constraint | Capistrano-San Onofre 230 kV constraint | Capistrano-San Onofre 230 kV constraint |  | 1 | 1 | NO | 1 | 1 | 1 | NO | 1
PG&E KERN | Semitropic | 115 | 0 | 0 | 0 | 0 | 0 | 0 | 0 | 0 | 0 | 0 | 0 | 0 | 0 | 0 | 0 | 0 | 0 | 0 | 0 | 0 | 0 | 0 | 0 | 0 | 0 | 0 | 0 | 0 | 0 | 0 | 0 | 0 | 0 | 0 | 0 | 0 | 0 | 0 | 0 | 0 | 0 | 0 | 0 | 0 | 0 | 0 | 0 | 0 | 0 | 0 | 0 | 0 | 0 | 0 | 0 | 0 | 0 | 0 | 0 | 0 | 0 | 0 | 0 | 0 | 0 | 0 | 0 | 1 | 1 | 0 | 0 | 0 | 0 | 0 | 0 | 1 | 0 | 0 | 0 | 1 | 0 | 0 | 0 | 0 | 0 | 0 | 0 | 0 | 0 | 0 | 0 | 0 | 0 | 0 | 0 | 0 | 0 |  |  | 0 | 0 | 0 | 0 | 0 | 0 | 0 | 0 | 0 | 0 | 0 | 0 | 0 | 0 | 0 | 0 | 0 | 0 | 0 | 0 | 0 | 0 | 0 | 4.66 | 0 | 0 | 0 | 0 | 0 | 1 | 0 | 0 | 0 | 0 | 0 | 0 | 201 | 193.6 | 235.7988 | Semitropic-Midway 115kV Line | Semitropic-Midway 115kV Line | Semitropic-Midway 115kV Line |  | 0 | 0 | 0 | 0 | 0 | 0 | 201 | 193.6 | 235.7988 | Semitropic-Midway 115kV Line | Semitropic-Midway 115kV Line | Semitropic-Midway 115kV Line |  | 1 | 1 | NO | 1 | 1 | 1 | NO | 1
SCE Metro | Serrano | 230 | 0 | 0 | 0 | 0 | 0 | 0 | 0 | 0 | 0 | 1 | 0 | 0 | 0 | 0 | 0 | 0 | 0 | 0 | 0 | 0 | 0 | 0 | 0 | 0 | 0 | 0 | 0 | 0 | 0 | 0 | 0 | 0 | 0 | 0 | 0 | 0 | 0 | 0 | 0 | 0 | 0 | 0 | 0 | 0 | 0 | 0 | 0 | 0 | 0 | 0 | 0 | 0 | 0 | 0 | 0 | 0 | 0 | 0 | 0 | 0 | 0 | 0 | 0 | 0 | 0 | 0 | 0 | 0 | 0 | 0 | 0 | 0 | 0 | 0 | 0 | 0 | 0 | 0 | 0 | 0 | 0 | 0 | 0 | 0 | 0 | 0 | 0 | 0 | 0 | 0 | 0 | 0 | 0 | 0 | 0 | 0 | 0 |  |  | 0 | 0 | 0 | 0 | 0 | 0 | 0 | 0 | 0 | 0 | 0 | 0 | 0 | 0 | 0 | 0 | 0 | 0 | 0 | 0 | 0 | 0 | 0 | 0 | 0 | 0 | 0 | 0 | 0 | 0 | 0 | 0 | 0 | 0 | 0 | 0 | 9984.6 | 11497.7 | 13807.5055 | SCE Metro Area Default Constraint | SCE Metro Area Default Constraint | SCE Metro Area Default Constraint |  | 0 | 0 | 0 | 0 | 0 | 0 | 9984.6 | 11497.7 | 13807.5055 | SCE Metro Area Default Constraint | SCE Metro Area Default Constraint | SCE Metro Area Default Constraint |  | 1 | 1 | NO | 1 | 1 | 1 | NO | 1
SCE Metro | Serrano | 500 | 0 | 0 | 0 | 0 | 0 | 0 | 0 | 0 | 0 | 1 | 0 | 0 | 0 | 0 | 0 | 0 | 0 | 0 | 0 | 0 | 0 | 0 | 0 | 0 | 0 | 0 | 0 | 0 | 0 | 0 | 0 | 0 | 0 | 0 | 0 | 0 | 0 | 0 | 0 | 0 | 0 | 0 | 0 | 0 | 0 | 0 | 0 | 0 | 0 | 0 | 0 | 0 | 0 | 0 | 0 | 0 | 0 | 0 | 0 | 0 | 0 | 0 | 0 | 0 | 0 | 0 | 0 | 0 | 0 | 0 | 0 | 0 | 0 | 0 | 0 | 0 | 0 | 0 | 0 | 0 | 0 | 0 | 0 | 0 | 0 | 0 | 0 | 0 | 0 | 0 | 0 | 0 | 0 | 0 | 0 | 0 | 0 |  |  | 0 | 0 | 0 | 0 | 0 | 0 | 0 | 0 | 0 | 0 | 0 | 0 | 0 | 0 | 0 | 0 | 0 | 0 | 0 | 0 | 0 | 0 | 0 | 0 | 0 | 0 | 0 | 0 | 0 | 0 | 0 | 0 | 0 | 0 | 0 | 0 | 9984.6 | 11497.7 | 13807.5055 | SCE Metro Area Default Constraint | SCE Metro Area Default Constraint | SCE Metro Area Default Constraint |  | 0 | 0 | 0 | 0 | 0 | 0 | 9984.6 | 11497.7 | 13807.5055 | SCE Metro Area Default Constraint | SCE Metro Area Default Constraint | SCE Metro Area Default Constraint |  | 1 | 1 | NO | 1 | 1 | 1 | NO | 1
SDGE | Shadowridge | 138 | 0 | 0 | 0 | 0 | 0 | 0 | 0 | 0 | 0 | 0 | 0 | 0 | 0 | 0 | 0 | 0 | 0 | 0 | 0 | 0 | 0 | 0 | 0 | 0 | 0 | 0 | 0 | 0 | 1 | 0 | 1 | 0 | 1 | 0 | 0 | 0 | 0 | 0 | 0 | 0 | 0 | 0 | 0 | 0 | 0 | 0 | 0 | 0 | 0 | 0 | 0 | 0 | 0 | 0 | 0 | 0 | 0 | 0 | 0 | 0 | 0 | 0 | 0 | 0 | 0 | 0 | 0 | 0 | 0 | 0 | 0 | 0 | 0 | 0 | 0 | 0 | 0 | 0 | 0 | 0 | 0 | 0 | 0 | 0 | 0 | 0 | 0 | 0 | 0 | 0 | 0 | 0 | 0 | 0 | 0 | 0 | 0 |  |  | 0 | 0 | 0 | 0 | 0 | 0 | 0 | 0 | 0 | 0 | 0 | 0 | 0 | 0 | 0 | 0 | 0 | 0 | 0 | 0 | 0 | 0 | 0 | 0 | 0 | 0 | 0 | 0 | 0 | 0 | 0 | 0 | 0 | 0 | 0 | 0 | 826.21 | 2219.805 | 8237.7844 | San Luis Rey-San Onofre 230 kV line constraint | San Luis Rey-San Onofre 230 kV line constraint | Encina - San Luis Rey 230 kV constraint |  | 0 | 0 | 0 | 0 | 0 | 0 | 826.21 | 2219.805 | 8237.7844 | San Luis Rey-San Onofre 230 kV line constraint | San Luis Rey-San Onofre 230 kV line constraint | Encina - San Luis Rey 230 kV constraint |  | 1 | 1 | NO | 1 | 1 | 1 | NO | 1
PG&E KERN | Shafter | 115 | 0 | 0 | 0 | 0 | 0 | 0 | 0 | 0 | 0 | 0 | 0 | 0 | 0 | 0 | 0 | 0 | 0 | 0 | 0 | 0 | 0 | 0 | 0 | 0 | 0 | 0 | 0 | 0 | 0 | 0 | 0 | 0 | 0 | 0 | 0 | 0 | 0 | 0 | 0 | 0 | 0 | 0 | 0 | 0 | 0 | 0 | 0 | 0 | 0 | 0 | 0 | 0 | 0 | 0 | 0 | 0 | 0 | 0 | 0 | 0 | 0 | 0 | 0 | 0 | 0 | 0 | 0 | 1 | 0 | 0 | 0 | 0 | 0 | 0 | 1 | 0 | 0 | 0 | 1 | 1 | 0 | 0 | 0 | 0 | 0 | 0 | 0 | 0 | 0 | 0 | 0 | 0 | 0 | 0 | 1 | 0 | 0 |  |  | 0 | 0 | 0 | 0 | 0 | 0 | 0 | 0 | 0 | 0 | 0 | 0 | 0 | 0 | 0 | 0 | 0 | 0 | 0 | 0 | 0 | 0 | 0 | 2.25 | 0 | 0 | 0 | 0 | 0 | 1 | 0 | 0 | 0 | 0 | 0 | 0 | 343.215 | 253.0117 | 390.175 | Cal Flat-Gates 230 kV line | Cal Flat-Gates 230 kV line | Cal Flat-Gates 230 kV line |  | 0 | 0 | 0 | 0 | 0 | 0 | 343.215 | 253.0117 | 390.175 | Cal Flat-Gates 230 kV line | Cal Flat-Gates 230 kV line | Cal Flat-Gates 230 kV line |  | 1 | 1 | NO | 1 | 1 | 1 | NO | 1
PG&E NGBA | Silverado | 115 | 0 | 0 | 0 | 0 | 0 | 0 | 0 | 0 | 0 | 0 | 0 | 0 | 0 | 0 | 0 | 0 | 0 | 0 | 0 | 0 | 0 | 0 | 0 | 0 | 0 | 0 | 0 | 0 | 0 | 0 | 0 | 0 | 0 | 0 | 0 | 0 | 0 | 0 | 0 | 1 | 0 | 1 | 0 | 0 | 0 | 0 | 0 | 0 | 0 | 0 | 0 | 1 | 1 | 1 | 1 | 1 | 0 | 0 | 0 | 0 | 0 | 0 | 0 | 0 | 0 | 1 | 1 | 0 | 0 | 0 | 0 | 0 | 0 | 0 | 0 | 0 | 0 | 0 | 0 | 0 | 0 | 0 | 0 | 0 | 0 | 0 | 0 | 0 | 0 | 0 | 0 | 0 | 0 | 0 | 0 | 0 | 0 |  |  | 0 | 0 | 0 | 0 | 0 | 0 | 0 | 0 | 0 | 0 | 0 | 0 | 0 | 0 | 0 | 0 | 0 | 0 | 0 | 0 | 0 | 0 | 0 | 0 | 0 | 0 | 0 | 0 | 0 | 0 | 3 | 0 | 1 | 0 | 0 | 0 | -861.825 | -176.859 | 798.62 | Windmaster-Delta pumps 230 kV line | Windmaster-Delta pumps 230 kV line | Lakeville-Ignacio 230 kV line |  | 1 | 0 | 0 | 0 | 0 | 0 | -199.275 | 125.773 | 798.62 | Birds Landing-Contra Costa 230kV Line | Birds Landing-Contra Costa 230kV Line | Lakeville-Ignacio 230 kV line |  | 5 | 5 | NO | 5 | 1 | 1 | NO | 1
SDGE | Silvergate | 230 | 0 | 0 | 0 | 0 | 0 | 0 | 0 | 0 | 0 | 0 | 0 | 0 | 0 | 0 | 0 | 0 | 0 | 0 | 0 | 0 | 0 | 0 | 0 | 0 | 0 | 0 | 0 | 0 | 1 | 0 | 1 | 0 | 1 | 0 | 0 | 0 | 1 | 0 | 0 | 0 | 0 | 0 | 0 | 0 | 0 | 0 | 0 | 0 | 0 | 0 | 0 | 0 | 0 | 0 | 0 | 0 | 0 | 0 | 0 | 0 | 0 | 0 | 0 | 0 | 0 | 0 | 0 | 0 | 0 | 0 | 0 | 0 | 0 | 0 | 0 | 0 | 0 | 0 | 0 | 0 | 0 | 0 | 0 | 0 | 0 | 0 | 0 | 0 | 0 | 0 | 0 | 0 | 0 | 0 | 0 | 0 | 0 |  |  | 0 | 0 | 0 | 0 | 0 | 0 | 0 | 0 | 0 | 0 | 0 | 100 | 0 | 0 | 1 | 0 | 0 | 0 | 0 | 0 | 0 | 0 | 0 | 0 | 0 | 0 | 100 | 0 | 0 | 1 | 0 | 0 | 0 | 0 | 0 | 0 | 826.21 | 1748.17 | 2202.4044 | San Luis Rey-San Onofre 230 kV line constraint | Silvergate-Old Town 230 kV constraint | Silvergate-Old Town 230 kV constraint |  | 0 | 0 | 0 | 0 | 0 | 0 | 826.21 | 1748.17 | 2202.4044 | San Luis Rey-San Onofre 230 kV line constraint | Silvergate-Old Town 230 kV constraint | Silvergate-Old Town 230 kV constraint |  | 1 | 1 | NO | 1 | 1 | 1 | NO | 1
SDGE | Silvergate | 69 | 0 | 0 | 0 | 0 | 0 | 0 | 0 | 0 | 0 | 0 | 0 | 0 | 0 | 0 | 0 | 0 | 0 | 0 | 0 | 0 | 0 | 0 | 0 | 0 | 0 | 0 | 0 | 0 | 0 | 0 | 1 | 0 | 1 | 0 | 0 | 0 | 1 | 0 | 0 | 0 | 0 | 0 | 0 | 0 | 0 | 0 | 0 | 0 | 0 | 0 | 0 | 0 | 0 | 0 | 0 | 0 | 0 | 0 | 0 | 0 | 0 | 0 | 0 | 0 | 0 | 0 | 0 | 0 | 0 | 0 | 0 | 0 | 0 | 0 | 0 | 0 | 0 | 0 | 0 | 0 | 0 | 0 | 0 | 0 | 0 | 0 | 0 | 0 | 0 | 0 | 0 | 0 | 0 | 0 | 0 | 0 | 0 |  |  | 0 | 0 | 0 | 0 | 0 | 0 | 0 | 0 | 0 | 0 | 0 | 0 | 0 | 0 | 0 | 0 | 0 | 0 | 0 | 0 | 0 | 0 | 0 | 0 | 0 | 0 | 0 | 0 | 0 | 0 | 0 | 0 | 0 | 0 | 0 | 0 | 826.21 | 1748.17 | 2202.4044 | San Luis Rey-San Onofre 230 kV line constraint | Silvergate-Old Town 230 kV constraint | Silvergate-Old Town 230 kV constraint |  | 0 | 0 | 0 | 0 | 0 | 0 | 826.21 | 1748.17 | 2202.4044 | San Luis Rey-San Onofre 230 kV line constraint | Silvergate-Old Town 230 kV constraint | Silvergate-Old Town 230 kV constraint |  | 1 | 1 | NO | 1 | 1 | 1 | NO | 1
PG&E KERN | Sisquoc | 115 | 0 | 0 | 0 | 0 | 0 | 0 | 0 | 0 | 0 | 0 | 0 | 0 | 0 | 0 | 0 | 0 | 0 | 0 | 0 | 0 | 0 | 0 | 0 | 0 | 0 | 0 | 0 | 0 | 0 | 0 | 0 | 0 | 0 | 0 | 0 | 0 | 0 | 0 | 0 | 0 | 0 | 0 | 0 | 0 | 0 | 0 | 0 | 0 | 0 | 0 | 0 | 0 | 0 | 0 | 0 | 0 | 0 | 0 | 0 | 0 | 0 | 0 | 0 | 0 | 0 | 0 | 0 | 1 | 1 | 0 | 0 | 0 | 0 | 0 | 0 | 0 | 0 | 0 | 0 | 1 | 0 | 0 | 0 | 0 | 0 | 1 | 0 | 0 | 0 | 0 | 0 | 0 | 0 | 0 | 0 | 1 | 0 |  |  | 0 | 0 | 0 | 0 | 0 | 0 | 0 | 0 | 0 | 0 | 0 | 0 | 0 | 0 | 0 | 0 | 0 | 0 | 0 | 0 | 0 | 0 | 0 | 0 | 0 | 0 | 0 | 0 | 0 | 0 | 0 | 0 | 0 | 0 | 0 | 0 | 343.215 | 253.0117 | 390.175 | Cal Flat-Gates 230 kV line | Cal Flat-Gates 230 kV line | Cal Flat-Gates 230 kV line |  | 0 | 0 | 0 | 0 | 0 | 0 | 343.215 | 253.0117 | 390.175 | Cal Flat-Gates 230 kV line | Cal Flat-Gates 230 kV line | Cal Flat-Gates 230 kV line |  | 1 | 1 | NO | 1 | 1 | 1 | NO | 1
EOP | Sloan Canyon | 230 | 0 | 0 | 0 | 0 | 0 | 0 | 0 | 0 | 0 | 0 | 0 | 0 | 0 | 0 | 0 | 0 | 0 | 0 | 0 | 0 | 0 | 0 | 0 | 1 | 1 | 0 | 0 | 0 | 0 | 0 | 0 | 0 | 0 | 0 | 0 | 0 | 0 | 0 | 0 | 0 | 0 | 0 | 0 | 0 | 0 | 0 | 0 | 0 | 0 | 0 | 0 | 0 | 0 | 0 | 0 | 0 | 0 | 0 | 0 | 0 | 0 | 0 | 0 | 0 | 0 | 0 | 0 | 0 | 0 | 0 | 0 | 0 | 0 | 0 | 0 | 0 | 0 | 0 | 0 | 0 | 0 | 0 | 0 | 0 | 0 | 0 | 0 | 0 | 0 | 0 | 0 | 0 | 0 | 0 | 0 | 0 | 0 |  |  | 0 | 0 | 0 | 0 | 0 | 0 | 0 | 0 | 0 | 0 | 0 | 0 | 0 | 0 | 0 | 0 | 0 | 260 | 50 | 0 | 0 | 0 | 0 | 0 | 0 | 0 | 0 | 0 | 0 | 1 | 1 | 0 | 0 | 0 | 0 | 0 | -236.375 | 1704.39 | 2670.66 | Lugo - Victorville area constraint | Sloan Canyon - Eldorado 500 kV constraint | Sloan Canyon - Eldorado 500 kV constraint |  | 1 | 0 | 0 | 0 | 0 | 0 | -236.375 | 1704.39 | 2670.66 | Lugo - Victorville area constraint | Sloan Canyon - Eldorado 500 kV constraint | Sloan Canyon - Eldorado 500 kV constraint |  | 5 | 5 | NO | 5 | 1 | 1 | NO | 1
EOP | Sloan Canyon | 500 | 0 | 0 | 0 | 0 | 0 | 0 | 0 | 0 | 0 | 0 | 0 | 0 | 0 | 0 | 0 | 0 | 0 | 0 | 0 | 0 | 0 | 0 | 0 | 1 | 1 | 0 | 0 | 0 | 0 | 0 | 0 | 0 | 0 | 0 | 0 | 0 | 0 | 0 | 0 | 0 | 0 | 0 | 0 | 0 | 0 | 0 | 0 | 0 | 0 | 0 | 0 | 0 | 0 | 0 | 0 | 0 | 0 | 0 | 0 | 0 | 0 | 0 | 0 | 0 | 0 | 0 | 0 | 0 | 0 | 0 | 0 | 0 | 0 | 0 | 0 | 0 | 0 | 0 | 0 | 0 | 0 | 0 | 0 | 0 | 0 | 0 | 0 | 0 | 0 | 0 | 0 | 0 | 0 | 0 | 0 | 0 | 0 |  |  | 0 | 0 | 0 | 0 | 0 | 0 | 0 | 0 | 0 | 0 | 0 | 0 | 0 | 0 | 0 | 0 | 0 | 0 | 0 | 0 | 0 | 0 | 0 | 0 | 0 | 0 | 0 | 0 | 0 | 0 | 1 | 0 | 0 | 0 | 0 | 0 | -236.375 | 1704.39 | 2670.66 | Lugo - Victorville area constraint | Sloan Canyon - Eldorado 500 kV constraint | Sloan Canyon - Eldorado 500 kV constraint |  | 1 | 0 | 0 | 0 | 0 | 0 | -236.375 | 1704.39 | 2670.66 | Lugo - Victorville area constraint | Sloan Canyon - Eldorado 500 kV constraint | Sloan Canyon - Eldorado 500 kV constraint |  | 5 | 5 | NO | 5 | 1 | 1 | NO | 1
PG&E KERN | Smyrna | 115 | 0 | 0 | 0 | 0 | 0 | 0 | 0 | 0 | 0 | 0 | 0 | 0 | 0 | 0 | 0 | 0 | 0 | 0 | 0 | 0 | 0 | 0 | 0 | 0 | 0 | 0 | 0 | 0 | 0 | 0 | 0 | 0 | 0 | 0 | 0 | 0 | 0 | 0 | 0 | 0 | 0 | 0 | 0 | 0 | 0 | 0 | 0 | 0 | 0 | 0 | 0 | 0 | 0 | 0 | 0 | 0 | 0 | 0 | 0 | 0 | 0 | 0 | 0 | 0 | 0 | 0 | 0 | 1 | 0 | 1 | 1 | 0 | 0 | 0 | 1 | 1 | 0 | 0 | 1 | 0 | 0 | 0 | 0 | 0 | 0 | 0 | 0 | 0 | 0 | 0 | 0 | 0 | 0 | 0 | 1 | 0 | 0 |  |  | 0 | 0 | 0 | 0 | 0 | 0 | 0 | 0 | 0 | 0 | 0 | 0 | 0 | 0 | 0 | 0 | 0 | 0 | 0 | 0 | 0 | 0 | 0 | 6 | 0 | 0 | 0 | 0 | 0 | 1 | 0 | 0 | 0 | 0 | 0 | 0 | 195 | 187.6 | 135.29 | Smyrna-Atwell Jct 115kV Line | Smyrna-Atwell Jct 115kV Line | Smyrna-Atwell Jct 115kV Line |  | 0 | 0 | 0 | 0 | 0 | 0 | 195 | 187.6 | 135.29 | Smyrna-Atwell Jct 115kV Line | Smyrna-Atwell Jct 115kV Line | Smyrna-Atwell Jct 115kV Line |  | 1 | 1 | NO | 1 | 1 | 1 | NO | 1
PG&E GBA | Sobrante | 115 | 0 | 0 | 0 | 0 | 0 | 0 | 0 | 0 | 0 | 0 | 0 | 0 | 0 | 0 | 0 | 0 | 0 | 0 | 0 | 0 | 0 | 0 | 0 | 0 | 0 | 0 | 0 | 0 | 0 | 0 | 0 | 0 | 0 | 0 | 0 | 0 | 0 | 0 | 0 | 1 | 0 | 0 | 0 | 0 | 0 | 0 | 0 | 0 | 0 | 1 | 0 | 0 | 1 | 1 | 1 | 1 | 0 | 0 | 1 | 1 | 0 | 1 | 0 | 0 | 0 | 1 | 0 | 0 | 0 | 0 | 0 | 0 | 0 | 0 | 0 | 0 | 0 | 0 | 0 | 0 | 0 | 0 | 0 | 0 | 0 | 0 | 0 | 0 | 0 | 0 | 0 | 0 | 0 | 0 | 0 | 0 | 0 |  |  | 0 | 0 | 0 | 0 | 0 | 0 | 0 | 0 | 0 | 0 | 0 | 0 | 0 | 0 | 0 | 0 | 0 | 0 | 0 | 0 | 0 | 0 | 0 | 0 | 0 | 0 | 0 | 0 | 0 | 0 | 2 | 0 | 1 | 0 | 0 | 0 | -861.825 | -176.859 | 1214.56 | Windmaster-Delta pumps 230 kV line | Windmaster-Delta pumps 230 kV line | Grant - Eastshore #2 line 115 kV |  | 0 | 0 | 0 | 0 | 0 | 0 | 387.075 | 743.023 | 1214.56 | Contra Costa- Windmaster 230 kV line | Contra Costa- Windmaster 230 kV line | Grant - Eastshore #2 line 115 kV |  | 5 | 1 | YES | 2 | 1 | 1 | NO | 1
PG&E GBA | Sobrante | 230 | 0 | 0 | 0 | 0 | 0 | 0 | 0 | 0 | 0 | 0 | 0 | 0 | 0 | 0 | 0 | 0 | 0 | 0 | 0 | 0 | 0 | 0 | 0 | 0 | 0 | 0 | 0 | 0 | 0 | 0 | 0 | 0 | 0 | 0 | 0 | 0 | 0 | 0 | 0 | 1 | 0 | 0 | 0 | 0 | 0 | 0 | 0 | 0 | 0 | 1 | 0 | 0 | 1 | 1 | 1 | 1 | 0 | 0 | 1 | 1 | 0 | 0 | 0 | 0 | 0 | 1 | 0 | 0 | 0 | 0 | 0 | 0 | 0 | 0 | 0 | 0 | 0 | 0 | 0 | 0 | 0 | 0 | 0 | 0 | 0 | 0 | 0 | 0 | 0 | 0 | 0 | 0 | 0 | 0 | 0 | 0 | 0 |  |  | 0 | 0 | 0 | 0 | 0 | 0 | 0 | 0 | 0 | 0 | 0 | 0 | 0 | 0 | 0 | 0 | 0 | 0 | 0 | 0 | 0 | 0 | 0 | 0 | 0 | 0 | 0 | 0 | 0 | 0 | 2 | 0 | 1 | 0 | 0 | 0 | -861.825 | -176.859 | 3562.906 | Windmaster-Delta pumps 230 kV line | Windmaster-Delta pumps 230 kV line | Contra Costa- Windmaster 230 kV line |  | 0 | 0 | 0 | 0 | 0 | 0 | 387.075 | 743.023 | 3562.906 | Contra Costa- Windmaster 230 kV line | Contra Costa- Windmaster 230 kV line | Contra Costa- Windmaster 230 kV line |  | 5 | 1 | YES | 2 | 1 | 1 | NO | 1
PG&E KERN | Solar | 230 | 0 | 0 | 0 | 0 | 0 | 0 | 0 | 0 | 0 | 0 | 0 | 0 | 0 | 0 | 0 | 0 | 0 | 0 | 0 | 0 | 0 | 0 | 0 | 0 | 0 | 0 | 0 | 0 | 0 | 0 | 0 | 0 | 0 | 0 | 0 | 0 | 0 | 0 | 0 | 0 | 0 | 0 | 0 | 0 | 0 | 0 | 0 | 0 | 0 | 0 | 0 | 0 | 0 | 0 | 0 | 0 | 0 | 0 | 0 | 0 | 0 | 0 | 0 | 0 | 0 | 0 | 0 | 1 | 0 | 0 | 0 | 0 | 0 | 0 | 0 | 0 | 0 | 0 | 1 | 1 | 0 | 0 | 0 | 0 | 0 | 0 | 0 | 0 | 0 | 0 | 0 | 0 | 0 | 0 | 1 | 1 | 0 |  |  | 0 | 0 | 0 | 0 | 0 | 0 | 0 | 0 | 0 | 0 | 0 | 0 | 0 | 0 | 0 | 0 | 0 | 0 | 0 | 0 | 0 | 0 | 0 | 0 | 0 | 0 | 0 | 0 | 0 | 0 | 0 | 0 | 0 | 0 | 0 | 0 | 343.215 | 253.0117 | 390.175 | Cal Flat-Gates 230 kV line | Cal Flat-Gates 230 kV line | Cal Flat-Gates 230 kV line |  | 0 | 0 | 0 | 0 | 0 | 0 | 343.215 | 253.0117 | 390.175 | Cal Flat-Gates 230 kV line | Cal Flat-Gates 230 kV line | Cal Flat-Gates 230 kV line |  | 1 | 1 | NO | 1 | 1 | 1 | NO | 1
PG&E GBA | Soledad | 115 | 0 | 0 | 0 | 0 | 0 | 0 | 0 | 0 | 0 | 0 | 0 | 0 | 0 | 0 | 0 | 0 | 0 | 0 | 0 | 0 | 0 | 0 | 0 | 0 | 0 | 0 | 0 | 0 | 0 | 0 | 0 | 0 | 0 | 0 | 0 | 0 | 0 | 0 | 0 | 0 | 0 | 0 | 0 | 0 | 0 | 0 | 0 | 0 | 0 | 0 | 0 | 0 | 0 | 0 | 0 | 0 | 0 | 0 | 0 | 0 | 0 | 0 | 0 | 0 | 1 | 0 | 0 | 0 | 0 | 0 | 0 | 0 | 0 | 0 | 0 | 0 | 0 | 0 | 0 | 0 | 0 | 0 | 0 | 0 | 0 | 0 | 0 | 0 | 0 | 0 | 0 | 0 | 0 | 0 | 0 | 0 | 1 |  |  | 0 | 0 | 0 | 0 | 0 | 0 | 0 | 0 | 0 | 0 | 0 | 0 | 0 | 0 | 0 | 0 | 0 | 0 | 0 | 0 | 0 | 0 | 0 | 0 | 0 | 0 | 0 | 0 | 0 | 0 | 0 | 0 | 0 | 0 | 0 | 0 | 338.65 | 358.51 | 303.18 | Morganhill-Metcalf 115kV Line | Morganhill-Metcalf 115kV Line | Morganhill-Metcalf 115kV Line |  | 0 | 0 | 0 | 0 | 0 | 0 | 338.65 | 358.51 | 303.18 | Morganhill-Metcalf 115kV Line | Morganhill-Metcalf 115kV Line | Morganhill-Metcalf 115kV Line |  | 1 | 1 | NO | 1 | 1 | 1 | NO | 1
PG&E GBA | Soledad | 60 | 0 | 0 | 0 | 0 | 0 | 0 | 0 | 0 | 0 | 0 | 0 | 0 | 0 | 0 | 0 | 0 | 0 | 0 | 0 | 0 | 0 | 0 | 0 | 0 | 0 | 0 | 0 | 0 | 0 | 0 | 0 | 0 | 0 | 0 | 0 | 0 | 0 | 0 | 0 | 0 | 0 | 0 | 0 | 0 | 0 | 0 | 0 | 0 | 0 | 0 | 0 | 0 | 0 | 0 | 0 | 1 | 0 | 0 | 0 | 1 | 0 | 0 | 0 | 0 | 1 | 0 | 0 | 0 | 0 | 0 | 0 | 0 | 0 | 0 | 0 | 0 | 0 | 0 | 0 | 0 | 0 | 0 | 0 | 0 | 0 | 0 | 0 | 0 | 0 | 0 | 0 | 0 | 0 | 0 | 0 | 0 | 1 |  |  | 0 | 0 | 0 | 0 | 0 | 0 | 0 | 0 | 0 | 0 | 0 | 0 | 10 | 0 | 1 | 0 | 0 | 6 | 0 | 0 | 0 | 0 | 0 | 0 | 0 | 0 | 0 | 10 | 0 | 1 | 0 | 0 | 0 | 0 | 0 | 0 | 338.65 | 358.51 | 303.18 | Morganhill-Metcalf 115kV Line | Morganhill-Metcalf 115kV Line | Morganhill-Metcalf 115kV Line |  | 0 | 0 | 0 | 0 | 0 | 0 | 338.65 | 358.51 | 303.18 | Morganhill-Metcalf 115kV Line | Morganhill-Metcalf 115kV Line | Morganhill-Metcalf 115kV Line |  | 1 | 1 | NO | 1 | 1 | 1 | NO | 1
SDGE | Spring Valley | 69 | 0 | 0 | 0 | 0 | 0 | 0 | 0 | 0 | 0 | 0 | 0 | 0 | 0 | 0 | 0 | 0 | 0 | 0 | 0 | 0 | 0 | 0 | 0 | 0 | 0 | 0 | 0 | 1 | 0 | 0 | 1 | 0 | 1 | 0 | 0 | 0 | 1 | 0 | 0 | 0 | 0 | 0 | 0 | 0 | 0 | 0 | 0 | 0 | 0 | 0 | 0 | 0 | 0 | 0 | 0 | 0 | 0 | 0 | 0 | 0 | 0 | 0 | 0 | 0 | 0 | 0 | 0 | 0 | 0 | 0 | 0 | 0 | 0 | 0 | 0 | 0 | 0 | 0 | 0 | 0 | 0 | 0 | 0 | 0 | 0 | 0 | 0 | 0 | 0 | 0 | 0 | 0 | 0 | 0 | 0 | 0 | 0 |  |  | 0 | 0 | 0 | 0 | 0 | 0 | 0 | 0 | 0 | 0 | 0 | 0 | 0 | 0 | 0 | 0 | 0 | 0 | 0 | 0 | 0 | 0 | 0 | 0 | 0 | 0 | 0 | 0 | 0 | 0 | 0 | 0 | 0 | 0 | 0 | 0 | 326.46 | 366.23 | 481.7164 | El Cajon 69 kV constraint | El Cajon 69 kV constraint | El Cajon 69 kV constraint |  | 0 | 0 | 0 | 0 | 0 | 0 | 326.46 | 366.23 | 481.7164 | El Cajon 69 kV constraint | El Cajon 69 kV constraint | El Cajon 69 kV constraint |  | 1 | 1 | NO | 1 | 1 | 1 | NO | 1
SCE Northern | Springville | 230 | 1 | 0 | 1 | 0 | 0 | 1 | 1 | 0 | 0 | 0 | 0 | 0 | 0 | 0 | 0 | 0 | 0 | 0 | 0 | 0 | 0 | 0 | 0 | 0 | 0 | 0 | 0 | 0 | 0 | 0 | 0 | 0 | 0 | 0 | 0 | 0 | 0 | 0 | 0 | 0 | 0 | 0 | 0 | 0 | 0 | 0 | 0 | 0 | 0 | 0 | 0 | 0 | 0 | 0 | 0 | 0 | 0 | 0 | 0 | 0 | 0 | 0 | 0 | 0 | 0 | 0 | 0 | 0 | 0 | 0 | 0 | 0 | 0 | 0 | 0 | 0 | 0 | 0 | 0 | 0 | 0 | 0 | 0 | 0 | 0 | 0 | 0 | 0 | 0 | 0 | 0 | 0 | 0 | 0 | 0 | 0 | 0 |  |  | 0 | 0 | 0 | 0 | 0 | 0 | 0 | 0 | 0 | 0 | 0 | 0 | 0 | 0 | 0 | 0 | 0 | 0 | 0 | 0 | 0 | 0 | 0 | 3 | 0 | 0 | 225 | 0 | 0 | 1 | 0 | 0 | 0 | 0 | 0 | 0 | 170.75 | 211 | 1624.14 | North of Magunden Constraint | North of Magunden Constraint | North of Magunden Constraint |  | 0 | 0 | 0 | 0 | 0 | 0 | 170.75 | 211 | 1624.14 | North of Magunden Constraint | North of Magunden Constraint | North of Magunden Constraint |  | 1 | 1 | NO | 1 | 1 | 1 | NO | 1
PG&E GBA | Stagg | 230 | 0 | 0 | 0 | 0 | 0 | 0 | 0 | 0 | 0 | 0 | 0 | 0 | 0 | 0 | 0 | 0 | 0 | 0 | 0 | 0 | 0 | 0 | 0 | 0 | 0 | 0 | 0 | 0 | 0 | 0 | 0 | 0 | 0 | 0 | 0 | 0 | 0 | 0 | 0 | 1 | 0 | 0 | 0 | 0 | 0 | 1 | 0 | 0 | 0 | 0 | 0 | 0 | 0 | 0 | 0 | 0 | 0 | 0 | 0 | 1 | 1 | 0 | 0 | 0 | 0 | 1 | 0 | 0 | 0 | 0 | 0 | 0 | 0 | 0 | 0 | 0 | 0 | 0 | 0 | 0 | 0 | 0 | 0 | 0 | 0 | 0 | 0 | 0 | 0 | 0 | 0 | 0 | 0 | 0 | 0 | 0 | 0 |  |  | 0 | 0 | 0 | 0 | 0 | 0 | 0 | 0 | 0 | 0 | 0 | 0 | 0 | 0 | 0 | 0 | 0 | 0 | 0 | 0 | 0 | 0 | 0 | 0 | 0 | 0 | 0 | 0 | 0 | 0 | 2 | 0 | 0 | 0 | 0 | 0 | -599.505 | 389.5959 | 2840.2422 | Collinsville-Tesla 500 kV Line | Bellota-Weber 230kV line | Bellota-Weber 230kV line |  | 0 | 0 | 0 | 0 | 0 | 0 | 167.2185 | 686.7 | 2840.2422 | Bellota-Weber 230kV line | Eight Mile-Tesla 230 kV line | Bellota-Weber 230kV line |  | 5 | 1 | YES | 2 | 1 | 1 | NO | 1
PG&E GBA | Standard Oil | 115 | 0 | 0 | 0 | 0 | 0 | 0 | 0 | 0 | 0 | 0 | 0 | 0 | 0 | 0 | 0 | 0 | 0 | 0 | 0 | 0 | 0 | 0 | 0 | 0 | 0 | 0 | 0 | 0 | 0 | 0 | 0 | 0 | 0 | 0 | 0 | 0 | 0 | 0 | 0 | 1 | 0 | 0 | 0 | 0 | 0 | 0 | 0 | 0 | 0 | 1 | 0 | 0 | 1 | 1 | 1 | 1 | 0 | 0 | 1 | 1 | 0 | 1 | 0 | 0 | 0 | 1 | 0 | 0 | 0 | 0 | 0 | 0 | 0 | 0 | 0 | 0 | 0 | 0 | 0 | 0 | 0 | 0 | 0 | 0 | 0 | 0 | 0 | 0 | 0 | 0 | 0 | 0 | 0 | 0 | 0 | 0 | 0 |  |  | 0 | 0 | 0 | 0 | 0 | 0 | 0 | 0 | 0 | 0 | 0 | 0 | 0 | 0 | 0 | 0 | 0 | 0 | 0 | 0 | 0 | 0 | 0 | 0 | 0 | 0 | 0 | 0 | 0 | 0 | 2 | 0 | 1 | 0 | 0 | 0 | -861.825 | -176.859 | 1214.56 | Windmaster-Delta pumps 230 kV line | Windmaster-Delta pumps 230 kV line | Grant - Eastshore #2 line 115 kV |  | 0 | 0 | 0 | 0 | 0 | 0 | 387.075 | 743.023 | 1214.56 | Contra Costa- Windmaster 230 kV line | Contra Costa- Windmaster 230 kV line | Grant - Eastshore #2 line 115 kV |  | 5 | 1 | YES | 2 | 1 | 1 | NO | 1
PG&E GBA | Stanislaus | 115 | 0 | 0 | 0 | 0 | 0 | 0 | 0 | 0 | 0 | 0 | 0 | 0 | 0 | 0 | 0 | 0 | 0 | 0 | 0 | 0 | 0 | 0 | 0 | 0 | 0 | 0 | 0 | 0 | 0 | 0 | 0 | 0 | 0 | 0 | 0 | 0 | 0 | 0 | 0 | 0 | 0 | 0 | 0 | 0 | 0 | 1 | 0 | 0 | 0 | 0 | 0 | 0 | 0 | 0 | 0 | 1 | 0 | 1 | 0 | 1 | 0 | 0 | 0 | 0 | 0 | 1 | 0 | 0 | 0 | 0 | 0 | 0 | 0 | 0 | 0 | 0 | 0 | 0 | 0 | 0 | 0 | 0 | 0 | 0 | 0 | 0 | 0 | 0 | 0 | 0 | 0 | 0 | 0 | 0 | 0 | 0 | 0 |  |  | 0 | 0 | 0 | 0 | 0 | 0 | 0 | 0 | 0 | 0 | 0 | 0 | 0 | 0 | 0 | 0 | 0 | 0 | 0 | 0 | 0 | 0 | 0 | 0 | 0 | 0 | 0 | 0 | 0 | 0 | 1 | 0 | 0 | 0 | 0 | 0 | -292.7815 | 181.7909 | 692.3714 | Bellota-Weber 230kV line | Kasson Jct-Heinz 115 kV line | Kasson Jct-Heinz 115 kV line |  | 0 | 0 | 0 | 0 | 0 | 0 | 77.2685 | 181.7909 | 692.3714 | Kasson Jct-Heinz 115 kV line | Kasson Jct-Heinz 115 kV line | Kasson Jct-Heinz 115 kV line |  | 5 | 1 | YES | 2 | 1 | 1 | NO | 1
PG&E KERN | Stockdale | 115 | 0 | 0 | 0 | 0 | 0 | 0 | 0 | 0 | 0 | 0 | 0 | 0 | 0 | 0 | 0 | 0 | 0 | 0 | 0 | 0 | 0 | 0 | 0 | 0 | 0 | 0 | 0 | 0 | 0 | 0 | 0 | 0 | 0 | 0 | 0 | 0 | 0 | 0 | 0 | 0 | 0 | 0 | 0 | 0 | 0 | 0 | 0 | 0 | 0 | 0 | 0 | 0 | 0 | 0 | 0 | 0 | 0 | 0 | 0 | 0 | 0 | 0 | 0 | 0 | 0 | 0 | 0 | 1 | 1 | 0 | 0 | 0 | 0 | 1 | 0 | 0 | 0 | 0 | 0 | 1 | 0 | 0 | 0 | 0 | 0 | 0 | 0 | 0 | 0 | 0 | 0 | 0 | 0 | 0 | 0 | 0 | 0 |  |  | 0 | 0 | 0 | 0 | 0 | 0 | 0 | 0 | 0 | 0 | 0 | 0 | 0 | 0 | 0 | 0 | 0 | 0 | 0 | 0 | 0 | 0 | 0 | 1.8 | 0 | 0 | 0 | 0 | 0 | 1 | 0 | 0 | 0 | 0 | 0 | 0 | 179.8 | 179.8 | 41.218 | Kern-Tevis-Stockdale-Lamont 115kV line | Kern-Tevis-Stockdale-Lamont 115kV line | Kern-Tevis-Stockdale-Lamont 115kV line |  | 0 | 0 | 0 | 0 | 0 | 0 | 179.8 | 179.8 | 41.218 | Kern-Tevis-Stockdale-Lamont 115kV line | Kern-Tevis-Stockdale-Lamont 115kV line | Kern-Tevis-Stockdale-Lamont 115kV line |  | 1 | 1 | NO | 1 | 1 | 1 | NO | 1
PG&E KERN | Stockdale | 230 | 0 | 0 | 0 | 0 | 0 | 0 | 0 | 0 | 0 | 0 | 0 | 0 | 0 | 0 | 0 | 0 | 0 | 0 | 0 | 0 | 0 | 0 | 0 | 0 | 0 | 0 | 0 | 0 | 0 | 0 | 0 | 0 | 0 | 0 | 0 | 0 | 0 | 0 | 0 | 0 | 0 | 0 | 0 | 0 | 0 | 0 | 0 | 0 | 0 | 0 | 0 | 0 | 0 | 0 | 0 | 0 | 0 | 0 | 0 | 0 | 0 | 0 | 0 | 0 | 0 | 0 | 0 | 1 | 1 | 0 | 0 | 0 | 0 | 0 | 0 | 0 | 0 | 0 | 0 | 1 | 0 | 0 | 0 | 0 | 0 | 0 | 0 | 0 | 0 | 0 | 0 | 0 | 0 | 0 | 0 | 0 | 0 |  |  | 0 | 0 | 0 | 0 | 0 | 0 | 0 | 0 | 0 | 0 | 0 | 0 | 0 | 0 | 0 | 0 | 0 | 0 | 0 | 0 | 0 | 0 | 0 | 0 | 0 | 0 | 0 | 0 | 0 | 0 | 0 | 0 | 0 | 0 | 0 | 0 | 343.215 | 253.0117 | 390.175 | Cal Flat-Gates 230 kV line | Cal Flat-Gates 230 kV line | Cal Flat-Gates 230 kV line |  | 0 | 0 | 0 | 0 | 0 | 0 | 343.215 | 253.0117 | 390.175 | Cal Flat-Gates 230 kV line | Cal Flat-Gates 230 kV line | Cal Flat-Gates 230 kV line |  | 1 | 1 | NO | 1 | 1 | 1 | NO | 1
PG&E GBA | Stockton A | 115 | 0 | 0 | 0 | 0 | 0 | 0 | 0 | 0 | 0 | 0 | 0 | 0 | 0 | 0 | 0 | 0 | 0 | 0 | 0 | 0 | 0 | 0 | 0 | 0 | 0 | 0 | 0 | 0 | 0 | 0 | 0 | 0 | 0 | 0 | 0 | 0 | 0 | 0 | 0 | 0 | 0 | 0 | 0 | 0 | 0 | 1 | 0 | 0 | 0 | 0 | 0 | 0 | 0 | 0 | 0 | 0 | 0 | 0 | 0 | 1 | 1 | 0 | 0 | 0 | 0 | 0 | 0 | 0 | 0 | 0 | 0 | 0 | 0 | 0 | 0 | 0 | 0 | 0 | 0 | 0 | 0 | 0 | 0 | 0 | 0 | 1 | 0 | 0 | 0 | 0 | 0 | 0 | 0 | 0 | 0 | 0 | 0 |  |  | 0 | 0 | 0 | 0 | 0 | 0 | 0 | 0 | 0 | 0 | 0 | 0 | 0 | 0 | 0 | 0 | 0 | 0 | 0 | 0 | 0 | 0 | 0 | 0 | 0 | 0 | 0 | 0 | 0 | 0 | 1 | 0 | 0 | 0 | 0 | 0 | -292.7815 | 389.5959 | 2840.2422 | Bellota-Weber 230kV line | Bellota-Weber 230kV line | Bellota-Weber 230kV line |  | 0 | 0 | 0 | 0 | 0 | 0 | 167.2185 | 686.7 | 2840.2422 | Bellota-Weber 230kV line | Eight Mile-Tesla 230 kV line | Bellota-Weber 230kV line |  | 5 | 1 | YES | 2 | 1 | 1 | NO | 1
PG&E GBA | Stone | 115 | 0 | 0 | 0 | 0 | 0 | 0 | 0 | 0 | 0 | 0 | 0 | 0 | 0 | 0 | 0 | 0 | 0 | 0 | 0 | 0 | 0 | 0 | 0 | 0 | 0 | 0 | 0 | 0 | 0 | 0 | 0 | 0 | 0 | 0 | 0 | 0 | 0 | 0 | 0 | 0 | 0 | 0 | 0 | 0 | 0 | 0 | 0 | 0 | 0 | 0 | 0 | 0 | 0 | 0 | 0 | 0 | 0 | 0 | 0 | 1 | 0 | 0 | 0 | 0 | 0 | 0 | 0 | 0 | 0 | 0 | 0 | 0 | 0 | 0 | 0 | 0 | 0 | 0 | 0 | 0 | 0 | 0 | 0 | 0 | 0 | 0 | 0 | 0 | 0 | 0 | 0 | 0 | 0 | 0 | 0 | 0 | 1 |  |  | 0 | 0 | 0 | 0 | 0 | 0 | 0 | 0 | 0 | 0 | 0 | 0 | 0 | 0 | 0 | 0 | 0 | 0 | 0 | 0 | 0 | 0 | 0 | 0 | 0 | 0 | 0 | 0 | 0 | 0 | 0 | 0 | 0 | 0 | 0 | 0 | 922.2935 | 1620.51 | 4744.827 | Tesla-Bellota 230 kV line | NEW-Metcalf-Mosslanding 500kV | Tesla-Bellota 230 kV line |  | 0 | 0 | 0 | 0 | 0 | 0 | 922.2935 | 1620.51 | 4744.827 | Tesla-Bellota 230 kV line | NEW-Metcalf-Mosslanding 500kV | Tesla-Bellota 230 kV line |  | 1 | 1 | NO | 1 | 1 | 1 | NO | 1
PG&E FRESNO | Storey | 230 | 0 | 0 | 0 | 0 | 0 | 0 | 0 | 0 | 0 | 0 | 0 | 0 | 0 | 0 | 0 | 0 | 0 | 0 | 0 | 0 | 0 | 0 | 0 | 0 | 0 | 0 | 0 | 0 | 0 | 0 | 0 | 0 | 0 | 0 | 0 | 0 | 0 | 0 | 0 | 0 | 0 | 0 | 0 | 0 | 0 | 1 | 0 | 0 | 0 | 0 | 0 | 0 | 0 | 0 | 0 | 0 | 0 | 0 | 0 | 0 | 0 | 0 | 0 | 0 | 0 | 0 | 0 | 0 | 0 | 0 | 0 | 0 | 0 | 0 | 0 | 0 | 0 | 0 | 1 | 1 | 0 | 1 | 1 | 1 | 1 | 1 | 0 | 1 | 1 | 1 | 0 | 0 | 1 | 0 | 1 | 0 | 0 |  |  | 0 | 0 | 0 | 0 | 0 | 0 | 0 | 0 | 0 | 0 | 0 | 0 | 0 | 0 | 0 | 0 | 0 | 0 | 0 | 0 | 0 | 0 | 0 | 0 | 0 | 0 | 0 | 0 | 0 | 0 | 3 | 0 | 2 | 0 | 1 | 0 | -935.05 | -534.25 | -39.4574 | Borden-Storey #1 230kV line | Borden-Storey #1 230kV line | Chowchilla-Le grand 115kV Line |  | 0 | 0 | 0 | 0 | 0 | 0 | 167.2185 | 369.35 | 28.4626 | Bellota-Weber 230kV line | Oro Loma-El Nido 115kV Line | Oro Loma-El Nido 115kV Line |  | 5 | 1 | YES | 2 | 5 | 1 | YES | 2
PG&E NGBA | Summit | 115 | 0 | 0 | 0 | 0 | 0 | 0 | 0 | 0 | 0 | 0 | 0 | 0 | 0 | 0 | 0 | 0 | 0 | 0 | 0 | 0 | 0 | 0 | 0 | 0 | 0 | 0 | 0 | 0 | 0 | 0 | 0 | 0 | 0 | 0 | 0 | 0 | 0 | 0 | 0 | 1 | 1 | 0 | 1 | 0 | 0 | 1 | 1 | 1 | 0 | 0 | 0 | 0 | 0 | 0 | 0 | 0 | 0 | 0 | 0 | 1 | 1 | 0 | 0 | 0 | 0 | 0 | 0 | 0 | 0 | 0 | 0 | 0 | 0 | 0 | 0 | 0 | 0 | 0 | 0 | 0 | 0 | 0 | 0 | 0 | 0 | 0 | 0 | 0 | 0 | 0 | 0 | 0 | 0 | 0 | 0 | 0 | 0 |  |  | 40 | 0 | 0 | 0 | 0 | 0 | 0 | 0 | 0 | 0 | 0 | 0 | 0 | 0 | 1 | 40 | 0 | 0 | 0 | 0 | 0 | 0 | 0 | 0 | 0 | 0 | 0 | 0 | 0 | 1 | 2 | 0 | 0 | 0 | 0 | 0 | -599.505 | 50.45 | 32.84 | Collinsville-Tesla 500 kV Line | Woodland- Davis 115kV line | Woodland- Davis 115kV line |  | 0 | 0 | 0 | 0 | 0 | 0 | 50.45 | 50.45 | 32.84 | Woodland- Davis 115kV line | Woodland- Davis 115kV line | Woodland- Davis 115kV line |  | 5 | 1 | YES | 2 | 1 | 1 | NO | 1
SDGE | Suncrest | 230 | 0 | 0 | 0 | 0 | 0 | 0 | 0 | 0 | 0 | 0 | 0 | 0 | 0 | 0 | 0 | 0 | 0 | 0 | 0 | 0 | 0 | 0 | 0 | 0 | 0 | 0 | 0 | 0 | 0 | 0 | 1 | 0 | 1 | 0 | 0 | 1 | 0 | 0 | 0 | 0 | 0 | 0 | 0 | 0 | 0 | 0 | 0 | 0 | 0 | 0 | 0 | 0 | 0 | 0 | 0 | 0 | 0 | 0 | 0 | 0 | 0 | 0 | 0 | 0 | 0 | 0 | 0 | 0 | 0 | 0 | 0 | 0 | 0 | 0 | 0 | 0 | 0 | 0 | 0 | 0 | 0 | 0 | 0 | 0 | 0 | 0 | 0 | 0 | 0 | 0 | 0 | 0 | 0 | 0 | 0 | 0 | 0 |  |  | 0 | 0 | 0 | 0 | 0 | 0 | 0 | 0 | 0 | 0 | 0 | 0 | 0 | 0 | 0 | 0 | 0 | 0 | 0 | 0 | 0 | 0 | 0 | 0 | 0 | 0 | 0 | 0 | 0 | 0 | 0 | 0 | 0 | 0 | 0 | 0 | 826.21 | 2119.4 | 4448.768 | San Luis Rey-San Onofre 230 kV line constraint | Silvergate - Bay Blvd 230 kV constraint | Silvergate - Bay Blvd 230 kV constraint |  | 0 | 0 | 0 | 0 | 0 | 0 | 826.21 | 2119.4 | 4448.768 | San Luis Rey-San Onofre 230 kV line constraint | Silvergate - Bay Blvd 230 kV constraint | Silvergate - Bay Blvd 230 kV constraint |  | 1 | 1 | NO | 1 | 1 | 1 | NO | 1
SDGE | Suncrest | 500 | 0 | 0 | 0 | 0 | 0 | 0 | 0 | 0 | 0 | 0 | 0 | 0 | 0 | 0 | 0 | 0 | 0 | 0 | 0 | 0 | 0 | 0 | 0 | 0 | 0 | 0 | 0 | 0 | 0 | 0 | 1 | 0 | 1 | 0 | 0 | 1 | 0 | 0 | 0 | 0 | 0 | 0 | 0 | 0 | 0 | 0 | 0 | 0 | 0 | 0 | 0 | 0 | 0 | 0 | 0 | 0 | 0 | 0 | 0 | 0 | 0 | 0 | 0 | 0 | 0 | 0 | 0 | 0 | 0 | 0 | 0 | 0 | 0 | 0 | 0 | 0 | 0 | 0 | 0 | 0 | 0 | 0 | 0 | 0 | 0 | 0 | 0 | 0 | 0 | 0 | 0 | 0 | 0 | 0 | 0 | 0 | 0 |  |  | 0 | 0 | 0 | 0 | 0 | 0 | 0 | 0 | 0 | 0 | 0 | 0 | 0 | 0 | 0 | 0 | 0 | 0 | 0 | 0 | 0 | 0 | 0 | 0 | 0 | 0 | 0 | 0 | 0 | 0 | 0 | 0 | 0 | 0 | 0 | 0 | 826.21 | 2119.4 | 4448.768 | San Luis Rey-San Onofre 230 kV line constraint | Silvergate - Bay Blvd 230 kV constraint | Silvergate - Bay Blvd 230 kV constraint |  | 0 | 0 | 0 | 0 | 0 | 0 | 826.21 | 2119.4 | 4448.768 | San Luis Rey-San Onofre 230 kV line constraint | Silvergate - Bay Blvd 230 kV constraint | Silvergate - Bay Blvd 230 kV constraint |  | 1 | 1 | NO | 1 | 1 | 1 | NO | 1
PG&E KERN | Sunrise | 230 | 0 | 0 | 0 | 0 | 0 | 0 | 0 | 0 | 0 | 0 | 0 | 0 | 0 | 0 | 0 | 0 | 0 | 0 | 0 | 0 | 0 | 0 | 0 | 0 | 0 | 0 | 0 | 0 | 0 | 0 | 0 | 0 | 0 | 0 | 0 | 0 | 0 | 0 | 0 | 0 | 0 | 0 | 0 | 0 | 0 | 0 | 0 | 0 | 0 | 0 | 0 | 0 | 0 | 0 | 0 | 0 | 0 | 0 | 0 | 0 | 0 | 0 | 0 | 0 | 0 | 0 | 0 | 1 | 1 | 0 | 0 | 0 | 0 | 0 | 1 | 0 | 0 | 0 | 1 | 0 | 0 | 0 | 0 | 0 | 0 | 0 | 0 | 0 | 0 | 0 | 0 | 0 | 0 | 0 | 1 | 0 | 0 |  |  | 0 | 0 | 0 | 0 | 0 | 0 | 0 | 0 | 0 | 0 | 0 | 0 | 0 | 0 | 0 | 0 | 0 | 0 | 0 | 0 | 0 | 0 | 0 | 0 | 0 | 0 | 0 | 0 | 0 | 0 | 0 | 0 | 0 | 0 | 0 | 0 | 343.215 | 253.0117 | 390.175 | Cal Flat-Gates 230 kV line | Cal Flat-Gates 230 kV line | Cal Flat-Gates 230 kV line |  | 0 | 0 | 0 | 0 | 0 | 0 | 343.215 | 253.0117 | 390.175 | Cal Flat-Gates 230 kV line | Cal Flat-Gates 230 kV line | Cal Flat-Gates 230 kV line |  | 1 | 1 | NO | 1 | 1 | 1 | NO | 1
PG&E KERN | Sunset | 230 | 0 | 0 | 0 | 0 | 0 | 0 | 0 | 0 | 0 | 0 | 0 | 0 | 0 | 0 | 0 | 0 | 0 | 0 | 0 | 0 | 0 | 0 | 0 | 0 | 0 | 0 | 0 | 0 | 0 | 0 | 0 | 0 | 0 | 0 | 0 | 0 | 0 | 0 | 0 | 0 | 0 | 0 | 0 | 0 | 0 | 0 | 0 | 0 | 0 | 0 | 0 | 0 | 0 | 0 | 0 | 0 | 0 | 0 | 0 | 0 | 0 | 0 | 0 | 0 | 0 | 0 | 0 | 1 | 1 | 0 | 1 | 0 | 0 | 0 | 1 | 0 | 0 | 0 | 1 | 0 | 0 | 0 | 0 | 0 | 0 | 0 | 0 | 0 | 0 | 0 | 0 | 0 | 0 | 0 | 1 | 0 | 0 |  |  | 0 | 0 | 0 | 0 | 0 | 0 | 0 | 0 | 0 | 0 | 0 | 0 | 0 | 0 | 0 | 0 | 0 | 0 | 0 | 0 | 0 | 0 | 0 | 0 | 0 | 0 | 0 | 0 | 0 | 0 | 0 | 0 | 0 | 0 | 0 | 0 | 343.215 | 253.0117 | 390.175 | Cal Flat-Gates 230 kV line | Cal Flat-Gates 230 kV line | Cal Flat-Gates 230 kV line |  | 0 | 0 | 0 | 0 | 0 | 0 | 343.215 | 253.0117 | 390.175 | Cal Flat-Gates 230 kV line | Cal Flat-Gates 230 kV line | Cal Flat-Gates 230 kV line |  | 1 | 1 | NO | 1 | 1 | 1 | NO | 1
PG&E GBA | Swift | 115 | 0 | 0 | 0 | 0 | 0 | 0 | 0 | 0 | 0 | 0 | 0 | 0 | 0 | 0 | 0 | 0 | 0 | 0 | 0 | 0 | 0 | 0 | 0 | 0 | 0 | 0 | 0 | 0 | 0 | 0 | 0 | 0 | 0 | 0 | 0 | 0 | 0 | 0 | 0 | 0 | 0 | 0 | 0 | 0 | 0 | 0 | 0 | 0 | 0 | 0 | 0 | 0 | 0 | 0 | 0 | 1 | 0 | 0 | 0 | 1 | 0 | 0 | 0 | 0 | 0 | 0 | 0 | 0 | 0 | 0 | 0 | 0 | 0 | 0 | 0 | 0 | 0 | 0 | 0 | 0 | 0 | 0 | 0 | 0 | 0 | 0 | 0 | 0 | 0 | 0 | 0 | 0 | 0 | 0 | 0 | 0 | 0 |  |  | 0 | 0 | 0 | 0 | 0 | 0 | 0 | 0 | 0 | 0 | 0 | 0 | 0 | 0 | 0 | 0 | 0 | 0 | 0 | 0 | 0 | 0 | 0 | 0 | 0 | 0 | 0 | 0 | 0 | 0 | 0 | 0 | 0 | 0 | 0 | 0 | 922.2935 | 2018.1064 | 4744.827 | Tesla-Bellota 230 kV line | Tesla-Bellota 230 kV line | Tesla-Bellota 230 kV line |  | 0 | 0 | 0 | 0 | 0 | 0 | 922.2935 | 2018.1064 | 4744.827 | Tesla-Bellota 230 kV line | Tesla-Bellota 230 kV line | Tesla-Bellota 230 kV line |  | 1 | 1 | NO | 1 | 1 | 1 | NO | 1
SDGE | Sycamore Canyon | 138 | 0 | 0 | 0 | 0 | 0 | 0 | 0 | 0 | 0 | 0 | 0 | 0 | 0 | 0 | 0 | 0 | 0 | 0 | 0 | 0 | 0 | 0 | 0 | 0 | 0 | 0 | 1 | 0 | 1 | 0 | 1 | 0 | 1 | 0 | 0 | 0 | 0 | 0 | 0 | 0 | 0 | 0 | 0 | 0 | 0 | 0 | 0 | 0 | 0 | 0 | 0 | 0 | 0 | 0 | 0 | 0 | 0 | 0 | 0 | 0 | 0 | 0 | 0 | 0 | 0 | 0 | 0 | 0 | 0 | 0 | 0 | 0 | 0 | 0 | 0 | 0 | 0 | 0 | 0 | 0 | 0 | 0 | 0 | 0 | 0 | 0 | 0 | 0 | 0 | 0 | 0 | 0 | 0 | 0 | 0 | 0 | 0 |  |  | 0 | 0 | 0 | 0 | 0 | 0 | 0 | 0 | 0 | 0 | 0 | 300 | 0 | 0 | 1 | 0 | 0 | 0 | 0 | 0 | 0 | 0 | 0 | 0 | 0 | 0 | 300 | 0 | 0 | 1 | 1 | 0 | 0 | 0 | 0 | 0 | -86 | 69 | 534 | Chicarita 138 kV constraint | Chicarita 138 kV constraint | Chicarita 138 kV constraint |  | 1 | 0 | 0 | 0 | 0 | 0 | -86 | 69 | 534 | Chicarita 138 kV constraint | Chicarita 138 kV constraint | Chicarita 138 kV constraint |  | 5 | 5 | NO | 5 | 1 | 1 | NO | 1
SDGE | Sycamore Canyon | 230 | 0 | 0 | 0 | 0 | 0 | 0 | 0 | 0 | 0 | 0 | 0 | 0 | 0 | 0 | 0 | 0 | 0 | 0 | 0 | 0 | 0 | 0 | 0 | 0 | 0 | 1 | 0 | 0 | 1 | 0 | 1 | 0 | 1 | 0 | 0 | 0 | 0 | 0 | 0 | 0 | 0 | 0 | 0 | 0 | 0 | 0 | 0 | 0 | 0 | 0 | 0 | 0 | 0 | 0 | 0 | 0 | 0 | 0 | 0 | 0 | 0 | 0 | 0 | 0 | 0 | 0 | 0 | 0 | 0 | 0 | 0 | 0 | 0 | 0 | 0 | 0 | 0 | 0 | 0 | 0 | 0 | 0 | 0 | 0 | 0 | 0 | 0 | 0 | 0 | 0 | 0 | 0 | 0 | 0 | 0 | 0 | 0 |  |  | 0 | 0 | 0 | 0 | 0 | 0 | 0 | 0 | 0 | 0 | 0 | 0 | 0 | 0 | 0 | 0 | 0 | 0 | 0 | 0 | 0 | 0 | 0 | 0 | 0 | 0 | 0 | 0 | 409.2 | 1 | 0 | 0 | 0 | 0 | 0 | 0 | 597.87 | 960.935 | 2042.23 | Capistrano-San Onofre 230 kV constraint | Capistrano-San Onofre 230 kV constraint | Capistrano-San Onofre 230 kV constraint |  | 0 | 0 | 0 | 0 | 0 | 0 | 597.87 | 960.935 | 2042.23 | Capistrano-San Onofre 230 kV constraint | Capistrano-San Onofre 230 kV constraint | Capistrano-San Onofre 230 kV constraint |  | 1 | 1 | NO | 1 | 1 | 1 | NO | 1
SDGE | Sycamore Canyon | 69 | 0 | 0 | 0 | 0 | 0 | 0 | 0 | 0 | 0 | 0 | 0 | 0 | 0 | 0 | 0 | 0 | 0 | 0 | 0 | 0 | 0 | 0 | 0 | 0 | 0 | 1 | 0 | 0 | 0 | 0 | 1 | 0 | 1 | 0 | 0 | 0 | 0 | 0 | 0 | 0 | 0 | 0 | 0 | 0 | 0 | 0 | 0 | 0 | 0 | 0 | 0 | 0 | 0 | 0 | 0 | 0 | 0 | 0 | 0 | 0 | 0 | 0 | 0 | 0 | 0 | 0 | 0 | 0 | 0 | 0 | 0 | 0 | 0 | 0 | 0 | 0 | 0 | 0 | 0 | 0 | 0 | 0 | 0 | 0 | 0 | 0 | 0 | 0 | 0 | 0 | 0 | 0 | 0 | 0 | 0 | 0 | 0 |  |  | 0 | 0 | 0 | 0 | 0 | 0 | 0 | 0 | 0 | 0 | 0 | 0 | 0 | 0 | 0 | 0 | 0 | 0 | 0 | 0 | 0 | 0 | 0 | 0 | 0 | 0 | 0 | 0 | 0 | 0 | 0 | 0 | 0 | 0 | 0 | 0 | 597.87 | 960.935 | 2042.23 | Capistrano-San Onofre 230 kV constraint | Capistrano-San Onofre 230 kV constraint | Capistrano-San Onofre 230 kV constraint |  | 0 | 0 | 0 | 0 | 0 | 0 | 597.87 | 960.935 | 2042.23 | Capistrano-San Onofre 230 kV constraint | Capistrano-San Onofre 230 kV constraint | Capistrano-San Onofre 230 kV constraint |  | 1 | 1 | NO | 1 | 1 | 1 | NO | 1
SCE Northern | Sylmar | 230 | 0 | 0 | 0 | 0 | 0 | 0 | 0 | 0 | 0 | 0 | 0 | 0 | 0 | 0 | 0 | 0 | 0 | 0 | 0 | 0 | 0 | 0 | 0 | 0 | 1 | 0 | 0 | 0 | 0 | 0 | 0 | 0 | 0 | 0 | 0 | 0 | 0 | 0 | 0 | 0 | 0 | 0 | 0 | 0 | 0 | 0 | 0 | 0 | 0 | 0 | 0 | 0 | 0 | 0 | 0 | 0 | 0 | 0 | 0 | 0 | 0 | 0 | 0 | 0 | 0 | 0 | 0 | 0 | 0 | 0 | 0 | 0 | 0 | 0 | 0 | 0 | 0 | 0 | 0 | 0 | 0 | 0 | 0 | 0 | 0 | 0 | 0 | 0 | 0 | 0 | 0 | 0 | 0 | 0 | 0 | 0 | 0 |  |  | 0 | 0 | 0 | 0 | 0 | 0 | 0 | 0 | 0 | 0 | 0 | 0 | 0 | 0 | 0 | 0 | 0 | 0 | 0 | 0 | 0 | 0 | 0 | 0 | 0 | 0 | 0 | 0 | 0 | 0 | 1 | 0 | 0 | 0 | 0 | 0 | -236.375 | 3658.51 | 6589.955 | Lugo - Victorville area constraint | Lugo - Victorville area constraint | Lugo - Victorville area constraint |  | 1 | 0 | 0 | 0 | 0 | 0 | -236.375 | 3658.51 | 6589.955 | Lugo - Victorville area constraint | Lugo - Victorville area constraint | Lugo - Victorville area constraint |  | 5 | 5 | NO | 5 | 1 | 1 | NO | 1
PG&E NGBA | Table Mountain | 115 | 0 | 0 | 0 | 0 | 0 | 0 | 0 | 0 | 0 | 0 | 0 | 0 | 0 | 0 | 0 | 0 | 0 | 0 | 0 | 0 | 0 | 0 | 0 | 0 | 0 | 0 | 0 | 0 | 0 | 0 | 0 | 0 | 0 | 0 | 0 | 0 | 0 | 0 | 0 | 1 | 0 | 0 | 0 | 0 | 0 | 0 | 0 | 0 | 0 | 0 | 0 | 0 | 0 | 0 | 0 | 0 | 0 | 0 | 0 | 0 | 0 | 0 | 0 | 0 | 0 | 0 | 0 | 0 | 0 | 0 | 0 | 0 | 0 | 0 | 0 | 0 | 0 | 0 | 0 | 0 | 0 | 0 | 0 | 0 | 0 | 0 | 0 | 0 | 0 | 0 | 0 | 0 | 0 | 0 | 0 | 0 | 0 |  |  | 0 | 0 | 0 | 0 | 0 | 0 | 0 | 0 | 0 | 0 | 0 | 0 | 0 | 0 | 0 | 0 | 0 | 0 | 0 | 0 | 0 | 0 | 0 | 0 | 0 | 0 | 0 | 0 | 0 | 0 | 1 | 0 | 0 | 0 | 0 | 0 | -599.505 | 1292.236 | 5239.7208 | Collinsville-Tesla 500 kV Line | Collinsville-Tesla 500 kV Line | Collinsville-Tesla 500 kV Line |  | 0 | 0 | 0 | 0 | 0 | 0 | 8045.495 | 9937.236 | 5239.7208 | Collinsville-Tesla 500 kV Line | Collinsville-Tesla 500 kV Line | Collinsville-Tesla 500 kV Line |  | 5 | 1 | YES | 2 | 1 | 1 | NO | 1
PG&E NGBA | Table Mountain | 230 | 0 | 0 | 0 | 0 | 0 | 0 | 0 | 0 | 0 | 0 | 0 | 0 | 0 | 0 | 0 | 0 | 0 | 0 | 0 | 0 | 0 | 0 | 0 | 0 | 0 | 0 | 0 | 0 | 0 | 0 | 0 | 0 | 0 | 0 | 0 | 0 | 0 | 0 | 0 | 1 | 0 | 0 | 0 | 0 | 0 | 1 | 0 | 0 | 0 | 0 | 0 | 0 | 0 | 0 | 0 | 0 | 0 | 0 | 0 | 1 | 0 | 0 | 0 | 0 | 0 | 0 | 0 | 0 | 0 | 0 | 0 | 0 | 0 | 0 | 0 | 0 | 0 | 0 | 0 | 0 | 0 | 0 | 0 | 0 | 0 | 0 | 0 | 0 | 0 | 0 | 0 | 0 | 0 | 0 | 0 | 0 | 0 |  |  | 0 | 0 | 0 | 0 | 0 | 0 | 0 | 0 | 0 | 0 | 0 | 0 | 0 | 0 | 0 | 0 | 0 | 90.5 | 22.5 | 0 | 0 | 0 | 0 | 0 | 0 | 0 | 0 | 0 | 0 | 1 | 2 | 0 | 0 | 0 | 0 | 0 | -599.505 | 389.5959 | 2840.2422 | Collinsville-Tesla 500 kV Line | Bellota-Weber 230kV line | Bellota-Weber 230kV line |  | 0 | 0 | 0 | 0 | 0 | 0 | 167.2185 | 849.5959 | 2840.2422 | Bellota-Weber 230kV line | Bellota-Weber 230kV line | Bellota-Weber 230kV line |  | 5 | 1 | YES | 2 | 1 | 1 | NO | 1
PG&E NGBA | Table Mountain | 500 | 0 | 0 | 0 | 0 | 0 | 0 | 0 | 0 | 0 | 0 | 0 | 0 | 0 | 0 | 0 | 0 | 0 | 0 | 0 | 0 | 0 | 0 | 0 | 0 | 0 | 0 | 0 | 0 | 0 | 0 | 0 | 0 | 0 | 0 | 0 | 0 | 0 | 0 | 0 | 1 | 0 | 0 | 0 | 0 | 0 | 0 | 0 | 0 | 0 | 0 | 0 | 0 | 0 | 0 | 0 | 0 | 0 | 0 | 0 | 0 | 0 | 0 | 0 | 0 | 0 | 0 | 0 | 0 | 0 | 0 | 0 | 0 | 0 | 0 | 0 | 0 | 0 | 0 | 0 | 0 | 0 | 0 | 0 | 0 | 0 | 0 | 0 | 0 | 0 | 0 | 0 | 0 | 0 | 0 | 0 | 0 | 0 |  |  | 0 | 0 | 0 | 0 | 0 | 0 | 0 | 0 | 0 | 0 | 0 | 0 | 0 | 0 | 0 | 0 | 0 | 0 | 0 | 0 | 0 | 0 | 0 | 0 | 0 | 0 | 0 | 0 | 0 | 0 | 1 | 0 | 0 | 0 | 0 | 0 | -599.505 | 1292.236 | 5239.7208 | Collinsville-Tesla 500 kV Line | Collinsville-Tesla 500 kV Line | Collinsville-Tesla 500 kV Line |  | 0 | 0 | 0 | 0 | 0 | 0 | 8045.495 | 9937.236 | 5239.7208 | Collinsville-Tesla 500 kV Line | Collinsville-Tesla 500 kV Line | Collinsville-Tesla 500 kV Line |  | 5 | 1 | YES | 2 | 1 | 1 | NO | 1
PG&E NGBA | Table Mountain | 60 | 0 | 0 | 0 | 0 | 0 | 0 | 0 | 0 | 0 | 0 | 0 | 0 | 0 | 0 | 0 | 0 | 0 | 0 | 0 | 0 | 0 | 0 | 0 | 0 | 0 | 0 | 0 | 0 | 0 | 0 | 0 | 0 | 0 | 0 | 0 | 0 | 0 | 0 | 0 | 1 | 0 | 0 | 0 | 0 | 0 | 1 | 0 | 0 | 0 | 0 | 0 | 0 | 0 | 0 | 0 | 0 | 0 | 0 | 0 | 1 | 0 | 0 | 0 | 0 | 0 | 0 | 0 | 0 | 0 | 0 | 0 | 0 | 0 | 0 | 0 | 0 | 0 | 0 | 0 | 0 | 0 | 0 | 0 | 0 | 0 | 0 | 0 | 0 | 0 | 0 | 0 | 0 | 0 | 0 | 0 | 0 | 0 |  |  | 0 | 0 | 0 | 0 | 0 | 0 | 0 | 0 | 0 | 0 | 0 | 0 | 0 | 0 | 0 | 0 | 0 | 0 | 0 | 0 | 0 | 0 | 0 | 0 | 0 | 0 | 0 | 0 | 0 | 0 | 2 | 0 | 0 | 0 | 0 | 0 | -599.505 | 389.5959 | 2840.2422 | Collinsville-Tesla 500 kV Line | Bellota-Weber 230kV line | Bellota-Weber 230kV line |  | 0 | 0 | 0 | 0 | 0 | 0 | 167.2185 | 849.5959 | 2840.2422 | Bellota-Weber 230kV line | Bellota-Weber 230kV line | Bellota-Weber 230kV line |  | 5 | 1 | YES | 2 | 1 | 1 | NO | 1
PG&E KERN | Taft | 115 | 0 | 0 | 0 | 0 | 0 | 0 | 0 | 0 | 0 | 0 | 0 | 0 | 0 | 0 | 0 | 0 | 0 | 0 | 0 | 0 | 0 | 0 | 0 | 0 | 0 | 0 | 0 | 0 | 0 | 0 | 0 | 0 | 0 | 0 | 0 | 0 | 0 | 0 | 0 | 0 | 0 | 0 | 0 | 0 | 0 | 0 | 0 | 0 | 0 | 0 | 0 | 0 | 0 | 0 | 0 | 0 | 0 | 0 | 0 | 0 | 0 | 0 | 0 | 0 | 0 | 0 | 0 | 1 | 1 | 0 | 1 | 0 | 0 | 0 | 1 | 0 | 0 | 0 | 1 | 0 | 0 | 0 | 0 | 0 | 0 | 0 | 0 | 0 | 0 | 0 | 0 | 0 | 0 | 0 | 1 | 0 | 0 |  |  | 0 | 0 | 0 | 0 | 0 | 0 | 0 | 0 | 0 | 0 | 0 | 0 | 0 | 0 | 0 | 0 | 0 | 0 | 0 | 0 | 0 | 0 | 0 | 8 | 0 | 3 | 3 | 0 | 0 | 1 | 0 | 0 | 0 | 0 | 0 | 0 | 343.215 | 253.0117 | 390.175 | Cal Flat-Gates 230 kV line | Cal Flat-Gates 230 kV line | Cal Flat-Gates 230 kV line |  | 0 | 0 | 0 | 0 | 0 | 0 | 343.215 | 253.0117 | 390.175 | Cal Flat-Gates 230 kV line | Cal Flat-Gates 230 kV line | Cal Flat-Gates 230 kV line |  | 1 | 1 | NO | 1 | 1 | 1 | NO | 1
SDGE | Talega | 138 | 0 | 0 | 0 | 0 | 0 | 0 | 0 | 0 | 0 | 0 | 0 | 0 | 0 | 0 | 0 | 0 | 0 | 0 | 0 | 0 | 0 | 0 | 0 | 0 | 0 | 1 | 0 | 0 | 0 | 0 | 0 | 0 | 0 | 0 | 0 | 0 | 0 | 1 | 1 | 0 | 0 | 0 | 0 | 0 | 0 | 0 | 0 | 0 | 0 | 0 | 0 | 0 | 0 | 0 | 0 | 0 | 0 | 0 | 0 | 0 | 0 | 0 | 0 | 0 | 0 | 0 | 0 | 0 | 0 | 0 | 0 | 0 | 0 | 0 | 0 | 0 | 0 | 0 | 0 | 0 | 0 | 0 | 0 | 0 | 0 | 0 | 0 | 0 | 0 | 0 | 0 | 0 | 0 | 0 | 0 | 0 | 0 |  |  | 0 | 0 | 0 | 0 | 0 | 0 | 0 | 0 | 0 | 0 | 0 | 0 | 0 | 0 | 0 | 0 | 0 | 0 | 0 | 0 | 0 | 0 | 0 | 0 | 0 | 0 | 0 | 0 | 0 | 0 | 0 | 0 | 0 | 0 | 0 | 0 | 501 | 501 | 501 | Trabuco-Capistrano 138 kV constraint | Trabuco-Capistrano 138 kV constraint | Trabuco-Capistrano 138 kV constraint |  | 0 | 0 | 0 | 0 | 0 | 0 | 501 | 501 | 501 | Trabuco-Capistrano 138 kV constraint | Trabuco-Capistrano 138 kV constraint | Trabuco-Capistrano 138 kV constraint |  | 1 | 1 | NO | 1 | 1 | 1 | NO | 1
SDGE | Talega | 230 | 0 | 0 | 0 | 0 | 0 | 0 | 0 | 0 | 0 | 0 | 0 | 0 | 0 | 0 | 0 | 0 | 0 | 0 | 0 | 0 | 0 | 0 | 0 | 0 | 0 | 1 | 0 | 0 | 0 | 0 | 0 | 0 | 0 | 0 | 0 | 0 | 0 | 1 | 0 | 0 | 0 | 0 | 0 | 0 | 0 | 0 | 0 | 0 | 0 | 0 | 0 | 0 | 0 | 0 | 0 | 0 | 0 | 0 | 0 | 0 | 0 | 0 | 0 | 0 | 0 | 0 | 0 | 0 | 0 | 0 | 0 | 0 | 0 | 0 | 0 | 0 | 0 | 0 | 0 | 0 | 0 | 0 | 0 | 0 | 0 | 0 | 0 | 0 | 0 | 0 | 0 | 0 | 0 | 0 | 0 | 0 | 0 |  |  | 0 | 0 | 0 | 0 | 0 | 0 | 0 | 0 | 0 | 0 | 0 | 0 | 0 | 0 | 0 | 0 | 0 | 0 | 0 | 0 | 0 | 0 | 0 | 0 | 0 | 0 | 0 | 0 | 0 | 0 | 0 | 0 | 0 | 0 | 0 | 0 | 597.87 | 869.535 | 1337.03 | Capistrano-San Onofre 230 kV constraint | Talega 230 kV constraint | Talega 230 kV constraint |  | 0 | 0 | 0 | 0 | 0 | 0 | 597.87 | 869.535 | 1337.03 | Capistrano-San Onofre 230 kV constraint | Talega 230 kV constraint | Talega 230 kV constraint |  | 1 | 1 | NO | 1 | 1 | 1 | NO | 1
PG&E GBA | Tassajara | 230 | 0 | 0 | 0 | 0 | 0 | 0 | 0 | 0 | 0 | 0 | 0 | 0 | 0 | 0 | 0 | 0 | 0 | 0 | 0 | 0 | 0 | 0 | 0 | 0 | 0 | 0 | 0 | 0 | 0 | 0 | 0 | 0 | 0 | 0 | 0 | 0 | 0 | 0 | 0 | 1 | 0 | 0 | 0 | 0 | 0 | 0 | 0 | 0 | 0 | 0 | 0 | 0 | 0 | 0 | 0 | 0 | 0 | 0 | 0 | 0 | 0 | 0 | 0 | 0 | 0 | 0 | 0 | 0 | 0 | 0 | 0 | 0 | 0 | 0 | 0 | 0 | 0 | 0 | 0 | 0 | 0 | 0 | 0 | 0 | 0 | 0 | 0 | 0 | 0 | 0 | 0 | 0 | 0 | 0 | 0 | 0 | 0 |  |  | 0 | 0 | 0 | 0 | 0 | 0 | 0 | 0 | 0 | 0 | 0 | 0 | 0 | 0 | 0 | 0 | 0 | 0 | 0 | 0 | 0 | 0 | 0 | 0 | 0 | 0 | 0 | 0 | 0 | 0 | 1 | 0 | 0 | 0 | 0 | 0 | -599.505 | 1292.236 | 5239.7208 | Collinsville-Tesla 500 kV Line | Collinsville-Tesla 500 kV Line | Collinsville-Tesla 500 kV Line |  | 0 | 0 | 0 | 0 | 0 | 0 | 8045.495 | 9937.236 | 5239.7208 | Collinsville-Tesla 500 kV Line | Collinsville-Tesla 500 kV Line | Collinsville-Tesla 500 kV Line |  | 5 | 1 | YES | 2 | 1 | 1 | NO | 1
PG&E KERN | Tejon | 70 | 0 | 0 | 0 | 0 | 0 | 0 | 0 | 0 | 0 | 0 | 0 | 0 | 0 | 0 | 0 | 0 | 0 | 0 | 0 | 0 | 0 | 0 | 0 | 0 | 0 | 0 | 0 | 0 | 0 | 0 | 0 | 0 | 0 | 0 | 0 | 0 | 0 | 0 | 0 | 0 | 0 | 0 | 0 | 0 | 0 | 0 | 0 | 0 | 0 | 0 | 0 | 0 | 0 | 0 | 0 | 0 | 0 | 0 | 0 | 0 | 0 | 0 | 0 | 0 | 0 | 0 | 0 | 1 | 1 | 0 | 0 | 0 | 0 | 0 | 0 | 0 | 0 | 0 | 0 | 1 | 0 | 0 | 0 | 0 | 0 | 0 | 0 | 0 | 0 | 0 | 0 | 0 | 0 | 0 | 0 | 0 | 0 |  |  | 0 | 0 | 0 | 0 | 0 | 0 | 0 | 0 | 0 | 0 | 0 | 0 | 0 | 0 | 0 | 0 | 0 | 0 | 0 | 0 | 0 | 0 | 0 | 0 | 0 | 0 | 0 | 0 | 0 | 0 | 0 | 0 | 0 | 0 | 0 | 0 | 343.215 | 253.0117 | 390.175 | Cal Flat-Gates 230 kV line | Cal Flat-Gates 230 kV line | Cal Flat-Gates 230 kV line |  | 0 | 0 | 0 | 0 | 0 | 0 | 343.215 | 253.0117 | 390.175 | Cal Flat-Gates 230 kV line | Cal Flat-Gates 230 kV line | Cal Flat-Gates 230 kV line |  | 1 | 1 | NO | 1 | 1 | 1 | NO | 1
SDGE | Telegraph Canyon | 138 | 0 | 0 | 0 | 0 | 0 | 0 | 0 | 0 | 0 | 0 | 0 | 0 | 0 | 0 | 0 | 0 | 0 | 0 | 0 | 0 | 0 | 0 | 0 | 0 | 0 | 0 | 0 | 0 | 0 | 0 | 1 | 0 | 1 | 0 | 0 | 1 | 1 | 0 | 0 | 0 | 0 | 0 | 0 | 0 | 0 | 0 | 0 | 0 | 0 | 0 | 0 | 0 | 0 | 0 | 0 | 0 | 0 | 0 | 0 | 0 | 0 | 0 | 0 | 0 | 0 | 0 | 0 | 0 | 0 | 0 | 0 | 0 | 0 | 0 | 0 | 0 | 0 | 0 | 0 | 0 | 0 | 0 | 0 | 0 | 0 | 0 | 0 | 0 | 0 | 0 | 0 | 0 | 0 | 0 | 0 | 0 | 0 |  |  | 0 | 0 | 0 | 0 | 0 | 0 | 0 | 0 | 0 | 0 | 0 | 0 | 0 | 0 | 0 | 0 | 0 | 0 | 0 | 0 | 0 | 0 | 0 | 0 | 0 | 0 | 0 | 0 | 0 | 0 | 0 | 0 | 0 | 0 | 0 | 0 | 826.21 | 1748.17 | 2202.4044 | San Luis Rey-San Onofre 230 kV line constraint | Silvergate-Old Town 230 kV constraint | Silvergate-Old Town 230 kV constraint |  | 0 | 0 | 0 | 0 | 0 | 0 | 826.21 | 1748.17 | 2202.4044 | San Luis Rey-San Onofre 230 kV line constraint | Silvergate-Old Town 230 kV constraint | Silvergate-Old Town 230 kV constraint |  | 1 | 1 | NO | 1 | 1 | 1 | NO | 1
PG&E KERN | Temblor | 115 | 0 | 0 | 0 | 0 | 0 | 0 | 0 | 0 | 0 | 0 | 0 | 0 | 0 | 0 | 0 | 0 | 0 | 0 | 0 | 0 | 0 | 0 | 0 | 0 | 0 | 0 | 0 | 0 | 0 | 0 | 0 | 0 | 0 | 0 | 0 | 0 | 0 | 0 | 0 | 0 | 0 | 0 | 0 | 0 | 0 | 0 | 0 | 0 | 0 | 0 | 0 | 0 | 0 | 0 | 0 | 0 | 0 | 0 | 0 | 0 | 0 | 0 | 0 | 0 | 0 | 0 | 0 | 1 | 1 | 0 | 0 | 0 | 0 | 0 | 1 | 0 | 0 | 0 | 1 | 0 | 0 | 0 | 0 | 0 | 0 | 0 | 0 | 0 | 0 | 0 | 0 | 0 | 0 | 0 | 1 | 0 | 0 |  |  | 0 | 0 | 0 | 0 | 0 | 0 | 0 | 0 | 0 | 0 | 0 | 0 | 0 | 0 | 0 | 0 | 0 | 0 | 0 | 0 | 0 | 0 | 0 | 0 | 0 | 0 | 0 | 0 | 0 | 0 | 0 | 0 | 0 | 0 | 0 | 0 | 343.215 | 253.0117 | 390.175 | Cal Flat-Gates 230 kV line | Cal Flat-Gates 230 kV line | Cal Flat-Gates 230 kV line |  | 0 | 0 | 0 | 0 | 0 | 0 | 343.215 | 253.0117 | 390.175 | Cal Flat-Gates 230 kV line | Cal Flat-Gates 230 kV line | Cal Flat-Gates 230 kV line |  | 1 | 1 | NO | 1 | 1 | 1 | NO | 1
PG&E KERN | Templeton | 230 | 0 | 0 | 0 | 0 | 0 | 0 | 0 | 0 | 0 | 0 | 0 | 0 | 0 | 0 | 0 | 0 | 0 | 0 | 0 | 0 | 0 | 0 | 0 | 0 | 0 | 0 | 0 | 0 | 0 | 0 | 0 | 0 | 0 | 0 | 0 | 0 | 0 | 0 | 0 | 0 | 0 | 0 | 0 | 0 | 0 | 0 | 0 | 0 | 0 | 0 | 0 | 0 | 0 | 0 | 0 | 0 | 0 | 0 | 0 | 0 | 0 | 0 | 0 | 0 | 0 | 0 | 0 | 1 | 0 | 0 | 0 | 0 | 0 | 0 | 0 | 0 | 0 | 0 | 1 | 1 | 0 | 0 | 0 | 0 | 0 | 0 | 0 | 0 | 0 | 0 | 0 | 0 | 0 | 0 | 1 | 1 | 0 |  |  | 0 | 0 | 0 | 0 | 0 | 0 | 0 | 0 | 0 | 0 | 0 | 0 | 0 | 0 | 0 | 0 | 0 | 113.07 | 0 | 0 | 0 | 0 | 0 | 0 | 0 | 0 | 0 | 0 | 0 | 1 | 0 | 0 | 0 | 0 | 0 | 0 | 343.215 | 253.0117 | 390.175 | Cal Flat-Gates 230 kV line | Cal Flat-Gates 230 kV line | Cal Flat-Gates 230 kV line |  | 0 | 0 | 0 | 0 | 0 | 0 | 343.215 | 253.0117 | 390.175 | Cal Flat-Gates 230 kV line | Cal Flat-Gates 230 kV line | Cal Flat-Gates 230 kV line |  | 1 | 1 | NO | 1 | 1 | 1 | NO | 1
PG&E KERN | Templeton | 70 | 0 | 0 | 0 | 0 | 0 | 0 | 0 | 0 | 0 | 0 | 0 | 0 | 0 | 0 | 0 | 0 | 0 | 0 | 0 | 0 | 0 | 0 | 0 | 0 | 0 | 0 | 0 | 0 | 0 | 0 | 0 | 0 | 0 | 0 | 0 | 0 | 0 | 0 | 0 | 0 | 0 | 0 | 0 | 0 | 0 | 0 | 0 | 0 | 0 | 0 | 0 | 0 | 0 | 0 | 0 | 0 | 0 | 0 | 0 | 0 | 0 | 0 | 0 | 0 | 0 | 0 | 0 | 1 | 1 | 0 | 0 | 0 | 0 | 0 | 0 | 0 | 0 | 0 | 0 | 1 | 0 | 0 | 0 | 0 | 0 | 1 | 0 | 0 | 0 | 0 | 0 | 0 | 0 | 0 | 0 | 1 | 0 |  |  | 0 | 0 | 0 | 0 | 0 | 0 | 0 | 0 | 0 | 0 | 0 | 0 | 0 | 0 | 0 | 0 | 3 | 0 | 0 | 0 | 0 | 0 | 0 | 0 | 0 | 0 | 0 | 0 | 0 | 1 | 0 | 0 | 0 | 0 | 0 | 0 | 343.215 | 253.0117 | 390.175 | Cal Flat-Gates 230 kV line | Cal Flat-Gates 230 kV line | Cal Flat-Gates 230 kV line |  | 0 | 0 | 0 | 0 | 0 | 0 | 343.215 | 253.0117 | 390.175 | Cal Flat-Gates 230 kV line | Cal Flat-Gates 230 kV line | Cal Flat-Gates 230 kV line |  | 1 | 1 | NO | 1 | 1 | 1 | NO | 1
PG&E GBA | Tesla | 115 | 0 | 0 | 0 | 0 | 0 | 0 | 0 | 0 | 0 | 0 | 0 | 0 | 0 | 0 | 0 | 0 | 0 | 0 | 0 | 0 | 0 | 0 | 0 | 0 | 0 | 0 | 0 | 0 | 0 | 0 | 0 | 0 | 0 | 0 | 0 | 0 | 0 | 0 | 0 | 0 | 0 | 0 | 0 | 0 | 0 | 0 | 0 | 0 | 0 | 0 | 0 | 0 | 0 | 0 | 0 | 1 | 0 | 0 | 0 | 1 | 0 | 0 | 0 | 0 | 0 | 1 | 0 | 0 | 0 | 0 | 0 | 0 | 0 | 0 | 0 | 0 | 0 | 0 | 0 | 0 | 0 | 0 | 0 | 0 | 0 | 0 | 0 | 0 | 0 | 0 | 0 | 0 | 0 | 0 | 0 | 0 | 0 |  |  | 0 | 0 | 0 | 0 | 0 | 0 | 0 | 0 | 0 | 0 | 0 | 0 | 0 | 0 | 0 | 0 | 0 | 0 | 0 | 0 | 0 | 0 | 0 | 0 | 0 | 0 | 0 | 0 | 0 | 0 | 0 | 0 | 0 | 0 | 0 | 0 | 922.2935 | 2018.1064 | 4744.827 | Tesla-Bellota 230 kV line | Tesla-Bellota 230 kV line | Tesla-Bellota 230 kV line |  | 0 | 0 | 0 | 0 | 0 | 0 | 922.2935 | 2018.1064 | 4744.827 | Tesla-Bellota 230 kV line | Tesla-Bellota 230 kV line | Tesla-Bellota 230 kV line |  | 1 | 1 | NO | 1 | 1 | 1 | NO | 1
PG&E GBA | Tesla | 230 | 0 | 0 | 0 | 0 | 0 | 0 | 0 | 0 | 0 | 0 | 0 | 0 | 0 | 0 | 0 | 0 | 0 | 0 | 0 | 0 | 0 | 0 | 0 | 0 | 0 | 0 | 0 | 0 | 0 | 0 | 0 | 0 | 0 | 0 | 0 | 0 | 0 | 0 | 0 | 1 | 0 | 0 | 0 | 0 | 0 | 0 | 0 | 0 | 0 | 0 | 0 | 0 | 0 | 1 | 0 | 1 | 0 | 0 | 1 | 1 | 0 | 0 | 0 | 0 | 0 | 1 | 0 | 0 | 0 | 0 | 0 | 0 | 0 | 0 | 0 | 0 | 0 | 0 | 0 | 0 | 0 | 0 | 0 | 0 | 0 | 0 | 0 | 0 | 0 | 0 | 0 | 0 | 0 | 0 | 0 | 0 | 0 |  |  | 0 | 0 | 0 | 0 | 0 | 0 | 0 | 0 | 0 | 0 | 0 | 400 | 0 | 0 | 1 | 0 | 0 | 100 | 76.5 | 0 | 0 | 0 | 0 | 0 | 0 | 0 | 525 | 0 | 0 | 1 | 2 | 0 | 1 | 0 | 0 | 0 | -861.825 | -176.859 | 4164.2095 | Windmaster-Delta pumps 230 kV line | Windmaster-Delta pumps 230 kV line | Windmaster-Delta pumps 230 kV line |  | 0 | 0 | 0 | 0 | 0 | 0 | 922.2935 | 2018.1064 | 4164.2095 | Tesla-Bellota 230 kV line | Tesla-Bellota 230 kV line | Windmaster-Delta pumps 230 kV line |  | 5 | 1 | YES | 2 | 1 | 1 | NO | 1
PG&E GBA | Tesla | 500 | 0 | 0 | 0 | 0 | 0 | 0 | 0 | 0 | 0 | 0 | 0 | 0 | 0 | 0 | 0 | 0 | 0 | 0 | 0 | 0 | 0 | 0 | 0 | 0 | 0 | 0 | 0 | 0 | 0 | 0 | 0 | 0 | 0 | 0 | 0 | 0 | 0 | 0 | 0 | 0 | 0 | 0 | 0 | 0 | 0 | 0 | 0 | 0 | 0 | 0 | 0 | 0 | 0 | 0 | 0 | 1 | 0 | 0 | 1 | 1 | 0 | 0 | 0 | 0 | 0 | 1 | 0 | 0 | 0 | 0 | 0 | 0 | 0 | 0 | 0 | 0 | 0 | 0 | 0 | 0 | 0 | 0 | 0 | 0 | 0 | 0 | 0 | 0 | 0 | 0 | 0 | 0 | 0 | 0 | 0 | 0 | 0 |  |  | 0 | 0 | 0 | 0 | 0 | 0 | 0 | 0 | 0 | 0 | 0 | 0 | 0 | 0 | 0 | 0 | 0 | 300 | 0 | 0 | 0 | 0 | 0 | 0 | 0 | 0 | 0 | 0 | 0 | 1 | 0 | 0 | 0 | 0 | 0 | 0 | 922.2935 | 2018.1064 | 4744.827 | Tesla-Bellota 230 kV line | Tesla-Bellota 230 kV line | Tesla-Bellota 230 kV line |  | 0 | 0 | 0 | 0 | 0 | 0 | 922.2935 | 2018.1064 | 4744.827 | Tesla-Bellota 230 kV line | Tesla-Bellota 230 kV line | Tesla-Bellota 230 kV line |  | 1 | 1 | NO | 1 | 1 | 1 | NO | 1
PG&E KERN | Tevis | 115 | 0 | 0 | 0 | 0 | 0 | 0 | 0 | 0 | 0 | 0 | 0 | 0 | 0 | 0 | 0 | 0 | 0 | 0 | 0 | 0 | 0 | 0 | 0 | 0 | 0 | 0 | 0 | 0 | 0 | 0 | 0 | 0 | 0 | 0 | 0 | 0 | 0 | 0 | 0 | 0 | 0 | 0 | 0 | 0 | 0 | 0 | 0 | 0 | 0 | 0 | 0 | 0 | 0 | 0 | 0 | 0 | 0 | 0 | 0 | 0 | 0 | 0 | 0 | 0 | 0 | 0 | 0 | 0 | 0 | 0 | 1 | 0 | 0 | 0 | 0 | 0 | 0 | 0 | 1 | 1 | 0 | 0 | 0 | 0 | 0 | 0 | 0 | 0 | 0 | 0 | 0 | 0 | 0 | 0 | 1 | 0 | 0 |  |  | 0 | 0 | 0 | 0 | 0 | 0 | 0 | 0 | 0 | 0 | 0 | 0 | 0 | 0 | 0 | 0 | 0 | 0 | 0 | 0 | 0 | 0 | 0 | 0 | 0 | 0 | 0 | 0 | 0 | 0 | 0 | 0 | 0 | 0 | 0 | 0 | 1038.735 | 1862.1 | 855.1531 | Mustang-Henrietta 230 kV line | Kern 230/115kV TB #4 | Mustang-Henrietta 230 kV line |  | 0 | 0 | 0 | 0 | 0 | 0 | 1038.735 | 1862.1 | 855.1531 | Mustang-Henrietta 230 kV line | Kern 230/115kV TB #4 | Mustang-Henrietta 230 kV line |  | 1 | 1 | NO | 1 | 1 | 1 | NO | 1
EOP | Thousandaire | 138 | 0 | 0 | 0 | 0 | 0 | 0 | 0 | 0 | 0 | 0 | 0 | 0 | 0 | 0 | 0 | 0 | 0 | 0 | 0 | 0 | 0 | 0 | 1 | 1 | 1 | 0 | 0 | 0 | 0 | 0 | 0 | 0 | 0 | 0 | 0 | 0 | 0 | 0 | 0 | 0 | 0 | 0 | 0 | 0 | 0 | 0 | 0 | 0 | 0 | 0 | 0 | 0 | 0 | 0 | 0 | 0 | 0 | 0 | 0 | 0 | 0 | 0 | 0 | 0 | 0 | 0 | 0 | 0 | 0 | 0 | 0 | 0 | 0 | 0 | 0 | 0 | 0 | 0 | 0 | 0 | 0 | 0 | 0 | 0 | 0 | 0 | 0 | 0 | 0 | 0 | 0 | 0 | 0 | 0 | 0 | 0 | 0 |  |  | 0 | 0 | 0 | 0 | 0 | 0 | 0 | 0 | 0 | 0 | 0 | 0 | 0 | 0 | 0 | 0 | 0 | 0 | 0 | 0 | 0 | 0 | 0 | 0 | 0 | 0 | 0 | 0 | 0 | 0 | 1 | 0 | 0 | 0 | 0 | 0 | -236.375 | 1704.39 | 2601.53 | Lugo - Victorville area constraint | Sloan Canyon - Eldorado 500 kV constraint | GLW 230kV area constraint |  | 1 | 0 | 0 | 0 | 0 | 0 | -236.375 | 1704.39 | 2601.53 | Lugo - Victorville area constraint | Sloan Canyon - Eldorado 500 kV constraint | GLW 230kV area constraint |  | 5 | 5 | NO | 5 | 1 | 1 | NO | 1
PG&E KERN | Topaz | 230 | 0 | 0 | 0 | 0 | 0 | 0 | 0 | 0 | 0 | 0 | 0 | 0 | 0 | 0 | 0 | 0 | 0 | 0 | 0 | 0 | 0 | 0 | 0 | 0 | 0 | 0 | 0 | 0 | 0 | 0 | 0 | 0 | 0 | 0 | 0 | 0 | 0 | 0 | 0 | 0 | 0 | 0 | 0 | 0 | 0 | 0 | 0 | 0 | 0 | 0 | 0 | 0 | 0 | 0 | 0 | 0 | 0 | 0 | 0 | 0 | 0 | 0 | 0 | 0 | 0 | 0 | 0 | 1 | 0 | 0 | 0 | 0 | 0 | 0 | 0 | 0 | 0 | 0 | 1 | 1 | 0 | 0 | 0 | 0 | 0 | 0 | 0 | 0 | 0 | 0 | 0 | 0 | 0 | 0 | 1 | 1 | 0 |  |  | 0 | 0 | 0 | 0 | 0 | 0 | 0 | 0 | 0 | 0 | 0 | 0 | 0 | 0 | 0 | 0 | 0 | 0 | 0 | 0 | 0 | 0 | 0 | 0 | 0 | 0 | 0 | 0 | 0 | 0 | 0 | 0 | 0 | 0 | 0 | 0 | 343.215 | 253.0117 | 390.175 | Cal Flat-Gates 230 kV line | Cal Flat-Gates 230 kV line | Cal Flat-Gates 230 kV line |  | 0 | 0 | 0 | 0 | 0 | 0 | 343.215 | 253.0117 | 390.175 | Cal Flat-Gates 230 kV line | Cal Flat-Gates 230 kV line | Cal Flat-Gates 230 kV line |  | 1 | 1 | NO | 1 | 1 | 1 | NO | 1
SCE NOL | Tortilla | 115 | 0 | 0 | 0 | 0 | 0 | 0 | 0 | 0 | 0 | 0 | 0 | 1 | 1 | 1 | 0 | 0 | 0 | 0 | 0 | 0 | 0 | 0 | 0 | 0 | 0 | 0 | 0 | 0 | 0 | 0 | 0 | 0 | 0 | 0 | 0 | 0 | 0 | 0 | 0 | 0 | 0 | 0 | 0 | 0 | 0 | 0 | 0 | 0 | 0 | 0 | 0 | 0 | 0 | 0 | 0 | 0 | 0 | 0 | 0 | 0 | 0 | 0 | 0 | 0 | 0 | 0 | 0 | 0 | 0 | 0 | 0 | 0 | 0 | 0 | 0 | 0 | 0 | 0 | 0 | 0 | 0 | 0 | 0 | 0 | 0 | 0 | 0 | 0 | 0 | 0 | 0 | 0 | 0 | 0 | 0 | 0 | 0 |  |  | 0 | 0 | 0 | 0 | 0 | 0 | 0 | 0 | 0 | 0 | 0 | 0 | 0 | 0 | 0 | 0 | 0 | 0 | 0 | 0 | 0 | 0 | 0 | 3 | 0 | 0 | 0 | 0 | 0 | 1 | 0 | 2 | 0 | 2 | 0 | 0 | -96.42 | -45.65 | 1021.4838 | South of Kramer Area Constraint | South of Kramer Area Constraint | South of Kramer Area Constraint |  | 0 | 2 | 0 | 2 | 0 | 0 | -96.42 | -45.65 | 1021.4838 | South of Kramer Area Constraint | South of Kramer Area Constraint | South of Kramer Area Constraint |  | 3 | 3 | NO | 3 | 1 | 1 | NO | 1
SDGE | Trabuco | 138 | 0 | 0 | 0 | 0 | 0 | 0 | 0 | 0 | 0 | 0 | 0 | 0 | 0 | 0 | 0 | 0 | 0 | 0 | 0 | 0 | 0 | 0 | 0 | 0 | 0 | 1 | 0 | 0 | 0 | 0 | 0 | 0 | 0 | 0 | 0 | 0 | 0 | 1 | 1 | 0 | 0 | 0 | 0 | 0 | 0 | 0 | 0 | 0 | 0 | 0 | 0 | 0 | 0 | 0 | 0 | 0 | 0 | 0 | 0 | 0 | 0 | 0 | 0 | 0 | 0 | 0 | 0 | 0 | 0 | 0 | 0 | 0 | 0 | 0 | 0 | 0 | 0 | 0 | 0 | 0 | 0 | 0 | 0 | 0 | 0 | 0 | 0 | 0 | 0 | 0 | 0 | 0 | 0 | 0 | 0 | 0 | 0 |  |  | 0 | 0 | 0 | 0 | 0 | 0 | 0 | 0 | 0 | 0 | 0 | 0 | 0 | 0 | 0 | 0 | 0 | 0 | 0 | 0 | 0 | 0 | 0 | 0 | 0 | 0 | 0 | 0 | 0 | 0 | 0 | 0 | 0 | 0 | 0 | 0 | 501 | 501 | 501 | Trabuco-Capistrano 138 kV constraint | Trabuco-Capistrano 138 kV constraint | Trabuco-Capistrano 138 kV constraint |  | 0 | 0 | 0 | 0 | 0 | 0 | 501 | 501 | 501 | Trabuco-Capistrano 138 kV constraint | Trabuco-Capistrano 138 kV constraint | Trabuco-Capistrano 138 kV constraint |  | 1 | 1 | NO | 1 | 1 | 1 | NO | 1
PG&E GBA | Tracy | 115 | 0 | 0 | 0 | 0 | 0 | 0 | 0 | 0 | 0 | 0 | 0 | 0 | 0 | 0 | 0 | 0 | 0 | 0 | 0 | 0 | 0 | 0 | 0 | 0 | 0 | 0 | 0 | 0 | 0 | 0 | 0 | 0 | 0 | 0 | 0 | 0 | 0 | 0 | 0 | 0 | 0 | 0 | 0 | 0 | 0 | 1 | 0 | 0 | 0 | 0 | 0 | 0 | 0 | 0 | 0 | 1 | 0 | 0 | 0 | 1 | 0 | 0 | 0 | 0 | 0 | 0 | 0 | 0 | 0 | 0 | 0 | 0 | 0 | 0 | 0 | 0 | 0 | 0 | 0 | 0 | 0 | 0 | 0 | 0 | 0 | 0 | 0 | 0 | 0 | 0 | 0 | 0 | 0 | 0 | 0 | 0 | 0 |  |  | 0 | 0 | 0 | 0 | 0 | 0 | 0 | 0 | 0 | 0 | 0 | 0 | 0 | 0 | 0 | 0 | 3 | 0 | 0 | 0 | 0 | 0 | 0 | 0 | 0 | 0 | 0 | 0 | 0 | 1 | 1 | 0 | 0 | 0 | 0 | 0 | -292.7815 | 389.5959 | 2840.2422 | Bellota-Weber 230kV line | Bellota-Weber 230kV line | Bellota-Weber 230kV line |  | 0 | 0 | 0 | 0 | 0 | 0 | 167.2185 | 849.5959 | 2840.2422 | Bellota-Weber 230kV line | Bellota-Weber 230kV line | Bellota-Weber 230kV line |  | 5 | 1 | YES | 2 | 1 | 1 | NO | 1
PG&E FRESNO | Tranquility | 230 | 0 | 0 | 0 | 0 | 0 | 0 | 0 | 0 | 0 | 0 | 0 | 0 | 0 | 0 | 0 | 0 | 0 | 0 | 0 | 0 | 0 | 0 | 0 | 0 | 0 | 0 | 0 | 0 | 0 | 0 | 0 | 0 | 0 | 0 | 0 | 0 | 0 | 0 | 0 | 0 | 0 | 0 | 0 | 0 | 0 | 1 | 0 | 0 | 0 | 0 | 0 | 0 | 0 | 0 | 0 | 0 | 0 | 0 | 0 | 0 | 0 | 0 | 0 | 0 | 0 | 0 | 0 | 0 | 0 | 0 | 0 | 0 | 0 | 0 | 0 | 0 | 0 | 0 | 1 | 1 | 0 | 1 | 0 | 0 | 0 | 1 | 0 | 0 | 0 | 1 | 0 | 0 | 0 | 0 | 0 | 0 | 0 |  |  | 0 | 0 | 0 | 0 | 0 | 0 | 0 | 0 | 0 | 200 | 0 | 40 | 0 | 0 | 1 | 0 | 0 | 0 | 0 | 0 | 0 | 0 | 0 | 0 | 300 | 600 | 702 | 0 | 0 | 1 | 2 | 0 | 1 | 0 | 0 | 0 | -935.05 | -534.25 | 523.9076 | Borden-Storey #1 230kV line | Borden-Storey #1 230kV line | Borden-Storey #1 230kV line |  | 0 | 0 | 0 | 0 | 0 | 0 | 167.2185 | 712.75 | 1792.1552 | Bellota-Weber 230kV line | Borden-Storey #1 230kV line | Gates 500/230kV TB #12 |  | 5 | 1 | YES | 2 | 1 | 1 | NO | 1
PG&E GBA | Trimble | 115 | 0 | 0 | 0 | 0 | 0 | 0 | 0 | 0 | 0 | 0 | 0 | 0 | 0 | 0 | 0 | 0 | 0 | 0 | 0 | 0 | 0 | 0 | 0 | 0 | 0 | 0 | 0 | 0 | 0 | 0 | 0 | 0 | 0 | 0 | 0 | 0 | 0 | 0 | 0 | 0 | 0 | 0 | 0 | 0 | 0 | 0 | 0 | 0 | 0 | 0 | 0 | 0 | 0 | 0 | 0 | 1 | 0 | 0 | 0 | 1 | 0 | 0 | 0 | 0 | 0 | 0 | 0 | 0 | 0 | 0 | 0 | 0 | 0 | 0 | 0 | 0 | 0 | 0 | 0 | 0 | 0 | 0 | 0 | 0 | 0 | 0 | 0 | 0 | 0 | 0 | 0 | 0 | 0 | 0 | 0 | 0 | 1 |  |  | 0 | 0 | 0 | 0 | 0 | 0 | 0 | 0 | 0 | 0 | 0 | 0 | 0 | 0 | 0 | 0 | 0 | 0 | 0 | 0 | 0 | 0 | 0 | 0 | 0 | 0 | 0 | 0 | 0 | 0 | 0 | 0 | 0 | 0 | 0 | 0 | 922.2935 | 1620.51 | 4744.827 | Tesla-Bellota 230 kV line | NEW-Metcalf-Mosslanding 500kV | Tesla-Bellota 230 kV line |  | 0 | 0 | 0 | 0 | 0 | 0 | 922.2935 | 1620.51 | 4744.827 | Tesla-Bellota 230 kV line | NEW-Metcalf-Mosslanding 500kV | Tesla-Bellota 230 kV line |  | 1 | 1 | NO | 1 | 1 | 1 | NO | 1
EOP | Trout Canyon | 230 | 0 | 0 | 0 | 0 | 0 | 0 | 0 | 0 | 0 | 0 | 0 | 0 | 0 | 0 | 0 | 0 | 0 | 0 | 0 | 0 | 0 | 0 | 1 | 1 | 1 | 0 | 0 | 0 | 0 | 0 | 0 | 0 | 0 | 0 | 0 | 0 | 0 | 0 | 0 | 0 | 0 | 0 | 0 | 0 | 0 | 0 | 0 | 0 | 0 | 0 | 0 | 0 | 0 | 0 | 0 | 0 | 0 | 0 | 0 | 0 | 0 | 0 | 0 | 0 | 0 | 0 | 0 | 0 | 0 | 0 | 0 | 0 | 0 | 0 | 0 | 0 | 0 | 0 | 0 | 0 | 0 | 0 | 0 | 0 | 0 | 0 | 0 | 0 | 0 | 0 | 0 | 0 | 0 | 0 | 0 | 0 | 0 |  |  | 0 | 0 | 0 | 0 | 0 | 0 | 0 | 0 | 0 | 0 | 0 | -15 | 0 | 0 | 1 | 0 | 0 | 0 | 0 | 0 | 0 | 0 | 0 | 0 | 566 | 745 | 716 | 60 | 0 | 1 | 1 | 0 | 0 | 0 | 0 | 0 | -236.375 | 1704.39 | 2601.53 | Lugo - Victorville area constraint | Sloan Canyon - Eldorado 500 kV constraint | GLW 230kV area constraint |  | 1 | 0 | 0 | 0 | 0 | 0 | -236.375 | 1704.39 | 2601.53 | Lugo - Victorville area constraint | Sloan Canyon - Eldorado 500 kV constraint | GLW 230kV area constraint |  | 5 | 5 | NO | 5 | 1 | 1 | NO | 1
EOP | Trout Canyon | 500 | 0 | 0 | 0 | 0 | 0 | 0 | 0 | 0 | 0 | 0 | 0 | 0 | 0 | 0 | 0 | 0 | 0 | 0 | 0 | 0 | 0 | 0 | 1 | 1 | 1 | 0 | 0 | 0 | 0 | 0 | 0 | 0 | 0 | 0 | 0 | 0 | 0 | 0 | 0 | 0 | 0 | 0 | 0 | 0 | 0 | 0 | 0 | 0 | 0 | 0 | 0 | 0 | 0 | 0 | 0 | 0 | 0 | 0 | 0 | 0 | 0 | 0 | 0 | 0 | 0 | 0 | 0 | 0 | 0 | 0 | 0 | 0 | 0 | 0 | 0 | 0 | 0 | 0 | 0 | 0 | 0 | 0 | 0 | 0 | 0 | 0 | 0 | 0 | 0 | 0 | 0 | 0 | 0 | 0 | 0 | 0 | 0 |  |  | 0 | 0 | 0 | 0 | 0 | 0 | 0 | 0 | 0 | 0 | 0 | 0 | 0 | 0 | 0 | 0 | 0 | 0 | 0 | 0 | 0 | 0 | 0 | 0 | 0 | 0 | 0 | 0 | 0 | 0 | 1 | 0 | 0 | 0 | 0 | 0 | -236.375 | 1704.39 | 2601.53 | Lugo - Victorville area constraint | Sloan Canyon - Eldorado 500 kV constraint | GLW 230kV area constraint |  | 1 | 0 | 0 | 0 | 0 | 0 | -236.375 | 1704.39 | 2601.53 | Lugo - Victorville area constraint | Sloan Canyon - Eldorado 500 kV constraint | GLW 230kV area constraint |  | 5 | 5 | NO | 5 | 1 | 1 | NO | 1
PG&E NGBA | Tulucay | 230 | 0 | 0 | 0 | 0 | 0 | 0 | 0 | 0 | 0 | 0 | 0 | 0 | 0 | 0 | 0 | 0 | 0 | 0 | 0 | 0 | 0 | 0 | 0 | 0 | 0 | 0 | 0 | 0 | 0 | 0 | 0 | 0 | 0 | 0 | 0 | 0 | 0 | 0 | 0 | 1 | 0 | 0 | 0 | 0 | 0 | 0 | 0 | 0 | 0 | 0 | 0 | 0 | 1 | 0 | 0 | 0 | 0 | 0 | 0 | 0 | 0 | 0 | 0 | 0 | 0 | 0 | 1 | 0 | 0 | 0 | 0 | 0 | 0 | 0 | 0 | 0 | 0 | 0 | 0 | 0 | 0 | 0 | 0 | 0 | 0 | 0 | 0 | 0 | 0 | 0 | 0 | 0 | 0 | 0 | 0 | 0 | 0 |  |  | 0 | 0 | 0 | 0 | 0 | 0 | 0 | 0 | 0 | 0 | 0 | 0 | 0 | 0 | 0 | 0 | 0 | 0 | 0 | 0 | 0 | 0 | 0 | 0 | 0 | 0 | 0 | 0 | 0 | 0 | 2 | 0 | 0 | 0 | 0 | 0 | -599.505 | 125.773 | 944.182 | Collinsville-Tesla 500 kV Line | Birds Landing-Contra Costa 230kV Line | Birds Landing-Contra Costa 230kV Line |  | 1 | 0 | 0 | 0 | 0 | 0 | -199.275 | 125.773 | 944.182 | Birds Landing-Contra Costa 230kV Line | Birds Landing-Contra Costa 230kV Line | Birds Landing-Contra Costa 230kV Line |  | 5 | 5 | NO | 5 | 1 | 1 | NO | 1
PG&E NGBA | Tulucay | 60 | 0 | 0 | 0 | 0 | 0 | 0 | 0 | 0 | 0 | 0 | 0 | 0 | 0 | 0 | 0 | 0 | 0 | 0 | 0 | 0 | 0 | 0 | 0 | 0 | 0 | 0 | 0 | 0 | 0 | 0 | 0 | 0 | 0 | 0 | 0 | 0 | 0 | 0 | 0 | 1 | 0 | 0 | 0 | 0 | 0 | 0 | 0 | 0 | 0 | 0 | 0 | 1 | 1 | 1 | 1 | 1 | 0 | 0 | 0 | 0 | 0 | 0 | 0 | 0 | 0 | 1 | 1 | 0 | 0 | 0 | 0 | 0 | 0 | 0 | 0 | 0 | 0 | 0 | 0 | 0 | 0 | 0 | 0 | 0 | 0 | 0 | 0 | 0 | 0 | 0 | 0 | 0 | 0 | 0 | 0 | 0 | 0 |  |  | 0 | 0 | 0 | 0 | 0 | 0 | 0 | 0 | 0 | 0 | 0 | 0 | 0 | 0 | 0 | 0 | 0 | 0 | 0 | 0 | 0 | 0 | 0 | 0 | 24.5 | 0 | 0 | 0 | 0 | 1 | 3 | 0 | 1 | 0 | 0 | 0 | -861.825 | -176.859 | 798.62 | Windmaster-Delta pumps 230 kV line | Windmaster-Delta pumps 230 kV line | Lakeville-Ignacio 230 kV line |  | 1 | 0 | 0 | 0 | 0 | 0 | -199.275 | 125.773 | 798.62 | Birds Landing-Contra Costa 230kV Line | Birds Landing-Contra Costa 230kV Line | Lakeville-Ignacio 230 kV line |  | 5 | 5 | NO | 5 | 1 | 1 | NO | 1
PG&E KERN | Tupman | 115 | 0 | 0 | 0 | 0 | 0 | 0 | 0 | 0 | 0 | 0 | 0 | 0 | 0 | 0 | 0 | 0 | 0 | 0 | 0 | 0 | 0 | 0 | 0 | 0 | 0 | 0 | 0 | 0 | 0 | 0 | 0 | 0 | 0 | 0 | 0 | 0 | 0 | 0 | 0 | 0 | 0 | 0 | 0 | 0 | 0 | 0 | 0 | 0 | 0 | 0 | 0 | 0 | 0 | 0 | 0 | 0 | 0 | 0 | 0 | 0 | 0 | 0 | 0 | 0 | 0 | 0 | 0 | 1 | 0 | 0 | 0 | 0 | 0 | 0 | 1 | 0 | 0 | 0 | 1 | 0 | 0 | 0 | 0 | 0 | 0 | 0 | 0 | 0 | 0 | 0 | 0 | 0 | 0 | 0 | 1 | 0 | 0 |  |  | 0 | 0 | 0 | 0 | 0 | 0 | 0 | 0 | 0 | 0 | 0 | 0 | 0 | 0 | 0 | 0 | 0 | 0 | 0 | 0 | 0 | 0 | 0 | 0 | 0 | 0 | 0 | 0 | 0 | 0 | 0 | 0 | 0 | 0 | 0 | 0 | 343.215 | 253.0117 | 390.175 | Cal Flat-Gates 230 kV line | Cal Flat-Gates 230 kV line | Cal Flat-Gates 230 kV line |  | 0 | 0 | 0 | 0 | 0 | 0 | 343.215 | 253.0117 | 390.175 | Cal Flat-Gates 230 kV line | Cal Flat-Gates 230 kV line | Cal Flat-Gates 230 kV line |  | 1 | 1 | NO | 1 | 1 | 1 | NO | 1
PG&E NGBA | Ukiah | 115 | 0 | 0 | 0 | 0 | 0 | 0 | 0 | 0 | 0 | 0 | 0 | 0 | 0 | 0 | 0 | 0 | 0 | 0 | 0 | 0 | 0 | 0 | 0 | 0 | 0 | 0 | 0 | 0 | 0 | 0 | 0 | 0 | 0 | 0 | 0 | 0 | 0 | 0 | 0 | 1 | 0 | 1 | 0 | 0 | 0 | 0 | 0 | 0 | 0 | 0 | 0 | 0 | 1 | 0 | 1 | 1 | 0 | 0 | 0 | 0 | 0 | 0 | 0 | 0 | 0 | 0 | 1 | 0 | 0 | 0 | 0 | 0 | 0 | 0 | 0 | 0 | 0 | 0 | 0 | 0 | 0 | 0 | 0 | 0 | 0 | 0 | 0 | 0 | 0 | 0 | 0 | 0 | 0 | 0 | 0 | 0 | 0 |  |  | 0 | 0 | 0 | 0 | 0 | 0 | 0 | 0 | 0 | 0 | 0 | 0 | 0 | 0 | 0 | 0 | 0 | 0 | 0 | 0 | 0 | 0 | 0 | 0 | 0 | 0 | 0 | 0 | 0 | 0 | 2 | 0 | 0 | 0 | 0 | 0 | -599.505 | 125.773 | 944.182 | Collinsville-Tesla 500 kV Line | Birds Landing-Contra Costa 230kV Line | Birds Landing-Contra Costa 230kV Line |  | 1 | 0 | 0 | 0 | 0 | 0 | -199.275 | 125.773 | 944.182 | Birds Landing-Contra Costa 230kV Line | Birds Landing-Contra Costa 230kV Line | Birds Landing-Contra Costa 230kV Line |  | 5 | 5 | NO | 5 | 1 | 1 | NO | 1
PG&E KERN | Union (Estrella) | 70 | 0 | 0 | 0 | 0 | 0 | 0 | 0 | 0 | 0 | 0 | 0 | 0 | 0 | 0 | 0 | 0 | 0 | 0 | 0 | 0 | 0 | 0 | 0 | 0 | 0 | 0 | 0 | 0 | 0 | 0 | 0 | 0 | 0 | 0 | 0 | 0 | 0 | 0 | 0 | 0 | 0 | 0 | 0 | 0 | 0 | 0 | 0 | 0 | 0 | 0 | 0 | 0 | 0 | 0 | 0 | 0 | 0 | 0 | 0 | 0 | 0 | 0 | 0 | 0 | 0 | 0 | 0 | 1 | 1 | 0 | 0 | 0 | 0 | 0 | 0 | 0 | 0 | 0 | 0 | 1 | 0 | 0 | 0 | 0 | 0 | 1 | 0 | 0 | 0 | 0 | 0 | 0 | 0 | 0 | 0 | 1 | 0 |  |  | 0 | 0 | 0 | 0 | 0 | 0 | 0 | 0 | 0 | 0 | 0 | 0 | 0 | 0 | 0 | 0 | 0 | 0 | 0 | 0 | 0 | 0 | 0 | 0 | 0 | 0 | 0 | 0 | 0 | 0 | 0 | 0 | 0 | 0 | 0 | 0 | 343.215 | 253.0117 | 390.175 | Cal Flat-Gates 230 kV line | Cal Flat-Gates 230 kV line | Cal Flat-Gates 230 kV line |  | 0 | 0 | 0 | 0 | 0 | 0 | 343.215 | 253.0117 | 390.175 | Cal Flat-Gates 230 kV line | Cal Flat-Gates 230 kV line | Cal Flat-Gates 230 kV line |  | 1 | 1 | NO | 1 | 1 | 1 | NO | 1
PG&E NGBA | Vaca Dixon | 115 | 0 | 0 | 0 | 0 | 0 | 0 | 0 | 0 | 0 | 0 | 0 | 0 | 0 | 0 | 0 | 0 | 0 | 0 | 0 | 0 | 0 | 0 | 0 | 0 | 0 | 0 | 0 | 0 | 0 | 0 | 0 | 0 | 0 | 0 | 0 | 0 | 0 | 0 | 0 | 1 | 0 | 0 | 0 | 0 | 0 | 0 | 0 | 0 | 0 | 0 | 0 | 0 | 0 | 1 | 1 | 1 | 0 | 0 | 0 | 0 | 0 | 0 | 0 | 0 | 0 | 0 | 1 | 0 | 0 | 0 | 0 | 0 | 0 | 0 | 0 | 0 | 0 | 0 | 0 | 0 | 0 | 0 | 0 | 0 | 0 | 0 | 0 | 0 | 0 | 0 | 0 | 0 | 0 | 0 | 0 | 0 | 0 |  |  | 0 | 0 | 0 | 0 | 0 | 0 | 0 | 0 | 0 | 0 | 0 | 0 | 0 | 0 | 0 | 0 | 0 | 0 | 0 | 0 | 0 | 0 | 0 | 0 | 0 | 0 | 0 | 0 | 0 | 0 | 3 | 0 | 1 | 0 | 0 | 0 | -861.825 | -176.859 | 944.182 | Windmaster-Delta pumps 230 kV line | Windmaster-Delta pumps 230 kV line | Birds Landing-Contra Costa 230kV Line |  | 1 | 0 | 0 | 0 | 0 | 0 | -199.275 | 125.773 | 944.182 | Birds Landing-Contra Costa 230kV Line | Birds Landing-Contra Costa 230kV Line | Birds Landing-Contra Costa 230kV Line |  | 5 | 5 | NO | 5 | 1 | 1 | NO | 1
PG&E NGBA | Vaca Dixon | 230 | 0 | 0 | 0 | 0 | 0 | 0 | 0 | 0 | 0 | 0 | 0 | 0 | 0 | 0 | 0 | 0 | 0 | 0 | 0 | 0 | 0 | 0 | 0 | 0 | 0 | 0 | 0 | 0 | 0 | 0 | 0 | 0 | 0 | 0 | 0 | 0 | 0 | 0 | 0 | 1 | 0 | 0 | 0 | 0 | 0 | 0 | 0 | 0 | 0 | 0 | 0 | 0 | 0 | 1 | 1 | 0 | 0 | 0 | 0 | 0 | 0 | 0 | 0 | 0 | 0 | 0 | 1 | 0 | 0 | 0 | 0 | 0 | 0 | 0 | 0 | 0 | 0 | 0 | 0 | 0 | 0 | 0 | 0 | 0 | 0 | 0 | 0 | 0 | 0 | 0 | 0 | 0 | 0 | 0 | 0 | 0 | 0 |  |  | 0 | 0 | 0 | 0 | 0 | 0 | 0 | 0 | 0 | 0 | 0 | 300 | 0 | 0 | 1 | 0 | 0 | 0 | 0 | 0 | 0 | 0 | 0 | 0 | 0 | 0 | 300 | 0 | 0 | 1 | 3 | 0 | 1 | 0 | 0 | 0 | -861.825 | -176.859 | 944.182 | Windmaster-Delta pumps 230 kV line | Windmaster-Delta pumps 230 kV line | Birds Landing-Contra Costa 230kV Line |  | 1 | 0 | 0 | 0 | 0 | 0 | -199.275 | 125.773 | 944.182 | Birds Landing-Contra Costa 230kV Line | Birds Landing-Contra Costa 230kV Line | Birds Landing-Contra Costa 230kV Line |  | 5 | 5 | NO | 5 | 1 | 1 | NO | 1
PG&E NGBA | Vaca Dixon | 500 | 0 | 0 | 0 | 0 | 0 | 0 | 0 | 0 | 0 | 0 | 0 | 0 | 0 | 0 | 0 | 0 | 0 | 0 | 0 | 0 | 0 | 0 | 0 | 0 | 0 | 0 | 0 | 0 | 0 | 0 | 0 | 0 | 0 | 0 | 0 | 0 | 0 | 0 | 0 | 1 | 0 | 0 | 0 | 0 | 0 | 0 | 0 | 0 | 0 | 0 | 0 | 0 | 0 | 0 | 1 | 0 | 0 | 0 | 0 | 0 | 0 | 0 | 0 | 0 | 0 | 0 | 1 | 0 | 0 | 0 | 0 | 0 | 0 | 0 | 0 | 0 | 0 | 0 | 0 | 0 | 0 | 0 | 0 | 0 | 0 | 0 | 0 | 0 | 0 | 0 | 0 | 0 | 0 | 0 | 0 | 0 | 0 |  |  | 0 | 0 | 0 | 0 | 0 | 0 | 0 | 0 | 0 | 0 | 0 | 0 | 0 | 0 | 0 | 0 | 0 | 0 | 0 | 0 | 0 | 0 | 0 | 0 | 0 | 0 | 0 | 0 | 0 | 0 | 2 | 0 | 0 | 0 | 0 | 0 | -599.505 | 125.773 | 944.182 | Collinsville-Tesla 500 kV Line | Birds Landing-Contra Costa 230kV Line | Birds Landing-Contra Costa 230kV Line |  | 1 | 0 | 0 | 0 | 0 | 0 | -199.275 | 125.773 | 944.182 | Birds Landing-Contra Costa 230kV Line | Birds Landing-Contra Costa 230kV Line | Birds Landing-Contra Costa 230kV Line |  | 5 | 5 | NO | 5 | 1 | 1 | NO | 1
PG&E NGBA | Vaca Dixon | 60 | 0 | 0 | 0 | 0 | 0 | 0 | 0 | 0 | 0 | 0 | 0 | 0 | 0 | 0 | 0 | 0 | 0 | 0 | 0 | 0 | 0 | 0 | 0 | 0 | 0 | 0 | 0 | 0 | 0 | 0 | 0 | 0 | 0 | 0 | 0 | 0 | 0 | 0 | 0 | 1 | 0 | 0 | 0 | 0 | 0 | 0 | 0 | 0 | 0 | 0 | 0 | 0 | 0 | 1 | 1 | 1 | 0 | 0 | 0 | 0 | 0 | 0 | 0 | 0 | 0 | 0 | 1 | 0 | 0 | 0 | 0 | 0 | 0 | 0 | 0 | 0 | 0 | 0 | 0 | 0 | 0 | 0 | 0 | 0 | 0 | 0 | 0 | 0 | 0 | 0 | 0 | 0 | 0 | 0 | 0 | 0 | 0 |  |  | 0 | 0 | 0 | 0 | 0 | 0 | 0 | 0 | 0 | 0 | 0 | 0 | 0 | 0 | 0 | 0 | 0 | 0 | 0 | 0 | 0 | 0 | 0 | 0 | 0 | 0 | 0 | 0 | 0 | 0 | 3 | 0 | 1 | 0 | 0 | 0 | -861.825 | -176.859 | 944.182 | Windmaster-Delta pumps 230 kV line | Windmaster-Delta pumps 230 kV line | Birds Landing-Contra Costa 230kV Line |  | 1 | 0 | 0 | 0 | 0 | 0 | -199.275 | 125.773 | 944.182 | Birds Landing-Contra Costa 230kV Line | Birds Landing-Contra Costa 230kV Line | Birds Landing-Contra Costa 230kV Line |  | 5 | 5 | NO | 5 | 1 | 1 | NO | 1
SCE Eastern | Valley (SCE) | 500 | 0 | 0 | 0 | 0 | 0 | 0 | 0 | 0 | 0 | 0 | 0 | 0 | 0 | 0 | 0 | 0 | 0 | 0 | 0 | 1 | 0 | 1 | 0 | 0 | 0 | 0 | 0 | 0 | 0 | 0 | 0 | 0 | 0 | 0 | 0 | 0 | 0 | 0 | 0 | 0 | 0 | 0 | 0 | 0 | 0 | 0 | 0 | 0 | 0 | 0 | 0 | 0 | 0 | 0 | 0 | 0 | 0 | 0 | 0 | 0 | 0 | 0 | 0 | 0 | 0 | 0 | 0 | 0 | 0 | 0 | 0 | 0 | 0 | 0 | 0 | 0 | 0 | 0 | 0 | 0 | 0 | 0 | 0 | 0 | 0 | 0 | 0 | 0 | 0 | 0 | 0 | 0 | 0 | 0 | 0 | 0 | 0 |  |  | 0 | 0 | 0 | 0 | 0 | 0 | 0 | 0 | 0 | 0 | 0 | 0 | 0 | 0 | 0 | 0 | 0 | 0 | 0 | 0 | 0 | 0 | 0 | 0 | 0 | 0 | 720 | 0 | 0 | 1 | 0 | 0 | 0 | 0 | 0 | 0 | 1131.27 | 2714.375 | 8819.475 | Serrano-Alberhill-Valley Constraint | Etiwanda-Rancho Vista Constraint | Etiwanda-Rancho Vista Constraint |  | 0 | 0 | 0 | 0 | 0 | 0 | 1131.27 | 2714.375 | 8819.475 | Serrano-Alberhill-Valley Constraint | Etiwanda-Rancho Vista Constraint | Etiwanda-Rancho Vista Constraint |  | 1 | 1 | NO | 1 | 1 | 1 | NO | 1
EOP | Valley (VEA) | 138 | 0 | 0 | 0 | 0 | 0 | 0 | 0 | 0 | 0 | 0 | 0 | 0 | 0 | 0 | 0 | 0 | 0 | 0 | 0 | 0 | 0 | 0 | 1 | 1 | 1 | 0 | 0 | 0 | 0 | 0 | 0 | 0 | 0 | 0 | 0 | 0 | 0 | 0 | 0 | 0 | 0 | 0 | 0 | 0 | 0 | 0 | 0 | 0 | 0 | 0 | 0 | 0 | 0 | 0 | 0 | 0 | 0 | 0 | 0 | 0 | 0 | 0 | 0 | 0 | 0 | 0 | 0 | 0 | 0 | 0 | 0 | 0 | 0 | 0 | 0 | 0 | 0 | 0 | 0 | 0 | 0 | 0 | 0 | 0 | 0 | 0 | 0 | 0 | 0 | 0 | 0 | 0 | 0 | 0 | 0 | 0 | 0 |  |  | 0 | 0 | 0 | 0 | 0 | 0 | 0 | 0 | 0 | 0 | 0 | 0 | 0 | 0 | 0 | 0 | 0 | 0 | 0 | 0 | 0 | 0 | 0 | 0 | 0 | 0 | 0 | 0 | 0 | 0 | 1 | 0 | 0 | 0 | 0 | 0 | -236.375 | 1704.39 | 2601.53 | Lugo - Victorville area constraint | Sloan Canyon - Eldorado 500 kV constraint | GLW 230kV area constraint |  | 1 | 0 | 0 | 0 | 0 | 0 | -236.375 | 1704.39 | 2601.53 | Lugo - Victorville area constraint | Sloan Canyon - Eldorado 500 kV constraint | GLW 230kV area constraint |  | 5 | 5 | NO | 5 | 1 | 1 | NO | 1
SDGE | Valley Center | 69 | 0 | 0 | 0 | 0 | 0 | 0 | 0 | 0 | 0 | 0 | 0 | 0 | 0 | 0 | 0 | 0 | 0 | 0 | 0 | 0 | 0 | 0 | 0 | 0 | 0 | 1 | 0 | 0 | 0 | 0 | 1 | 0 | 1 | 0 | 0 | 0 | 0 | 1 | 0 | 0 | 0 | 0 | 0 | 0 | 0 | 0 | 0 | 0 | 0 | 0 | 0 | 0 | 0 | 0 | 0 | 0 | 0 | 0 | 0 | 0 | 0 | 0 | 0 | 0 | 0 | 0 | 0 | 0 | 0 | 0 | 0 | 0 | 0 | 0 | 0 | 0 | 0 | 0 | 0 | 0 | 0 | 0 | 0 | 0 | 0 | 0 | 0 | 0 | 0 | 0 | 0 | 0 | 0 | 0 | 0 | 0 | 0 |  |  | 0 | 0 | 0 | 0 | 0 | 0 | 0 | 0 | 0 | 0 | 0 | 0 | 0 | 0 | 0 | 0 | 0 | 0 | 0 | 0 | 0 | 0 | 0 | 10 | 0 | 0 | 0 | 0 | 0 | 1 | 0 | 0 | 0 | 0 | 0 | 0 | 597.87 | 869.535 | 1337.03 | Capistrano-San Onofre 230 kV constraint | Talega 230 kV constraint | Talega 230 kV constraint |  | 0 | 0 | 0 | 0 | 0 | 0 | 597.87 | 869.535 | 1337.03 | Capistrano-San Onofre 230 kV constraint | Talega 230 kV constraint | Talega 230 kV constraint |  | 1 | 1 | NO | 1 | 1 | 1 | NO | 1
PG&E GBA | Valley Home | 115 | 0 | 0 | 0 | 0 | 0 | 0 | 0 | 0 | 0 | 0 | 0 | 0 | 0 | 0 | 0 | 0 | 0 | 0 | 0 | 0 | 0 | 0 | 0 | 0 | 0 | 0 | 0 | 0 | 0 | 0 | 0 | 0 | 0 | 0 | 0 | 0 | 0 | 0 | 0 | 0 | 0 | 0 | 0 | 0 | 0 | 1 | 0 | 0 | 0 | 0 | 0 | 0 | 0 | 0 | 0 | 1 | 0 | 0 | 0 | 1 | 0 | 0 | 0 | 1 | 0 | 0 | 0 | 0 | 0 | 0 | 0 | 0 | 0 | 0 | 0 | 0 | 0 | 0 | 0 | 0 | 0 | 0 | 0 | 0 | 0 | 0 | 0 | 0 | 0 | 0 | 0 | 0 | 0 | 0 | 0 | 0 | 0 |  |  | 0 | 0 | 0 | 0 | 0 | 0 | 0 | 0 | 0 | 0 | 0 | 0 | 0 | 0 | 0 | 0 | 0 | 0 | 0 | 0 | 0 | 0 | 0 | 0 | 0 | 0 | 0 | 0 | 0 | 0 | 1 | 0 | 0 | 0 | 0 | 0 | -292.7815 | 117.5109 | 278.4144 | Bellota-Weber 230kV line | Tesla-Salado 115 kV line | Tesla-Salado 115 kV line |  | 0 | 0 | 0 | 0 | 0 | 0 | 63.9885 | 117.5109 | 278.4144 | Tesla-Salado 115 kV line | Tesla-Salado 115 kV line | Tesla-Salado 115 kV line |  | 5 | 1 | YES | 2 | 1 | 1 | NO | 1
PG&E GBA | Valley Springs | 230 | 0 | 0 | 0 | 0 | 0 | 0 | 0 | 0 | 0 | 0 | 0 | 0 | 0 | 0 | 0 | 0 | 0 | 0 | 0 | 0 | 0 | 0 | 0 | 0 | 0 | 0 | 0 | 0 | 0 | 0 | 0 | 0 | 0 | 0 | 0 | 0 | 0 | 0 | 0 | 0 | 0 | 0 | 0 | 0 | 0 | 1 | 0 | 0 | 0 | 0 | 0 | 0 | 0 | 0 | 0 | 0 | 0 | 0 | 0 | 1 | 1 | 0 | 0 | 0 | 0 | 0 | 0 | 0 | 0 | 0 | 0 | 0 | 0 | 0 | 0 | 0 | 0 | 0 | 0 | 0 | 0 | 0 | 0 | 0 | 0 | 1 | 0 | 0 | 0 | 0 | 0 | 0 | 0 | 0 | 0 | 0 | 0 |  |  | 0 | 0 | 0 | 0 | 0 | 0 | 0 | 0 | 0 | 0 | 0 | 0 | 0 | 0 | 0 | 0 | 3 | 0 | 0 | 0 | 0 | 0 | 0 | 0 | 0 | 0 | 0 | 0 | 0 | 1 | 1 | 0 | 0 | 0 | 0 | 0 | -292.7815 | 389.5959 | 2840.2422 | Bellota-Weber 230kV line | Bellota-Weber 230kV line | Bellota-Weber 230kV line |  | 0 | 0 | 0 | 0 | 0 | 0 | 167.2185 | 686.7 | 2840.2422 | Bellota-Weber 230kV line | Eight Mile-Tesla 230 kV line | Bellota-Weber 230kV line |  | 5 | 1 | YES | 2 | 1 | 1 | NO | 1
PG&E GBA | Valley Springs | 60 | 0 | 0 | 0 | 0 | 0 | 0 | 0 | 0 | 0 | 0 | 0 | 0 | 0 | 0 | 0 | 0 | 0 | 0 | 0 | 0 | 0 | 0 | 0 | 0 | 0 | 0 | 0 | 0 | 0 | 0 | 0 | 0 | 0 | 0 | 0 | 0 | 0 | 0 | 0 | 0 | 0 | 0 | 0 | 0 | 0 | 1 | 0 | 0 | 0 | 0 | 0 | 0 | 0 | 0 | 0 | 0 | 0 | 0 | 0 | 1 | 1 | 0 | 0 | 0 | 0 | 0 | 0 | 0 | 0 | 0 | 0 | 0 | 0 | 0 | 0 | 0 | 0 | 0 | 0 | 0 | 0 | 0 | 0 | 0 | 0 | 0 | 0 | 0 | 0 | 0 | 0 | 0 | 0 | 0 | 0 | 0 | 0 |  |  | 0 | 0 | 0 | 0 | 0 | 0 | 0 | 0 | 0 | 0 | 0 | 0 | 0 | 0 | 0 | 0 | 0 | 0 | 0 | 0 | 0 | 0 | 0 | 0 | 0 | 0 | 0 | 0 | 0 | 0 | 1 | 0 | 0 | 0 | 0 | 0 | -292.7815 | 389.5959 | 2840.2422 | Bellota-Weber 230kV line | Bellota-Weber 230kV line | Bellota-Weber 230kV line |  | 0 | 0 | 0 | 0 | 0 | 0 | 167.2185 | 686.7 | 2840.2422 | Bellota-Weber 230kV line | Eight Mile-Tesla 230 kV line | Bellota-Weber 230kV line |  | 5 | 1 | YES | 2 | 1 | 1 | NO | 1
EOP | Valley Switch | 138 | 0 | 0 | 0 | 0 | 0 | 0 | 0 | 0 | 0 | 0 | 0 | 0 | 0 | 0 | 0 | 0 | 0 | 0 | 0 | 0 | 0 | 0 | 1 | 1 | 1 | 0 | 0 | 0 | 0 | 0 | 0 | 0 | 0 | 0 | 0 | 0 | 0 | 0 | 0 | 0 | 0 | 0 | 0 | 0 | 0 | 0 | 0 | 0 | 0 | 0 | 0 | 0 | 0 | 0 | 0 | 0 | 0 | 0 | 0 | 0 | 0 | 0 | 0 | 0 | 0 | 0 | 0 | 0 | 0 | 0 | 0 | 0 | 0 | 0 | 0 | 0 | 0 | 0 | 0 | 0 | 0 | 0 | 0 | 0 | 0 | 0 | 0 | 0 | 0 | 0 | 0 | 0 | 0 | 0 | 0 | 0 | 0 |  |  | 0 | 0 | 0 | 0 | 0 | 0 | 0 | 0 | 0 | 0 | 0 | 0 | 0 | 0 | 0 | 0 | 0 | 0 | 0 | 0 | 0 | 0 | 0 | 0 | 0 | 0 | 0 | 0 | 0 | 0 | 1 | 0 | 0 | 0 | 0 | 0 | -236.375 | 1704.39 | 2601.53 | Lugo - Victorville area constraint | Sloan Canyon - Eldorado 500 kV constraint | GLW 230kV area constraint |  | 1 | 0 | 0 | 0 | 0 | 0 | -236.375 | 1704.39 | 2601.53 | Lugo - Victorville area constraint | Sloan Canyon - Eldorado 500 kV constraint | GLW 230kV area constraint |  | 5 | 5 | NO | 5 | 1 | 1 | NO | 1
EOP | Valley Switch | 230 | 0 | 0 | 0 | 0 | 0 | 0 | 0 | 0 | 0 | 0 | 0 | 0 | 0 | 0 | 0 | 0 | 0 | 0 | 0 | 0 | 0 | 0 | 1 | 1 | 1 | 0 | 0 | 0 | 0 | 0 | 0 | 0 | 0 | 0 | 0 | 0 | 0 | 0 | 0 | 0 | 0 | 0 | 0 | 0 | 0 | 0 | 0 | 0 | 0 | 0 | 0 | 0 | 0 | 0 | 0 | 0 | 0 | 0 | 0 | 0 | 0 | 0 | 0 | 0 | 0 | 0 | 0 | 0 | 0 | 0 | 0 | 0 | 0 | 0 | 0 | 0 | 0 | 0 | 0 | 0 | 0 | 0 | 0 | 0 | 0 | 0 | 0 | 0 | 0 | 0 | 0 | 0 | 0 | 0 | 0 | 0 | 0 |  |  | 0 | 0 | 0 | 0 | 0 | 0 | 0 | 0 | 0 | 0 | 0 | 0 | 0 | 0 | 0 | 0 | 0 | 0 | 0 | 0 | 0 | 0 | 0 | 0 | 0 | 0 | 0 | 0 | 0 | 0 | 1 | 0 | 0 | 0 | 0 | 0 | -236.375 | 1704.39 | 2601.53 | Lugo - Victorville area constraint | Sloan Canyon - Eldorado 500 kV constraint | GLW 230kV area constraint |  | 1 | 0 | 0 | 0 | 0 | 0 | -236.375 | 1704.39 | 2601.53 | Lugo - Victorville area constraint | Sloan Canyon - Eldorado 500 kV constraint | GLW 230kV area constraint |  | 5 | 5 | NO | 5 | 1 | 1 | NO | 1
PG&E GBA | Vasco | 230 | 0 | 0 | 0 | 0 | 0 | 0 | 0 | 0 | 0 | 0 | 0 | 0 | 0 | 0 | 0 | 0 | 0 | 0 | 0 | 0 | 0 | 0 | 0 | 0 | 0 | 0 | 0 | 0 | 0 | 0 | 0 | 0 | 0 | 0 | 0 | 0 | 0 | 0 | 0 | 1 | 0 | 0 | 0 | 0 | 0 | 0 | 0 | 0 | 0 | 0 | 0 | 0 | 0 | 0 | 0 | 1 | 0 | 0 | 0 | 1 | 0 | 0 | 0 | 0 | 0 | 0 | 1 | 0 | 0 | 0 | 0 | 0 | 0 | 0 | 0 | 0 | 0 | 0 | 0 | 0 | 0 | 0 | 0 | 0 | 0 | 0 | 0 | 0 | 0 | 0 | 0 | 0 | 0 | 0 | 0 | 0 | 0 |  |  | 0 | 0 | 0 | 0 | 0 | 0 | 0 | 0 | 0 | 0 | 0 | 0 | 0 | 0 | 0 | 0 | 0 | 0 | 0 | 0 | 0 | 0 | 0 | 0 | 0 | 0 | 0 | 0 | 0 | 0 | 2 | 0 | 0 | 0 | 0 | 0 | -599.505 | 125.773 | 944.182 | Collinsville-Tesla 500 kV Line | Birds Landing-Contra Costa 230kV Line | Birds Landing-Contra Costa 230kV Line |  | 1 | 0 | 0 | 0 | 0 | 0 | -199.275 | 125.773 | 944.182 | Birds Landing-Contra Costa 230kV Line | Birds Landing-Contra Costa 230kV Line | Birds Landing-Contra Costa 230kV Line |  | 5 | 5 | NO | 5 | 1 | 1 | NO | 1
PG&E GBA | Vasona | 230 | 0 | 0 | 0 | 0 | 0 | 0 | 0 | 0 | 0 | 0 | 0 | 0 | 0 | 0 | 0 | 0 | 0 | 0 | 0 | 0 | 0 | 0 | 0 | 0 | 0 | 0 | 0 | 0 | 0 | 0 | 0 | 0 | 0 | 0 | 0 | 0 | 0 | 0 | 0 | 0 | 0 | 0 | 0 | 0 | 0 | 0 | 0 | 0 | 0 | 0 | 0 | 0 | 1 | 0 | 0 | 0 | 0 | 0 | 0 | 1 | 0 | 0 | 0 | 0 | 0 | 0 | 0 | 0 | 0 | 0 | 0 | 0 | 0 | 0 | 0 | 0 | 0 | 0 | 0 | 0 | 0 | 0 | 0 | 0 | 0 | 0 | 0 | 0 | 0 | 0 | 0 | 0 | 0 | 0 | 0 | 0 | 1 |  |  | 0 | 0 | 0 | 0 | 0 | 0 | 0 | 0 | 0 | 0 | 0 | 0 | 0 | 0 | 0 | 0 | 0 | 0 | 0 | 0 | 0 | 0 | 0 | 0 | 0 | 0 | 0 | 0 | 0 | 0 | 0 | 0 | 0 | 0 | 0 | 0 | 922.2935 | 1620.51 | 4744.827 | Tesla-Bellota 230 kV line | NEW-Metcalf-Mosslanding 500kV | Tesla-Bellota 230 kV line |  | 0 | 0 | 0 | 0 | 0 | 0 | 922.2935 | 1620.51 | 4744.827 | Tesla-Bellota 230 kV line | NEW-Metcalf-Mosslanding 500kV | Tesla-Bellota 230 kV line |  | 1 | 1 | NO | 1 | 1 | 1 | NO | 1
SCE Northern | Vestal | 230 | 1 | 0 | 1 | 0 | 0 | 1 | 1 | 0 | 0 | 0 | 0 | 0 | 0 | 0 | 0 | 0 | 0 | 0 | 0 | 0 | 0 | 0 | 0 | 0 | 0 | 0 | 0 | 0 | 0 | 0 | 0 | 0 | 0 | 0 | 0 | 0 | 0 | 0 | 0 | 0 | 0 | 0 | 0 | 0 | 0 | 0 | 0 | 0 | 0 | 0 | 0 | 0 | 0 | 0 | 0 | 0 | 0 | 0 | 0 | 0 | 0 | 0 | 0 | 0 | 0 | 0 | 0 | 0 | 0 | 0 | 0 | 0 | 0 | 0 | 0 | 0 | 0 | 0 | 0 | 0 | 0 | 0 | 0 | 0 | 0 | 0 | 0 | 0 | 0 | 0 | 0 | 0 | 0 | 0 | 0 | 0 | 0 |  |  | 0 | 0 | 0 | 0 | 0 | 0 | 0 | 0 | 0 | 300 | 0 | 180 | 0 | 0 | 1 | 0 | 0 | 0 | 0 | 0 | 0 | 0 | 0 | 0 | 425 | 275 | 290 | 55 | 0 | 1 | 0 | 0 | 0 | 0 | 0 | 0 | 170.75 | 211 | 1624.14 | North of Magunden Constraint | North of Magunden Constraint | North of Magunden Constraint |  | 0 | 0 | 0 | 0 | 0 | 0 | 170.75 | 211 | 1624.14 | North of Magunden Constraint | North of Magunden Constraint | North of Magunden Constraint |  | 1 | 1 | NO | 1 | 1 | 1 | NO | 1
SCE Northern | Vestal | 66 | 1 | 0 | 1 | 0 | 0 | 1 | 1 | 0 | 0 | 0 | 0 | 0 | 0 | 0 | 0 | 0 | 0 | 0 | 0 | 0 | 0 | 0 | 0 | 0 | 0 | 0 | 0 | 0 | 0 | 0 | 0 | 0 | 0 | 0 | 0 | 0 | 0 | 0 | 0 | 0 | 0 | 0 | 0 | 0 | 0 | 0 | 0 | 0 | 0 | 0 | 0 | 0 | 0 | 0 | 0 | 0 | 0 | 0 | 0 | 0 | 0 | 0 | 0 | 0 | 0 | 0 | 0 | 0 | 0 | 0 | 0 | 0 | 0 | 0 | 0 | 0 | 0 | 0 | 0 | 0 | 0 | 0 | 0 | 0 | 0 | 0 | 0 | 0 | 0 | 0 | 0 | 0 | 0 | 0 | 0 | 0 | 0 |  |  | 0 | 0 | 0 | 0 | 0 | 0 | 0 | 0 | 0 | 0 | 0 | 0 | 0 | 0 | 0 | 0 | 0 | 0 | 0 | 0 | 0 | 0 | 0 | 0 | 0 | 0 | 80 | 0 | 0 | 1 | 0 | 0 | 0 | 0 | 0 | 0 | 170.75 | 211 | 1624.14 | North of Magunden Constraint | North of Magunden Constraint | North of Magunden Constraint |  | 0 | 0 | 0 | 0 | 0 | 0 | 170.75 | 211 | 1624.14 | North of Magunden Constraint | North of Magunden Constraint | North of Magunden Constraint |  | 1 | 1 | NO | 1 | 1 | 1 | NO | 1
SCE NOL | Victor | 115 | 0 | 0 | 0 | 0 | 0 | 0 | 0 | 0 | 0 | 0 | 0 | 0 | 1 | 1 | 0 | 0 | 0 | 0 | 0 | 0 | 0 | 0 | 0 | 0 | 0 | 0 | 0 | 0 | 0 | 0 | 0 | 0 | 0 | 0 | 0 | 0 | 0 | 0 | 0 | 0 | 0 | 0 | 0 | 0 | 0 | 0 | 0 | 0 | 0 | 0 | 0 | 0 | 0 | 0 | 0 | 0 | 0 | 0 | 0 | 0 | 0 | 0 | 0 | 0 | 0 | 0 | 0 | 0 | 0 | 0 | 0 | 0 | 0 | 0 | 0 | 0 | 0 | 0 | 0 | 0 | 0 | 0 | 0 | 0 | 0 | 0 | 0 | 0 | 0 | 0 | 0 | 0 | 0 | 0 | 0 | 0 | 0 |  |  | 0 | 0 | 0 | 0 | 0 | 0 | 0 | 0 | 0 | 0 | 0 | 0 | 0 | 0 | 0 | 0 | 0 | 0 | 0 | 0 | 0 | 0 | 0 | 7 | 0 | 0 | 0 | 0 | 0 | 1 | 0 | 0 | 0 | 0 | 0 | 0 | 341.45 | 305.85 | 1620.0538 | Victor to Lugo Area Constraint | Victor to Lugo Area Constraint | Victor to Lugo Area Constraint |  | 0 | 0 | 0 | 0 | 0 | 0 | 341.45 | 305.85 | 1620.0538 | Victor to Lugo Area Constraint | Victor to Lugo Area Constraint | Victor to Lugo Area Constraint |  | 1 | 1 | NO | 1 | 1 | 1 | NO | 1
SCE NOL | Victor | 230 | 0 | 0 | 0 | 0 | 0 | 0 | 0 | 0 | 0 | 0 | 0 | 0 | 1 | 1 | 0 | 0 | 0 | 0 | 0 | 0 | 0 | 0 | 0 | 0 | 0 | 0 | 0 | 0 | 0 | 0 | 0 | 0 | 0 | 0 | 0 | 0 | 0 | 0 | 0 | 0 | 0 | 0 | 0 | 0 | 0 | 0 | 0 | 0 | 0 | 0 | 0 | 0 | 0 | 0 | 0 | 0 | 0 | 0 | 0 | 0 | 0 | 0 | 0 | 0 | 0 | 0 | 0 | 0 | 0 | 0 | 0 | 0 | 0 | 0 | 0 | 0 | 0 | 0 | 0 | 0 | 0 | 0 | 0 | 0 | 0 | 0 | 0 | 0 | 0 | 0 | 0 | 0 | 0 | 0 | 0 | 0 | 0 |  |  | 0 | 0 | 0 | 0 | 0 | 0 | 0 | 0 | 0 | 0 | 0 | 0 | 0 | 0 | 0 | 0 | 0 | 0 | 0 | 0 | 0 | 0 | 0 | 5 | 0 | 0 | 0 | 0 | 0 | 1 | 0 | 0 | 0 | 0 | 0 | 0 | 341.45 | 305.85 | 1620.0538 | Victor to Lugo Area Constraint | Victor to Lugo Area Constraint | Victor to Lugo Area Constraint |  | 0 | 0 | 0 | 0 | 0 | 0 | 341.45 | 305.85 | 1620.0538 | Victor to Lugo Area Constraint | Victor to Lugo Area Constraint | Victor to Lugo Area Constraint |  | 1 | 1 | NO | 1 | 1 | 1 | NO | 1
SCE Metro | Viejo | 230 | 0 | 0 | 0 | 0 | 0 | 0 | 0 | 0 | 0 | 1 | 0 | 0 | 0 | 0 | 0 | 0 | 0 | 0 | 0 | 0 | 0 | 0 | 0 | 0 | 0 | 0 | 0 | 0 | 0 | 0 | 0 | 0 | 0 | 0 | 0 | 0 | 0 | 0 | 0 | 0 | 0 | 0 | 0 | 0 | 0 | 0 | 0 | 0 | 0 | 0 | 0 | 0 | 0 | 0 | 0 | 0 | 0 | 0 | 0 | 0 | 0 | 0 | 0 | 0 | 0 | 0 | 0 | 0 | 0 | 0 | 0 | 0 | 0 | 0 | 0 | 0 | 0 | 0 | 0 | 0 | 0 | 0 | 0 | 0 | 0 | 0 | 0 | 0 | 0 | 0 | 0 | 0 | 0 | 0 | 0 | 0 | 0 |  |  | 0 | 0 | 0 | 0 | 0 | 0 | 0 | 0 | 0 | 0 | 0 | 0 | 0 | 0 | 0 | 0 | 0 | 0 | 0 | 0 | 0 | 0 | 0 | 0 | 0 | 0 | 0 | 0 | 0 | 0 | 0 | 0 | 0 | 0 | 0 | 0 | 9984.6 | 11497.7 | 13807.5055 | SCE Metro Area Default Constraint | SCE Metro Area Default Constraint | SCE Metro Area Default Constraint |  | 0 | 0 | 0 | 0 | 0 | 0 | 9984.6 | 11497.7 | 13807.5055 | SCE Metro Area Default Constraint | SCE Metro Area Default Constraint | SCE Metro Area Default Constraint |  | 1 | 1 | NO | 1 | 1 | 1 | NO | 1
PG&E GBA | Vierra | 115 | 0 | 0 | 0 | 0 | 0 | 0 | 0 | 0 | 0 | 0 | 0 | 0 | 0 | 0 | 0 | 0 | 0 | 0 | 0 | 0 | 0 | 0 | 0 | 0 | 0 | 0 | 0 | 0 | 0 | 0 | 0 | 0 | 0 | 0 | 0 | 0 | 0 | 0 | 0 | 0 | 0 | 0 | 0 | 0 | 0 | 1 | 0 | 0 | 0 | 0 | 0 | 0 | 0 | 0 | 0 | 1 | 0 | 1 | 0 | 1 | 0 | 0 | 0 | 0 | 0 | 1 | 0 | 0 | 0 | 0 | 0 | 0 | 0 | 0 | 0 | 0 | 0 | 0 | 0 | 0 | 0 | 0 | 0 | 0 | 0 | 0 | 0 | 0 | 0 | 0 | 0 | 0 | 0 | 0 | 0 | 0 | 0 |  |  | 0 | 0 | 0 | 0 | 0 | 0 | 0 | 0 | 0 | 0 | 0 | 0 | 0 | 0 | 0 | 0 | 0 | 0 | 0 | 0 | 0 | 0 | 0 | 2.975 | 0 | 0 | 92 | 0 | 0 | 1 | 1 | 0 | 0 | 0 | 0 | 0 | -292.7815 | 181.7909 | 692.3714 | Bellota-Weber 230kV line | Kasson Jct-Heinz 115 kV line | Kasson Jct-Heinz 115 kV line |  | 0 | 0 | 0 | 0 | 0 | 0 | 77.2685 | 181.7909 | 692.3714 | Kasson Jct-Heinz 115 kV line | Kasson Jct-Heinz 115 kV line | Kasson Jct-Heinz 115 kV line |  | 5 | 1 | YES | 2 | 1 | 1 | NO | 1
SCE Metro | Villa Park | 230 | 0 | 0 | 0 | 0 | 0 | 0 | 0 | 0 | 0 | 1 | 0 | 0 | 0 | 0 | 0 | 0 | 0 | 0 | 0 | 0 | 0 | 0 | 0 | 0 | 0 | 0 | 0 | 0 | 0 | 0 | 0 | 0 | 0 | 0 | 0 | 0 | 0 | 0 | 0 | 0 | 0 | 0 | 0 | 0 | 0 | 0 | 0 | 0 | 0 | 0 | 0 | 0 | 0 | 0 | 0 | 0 | 0 | 0 | 0 | 0 | 0 | 0 | 0 | 0 | 0 | 0 | 0 | 0 | 0 | 0 | 0 | 0 | 0 | 0 | 0 | 0 | 0 | 0 | 0 | 0 | 0 | 0 | 0 | 0 | 0 | 0 | 0 | 0 | 0 | 0 | 0 | 0 | 0 | 0 | 0 | 0 | 0 |  |  | 0 | 0 | 0 | 0 | 0 | 0 | 0 | 0 | 0 | 0 | 0 | 0 | 0 | 0 | 0 | 0 | 0 | 0 | 0 | 0 | 0 | 0 | 0 | 0 | 0 | 0 | 0 | 0 | 0 | 0 | 0 | 0 | 0 | 0 | 0 | 0 | 9984.6 | 11497.7 | 13807.5055 | SCE Metro Area Default Constraint | SCE Metro Area Default Constraint | SCE Metro Area Default Constraint |  | 0 | 0 | 0 | 0 | 0 | 0 | 9984.6 | 11497.7 | 13807.5055 | SCE Metro Area Default Constraint | SCE Metro Area Default Constraint | SCE Metro Area Default Constraint |  | 1 | 1 | NO | 1 | 1 | 1 | NO | 1
SCE Northern | Vincent | 230 | 0 | 1 | 0 | 0 | 0 | 0 | 0 | 0 | 0 | 0 | 0 | 0 | 0 | 0 | 0 | 0 | 0 | 0 | 0 | 0 | 0 | 0 | 0 | 0 | 0 | 0 | 0 | 0 | 0 | 0 | 0 | 0 | 0 | 0 | 0 | 0 | 0 | 0 | 0 | 0 | 0 | 0 | 0 | 0 | 0 | 0 | 0 | 0 | 0 | 0 | 0 | 0 | 0 | 0 | 0 | 0 | 0 | 0 | 0 | 0 | 0 | 0 | 0 | 0 | 0 | 0 | 0 | 0 | 0 | 0 | 0 | 0 | 0 | 0 | 0 | 0 | 0 | 0 | 0 | 0 | 0 | 0 | 0 | 0 | 0 | 0 | 0 | 0 | 0 | 0 | 0 | 0 | 0 | 0 | 0 | 0 | 0 |  |  | 0 | 0 | 0 | 0 | 0 | 0 | 0 | 0 | 0 | 0 | 0 | 0 | 0 | 0 | 0 | 0 | 0 | 0 | 0 | 0 | 0 | 0 | 0 | 0 | 0 | 0 | 399 | 0 | 0 | 1 | 0 | 0 | 0 | 0 | 0 | 0 | 3224.795 | 4407.66 | 9898.295 | Vincent-Lugo Constraint | Vincent-Lugo Constraint | Vincent-Lugo Constraint |  | 0 | 0 | 0 | 0 | 0 | 0 | 3224.795 | 4407.66 | 9898.295 | Vincent-Lugo Constraint | Vincent-Lugo Constraint | Vincent-Lugo Constraint |  | 1 | 1 | NO | 1 | 1 | 1 | NO | 1
SCE Northern | Vincent | 500 | 0 | 1 | 0 | 0 | 0 | 0 | 0 | 0 | 0 | 0 | 0 | 0 | 0 | 0 | 0 | 0 | 0 | 0 | 0 | 0 | 0 | 0 | 0 | 0 | 0 | 0 | 0 | 0 | 0 | 0 | 0 | 0 | 0 | 0 | 0 | 0 | 0 | 0 | 0 | 0 | 0 | 0 | 0 | 0 | 0 | 0 | 0 | 0 | 0 | 0 | 0 | 0 | 0 | 0 | 0 | 0 | 0 | 0 | 0 | 0 | 0 | 0 | 0 | 0 | 0 | 0 | 0 | 0 | 0 | 0 | 0 | 0 | 0 | 0 | 0 | 0 | 0 | 0 | 0 | 0 | 0 | 0 | 0 | 0 | 0 | 0 | 0 | 0 | 0 | 0 | 0 | 0 | 0 | 0 | 0 | 0 | 0 |  |  | 0 | 0 | 0 | 0 | 0 | 0 | 0 | 0 | 0 | 0 | 0 | 0 | 0 | 0 | 0 | 0 | 0 | 0 | 0 | 0 | 0 | 0 | 0 | 0 | 0 | 0 | 0 | 0 | 0 | 0 | 0 | 0 | 0 | 0 | 0 | 0 | 3224.795 | 4407.66 | 9898.295 | Vincent-Lugo Constraint | Vincent-Lugo Constraint | Vincent-Lugo Constraint |  | 0 | 0 | 0 | 0 | 0 | 0 | 3224.795 | 4407.66 | 9898.295 | Vincent-Lugo Constraint | Vincent-Lugo Constraint | Vincent-Lugo Constraint |  | 1 | 1 | NO | 1 | 1 | 1 | NO | 1
PG&E GBA | Vineyard | 230 | 0 | 0 | 0 | 0 | 0 | 0 | 0 | 0 | 0 | 0 | 0 | 0 | 0 | 0 | 0 | 0 | 0 | 0 | 0 | 0 | 0 | 0 | 0 | 0 | 0 | 0 | 0 | 0 | 0 | 0 | 0 | 0 | 0 | 0 | 0 | 0 | 0 | 0 | 0 | 1 | 0 | 0 | 0 | 0 | 0 | 0 | 0 | 0 | 0 | 0 | 0 | 0 | 0 | 0 | 0 | 1 | 0 | 0 | 0 | 1 | 0 | 0 | 0 | 0 | 0 | 0 | 1 | 0 | 0 | 0 | 0 | 0 | 0 | 0 | 0 | 0 | 0 | 0 | 0 | 0 | 0 | 0 | 0 | 0 | 0 | 0 | 0 | 0 | 0 | 0 | 0 | 0 | 0 | 0 | 0 | 0 | 0 |  |  | 0 | 0 | 0 | 0 | 0 | 0 | 0 | 0 | 0 | 0 | 0 | 0 | 0 | 0 | 0 | 0 | 0 | 0 | 0 | 0 | 0 | 0 | 0 | 0 | 0 | 0 | 0 | 0 | 0 | 0 | 2 | 0 | 0 | 0 | 0 | 0 | -599.505 | 125.773 | 944.182 | Collinsville-Tesla 500 kV Line | Birds Landing-Contra Costa 230kV Line | Birds Landing-Contra Costa 230kV Line |  | 1 | 0 | 0 | 0 | 0 | 0 | -199.275 | 125.773 | 944.182 | Birds Landing-Contra Costa 230kV Line | Birds Landing-Contra Costa 230kV Line | Birds Landing-Contra Costa 230kV Line |  | 5 | 5 | NO | 5 | 1 | 1 | NO | 1
SDGE | Vineyard | 69 | 0 | 0 | 0 | 0 | 0 | 0 | 0 | 0 | 0 | 0 | 0 | 0 | 0 | 0 | 0 | 0 | 0 | 0 | 0 | 0 | 0 | 0 | 0 | 0 | 0 | 0 | 0 | 0 | 0 | 0 | 1 | 0 | 1 | 0 | 0 | 0 | 1 | 0 | 0 | 0 | 0 | 0 | 0 | 0 | 0 | 0 | 0 | 0 | 0 | 0 | 0 | 0 | 0 | 0 | 0 | 0 | 0 | 0 | 0 | 0 | 0 | 0 | 0 | 0 | 0 | 0 | 0 | 0 | 0 | 0 | 0 | 0 | 0 | 0 | 0 | 0 | 0 | 0 | 0 | 0 | 0 | 0 | 0 | 0 | 0 | 0 | 0 | 0 | 0 | 0 | 0 | 0 | 0 | 0 | 0 | 0 | 0 |  |  | 0 | 0 | 0 | 0 | 0 | 0 | 0 | 0 | 0 | 0 | 0 | 0 | 0 | 0 | 0 | 0 | 0 | 0 | 0 | 0 | 0 | 0 | 0 | 0 | 0 | 0 | 0 | 0 | 0 | 0 | 0 | 0 | 0 | 0 | 0 | 0 | 826.21 | 1748.17 | 2202.4044 | San Luis Rey-San Onofre 230 kV line constraint | Silvergate-Old Town 230 kV constraint | Silvergate-Old Town 230 kV constraint |  | 0 | 0 | 0 | 0 | 0 | 0 | 826.21 | 1748.17 | 2202.4044 | San Luis Rey-San Onofre 230 kV line constraint | Silvergate-Old Town 230 kV constraint | Silvergate-Old Town 230 kV constraint |  | 1 | 1 | NO | 1 | 1 | 1 | NO | 1
SCE Eastern | Vista (SCE) | 230 | 0 | 0 | 0 | 0 | 0 | 0 | 0 | 0 | 0 | 0 | 0 | 0 | 0 | 0 | 0 | 0 | 0 | 0 | 0 | 1 | 0 | 1 | 0 | 0 | 0 | 0 | 0 | 0 | 0 | 0 | 0 | 0 | 0 | 0 | 0 | 0 | 0 | 0 | 0 | 0 | 0 | 0 | 0 | 0 | 0 | 0 | 0 | 0 | 0 | 0 | 0 | 0 | 0 | 0 | 0 | 0 | 0 | 0 | 0 | 0 | 0 | 0 | 0 | 0 | 0 | 0 | 0 | 0 | 0 | 0 | 0 | 0 | 0 | 0 | 0 | 0 | 0 | 0 | 0 | 0 | 0 | 0 | 0 | 0 | 0 | 0 | 0 | 0 | 0 | 0 | 0 | 0 | 0 | 0 | 0 | 0 | 0 |  |  | 0 | -2.6 | 0 | 0 | 0 | 0 | 0 | 0 | 0 | 0 | 0 | 0 | 0 | 0 | 1 | 0 | 0 | 0 | 0 | 0 | 0 | 0 | 0 | 0 | 0 | 0 | 200 | 0 | 0 | 1 | 0 | 0 | 0 | 0 | 0 | 0 | 1131.27 | 2714.375 | 8819.475 | Serrano-Alberhill-Valley Constraint | Etiwanda-Rancho Vista Constraint | Etiwanda-Rancho Vista Constraint |  | 0 | 0 | 0 | 0 | 0 | 0 | 1131.27 | 2714.375 | 8819.475 | Serrano-Alberhill-Valley Constraint | Etiwanda-Rancho Vista Constraint | Etiwanda-Rancho Vista Constraint |  | 1 | 1 | NO | 1 | 1 | 1 | NO | 1
EOP | Vista (VEA) | 138 | 0 | 0 | 0 | 0 | 0 | 0 | 0 | 0 | 0 | 0 | 0 | 0 | 0 | 0 | 0 | 0 | 0 | 0 | 0 | 0 | 0 | 0 | 1 | 1 | 1 | 0 | 0 | 0 | 0 | 0 | 0 | 0 | 0 | 0 | 0 | 0 | 0 | 0 | 0 | 0 | 0 | 0 | 0 | 0 | 0 | 0 | 0 | 0 | 0 | 0 | 0 | 0 | 0 | 0 | 0 | 0 | 0 | 0 | 0 | 0 | 0 | 0 | 0 | 0 | 0 | 0 | 0 | 0 | 0 | 0 | 0 | 0 | 0 | 0 | 0 | 0 | 0 | 0 | 0 | 0 | 0 | 0 | 0 | 0 | 0 | 0 | 0 | 0 | 0 | 0 | 0 | 0 | 0 | 0 | 0 | 0 | 0 |  |  | 0 | 0 | 0 | 0 | 0 | 0 | 0 | 0 | 0 | 0 | 0 | 0 | 0 | 0 | 0 | 0 | 0 | 0 | 0 | 0 | 0 | 0 | 0 | 0 | 0 | 0 | 0 | 0 | 0 | 0 | 1 | 0 | 0 | 0 | 0 | 0 | -236.375 | 1704.39 | 2601.53 | Lugo - Victorville area constraint | Sloan Canyon - Eldorado 500 kV constraint | GLW 230kV area constraint |  | 1 | 0 | 0 | 0 | 0 | 0 | -236.375 | 1704.39 | 2601.53 | Lugo - Victorville area constraint | Sloan Canyon - Eldorado 500 kV constraint | GLW 230kV area constraint |  | 5 | 5 | NO | 5 | 1 | 1 | NO | 1
EOP | Vista (VEA) | 230 | 0 | 0 | 0 | 0 | 0 | 0 | 0 | 0 | 0 | 0 | 0 | 0 | 0 | 0 | 0 | 0 | 0 | 0 | 0 | 0 | 0 | 0 | 1 | 1 | 1 | 0 | 0 | 0 | 0 | 0 | 0 | 0 | 0 | 0 | 0 | 0 | 0 | 0 | 0 | 0 | 0 | 0 | 0 | 0 | 0 | 0 | 0 | 0 | 0 | 0 | 0 | 0 | 0 | 0 | 0 | 0 | 0 | 0 | 0 | 0 | 0 | 0 | 0 | 0 | 0 | 0 | 0 | 0 | 0 | 0 | 0 | 0 | 0 | 0 | 0 | 0 | 0 | 0 | 0 | 0 | 0 | 0 | 0 | 0 | 0 | 0 | 0 | 0 | 0 | 0 | 0 | 0 | 0 | 0 | 0 | 0 | 0 |  |  | 0 | 0 | 0 | 0 | 0 | 0 | 0 | 0 | 0 | 0 | 0 | 0 | 0 | 0 | 0 | 0 | 0 | 0 | 0 | 0 | 0 | 0 | 0 | 0 | 0 | 0 | 0 | 0 | 0 | 0 | 1 | 0 | 0 | 0 | 0 | 0 | -236.375 | 1704.39 | 2601.53 | Lugo - Victorville area constraint | Sloan Canyon - Eldorado 500 kV constraint | GLW 230kV area constraint |  | 1 | 0 | 0 | 0 | 0 | 0 | -236.375 | 1704.39 | 2601.53 | Lugo - Victorville area constraint | Sloan Canyon - Eldorado 500 kV constraint | GLW 230kV area constraint |  | 5 | 5 | NO | 5 | 1 | 1 | NO | 1
PG&E FRESNO | Wahtoke | 115 | 0 | 0 | 0 | 0 | 0 | 0 | 0 | 0 | 0 | 0 | 0 | 0 | 0 | 0 | 0 | 0 | 0 | 0 | 0 | 0 | 0 | 0 | 0 | 0 | 0 | 0 | 0 | 0 | 0 | 0 | 0 | 0 | 0 | 0 | 0 | 0 | 0 | 0 | 0 | 0 | 0 | 0 | 0 | 0 | 0 | 0 | 0 | 0 | 0 | 0 | 0 | 0 | 0 | 0 | 0 | 0 | 0 | 0 | 0 | 0 | 0 | 0 | 0 | 0 | 0 | 0 | 0 | 0 | 1 | 0 | 0 | 0 | 0 | 0 | 0 | 0 | 0 | 0 | 0 | 1 | 0 | 1 | 0 | 1 | 0 | 1 | 0 | 0 | 0 | 0 | 0 | 0 | 0 | 0 | 0 | 0 | 0 |  |  | 0 | 0 | 0 | 0 | 0 | 0 | 0 | 0 | 0 | 0 | 0 | 0 | 0 | 0 | 0 | 0 | 0 | 0 | 0 | 0 | 0 | 0 | 0 | 0 | 0 | 0 | 0 | 0 | 0 | 0 | 1 | 0 | 1 | 0 | 1 | 0 | -426.65 | -276.45 | -39.4574 | Chowchilla-Le grand 115kV Line | Chowchilla-Le grand 115kV Line | Chowchilla-Le grand 115kV Line |  | 0 | 0 | 0 | 0 | 0 | 0 | 784.35 | 934.55 | 506.5426 | Chowchilla-Le grand 115kV Line | Chowchilla-Le grand 115kV Line | Chowchilla-Le grand 115kV Line |  | 5 | 1 | YES | 2 | 5 | 1 | YES | 2
SCE Northern | Wakefield | 66 | 0 | 0 | 1 | 0 | 1 | 0 | 0 | 0 | 0 | 0 | 0 | 0 | 0 | 0 | 0 | 0 | 0 | 0 | 0 | 0 | 0 | 0 | 0 | 0 | 1 | 0 | 0 | 0 | 0 | 0 | 0 | 0 | 0 | 0 | 0 | 0 | 0 | 0 | 0 | 0 | 0 | 0 | 0 | 0 | 0 | 0 | 0 | 0 | 0 | 0 | 0 | 0 | 0 | 0 | 0 | 0 | 0 | 0 | 0 | 0 | 0 | 0 | 0 | 0 | 0 | 0 | 0 | 0 | 0 | 0 | 0 | 0 | 0 | 0 | 0 | 0 | 0 | 0 | 0 | 0 | 0 | 0 | 0 | 0 | 0 | 0 | 0 | 0 | 0 | 0 | 0 | 0 | 0 | 0 | 0 | 0 | 0 |  |  | 0 | 0 | 0 | 0 | 0 | 0 | 0 | 0 | 0 | 0 | 0 | 15 | 0 | 0 | 1 | 0 | 0 | 0 | 0 | 0 | 0 | 0 | 0 | 0 | 0 | 0 | 30 | 0 | 0 | 1 | 1 | 0 | 0 | 0 | 0 | 0 | -236.375 | 721.5 | 3106 | Lugo - Victorville area constraint | Moorpark-Pardee Constraint | Moorpark-Pardee Constraint |  | 1 | 0 | 0 | 0 | 0 | 0 | -236.375 | 721.5 | 3106 | Lugo - Victorville area constraint | Moorpark-Pardee Constraint | Moorpark-Pardee Constraint |  | 5 | 5 | NO | 5 | 1 | 1 | NO | 1
SCE Metro | Walnut | 230 | 0 | 0 | 0 | 0 | 0 | 0 | 0 | 0 | 0 | 1 | 0 | 0 | 0 | 0 | 0 | 0 | 0 | 0 | 0 | 0 | 0 | 0 | 0 | 0 | 0 | 0 | 0 | 0 | 0 | 0 | 0 | 0 | 0 | 0 | 0 | 0 | 0 | 0 | 0 | 0 | 0 | 0 | 0 | 0 | 0 | 0 | 0 | 0 | 0 | 0 | 0 | 0 | 0 | 0 | 0 | 0 | 0 | 0 | 0 | 0 | 0 | 0 | 0 | 0 | 0 | 0 | 0 | 0 | 0 | 0 | 0 | 0 | 0 | 0 | 0 | 0 | 0 | 0 | 0 | 0 | 0 | 0 | 0 | 0 | 0 | 0 | 0 | 0 | 0 | 0 | 0 | 0 | 0 | 0 | 0 | 0 | 0 |  |  | 0 | 0 | 0 | 0 | 0 | 0 | 0 | 0 | 0 | 0 | 0 | 0 | 0 | 0 | 0 | 0 | 0 | 0 | 0 | 0 | 0 | 0 | 0 | 0 | 0 | 0 | 400 | 0 | 0 | 1 | 0 | 0 | 0 | 0 | 0 | 0 | 9984.6 | 11497.7 | 13807.5055 | SCE Metro Area Default Constraint | SCE Metro Area Default Constraint | SCE Metro Area Default Constraint |  | 0 | 0 | 0 | 0 | 0 | 0 | 9984.6 | 11497.7 | 13807.5055 | SCE Metro Area Default Constraint | SCE Metro Area Default Constraint | SCE Metro Area Default Constraint |  | 1 | 1 | NO | 1 | 1 | 1 | NO | 1
SCE Northern | Warne | 230 | 0 | 0 | 1 | 0 | 0 | 0 | 1 | 0 | 0 | 0 | 0 | 0 | 0 | 0 | 0 | 0 | 0 | 0 | 0 | 0 | 0 | 0 | 0 | 0 | 1 | 0 | 0 | 0 | 0 | 0 | 0 | 0 | 0 | 0 | 0 | 0 | 0 | 0 | 0 | 0 | 0 | 0 | 0 | 0 | 0 | 0 | 0 | 0 | 0 | 0 | 0 | 0 | 0 | 0 | 0 | 0 | 0 | 0 | 0 | 0 | 0 | 0 | 0 | 0 | 0 | 0 | 0 | 0 | 0 | 0 | 0 | 0 | 0 | 0 | 0 | 0 | 0 | 0 | 0 | 0 | 0 | 0 | 0 | 0 | 0 | 0 | 0 | 0 | 0 | 0 | 0 | 0 | 0 | 0 | 0 | 0 | 0 |  |  | 0 | 0 | 0 | 0 | 0 | 0 | 0 | 0 | 0 | 0 | 0 | 0 | 0 | 0 | 0 | 0 | 0 | 0 | 0 | 0 | 0 | 0 | 0 | 0 | 0 | 0 | 0 | 0 | 0 | 0 | 1 | 0 | 0 | 0 | 0 | 0 | -236.375 | 272 | 2234.29 | Lugo - Victorville area constraint | South of Magunden Constraint | South of Magunden Constraint |  | 1 | 0 | 0 | 0 | 0 | 0 | -236.375 | 272 | 2234.29 | Lugo - Victorville area constraint | South of Magunden Constraint | South of Magunden Constraint |  | 5 | 5 | NO | 5 | 1 | 1 | NO | 1
PG&E GBA | Warnerville | 230 | 0 | 0 | 0 | 0 | 0 | 0 | 0 | 0 | 0 | 0 | 0 | 0 | 0 | 0 | 0 | 0 | 0 | 0 | 0 | 0 | 0 | 0 | 0 | 0 | 0 | 0 | 0 | 0 | 0 | 0 | 0 | 0 | 0 | 0 | 0 | 0 | 0 | 0 | 0 | 0 | 0 | 0 | 0 | 0 | 0 | 1 | 0 | 0 | 0 | 0 | 0 | 0 | 0 | 0 | 0 | 0 | 0 | 0 | 0 | 1 | 1 | 0 | 0 | 0 | 0 | 0 | 0 | 0 | 0 | 0 | 0 | 0 | 0 | 0 | 0 | 0 | 0 | 0 | 1 | 1 | 0 | 1 | 1 | 0 | 1 | 0 | 0 | 1 | 1 | 1 | 0 | 0 | 1 | 0 | 0 | 0 | 0 |  |  | 0 | 0 | 0 | 0 | 0 | 0 | 0 | 0 | 0 | 0 | 0 | 0 | 0 | 0 | 0 | 0 | 0 | 0 | 0 | 0 | 0 | 0 | 0 | 0 | 0 | 0 | 0 | 0 | 0 | 0 | 2 | 0 | 1 | 0 | 0 | 0 | -935.05 | -534.25 | 28.4626 | Borden-Storey #1 230kV line | Borden-Storey #1 230kV line | Oro Loma-El Nido 115kV Line |  | 0 | 0 | 0 | 0 | 0 | 0 | 167.2185 | 369.35 | 28.4626 | Bellota-Weber 230kV line | Oro Loma-El Nido 115kV Line | Oro Loma-El Nido 115kV Line |  | 5 | 1 | YES | 2 | 1 | 1 | NO | 1
PG&E FRESNO | Waukena | 115 | 0 | 0 | 0 | 0 | 0 | 0 | 0 | 0 | 0 | 0 | 0 | 0 | 0 | 0 | 0 | 0 | 0 | 0 | 0 | 0 | 0 | 0 | 0 | 0 | 0 | 0 | 0 | 0 | 0 | 0 | 0 | 0 | 0 | 0 | 0 | 0 | 0 | 0 | 0 | 0 | 0 | 0 | 0 | 0 | 0 | 0 | 0 | 0 | 0 | 0 | 0 | 0 | 0 | 0 | 0 | 0 | 0 | 0 | 0 | 0 | 0 | 0 | 0 | 0 | 0 | 0 | 0 | 0 | 1 | 0 | 0 | 0 | 0 | 0 | 0 | 0 | 0 | 0 | 0 | 1 | 0 | 1 | 0 | 1 | 0 | 1 | 0 | 0 | 0 | 0 | 0 | 0 | 0 | 0 | 0 | 0 | 0 |  |  | 0 | 0 | 0 | 0 | 0 | 0 | 0 | 0 | 0 | 0 | 0 | 0 | 0 | 0 | 0 | 0 | 0 | 0 | 0 | 0 | 0 | 0 | 0 | 0 | 0 | 0 | 0 | 0 | 0 | 0 | 1 | 0 | 1 | 0 | 1 | 0 | -426.65 | -276.45 | -39.4574 | Chowchilla-Le grand 115kV Line | Chowchilla-Le grand 115kV Line | Chowchilla-Le grand 115kV Line |  | 0 | 0 | 0 | 0 | 0 | 0 | 784.35 | 934.55 | 506.5426 | Chowchilla-Le grand 115kV Line | Chowchilla-Le grand 115kV Line | Chowchilla-Le grand 115kV Line |  | 5 | 1 | YES | 2 | 5 | 1 | YES | 2
PG&E GBA | Weber | 230 | 0 | 0 | 0 | 0 | 0 | 0 | 0 | 0 | 0 | 0 | 0 | 0 | 0 | 0 | 0 | 0 | 0 | 0 | 0 | 0 | 0 | 0 | 0 | 0 | 0 | 0 | 0 | 0 | 0 | 0 | 0 | 0 | 0 | 0 | 0 | 0 | 0 | 0 | 0 | 0 | 0 | 0 | 0 | 0 | 0 | 1 | 0 | 0 | 0 | 0 | 0 | 0 | 0 | 0 | 0 | 0 | 0 | 0 | 0 | 1 | 1 | 0 | 0 | 0 | 0 | 0 | 0 | 0 | 0 | 0 | 0 | 0 | 0 | 0 | 0 | 0 | 0 | 0 | 0 | 0 | 0 | 0 | 0 | 0 | 0 | 0 | 0 | 0 | 0 | 0 | 0 | 0 | 0 | 0 | 0 | 0 | 0 |  |  | 0 | 0 | 0 | 0 | 0 | 0 | 0 | 0 | 0 | 0 | 0 | 0 | 0 | 0 | 0 | 0 | 0 | 0 | 0 | 0 | 0 | 0 | 0 | 0 | 0 | 0 | 0 | 0 | 0 | 0 | 1 | 0 | 0 | 0 | 0 | 0 | -292.7815 | 389.5959 | 2840.2422 | Bellota-Weber 230kV line | Bellota-Weber 230kV line | Bellota-Weber 230kV line |  | 0 | 0 | 0 | 0 | 0 | 0 | 167.2185 | 686.7 | 2840.2422 | Bellota-Weber 230kV line | Eight Mile-Tesla 230 kV line | Bellota-Weber 230kV line |  | 5 | 1 | YES | 2 | 1 | 1 | NO | 1
PG&E GBA | Weber | 60 | 0 | 0 | 0 | 0 | 0 | 0 | 0 | 0 | 0 | 0 | 0 | 0 | 0 | 0 | 0 | 0 | 0 | 0 | 0 | 0 | 0 | 0 | 0 | 0 | 0 | 0 | 0 | 0 | 0 | 0 | 0 | 0 | 0 | 0 | 0 | 0 | 0 | 0 | 0 | 0 | 0 | 0 | 0 | 0 | 0 | 1 | 0 | 0 | 0 | 0 | 0 | 0 | 0 | 0 | 0 | 0 | 0 | 0 | 0 | 1 | 1 | 0 | 0 | 0 | 0 | 0 | 0 | 0 | 0 | 0 | 0 | 0 | 0 | 0 | 0 | 0 | 0 | 0 | 0 | 0 | 0 | 0 | 0 | 0 | 0 | 0 | 0 | 0 | 0 | 0 | 0 | 0 | 0 | 0 | 0 | 0 | 0 |  |  | 0 | 0 | 0 | 0 | 0 | 0 | 0 | 0 | 0 | 0 | 0 | 0 | 0 | 0 | 0 | 0 | 0 | 0 | 0 | 0 | 0 | 0 | 0 | 4 | 0 | 0 | 20 | 0 | 0 | 1 | 1 | 0 | 0 | 0 | 0 | 0 | -292.7815 | 389.5959 | 2840.2422 | Bellota-Weber 230kV line | Bellota-Weber 230kV line | Bellota-Weber 230kV line |  | 0 | 0 | 0 | 0 | 0 | 0 | 167.2185 | 686.7 | 2840.2422 | Bellota-Weber 230kV line | Eight Mile-Tesla 230 kV line | Bellota-Weber 230kV line |  | 5 | 1 | YES | 2 | 1 | 1 | NO | 1
PG&E FRESNO | West Fresno | 115 | 0 | 0 | 0 | 0 | 0 | 0 | 0 | 0 | 0 | 0 | 0 | 0 | 0 | 0 | 0 | 0 | 0 | 0 | 0 | 0 | 0 | 0 | 0 | 0 | 0 | 0 | 0 | 0 | 0 | 0 | 0 | 0 | 0 | 0 | 0 | 0 | 0 | 0 | 0 | 0 | 0 | 0 | 0 | 0 | 0 | 1 | 0 | 0 | 0 | 0 | 0 | 0 | 0 | 0 | 0 | 0 | 0 | 0 | 0 | 0 | 0 | 0 | 0 | 0 | 0 | 0 | 0 | 0 | 0 | 0 | 0 | 0 | 0 | 0 | 0 | 0 | 0 | 0 | 1 | 1 | 0 | 1 | 0 | 0 | 0 | 1 | 0 | 0 | 0 | 1 | 0 | 0 | 0 | 0 | 0 | 0 | 0 |  |  | 0 | 0 | 0 | 0 | 0 | 0 | 0 | 0 | 0 | 0 | 0 | 0 | 0 | 0 | 0 | 0 | 0 | 0 | 0 | 0 | 0 | 0 | 0 | 0 | 0 | 0 | 0 | 0 | 0 | 0 | 2 | 0 | 1 | 0 | 0 | 0 | -935.05 | -534.25 | 523.9076 | Borden-Storey #1 230kV line | Borden-Storey #1 230kV line | Borden-Storey #1 230kV line |  | 0 | 0 | 0 | 0 | 0 | 0 | 167.2185 | 712.75 | 1792.1552 | Bellota-Weber 230kV line | Borden-Storey #1 230kV line | Gates 500/230kV TB #12 |  | 5 | 1 | YES | 2 | 1 | 1 | NO | 1
PG&E FRESNO | Westley | 230 | 0 | 0 | 0 | 0 | 0 | 0 | 0 | 0 | 0 | 0 | 0 | 0 | 0 | 0 | 0 | 0 | 0 | 0 | 0 | 0 | 0 | 0 | 0 | 0 | 0 | 0 | 0 | 0 | 0 | 0 | 0 | 0 | 0 | 0 | 0 | 0 | 0 | 0 | 0 | 0 | 0 | 0 | 0 | 0 | 0 | 0 | 0 | 0 | 0 | 0 | 0 | 0 | 0 | 0 | 0 | 0 | 0 | 0 | 0 | 0 | 0 | 0 | 0 | 0 | 0 | 0 | 0 | 0 | 0 | 0 | 0 | 0 | 0 | 0 | 0 | 0 | 0 | 0 | 0 | 0 | 0 | 0 | 0 | 0 | 0 | 1 | 0 | 0 | 0 | 0 | 0 | 0 | 0 | 0 | 0 | 0 | 0 |  |  | 0 | 0 | 0 | 0 | 0 | 0 | 0 | 0 | 0 | 0 | 0 | 0 | 0 | 0 | 0 | 0 | 0 | 0 | 0 | 0 | 0 | 0 | 0 | 0 | 0 | 0 | 0 | 0 | 0 | 0 | 0 | 0 | 0 | 0 | 0 | 0 | 3702.512 | 4467.646 | 6540.5321 | Los Banos 500/230kV TB | Los Banos 500/230kV TB | Los Banos 500/230kV TB |  | 0 | 0 | 0 | 0 | 0 | 0 | 3702.512 | 4467.646 | 6540.5321 | Los Banos 500/230kV TB | Los Banos 500/230kV TB | Los Banos 500/230kV TB |  | 1 | 1 | NO | 1 | 1 | 1 | NO | 1
PG&E KERN | Westpark | 115 | 0 | 0 | 0 | 0 | 0 | 0 | 0 | 0 | 0 | 0 | 0 | 0 | 0 | 0 | 0 | 0 | 0 | 0 | 0 | 0 | 0 | 0 | 0 | 0 | 0 | 0 | 0 | 0 | 0 | 0 | 0 | 0 | 0 | 0 | 0 | 0 | 0 | 0 | 0 | 0 | 0 | 0 | 0 | 0 | 0 | 0 | 0 | 0 | 0 | 0 | 0 | 0 | 0 | 0 | 0 | 0 | 0 | 0 | 0 | 0 | 0 | 0 | 0 | 0 | 0 | 0 | 0 | 1 | 1 | 0 | 0 | 0 | 0 | 0 | 0 | 0 | 0 | 0 | 0 | 1 | 0 | 0 | 0 | 0 | 0 | 0 | 0 | 0 | 0 | 0 | 0 | 0 | 0 | 0 | 0 | 0 | 0 |  |  | 0 | 0 | 0 | 0 | 0 | 0 | 0 | 0 | 0 | 0 | 0 | 0 | 0 | 0 | 0 | 0 | 0 | 0 | 0 | 0 | 0 | 0 | 0 | 0 | 0 | 0 | 0 | 0 | 0 | 0 | 0 | 0 | 0 | 0 | 0 | 0 | 343.215 | 253.0117 | 390.175 | Cal Flat-Gates 230 kV line | Cal Flat-Gates 230 kV line | Cal Flat-Gates 230 kV line |  | 0 | 0 | 0 | 0 | 0 | 0 | 343.215 | 253.0117 | 390.175 | Cal Flat-Gates 230 kV line | Cal Flat-Gates 230 kV line | Cal Flat-Gates 230 kV line |  | 1 | 1 | NO | 1 | 1 | 1 | NO | 1
PG&E KERN | Wheeler Ridge | 230 | 0 | 0 | 0 | 0 | 0 | 0 | 0 | 0 | 0 | 0 | 0 | 0 | 0 | 0 | 0 | 0 | 0 | 0 | 0 | 0 | 0 | 0 | 0 | 0 | 0 | 0 | 0 | 0 | 0 | 0 | 0 | 0 | 0 | 0 | 0 | 0 | 0 | 0 | 0 | 0 | 0 | 0 | 0 | 0 | 0 | 0 | 0 | 0 | 0 | 0 | 0 | 0 | 0 | 0 | 0 | 0 | 0 | 0 | 0 | 0 | 0 | 0 | 0 | 0 | 0 | 0 | 0 | 0 | 0 | 0 | 0 | 0 | 0 | 0 | 0 | 0 | 1 | 0 | 1 | 1 | 0 | 0 | 0 | 0 | 0 | 0 | 0 | 0 | 0 | 0 | 0 | 0 | 0 | 0 | 1 | 0 | 0 |  |  | 0 | 0 | 0 | 0 | 0 | 0 | 0 | 0 | 0 | 0 | 0 | 0 | 0 | 0 | 0 | 0 | 0 | 0 | 0 | 0 | 0 | 0 | 0 | 0 | 300 | 200 | 0 | 50 | 0 | 1 | 0 | 0 | 0 | 0 | 0 | 0 | 203.5 | 83.25 | 149.2 | Midway-Buena Vista Jct 230kV Line | Midway-Buena Vista Jct 230kV Line | Midway-Buena Vista Jct 230kV Line |  | 0 | 0 | 0 | 0 | 0 | 0 | 203.5 | 83.25 | 149.2 | Midway-Buena Vista Jct 230kV Line | Midway-Buena Vista Jct 230kV Line | Midway-Buena Vista Jct 230kV Line |  | 1 | 1 | NO | 1 | 1 | 1 | NO | 1
PG&E KERN | Wheeler Ridge | 115 | 0 | 0 | 0 | 0 | 0 | 0 | 0 | 0 | 0 | 0 | 0 | 0 | 0 | 0 | 0 | 0 | 0 | 0 | 0 | 0 | 0 | 0 | 0 | 0 | 0 | 0 | 0 | 0 | 0 | 0 | 0 | 0 | 0 | 0 | 0 | 0 | 0 | 0 | 0 | 0 | 0 | 0 | 0 | 0 | 0 | 0 | 0 | 0 | 0 | 0 | 0 | 0 | 0 | 0 | 0 | 0 | 0 | 0 | 0 | 0 | 0 | 0 | 0 | 0 | 0 | 0 | 0 | 1 | 1 | 0 | 0 | 0 | 0 | 0 | 0 | 0 | 0 | 0 | 0 | 1 | 0 | 0 | 0 | 0 | 0 | 0 | 0 | 0 | 0 | 0 | 0 | 0 | 0 | 0 | 0 | 0 | 0 |  |  | 0 | 0 | 0 | 0 | 0 | 0 | 0 | 0 | 0 | 0 | 0 | 0 | 0 | 0 | 0 | 0 | 0 | 0 | 0 | 0 | 0 | 0 | 0 | 0 | 0 | 0 | 0 | 0 | 0 | 0 | 0 | 0 | 0 | 0 | 0 | 0 | 343.215 | 253.0117 | 390.175 | Cal Flat-Gates 230 kV line | Cal Flat-Gates 230 kV line | Cal Flat-Gates 230 kV line |  | 0 | 0 | 0 | 0 | 0 | 0 | 343.215 | 253.0117 | 390.175 | Cal Flat-Gates 230 kV line | Cal Flat-Gates 230 kV line | Cal Flat-Gates 230 kV line |  | 1 | 1 | NO | 1 | 1 | 1 | NO | 1
PG&E KERN | Wheeler Ridge | 70 | 0 | 0 | 0 | 0 | 0 | 0 | 0 | 0 | 0 | 0 | 0 | 0 | 0 | 0 | 0 | 0 | 0 | 0 | 0 | 0 | 0 | 0 | 0 | 0 | 0 | 0 | 0 | 0 | 0 | 0 | 0 | 0 | 0 | 0 | 0 | 0 | 0 | 0 | 0 | 0 | 0 | 0 | 0 | 0 | 0 | 0 | 0 | 0 | 0 | 0 | 0 | 0 | 0 | 0 | 0 | 0 | 0 | 0 | 0 | 0 | 0 | 0 | 0 | 0 | 0 | 0 | 0 | 0 | 0 | 0 | 0 | 0 | 0 | 0 | 0 | 0 | 1 | 0 | 1 | 1 | 0 | 0 | 0 | 0 | 0 | 0 | 0 | 0 | 0 | 0 | 0 | 0 | 0 | 0 | 1 | 0 | 0 |  |  | 0 | 0 | 0 | 0 | 0 | 0 | 0 | 0 | 0 | 100 | 0 | 0 | 0 | 0 | 1 | 0 | 0 | 0 | 0 | 0 | 0 | 0 | 0 | 0 | 100 | 0 | 92 | 0 | 0 | 1 | 0 | 0 | 0 | 0 | 0 | 0 | 203.5 | 83.25 | 149.2 | Midway-Buena Vista Jct 230kV Line | Midway-Buena Vista Jct 230kV Line | Midway-Buena Vista Jct 230kV Line |  | 0 | 0 | 0 | 0 | 0 | 0 | 203.5 | 83.25 | 149.2 | Midway-Buena Vista Jct 230kV Line | Midway-Buena Vista Jct 230kV Line | Midway-Buena Vista Jct 230kV Line |  | 1 | 1 | NO | 1 | 1 | 1 | NO | 1
SCE Northern | Whirlwind | 230 | 1 | 1 | 0 | 0 | 0 | 0 | 0 | 0 | 0 | 0 | 0 | 0 | 0 | 0 | 0 | 0 | 0 | 0 | 0 | 0 | 0 | 0 | 0 | 0 | 0 | 0 | 0 | 0 | 0 | 0 | 0 | 0 | 0 | 0 | 0 | 0 | 0 | 0 | 0 | 0 | 0 | 0 | 0 | 0 | 0 | 0 | 0 | 0 | 0 | 0 | 0 | 0 | 0 | 0 | 0 | 0 | 0 | 0 | 0 | 0 | 0 | 0 | 0 | 0 | 0 | 0 | 0 | 0 | 0 | 0 | 0 | 0 | 0 | 0 | 0 | 0 | 0 | 0 | 0 | 0 | 0 | 0 | 0 | 0 | 0 | 0 | 0 | 0 | 0 | 0 | 0 | 0 | 0 | 0 | 0 | 0 | 0 |  |  | 0 | 0 | 0 | 0 | 0 | 0 | 0 | 0 | 0 | -174 | 0 | 0 | 69 | 0 | 1 | 0 | 0 | 300 | 0 | 0 | 0 | 0 | 0 | 0 | 44 | 188 | 837 | 523 | 400 | 1 | 0 | 0 | 0 | 0 | 0 | 0 | 2142.175 | 3184.04 | 9895.03 | Antelope-Vincent Constraint | Antelope-Vincent Constraint | Antelope-Vincent Constraint |  | 0 | 0 | 0 | 0 | 0 | 0 | 2142.175 | 3184.04 | 9895.03 | Antelope-Vincent Constraint | Antelope-Vincent Constraint | Antelope-Vincent Constraint |  | 1 | 1 | NO | 1 | 1 | 1 | NO | 1
SCE Northern | Whirlwind | 500 | 1 | 1 | 0 | 0 | 0 | 0 | 0 | 0 | 0 | 0 | 0 | 0 | 0 | 0 | 0 | 0 | 0 | 0 | 0 | 0 | 0 | 0 | 0 | 0 | 0 | 0 | 0 | 0 | 0 | 0 | 0 | 0 | 0 | 0 | 0 | 0 | 0 | 0 | 0 | 0 | 0 | 0 | 0 | 0 | 0 | 0 | 0 | 0 | 0 | 0 | 0 | 0 | 0 | 0 | 0 | 0 | 0 | 0 | 0 | 0 | 0 | 0 | 0 | 0 | 0 | 0 | 0 | 0 | 0 | 0 | 0 | 0 | 0 | 0 | 0 | 0 | 0 | 0 | 0 | 0 | 0 | 0 | 0 | 0 | 0 | 0 | 0 | 0 | 0 | 0 | 0 | 0 | 0 | 0 | 0 | 0 | 0 |  |  | 0 | 0 | 0 | 0 | 0 | 0 | 0 | 0 | 0 | 0 | 0 | 0 | 0 | 0 | 0 | 0 | 0 | 0 | 0 | 0 | 0 | 0 | 0 | 0 | 0 | 0 | 0 | 0 | 0 | 0 | 0 | 0 | 0 | 0 | 0 | 0 | 2142.175 | 3184.04 | 9895.03 | Antelope-Vincent Constraint | Antelope-Vincent Constraint | Antelope-Vincent Constraint |  | 0 | 0 | 0 | 0 | 0 | 0 | 2142.175 | 3184.04 | 9895.03 | Antelope-Vincent Constraint | Antelope-Vincent Constraint | Antelope-Vincent Constraint |  | 1 | 1 | NO | 1 | 1 | 1 | NO | 1
PG&E GBA | Whisman | 115 | 0 | 0 | 0 | 0 | 0 | 0 | 0 | 0 | 0 | 0 | 0 | 0 | 0 | 0 | 0 | 0 | 0 | 0 | 0 | 0 | 0 | 0 | 0 | 0 | 0 | 0 | 0 | 0 | 0 | 0 | 0 | 0 | 0 | 0 | 0 | 0 | 0 | 0 | 0 | 0 | 0 | 0 | 0 | 0 | 0 | 0 | 0 | 0 | 0 | 0 | 0 | 0 | 1 | 0 | 0 | 1 | 0 | 0 | 0 | 0 | 0 | 0 | 0 | 0 | 0 | 0 | 0 | 0 | 0 | 0 | 0 | 0 | 0 | 0 | 0 | 0 | 0 | 0 | 0 | 0 | 0 | 0 | 0 | 0 | 0 | 0 | 0 | 0 | 0 | 0 | 0 | 0 | 0 | 0 | 0 | 0 | 1 |  |  | 0 | 0 | 0 | 0 | 0 | 0 | 0 | 0 | 0 | 0 | 0 | 0 | 0 | 0 | 0 | 0 | 0 | 0 | 0 | 0 | 0 | 0 | 0 | 0 | 0 | 0 | 0 | 0 | 0 | 0 | 0 | 0 | 0 | 0 | 0 | 0 | 1566.65 | 1620.51 | 5177.468 | NEW-Metcalf-Mosslanding 500kV | NEW-Metcalf-Mosslanding 500kV | Sobrante-Moraga 230 kV line |  | 0 | 0 | 0 | 0 | 0 | 0 | 1566.65 | 1620.51 | 5177.468 | NEW-Metcalf-Mosslanding 500kV | NEW-Metcalf-Mosslanding 500kV | Sobrante-Moraga 230 kV line |  | 1 | 1 | NO | 1 | 1 | 1 | NO | 1
SCE Eastern | Wildlife | 230 | 0 | 0 | 0 | 0 | 0 | 0 | 0 | 0 | 0 | 0 | 0 | 0 | 0 | 0 | 0 | 0 | 0 | 0 | 0 | 1 | 0 | 1 | 0 | 0 | 0 | 0 | 0 | 0 | 0 | 0 | 0 | 0 | 0 | 0 | 0 | 0 | 0 | 0 | 0 | 0 | 0 | 0 | 0 | 0 | 0 | 0 | 0 | 0 | 0 | 0 | 0 | 0 | 0 | 0 | 0 | 0 | 0 | 0 | 0 | 0 | 0 | 0 | 0 | 0 | 0 | 0 | 0 | 0 | 0 | 0 | 0 | 0 | 0 | 0 | 0 | 0 | 0 | 0 | 0 | 0 | 0 | 0 | 0 | 0 | 0 | 0 | 0 | 0 | 0 | 0 | 0 | 0 | 0 | 0 | 0 | 0 | 0 |  |  | 0 | 0 | 0 | 0 | 0 | 0 | 0 | 0 | 0 | 0 | 0 | 0 | 0 | 0 | 0 | 0 | 0 | 0 | 0 | 0 | 0 | 0 | 0 | 0 | 0 | 0 | 0 | 0 | 0 | 0 | 0 | 0 | 0 | 0 | 0 | 0 | 1131.27 | 2714.375 | 8819.475 | Serrano-Alberhill-Valley Constraint | Etiwanda-Rancho Vista Constraint | Etiwanda-Rancho Vista Constraint |  | 0 | 0 | 0 | 0 | 0 | 0 | 1131.27 | 2714.375 | 8819.475 | Serrano-Alberhill-Valley Constraint | Etiwanda-Rancho Vista Constraint | Etiwanda-Rancho Vista Constraint |  | 1 | 1 | NO | 1 | 1 | 1 | NO | 1
PG&E FRESNO | Wilson | 115 | 0 | 0 | 0 | 0 | 0 | 0 | 0 | 0 | 0 | 0 | 0 | 0 | 0 | 0 | 0 | 0 | 0 | 0 | 0 | 0 | 0 | 0 | 0 | 0 | 0 | 0 | 0 | 0 | 0 | 0 | 0 | 0 | 0 | 0 | 0 | 0 | 0 | 0 | 0 | 0 | 0 | 0 | 0 | 0 | 0 | 1 | 0 | 0 | 0 | 0 | 0 | 0 | 0 | 0 | 0 | 0 | 0 | 0 | 0 | 1 | 0 | 0 | 0 | 0 | 0 | 0 | 0 | 0 | 0 | 0 | 0 | 0 | 0 | 0 | 0 | 0 | 0 | 0 | 1 | 1 | 0 | 1 | 1 | 0 | 1 | 1 | 0 | 1 | 1 | 1 | 0 | 0 | 1 | 0 | 0 | 0 | 0 |  |  | 0 | 0 | 0 | 0 | 0 | 0 | 0 | 0 | 0 | 0 | 0 | 0 | 0 | 0 | 0 | 0 | 0 | 0 | 0 | 0 | 0 | 0 | 0 | 0 | 0 | 0 | 0 | 0 | 0 | 0 | 2 | 0 | 1 | 0 | 0 | 0 | -935.05 | -534.25 | 28.4626 | Borden-Storey #1 230kV line | Borden-Storey #1 230kV line | Oro Loma-El Nido 115kV Line |  | 0 | 0 | 0 | 0 | 0 | 0 | 167.2185 | 369.35 | 28.4626 | Bellota-Weber 230kV line | Oro Loma-El Nido 115kV Line | Oro Loma-El Nido 115kV Line |  | 5 | 1 | YES | 2 | 1 | 1 | NO | 1
PG&E FRESNO | Wilson | 230 | 0 | 0 | 0 | 0 | 0 | 0 | 0 | 0 | 0 | 0 | 0 | 0 | 0 | 0 | 0 | 0 | 0 | 0 | 0 | 0 | 0 | 0 | 0 | 0 | 0 | 0 | 0 | 0 | 0 | 0 | 0 | 0 | 0 | 0 | 0 | 0 | 0 | 0 | 0 | 0 | 0 | 0 | 0 | 0 | 0 | 1 | 0 | 0 | 0 | 0 | 0 | 0 | 0 | 0 | 0 | 0 | 0 | 0 | 0 | 1 | 0 | 0 | 0 | 0 | 0 | 0 | 0 | 0 | 0 | 0 | 0 | 0 | 0 | 0 | 0 | 0 | 0 | 0 | 1 | 1 | 0 | 1 | 1 | 1 | 1 | 1 | 0 | 1 | 1 | 1 | 0 | 0 | 1 | 0 | 1 | 0 | 0 |  |  | 0 | 0 | 0 | 0 | 0 | 0 | 0 | 0 | 0 | 0 | 0 | 0 | 0 | 0 | 0 | 0 | 0 | 150 | 50 | 0 | 0 | 0 | 0 | 0 | 0 | 0 | 0 | 0 | 0 | 1 | 3 | 0 | 2 | 0 | 1 | 0 | -935.05 | -534.25 | -39.4574 | Borden-Storey #1 230kV line | Borden-Storey #1 230kV line | Chowchilla-Le grand 115kV Line |  | 0 | 0 | 0 | 0 | 0 | 0 | 167.2185 | 369.35 | 28.4626 | Bellota-Weber 230kV line | Oro Loma-El Nido 115kV Line | Oro Loma-El Nido 115kV Line |  | 5 | 1 | YES | 2 | 5 | 1 | YES | 2
SCE Northern | Windhub | 230 | 1 | 1 | 0 | 1 | 0 | 0 | 0 | 0 | 0 | 0 | 0 | 0 | 0 | 0 | 0 | 0 | 0 | 0 | 0 | 0 | 0 | 0 | 0 | 0 | 0 | 0 | 0 | 0 | 0 | 0 | 0 | 0 | 0 | 0 | 0 | 0 | 0 | 0 | 0 | 0 | 0 | 0 | 0 | 0 | 0 | 0 | 0 | 0 | 0 | 0 | 0 | 0 | 0 | 0 | 0 | 0 | 0 | 0 | 0 | 0 | 0 | 0 | 0 | 0 | 0 | 0 | 0 | 0 | 0 | 0 | 0 | 0 | 0 | 0 | 0 | 0 | 0 | 0 | 0 | 0 | 0 | 0 | 0 | 0 | 0 | 0 | 0 | 0 | 0 | 0 | 0 | 0 | 0 | 0 | 0 | 0 | 0 |  |  | 0 | 0 | 0 | 0 | 0 | 0 | 0 | 0 | 0 | 0 | 0 | 0 | 0 | 0 | 0 | 0 | 0 | 174 | 0 | 0 | 0 | 0 | 0 | 0 | 0 | 1020 | 1000 | 0 | 0 | 1 | 0 | 0 | 0 | 0 | 0 | 0 | 1200.275 | 1240.12 | 2167.895 | Windhub Constraint | Windhub Constraint | Windhub Constraint |  | 0 | 0 | 0 | 0 | 0 | 0 | 1200.275 | 1240.12 | 2167.895 | Windhub Constraint | Windhub Constraint | Windhub Constraint |  | 1 | 1 | NO | 1 | 1 | 1 | NO | 1
SCE Northern | Windhub | 500 | 1 | 1 | 0 | 1 | 0 | 0 | 0 | 0 | 0 | 0 | 0 | 0 | 0 | 0 | 0 | 0 | 0 | 0 | 0 | 0 | 0 | 0 | 0 | 0 | 0 | 0 | 0 | 0 | 0 | 0 | 0 | 0 | 0 | 0 | 0 | 0 | 0 | 0 | 0 | 0 | 0 | 0 | 0 | 0 | 0 | 0 | 0 | 0 | 0 | 0 | 0 | 0 | 0 | 0 | 0 | 0 | 0 | 0 | 0 | 0 | 0 | 0 | 0 | 0 | 0 | 0 | 0 | 0 | 0 | 0 | 0 | 0 | 0 | 0 | 0 | 0 | 0 | 0 | 0 | 0 | 0 | 0 | 0 | 0 | 0 | 0 | 0 | 0 | 0 | 0 | 0 | 0 | 0 | 0 | 0 | 0 | 0 |  |  | 0 | 0 | 0 | 0 | 0 | 0 | 0 | 0 | 0 | 0 | 0 | 0 | 0 | 0 | 0 | 0 | 0 | 0 | 0 | 0 | 0 | 0 | 0 | 0 | 778.5 | 0 | 15 | 0 | 0 | 1 | 0 | 0 | 0 | 0 | 0 | 0 | 1200.275 | 1240.12 | 2167.895 | Windhub Constraint | Windhub Constraint | Windhub Constraint |  | 0 | 0 | 0 | 0 | 0 | 0 | 1200.275 | 1240.12 | 2167.895 | Windhub Constraint | Windhub Constraint | Windhub Constraint |  | 1 | 1 | NO | 1 | 1 | 1 | NO | 1
PG&E GBA | Windmaster | 230 | 0 | 0 | 0 | 0 | 0 | 0 | 0 | 0 | 0 | 0 | 0 | 0 | 0 | 0 | 0 | 0 | 0 | 0 | 0 | 0 | 0 | 0 | 0 | 0 | 0 | 0 | 0 | 0 | 0 | 0 | 0 | 0 | 0 | 0 | 0 | 0 | 0 | 0 | 0 | 1 | 0 | 0 | 0 | 0 | 0 | 0 | 0 | 0 | 0 | 0 | 0 | 0 | 0 | 1 | 0 | 1 | 0 | 0 | 0 | 0 | 0 | 0 | 0 | 0 | 0 | 1 | 0 | 0 | 0 | 0 | 0 | 0 | 0 | 0 | 0 | 0 | 0 | 0 | 0 | 0 | 0 | 0 | 0 | 0 | 0 | 0 | 0 | 0 | 0 | 0 | 0 | 0 | 0 | 0 | 0 | 0 | 0 |  |  | 0 | 0 | 0 | 0 | 0 | 0 | 0 | 0 | 0 | 0 | 0 | 0 | 0 | 0 | 0 | 0 | 0 | 0 | 0 | 0 | 0 | 0 | 0 | 0 | 0 | 0 | 0 | 0 | 0 | 0 | 2 | 0 | 1 | 0 | 0 | 0 | -861.825 | -176.859 | 4164.2095 | Windmaster-Delta pumps 230 kV line | Windmaster-Delta pumps 230 kV line | Windmaster-Delta pumps 230 kV line |  | 0 | 0 | 0 | 0 | 0 | 0 | 2347.2685 | 3418.2344 | 4164.2095 | Tesla-Tracy-Pump 230 kV line #2 | Tesla-Tracy-Pump 230 kV line #2 | Windmaster-Delta pumps 230 kV line |  | 5 | 1 | YES | 2 | 1 | 1 | NO | 1
PG&E NGBA | Windsor | 60 | 0 | 0 | 0 | 0 | 0 | 0 | 0 | 0 | 0 | 0 | 0 | 0 | 0 | 0 | 0 | 0 | 0 | 0 | 0 | 0 | 0 | 0 | 0 | 0 | 0 | 0 | 0 | 0 | 0 | 0 | 0 | 0 | 0 | 0 | 0 | 0 | 0 | 0 | 0 | 1 | 0 | 0 | 0 | 0 | 0 | 0 | 0 | 0 | 0 | 0 | 0 | 0 | 1 | 0 | 0 | 0 | 0 | 0 | 0 | 0 | 0 | 0 | 0 | 0 | 0 | 0 | 1 | 0 | 0 | 0 | 0 | 0 | 0 | 0 | 0 | 0 | 0 | 0 | 0 | 0 | 0 | 0 | 0 | 0 | 0 | 0 | 0 | 0 | 0 | 0 | 0 | 0 | 0 | 0 | 0 | 0 | 0 |  |  | 0 | 0 | 0 | 0 | 0 | 0 | 0 | 0 | 0 | 0 | 0 | 0 | 0 | 0 | 0 | 0 | 0 | 0 | 0 | 0 | 0 | 0 | 0 | 0 | 0 | 0 | 0 | 0 | 0 | 0 | 2 | 0 | 0 | 0 | 0 | 0 | -599.505 | 125.773 | 944.182 | Collinsville-Tesla 500 kV Line | Birds Landing-Contra Costa 230kV Line | Birds Landing-Contra Costa 230kV Line |  | 1 | 0 | 0 | 0 | 0 | 0 | -199.275 | 125.773 | 944.182 | Birds Landing-Contra Costa 230kV Line | Birds Landing-Contra Costa 230kV Line | Birds Landing-Contra Costa 230kV Line |  | 5 | 5 | NO | 5 | 1 | 1 | NO | 1
PG&E NGBA | Woodland | 115 | 0 | 0 | 0 | 0 | 0 | 0 | 0 | 0 | 0 | 0 | 0 | 0 | 0 | 0 | 0 | 0 | 0 | 0 | 0 | 0 | 0 | 0 | 0 | 0 | 0 | 0 | 0 | 0 | 0 | 0 | 0 | 0 | 0 | 0 | 0 | 0 | 0 | 0 | 0 | 1 | 1 | 0 | 1 | 0 | 1 | 1 | 0 | 1 | 0 | 0 | 0 | 0 | 0 | 0 | 0 | 0 | 0 | 0 | 0 | 1 | 1 | 0 | 0 | 0 | 0 | 0 | 0 | 0 | 0 | 0 | 0 | 0 | 0 | 0 | 0 | 0 | 0 | 0 | 0 | 0 | 0 | 0 | 0 | 0 | 0 | 0 | 0 | 0 | 0 | 0 | 0 | 0 | 0 | 0 | 0 | 0 | 0 |  |  | 0 | 0 | 0 | 0 | 0 | 0 | 0 | 0 | 0 | 0 | 0 | 0 | 0 | 0 | 0 | 0 | 0 | 0 | 0 | 0 | 0 | 0 | 0 | 0 | 0 | 12 | 0 | 0 | 0 | 1 | 2 | 0 | 0 | 0 | 0 | 0 | -599.505 | 31.5 | 32.84 | Collinsville-Tesla 500 kV Line | Rocklin-Pleaseant grove 115kV line | Woodland- Davis 115kV line |  | 0 | 0 | 0 | 0 | 0 | 0 | 31.5 | 31.5 | 32.84 | Rocklin-Pleaseant grove 115kV line | Rocklin-Pleaseant grove 115kV line | Woodland- Davis 115kV line |  | 5 | 1 | YES | 2 | 1 | 1 | NO | 1
PG&E FRESNO | Woodward | 115 | 0 | 0 | 0 | 0 | 0 | 0 | 0 | 0 | 0 | 0 | 0 | 0 | 0 | 0 | 0 | 0 | 0 | 0 | 0 | 0 | 0 | 0 | 0 | 0 | 0 | 0 | 0 | 0 | 0 | 0 | 0 | 0 | 0 | 0 | 0 | 0 | 0 | 0 | 0 | 0 | 0 | 0 | 0 | 0 | 0 | 0 | 0 | 0 | 0 | 0 | 0 | 0 | 0 | 0 | 0 | 0 | 0 | 0 | 0 | 0 | 0 | 0 | 0 | 0 | 0 | 0 | 0 | 0 | 0 | 0 | 0 | 0 | 0 | 0 | 0 | 0 | 0 | 0 | 0 | 1 | 0 | 1 | 1 | 1 | 0 | 1 | 0 | 1 | 0 | 0 | 0 | 0 | 1 | 0 | 0 | 0 | 0 |  |  | 0 | 0 | 0 | 0 | 0 | 0 | 0 | 0 | 0 | 0 | 0 | 0 | 0 | 0 | 0 | 0 | 0 | 0 | 0 | 0 | 0 | 0 | 0 | 0 | 0 | 0 | 0 | 0 | 0 | 0 | 1 | 0 | 1 | 0 | 1 | 0 | -426.65 | -276.45 | -39.4574 | Chowchilla-Le grand 115kV Line | Chowchilla-Le grand 115kV Line | Chowchilla-Le grand 115kV Line |  | 0 | 0 | 0 | 0 | 0 | 0 | 357.85 | 369.35 | 28.4626 | Oro Loma-El Nido 115kV Line | Oro Loma-El Nido 115kV Line | Oro Loma-El Nido 115kV Line |  | 5 | 1 | YES | 2 | 5 | 1 | YES | 2
PG&E NGBA | Wyandotte | 115 | 0 | 0 | 0 | 0 | 0 | 0 | 0 | 0 | 0 | 0 | 0 | 0 | 0 | 0 | 0 | 0 | 0 | 0 | 0 | 0 | 0 | 0 | 0 | 0 | 0 | 0 | 0 | 0 | 0 | 0 | 0 | 0 | 0 | 0 | 0 | 0 | 0 | 0 | 0 | 1 | 0 | 0 | 0 | 0 | 1 | 1 | 1 | 1 | 0 | 0 | 0 | 0 | 0 | 0 | 0 | 0 | 0 | 0 | 0 | 1 | 1 | 0 | 0 | 0 | 0 | 0 | 0 | 0 | 0 | 0 | 0 | 0 | 0 | 0 | 0 | 0 | 0 | 0 | 0 | 0 | 0 | 0 | 0 | 0 | 0 | 0 | 0 | 0 | 0 | 0 | 0 | 0 | 0 | 0 | 0 | 0 | 0 |  |  | 0 | 0 | 0 | 0 | 0 | 0 | 0 | 0 | 0 | 0 | 0 | 0 | 0 | 0 | 0 | 0 | 10 | 0 | 0 | 0 | 0 | 0 | 0 | 3.6 | 0 | 0 | 0 | 0 | 0 | 1 | 2 | 0 | 0 | 0 | 0 | 0 | -599.505 | 31.5 | 81.4956 | Collinsville-Tesla 500 kV Line | Rocklin-Pleaseant grove 115kV line | Rocklin-Pleaseant grove 115kV line |  | 0 | 0 | 0 | 0 | 0 | 0 | 31.5 | 31.5 | 81.4956 | Rocklin-Pleaseant grove 115kV line | Rocklin-Pleaseant grove 115kV line | Rocklin-Pleaseant grove 115kV line |  | 5 | 1 | YES | 2 | 1 | 1 | NO | 1
0 | 0 | 0
0 | 0 | 0
0 | 0 | 0

## Tx_Calculator_2035
|  | CAISO Study Area | SCE Northern Area | [7 empty] | SCE Metro Area |  | SCE North of Lugo Area |  |  |  |  | SCE Eastern Area | [6 empty] | East of Pisgah Area |  |  | SDG&E Study Area | [13 empty] | PG&E North of Greater Bay Area | [9 empty] | PG&E Greater Bay Area | [17 empty] | PG&E Kern Area | [9 empty] | PG&E Fresno Area
White Paper Constraint Info |  | White Paper Name | Antelope-Vincent Constraint | Vincent-Lugo Constraint | Pardee-Sylmar Constraint | Windhub Constraint | Moorpark-Pardee Constraint | North of Magunden Constraint | South of Magunden Constraint | Antelope-Neenach Constraint | Hinson - Del Amo Constraint | SCE Metro Area Default Constraint | Control to Inyokern area constraint | South of Kramer Area Constraint | Victor to Lugo Area Constraint | Lugo Transformer Area Constraint | Calcite to Lugo Area Constraint | Colorado River 500/230 kV Constraint | DCRT Constraint | Devers-Red Bluff Constraint | Eagle Mountain Constraint | Etiwanda-Rancho Vista Constraint | Red Bluff 500/230 kV Constraint | Serrano-Alberhill-Valley Constraint | GLW 230kV area constraint | Sloan Canyon - Eldorado 500 kV constraint | Lugo - Victorville area constraint | Capistrano-San Onofre 230 kV constraint | Chicarita 138 kV constraint | El Cajon 69 kV constraint | Internal San Diego Area constraint | Miguel 69 kV constraint | Encina - San Luis Rey 230 kV constraint | East of Miguel constraint | San Luis Rey-San Onofre 230 kV line constraint | Ocean Ranch 69 kV constraint | Otay Mesa 230 kV constraint | Silvergate - Bay Blvd 230 kV constraint | Silvergate-Old Town 230 kV constraint | Talega 230 kV constraint | Trabuco-Capistrano 138 kV constraint | Collinsville-Tesla 500 kV Line | Woodland- Davis 115kV line | Cortina-Eagle Rock 115 kV line | Bell-Placer 115kV Line | Carberry-Round Mountain 230kV Line | Rocklin-Pleaseant grove 115kV line | Bellota-Weber 230kV line | Rio Oso-Brighton 230kV line | Rio Oso-Lockeford 230kV line | Humboldt Offshore Wind constraint | Dumbarton-Newark 115 kV line | Eastshore-San Mateo 230 kV line | Lakeville-Ignacio 230 kV line | Sobrante-Moraga 230 kV line | Windmaster-Delta pumps 230 kV line | Contra Costa- Windmaster 230 kV line | Tesla-Tracy-Pump 230 kV line #2 | Contra Costa #1 115kV Line | Kasson Jct-Heinz 115 kV line | Newark-Newark Distribution 115 kV line | Tesla-Bellota 230 kV line | Eight Mile-Tesla 230 kV line | Grant - Eastshore #2 line 115 kV | Salado-Crow Creek Sw Sta 60 kV line | Tesla-Salado 115 kV line | Morganhill-Metcalf 115kV Line | Tesla-Tracy Pump 230 kV Line #1 | Birds Landing-Contra Costa 230kV Line | Cal Flat-Gates 230 kV line | Gates-Arco 230 kV Line | Smyrna-Atwell Jct 115kV Line | Kern 230/115kV TB #4 | Maricopa-Copus 70 kV line | Midway-Taft 115 kV line | Kern-Tevis-Stockdale-Lamont 115kV line | Midway 230/115kV TB #3 | Semitropic-Midway 115kV Line | Midway-Buena Vista Jct 230kV Line | Manning 500kV | Gates 500/230kV TB #12 | Gates 500/230kV TB #11 | Gates 230/70kV TB #5 | Tranquility-Helm 230kV Line | Dairyland-Chowchilla 115kV Line | Chowchilla-Le grand 115kV Line | NEW- Melones-Cottle 230kV line | Los Banos 500/230kV TB | Schindler 115/70kV TB #1 | Panoche- Mendota 115 kV line | Panoche-Oro Loma 115kV Line | Borden-Storey #1 230kV line | Merced 115/70kV TB#2 | Helm 230/70kV TB #1 | Oro Loma-El Nido 115kV Line | Diablo-Gates 500 kV line | Mustang-Henrietta 230 kV line | Gates-Panoche 230 kV #1 and #2 Lines | NEW-Metcalf-Mosslanding 500kV
|  | PTO area | SCE | SCE | SCE | SCE | SCE | SCE | SCE | SCE | SCE | SCE | SCE | SCE | SCE | SCE | SCE | SCE | SCE | SCE | SCE | SCE | SCE | SCE | VEA | VEA | SCE | SDGE | SDGE | SDGE | SDGE | SDGE | SDGE | SDGE | SDGE | SDGE | SDGE | SDGE | SDGE | SDGE | SDGE | PGE | PGE | PGE | PGE | PGE | PGE | PGE | PGE | PGE | PGE | PGE | PGE | PGE | PGE | PGE | PGE | PGE | PGE | PGE | PGE | PGE | PGE | PGE | PGE | PGE | PGE | PGE | PGE | PGE | PGE | PGE | PGE | PGE | PGE | PGE | PGE | PGE | PGE | PGE | PGE | PGE | PGE | PGE | PGE | PGE | PGE | PGE | PGE | PGE | PGE | PGE | PGE | PGE | PGE | PGE | PGE | PGE | PGE
|  | Wind/Solar Designation Area | Solar | Solar | Solar | Solar | Solar | Solar | Solar | Solar | Solar | Solar | Solar | Solar | Solar | Solar | Solar | Solar | Solar | Solar | Solar | Solar | Solar | Solar | Solar | Solar | Solar | Solar | Solar | Solar | Solar | Solar | Solar | Solar | Solar | Solar | Solar | Solar | Solar | Solar | Solar | Wind | Wind | Wind | Wind | Wind | Wind | Wind | Wind | Wind | Wind | Wind | Wind | Wind | Wind | Wind | Wind | Wind | Wind | Wind | Wind | Wind | Wind | Wind | Wind | Wind | Wind | Wind | Wind | Solar | Solar | Solar | Solar | Solar | Solar | Solar | Solar | Solar | Solar | Solar | Solar | Solar | Solar | Solar | Solar | Solar | Solar | Solar | Solar | Solar | Solar | Solar | Solar | Solar | Solar | Solar | Solar | Solar | Solar
White Paper Constraint Initial Capacity |  | FCDS | 6149.12 | 6733.24 | 3530 | 2400 | 954 | 876 | 977 | 0 | 2700 | 13500 | 0 | 256 | 1034 | 1328 | 297 | 1160 | 2300 | 6133 | 0 | 4824 | 1450 | 6651 | 3372 | 4032 | 10105 | 1324 | 224 | 406 | 602 | 231 | 1832.4 | 1035 | 1677.4 | 204 | 1175 | 2169.2 | 682.4 | 1028 | 501 | 3379 | 90.45 | 971 | 347 | 15 | 50 | 1661 | 423 | 1042 | 0 | 1290 | 2146 | 2257 | 3140 | 546 | 1233 | 4574 | 32 | 298 | 8054 | 3154 | 926 | 962.9 | 102.97 | 178.92 | 382 | 9287 | 656 | 927 | 1562 | 231 | 1912 | 94.45 | 17.78 | 184.8 | 1592 | 240 | 471 | 2280 | 5406 | 5336.9 | 300.67 | 2921 | 1110.5 | 0 | 687 | 6411 | 0 | 1985 | 1782 | 412 | 122 | 38 | 528 | 5161 | 5581 | 4562 | 1666
|  | FCDS Limit Type | Actual | Actual | Actual | Actual | Actual | Actual | Actual | Actual | Actual | Default | Actual | Default | Default | Default | Actual | Actual | Actual | Default | Actual | Actual | Actual | Default | Actual | Actual | Actual | Actual | Actual | Actual | Actual | Actual | Actual | Actual | Actual | Actual | Actual | Actual | Actual | Actual | Actual | Actual | Actual | Actual | Actual | Actual | Actual | Actual | Actual | Actual | Actual | Actual | Actual | Actual | Actual | Actual | Actual | Actual | Actual | Actual | Actual | Actual | Actual | Actual | Actual | Actual | Actual | Actual | Actual | Actual | Actual | Actual | Actual | Actual | Actual | Actual | Actual | Actual | Actual | Default | Actual | Actual | Actual | Actual | Actual | Actual | Actual | Actual | Actual | Actual | Actual | Actual | Actual | Actual | Actual | Actual | Actual | Actual | Default
|  | EODS | 8920.36 | 8496.34 | 6426 | 2614.3 | 2641 | 1527 | 2138 | 0 | 2700 | 13500 | 120 | 1190 | 1878 | 2427 | 552 | 2202 | 2300 | 7328 | 392 | 7313 | 1603 | 10182 | 3642 | 4302 | 12605 | 1324 | 224 | 406 | 602 | 231 | 5579 | 1377 | 5624 | 204 | 1175 | 2169.2 | 2369 | 1028 | 501 | 7706 | 81 | 1422 | 379 | 15 | 96 | 2539 | 463 | 975 | 0 | 3728 | 4811 | 768 | 5136 | 3673 | 3667 | 10136 | 77 | 495 | 7290 | 4254 | 3909 | 1220 | 102.97 | 180 | 273 | 9538 | 1176 | 1005 | 1226 | 144 | 1928 | 58 | 270 | 109 | 1377 | 255 | 471 | 2280 | 3581 | 5027 | 272 | 2777 | 1066 | 158 | 945 | 7216 | 50 | 1216 | 1903 | 780 | 156 | 128 | 308 | 5581 | 5617 | 4589 | 6083
|  | EODS Limit Type | Default | Default | Default | Default | Default | Default | Actual | Actual | Default | Default | Default | Default | Default | Default | Default | Actual | Default | Default | Default | Default | Actual | Default | Actual | Actual | Default | Default | Default | Default | Actual | Default | Actual | Actual | Actual | Default | Default | Actual | Default | Default | Default | Default | Default | Default | Default | Default | Default | Default | Default | Default | Actual | Default | Default | Default | Default | Default | Default | Default | Default | Default | Default | Default | Default | Default | Default | Default | Default | Default | Default | Actual | Actual | Actual | Default | Actual | Default | Actual | Actual | Actual | Default | Default | Actual | Actual | Actual | Actual | Actual | Actual | Actual | Actual | Actual | Actual | Default | Actual | Actual | Actual | Actual | Actual | Default | Default | Actual
White Paper Transmission Upgrade Info |  | FCDS AMOUNT | 1500 | 2000 | 1800 | 2500 | 900 | 500 | 2000 | 2000 | 800 | N/A | 186 | 200 | N/A | N/A | 1046 | 1370 | 3000 | 532 | 600 | 3350 | 1200 | 1522 | N/A | N/A | 6800 | 920 | 700 | 547 | 9999 | 431 | 2047.6 | 2823 | 2208.6 | 692 | 2189 | 548 | 1686.8 | 2201 | 556 | 8645 | 109 | 50 | 480 | 26 | 707 | 460 | 574 | 485 | 2300 | N/A | N/A | N/A | N/A | 6034 | 5601 | 3521 | 131 | 1255 | 831 | 300 | 163 | 290 | 74 | 70 | 712 | 4344 | 1766 | 1418 | 16891 | 687 | 179 | 206 | 9 | 367 | 784 | 637 | 234 | N/A | 14825 | 10038 | 47 | 2274 | 1211 | 1211 | N/A | N/A | 3160 | 2019 | 588 | 1247 | 358 | 60 | 3192 | 4125 | 2479 | 8379 | N/A
|  | Est. Cost (millions): | 13.2 | 85.9 | 660 | 612 | 600 | 1253 | 4358 | 100 | 28 | - | 329 | N/A | N/A | N/A | 239 | 67 | 463 | N/A | 1182 | 89 | 69 | N/A | N/A | N/A | 2165 | 58.1 | 100 | 14.7 | N/A | 671.054 | N/A | N/A | N/A | 28.3 | 79.91 | N/A | N/A | 210.6 | 103.366 | 2851.848 | 9.329 | 50 | 185 | 180 | 125 | 400 | 0 | 0 | N/A | N/A | 0 | 0 | 0 | 417.332 | 0 | 0 | 185 | 1700 | 0 | 0 | 0 | 125 | 400 | 0 | 380 | 25 | 700 | 1008.032 | 940 | 220 | 30 | 620 | 0 | 120 | 150 | 760 | 100 | N/A | 35 | 0 | 110 | 1500 | 250 | 550 | N/A | N/A | 370 | 0 | 0 | 50 | 125 | 135 | 330 | 830 | 0 | 214 | 200
|  | Est. In Service Date: | 2028 | 2030 | 2035 | 2035 | 2035 | 2035 | 2035 | 2028 | 2028 | 0 | 2035 | 2033 | 0 | 0 | 2035 | 2030 | 2032 | 2034 | 2036 | 2029 | 2030 | 2034 | 0 | 0 | 2036 | 2031 | 2030 | 2030 | 2032 | 2030 | 2034 | 2034 | 2034 | 2030 | 2031 | 2034 | 2034 | 2031 | 2030 | 2038 | 2031 | 2031 | 2036 | 2033 | 2033 | 2036 | 2036 | 2036 | 2034 | 2028 | 2028 | 2028 | 2028 | 2033 | 2033 | 2033 | 2036 | 2044 | 2044 | 2044 | 2044 | 2033 | 2038 | 2038 | 2038 | 2031 | 2038 | 2034 | 2038 | 2034 | 2031 | 2037 | 2037 | 2033 | 2034 | 2038 | 2032 | 0 | 2030 | 2030 | 2034 | 2041 | 2036 | 2041 | 2028 | 2028 | 2036 | 2036 | 2033 | 2033 | 2038 | 2033 | 2036 | 2034 | 2034 | 2033 | 0
|  | EODS AMOUNT | N/A | N/A | N/A | N/A | N/A | N/A | 2000 | 15 | N/A | N/A | N/A | N/A | N/A | N/A | N/A | 1299 | N/A | 532 | N/A | N/A | 1200 | 1522 | N/A | N/A | 6800 | N/A | N/A | N/A | 9999 | N/A | 2048 | 4680 | 2209 | N/A | N/A | 2724.8 | N/A | N/A | N/A | N/A | N/A | N/A | N/A | 25 | N/A | N/A | N/A | N/A | 2300 | N/A | N/A | N/A | N/A | N/A | N/A | N/A | N/A | N/A | N/A | N/A | N/A | N/A | N/A | N/A | N/A | N/A | N/A | 230 | 962 | 632 | N/A | 67.7 | N/A | 106.58 | 1477 | 475 | N/A | N/A | 6843 | 6343 | 390 | 607 | 122 | 546 | N/A | N/A | 87 | 302 | N/A | 2047 | 291 | 226 | 65 | 4125 | 2479 | N/A | N/A
|  | Est. Cost (millions): | N/A | N/A | N/A | N/A | N/A | N/A | 66 | 45 | N/A | N/A | N/A | N/A | N/A | N/A | N/A | 67 | N/A | N/A | N/A | N/A | 69 | N/A | N/A | N/A | 2165 | N/A | N/A | N/A | N/A | N/A | N/A | N/A | N/A | N/A | N/A | N/A | N/A | N/A | N/A | N/A | N/A | N/A | N/A | 180 | N/A | N/A | N/A | N/A | N/A | N/A | N/A | N/A | N/A | N/A | N/A | N/A | N/A | N/A | N/A | N/A | N/A | N/A | N/A | N/A | N/A | N/A | N/A | 1008.032 | 940 | 220 | N/A | 620 | 0 | 120 | 150 | 760 | 100 | N/A | 35 | 0 | 110 | 1500 | 250 | 550 | N/A | N/A | 370 | 0 | N/A | N/A | 125 | 135 | 330 | 830 | 0 | N/A | N/A
|  | Est. In Service Date: | 0 | 0 | 0 | 0 | 0 | 0 | 2035 | 2029 | 0 | 0 | 0 | 2033 | 0 | 0 | 0 | 2029 | 0 | 2034 | 0 | 0 | 0 | 2034 | 0 | 0 | 2036 | 0 | 0 | 0 | 2032 | 0 | 2034 | 2034 | 2034 | 0 | 0 | 2034 | 0 | 0 | 0 | 0 | 0 | 0 | 0 | 2033 | 0 | 0 | 0 | 0 | 2034 | 0 | 0 | 0 | 0 | 0 | 0 | 0 | 0 | 0 | 0 | 0 | 0 | 0 | 0 | 0 | 0 | 0 | 0 | 2034 | 2038 | 2034 | 0 | 2037 | 2037 | 2033 | 2034 | 2038 | 2032 | 0 | 2030 | 2030 | 2034 | 2041 | 2036 | 2041 | 2028 | 2028 | 2036 | 2036 | 0 | 2033 | 2038 | 2033 | 2036 | 2034 | 2034 | 0 | 0
|  | Upgrades are same | None | None | None | None | None | None | No | No | None | None | None | Yes | None | None | None | Yes | None | Yes | None | None | Yes | Yes | Yes | Yes | Yes | None | None | None | Yes | None | Yes | Yes | YES | None | None | Yes | None | None | None | None | None | None | None | Yes | None | None | None | None | Yes | None | None | None | None | None | None | None | None | None | None | None | None | None | None | None | None | None | None | Yes | Yes | Yes | None | Yes | Yes | Yes | Yes | Yes | Yes | None | Yes | Yes | Yes | Yes | Yes | Yes | Yes | Yes | Yes | Yes | None | Yes | Yes | Yes | Yes | Yes | Yes | None | No
|  | Upgrade approved | No | No | No | No | No | No | No | No | No | No | No | Yes | Yes | Yes | No | No | No | Yes | No | No | No | Yes | Yes | Yes | No | No | No | No | Yes | No | Yes | Yes | Yes | No | No | Yes | Yes | No | No | No | No | No | No | No | No | No | No | No | Yes | Yes | Yes | Yes | Yes | No | No | No | No | No | No | No | No | No | No | No | No | No | No | No | No | No | No | No | No | No | No | No | No | No | No | No | No | No | No | No | Yes | Yes | No | No | No | No | No | No | No | No | No | No | No
Tx Calculations for Mapped Portfolio Resources
FCDS | Mapped MWs
|  | Geothermal | 0 | 0 | 0 | 0 | 0 | 0 | 0 | 0 | 0 | 422 | 13 | 13 | 13 | 13 | 0 | 0 | 0 | 0 | 530 | 530 | 0 | 530 | 400 | 562.3 | 562.3 | 0 | 0 | 0 | 125 | 0 | 125 | 125 | 125 | 0 | 0 | 125 | 125 | 0 | 0 | 163 | 40 | 123 | 40 | 0 | 0 | 40 | 40 | 40 | 0 | 0 | 0 | 0 | 123 | 55.5 | 123 | 123 | 0 | 0 | 55.5 | 95.5 | 40 | 0 | 0 | 0 | 0 | 55.5 | 123 | 0 | 0 | 0 | 0 | 0 | 0 | 0 | 0 | 0 | 0 | 0 | 0 | 0 | 0 | 0 | 0 | 0 | 0 | 0 | 0 | 0 | 0 | 0 | 0 | 0 | 0 | 0 | 0 | 0 | 0
|  | Biomass | 0 | 0 | 0 | 0 | 0 | 0 | 0 | 0 | 0 | 0 | 0 | 1.5 | 4.2 | 4.2 | 0 | 0 | 0 | 0 | 0 | 5.25 | 0 | 5.25 | 0 | 0 | 0 | 0 | 0 | 0 | 0 | 0 | 0 | 0 | 0 | 0 | 0 | 0 | 0 | 0 | 0 | 112.13 | 0 | 18.7 | 10 | 17.48 | 18.5 | 44.3 | 18.5 | 28.5 | 0 | 0.5 | 0 | 0 | 20.95 | 1.15 | 19.85 | 33.75 | 0 | 3.8 | 0.5 | 54.45 | 34.3 | 0.5 | 0 | 0 | 4.35 | 2.15 | 27.5 | 18.3 | 17 | 0 | 5 | 0 | 0 | 5 | 1.3 | 3 | 0 | 0 | 16.288 | 29.888 | 0 | 7.9 | 6.4 | 5.9 | 4 | 28.888 | 0 | 6.4 | 2.5 | 6 | 4 | 0 | 6.4 | 0 | 7.3 | 14 | 4.35
|  | Wind | 674 | 474 | 0 | 174 | 0 | 0 | 0 | 0 | 0 | 0 | 0 | 180 | 180 | 330 | 150 | 0 | 0 | 0 | 0 | 287.5 | 0 | 287.5 | 300 | 560 | 1052 | 0 | 0 | 0 | 900 | 0 | 1260 | 1200 | 1260 | 0 | 0 | 1260 | 960 | 0 | 0 | 2125.6 | 0 | 98 | 0 | 200 | 0 | 410.5 | 0 | 0 | 0 | 0 | 0 | 0 | 98 | 415.6 | 332.8 | 924.6 | 0 | 0 | 634.8 | 981.3 | 0 | 0 | 0 | 0 | 6 | 720.6 | 332.8 | 113.07 | 0 | 0 | 0 | 0 | 0 | 0 | 0 | 0 | 0 | 0 | 779.97 | 779.97 | 0 | 320 | 320 | 320 | 150 | 666.9 | 0 | 320 | 320 | 320 | 0 | 0 | 150 | 0 | 263.07 | 113.07 | 106
|  | OOS Wind | 0 | 0 | 0 | 0 | 0 | 0 | 0 | 0 | 0 | 1750 | 0 | 0 | 0 | 0 | 0 | 0 | 0 | 3099 | 0 | 0 | 0 | 3099 | 0 | 1151 | 7250 | 0 | 0 | 0 | 0 | 0 | 0 | 0 | 0 | 0 | 0 | 0 | 0 | 0 | 0 | 0 | 0 | 0 | 0 | 0 | 0 | 0 | 0 | 0 | 0 | 0 | 0 | 0 | 0 | 0 | 0 | 0 | 0 | 0 | 0 | 0 | 0 | 0 | 0 | 0 | 0 | 0 | 0 | 0 | 0 | 0 | 0 | 0 | 0 | 0 | 0 | 0 | 0 | 0 | 0 | 0 | 0 | 0 | 0 | 0 | 0 | 0 | 0 | 0 | 0 | 0 | 0 | 0 | 0 | 0 | 0 | 0 | 0
|  | Offshore Wind | 0 | 0 | 0 | 0 | 0 | 0 | 0 | 0 | 0 | 0 | 0 | 0 | 0 | 0 | 0 | 0 | 0 | 0 | 0 | 0 | 0 | 0 | 0 | 0 | 0 | 0 | 0 | 0 | 0 | 0 | 0 | 0 | 0 | 0 | 0 | 0 | 0 | 0 | 0 | 1607 | 0 | 0 | 0 | 0 | 0 | 0 | 0 | 0 | 1607 | 0 | 0 | 0 | 0 | 0 | 0 | 0 | 0 | 0 | 0 | 0 | 0 | 0 | 0 | 0 | 0 | 0 | 0 | 0 | 0 | 0 | 0 | 0 | 0 | 0 | 0 | 0 | 0 | 0 | 0 | 0 | 0 | 0 | 0 | 0 | 0 | 0 | 0 | 0 | 0 | 0 | 0 | 0 | 0 | 2924 | 2924 | 0 | 0
|  | Solar | 1372.5 | 822.5 | 425 | 778.5 | 0 | 425 | 425 | 0 | 0 | 10 | 0 | 314 | 525 | 725 | 200 | 300 | 0 | 647 | 0 | 175 | 0 | 475 | 886 | 886 | 1305.5 | 0 | 0 | 0 | 0 | 0 | 0 | 419.5 | 247.5 | 0 | 0 | 0 | 0 | 0 | 0 | 74.5 | 0 | 0 | 0 | 0 | 0 | 436.21 | 0 | 0 | 0 | 0 | 0 | 24.5 | 24.5 | 24.5 | 24.5 | 30.71 | 0 | 6.21 | 0 | 6.21 | 0 | 0 | 6.21 | 6.21 | 0 | 30.71 | 74.5 | 598 | 205 | 40 | 40 | 0 | 0 | 0 | 245 | 40 | 400 | 200 | 1718.2 | 1728.2 | 0 | 808 | 125 | 125 | 125 | 968 | 0 | 125 | 125 | 455 | 30 | 5 | 125 | 0 | 1513.2 | 378 | 0
|  | Battery_4hr | 2527 | 2251 | 1235 | 1015 | 465 | 595 | 675 | 0 | 525 | 1909.6 | 0 | 399.7 | 499.7 | 499.7 | 0 | 180 | 1549.4 | 2370.4 | 310 | 2671 | 446 | 4130.4 | 716 | 1195 | 3926.9 | 166.93 | 310 | 79.54 | 1137.35 | 71.91 | 1302.14 | 1230.5 | 1969.74 | 59.6 | 0 | 693.6 | 800.06 | 166.93 | 0 | 1138.45 | 0 | 42 | 0 | 0 | 0 | 1078.8 | 0 | 0 | 0 | 0 | 0 | 50 | 280 | 1114.7 | 503 | 1301 | 0 | 216 | 663.8 | 1028.1 | 20 | 0 | 15 | 114 | 0 | 1211.8 | 402.2 | 299.25 | 13 | 30 | 33 | 0 | 0 | 0 | 33 | 30 | 157.5 | 0 | 2033.95 | 1967.15 | 0 | 1289.05 | 0 | 32 | 0 | 1619.95 | 0 | 0 | 0 | 842.8 | 0 | 35 | 0 | 0 | 1106.05 | 456.25 | 0
|  | Battery_8hr | 578 | 523 | 55 | 0 | 0 | 55 | 55 | 0 | 0 | 10 | 0 | 11 | 21 | 113 | 92 | 0 | 0 | 0 | 0 | 100 | 0 | 100 | 170 | 170 | 320 | 150 | 0 | 0 | 50 | 0 | 50 | 0 | 100 | 50 | 0 | 0 | 0 | 150 | 0 | 120 | 0 | 0 | 0 | 0 | 0 | 70 | 0 | 0 | 0 | 0 | 0 | 0 | 0 | 25 | 25 | 297.075 | 0 | 0 | 25 | 252.075 | 0 | 0 | 0 | 0 | 36 | 125 | 120 | 120 | 65 | 0 | 0 | 0 | 0 | 0 | 60 | 0 | 50 | 260 | 626 | 681 | 0 | 230 | 70 | 70 | 70 | 441 | 0 | 70 | 70 | 130 | 50 | 0 | 70 | 0 | 585 | 155 | 42
|  | LDES | 400 | 400 | 0 | 0 | 0 | 0 | 0 | 0 | 0 | 0 | 0 | 0 | 0 | 0 | 0 | 0 | 0 | 0 | 0 | 0 | 0 | 0 | 0 | 0 | 0 | 409.2 | 0 | 0 | 409.2 | 0 | 409.2 | 0 | 409.2 | 0 | 0 | 0 | 0 | 0 | 0 | 5 | 0 | 5 | 0 | 0 | 0 | 450 | 0 | 0 | 0 | 0 | 0 | 0 | 5 | 0 | 5 | 5 | 0 | 0 | 0 | 310 | 310 | 0 | 0 | 0 | 0 | 0 | 5 | 0 | 0 | 0 | 0 | 0 | 0 | 0 | 0 | 0 | 0 | 0 | 140 | 140 | 0 | 140 | 140 | 140 | 0 | 140 | 0 | 140 | 140 | 140 | 0 | 0 | 0 | 0 | 0 | 0 | 0
EODS | Mapped MWs
|  | Wind | 0 | 0 | 0 | 0 | 0 | 0 | 0 | 0 | 0 | 0 | 0 | 32.18 | 32.18 | 32.18 | 0 | 0 | 0 | 0 | 0 | 37 | 0 | 37 | 0 | 50 | 176.5 | 0 | 0 | 0 | 452.5 | 0 | 555.8 | 552.5 | 555.8 | 0 | 0 | 555.8 | 455.8 | 0 | 0 | 284.65 | 0 | 33.2 | 0 | 6 | 0 | 92.5 | 0 | 0 | 0 | 0 | 0 | 0 | 33.2 | 186.95 | 140.2 | 220.15 | 0 | 0 | 183.5 | 256 | 0 | 0 | 0 | 0 | 0 | 186.95 | 140.2 | 0 | 0 | 0 | 0 | 0 | 0 | 0 | 0 | 0 | 0 | 0 | 70 | 70 | 0 | 70 | 70 | 70 | 50 | 70 | 0 | 70 | 70 | 70 | 0 | 0 | 50 | 0 | 50 | 0 | 0
|  | OOS Wind | 0 | 0 | 0 | 0 | 0 | 0 | 0 | 0 | 0 | 0 | 0 | 0 | 0 | 0 | 0 | 0 | 0 | 0 | 0 | 0 | 0 | 0 | 0 | 0 | 0 | 0 | 0 | 0 | 0 | 0 | 0 | 0 | 0 | 0 | 0 | 0 | 0 | 0 | 0 | 0 | 0 | 0 | 0 | 0 | 0 | 0 | 0 | 0 | 0 | 0 | 0 | 0 | 0 | 0 | 0 | 0 | 0 | 0 | 0 | 0 | 0 | 0 | 0 | 0 | 0 | 0 | 0 | 0 | 0 | 0 | 0 | 0 | 0 | 0 | 0 | 0 | 0 | 0 | 0 | 0 | 0 | 0 | 0 | 0 | 0 | 0 | 0 | 0 | 0 | 0 | 0 | 0 | 0 | 0 | 0 | 0 | 0
|  | Offshore Wind | 0 | 0 | 0 | 0 | 0 | 0 | 0 | 0 | 0 | 0 | 0 | 0 | 0 | 0 | 0 | 0 | 0 | 0 | 0 | 0 | 0 | 0 | 0 | 0 | 0 | 0 | 0 | 0 | 0 | 0 | 0 | 0 | 0 | 0 | 0 | 0 | 0 | 0 | 0 | 0 | 0 | 0 | 0 | 0 | 0 | 0 | 0 | 0 | 0 | 0 | 0 | 0 | 0 | 0 | 0 | 0 | 0 | 0 | 0 | 0 | 0 | 0 | 0 | 0 | 0 | 0 | 0 | 0 | 0 | 0 | 0 | 0 | 0 | 0 | 0 | 0 | 0 | 0 | 0 | 0 | 0 | 0 | 0 | 0 | 0 | 0 | 0 | 0 | 0 | 0 | 0 | 0 | 0 | 0 | 0 | 0 | 0
|  | Distributed Solar | 25.5 | 0 | 18 | 0 | 0 | 18 | 18 | 0 | 6.96 | 12.85 | 0 | 10.3 | 24.3 | 24.3 | 0 | 0 | 0 | 0 | 0 | 0 | 0 | 0 | 0 | 0 | 0 | 10 | 0 | 4.84 | 0 | 4.84 | 14.84 | 0 | 14.84 | 0 | 0 | 0 | 4.84 | 10 | 0 | 69.429 | 0 | 4 | 1.9 | 0 | 9.33 | 81.015 | 8.5 | 11.23 | 0 | 8 | 0 | 4 | 31.2 | 26.3 | 30.3 | 49.175 | 0 | 7.075 | 10 | 47.605 | 15.23 | 8 | 0 | 2.6 | 3 | 32.575 | 29.6 | 47.98 | 29.33 | 9 | 29.65 | 2.4 | 2.4 | 5.8 | 29.4 | 22.28 | 0 | 0 | 103.3 | 95.73 | 6.15 | 61.71 | 42.21 | 39.06 | 23.56 | 75.61 | 0 | 47.21 | 19.06 | 45.56 | 7.56 | 0 | 31.06 | 0 | 60.69 | 4.5 | 3
|  | Solar | 1503 | 1208 | 380 | 1020 | 0 | 275 | 380 | 0 | 0 | 0 | 0 | 289.8 | 323.8 | 523.8 | 200 | 500 | 2025 | 3148.5 | 290 | 593.5 | 463.5 | 3118.5 | 925 | 925 | 4281 | 0 | 0 | 0 | 142 | 0 | 272 | 941 | 911 | 0 | 0 | 272 | 272 | 0 | 0 | 505 | 12 | 0 | 12 | 0 | 12 | 866.11 | 0 | 12 | 0 | 0 | 0 | 0 | 0 | 263 | 263 | 357.11 | 0 | 14.11 | 250 | 276.11 | 12 | 0 | 14.11 | 14.11 | 0 | 264.11 | 393 | 600 | 205 | 0 | 83 | 0 | 0 | 80 | 183 | 0 | 270 | 500 | 3513.7 | 3672.7 | 0 | 1454 | 175 | 175 | 175 | 2187 | 0 | 175 | 175 | 1015 | 75 | 65 | 175 | 0 | 2718.7 | 592 | 0
| HSN Output | HSN
|  | Geothermal | 0 | 0 | 0 | 0 | 0 | 0 | 0 | 0 | 0 | 422 | 13 | 13 | 13 | 13 | 0 | 0 | 0 | 0 | 530 | 530 | 0 | 530 | 400 | 562.3 | 562.3 | 0 | 0 | 0 | 125 | 0 | 125 | 125 | 125 | 0 | 0 | 125 | 125 | 0 | 0 | 163 | 40 | 123 | 40 | 0 | 0 | 40 | 40 | 40 | 0 | 0 | 0 | 0 | 123 | 55.5 | 123 | 123 | 0 | 0 | 55.5 | 95.5 | 40 | 0 | 0 | 0 | 0 | 55.5 | 123 | 0 | 0 | 0 | 0 | 0 | 0 | 0 | 0 | 0 | 0 | 0 | 0 | 0 | 0 | 0 | 0 | 0 | 0 | 0 | 0 | 0 | 0 | 0 | 0 | 0 | 0 | 0 | 0 | 0 | 0
|  | Biomass | 0 | 0 | 0 | 0 | 0 | 0 | 0 | 0 | 0 | 0 | 0 | 1.5 | 4.2 | 4.2 | 0 | 0 | 0 | 0 | 0 | 5.25 | 0 | 5.25 | 0 | 0 | 0 | 0 | 0 | 0 | 0 | 0 | 0 | 0 | 0 | 0 | 0 | 0 | 0 | 0 | 0 | 112.13 | 0 | 18.7 | 10 | 17.48 | 18.5 | 44.3 | 18.5 | 28.5 | 0 | 0.5 | 0 | 0 | 20.95 | 1.15 | 19.85 | 33.75 | 0 | 3.8 | 0.5 | 54.45 | 34.3 | 0.5 | 0 | 0 | 4.35 | 2.15 | 27.5 | 18.3 | 17 | 0 | 5 | 0 | 0 | 5 | 1.3 | 3 | 0 | 0 | 16.288 | 29.888 | 0 | 7.9 | 6.4 | 5.9 | 4 | 28.888 | 0 | 6.4 | 2.5 | 6 | 4 | 0 | 6.4 | 0 | 7.3 | 14 | 4.35
|  | Wind | 323.52 | 227.52 | 0 | 83.52 | 0 | 0 | 0 | 0 | 0 | 0 | 0 | 86.4 | 86.4 | 158.4 | 72 | 0 | 0 | 0 | 0 | 138 | 0 | 138 | 144 | 268.8 | 504.96 | 0 | 0 | 0 | 315 | 0 | 441 | 420 | 441 | 0 | 0 | 441 | 336 | 0 | 0 | 1062.8 | 0 | 49 | 0 | 100 | 0 | 205.25 | 0 | 0 | 0 | 0 | 0 | 0 | 49 | 207.8 | 166.4 | 462.3 | 0 | 0 | 317.4 | 490.65 | 0 | 0 | 0 | 0 | 3 | 360.3 | 166.4 | 56.535 | 0 | 0 | 0 | 0 | 0 | 0 | 0 | 0 | 0 | 0 | 389.985 | 389.985 | 0 | 160 | 160 | 160 | 75 | 333.45 | 0 | 160 | 160 | 160 | 0 | 0 | 75 | 0 | 131.535 | 56.535 | 53
|  | OOS Wind | 0 | 0 | 0 | 0 | 0 | 0 | 0 | 0 | 0 | 1172.5 | 0 | 0 | 0 | 0 | 0 | 0 | 0 | 2076.33 | 0 | 0 | 0 | 2076.33 | 0 | 771.17 | 4857.5 | 0 | 0 | 0 | 0 | 0 | 0 | 0 | 0 | 0 | 0 | 0 | 0 | 0 | 0 | 0 | 0 | 0 | 0 | 0 | 0 | 0 | 0 | 0 | 0 | 0 | 0 | 0 | 0 | 0 | 0 | 0 | 0 | 0 | 0 | 0 | 0 | 0 | 0 | 0 | 0 | 0 | 0 | 0 | 0 | 0 | 0 | 0 | 0 | 0 | 0 | 0 | 0 | 0 | 0 | 0 | 0 | 0 | 0 | 0 | 0 | 0 | 0 | 0 | 0 | 0 | 0 | 0 | 0 | 0 | 0 | 0 | 0
|  | Offshore Wind | 0 | 0 | 0 | 0 | 0 | 0 | 0 | 0 | 0 | 0 | 0 | 0 | 0 | 0 | 0 | 0 | 0 | 0 | 0 | 0 | 0 | 0 | 0 | 0 | 0 | 0 | 0 | 0 | 0 | 0 | 0 | 0 | 0 | 0 | 0 | 0 | 0 | 0 | 0 | 1365.95 | 0 | 0 | 0 | 0 | 0 | 0 | 0 | 0 | 1365.95 | 0 | 0 | 0 | 0 | 0 | 0 | 0 | 0 | 0 | 0 | 0 | 0 | 0 | 0 | 0 | 0 | 0 | 0 | 0 | 0 | 0 | 0 | 0 | 0 | 0 | 0 | 0 | 0 | 0 | 0 | 0 | 0 | 0 | 0 | 0 | 0 | 0 | 0 | 0 | 0 | 0 | 0 | 0 | 0 | 2485.4 | 2485.4 | 0 | 0
|  | Solar | 178.425 | 106.925 | 55.25 | 101.205 | 0 | 55.25 | 55.25 | 0 | 0 | 1.3 | 0 | 40.82 | 68.25 | 94.25 | 26 | 39 | 0 | 84.11 | 0 | 22.75 | 0 | 61.75 | 70.88 | 70.88 | 169.715 | 0 | 0 | 0 | 0 | 0 | 0 | 25.17 | 14.85 | 0 | 0 | 0 | 0 | 0 | 0 | 11.175 | 0 | 0 | 0 | 0 | 0 | 65.4315 | 0 | 0 | 0 | 0 | 0 | 3.675 | 3.675 | 3.675 | 3.675 | 4.6065 | 0 | 0.9315 | 0 | 0.9315 | 0 | 0 | 0.9315 | 0.9315 | 0 | 4.6065 | 11.175 | 89.7 | 30.75 | 6 | 6 | 0 | 0 | 0 | 36.75 | 6 | 60 | 30 | 257.73 | 259.23 | 0 | 121.2 | 18.75 | 18.75 | 18.75 | 145.2 | 0 | 18.75 | 18.75 | 68.25 | 4.5 | 0.75 | 18.75 | 0 | 226.98 | 56.7 | 0
|  | Battery_4hr | 2527 | 2251 | 1235 | 1015 | 465 | 595 | 675 | 0 | 525 | 1909.6 | 0 | 399.7 | 499.7 | 499.7 | 0 | 180 | 1549.4 | 2370.4 | 310 | 2671 | 446 | 4130.4 | 716 | 1195 | 3926.9 | 166.93 | 310 | 79.54 | 1137.35 | 71.91 | 1302.14 | 1230.5 | 1969.74 | 59.6 | 0 | 693.6 | 800.06 | 166.93 | 0 | 1138.45 | 0 | 42 | 0 | 0 | 0 | 1078.8 | 0 | 0 | 0 | 0 | 0 | 50 | 280 | 1114.7 | 503 | 1301 | 0 | 216 | 663.8 | 1028.1 | 20 | 0 | 15 | 114 | 0 | 1211.8 | 402.2 | 299.25 | 13 | 30 | 33 | 0 | 0 | 0 | 33 | 30 | 157.5 | 0 | 2033.95 | 1967.15 | 0 | 1289.05 | 0 | 32 | 0 | 1619.95 | 0 | 0 | 0 | 842.8 | 0 | 35 | 0 | 0 | 1106.05 | 456.25 | 0
|  | Battery_8hr | 578 | 523 | 55 | 0 | 0 | 55 | 55 | 0 | 0 | 10 | 0 | 11 | 21 | 113 | 92 | 0 | 0 | 0 | 0 | 100 | 0 | 100 | 170 | 170 | 320 | 150 | 0 | 0 | 50 | 0 | 50 | 0 | 100 | 50 | 0 | 0 | 0 | 150 | 0 | 120 | 0 | 0 | 0 | 0 | 0 | 70 | 0 | 0 | 0 | 0 | 0 | 0 | 0 | 25 | 25 | 297.075 | 0 | 0 | 25 | 252.075 | 0 | 0 | 0 | 0 | 36 | 125 | 120 | 120 | 65 | 0 | 0 | 0 | 0 | 0 | 60 | 0 | 50 | 260 | 626 | 681 | 0 | 230 | 70 | 70 | 70 | 441 | 0 | 70 | 70 | 130 | 50 | 0 | 70 | 0 | 585 | 155 | 42
|  | LDES | 400 | 400 | 0 | 0 | 0 | 0 | 0 | 0 | 0 | 0 | 0 | 0 | 0 | 0 | 0 | 0 | 0 | 0 | 0 | 0 | 0 | 0 | 0 | 0 | 0 | 409.2 | 0 | 0 | 409.2 | 0 | 409.2 | 0 | 409.2 | 0 | 0 | 0 | 0 | 0 | 0 | 5 | 0 | 5 | 0 | 0 | 0 | 450 | 0 | 0 | 0 | 0 | 0 | 0 | 5 | 0 | 5 | 5 | 0 | 0 | 0 | 310 | 310 | 0 | 0 | 0 | 0 | 0 | 5 | 0 | 0 | 0 | 0 | 0 | 0 | 0 | 0 | 0 | 0 | 0 | 140 | 140 | 0 | 140 | 140 | 140 | 0 | 140 | 0 | 140 | 140 | 140 | 0 | 0 | 0 | 0 | 0 | 0 | 0
|  | Total | 4006.945 | 3508.445 | 1345.25 | 1199.725 | 465 | 705.25 | 785.25 | 0 | 525 | 3515.4 | 13 | 552.42 | 692.55 | 882.55 | 190 | 219 | 1549.4 | 4530.84 | 840 | 3467 | 446 | 7041.73 | 1500.88 | 3038.15 | 10341.375 | 726.13 | 310 | 79.54 | 2036.55 | 71.91 | 2327.34 | 1800.67 | 3059.79 | 109.6 | 0 | 1259.6 | 1261.06 | 316.93 | 0 | 3978.505 | 40 | 237.7 | 50 | 117.48 | 18.5 | 1953.7815 | 58.5 | 68.5 | 1365.95 | 0.5 | 0 | 53.675 | 481.625 | 1407.825 | 845.925 | 2226.7315 | 0 | 220.7315 | 1062.2 | 2231.7065 | 404.3 | 0.5 | 15.9315 | 114.9315 | 43.35 | 1759.3565 | 855.275 | 583.785 | 125.75 | 36 | 44 | 0 | 0 | 5 | 131.05 | 39 | 267.5 | 290 | 3463.953 | 3467.253 | 0 | 1948.15 | 395.15 | 426.65 | 167.75 | 2708.488 | 0 | 395.15 | 391.25 | 1347.05 | 58.5 | 35.75 | 170.15 | 2485.4 | 4542.265 | 738.485 | 99.35
| SSN Output | SSN
|  | Geothermal | 0 | 0 | 0 | 0 | 0 | 0 | 0 | 0 | 0 | 422 | 13 | 13 | 13 | 13 | 0 | 0 | 0 | 0 | 530 | 530 | 0 | 530 | 400 | 562.3 | 562.3 | 0 | 0 | 0 | 125 | 0 | 125 | 125 | 125 | 0 | 0 | 125 | 125 | 0 | 0 | 163 | 40 | 123 | 40 | 0 | 0 | 40 | 40 | 40 | 0 | 0 | 0 | 0 | 123 | 55.5 | 123 | 123 | 0 | 0 | 55.5 | 95.5 | 40 | 0 | 0 | 0 | 0 | 55.5 | 123 | 0 | 0 | 0 | 0 | 0 | 0 | 0 | 0 | 0 | 0 | 0 | 0 | 0 | 0 | 0 | 0 | 0 | 0 | 0 | 0 | 0 | 0 | 0 | 0 | 0 | 0 | 0 | 0 | 0 | 0
|  | Biomass | 0 | 0 | 0 | 0 | 0 | 0 | 0 | 0 | 0 | 0 | 0 | 1.5 | 4.2 | 4.2 | 0 | 0 | 0 | 0 | 0 | 5.25 | 0 | 5.25 | 0 | 0 | 0 | 0 | 0 | 0 | 0 | 0 | 0 | 0 | 0 | 0 | 0 | 0 | 0 | 0 | 0 | 112.13 | 0 | 18.7 | 10 | 17.48 | 18.5 | 44.3 | 18.5 | 28.5 | 0 | 0.5 | 0 | 0 | 20.95 | 1.15 | 19.85 | 33.75 | 0 | 3.8 | 0.5 | 54.45 | 34.3 | 0.5 | 0 | 0 | 4.35 | 2.15 | 27.5 | 18.3 | 17 | 0 | 5 | 0 | 0 | 5 | 1.3 | 3 | 0 | 0 | 16.288 | 29.888 | 0 | 7.9 | 6.4 | 5.9 | 4 | 28.888 | 0 | 6.4 | 2.5 | 6 | 4 | 0 | 6.4 | 0 | 7.3 | 14 | 4.35
|  | Wind | 114.58 | 80.58 | 0 | 29.58 | 0 | 0 | 0 | 0 | 0 | 0 | 0 | 30.6 | 30.6 | 56.1 | 25.5 | 0 | 0 | 0 | 0 | 48.875 | 0 | 48.875 | 51 | 95.2 | 178.84 | 0 | 0 | 0 | 90 | 0 | 126 | 120 | 126 | 0 | 0 | 126 | 96 | 0 | 0 | 403.864 | 0 | 18.62 | 0 | 38 | 0 | 77.995 | 0 | 0 | 0 | 0 | 0 | 0 | 18.62 | 78.964 | 63.232 | 175.674 | 0 | 0 | 120.612 | 186.447 | 0 | 0 | 0 | 0 | 1.14 | 136.914 | 63.232 | 21.4833 | 0 | 0 | 0 | 0 | 0 | 0 | 0 | 0 | 0 | 0 | 148.1943 | 148.1943 | 0 | 60.8 | 60.8 | 60.8 | 28.5 | 126.711 | 0 | 60.8 | 60.8 | 60.8 | 0 | 0 | 28.5 | 0 | 49.9833 | 21.4833 | 20.14
|  | OOS Wind | 0 | 0 | 0 | 0 | 0 | 0 | 0 | 0 | 0 | 612.5 | 0 | 0 | 0 | 0 | 0 | 0 | 0 | 1084.65 | 0 | 0 | 0 | 1084.65 | 0 | 402.85 | 2537.5 | 0 | 0 | 0 | 0 | 0 | 0 | 0 | 0 | 0 | 0 | 0 | 0 | 0 | 0 | 0 | 0 | 0 | 0 | 0 | 0 | 0 | 0 | 0 | 0 | 0 | 0 | 0 | 0 | 0 | 0 | 0 | 0 | 0 | 0 | 0 | 0 | 0 | 0 | 0 | 0 | 0 | 0 | 0 | 0 | 0 | 0 | 0 | 0 | 0 | 0 | 0 | 0 | 0 | 0 | 0 | 0 | 0 | 0 | 0 | 0 | 0 | 0 | 0 | 0 | 0 | 0 | 0 | 0 | 0 | 0 | 0 | 0
|  | Offshore Wind | 0 | 0 | 0 | 0 | 0 | 0 | 0 | 0 | 0 | 0 | 0 | 0 | 0 | 0 | 0 | 0 | 0 | 0 | 0 | 0 | 0 | 0 | 0 | 0 | 0 | 0 | 0 | 0 | 0 | 0 | 0 | 0 | 0 | 0 | 0 | 0 | 0 | 0 | 0 | 723.15 | 0 | 0 | 0 | 0 | 0 | 0 | 0 | 0 | 723.15 | 0 | 0 | 0 | 0 | 0 | 0 | 0 | 0 | 0 | 0 | 0 | 0 | 0 | 0 | 0 | 0 | 0 | 0 | 0 | 0 | 0 | 0 | 0 | 0 | 0 | 0 | 0 | 0 | 0 | 0 | 0 | 0 | 0 | 0 | 0 | 0 | 0 | 0 | 0 | 0 | 0 | 0 | 0 | 0 | 1315.8 | 1315.8 | 0 | 0
|  | Solar | 1098 | 658 | 340 | 622.8 | 0 | 340 | 340 | 0 | 0 | 8 | 0 | 251.2 | 420 | 580 | 160 | 240 | 0 | 517.6 | 0 | 140 | 0 | 380 | 584.76 | 584.76 | 1044.4 | 0 | 0 | 0 | 0 | 0 | 0 | 297.845 | 175.725 | 0 | 0 | 0 | 0 | 0 | 0 | 52.895 | 0 | 0 | 0 | 0 | 0 | 309.7091 | 0 | 0 | 0 | 0 | 0 | 17.395 | 17.395 | 17.395 | 17.395 | 21.8041 | 0 | 4.4091 | 0 | 4.4091 | 0 | 0 | 4.4091 | 4.4091 | 0 | 21.8041 | 52.895 | 424.58 | 145.55 | 28.4 | 28.4 | 0 | 0 | 0 | 173.95 | 28.4 | 284 | 142 | 1219.922 | 1227.022 | 0 | 573.68 | 88.75 | 88.75 | 88.75 | 687.28 | 0 | 88.75 | 88.75 | 323.05 | 21.3 | 3.55 | 88.75 | 0 | 1074.372 | 268.38 | 0
|  | Battery_4hr | 1263.5 | 1125.5 | 617.5 | 507.5 | 232.5 | 297.5 | 337.5 | 0 | 262.5 | 954.8 | 0 | 199.85 | 249.85 | 249.85 | 0 | 90 | 774.7 | 1185.2 | 155 | 1335.5 | 223 | 2065.2 | 358 | 597.5 | 1963.45 | 83.465 | 155 | 39.77 | 568.675 | 35.955 | 651.07 | 615.25 | 984.87 | 29.8 | 0 | 346.8 | 400.03 | 83.465 | 0 | 569.225 | 0 | 21 | 0 | 0 | 0 | 539.4 | 0 | 0 | 0 | 0 | 0 | 25 | 140 | 557.35 | 251.5 | 650.5 | 0 | 108 | 331.9 | 514.05 | 10 | 0 | 7.5 | 57 | 0 | 605.9 | 201.1 | 149.625 | 6.5 | 15 | 16.5 | 0 | 0 | 0 | 16.5 | 15 | 78.75 | 0 | 1016.975 | 983.575 | 0 | 644.525 | 0 | 16 | 0 | 809.975 | 0 | 0 | 0 | 421.4 | 0 | 17.5 | 0 | 0 | 553.025 | 228.125 | 0
|  | Battery_8hr | 289 | 261.5 | 27.5 | 0 | 0 | 27.5 | 27.5 | 0 | 0 | 5 | 0 | 5.5 | 10.5 | 56.5 | 46 | 0 | 0 | 0 | 0 | 50 | 0 | 50 | 85 | 85 | 160 | 75 | 0 | 0 | 25 | 0 | 25 | 0 | 50 | 25 | 0 | 0 | 0 | 75 | 0 | 60 | 0 | 0 | 0 | 0 | 0 | 35 | 0 | 0 | 0 | 0 | 0 | 0 | 0 | 12.5 | 12.5 | 148.5375 | 0 | 0 | 12.5 | 126.0375 | 0 | 0 | 0 | 0 | 18 | 62.5 | 60 | 60 | 32.5 | 0 | 0 | 0 | 0 | 0 | 30 | 0 | 25 | 130 | 313 | 340.5 | 0 | 115 | 35 | 35 | 35 | 220.5 | 0 | 35 | 35 | 65 | 25 | 0 | 35 | 0 | 292.5 | 77.5 | 21
|  | LDES | 200 | 200 | 0 | 0 | 0 | 0 | 0 | 0 | 0 | 0 | 0 | 0 | 0 | 0 | 0 | 0 | 0 | 0 | 0 | 0 | 0 | 0 | 0 | 0 | 0 | 204.6 | 0 | 0 | 204.6 | 0 | 204.6 | 0 | 204.6 | 0 | 0 | 0 | 0 | 0 | 0 | 2.5 | 0 | 2.5 | 0 | 0 | 0 | 225 | 0 | 0 | 0 | 0 | 0 | 0 | 2.5 | 0 | 2.5 | 2.5 | 0 | 0 | 0 | 155 | 155 | 0 | 0 | 0 | 0 | 0 | 2.5 | 0 | 0 | 0 | 0 | 0 | 0 | 0 | 0 | 0 | 0 | 0 | 70 | 70 | 0 | 70 | 70 | 70 | 0 | 70 | 0 | 70 | 70 | 70 | 0 | 0 | 0 | 0 | 0 | 0 | 0
|  | Total | 2965.08 | 2325.58 | 985 | 1159.88 | 232.5 | 665 | 705 | 0 | 262.5 | 2002.3 | 13 | 501.65 | 728.15 | 959.65 | 231.5 | 330 | 774.7 | 2787.45 | 685 | 2109.625 | 223 | 4163.975 | 1478.76 | 2327.61 | 6446.49 | 363.065 | 155 | 39.77 | 1013.275 | 35.955 | 1131.67 | 1158.095 | 1666.195 | 54.8 | 0 | 597.8 | 621.03 | 158.465 | 0 | 2086.764 | 40 | 183.82 | 50 | 55.48 | 18.5 | 1271.4041 | 58.5 | 68.5 | 723.15 | 0.5 | 0 | 42.395 | 322.465 | 722.859 | 489.977 | 1155.7656 | 0 | 116.2091 | 521.012 | 1135.8936 | 239.3 | 0.5 | 11.9091 | 61.4091 | 23.49 | 884.7681 | 530.227 | 673.9883 | 201.55 | 43.4 | 49.9 | 0 | 0 | 5 | 221.75 | 46.4 | 387.75 | 272 | 2784.3793 | 2799.1793 | 0 | 1471.905 | 260.95 | 276.45 | 156.25 | 1943.354 | 0 | 260.95 | 257.05 | 946.25 | 50.3 | 21.05 | 158.65 | 1315.8 | 3292.9803 | 609.4883 | 45.49
| EODS Output | EODS
|  | Geothermal | 0 | 0 | 0 | 0 | 0 | 0 | 0 | 0 | 0 | 422 | 13 | 13 | 13 | 13 | 0 | 0 | 0 | 0 | 530 | 530 | 0 | 530 | 400 | 562.3 | 562.3 | 0 | 0 | 0 | 125 | 0 | 125 | 125 | 125 | 0 | 0 | 125 | 125 | 0 | 0 | 163 | 40 | 123 | 40 | 0 | 0 | 40 | 40 | 40 | 0 | 0 | 0 | 0 | 123 | 55.5 | 123 | 123 | 0 | 0 | 55.5 | 95.5 | 40 | 0 | 0 | 0 | 0 | 55.5 | 123 | 0 | 0 | 0 | 0 | 0 | 0 | 0 | 0 | 0 | 0 | 0 | 0 | 0 | 0 | 0 | 0 | 0 | 0 | 0 | 0 | 0 | 0 | 0 | 0 | 0 | 0 | 0 | 0 | 0 | 0
|  | Biomass | 0 | 0 | 0 | 0 | 0 | 0 | 0 | 0 | 0 | 0 | 0 | 0 | 0 | 0 | 0 | 0 | 0 | 0 | 0 | 0 | 0 | 0 | 0 | 0 | 0 | 0 | 0 | 0 | 0 | 0 | 0 | 0 | 0 | 0 | 0 | 0 | 0 | 0 | 0 | 0 | 0 | 0 | 0 | 0 | 0 | 0 | 0 | 0 | 0 | 0 | 0 | 0 | 0 | 0 | 0 | 0 | 0 | 0 | 0 | 0 | 0 | 0 | 0 | 0 | 0 | 0 | 0 | 0 | 0 | 0 | 0 | 0 | 0 | 0 | 0 | 0 | 0 | 0 | 0 | 0 | 0 | 0 | 0 | 0 | 0 | 0 | 0 | 0 | 0 | 0 | 0 | 0 | 0 | 0 | 0 | 0 | 0
|  | Wind | 296.56 | 208.56 | 0 | 76.56 | 0 | 0 | 0 | 0 | 0 | 0 | 0 | 93.3592 | 93.3592 | 159.3592 | 66 | 0 | 0 | 0 | 0 | 142.78 | 0 | 142.78 | 132 | 268.4 | 540.54 | 0 | 0 | 0 | 595.1 | 0 | 798.952 | 771.1 | 798.952 | 0 | 0 | 798.952 | 622.952 | 0 | 0 | 1518.4575 | 0 | 82.656 | 0 | 129.78 | 0 | 316.89 | 0 | 0 | 0 | 0 | 0 | 0 | 82.656 | 379.6065 | 297.99 | 721.1925 | 0 | 0 | 515.529 | 779.499 | 0 | 0 | 0 | 0 | 3.78 | 571.7565 | 297.99 | 49.7508 | 0 | 0 | 0 | 0 | 0 | 0 | 0 | 0 | 0 | 0 | 373.9868 | 373.9868 | 0 | 171.6 | 171.6 | 171.6 | 88 | 324.236 | 0 | 171.6 | 171.6 | 171.6 | 0 | 0 | 88 | 0 | 137.7508 | 49.7508 | 46.64
|  | OOS Wind | 0 | 0 | 0 | 0 | 0 | 0 | 0 | 0 | 0 | 1172.5 | 0 | 0 | 0 | 0 | 0 | 0 | 0 | 2076.33 | 0 | 0 | 0 | 2076.33 | 0 | 771.17 | 4857.5 | 0 | 0 | 0 | 0 | 0 | 0 | 0 | 0 | 0 | 0 | 0 | 0 | 0 | 0 | 0 | 0 | 0 | 0 | 0 | 0 | 0 | 0 | 0 | 0 | 0 | 0 | 0 | 0 | 0 | 0 | 0 | 0 | 0 | 0 | 0 | 0 | 0 | 0 | 0 | 0 | 0 | 0 | 0 | 0 | 0 | 0 | 0 | 0 | 0 | 0 | 0 | 0 | 0 | 0 | 0 | 0 | 0 | 0 | 0 | 0 | 0 | 0 | 0 | 0 | 0 | 0 | 0 | 0 | 0 | 0 | 0 | 0
|  | Offshore Wind | 0 | 0 | 0 | 0 | 0 | 0 | 0 | 0 | 0 | 0 | 0 | 0 | 0 | 0 | 0 | 0 | 0 | 0 | 0 | 0 | 0 | 0 | 0 | 0 | 0 | 0 | 0 | 0 | 0 | 0 | 0 | 0 | 0 | 0 | 0 | 0 | 0 | 0 | 0 | 1607 | 0 | 0 | 0 | 0 | 0 | 0 | 0 | 0 | 1607 | 0 | 0 | 0 | 0 | 0 | 0 | 0 | 0 | 0 | 0 | 0 | 0 | 0 | 0 | 0 | 0 | 0 | 0 | 0 | 0 | 0 | 0 | 0 | 0 | 0 | 0 | 0 | 0 | 0 | 0 | 0 | 0 | 0 | 0 | 0 | 0 | 0 | 0 | 0 | 0 | 0 | 0 | 0 | 0 | 2924 | 2924 | 0 | 0
|  | Distributed Solar | 19.635 | 0 | 13.86 | 0 | 0 | 13.86 | 13.86 | 0 | 5.3592 | 9.8945 | 0 | 7.931 | 18.711 | 18.711 | 0 | 0 | 0 | 0 | 0 | 0 | 0 | 0 | 0 | 0 | 0 | 7.9 | 0 | 3.8236 | 0 | 3.8236 | 11.7236 | 0 | 11.7236 | 0 | 0 | 0 | 3.8236 | 7.9 | 0 | 47.2117 | 0 | 2.72 | 1.292 | 0 | 6.3444 | 55.0902 | 5.78 | 7.6364 | 0 | 5.44 | 0 | 2.72 | 21.216 | 17.884 | 20.604 | 33.439 | 0 | 4.811 | 6.8 | 32.3714 | 10.3564 | 5.44 | 0 | 1.768 | 2.04 | 22.151 | 20.128 | 37.9042 | 23.1707 | 7.11 | 23.4235 | 1.896 | 1.896 | 4.582 | 23.226 | 17.6012 | 0 | 0 | 81.607 | 75.6267 | 4.8585 | 48.7509 | 33.3459 | 30.8574 | 18.6124 | 59.7319 | 0 | 37.2959 | 15.0574 | 35.9924 | 5.9724 | 0 | 24.5374 | 0 | 47.9451 | 3.555 | 2.37
|  | Solar | 2214.135 | 1563.485 | 619.85 | 1384.845 | 0 | 539 | 619.85 | 0 | 0 | 7.7 | 0 | 464.926 | 653.576 | 961.576 | 308 | 616 | 1559.25 | 2922.535 | 223.3 | 591.745 | 356.895 | 2766.995 | 1394.47 | 1394.47 | 4301.605 | 0 | 0 | 0 | 112.18 | 0 | 214.88 | 1074.795 | 915.215 | 0 | 0 | 214.88 | 214.88 | 0 | 0 | 394.06 | 8.16 | 0 | 8.16 | 0 | 8.16 | 885.5776 | 0 | 8.16 | 0 | 0 | 0 | 16.66 | 16.66 | 195.5 | 195.5 | 263.7176 | 0 | 13.8176 | 170 | 191.9776 | 8.16 | 0 | 13.8176 | 13.8176 | 0 | 200.4776 | 317.9 | 946.42 | 323.9 | 31.6 | 97.17 | 0 | 0 | 63.2 | 338.12 | 31.6 | 529.3 | 553 | 4133.201 | 4266.711 | 0 | 1786.98 | 237 | 237 | 237 | 2492.45 | 0 | 237 | 237 | 1161.3 | 82.95 | 55.3 | 237 | 0 | 3343.201 | 766.3 | 0
|  | Battery_4hr | -2527 | -2251 | -1235 | -1015 | -465 | -595 | -675 | 0 | -525 | -1909.6 | 0 | -399.7 | -499.7 | -499.7 | 0 | -180 | -1549.4 | -2370.4 | -310 | -2671 | -446 | -4130.4 | -716 | -1195 | -3926.9 | -166.93 | -310 | -79.54 | -1137.35 | -71.91 | -1302.14 | -1230.5 | -1969.74 | -59.6 | 0 | -693.6 | -800.06 | -166.93 | 0 | -1138.45 | 0 | -42 | 0 | 0 | 0 | -1078.8 | 0 | 0 | 0 | 0 | 0 | -50 | -280 | -1114.7 | -503 | -1301 | 0 | -216 | -663.8 | -1028.1 | -20 | 0 | -15 | -114 | 0 | -1211.8 | -402.2 | -299.25 | -13 | -30 | -33 | 0 | 0 | 0 | -33 | -30 | -157.5 | 0 | -2033.95 | -1967.15 | 0 | -1289.05 | 0 | -32 | 0 | -1619.95 | 0 | 0 | 0 | -842.8 | 0 | -35 | 0 | 0 | -1106.05 | -456.25 | 0
|  | Battery_8hr | -578 | -523 | -55 | 0 | 0 | -55 | -55 | 0 | 0 | -10 | 0 | -11 | -21 | -113 | -92 | 0 | 0 | 0 | 0 | -100 | 0 | -100 | -170 | -170 | -320 | -150 | 0 | 0 | -50 | 0 | -50 | 0 | -100 | -50 | 0 | 0 | 0 | -150 | 0 | -120 | 0 | 0 | 0 | 0 | 0 | -70 | 0 | 0 | 0 | 0 | 0 | 0 | 0 | -25 | -25 | -297.075 | 0 | 0 | -25 | -252.075 | 0 | 0 | 0 | 0 | -36 | -125 | -120 | -120 | -65 | 0 | 0 | 0 | 0 | 0 | -60 | 0 | -50 | -260 | -626 | -681 | 0 | -230 | -70 | -70 | -70 | -441 | 0 | -70 | -70 | -130 | -50 | 0 | -70 | 0 | -585 | -155 | -42
|  | LDES | -400 | -400 | 0 | 0 | 0 | 0 | 0 | 0 | 0 | 0 | 0 | 0 | 0 | 0 | 0 | 0 | 0 | 0 | 0 | 0 | 0 | 0 | 0 | 0 | 0 | -409.2 | 0 | 0 | -409.2 | 0 | -409.2 | 0 | -409.2 | 0 | 0 | 0 | 0 | 0 | 0 | -5 | 0 | -5 | 0 | 0 | 0 | -450 | 0 | 0 | 0 | 0 | 0 | 0 | -5 | 0 | -5 | -5 | 0 | 0 | 0 | -310 | -310 | 0 | 0 | 0 | 0 | 0 | -5 | 0 | 0 | 0 | 0 | 0 | 0 | 0 | 0 | 0 | 0 | 0 | -140 | -140 | 0 | -140 | -140 | -140 | 0 | -140 | 0 | -140 | -140 | -140 | 0 | 0 | 0 | 0 | 0 | 0 | 0
|  | Total | -974.67 | -1401.955 | -656.29 | 446.405 | -465 | -97.14 | -96.29 | 0 | -519.6408 | -307.5055 | 13 | 168.5162 | 257.9462 | 539.9462 | 282 | 436 | 9.85 | 2628.465 | 443.3 | -1506.475 | -89.105 | 1285.705 | 1040.47 | 1631.34 | 6015.045 | -718.23 | -310 | -75.7164 | -764.27 | -68.0864 | -610.7844 | 740.395 | -628.0494 | -109.6 | 0 | 445.232 | 166.5956 | -309.03 | 0 | 2466.2792 | 48.16 | 161.376 | 49.452 | 129.78 | 14.5044 | -301.2422 | 45.78 | 55.7964 | 1607 | 5.44 | 0 | -30.62 | -41.468 | -491.2095 | 104.094 | -461.7259 | 0 | -197.3714 | 59.029 | -490.827 | -271.4836 | 5.44 | -1.1824 | -98.4144 | -30.18 | -486.9149 | 231.818 | 614.825 | 269.0707 | 8.71 | 87.5935 | 1.896 | 1.896 | 67.782 | 268.346 | 19.2012 | 321.8 | 293 | 1788.8448 | 1928.1745 | 4.8585 | 348.2809 | 231.9459 | 197.4574 | 273.6124 | 675.4679 | 0 | 235.8959 | 213.6574 | 256.0924 | 38.9224 | 20.3 | 279.5374 | 2924 | 4761.8469 | 208.3558 | 7.01
| Incorporates Approved Upgrades | [20 empty] | 1
| Remaining Tx Headroom | HSN | 2142.175 | 3224.795 | 2184.75 | 1200.275 | 489 | 170.75 | 191.75 | 0 | 2175 | 9984.6 | -13 | -96.42 | 341.45 | 445.45 | 107 | 941 | 750.6 | 2134.16 | -840 | 1357 | 1004 | 1131.27 | 1871.12 | 993.85 | -236.375 | 597.87 | -86 | 326.46 | 8564.45 | 159.09 | 1552.66 | 2057.33 | 826.21 | 94.4 | 1175 | 1457.6 | 1108.14 | 711.07 | 501 | -599.505 | 50.45 | 733.3 | 297 | -102.48 | 31.5 | -292.7815 | 364.5 | 973.5 | 934.05 | 1289.5 | 2146 | 2203.325 | 2658.375 | -861.825 | 387.075 | 2347.2685 | 32 | 77.2685 | 6991.8 | 922.2935 | 521.7 | 962.4 | 87.0385 | 63.9885 | 338.65 | 7527.6435 | -199.275 | 343.215 | 1436.25 | 195 | 1868 | 94.45 | 17.78 | 179.8 | 1460.95 | 201 | 203.5 | 1990 | 1942.047 | 1869.647 | 300.67 | 972.85 | 715.35 | -426.65 | 519.25 | 3702.512 | 0 | 1589.85 | 1390.75 | -935.05 | 63.5 | 2.25 | 357.85 | 2675.6 | 1038.735 | 3823.515 | 1566.65
|  | SSN | 3184.04 | 4407.66 | 2545 | 1240.12 | 721.5 | 211 | 272 | 0 | 2437.5 | 11497.7 | -13 | -45.65 | 305.85 | 368.35 | 65.5 | 830 | 1525.3 | 3877.55 | -685 | 2714.375 | 1227 | 4009.025 | 1893.24 | 1704.39 | 3658.51 | 960.935 | 69 | 366.23 | 9587.725 | 195.045 | 2748.33 | 2699.905 | 2219.805 | 149.2 | 1175 | 2119.4 | 1748.17 | 869.535 | 501 | 1292.236 | 50.45 | 787.18 | 297 | -40.48 | 31.5 | 389.5959 | 364.5 | 973.5 | 1576.85 | 1289.5 | 2146 | 2214.605 | 2817.535 | -176.859 | 743.023 | 3418.2344 | 32 | 181.7909 | 7532.988 | 2018.1064 | 686.7 | 962.4 | 91.0609 | 117.5109 | 358.51 | 8402.2319 | 125.773 | 253.0117 | 1360.45 | 187.6 | 1862.1 | 94.45 | 17.78 | 179.8 | 1370.25 | 193.6 | 83.25 | 2008 | 2621.6207 | 2537.7207 | 300.67 | 1449.095 | 849.55 | -276.45 | 530.75 | 4467.646 | 0 | 1724.05 | 1524.95 | -534.25 | 71.7 | 16.95 | 369.35 | 3845.2 | 2288.0197 | 3952.5117 | 1620.51
|  | EODS | 9895.03 | 9898.295 | 7082.29 | 2167.895 | 3106 | 1624.14 | 2234.29 | 0 | 3219.6408 | 13807.5055 | 107 | 1021.4838 | 1620.0538 | 1887.0538 | 270 | 1766 | 2290.15 | 5231.535 | -51.3 | 8819.475 | 1692.105 | 10418.295 | 2601.53 | 2670.66 | 6589.955 | 2042.23 | 534 | 481.7164 | 11365.27 | 299.0864 | 8237.7844 | 5316.605 | 8461.0494 | 313.6 | 1175 | 4448.768 | 2202.4044 | 1337.03 | 501 | 5239.7208 | 32.84 | 1260.624 | 329.548 | -114.78 | 81.4956 | 2840.2422 | 417.22 | 919.2036 | 693 | 3722.56 | 4811 | 798.62 | 5177.468 | 4164.2095 | 3562.906 | 10597.7259 | 77 | 692.3714 | 7230.971 | 4744.827 | 4180.4836 | 1214.56 | 104.1524 | 278.4144 | 303.18 | 10024.9149 | 944.182 | 390.175 | 956.9293 | 135.29 | 1840.4065 | 56.104 | 268.104 | 41.218 | 1108.654 | 235.7988 | 149.2 | 1987 | 1792.1552 | 3098.8255 | 267.1415 | 2428.7191 | 834.0541 | -39.4574 | 671.3876 | 6540.5321 | 50 | 980.1041 | 1689.3426 | 523.9076 | 117.0776 | 107.7 | 28.4626 | 2657 | 855.1531 | 4380.6442 | 6075.99
|  | Trigger FCDS Upgrade Flag | [18 empty] | YES | [20 empty] | YES |  |  |  | YES |  | YES | [7 empty] | YES | [29 empty] | YES | [5 empty] | YES
Trigger EODS Upgrade Flag
Final Tx Exceedances
Incorporates Upgrades Amounts if Flagged
| Remaining Tx Headroom | HSN | 2142.175 | 3224.795 | 2184.75 | 1200.275 | 489 | 170.75 | 191.75 | 0 | 2175 | 9984.6 | -13 | -96.42 | 341.45 | 445.45 | 107 | 941 | 750.6 | 2134.16 | -240 | 1357 | 1004 | 1131.27 | 1871.12 | 993.85 | -236.375 | 597.87 | -86 | 326.46 | 8564.45 | 159.09 | 1552.66 | 2057.33 | 826.21 | 94.4 | 1175 | 1457.6 | 1108.14 | 711.07 | 501 | 8045.495 | 50.45 | 733.3 | 297 | -76.48 | 31.5 | 167.2185 | 364.5 | 973.5 | 934.05 | 1289.5 | 2146 | 2203.325 | 2658.375 | 5172.175 | 387.075 | 2347.2685 | 32 | 77.2685 | 6991.8 | 922.2935 | 521.7 | 962.4 | 87.0385 | 63.9885 | 338.65 | 7527.6435 | -199.275 | 343.215 | 1436.25 | 195 | 1868 | 94.45 | 17.78 | 179.8 | 1460.95 | 201 | 203.5 | 1990 | 1942.047 | 1869.647 | 300.67 | 972.85 | 715.35 | 784.35 | 519.25 | 3702.512 | 0 | 1589.85 | 1390.75 | 311.95 | 63.5 | 2.25 | 357.85 | 2675.6 | 1038.735 | 3823.515 | 1566.65
|  | SSN | 3184.04 | 4407.66 | 2545 | 1240.12 | 721.5 | 211 | 272 | 0 | 2437.5 | 11497.7 | -13 | -45.65 | 305.85 | 368.35 | 65.5 | 830 | 1525.3 | 3877.55 | -85 | 2714.375 | 1227 | 4009.025 | 1893.24 | 1704.39 | 3658.51 | 960.935 | 69 | 366.23 | 9587.725 | 195.045 | 2748.33 | 2699.905 | 2219.805 | 149.2 | 1175 | 2119.4 | 1748.17 | 869.535 | 501 | 9937.236 | 50.45 | 787.18 | 297 | -14.48 | 31.5 | 849.5959 | 364.5 | 973.5 | 1576.85 | 1289.5 | 2146 | 2214.605 | 2817.535 | 5857.141 | 743.023 | 3418.2344 | 32 | 181.7909 | 7532.988 | 2018.1064 | 686.7 | 962.4 | 91.0609 | 117.5109 | 358.51 | 8402.2319 | 125.773 | 253.0117 | 1360.45 | 187.6 | 1862.1 | 94.45 | 17.78 | 179.8 | 1370.25 | 193.6 | 83.25 | 2008 | 2621.6207 | 2537.7207 | 300.67 | 1449.095 | 849.55 | 934.55 | 530.75 | 4467.646 | 0 | 1724.05 | 1524.95 | 712.75 | 71.7 | 16.95 | 369.35 | 3845.2 | 2288.0197 | 3952.5117 | 1620.51
|  | EODS | 9895.03 | 9898.295 | 7082.29 | 2167.895 | 3106 | 1624.14 | 2234.29 | 0 | 3219.6408 | 13807.5055 | 107 | 1021.4838 | 1620.0538 | 1887.0538 | 270 | 1766 | 2290.15 | 5231.535 | -51.3 | 8819.475 | 1692.105 | 10418.295 | 2601.53 | 2670.66 | 6589.955 | 2042.23 | 534 | 481.7164 | 11365.27 | 299.0864 | 8237.7844 | 5316.605 | 8461.0494 | 313.6 | 1175 | 4448.768 | 2202.4044 | 1337.03 | 501 | 5239.7208 | 32.84 | 1260.624 | 329.548 | -89.78 | 81.4956 | 2840.2422 | 417.22 | 919.2036 | 693 | 3722.56 | 4811 | 798.62 | 5177.468 | 4164.2095 | 3562.906 | 10597.7259 | 77 | 692.3714 | 7230.971 | 4744.827 | 4180.4836 | 1214.56 | 104.1524 | 278.4144 | 303.18 | 10024.9149 | 944.182 | 390.175 | 956.9293 | 135.29 | 1840.4065 | 56.104 | 268.104 | 41.218 | 1108.654 | 235.7988 | 149.2 | 1987 | 1792.1552 | 3098.8255 | 267.1415 | 2428.7191 | 834.0541 | 506.5426 | 671.3876 | 6540.5321 | 50 | 980.1041 | 1689.3426 | 2570.9076 | 117.0776 | 107.7 | 28.4626 | 2657 | 855.1531 | 4380.6442 | 6075.99
|  | Exceedance Discussion: | [10 empty] | This exceedance is caused by in-development Nevada geothermal seeking expanded MIC at the Silver Peak intertie. In the working group, CAISO staff noted that such a MIC expansion would contribute to the overload behind this constraint and would required either an upgrade or relocation. CPUC staff view the identified upgrade as not a cost-effective solution for the amount of resources mapped and instead will work with the CAISO to identify an alternative import intertie. | This exceedance is of the already approved upgrade from the 22-23 TPP (Conversation Kramer - Victor 115 kV lines to 220 kV. CPUC staff note the amount of resources mapped behind this constraint is lower than the amounts included in the 23-24 TPP and 24-25 TPP. In the working group, CAISO staff noted that this exceedance may trigger a smaller reconductoring of the Kramer – Victor 220 kV line with an estimated $50 million cost. | [6 empty] | CPUC staff note that most of the resources behind this constraint are geothermal and some solar/storage mapped as importing into the CAISO at Mirage from IID. There is some in-development solar/storage importing at Blythe also behind this constraint. In the busbar working group, CAISO staff noted that the studies on this constraint did not center on resources being imported from IID (the southern portion of this constraint) and that such resources would likely not require the identified White Paper upgrade but a different upgrade along the IID-SCE intertie system. This issue was observed in the preliminary policy results of the 24-25 TPP and noted in the Nov. CAISO stakeholder call. The imports at Blythe would also likely still require an upgrade to the northern portion of this constraint, akin to the identified White Paper upgrade. | [5 empty] | This small exceedance could potentially trigger the identified upgrade. CPUC staff note the amount of resources mapped is nearly the same as mapped in the 2034 portfolio in the 24-25 TPP base case (about 2% less), and in the preliminary policy results for the 24-25 TPP, the CAISO noted the potential need for the identified Trout Canyon – Lugo 500kV line. CPUC staff note that a key factor in the need for any transmission is the OOS Wyoming and potentially New Mexico wind planned intertie points with the CAISO system. |  | This exceedance is driven by in-development battery resources — 300 MW in baseline corresponding to a project that has already received deliverability and 10 MW in the portfolio on the SDGE distribution system in the area. In the working group, CAISO staff note that the 300 MW project with TPD would not likely cause an exceedance alone. CPUC staff, therefore, view that this exceedance is unlikely to require the identified White Paper upgrade. As always, the full TPP analysis is necessary to confirm if any upgrades would be needed and the scope of such upgrades. | [12 empty] | In the working group, CAISO staff noted that the planned Humboldt 500 kV substation and offshore wind mapped to it should be included within this constraint. With those changes, this exceedance occurs, and an upgrade is likely needed. The full TPP analysis is necessary to confirm if the White Paper upgrade is the optimal solution or if a potentially different solution is applicable. |  |  |  | In the working group, CAISO staff noted that there is a wind project in the queue with TPD that would be curtailed by this constraint due to changes in the system and that this upgrade would likely remove those curtailment even though the identified white paper capability is less. CPUC staff view this upgrade as a cost-effective upgrade. |  | In the working group, CAISO note that this level exceedance and study amounts may or may not trigger the identified White Paper upgrade. However, as always, the full TPP analysis is necessary to confirm if any upgrades would be needed and the scope of such upgrades. CPUC staff note that a significant amount of resources have been mapped to this constraint including onshore wind and LDES resources and the exceedance increases with additional mapped resources in 2040. CPUC staff note the identified white paper upgrade would potentially be a cost effective solution particularly if it could accommodate the 2040 exceedance. | [7 empty] | Similar exceedances were estimated in past mapping efforts for previous TPP portfolio; and based on the study amounts and resource mixes behind the constraint, CAISO staff, in the working group do not expect the identified white paper upgrade would likely be triggered. However, as always, the full TPP analysis is necessary to confirm if any upgrades would be needed and the scope of such upgrades. CPUC staff note that given the magnitude of calculated exceedance that the identified upgrade, if needed, is a cost-effective solution. | [12 empty] | Similar exceedances were estimated in past mapping efforts for previous TPP portfolio; and based on the study amounts and resource mixes behind the constraint, CAISO staff, in the working group do not expect the identified white paper upgrade would likely be triggered. However, as always, the full TPP analysis is necessary to confirm if any upgrades would be needed and the scope of such upgrades. | [16 empty] | CPUC staff note that this constraint has no available deliverability, and the exceedance here will likely require an upgrade solution. The identified White Paper upgrade has a COD that would make it not available in the 2035 timeframe of when this exceedance occurs; however, in the working group, CAISO staff noted that if the constraint were to become binding in a TPP policy study, the CAISO would seek to identify a potentially different solution with a shorter timeline. | [5 empty] | CPUC staff note that this magnitude of this exceedance would likely require an upgrade solution and note that the identified White Paper upgrade is a cost-effective solution.

## TxCriteria_bySub_2040
This tab summarizes system-level transmission criteria alignment by substations for the resources mapped to each substation in the 2040 portfolio. It shows each substation’s transmission constraint membership, the resources mapped, the number of constraint exceedances impacting the substation and the most binding constraint for HSN, SSN, and EODS scenarios, and the criteria alignment flags before and after identified upgrades. The information presented here relies on the calculations in the “Tx_Calculator_2040” tab.
[101 empty] | Substation | Adding IRP baseline resources online after 1/1/2024 so not included in Tx constraints baseline | [13 empty] | IRP Baseline | Transmission Constaint Impacting Resourcess | [13 empty] | Transmission Impacting | [12 empty] | Trans-mission | [12 empty] | Final
|  |  | Substation Tx Constraint Matrix | [97 empty] | Tx Matrix | And subtracting transmission constraint baseline resources not in IRP baseline | [13 empty] | Reconciliation | Mapped Portfolio Resources (In-Development and Generic) + Baseline Reconciliation Adjustment Resources | [13 empty] | Resources | Transmission Constraint Exceedances at each substation | [5 empty] | Most limit Constraint by MWs available after mapping | [5 empty] | Exceed-ances | Transmission Constraint Exceedances at each substation after triggering upgrades | [11 empty] | Exceed-ances | FCDS Criteria Alignment |  |  |  | EODS Criteria Alignment
|  |  | Antelope-Vincent Constraint | Vincent-Lugo Constraint | Pardee-Sylmar Constraint | Windhub Constraint | Moorpark-Pardee Constraint | North of Magunden Constraint | South of Magunden Constraint | Antelope-Neenach Constraint | Hinson - Del Amo Constraint | SCE Metro Area Default Constraint | Control to Inyokern area constraint | South of Kramer Area Constraint | Victor to Lugo Area Constraint | Lugo Transformer Area Constraint | Calcite to Lugo Area Constraint | Colorado River 500/230 kV Constraint | DCRT Constraint | Devers-Red Bluff Constraint | Eagle Mountain Constraint | Etiwanda-Rancho Vista Constraint | Red Bluff 500/230 kV Constraint | Serrano-Alberhill-Valley Constraint | GLW 230kV area constraint | Sloan Canyon - Eldorado 500 kV constraint | Lugo - Victorville area constraint | Capistrano-San Onofre 230 kV constraint | Chicarita 138 kV constraint | El Cajon 69 kV constraint | Internal San Diego Area constraint | Miguel 69 kV constraint | Encina - San Luis Rey 230 kV constraint | East of Miguel constraint | San Luis Rey-San Onofre 230 kV line constraint | Ocean Ranch 69 kV constraint | Otay Mesa 230 kV constraint | Silvergate - Bay Blvd 230 kV constraint | Silvergate-Old Town 230 kV constraint | Talega 230 kV constraint | Trabuco-Capistrano 138 kV constraint | Collinsville-Tesla 500 kV Line | Woodland- Davis 115kV line | Cortina-Eagle Rock 115 kV line | Bell-Placer 115kV Line | Carberry-Round Mountain 230kV Line | Rocklin-Pleaseant grove 115kV line | Bellota-Weber 230kV line | Rio Oso-Brighton 230kV line | Rio Oso-Lockeford 230kV line | Humboldt Offshore Wind constraint | Dumbarton-Newark 115 kV line | Eastshore-San Mateo 230 kV line | Lakeville-Ignacio 230 kV line | Sobrante-Moraga 230 kV line | Windmaster-Delta pumps 230 kV line | Contra Costa- Windmaster 230 kV line | Tesla-Tracy-Pump 230 kV line #2 | Contra Costa #1 115kV Line | Kasson Jct-Heinz 115 kV line | Newark-Newark Distribution 115 kV line | Tesla-Bellota 230 kV line | Eight Mile-Tesla 230 kV line | Grant - Eastshore #2 line 115 kV | Salado-Crow Creek Sw Sta 60 kV line | Tesla-Salado 115 kV line | Morganhill-Metcalf 115kV Line | Tesla-Tracy Pump 230 kV Line #1 | Birds Landing-Contra Costa 230kV Line | Cal Flat-Gates 230 kV line | Gates-Arco 230 kV Line | Smyrna-Atwell Jct 115kV Line | Kern 230/115kV TB #4 | Maricopa-Copus 70 kV line | Midway-Taft 115 kV line | Kern-Tevis-Stockdale-Lamont 115kV line | Midway 230/115kV TB #3 | Semitropic-Midway 115kV Line | Midway-Buena Vista Jct 230kV Line | Manning 500kV | Gates 500/230kV TB #12 | Gates 500/230kV TB #11 | Gates 230/70kV TB #5 | Tranquility-Helm 230kV Line | Dairyland-Chowchilla 115kV Line | Chowchilla-Le grand 115kV Line | NEW- Melones-Cottle 230kV line | Los Banos 500/230kV TB | Schindler 115/70kV TB #1 | Panoche- Mendota 115 kV line | Panoche-Oro Loma 115kV Line | Borden-Storey #1 230kV line | Merced 115/70kV TB#2 | Helm 230/70kV TB #1 | Oro Loma-El Nido 115kV Line | Diablo-Gates 500 kV line | Mustang-Henrietta 230 kV line | Gates-Panoche 230 kV #1 and #2 Lines | NEW-Metcalf-Mosslanding 500kV | Has Approved |  | Geothermal | Biomass | Wind | Wind | OOS Wind | OOS Wind | Offshore Wind | Offshore Wind | Distributed Solar | Solar | Solar | Battery_4hr | Battery_8hr | LDES | Has | Geothermal | Biomass | Wind | Wind | OOS Wind | OOS Wind | Offshore Wind | Offshore Wind | Distributed Solar | Solar | Solar | Battery_4hr | Battery_8hr | LDES | Has | Number of HSN Constraints Exceeded |  | Number of SSN Constraints Exceeded |  | Number of EODS constraints Exceeded |  | Limiting Tx Constraint Headroom (Cumulative All Resources) |  |  | Binding Constraint Name |  |  |  | Number of HSN exceedances after upgrades |  | Number of SSN exceedances after upgrades |  | Number of EODS exceedances after upgrades |  | Limiting Tx Constraint Headroom (Cumulative All Resources) After Upgrades |  |  | Binding Constraint Name |  |  |  | Criteria Alignment pre-upgrades | Criteria Alignment after upgrades | Tx upgrades improved compliance | Final Criteria Alignment | Criteria 2 Alignment pre-upgrades | Criteria 2 Alignment after upgrades | Tx upgrades improved compliance | Final Criteria Alignment
CAISO Study Area | Substation | Voltage | Antelope-Vincent Constraint | Vincent-Lugo Constraint | Pardee-Sylmar Constraint | Windhub Constraint | Moorpark-Pardee Constraint | North of Magunden Constraint | South of Magunden Constraint | Antelope-Neenach Constraint | Hinson - Del Amo Constraint | SCE Metro Area Default Constraint | Control to Inyokern area constraint | South of Kramer Area Constraint | Victor to Lugo Area Constraint | Lugo Transformer Area Constraint | Calcite to Lugo Area Constraint | Colorado River 500/230 kV Constraint | DCRT Constraint | Devers-Red Bluff Constraint | Eagle Mountain Constraint | Etiwanda-Rancho Vista Constraint | Red Bluff 500/230 kV Constraint | Serrano-Alberhill-Valley Constraint | GLW 230kV area constraint | Sloan Canyon - Eldorado 500 kV constraint | Lugo - Victorville area constraint | Capistrano-San Onofre 230 kV constraint | Chicarita 138 kV constraint | El Cajon 69 kV constraint | Internal San Diego Area constraint | Miguel 69 kV constraint | Encina - San Luis Rey 230 kV constraint | East of Miguel constraint | San Luis Rey-San Onofre 230 kV line constraint | Ocean Ranch 69 kV constraint | Otay Mesa 230 kV constraint | Silvergate - Bay Blvd 230 kV constraint | Silvergate-Old Town 230 kV constraint | Talega 230 kV constraint | Trabuco-Capistrano 138 kV constraint | Collinsville-Tesla 500 kV Line | Woodland- Davis 115kV line | Cortina-Eagle Rock 115 kV line | Bell-Placer 115kV Line | Carberry-Round Mountain 230kV Line | Rocklin-Pleaseant grove 115kV line | Bellota-Weber 230kV line | Rio Oso-Brighton 230kV line | Rio Oso-Lockeford 230kV line | Humboldt Offshore Wind constraint | Dumbarton-Newark 115 kV line | Eastshore-San Mateo 230 kV line | Lakeville-Ignacio 230 kV line | Sobrante-Moraga 230 kV line | Windmaster-Delta pumps 230 kV line | Contra Costa- Windmaster 230 kV line | Tesla-Tracy-Pump 230 kV line #2 | Contra Costa #1 115kV Line | Kasson Jct-Heinz 115 kV line | Newark-Newark Distribution 115 kV line | Tesla-Bellota 230 kV line | Eight Mile-Tesla 230 kV line | Grant - Eastshore #2 line 115 kV | Salado-Crow Creek Sw Sta 60 kV line | Tesla-Salado 115 kV line | Morganhill-Metcalf 115kV Line | Tesla-Tracy Pump 230 kV Line #1 | Birds Landing-Contra Costa 230kV Line | Cal Flat-Gates 230 kV line | Gates-Arco 230 kV Line | Smyrna-Atwell Jct 115kV Line | Kern 230/115kV TB #4 | Maricopa-Copus 70 kV line | Midway-Taft 115 kV line | Kern-Tevis-Stockdale-Lamont 115kV line | Midway 230/115kV TB #3 | Semitropic-Midway 115kV Line | Midway-Buena Vista Jct 230kV Line | Manning 500kV | Gates 500/230kV TB #12 | Gates 500/230kV TB #11 | Gates 230/70kV TB #5 | Tranquility-Helm 230kV Line | Dairyland-Chowchilla 115kV Line | Chowchilla-Le grand 115kV Line | NEW- Melones-Cottle 230kV line | Los Banos 500/230kV TB | Schindler 115/70kV TB #1 | Panoche- Mendota 115 kV line | Panoche-Oro Loma 115kV Line | Borden-Storey #1 230kV line | Merced 115/70kV TB#2 | Helm 230/70kV TB #1 | Oro Loma-El Nido 115kV Line | Diablo-Gates 500 kV line | Mustang-Henrietta 230 kV line | Gates-Panoche 230 kV #1 and #2 Lines | NEW-Metcalf-Mosslanding 500kV | Tx Upgrade |  | FCDS | FCDS | FCDS | EODS | FCDS | EODS | FCDS | EODS | EODS | FCDS | EODS | FCDS | FCDS | FCDS | Res | FCDS | FCDS | FCDS | EODS | FCDS | EODS | FCDS | EODS | EODS | FCDS | EODS | FCDS | FCDS | FCDS | Res | Actual | Default | Actual | Default | Actual | Default | HSN | SSN | EODS | HSN | SSN | EODS |  | Actual | Default | Actual | Default | Actual | Default | HSN | SSN | EODS | HSN | SSN | EODS |  | FCDS | FCDS | FCDS | FCDS | EODS | EODS | EODS | EODS
PG&E KERN | 7th Standard | 115 | 0 | 0 | 0 | 0 | 0 | 0 | 0 | 0 | 0 | 0 | 0 | 0 | 0 | 0 | 0 | 0 | 0 | 0 | 0 | 0 | 0 | 0 | 0 | 0 | 0 | 0 | 0 | 0 | 0 | 0 | 0 | 0 | 0 | 0 | 0 | 0 | 0 | 0 | 0 | 0 | 0 | 0 | 0 | 0 | 0 | 0 | 0 | 0 | 0 | 0 | 0 | 0 | 0 | 0 | 0 | 0 | 0 | 0 | 0 | 0 | 0 | 0 | 0 | 0 | 0 | 0 | 0 | 0 | 0 | 0 | 1 | 0 | 0 | 0 | 1 | 0 | 0 | 0 | 1 | 1 | 0 | 0 | 0 | 0 | 0 | 0 | 0 | 0 | 0 | 0 | 0 | 0 | 0 | 0 | 1 | 0 | 0 | 0 |  | 0 | 0 | 0 | 0 | 0 | 0 | 0 | 0 | 0 | 0 | 0 | 0 | 0 | 0 | 0 | 0 | 0 | 0 | 0 | 0 | 0 | 0 | 0 | 0 | 0 | 0 | 0 | 0 | 0 | 0 | 2 | 0 | 1 | 0 | 2 | 1 | -820.765 | -457.5793 | -2088.8969 | Mustang-Henrietta 230 kV line | Gates 500/230kV TB #11 | Mustang-Henrietta 230 kV line |  | 0 | 0 | 0 | 0 | 0 | 0 | 1460.95 | 1370.25 | 390.1031 | Midway 230/115kV TB #3 | Midway 230/115kV TB #3 | Mustang-Henrietta 230 kV line |  | 5 | 1 | YES | 2 | 5 | 1 | YES | 2
SCE Metro | Alamitos | 230 | 0 | 0 | 0 | 0 | 0 | 0 | 0 | 0 | 1 | 1 | 0 | 0 | 0 | 0 | 0 | 0 | 0 | 0 | 0 | 0 | 0 | 0 | 0 | 0 | 0 | 0 | 0 | 0 | 0 | 0 | 0 | 0 | 0 | 0 | 0 | 0 | 0 | 0 | 0 | 0 | 0 | 0 | 0 | 0 | 0 | 0 | 0 | 0 | 0 | 0 | 0 | 0 | 0 | 0 | 0 | 0 | 0 | 0 | 0 | 0 | 0 | 0 | 0 | 0 | 0 | 0 | 0 | 0 | 0 | 0 | 0 | 0 | 0 | 0 | 0 | 0 | 0 | 0 | 0 | 0 | 0 | 0 | 0 | 0 | 0 | 0 | 0 | 0 | 0 | 0 | 0 | 0 | 0 | 0 | 0 | 0 | 0 | 0 |  | 0 | 0 | 0 | 0 | 0 | 0 | 0 | 0 | 0 | 0 | 0 | -82 | 0 | 0 | 1 | 0 | 0 | 0 | 0 | 0 | 0 | 0 | 0 | 0 | 0 | 0 | 0 | 0 | 0 | 0 | 0 | 0 | 0 | 0 | 0 | 0 | 1825 | 2262.5 | 3569.6408 | Hinson - Del Amo Constraint | Hinson - Del Amo Constraint | Hinson - Del Amo Constraint |  | 0 | 0 | 0 | 0 | 0 | 0 | 1825 | 2262.5 | 3569.6408 | Hinson - Del Amo Constraint | Hinson - Del Amo Constraint | Hinson - Del Amo Constraint |  | 1 | 1 | NO | 1 | 1 | 1 | NO | 1
SCE Eastern | Alberhill | 115 | 0 | 0 | 0 | 0 | 0 | 0 | 0 | 0 | 0 | 0 | 0 | 0 | 0 | 0 | 0 | 0 | 0 | 0 | 0 | 1 | 0 | 1 | 0 | 0 | 0 | 0 | 0 | 0 | 0 | 0 | 0 | 0 | 0 | 0 | 0 | 0 | 0 | 0 | 0 | 0 | 0 | 0 | 0 | 0 | 0 | 0 | 0 | 0 | 0 | 0 | 0 | 0 | 0 | 0 | 0 | 0 | 0 | 0 | 0 | 0 | 0 | 0 | 0 | 0 | 0 | 0 | 0 | 0 | 0 | 0 | 0 | 0 | 0 | 0 | 0 | 0 | 0 | 0 | 0 | 0 | 0 | 0 | 0 | 0 | 0 | 0 | 0 | 0 | 0 | 0 | 0 | 0 | 0 | 0 | 0 | 0 | 0 | 1 |  | 0 | 0 | 0 | 0 | 0 | 0 | 0 | 0 | 0 | 0 | 0 | 0 | 0 | 0 | 0 | 0 | 0 | 0 | 0 | 0 | 0 | 0 | 0 | 0 | 0 | 0 | 0 | 0 | 0 | 0 | 0 | 0 | 0 | 0 | 0 | 0 | 334.27 | 2584.375 | 8822.375 | Serrano-Alberhill-Valley Constraint | Etiwanda-Rancho Vista Constraint | Etiwanda-Rancho Vista Constraint |  | 0 | 0 | 0 | 0 | 0 | 0 | 334.27 | 2584.375 | 8822.375 | Serrano-Alberhill-Valley Constraint | Etiwanda-Rancho Vista Constraint | Etiwanda-Rancho Vista Constraint |  | 1 | 1 | NO | 1 | 1 | 1 | NO | 1
SCE Eastern | Alberhill | 500 | 0 | 0 | 0 | 0 | 0 | 0 | 0 | 0 | 0 | 0 | 0 | 0 | 0 | 0 | 0 | 0 | 0 | 0 | 0 | 1 | 0 | 1 | 0 | 0 | 0 | 0 | 0 | 0 | 0 | 0 | 0 | 0 | 0 | 0 | 0 | 0 | 0 | 0 | 0 | 0 | 0 | 0 | 0 | 0 | 0 | 0 | 0 | 0 | 0 | 0 | 0 | 0 | 0 | 0 | 0 | 0 | 0 | 0 | 0 | 0 | 0 | 0 | 0 | 0 | 0 | 0 | 0 | 0 | 0 | 0 | 0 | 0 | 0 | 0 | 0 | 0 | 0 | 0 | 0 | 0 | 0 | 0 | 0 | 0 | 0 | 0 | 0 | 0 | 0 | 0 | 0 | 0 | 0 | 0 | 0 | 0 | 0 | 1 |  | 0 | 0 | 0 | 0 | 0 | 0 | 0 | 0 | 0 | 0 | 0 | 0 | 0 | 0 | 0 | 0 | 0 | 0 | 0 | 0 | 0 | 0 | 0 | 0 | 0 | 0 | 0 | 0 | 0 | 0 | 0 | 0 | 0 | 0 | 0 | 0 | 334.27 | 2584.375 | 8822.375 | Serrano-Alberhill-Valley Constraint | Etiwanda-Rancho Vista Constraint | Etiwanda-Rancho Vista Constraint |  | 0 | 0 | 0 | 0 | 0 | 0 | 334.27 | 2584.375 | 8822.375 | Serrano-Alberhill-Valley Constraint | Etiwanda-Rancho Vista Constraint | Etiwanda-Rancho Vista Constraint |  | 1 | 1 | NO | 1 | 1 | 1 | NO | 1
PG&E GBA | Alhambra | 115 | 0 | 0 | 0 | 0 | 0 | 0 | 0 | 0 | 0 | 0 | 0 | 0 | 0 | 0 | 0 | 0 | 0 | 0 | 0 | 0 | 0 | 0 | 0 | 0 | 0 | 0 | 0 | 0 | 0 | 0 | 0 | 0 | 0 | 0 | 0 | 0 | 0 | 0 | 0 | 1 | 0 | 0 | 0 | 0 | 0 | 0 | 0 | 0 | 0 | 0 | 0 | 0 | 1 | 0 | 0 | 1 | 0 | 0 | 0 | 0 | 0 | 0 | 0 | 0 | 0 | 0 | 0 | 0 | 0 | 0 | 0 | 0 | 0 | 0 | 0 | 0 | 0 | 0 | 0 | 0 | 0 | 0 | 0 | 0 | 0 | 0 | 0 | 0 | 0 | 0 | 0 | 0 | 0 | 0 | 0 | 0 | 0 | 1 |  | 0 | 0 | 0 | 0 | 0 | 0 | 0 | 0 | 0 | 0 | 0 | 0 | 0 | 0 | 0 | 0 | 0 | 0 | 0 | 0 | 0 | 0 | 0 | 0 | 0 | 0 | 0 | 0 | 0 | 0 | 2 | 0 | 0 | 0 | 0 | 0 | -1552.755 | 590.186 | 5456.3208 | Collinsville-Tesla 500 kV Line | Collinsville-Tesla 500 kV Line | Collinsville-Tesla 500 kV Line |  | 0 | 0 | 0 | 0 | 0 | 0 | 2231.175 | 2603.935 | 5456.3208 | Sobrante-Moraga 230 kV line | Sobrante-Moraga 230 kV line | Collinsville-Tesla 500 kV Line |  | 5 | 1 | YES | 2 | 1 | 1 | NO | 1
PG&E FRESNO | Alpaugh | 115 | 0 | 0 | 0 | 0 | 0 | 0 | 0 | 0 | 0 | 0 | 0 | 0 | 0 | 0 | 0 | 0 | 0 | 0 | 0 | 0 | 0 | 0 | 0 | 0 | 0 | 0 | 0 | 0 | 0 | 0 | 0 | 0 | 0 | 0 | 0 | 0 | 0 | 0 | 0 | 0 | 0 | 0 | 0 | 0 | 0 | 0 | 0 | 0 | 0 | 0 | 0 | 0 | 0 | 0 | 0 | 0 | 0 | 0 | 0 | 0 | 0 | 0 | 0 | 0 | 0 | 0 | 0 | 1 | 0 | 1 | 1 | 0 | 0 | 0 | 1 | 1 | 0 | 0 | 1 | 1 | 0 | 0 | 0 | 0 | 0 | 0 | 0 | 0 | 0 | 0 | 0 | 0 | 0 | 0 | 1 | 0 | 0 | 0 |  | 0 | 0 | 0 | 0 | 0 | 0 | 0 | 0 | 0 | 0 | 0 | 0 | 0 | 0 | 0 | 0 | 0 | 0 | 0 | 0 | 0 | 0 | 0 | 3 | 0 | 0 | 10 | 0 | 0 | 1 | 2 | 0 | 1 | 0 | 2 | 1 | -820.765 | -457.5793 | -2088.8969 | Mustang-Henrietta 230 kV line | Gates 500/230kV TB #11 | Mustang-Henrietta 230 kV line |  | 0 | 0 | 0 | 0 | 0 | 0 | 35.715 | 4.0117 | 3.675 | Cal Flat-Gates 230 kV line | Cal Flat-Gates 230 kV line | Cal Flat-Gates 230 kV line |  | 5 | 1 | YES | 2 | 5 | 1 | YES | 2
SDGE | Alpine | 69 | 0 | 0 | 0 | 0 | 0 | 0 | 0 | 0 | 0 | 0 | 0 | 0 | 0 | 0 | 0 | 0 | 0 | 0 | 0 | 0 | 0 | 0 | 0 | 0 | 0 | 0 | 0 | 1 | 0 | 1 | 1 | 0 | 1 | 0 | 0 | 0 | 1 | 0 | 0 | 0 | 0 | 0 | 0 | 0 | 0 | 0 | 0 | 0 | 0 | 0 | 0 | 0 | 0 | 0 | 0 | 0 | 0 | 0 | 0 | 0 | 0 | 0 | 0 | 0 | 0 | 0 | 0 | 0 | 0 | 0 | 0 | 0 | 0 | 0 | 0 | 0 | 0 | 0 | 0 | 0 | 0 | 0 | 0 | 0 | 0 | 0 | 0 | 0 | 0 | 0 | 0 | 0 | 0 | 0 | 0 | 0 | 0 | 3 |  | 0 | 0 | 0 | 0 | 0 | 0 | 0 | 0 | 0 | 0 | 0 | 0 | 0 | 0 | 0 | 0 | 0 | 0 | 0 | 0 | 0 | 0 | 0 | 0 | 0 | 0 | 6 | 0 | 0 | 1 | 0 | 0 | 0 | 0 | 0 | 0 | 159.09 | 195.045 | 299.0864 | Miguel 69 kV constraint | Miguel 69 kV constraint | Miguel 69 kV constraint |  | 0 | 0 | 0 | 0 | 0 | 0 | 159.09 | 195.045 | 299.0864 | Miguel 69 kV constraint | Miguel 69 kV constraint | Miguel 69 kV constraint |  | 1 | 1 | NO | 1 | 1 | 1 | NO | 1
PG&E GBA | Altamont Midway (Sandhill) | 230 | 0 | 0 | 0 | 0 | 0 | 0 | 0 | 0 | 0 | 0 | 0 | 0 | 0 | 0 | 0 | 0 | 0 | 0 | 0 | 0 | 0 | 0 | 0 | 0 | 0 | 0 | 0 | 0 | 0 | 0 | 0 | 0 | 0 | 0 | 0 | 0 | 0 | 0 | 0 | 1 | 0 | 0 | 0 | 0 | 0 | 0 | 0 | 0 | 0 | 0 | 0 | 0 | 0 | 0 | 0 | 1 | 0 | 0 | 0 | 0 | 0 | 0 | 0 | 0 | 0 | 1 | 0 | 0 | 0 | 0 | 0 | 0 | 0 | 0 | 0 | 0 | 0 | 0 | 0 | 0 | 0 | 0 | 0 | 0 | 0 | 0 | 0 | 0 | 0 | 0 | 0 | 0 | 0 | 0 | 0 | 0 | 0 | 0 |  | 0 | 0 | 0 | 0 | 0 | 0 | 0 | 0 | 0 | 0 | 0 | 0 | 0 | 0 | 0 | 0 | 0 | 5 | 0 | 0 | 0 | 0 | 0 | 0 | 0 | 0 | 0 | 0 | 0 | 1 | 2 | 0 | 0 | 0 | 0 | 0 | -1552.755 | 590.186 | 5456.3208 | Collinsville-Tesla 500 kV Line | Collinsville-Tesla 500 kV Line | Collinsville-Tesla 500 kV Line |  | 0 | 0 | 0 | 0 | 0 | 0 | 3406.8785 | 5638.4844 | 5456.3208 | Tesla-Tracy-Pump 230 kV line #2 | Tesla-Tracy-Pump 230 kV line #2 | Collinsville-Tesla 500 kV Line |  | 5 | 1 | YES | 2 | 1 | 1 | NO | 1
SCE Northern | Antelope | 66 | 1 | 0 | 0 | 0 | 0 | 0 | 0 | 0 | 0 | 0 | 0 | 0 | 0 | 0 | 0 | 0 | 0 | 0 | 0 | 0 | 0 | 0 | 0 | 0 | 0 | 0 | 0 | 0 | 0 | 0 | 0 | 0 | 0 | 0 | 0 | 0 | 0 | 0 | 0 | 0 | 0 | 0 | 0 | 0 | 0 | 0 | 0 | 0 | 0 | 0 | 0 | 0 | 0 | 0 | 0 | 0 | 0 | 0 | 0 | 0 | 0 | 0 | 0 | 0 | 0 | 0 | 0 | 0 | 0 | 0 | 0 | 0 | 0 | 0 | 0 | 0 | 0 | 0 | 0 | 0 | 0 | 0 | 0 | 0 | 0 | 0 | 0 | 0 | 0 | 0 | 0 | 0 | 0 | 0 | 0 | 0 | 0 | 0 |  | 0 | 0 | 0 | 0 | 0 | 0 | 0 | 0 | 2.5 | 0 | 0 | 0 | 0 | 0 | 1 | 0 | 0 | 0 | 0 | 0 | 0 | 0 | 0 | 2.5 | 0 | 20 | 0 | 0 | 0 | 1 | 0 | 0 | 0 | 0 | 0 | 0 | 1527.175 | 2509.04 | 9035.93 | Antelope-Vincent Constraint | Antelope-Vincent Constraint | Antelope-Vincent Constraint |  | 0 | 0 | 0 | 0 | 0 | 0 | 1527.175 | 2509.04 | 9035.93 | Antelope-Vincent Constraint | Antelope-Vincent Constraint | Antelope-Vincent Constraint |  | 1 | 1 | NO | 1 | 1 | 1 | NO | 1
SCE Northern | Antelope | 230 | 1 | 0 | 0 | 0 | 0 | 0 | 0 | 0 | 0 | 0 | 0 | 0 | 0 | 0 | 0 | 0 | 0 | 0 | 0 | 0 | 0 | 0 | 0 | 0 | 0 | 0 | 0 | 0 | 0 | 0 | 0 | 0 | 0 | 0 | 0 | 0 | 0 | 0 | 0 | 0 | 0 | 0 | 0 | 0 | 0 | 0 | 0 | 0 | 0 | 0 | 0 | 0 | 0 | 0 | 0 | 0 | 0 | 0 | 0 | 0 | 0 | 0 | 0 | 0 | 0 | 0 | 0 | 0 | 0 | 0 | 0 | 0 | 0 | 0 | 0 | 0 | 0 | 0 | 0 | 0 | 0 | 0 | 0 | 0 | 0 | 0 | 0 | 0 | 0 | 0 | 0 | 0 | 0 | 0 | 0 | 0 | 0 | 0 |  | 0 | 0 | 0 | 0 | 0 | 0 | 0 | 0 | -1 | 69 | 0 | 52 | 0 | 0 | 1 | 0 | 0 | 200 | 0 | 0 | 0 | 0 | 0 | 5 | 125 | 150 | 80 | 100 | 0 | 1 | 0 | 0 | 0 | 0 | 0 | 0 | 1527.175 | 2509.04 | 9035.93 | Antelope-Vincent Constraint | Antelope-Vincent Constraint | Antelope-Vincent Constraint |  | 0 | 0 | 0 | 0 | 0 | 0 | 1527.175 | 2509.04 | 9035.93 | Antelope-Vincent Constraint | Antelope-Vincent Constraint | Antelope-Vincent Constraint |  | 1 | 1 | NO | 1 | 1 | 1 | NO | 1
SCE Northern | Antelope | 500 | 1 | 1 | 0 | 0 | 0 | 0 | 0 | 0 | 0 | 0 | 0 | 0 | 0 | 0 | 0 | 0 | 0 | 0 | 0 | 0 | 0 | 0 | 0 | 0 | 0 | 0 | 0 | 0 | 0 | 0 | 0 | 0 | 0 | 0 | 0 | 0 | 0 | 0 | 0 | 0 | 0 | 0 | 0 | 0 | 0 | 0 | 0 | 0 | 0 | 0 | 0 | 0 | 0 | 0 | 0 | 0 | 0 | 0 | 0 | 0 | 0 | 0 | 0 | 0 | 0 | 0 | 0 | 0 | 0 | 0 | 0 | 0 | 0 | 0 | 0 | 0 | 0 | 0 | 0 | 0 | 0 | 0 | 0 | 0 | 0 | 0 | 0 | 0 | 0 | 0 | 0 | 0 | 0 | 0 | 0 | 0 | 0 | 0 |  | 0 | 0 | 0 | 0 | 0 | 0 | 0 | 0 | 0 | 0 | 0 | 0 | 0 | 0 | 0 | 0 | 0 | 0 | 0 | 0 | 0 | 0 | 0 | 0 | 0 | 0 | 0 | 0 | 0 | 0 | 0 | 0 | 0 | 0 | 0 | 0 | 1527.175 | 2509.04 | 9035.93 | Antelope-Vincent Constraint | Antelope-Vincent Constraint | Antelope-Vincent Constraint |  | 0 | 0 | 0 | 0 | 0 | 0 | 1527.175 | 2509.04 | 9035.93 | Antelope-Vincent Constraint | Antelope-Vincent Constraint | Antelope-Vincent Constraint |  | 1 | 1 | NO | 1 | 1 | 1 | NO | 1
PG&E NGBA | Arcata | 60 | 0 | 0 | 0 | 0 | 0 | 0 | 0 | 0 | 0 | 0 | 0 | 0 | 0 | 0 | 0 | 0 | 0 | 0 | 0 | 0 | 0 | 0 | 0 | 0 | 0 | 0 | 0 | 0 | 0 | 0 | 0 | 0 | 0 | 0 | 0 | 0 | 0 | 0 | 0 | 1 | 0 | 0 | 0 | 0 | 0 | 0 | 0 | 0 | 0 | 0 | 0 | 0 | 0 | 0 | 0 | 0 | 0 | 0 | 0 | 0 | 0 | 0 | 0 | 0 | 0 | 0 | 0 | 0 | 0 | 0 | 0 | 0 | 0 | 0 | 0 | 0 | 0 | 0 | 0 | 0 | 0 | 0 | 0 | 0 | 0 | 0 | 0 | 0 | 0 | 0 | 0 | 0 | 0 | 0 | 0 | 0 | 0 | 0 |  | 0 | 0 | 0 | 0 | 0 | 0 | 0 | 0 | 0 | 0 | 0 | 0 | 0 | 0 | 0 | 0 | 0 | 0 | 0 | 0 | 0 | 0 | 0 | 7 | 0 | 0 | 2.5 | 0 | 0 | 1 | 1 | 0 | 0 | 0 | 0 | 0 | -1552.755 | 590.186 | 5456.3208 | Collinsville-Tesla 500 kV Line | Collinsville-Tesla 500 kV Line | Collinsville-Tesla 500 kV Line |  | 0 | 0 | 0 | 0 | 0 | 0 | 7092.245 | 9235.186 | 5456.3208 | Collinsville-Tesla 500 kV Line | Collinsville-Tesla 500 kV Line | Collinsville-Tesla 500 kV Line |  | 5 | 1 | YES | 2 | 1 | 1 | NO | 1
PG&E KERN | Arco | 230 | 0 | 0 | 0 | 0 | 0 | 0 | 0 | 0 | 0 | 0 | 0 | 0 | 0 | 0 | 0 | 0 | 0 | 0 | 0 | 0 | 0 | 0 | 0 | 0 | 0 | 0 | 0 | 0 | 0 | 0 | 0 | 0 | 0 | 0 | 0 | 0 | 0 | 0 | 0 | 0 | 0 | 0 | 0 | 0 | 0 | 0 | 0 | 0 | 0 | 0 | 0 | 0 | 0 | 0 | 0 | 0 | 0 | 0 | 0 | 0 | 0 | 0 | 0 | 0 | 0 | 0 | 0 | 0 | 0 | 0 | 0 | 0 | 0 | 0 | 0 | 0 | 0 | 0 | 1 | 1 | 0 | 0 | 0 | 0 | 0 | 0 | 0 | 0 | 0 | 0 | 0 | 0 | 0 | 0 | 1 | 0 | 0 | 0 |  | 0 | 0 | 0 | 0 | 0 | 0 | 0 | 0 | 0 | 43.2 | 21.7 | 25 | 0 | 0 | 1 | 0 | 0 | 0 | 0 | 0 | 0 | 0 | 0 | 4.79 | 368.2 | 695.7 | 25 | 265 | 0 | 1 | 2 | 0 | 1 | 0 | 2 | 1 | -820.765 | -457.5793 | -2088.8969 | Mustang-Henrietta 230 kV line | Gates 500/230kV TB #11 | Mustang-Henrietta 230 kV line |  | 0 | 0 | 0 | 0 | 0 | 0 | 1658.235 | 2548.2197 | 390.1031 | Mustang-Henrietta 230 kV line | Mustang-Henrietta 230 kV line | Mustang-Henrietta 230 kV line |  | 5 | 1 | YES | 2 | 5 | 1 | YES | 2
PG&E KERN | Arco | 70 | 0 | 0 | 0 | 0 | 0 | 0 | 0 | 0 | 0 | 0 | 0 | 0 | 0 | 0 | 0 | 0 | 0 | 0 | 0 | 0 | 0 | 0 | 0 | 0 | 0 | 0 | 0 | 0 | 0 | 0 | 0 | 0 | 0 | 0 | 0 | 0 | 0 | 0 | 0 | 0 | 0 | 0 | 0 | 0 | 0 | 0 | 0 | 0 | 0 | 0 | 0 | 0 | 0 | 0 | 0 | 0 | 0 | 0 | 0 | 0 | 0 | 0 | 0 | 0 | 0 | 0 | 0 | 0 | 0 | 0 | 0 | 0 | 0 | 0 | 0 | 0 | 0 | 0 | 1 | 1 | 0 | 0 | 0 | 0 | 0 | 0 | 0 | 0 | 0 | 0 | 0 | 0 | 0 | 0 | 1 | 0 | 0 | 0 |  | 0 | 0 | 0 | 0 | 0 | 0 | 0 | 0 | 0 | 27 | 33 | 38 | 0 | 0 | 1 | 0 | 0 | 0 | 0 | 0 | 0 | 0 | 0 | 0 | 27 | 33 | 40 | 0 | 0 | 1 | 2 | 0 | 1 | 0 | 2 | 1 | -820.765 | -457.5793 | -2088.8969 | Mustang-Henrietta 230 kV line | Gates 500/230kV TB #11 | Mustang-Henrietta 230 kV line |  | 0 | 0 | 0 | 0 | 0 | 0 | 1658.235 | 2548.2197 | 390.1031 | Mustang-Henrietta 230 kV line | Mustang-Henrietta 230 kV line | Mustang-Henrietta 230 kV line |  | 5 | 1 | YES | 2 | 5 | 1 | YES | 2
SCE Metro | ArcoGen | 230 | 0 | 0 | 0 | 0 | 0 | 0 | 0 | 0 | 0 | 1 | 0 | 0 | 0 | 0 | 0 | 0 | 0 | 0 | 0 | 0 | 0 | 0 | 0 | 0 | 0 | 0 | 0 | 0 | 0 | 0 | 0 | 0 | 0 | 0 | 0 | 0 | 0 | 0 | 0 | 0 | 0 | 0 | 0 | 0 | 0 | 0 | 0 | 0 | 0 | 0 | 0 | 0 | 0 | 0 | 0 | 0 | 0 | 0 | 0 | 0 | 0 | 0 | 0 | 0 | 0 | 0 | 0 | 0 | 0 | 0 | 0 | 0 | 0 | 0 | 0 | 0 | 0 | 0 | 0 | 0 | 0 | 0 | 0 | 0 | 0 | 0 | 0 | 0 | 0 | 0 | 0 | 0 | 0 | 0 | 0 | 0 | 0 | 0 |  | 0 | 0 | 0 | 0 | 0 | 0 | 0 | 0 | 0 | 0 | 0 | 0 | 0 | 0 | 0 | 0 | 0 | 0 | 0 | 0 | 0 | 0 | 0 | 0 | 0 | 0 | 0 | 0 | 0 | 0 | 0 | 0 | 0 | 0 | 0 | 0 | 9384.6 | 11197.7 | 14407.5055 | SCE Metro Area Default Constraint | SCE Metro Area Default Constraint | SCE Metro Area Default Constraint |  | 0 | 0 | 0 | 0 | 0 | 0 | 9384.6 | 11197.7 | 14407.5055 | SCE Metro Area Default Constraint | SCE Metro Area Default Constraint | SCE Metro Area Default Constraint |  | 1 | 1 | NO | 1 | 1 | 1 | NO | 1
SDGE | Artesian | 230 | 0 | 0 | 0 | 0 | 0 | 0 | 0 | 0 | 0 | 0 | 0 | 0 | 0 | 0 | 0 | 0 | 0 | 0 | 0 | 0 | 0 | 0 | 0 | 0 | 0 | 1 | 0 | 0 | 1 | 0 | 1 | 0 | 1 | 0 | 0 | 0 | 0 | 1 | 0 | 0 | 0 | 0 | 0 | 0 | 0 | 0 | 0 | 0 | 0 | 0 | 0 | 0 | 0 | 0 | 0 | 0 | 0 | 0 | 0 | 0 | 0 | 0 | 0 | 0 | 0 | 0 | 0 | 0 | 0 | 0 | 0 | 0 | 0 | 0 | 0 | 0 | 0 | 0 | 0 | 0 | 0 | 0 | 0 | 0 | 0 | 0 | 0 | 0 | 0 | 0 | 0 | 0 | 0 | 0 | 0 | 0 | 0 | 3 |  | 0 | 0 | 0 | 0 | 0 | 0 | 0 | 0 | 0 | 0 | 0 | 0 | 0 | 0 | 0 | 0 | 0 | 0 | 0 | 0 | 0 | 0 | 0 | 0 | 0 | 0 | 0 | 0 | 0 | 0 | 0 | 0 | 0 | 0 | 0 | 0 | 242.87 | 692.035 | 1692.03 | Capistrano-San Onofre 230 kV constraint | Talega 230 kV constraint | Talega 230 kV constraint |  | 0 | 0 | 0 | 0 | 0 | 0 | 242.87 | 692.035 | 1692.03 | Capistrano-San Onofre 230 kV constraint | Talega 230 kV constraint | Talega 230 kV constraint |  | 1 | 1 | NO | 1 | 1 | 1 | NO | 1
SDGE | Artesian | 69 | 0 | 0 | 0 | 0 | 0 | 0 | 0 | 0 | 0 | 0 | 0 | 0 | 0 | 0 | 0 | 0 | 0 | 0 | 0 | 0 | 0 | 0 | 0 | 0 | 0 | 1 | 0 | 0 | 0 | 0 | 1 | 0 | 1 | 0 | 0 | 0 | 0 | 1 | 0 | 0 | 0 | 0 | 0 | 0 | 0 | 0 | 0 | 0 | 0 | 0 | 0 | 0 | 0 | 0 | 0 | 0 | 0 | 0 | 0 | 0 | 0 | 0 | 0 | 0 | 0 | 0 | 0 | 0 | 0 | 0 | 0 | 0 | 0 | 0 | 0 | 0 | 0 | 0 | 0 | 0 | 0 | 0 | 0 | 0 | 0 | 0 | 0 | 0 | 0 | 0 | 0 | 0 | 0 | 0 | 0 | 0 | 0 | 2 |  | 0 | 0 | 0 | 0 | 0 | 0 | 0 | 0 | 0 | 0 | 0 | 0 | 0 | 0 | 0 | 0 | 0 | 0 | 0 | 0 | 0 | 0 | 0 | 0 | 0 | 0 | 0 | 0 | 0 | 0 | 0 | 0 | 0 | 0 | 0 | 0 | 242.87 | 692.035 | 1692.03 | Capistrano-San Onofre 230 kV constraint | Talega 230 kV constraint | Talega 230 kV constraint |  | 0 | 0 | 0 | 0 | 0 | 0 | 242.87 | 692.035 | 1692.03 | Capistrano-San Onofre 230 kV constraint | Talega 230 kV constraint | Talega 230 kV constraint |  | 1 | 1 | NO | 1 | 1 | 1 | NO | 1
PG&E FRESNO | Ashlan | 230 | 0 | 0 | 0 | 0 | 0 | 0 | 0 | 0 | 0 | 0 | 0 | 0 | 0 | 0 | 0 | 0 | 0 | 0 | 0 | 0 | 0 | 0 | 0 | 0 | 0 | 0 | 0 | 0 | 0 | 0 | 0 | 0 | 0 | 0 | 0 | 0 | 0 | 0 | 0 | 0 | 0 | 0 | 0 | 0 | 0 | 0 | 0 | 0 | 0 | 0 | 0 | 0 | 0 | 0 | 0 | 0 | 0 | 0 | 0 | 1 | 0 | 0 | 0 | 0 | 0 | 0 | 0 | 0 | 0 | 0 | 0 | 0 | 0 | 0 | 0 | 0 | 0 | 0 | 0 | 1 | 0 | 1 | 1 | 1 | 0 | 1 | 0 | 1 | 0 | 0 | 0 | 0 | 1 | 0 | 0 | 0 | 0 | 1 |  | 0 | 0 | 0 | 0 | 0 | 0 | 0 | 0 | 0 | 0 | 0 | 0 | 0 | 0 | 0 | 0 | 0 | 0 | 0 | 0 | 0 | 0 | 0 | 0 | 0 | 0 | 0 | 0 | 0 | 0 | 4 | 0 | 3 | 0 | 4 | 0 | -1391.3965 | -774.45 | -1079.1245 | Tesla-Bellota 230 kV line | Chowchilla-Le grand 115kV Line | Gates 500/230kV TB #11 |  | 0 | 1 | 0 | 0 | 2 | 0 | -1091.3965 | 167.85 | -239.7374 | Tesla-Bellota 230 kV line | Oro Loma-El Nido 115kV Line | Oro Loma-El Nido 115kV Line |  | 5 | 4 | YES | 4 | 5 | 5 | NO | 5
PG&E NGBA | Atlantic | 115 | 0 | 0 | 0 | 0 | 0 | 0 | 0 | 0 | 0 | 0 | 0 | 0 | 0 | 0 | 0 | 0 | 0 | 0 | 0 | 0 | 0 | 0 | 0 | 0 | 0 | 0 | 0 | 0 | 0 | 0 | 0 | 0 | 0 | 0 | 0 | 0 | 0 | 0 | 0 | 1 | 0 | 0 | 0 | 0 | 0 | 1 | 0 | 1 | 0 | 0 | 0 | 0 | 0 | 0 | 0 | 0 | 0 | 0 | 0 | 1 | 1 | 0 | 0 | 0 | 0 | 0 | 0 | 0 | 0 | 0 | 0 | 0 | 0 | 0 | 0 | 0 | 0 | 0 | 0 | 0 | 0 | 0 | 0 | 0 | 0 | 0 | 0 | 0 | 0 | 0 | 0 | 0 | 0 | 0 | 0 | 0 | 0 | 0 |  | 0 | 0 | 0 | 0 | 0 | 0 | 0 | 0 | 0 | 0 | 0 | 0 | 0 | 0 | 0 | 0 | 0 | 0 | 0 | 0 | 0 | 0 | 0 | 0 | 0 | 0 | 0 | 0 | 0 | 0 | 3 | 0 | 1 | 0 | 0 | 0 | -1552.755 | -1083.3241 | 919.2036 | Collinsville-Tesla 500 kV Line | Bellota-Weber 230kV line | Rio Oso-Lockeford 230kV line |  | 0 | 2 | 0 | 1 | 0 | 0 | -1091.3965 | -623.3241 | 919.2036 | Tesla-Bellota 230 kV line | Bellota-Weber 230kV line | Rio Oso-Lockeford 230kV line |  | 5 | 4 | YES | 4 | 1 | 1 | NO | 1
PG&E NGBA | Atlantic | 230 | 0 | 0 | 0 | 0 | 0 | 0 | 0 | 0 | 0 | 0 | 0 | 0 | 0 | 0 | 0 | 0 | 0 | 0 | 0 | 0 | 0 | 0 | 0 | 0 | 0 | 0 | 0 | 0 | 0 | 0 | 0 | 0 | 0 | 0 | 0 | 0 | 0 | 0 | 0 | 1 | 0 | 0 | 1 | 0 | 0 | 1 | 1 | 1 | 0 | 0 | 0 | 0 | 0 | 0 | 0 | 0 | 0 | 0 | 0 | 1 | 1 | 0 | 0 | 0 | 0 | 0 | 0 | 0 | 0 | 0 | 0 | 0 | 0 | 0 | 0 | 0 | 0 | 0 | 0 | 0 | 0 | 0 | 0 | 0 | 0 | 0 | 0 | 0 | 0 | 0 | 0 | 0 | 0 | 0 | 0 | 0 | 0 | 0 |  | 0 | 0 | 0 | 0 | 0 | 0 | 0 | 0 | 0 | 0 | 0 | 0 | 0 | 0 | 0 | 0 | 0 | 0 | 0 | 0 | 0 | 0 | 0 | 0 | 0 | 0 | 0 | 0 | 0 | 0 | 3 | 0 | 1 | 0 | 0 | 0 | -1552.755 | -1083.3241 | 329.548 | Collinsville-Tesla 500 kV Line | Bellota-Weber 230kV line | Bell-Placer 115kV Line |  | 0 | 2 | 0 | 1 | 0 | 0 | -1091.3965 | -623.3241 | 329.548 | Tesla-Bellota 230 kV line | Bellota-Weber 230kV line | Bell-Placer 115kV Line |  | 5 | 4 | YES | 4 | 1 | 1 | NO | 1
PG&E NGBA | Atlantic | 60 | 0 | 0 | 0 | 0 | 0 | 0 | 0 | 0 | 0 | 0 | 0 | 0 | 0 | 0 | 0 | 0 | 0 | 0 | 0 | 0 | 0 | 0 | 0 | 0 | 0 | 0 | 0 | 0 | 0 | 0 | 0 | 0 | 0 | 0 | 0 | 0 | 0 | 0 | 0 | 1 | 0 | 0 | 1 | 0 | 0 | 1 | 1 | 1 | 0 | 0 | 0 | 0 | 0 | 0 | 0 | 0 | 0 | 0 | 0 | 1 | 1 | 0 | 0 | 0 | 0 | 0 | 0 | 0 | 0 | 0 | 0 | 0 | 0 | 0 | 0 | 0 | 0 | 0 | 0 | 0 | 0 | 0 | 0 | 0 | 0 | 0 | 0 | 0 | 0 | 0 | 0 | 0 | 0 | 0 | 0 | 0 | 0 | 0 |  | 0 | 0 | 0 | 0 | 0 | 0 | 0 | 0 | 0 | 0 | 0 | 0 | 0 | 0 | 0 | 0 | 0 | 0 | 0 | 0 | 0 | 0 | 0 | 0 | 0 | 0 | 0 | 0 | 0 | 0 | 3 | 0 | 1 | 0 | 0 | 0 | -1552.755 | -1083.3241 | 329.548 | Collinsville-Tesla 500 kV Line | Bellota-Weber 230kV line | Bell-Placer 115kV Line |  | 0 | 2 | 0 | 1 | 0 | 0 | -1091.3965 | -623.3241 | 329.548 | Tesla-Bellota 230 kV line | Bellota-Weber 230kV line | Bell-Placer 115kV Line |  | 5 | 4 | YES | 4 | 1 | 1 | NO | 1
PG&E FRESNO | Atwater | 115 | 0 | 0 | 0 | 0 | 0 | 0 | 0 | 0 | 0 | 0 | 0 | 0 | 0 | 0 | 0 | 0 | 0 | 0 | 0 | 0 | 0 | 0 | 0 | 0 | 0 | 0 | 0 | 0 | 0 | 0 | 0 | 0 | 0 | 0 | 0 | 0 | 0 | 0 | 0 | 0 | 0 | 0 | 0 | 0 | 0 | 1 | 0 | 0 | 0 | 0 | 0 | 0 | 0 | 0 | 0 | 0 | 0 | 0 | 0 | 1 | 0 | 0 | 0 | 0 | 0 | 0 | 0 | 0 | 0 | 0 | 0 | 0 | 0 | 0 | 0 | 0 | 0 | 0 | 0 | 1 | 0 | 1 | 1 | 1 | 0 | 1 | 0 | 1 | 0 | 0 | 0 | 0 | 1 | 0 | 0 | 0 | 0 | 1 |  | 0 | 0 | 0 | 0 | 0 | 0 | 0 | 0 | 0 | 0 | 0 | 0 | 0 | 0 | 0 | 0 | 0 | 0 | 0 | 0 | 0 | 0 | 0 | 2 | 0 | 0 | 0 | 0 | 0 | 1 | 5 | 0 | 4 | 0 | 4 | 0 | -1391.3965 | -1083.3241 | -1079.1245 | Tesla-Bellota 230 kV line | Bellota-Weber 230kV line | Gates 500/230kV TB #11 |  | 0 | 2 | 0 | 1 | 2 | 0 | -1091.3965 | -623.3241 | -239.7374 | Tesla-Bellota 230 kV line | Bellota-Weber 230kV line | Oro Loma-El Nido 115kV Line |  | 5 | 4 | YES | 4 | 5 | 5 | NO | 5
PG&E GBA | Avena | 115 | 0 | 0 | 0 | 0 | 0 | 0 | 0 | 0 | 0 | 0 | 0 | 0 | 0 | 0 | 0 | 0 | 0 | 0 | 0 | 0 | 0 | 0 | 0 | 0 | 0 | 0 | 0 | 0 | 0 | 0 | 0 | 0 | 0 | 0 | 0 | 0 | 0 | 0 | 0 | 0 | 0 | 0 | 0 | 0 | 0 | 1 | 0 | 0 | 0 | 0 | 0 | 0 | 0 | 0 | 0 | 1 | 0 | 0 | 0 | 1 | 0 | 0 | 0 | 1 | 0 | 0 | 0 | 0 | 0 | 0 | 0 | 0 | 0 | 0 | 0 | 0 | 0 | 0 | 0 | 0 | 0 | 0 | 0 | 0 | 0 | 0 | 0 | 0 | 0 | 0 | 0 | 0 | 0 | 0 | 0 | 0 | 0 | 0 |  | 0 | 0 | 0 | 0 | 0 | 0 | 0 | 0 | 0 | 0 | 0 | 0 | 0 | 0 | 0 | 0 | 0 | 0 | 0 | 0 | 0 | 0 | 0 | 0 | 0 | 0 | 0 | 0 | 0 | 0 | 3 | 0 | 1 | 0 | 0 | 0 | -1391.3965 | -1083.3241 | 278.4144 | Tesla-Bellota 230 kV line | Bellota-Weber 230kV line | Tesla-Salado 115 kV line |  | 0 | 2 | 0 | 1 | 0 | 0 | -1091.3965 | -623.3241 | 278.4144 | Tesla-Bellota 230 kV line | Bellota-Weber 230kV line | Tesla-Salado 115 kV line |  | 5 | 4 | YES | 4 | 1 | 1 | NO | 1
SDGE | Avocado | 69 | 0 | 0 | 0 | 0 | 0 | 0 | 0 | 0 | 0 | 0 | 0 | 0 | 0 | 0 | 0 | 0 | 0 | 0 | 0 | 0 | 0 | 0 | 0 | 0 | 0 | 1 | 0 | 0 | 1 | 0 | 0 | 0 | 1 | 1 | 0 | 0 | 0 | 1 | 0 | 0 | 0 | 0 | 0 | 0 | 0 | 0 | 0 | 0 | 0 | 0 | 0 | 0 | 0 | 0 | 0 | 0 | 0 | 0 | 0 | 0 | 0 | 0 | 0 | 0 | 0 | 0 | 0 | 0 | 0 | 0 | 0 | 0 | 0 | 0 | 0 | 0 | 0 | 0 | 0 | 0 | 0 | 0 | 0 | 0 | 0 | 0 | 0 | 0 | 0 | 0 | 0 | 0 | 0 | 0 | 0 | 0 | 0 | 2 |  | 0 | 0 | 0 | 0 | 0 | 0 | 0 | 0 | 0 | 0 | 0 | 0 | 0 | 0 | 0 | 0 | 0 | 0 | 0 | 0 | 0 | 0 | 0 | 0 | 0 | 0 | 29.6 | 0 | 0 | 1 | 0 | 0 | 0 | 0 | 0 | 0 | 94.4 | 149.2 | 313.6 | Ocean Ranch 69 kV constraint | Ocean Ranch 69 kV constraint | Ocean Ranch 69 kV constraint |  | 0 | 0 | 0 | 0 | 0 | 0 | 94.4 | 149.2 | 313.6 | Ocean Ranch 69 kV constraint | Ocean Ranch 69 kV constraint | Ocean Ranch 69 kV constraint |  | 1 | 1 | NO | 1 | 1 | 1 | NO | 1
PG&E NGBA | Bahia | 230 | 0 | 0 | 0 | 0 | 0 | 0 | 0 | 0 | 0 | 0 | 0 | 0 | 0 | 0 | 0 | 0 | 0 | 0 | 0 | 0 | 0 | 0 | 0 | 0 | 0 | 0 | 0 | 0 | 0 | 0 | 0 | 0 | 0 | 0 | 0 | 0 | 0 | 0 | 0 | 1 | 0 | 0 | 0 | 0 | 0 | 0 | 0 | 0 | 0 | 0 | 0 | 0 | 1 | 1 | 1 | 1 | 0 | 0 | 1 | 1 | 0 | 0 | 0 | 0 | 0 | 1 | 1 | 0 | 0 | 0 | 0 | 0 | 0 | 0 | 0 | 0 | 0 | 0 | 0 | 0 | 0 | 0 | 0 | 0 | 0 | 0 | 0 | 0 | 0 | 0 | 0 | 0 | 0 | 0 | 0 | 0 | 0 | 1 |  | 0 | 0 | 0 | 0 | 0 | 0 | 0 | 0 | 0 | 0 | 0 | 0 | 0 | 0 | 0 | 0 | 0 | 0 | 0 | 0 | 0 | 0 | 0 | 0 | 0 | 0 | 0 | 0 | 0 | 0 | 5 | 0 | 2 | 0 | 0 | 0 | -1552.755 | -353.559 | 634.382 | Collinsville-Tesla 500 kV Line | Windmaster-Delta pumps 230 kV line | Birds Landing-Contra Costa 230kV Line |  | 0 | 1 | 0 | 0 | 0 | 0 | -1091.3965 | 975.6364 | 634.382 | Tesla-Bellota 230 kV line | Tesla-Bellota 230 kV line | Birds Landing-Contra Costa 230kV Line |  | 5 | 4 | YES | 4 | 1 | 1 | NO | 1
SCE Northern | Bailey | 230 | 0 | 0 | 1 | 0 | 0 | 0 | 1 | 1 | 0 | 0 | 0 | 0 | 0 | 0 | 0 | 0 | 0 | 0 | 0 | 0 | 0 | 0 | 0 | 0 | 1 | 0 | 0 | 0 | 0 | 0 | 0 | 0 | 0 | 0 | 0 | 0 | 0 | 0 | 0 | 0 | 0 | 0 | 0 | 0 | 0 | 0 | 0 | 0 | 0 | 0 | 0 | 0 | 0 | 0 | 0 | 0 | 0 | 0 | 0 | 0 | 0 | 0 | 0 | 0 | 0 | 0 | 0 | 0 | 0 | 0 | 0 | 0 | 0 | 0 | 0 | 0 | 0 | 0 | 0 | 0 | 0 | 0 | 0 | 0 | 0 | 0 | 0 | 0 | 0 | 0 | 0 | 0 | 0 | 0 | 0 | 0 | 0 | 0 |  | 0 | 0 | 0 | 0 | 0 | 0 | 0 | 0 | 0 | 0 | 0 | 0 | 0 | 0 | 0 | 0 | 0 | 0 | 0 | 0 | 0 | 0 | 0 | 0 | 0 | 0 | 0 | 0 | 0 | 0 | 1 | 0 | 0 | 0 | 0 | 0 | -2392.615 | 0 | 0 | Lugo - Victorville area constraint | Antelope-Neenach Constraint | Antelope-Neenach Constraint |  | 0 | 0 | 0 | 0 | 0 | 0 | 0 | 0 | 0 | Antelope-Neenach Constraint | Antelope-Neenach Constraint | Antelope-Neenach Constraint |  | 5 | 1 | YES | 2 | 1 | 1 | NO | 1
SCE NOL | Baker | 115 | 0 | 0 | 0 | 0 | 0 | 0 | 0 | 0 | 0 | 0 | 0 | 1 | 1 | 1 | 0 | 0 | 0 | 0 | 0 | 0 | 0 | 0 | 0 | 0 | 0 | 0 | 0 | 0 | 0 | 0 | 0 | 0 | 0 | 0 | 0 | 0 | 0 | 0 | 0 | 0 | 0 | 0 | 0 | 0 | 0 | 0 | 0 | 0 | 0 | 0 | 0 | 0 | 0 | 0 | 0 | 0 | 0 | 0 | 0 | 0 | 0 | 0 | 0 | 0 | 0 | 0 | 0 | 0 | 0 | 0 | 0 | 0 | 0 | 0 | 0 | 0 | 0 | 0 | 0 | 0 | 0 | 0 | 0 | 0 | 0 | 0 | 0 | 0 | 0 | 0 | 0 | 0 | 0 | 0 | 0 | 0 | 0 | 3 |  | 0 | 0 | 0 | 0 | 0 | 0 | 0 | 0 | 0 | 0 | 0 | 0 | 0 | 0 | 0 | 0 | 0 | 0 | 0 | 0 | 0 | 0 | 0 | 0 | 0 | 0 | 0 | 0 | 0 | 0 | 0 | 2 | 0 | 2 | 0 | 0 | -96.42 | -45.65 | 1021.4838 | South of Kramer Area Constraint | South of Kramer Area Constraint | South of Kramer Area Constraint |  | 0 | 2 | 0 | 2 | 0 | 0 | -96.42 | -45.65 | 1021.4838 | South of Kramer Area Constraint | South of Kramer Area Constraint | South of Kramer Area Constraint |  | 3 | 3 | NO | 3 | 1 | 1 | NO | 1
PG&E KERN | Bakersfield | 230 | 0 | 0 | 0 | 0 | 0 | 0 | 0 | 0 | 0 | 0 | 0 | 0 | 0 | 0 | 0 | 0 | 0 | 0 | 0 | 0 | 0 | 0 | 0 | 0 | 0 | 0 | 0 | 0 | 0 | 0 | 0 | 0 | 0 | 0 | 0 | 0 | 0 | 0 | 0 | 0 | 0 | 0 | 0 | 0 | 0 | 0 | 0 | 0 | 0 | 0 | 0 | 0 | 0 | 0 | 0 | 0 | 0 | 0 | 0 | 0 | 0 | 0 | 0 | 0 | 0 | 0 | 0 | 0 | 0 | 0 | 0 | 0 | 0 | 0 | 0 | 0 | 0 | 0 | 1 | 0 | 0 | 0 | 0 | 0 | 0 | 0 | 0 | 0 | 0 | 0 | 0 | 0 | 0 | 0 | 1 | 0 | 0 | 0 |  | 0 | 0 | 0 | 0 | 0 | 0 | 0 | 0 | 0 | 0 | 0 | 0 | 0 | 0 | 0 | 0 | 0 | 0 | 0 | 0 | 0 | 0 | 0 | 0 | 0 | 0 | 0 | 0 | 0 | 0 | 1 | 0 | 0 | 0 | 1 | 1 | -820.765 | 69.2197 | -2088.8969 | Mustang-Henrietta 230 kV line | Mustang-Henrietta 230 kV line | Mustang-Henrietta 230 kV line |  | 0 | 0 | 0 | 0 | 0 | 0 | 1658.235 | 2548.2197 | 390.1031 | Mustang-Henrietta 230 kV line | Mustang-Henrietta 230 kV line | Mustang-Henrietta 230 kV line |  | 5 | 1 | YES | 2 | 5 | 1 | YES | 2
PG&E FRESNO | Balch | 230 | 0 |  | 0 | 0 | 0 | 0 | 0 | 0 | 0 | 0 | 0 | 0 | 0 | 0 | 0 | 0 | 0 | 0 | 0 | 0 | 0 | 0 | 0 | 0 | 0 | 0 | 0 | 0 | 0 | 0 | 0 | 0 | 0 | 0 | 0 | 0 | 0 | 0 | 0 | 0 | 0 | 0 | 0 | 0 | 0 | 1 | 0 | 0 | 0 | 0 | 0 | 0 | 0 | 0 | 0 | 0 | 0 | 0 | 0 | 0 | 0 | 0 | 0 | 0 | 0 | 0 | 0 | 0 | 0 | 0 | 0 | 0 | 0 | 0 | 0 | 0 | 0 | 0 | 1 | 1 | 0 | 1 | 0 | 0 | 0 | 1 | 0 | 0 | 0 | 1 | 0 | 0 | 0 | 0 | 0 | 0 | 0 | 1 |  | 0 | 0 | 0 | 0 | 0 | 0 | 0 | 0 | 0 | 0 | 0 | 0 | 0 | 0 | 0 | 0 | 0 | 0 | 0 | 0 | 0 | 0 | 0 | 0 | 0 | 0 | 0 | 0 | 0 | 0 | 4 | 0 | 4 | 0 | 4 | 0 | -1745.05 | -1701.25 | -1707.7948 | Borden-Storey #1 230kV line | Borden-Storey #1 230kV line | Gates 500/230kV TB #12 |  | 0 | 2 | 0 | 2 | 0 | 0 | -680.5815 | -623.3241 | 109.8191 | Bellota-Weber 230kV line | Bellota-Weber 230kV line | Tranquility-Helm 230kV Line |  | 5 | 4 | YES | 4 | 5 | 1 | YES | 2
SCE Eastern | Bannister | 230 | 0 | 0 | 0 | 0 | 0 | 0 | 0 | 0 | 0 | 0 | 0 | 0 | 0 | 0 | 0 | 0 | 0 | 0 | 1 | 1 | 0 | 1 | 0 | 0 | 0 | 0 | 0 | 0 | 0 | 0 | 0 | 0 | 0 | 0 | 0 | 0 | 0 | 0 | 0 | 0 | 0 | 0 | 0 | 0 | 0 | 0 | 0 | 0 | 0 | 0 | 0 | 0 | 0 | 0 | 0 | 0 | 0 | 0 | 0 | 0 | 0 | 0 | 0 | 0 | 0 | 0 | 0 | 0 | 0 | 0 | 0 | 0 | 0 | 0 | 0 | 0 | 0 | 0 | 0 | 0 | 0 | 0 | 0 | 0 | 0 | 0 | 0 | 0 | 0 | 0 | 0 | 0 | 0 | 0 | 0 | 0 | 0 | 1 |  | 0 | 0 | 0 | 0 | 0 | 0 | 0 | 0 | 0 | 0 | 0 | 0 | 0 | 0 | 0 | 0 | 0 | 0 | 0 | 0 | 0 | 0 | 0 | 0 | 0 | 0 | 0 | 0 | 0 | 0 | 1 | 0 | 1 | 0 | 0 | 1 | -840 | -685 | -51.3 | Eagle Mountain Constraint | Eagle Mountain Constraint | Eagle Mountain Constraint |  | 0 | 1 | 0 | 1 | 0 | 1 | -240 | -85 | -51.3 | Eagle Mountain Constraint | Eagle Mountain Constraint | Eagle Mountain Constraint |  | 5 | 4 | YES | 4 | 3 | 3 | NO | 3
SCE Metro | Barre | 230 | 0 | 0 | 0 | 0 | 0 | 0 | 0 | 0 | 0 | 1 | 0 | 0 | 0 | 0 | 0 | 0 | 0 | 0 | 0 | 0 | 0 | 0 | 0 | 0 | 0 | 0 | 0 | 0 | 0 | 0 | 0 | 0 | 0 | 0 | 0 | 0 | 0 | 0 | 0 | 0 | 0 | 0 | 0 | 0 | 0 | 0 | 0 | 0 | 0 | 0 | 0 | 0 | 0 | 0 | 0 | 0 | 0 | 0 | 0 | 0 | 0 | 0 | 0 | 0 | 0 | 0 | 0 | 0 | 0 | 0 | 0 | 0 | 0 | 0 | 0 | 0 | 0 | 0 | 0 | 0 | 0 | 0 | 0 | 0 | 0 | 0 | 0 | 0 | 0 | 0 | 0 | 0 | 0 | 0 | 0 | 0 | 0 | 0 |  | 0 | 0 | 0 | 0 | 0 | 0 | 0 | 0 | 0 | 0 | -10 | 0 | 0 | 0 | 1 | 0 | 0 | 0 | 0 | 0 | 0 | 0 | 0 | 0 | 10 | 0 | 10 | 0 | 0 | 1 | 0 | 0 | 0 | 0 | 0 | 0 | 9384.6 | 11197.7 | 14407.5055 | SCE Metro Area Default Constraint | SCE Metro Area Default Constraint | SCE Metro Area Default Constraint |  | 0 | 0 | 0 | 0 | 0 | 0 | 9384.6 | 11197.7 | 14407.5055 | SCE Metro Area Default Constraint | SCE Metro Area Default Constraint | SCE Metro Area Default Constraint |  | 1 | 1 | NO | 1 | 1 | 1 | NO | 1
SDGE | Bay Boulevard | 69 | 0 | 0 | 0 | 0 | 0 | 0 | 0 | 0 | 0 | 0 | 0 | 0 | 0 | 0 | 0 | 0 | 0 | 0 | 0 | 0 | 0 | 0 | 0 | 0 | 0 | 0 | 0 | 0 | 0 | 0 | 1 | 0 | 1 | 0 | 0 | 1 | 1 | 0 | 0 | 0 | 0 | 0 | 0 | 0 | 0 | 0 | 0 | 0 | 0 | 0 | 0 | 0 | 0 | 0 | 0 | 0 | 0 | 0 | 0 | 0 | 0 | 0 | 0 | 0 | 0 | 0 | 0 | 0 | 0 | 0 | 0 | 0 | 0 | 0 | 0 | 0 | 0 | 0 | 0 | 0 | 0 | 0 | 0 | 0 | 0 | 0 | 0 | 0 | 0 | 0 | 0 | 0 | 0 | 0 | 0 | 0 | 0 | 4 |  | 0 | 0 | 0 | 0 | 0 | 0 | 0 | 0 | 0 | 0 | 0 | 0 | 0 | 0 | 0 | 0 | 0 | 0 | 0 | 0 | 0 | 0 | 0 | 0 | 0 | 0 | 0 | 0 | 0 | 0 | 0 | 0 | 0 | 0 | 0 | 0 | 246.81 | 1413.17 | 1766.9044 | San Luis Rey-San Onofre 230 kV line constraint | Silvergate-Old Town 230 kV constraint | Silvergate-Old Town 230 kV constraint |  | 0 | 0 | 0 | 0 | 0 | 0 | 246.81 | 1413.17 | 1766.9044 | San Luis Rey-San Onofre 230 kV line constraint | Silvergate-Old Town 230 kV constraint | Silvergate-Old Town 230 kV constraint |  | 1 | 1 | NO | 1 | 1 | 1 | NO | 1
SDGE | Bay Boulevard | 230 | 0 | 0 | 0 | 0 | 0 | 0 | 0 | 0 | 0 | 0 | 0 | 0 | 0 | 0 | 0 | 0 | 0 | 0 | 0 | 0 | 0 | 0 | 0 | 0 | 0 | 0 | 0 | 0 | 1 | 0 | 1 | 0 | 1 | 0 | 0 | 1 | 1 | 0 | 0 | 0 | 0 | 0 | 0 | 0 | 0 | 0 | 0 | 0 | 0 | 0 | 0 | 0 | 0 | 0 | 0 | 0 | 0 | 0 | 0 | 0 | 0 | 0 | 0 | 0 | 0 | 0 | 0 | 0 | 0 | 0 | 0 | 0 | 0 | 0 | 0 | 0 | 0 | 0 | 0 | 0 | 0 | 0 | 0 | 0 | 0 | 0 | 0 | 0 | 0 | 0 | 0 | 0 | 0 | 0 | 0 | 0 | 0 | 5 |  | 0 | 0 | 0 | 0 | 0 | 0 | 0 | 0 | 0 | 0 | 0 | 0 | 0 | 0 | 0 | 0 | 0 | 0 | 0 | 0 | 0 | 0 | 0 | 0 | 0 | 0 | 0 | 0 | 0 | 0 | 0 | 0 | 0 | 0 | 0 | 0 | 246.81 | 1413.17 | 1766.9044 | San Luis Rey-San Onofre 230 kV line constraint | Silvergate-Old Town 230 kV constraint | Silvergate-Old Town 230 kV constraint |  | 0 | 0 | 0 | 0 | 0 | 0 | 246.81 | 1413.17 | 1766.9044 | San Luis Rey-San Onofre 230 kV line constraint | Silvergate-Old Town 230 kV constraint | Silvergate-Old Town 230 kV constraint |  | 1 | 1 | NO | 1 | 1 | 1 | NO | 1
EOP | Beatty | 138 | 0 | 0 | 0 | 0 | 0 | 0 | 0 | 0 | 0 | 0 | 0 | 0 | 0 | 0 | 0 | 0 | 0 | 0 | 0 | 0 | 0 | 0 | 1 | 1 | 1 | 0 | 0 | 0 | 0 | 0 | 0 | 0 | 0 | 0 | 0 | 0 | 0 | 0 | 0 | 0 | 0 | 0 | 0 | 0 | 0 | 0 | 0 | 0 | 0 | 0 | 0 | 0 | 0 | 0 | 0 | 0 | 0 | 0 | 0 | 0 | 0 | 0 | 0 | 0 | 0 | 0 | 0 | 0 | 0 | 0 | 0 | 0 | 0 | 0 | 0 | 0 | 0 | 0 | 0 | 0 | 0 | 0 | 0 | 0 | 0 | 0 | 0 | 0 | 0 | 0 | 0 | 0 | 0 | 0 | 0 | 0 | 0 | 2 |  | 0 | 0 | 0 | 0 | 0 | 0 | 0 | 0 | 0 | 0 | 0 | 0 | 0 | 0 | 0 | 0 | 0 | 0 | 0 | 0 | 0 | 0 | 0 | 0 | 0 | 0 | 0 | 0 | 0 | 0 | 1 | 1 | 0 | 0 | 0 | 0 | -2392.615 | 660.59 | 1077.53 | Lugo - Victorville area constraint | Sloan Canyon - Eldorado 500 kV constraint | GLW 230kV area constraint |  | 0 | 1 | 0 | 0 | 0 | 0 | -250.55 | 660.59 | 1077.53 | Sloan Canyon - Eldorado 500 kV constraint | Sloan Canyon - Eldorado 500 kV constraint | GLW 230kV area constraint |  | 5 | 4 | YES | 4 | 1 | 1 | NO | 1
EOP | Beatty | 230 | 0 | 0 | 0 | 0 | 0 | 0 | 0 | 0 | 0 | 0 | 0 | 0 | 0 | 0 | 0 | 0 | 0 | 0 | 0 | 0 | 0 | 0 | 1 | 1 | 1 | 0 | 0 | 0 | 0 | 0 | 0 | 0 | 0 | 0 | 0 | 0 | 0 | 0 | 0 | 0 | 0 | 0 | 0 | 0 | 0 | 0 | 0 | 0 | 0 | 0 | 0 | 0 | 0 | 0 | 0 | 0 | 0 | 0 | 0 | 0 | 0 | 0 | 0 | 0 | 0 | 0 | 0 | 0 | 0 | 0 | 0 | 0 | 0 | 0 | 0 | 0 | 0 | 0 | 0 | 0 | 0 | 0 | 0 | 0 | 0 | 0 | 0 | 0 | 0 | 0 | 0 | 0 | 0 | 0 | 0 | 0 | 0 | 2 |  | 0 | 0 | 0 | 0 | 0 | 0 | 0 | 0 | 0 | 0 | 0 | 0 | 0 | 0 | 0 | 400 | 0 | 0 | 0 | 0 | 0 | 0 | 0 | 0 | 100 | 500 | 0 | 170 | 0 | 1 | 1 | 1 | 0 | 0 | 0 | 0 | -2392.615 | 660.59 | 1077.53 | Lugo - Victorville area constraint | Sloan Canyon - Eldorado 500 kV constraint | GLW 230kV area constraint |  | 0 | 1 | 0 | 0 | 0 | 0 | -250.55 | 660.59 | 1077.53 | Sloan Canyon - Eldorado 500 kV constraint | Sloan Canyon - Eldorado 500 kV constraint | GLW 230kV area constraint |  | 5 | 4 | YES | 4 | 1 | 1 | NO | 1
PG&E NGBA | Belden | 230 | 0 | 0 | 0 | 0 | 0 | 0 | 0 | 0 | 0 | 0 | 0 | 0 | 0 | 0 | 0 | 0 | 0 | 0 | 0 | 0 | 0 | 0 | 0 | 0 | 0 | 0 | 0 | 0 | 0 | 0 | 0 | 0 | 0 | 0 | 0 | 0 | 0 | 0 | 0 | 1 | 1 | 0 | 1 | 0 | 1 | 1 | 1 | 1 | 0 | 0 | 0 | 0 | 0 | 0 | 0 | 0 | 0 | 0 | 0 | 1 | 1 | 0 | 0 | 0 | 0 | 0 | 0 | 0 | 0 | 0 | 0 | 0 | 0 | 0 | 0 | 0 | 0 | 0 | 0 | 0 | 0 | 0 | 0 | 0 | 0 | 0 | 0 | 0 | 0 | 0 | 0 | 0 | 0 | 0 | 0 | 0 | 0 | 0 |  | 0 | 0 | 0 | 0 | 0 | 0 | 0 | 0 | 0 | 0 | 0 | 0 | 0 | 0 | 0 | 0 | 0 | 0 | 0 | 0 | 0 | 0 | 0 | 0 | 0 | 0 | 0 | 0 | 0 | 0 | 3 | 0 | 1 | 0 | 0 | 0 | -1552.755 | -1083.3241 | 32.84 | Collinsville-Tesla 500 kV Line | Bellota-Weber 230kV line | Woodland- Davis 115kV line |  | 0 | 2 | 0 | 1 | 0 | 0 | -1091.3965 | -623.3241 | 32.84 | Tesla-Bellota 230 kV line | Bellota-Weber 230kV line | Woodland- Davis 115kV line |  | 5 | 4 | YES | 4 | 1 | 1 | NO | 1
PG&E NGBA | Bell | 115 | 0 | 0 | 0 | 0 | 0 | 0 | 0 | 0 | 0 | 0 | 0 | 0 | 0 | 0 | 0 | 0 | 0 | 0 | 0 | 0 | 0 | 0 | 0 | 0 | 0 | 0 | 0 | 0 | 0 | 0 | 0 | 0 | 0 | 0 | 0 | 0 | 0 | 0 | 0 | 1 | 0 | 0 | 0 | 0 | 0 | 1 | 0 | 1 | 0 | 0 | 0 | 0 | 0 | 0 | 0 | 0 | 0 | 0 | 0 | 1 | 1 | 0 | 0 | 0 | 0 | 0 | 0 | 0 | 0 | 0 | 0 | 0 | 0 | 0 | 0 | 0 | 0 | 0 | 0 | 0 | 0 | 0 | 0 | 0 | 0 | 0 | 0 | 0 | 0 | 0 | 0 | 0 | 0 | 0 | 0 | 0 | 0 | 0 |  | 0 | 0 | 0 | 0 | 0 | 0 | 0 | 0 | 0 | 0 | 0 | 0 | 0 | 0 | 0 | 0 | 0 | 0 | 0 | 0 | 0 | 0 | 0 | 0 | 0 | 0 | 0 | 0 | 0 | 0 | 3 | 0 | 1 | 0 | 0 | 0 | -1552.755 | -1083.3241 | 919.2036 | Collinsville-Tesla 500 kV Line | Bellota-Weber 230kV line | Rio Oso-Lockeford 230kV line |  | 0 | 2 | 0 | 1 | 0 | 0 | -1091.3965 | -623.3241 | 919.2036 | Tesla-Bellota 230 kV line | Bellota-Weber 230kV line | Rio Oso-Lockeford 230kV line |  | 5 | 4 | YES | 4 | 1 | 1 | NO | 1
PG&E NGBA | Bellevue | 115 | 0 | 0 | 0 | 0 | 0 | 0 | 0 | 0 | 0 | 0 | 0 | 0 | 0 | 0 | 0 | 0 | 0 | 0 | 0 | 0 | 0 | 0 | 0 | 0 | 0 | 0 | 0 | 0 | 0 | 0 | 0 | 0 | 0 | 0 | 0 | 0 | 0 | 0 | 0 | 1 | 0 | 0 | 0 | 0 | 0 | 0 | 0 | 0 | 0 | 0 | 0 | 0 | 1 | 0 | 0 | 0 | 0 | 0 | 0 | 0 | 0 | 0 | 0 | 0 | 0 | 0 | 1 | 0 | 0 | 0 | 0 | 0 | 0 | 0 | 0 | 0 | 0 | 0 | 0 | 0 | 0 | 0 | 0 | 0 | 0 | 0 | 0 | 0 | 0 | 0 | 0 | 0 | 0 | 0 | 0 | 0 | 0 | 1 |  | 0 | 0 | 0 | 0 | 0 | 0 | 0 | 0 | 0 | 0 | 0 | 0 | 0 | 0 | 0 | 0 | 0 | 0 | 0 | 0 | 0 | 0 | 0 | 0 | 0 | 0 | 0 | 0 | 0 | 0 | 2 | 0 | 1 | 0 | 0 | 0 | -1552.755 | -150.277 | 634.382 | Collinsville-Tesla 500 kV Line | Birds Landing-Contra Costa 230kV Line | Birds Landing-Contra Costa 230kV Line |  | 0 | 0 | 0 | 0 | 0 | 0 | 1338.475 | 1615.723 | 634.382 | Birds Landing-Contra Costa 230kV Line | Birds Landing-Contra Costa 230kV Line | Birds Landing-Contra Costa 230kV Line |  | 5 | 1 | YES | 2 | 1 | 1 | NO | 1
PG&E GBA | Bellota | 115 | 0 | 0 | 0 | 0 | 0 | 0 | 0 | 0 | 0 | 0 | 0 | 0 | 0 | 0 | 0 | 0 | 0 | 0 | 0 | 0 | 0 | 0 | 0 | 0 | 0 | 0 | 0 | 0 | 0 | 0 | 0 | 0 | 0 | 0 | 0 | 0 | 0 | 0 | 0 | 0 | 0 | 0 | 0 | 0 | 0 | 1 | 0 | 0 | 0 | 0 | 0 | 0 | 0 | 0 | 0 | 0 | 0 | 1 | 0 | 1 | 1 | 0 | 0 | 0 | 0 | 0 | 0 | 0 | 0 | 0 | 0 | 0 | 0 | 0 | 0 | 0 | 0 | 0 | 0 | 0 | 0 | 0 | 0 | 0 | 0 | 0 | 0 | 0 | 0 | 0 | 0 | 0 | 0 | 0 | 0 | 0 | 0 | 0 |  | 0 | 2.8 | 0 | 0 | 0 | 0 | 0 | 0 | 0 | 0 | 0 | 0 | 0 | 0 | 1 | 0 | 2.8 | 0 | 0 | 0 | 0 | 0 | 0 | 0 | 0 | 0 | 0 | 0 | 0 | 1 | 2 | 0 | 1 | 0 | 0 | 0 | -1391.3965 | -1083.3241 | 692.3714 | Tesla-Bellota 230 kV line | Bellota-Weber 230kV line | Kasson Jct-Heinz 115 kV line |  | 0 | 2 | 0 | 1 | 0 | 0 | -1091.3965 | -623.3241 | 692.3714 | Tesla-Bellota 230 kV line | Bellota-Weber 230kV line | Kasson Jct-Heinz 115 kV line |  | 5 | 4 | YES | 4 | 1 | 1 | NO | 1
PG&E GBA | Bellota | 230 | 0 | 0 | 0 | 0 | 0 | 0 | 0 | 0 | 0 | 0 | 0 | 0 | 0 | 0 | 0 | 0 | 0 | 0 | 0 | 0 | 0 | 0 | 0 | 0 | 0 | 0 | 0 | 0 | 0 | 0 | 0 | 0 | 0 | 0 | 0 | 0 | 0 | 0 | 0 | 0 | 0 | 0 | 0 | 0 | 0 | 1 | 0 | 0 | 0 | 0 | 0 | 0 | 0 | 0 | 0 | 0 | 0 | 0 | 0 | 1 | 1 | 0 | 0 | 0 | 0 | 0 | 0 | 0 | 0 | 0 | 0 | 0 | 0 | 0 | 0 | 0 | 0 | 0 | 0 | 0 | 0 | 0 | 0 | 0 | 0 | 0 | 0 | 0 | 0 | 0 | 0 | 0 | 0 | 0 | 0 | 0 | 0 | 0 |  | 0 | 0 | 0 | 0 | 0 | 0 | 0 | 0 | 0 | 0 | 0 | 0 | 0 | 0 | 0 | 0 | 0 | 0 | 0 | 0 | 0 | 0 | 0 | 0 | 200 | 200 | 0 | 0 | 310 | 1 | 2 | 0 | 1 | 0 | 0 | 0 | -1391.3965 | -1083.3241 | 1018.0822 | Tesla-Bellota 230 kV line | Bellota-Weber 230kV line | Bellota-Weber 230kV line |  | 0 | 2 | 0 | 1 | 0 | 0 | -1091.3965 | -623.3241 | 1018.0822 | Tesla-Bellota 230 kV line | Bellota-Weber 230kV line | Bellota-Weber 230kV line |  | 5 | 4 | YES | 4 | 1 | 1 | NO | 1
SCE Northern | Big Creek | 230 | 1 | 0 | 1 | 0 | 0 | 1 | 1 | 0 | 0 | 0 | 0 | 0 | 0 | 0 | 0 | 0 | 0 | 0 | 0 | 0 | 0 | 0 | 0 | 0 | 0 | 0 | 0 | 0 | 0 | 0 | 0 | 0 | 0 | 0 | 0 | 0 | 0 | 0 | 0 | 0 | 0 | 0 | 0 | 0 | 0 | 0 | 0 | 0 | 0 | 0 | 0 | 0 | 0 | 0 | 0 | 0 | 0 | 0 | 0 | 0 | 0 | 0 | 0 | 0 | 0 | 0 | 0 | 0 | 0 | 0 | 0 | 0 | 0 | 0 | 0 | 0 | 0 | 0 | 0 | 0 | 0 | 0 | 0 | 0 | 0 | 0 | 0 | 0 | 0 | 0 | 0 | 0 | 0 | 0 | 0 | 0 | 0 | 0 |  | 0 | 0 | 0 | 0 | 0 | 0 | 0 | 0 | 0 | 0 | 0 | 0 | 0 | 0 | 0 | 0 | 0 | 0 | 0 | 0 | 0 | 0 | 0 | 0 | 0 | 0 | 0 | 0 | 0 | 0 | 0 | 0 | 0 | 0 | 0 | 0 | 48.65 | 25 | 1300.64 | North of Magunden Constraint | North of Magunden Constraint | North of Magunden Constraint |  | 0 | 0 | 0 | 0 | 0 | 0 | 48.65 | 25 | 1300.64 | North of Magunden Constraint | North of Magunden Constraint | North of Magunden Constraint |  | 1 | 1 | NO | 1 | 1 | 1 | NO | 1
PG&E FRESNO | Biola | 70 | 0 | 0 | 0 | 0 | 0 | 0 | 0 | 0 | 0 | 0 | 0 | 0 | 0 | 0 | 0 | 0 | 0 | 0 | 0 | 0 | 0 | 0 | 0 | 0 | 0 | 0 | 0 | 0 | 0 | 0 | 0 | 0 | 0 | 0 | 0 | 0 | 0 | 0 | 0 | 0 | 0 | 0 | 0 | 0 | 0 | 0 | 0 | 0 | 0 | 0 | 0 | 0 | 0 | 0 | 0 | 0 | 0 | 0 | 0 | 0 | 0 | 0 | 0 | 0 | 0 | 0 | 0 | 0 | 0 | 0 | 0 | 0 | 0 | 0 | 0 | 0 | 0 | 0 | 0 | 1 | 0 | 1 | 1 | 1 | 0 | 1 | 0 | 1 | 0 | 0 | 0 | 0 | 1 | 0 | 0 | 0 | 0 | 1 |  | 0 | 0 | 0 | 0 | 0 | 0 | 0 | 0 | 0 | 0 | 0 | 0 | 0 | 0 | 0 | 0 | 0 | 0 | 0 | 0 | 0 | 0 | 0 | 0 | 0 | 0 | 0 | 0 | 0 | 0 | 3 | 0 | 3 | 0 | 4 | 0 | -724.15 | -774.45 | -1079.1245 | Chowchilla-Le grand 115kV Line | Chowchilla-Le grand 115kV Line | Gates 500/230kV TB #11 |  | 0 | 0 | 0 | 0 | 2 | 0 | 145.35 | 167.85 | -239.7374 | Oro Loma-El Nido 115kV Line | Oro Loma-El Nido 115kV Line | Oro Loma-El Nido 115kV Line |  | 5 | 1 | YES | 2 | 5 | 5 | NO | 5
PG&E GBA | Birds Landing | 230 | 0 | 0 | 0 | 0 | 0 | 0 | 0 | 0 | 0 | 0 | 0 | 0 | 0 | 0 | 0 | 0 | 0 | 0 | 0 | 0 | 0 | 0 | 0 | 0 | 0 | 0 | 0 | 0 | 0 | 0 | 0 | 0 | 0 | 0 | 0 | 0 | 0 | 0 | 0 | 1 | 0 | 0 | 0 | 0 | 0 | 0 | 0 | 0 | 0 | 0 | 0 | 0 | 0 | 1 | 1 | 1 | 0 | 0 | 1 | 1 | 0 | 0 | 0 | 0 | 0 | 1 | 1 | 0 | 0 | 0 | 0 | 0 | 0 | 0 | 0 | 0 | 0 | 0 | 0 | 0 | 0 | 0 | 0 | 0 | 0 | 0 | 0 | 0 | 0 | 0 | 0 | 0 | 0 | 0 | 0 | 0 | 0 | 0 |  | 0 | 0 | 0 | 0 | 0 | 0 | 0 | 0 | 0 | 0 | 0 | 0 | 0 | 0 | 0 | 0 | 0 | 234.8 | 107 | 0 | 0 | 0 | 0 | 0 | 0 | 200 | 0 | 65 | 0 | 1 | 5 | 0 | 2 | 0 | 0 | 0 | -1552.755 | -353.559 | 634.382 | Collinsville-Tesla 500 kV Line | Windmaster-Delta pumps 230 kV line | Birds Landing-Contra Costa 230kV Line |  | 0 | 1 | 0 | 0 | 0 | 0 | -1091.3965 | 975.6364 | 634.382 | Tesla-Bellota 230 kV line | Tesla-Bellota 230 kV line | Birds Landing-Contra Costa 230kV Line |  | 5 | 4 | YES | 4 | 1 | 1 | NO | 1
SCE Northern | Bliss | 66 | 1 | 0 | 1 | 0 | 0 | 1 | 1 | 0 | 0 | 0 | 0 | 0 | 0 | 0 | 0 | 0 | 0 | 0 | 0 | 0 | 0 | 0 | 0 | 0 | 0 | 0 | 0 | 0 | 0 | 0 | 0 | 0 | 0 | 0 | 0 | 0 | 0 | 0 | 0 | 0 | 0 | 0 | 0 | 0 | 0 | 0 | 0 | 0 | 0 | 0 | 0 | 0 | 0 | 0 | 0 | 0 | 0 | 0 | 0 | 0 | 0 | 0 | 0 | 0 | 0 | 0 | 0 | 0 | 0 | 0 | 0 | 0 | 0 | 0 | 0 | 0 | 0 | 0 | 0 | 0 | 0 | 0 | 0 | 0 | 0 | 0 | 0 | 0 | 0 | 0 | 0 | 0 | 0 | 0 | 0 | 0 | 0 | 0 |  | 0 | 0 | 0 | 0 | 0 | 0 | 0 | 0 | 0 | 0 | 0 | 0 | 0 | 0 | 0 | 0 | 0 | 0 | 0 | 0 | 0 | 0 | 0 | 0 | 0 | 0 | 0 | 0 | 0 | 0 | 0 | 0 | 0 | 0 | 0 | 0 | 48.65 | 25 | 1300.64 | North of Magunden Constraint | North of Magunden Constraint | North of Magunden Constraint |  | 0 | 0 | 0 | 0 | 0 | 0 | 48.65 | 25 | 1300.64 | North of Magunden Constraint | North of Magunden Constraint | North of Magunden Constraint |  | 1 | 1 | NO | 1 | 1 | 1 | NO | 1
SCE Eastern | Blythe | 161 | 0 | 0 | 0 | 0 | 0 | 0 | 0 | 0 | 0 | 0 | 0 | 0 | 0 | 0 | 0 | 0 | 0 | 0 | 1 | 0 | 0 | 0 | 0 | 0 | 0 | 0 | 0 | 0 | 0 | 0 | 0 | 1 | 1 | 0 | 0 | 0 | 0 | 0 | 0 | 0 | 0 | 0 | 0 | 0 | 0 | 0 | 0 | 0 | 0 | 0 | 0 | 0 | 0 | 0 | 0 | 0 | 0 | 0 | 0 | 0 | 0 | 0 | 0 | 0 | 0 | 0 | 0 | 0 | 0 | 0 | 0 | 0 | 0 | 0 | 0 | 0 | 0 | 0 | 0 | 0 | 0 | 0 | 0 | 0 | 0 | 0 | 0 | 0 | 0 | 0 | 0 | 0 | 0 | 0 | 0 | 0 | 0 | 2 |  | 0 | 0 | 0 | 0 | 0 | 0 | 0 | 0 | 0 | 0 | 0 | 0 | 0 | 0 | 0 | 0 | 0 | 0 | 0 | 0 | 0 | 0 | 0 | 0 | 0 | 160 | 160 | 0 | 0 | 1 | 1 | 0 | 1 | 0 | 0 | 1 | -840 | -685 | -51.3 | Eagle Mountain Constraint | Eagle Mountain Constraint | Eagle Mountain Constraint |  | 0 | 1 | 0 | 1 | 0 | 1 | -240 | -85 | -51.3 | Eagle Mountain Constraint | Eagle Mountain Constraint | Eagle Mountain Constraint |  | 5 | 4 | YES | 4 | 3 | 3 | NO | 3
PG&E NGBA | Bogue | 115 | 0 | 0 | 0 | 0 | 0 | 0 | 0 | 0 | 0 | 0 | 0 | 0 | 0 | 0 | 0 | 0 | 0 | 0 | 0 | 0 | 0 | 0 | 0 | 0 | 0 | 0 | 0 | 0 | 0 | 0 | 0 | 0 | 0 | 0 | 0 | 0 | 0 | 0 | 0 | 1 | 0 | 0 | 0 | 0 | 1 | 1 | 1 | 1 | 0 | 0 | 0 | 0 | 0 | 0 | 0 | 0 | 0 | 0 | 0 | 1 | 1 | 0 | 0 | 0 | 0 | 0 | 0 | 0 | 0 | 0 | 0 | 0 | 0 | 0 | 0 | 0 | 0 | 0 | 0 | 0 | 0 | 0 | 0 | 0 | 0 | 0 | 0 | 0 | 0 | 0 | 0 | 0 | 0 | 0 | 0 | 0 | 0 | 0 |  | 0 | 0 | 0 | 0 | 0 | 0 | 0 | 0 | 0 | 0 | 0 | 0 | 0 | 0 | 0 | 0 | 0 | 0 | 0 | 0 | 0 | 0 | 0 | 0 | 0 | 0 | 0 | 0 | 0 | 0 | 3 | 0 | 1 | 0 | 0 | 0 | -1552.755 | -1083.3241 | 81.4956 | Collinsville-Tesla 500 kV Line | Bellota-Weber 230kV line | Rocklin-Pleaseant grove 115kV line |  | 0 | 2 | 0 | 1 | 0 | 0 | -1091.3965 | -623.3241 | 81.4956 | Tesla-Bellota 230 kV line | Bellota-Weber 230kV line | Rocklin-Pleaseant grove 115kV line |  | 5 | 4 | YES | 4 | 1 | 1 | NO | 1
PG&E FRESNO | Borden | 230 | 0 | 0 | 0 | 0 | 0 | 0 | 0 | 0 | 0 | 0 | 0 | 0 | 0 | 0 | 0 | 0 | 0 | 0 | 0 | 0 | 0 | 0 | 0 | 0 | 0 | 0 | 0 | 0 | 0 | 0 | 0 | 0 | 0 | 0 | 0 | 0 | 0 | 0 | 0 | 0 | 0 | 0 | 0 | 0 | 0 | 1 | 0 | 0 | 0 | 0 | 0 | 0 | 0 | 0 | 0 | 0 | 0 | 0 | 0 | 0 | 0 | 0 | 0 | 0 | 0 | 0 | 0 | 0 | 0 | 0 | 0 | 0 | 0 | 0 | 0 | 0 | 0 | 0 | 1 | 1 | 0 | 1 | 1 | 1 | 1 | 1 | 0 | 1 | 1 | 1 | 0 | 0 | 1 | 0 | 1 | 0 | 0 | 2 |  | 0 | 0 | 0 | 0 | 0 | 0 | 0 | 0 | 0 | 0 | 0 | 0 | 0 | 0 | 0 | 0 | 0 | 0 | 0 | 0 | 0 | 0 | 0 | 0 | 195 | 400 | 0 | 155 | 0 | 1 | 6 | 0 | 5 | 0 | 6 | 1 | -1745.05 | -1701.25 | -2088.8969 | Borden-Storey #1 230kV line | Borden-Storey #1 230kV line | Mustang-Henrietta 230 kV line |  | 0 | 2 | 0 | 2 | 2 | 0 | -680.5815 | -623.3241 | -239.7374 | Bellota-Weber 230kV line | Bellota-Weber 230kV line | Oro Loma-El Nido 115kV Line |  | 5 | 4 | YES | 4 | 5 | 5 | NO | 5
PG&E FRESNO | Borden | 70 | 0 | 0 | 0 | 0 | 0 | 0 | 0 | 0 | 0 | 0 | 0 | 0 | 0 | 0 | 0 | 0 | 0 | 0 | 0 | 0 | 0 | 0 | 0 | 0 | 0 | 0 | 0 | 0 | 0 | 0 | 0 | 0 | 0 | 0 | 0 | 0 | 0 | 0 | 0 | 0 | 0 | 0 | 0 | 0 | 0 | 1 | 0 | 0 | 0 | 0 | 0 | 0 | 0 | 0 | 0 | 0 | 0 | 0 | 0 | 0 | 0 | 0 | 0 | 0 | 0 | 0 | 0 | 0 | 0 | 0 | 0 | 0 | 0 | 0 | 0 | 0 | 0 | 0 | 1 | 0 | 0 | 1 | 1 | 1 | 1 | 1 | 0 | 1 | 1 | 1 | 0 | 0 | 1 | 0 | 1 | 0 | 0 | 2 |  | 0 | 0 | 0 | 0 | 0 | 0 | 0 | 0 | 0 | 0 | 0 | 0 | 0 | 0 | 0 | 0 | 0 | 0 | 0 | 0 | 0 | 0 | 0 | 4.5 | 0 | 0 | 0 | 0 | 0 | 1 | 5 | 0 | 4 | 0 | 5 | 1 | -1745.05 | -1701.25 | -2088.8969 | Borden-Storey #1 230kV line | Borden-Storey #1 230kV line | Mustang-Henrietta 230 kV line |  | 0 | 2 | 0 | 2 | 2 | 0 | -680.5815 | -623.3241 | -239.7374 | Bellota-Weber 230kV line | Bellota-Weber 230kV line | Oro Loma-El Nido 115kV Line |  | 5 | 4 | YES | 4 | 5 | 5 | NO | 5
SDGE | Boulevard East | 138 | 0 | 0 | 0 | 0 | 0 | 0 | 0 | 0 | 0 | 0 | 0 | 0 | 0 | 0 | 0 | 0 | 0 | 0 | 0 | 0 | 0 | 0 | 0 | 0 | 0 | 0 | 0 | 0 | 0 | 0 | 1 | 0 | 1 | 0 | 0 | 1 | 1 | 0 | 0 | 0 | 0 | 0 | 0 | 0 | 0 | 0 | 0 | 0 | 0 | 0 | 0 | 0 | 0 | 0 | 0 | 0 | 0 | 0 | 0 | 0 | 0 | 0 | 0 | 0 | 0 | 0 | 0 | 0 | 0 | 0 | 0 | 0 | 0 | 0 | 0 | 0 | 0 | 0 | 0 | 0 | 0 | 0 | 0 | 0 | 0 | 0 | 0 | 0 | 0 | 0 | 0 | 0 | 0 | 0 | 0 | 0 | 0 | 4 |  | 0 | 0 | 0 | 0 | 0 | 0 | 0 | 0 | 0 | 0 | 0 | 0 | 0 | 0 | 0 | 0 | 0 | 60 | 3.3 | 0 | 0 | 0 | 0 | 0 | 0 | 0 | 0 | 0 | 0 | 1 | 0 | 0 | 0 | 0 | 0 | 0 | 246.81 | 1413.17 | 1766.9044 | San Luis Rey-San Onofre 230 kV line constraint | Silvergate-Old Town 230 kV constraint | Silvergate-Old Town 230 kV constraint |  | 0 | 0 | 0 | 0 | 0 | 0 | 246.81 | 1413.17 | 1766.9044 | San Luis Rey-San Onofre 230 kV line constraint | Silvergate-Old Town 230 kV constraint | Silvergate-Old Town 230 kV constraint |  | 1 | 1 | NO | 1 | 1 | 1 | NO | 1
SDGE | Boulevard East | 69 | 0 | 0 | 0 | 0 | 0 | 0 | 0 | 0 | 0 | 0 | 0 | 0 | 0 | 0 | 0 | 0 | 0 | 0 | 0 | 0 | 0 | 0 | 0 | 0 | 0 | 0 | 0 | 0 | 0 | 0 | 1 | 0 | 1 | 0 | 0 | 1 | 1 | 0 | 0 | 0 | 0 | 0 | 0 | 0 | 0 | 0 | 0 | 0 | 0 | 0 | 0 | 0 | 0 | 0 | 0 | 0 | 0 | 0 | 0 | 0 | 0 | 0 | 0 | 0 | 0 | 0 | 0 | 0 | 0 | 0 | 0 | 0 | 0 | 0 | 0 | 0 | 0 | 0 | 0 | 0 | 0 | 0 | 0 | 0 | 0 | 0 | 0 | 0 | 0 | 0 | 0 | 0 | 0 | 0 | 0 | 0 | 0 | 4 |  | 0 | 0 | 0 | 0 | 0 | 0 | 0 | 0 | 0 | 0 | 0 | 0 | 0 | 0 | 0 | 0 | 0 | 0 | 0 | 0 | 0 | 0 | 0 | 0 | 0 | 40 | 27.15 | 0 | 0 | 1 | 0 | 0 | 0 | 0 | 0 | 0 | 246.81 | 1413.17 | 1766.9044 | San Luis Rey-San Onofre 230 kV line constraint | Silvergate-Old Town 230 kV constraint | Silvergate-Old Town 230 kV constraint |  | 0 | 0 | 0 | 0 | 0 | 0 | 246.81 | 1413.17 | 1766.9044 | San Luis Rey-San Onofre 230 kV line constraint | Silvergate-Old Town 230 kV constraint | Silvergate-Old Town 230 kV constraint |  | 1 | 1 | NO | 1 | 1 | 1 | NO | 1
PG&E GBA | Brentwood | 230 | 0 | 0 | 0 | 0 | 0 | 0 | 0 | 0 | 0 | 0 | 0 | 0 | 0 | 0 | 0 | 0 | 0 | 0 | 0 | 0 | 0 | 0 | 0 | 0 | 0 | 0 | 0 | 0 | 0 | 0 | 0 | 0 | 0 | 0 | 0 | 0 | 0 | 0 | 0 | 1 | 0 | 0 | 0 | 0 | 0 | 0 | 0 | 0 | 0 | 0 | 0 | 0 | 0 | 1 | 1 | 1 | 0 | 0 | 1 | 1 | 0 | 0 | 0 | 0 | 0 | 1 | 0 | 0 | 0 | 0 | 0 | 0 | 0 | 0 | 0 | 0 | 0 | 0 | 0 | 0 | 0 | 0 | 0 | 0 | 0 | 0 | 0 | 0 | 0 | 0 | 0 | 0 | 0 | 0 | 0 | 0 | 0 | 0 |  | 0 | 0 | 0 | 0 | 0 | 0 | 0 | 0 | 0 | 0 | 0 | 0 | 0 | 0 | 0 | 0 | 0 | 0 | 0 | 0 | 0 | 0 | 0 | 2 | 0 | 0 | 0.8 | 0 | 0 | 1 | 4 | 0 | 1 | 0 | 0 | 0 | -1552.755 | -353.559 | 3710.906 | Collinsville-Tesla 500 kV Line | Windmaster-Delta pumps 230 kV line | Contra Costa- Windmaster 230 kV line |  | 0 | 1 | 0 | 0 | 0 | 0 | -1091.3965 | 975.6364 | 3710.906 | Tesla-Bellota 230 kV line | Tesla-Bellota 230 kV line | Contra Costa- Windmaster 230 kV line |  | 5 | 4 | YES | 4 | 1 | 1 | NO | 1
PG&E NGBA | Bridgeville | 115 | 0 | 0 | 0 | 0 | 0 | 0 | 0 | 0 | 0 | 0 | 0 | 0 | 0 | 0 | 0 | 0 | 0 | 0 | 0 | 0 | 0 | 0 | 0 | 0 | 0 | 0 | 0 | 0 | 0 | 0 | 0 | 0 | 0 | 0 | 0 | 0 | 0 | 0 | 0 | 1 | 0 | 0 | 0 | 0 | 0 | 0 | 0 | 0 | 0 | 0 | 0 | 0 | 0 | 0 | 0 | 0 | 0 | 0 | 0 | 0 | 0 | 0 | 0 | 0 | 0 | 0 | 0 | 0 | 0 | 0 | 0 | 0 | 0 | 0 | 0 | 0 | 0 | 0 | 0 | 0 | 0 | 0 | 0 | 0 | 0 | 0 | 0 | 0 | 0 | 0 | 0 | 0 | 0 | 0 | 0 | 0 | 0 | 0 |  | 0 | 0 | 0 | 0 | 0 | 0 | 0 | 0 | 0 | 0 | 0 | 0 | 0 | 0 | 0 | 0 | 8 | 0 | 0 | 0 | 0 | 0 | 0 | 0 | 0 | 0 | 0 | 0 | 0 | 1 | 1 | 0 | 0 | 0 | 0 | 0 | -1552.755 | 590.186 | 5456.3208 | Collinsville-Tesla 500 kV Line | Collinsville-Tesla 500 kV Line | Collinsville-Tesla 500 kV Line |  | 0 | 0 | 0 | 0 | 0 | 0 | 7092.245 | 9235.186 | 5456.3208 | Collinsville-Tesla 500 kV Line | Collinsville-Tesla 500 kV Line | Collinsville-Tesla 500 kV Line |  | 5 | 1 | YES | 2 | 1 | 1 | NO | 1
PG&E NGBA | Brighton | 115 | 0 | 0 | 0 | 0 | 0 | 0 | 0 | 0 | 0 | 0 | 0 | 0 | 0 | 0 | 0 | 0 | 0 | 0 | 0 | 0 | 0 | 0 | 0 | 0 | 0 | 0 | 0 | 0 | 0 | 0 | 0 | 0 | 0 | 0 | 0 | 0 | 0 | 0 | 0 | 1 | 0 | 0 | 0 | 0 | 0 | 1 | 0 | 1 | 0 | 0 | 0 | 0 | 0 | 0 | 0 | 0 | 0 | 0 | 0 | 1 | 1 | 0 | 0 | 0 | 0 | 0 | 0 | 0 | 0 | 0 | 0 | 0 | 0 | 0 | 0 | 0 | 0 | 0 | 0 | 0 | 0 | 0 | 0 | 0 | 0 | 1 | 0 | 0 | 0 | 0 | 0 | 0 | 0 | 0 | 0 | 0 | 0 | 1 |  | 0 | 0 | 0 | 0 | 0 | 0 | 0 | 0 | 0 | 0 | 0 | 0 | 0 | 0 | 0 | 0 | 0 | 0 | 0 | 0 | 0 | 0 | 0 | 0 | 0 | 0 | 0 | 0 | 0 | 0 | 3 | 0 | 1 | 0 | 0 | 0 | -1552.755 | -1083.3241 | 919.2036 | Collinsville-Tesla 500 kV Line | Bellota-Weber 230kV line | Rio Oso-Lockeford 230kV line |  | 0 | 2 | 0 | 1 | 0 | 0 | -1091.3965 | -623.3241 | 919.2036 | Tesla-Bellota 230 kV line | Bellota-Weber 230kV line | Rio Oso-Lockeford 230kV line |  | 5 | 4 | YES | 4 | 1 | 1 | NO | 1
PG&E NGBA | Brighton | 230 | 0 | 0 | 0 | 0 | 0 | 0 | 0 | 0 | 0 | 0 | 0 | 0 | 0 | 0 | 0 | 0 | 0 | 0 | 0 | 0 | 0 | 0 | 0 | 0 | 0 | 0 | 0 | 0 | 0 | 0 | 0 | 0 | 0 | 0 | 0 | 0 | 0 | 0 | 0 | 1 | 0 | 0 | 0 | 0 | 0 | 1 | 0 | 1 | 0 | 0 | 0 | 0 | 0 | 0 | 0 | 0 | 0 | 0 | 0 | 1 | 1 | 0 | 0 | 0 | 0 | 0 | 0 | 0 | 0 | 0 | 0 | 0 | 0 | 0 | 0 | 0 | 0 | 0 | 0 | 0 | 0 | 0 | 0 | 0 | 0 | 1 | 0 | 0 | 0 | 0 | 0 | 0 | 0 | 0 | 0 | 0 | 0 | 1 |  | 0 | 0 | 0 | 0 | 0 | 0 | 0 | 0 | 0 | 0 | 0 | 0 | 0 | 0 | 0 | 0 | 0 | 0 | 0 | 0 | 0 | 0 | 0 | 0 | 0 | 0 | 0 | 0 | 0 | 0 | 3 | 0 | 1 | 0 | 0 | 0 | -1552.755 | -1083.3241 | 919.2036 | Collinsville-Tesla 500 kV Line | Bellota-Weber 230kV line | Rio Oso-Lockeford 230kV line |  | 0 | 2 | 0 | 1 | 0 | 0 | -1091.3965 | -623.3241 | 919.2036 | Tesla-Bellota 230 kV line | Bellota-Weber 230kV line | Rio Oso-Lockeford 230kV line |  | 5 | 4 | YES | 4 | 1 | 1 | NO | 1
PG&E NGBA | Brunswick | 115 | 0 | 0 | 0 | 0 | 0 | 0 | 0 | 0 | 0 | 0 | 0 | 0 | 0 | 0 | 0 | 0 | 0 | 0 | 0 | 0 | 0 | 0 | 0 | 0 | 0 | 0 | 0 | 0 | 0 | 0 | 0 | 0 | 0 | 0 | 0 | 0 | 0 | 0 | 0 | 1 | 0 | 0 | 1 | 0 | 0 | 1 | 1 | 1 | 0 | 0 | 0 | 0 | 0 | 0 | 0 | 0 | 0 | 0 | 0 | 1 | 1 | 0 | 0 | 0 | 0 | 0 | 0 | 0 | 0 | 0 | 0 | 0 | 0 | 0 | 0 | 0 | 0 | 0 | 0 | 0 | 0 | 0 | 0 | 0 | 0 | 0 | 0 | 0 | 0 | 0 | 0 | 0 | 0 | 0 | 0 | 0 | 0 | 0 |  | 0 | 0 | 0 | 0 | 0 | 0 | 0 | 0 | 0 | 0 | 0 | 0 | 0 | 0 | 0 | 0 | 0 | 0 | 0 | 0 | 0 | 0 | 0 | 1.9 | 0 | 0 | 0 | 0 | 0 | 1 | 3 | 0 | 1 | 0 | 0 | 0 | -1552.755 | -1083.3241 | 329.548 | Collinsville-Tesla 500 kV Line | Bellota-Weber 230kV line | Bell-Placer 115kV Line |  | 0 | 2 | 0 | 1 | 0 | 0 | -1091.3965 | -623.3241 | 329.548 | Tesla-Bellota 230 kV line | Bellota-Weber 230kV line | Bell-Placer 115kV Line |  | 5 | 4 | YES | 4 | 1 | 1 | NO | 1
PG&E NGBA | Bucks Creek | 230 | 0 | 0 | 0 | 0 | 0 | 0 | 0 | 0 | 0 | 0 | 0 | 0 | 0 | 0 | 0 | 0 | 0 | 0 | 0 | 0 | 0 | 0 | 0 | 0 | 0 | 0 | 0 | 0 | 0 | 0 | 0 | 0 | 0 | 0 | 0 | 0 | 0 | 0 | 0 | 1 | 1 | 0 | 1 | 0 | 1 | 1 | 1 | 1 | 0 | 0 | 0 | 0 | 0 | 0 | 0 | 0 | 0 | 0 | 1 | 1 | 1 | 0 | 0 | 0 | 0 | 0 | 0 | 0 | 0 | 0 | 0 | 0 | 0 | 0 | 0 | 0 | 0 | 0 | 0 | 0 | 0 | 0 | 0 | 0 | 0 | 0 | 0 | 0 | 0 | 0 | 0 | 0 | 0 | 0 | 0 | 0 | 0 | 0 |  | 0 | 0 | 0 | 0 | 0 | 0 | 0 | 0 | 0 | 0 | 0 | 0 | 0 | 0 | 0 | 0 | 0 | 0 | 0 | 0 | 0 | 0 | 0 | 0 | 0 | 0 | 0 | 0 | 0 | 0 | 3 | 0 | 1 | 0 | 0 | 0 | -1552.755 | -1083.3241 | 32.84 | Collinsville-Tesla 500 kV Line | Bellota-Weber 230kV line | Woodland- Davis 115kV line |  | 0 | 2 | 0 | 1 | 0 | 0 | -1091.3965 | -623.3241 | 32.84 | Tesla-Bellota 230 kV line | Bellota-Weber 230kV line | Woodland- Davis 115kV line |  | 5 | 4 | YES | 4 | 1 | 1 | NO | 1
PG&E KERN | Buena Vista | 230 | 0 | 0 | 0 | 0 | 0 | 0 | 0 | 0 | 0 | 0 | 0 | 0 | 0 | 0 | 0 | 0 | 0 | 0 | 0 | 0 | 0 | 0 | 0 | 0 | 0 | 0 | 0 | 0 | 0 | 0 | 0 | 0 | 0 | 0 | 0 | 0 | 0 | 0 | 0 | 0 | 0 | 0 | 0 | 0 | 0 | 0 | 0 | 0 | 0 | 0 | 0 | 0 | 0 | 0 | 0 | 0 | 0 | 0 | 0 | 0 | 0 | 0 | 0 | 0 | 0 | 0 | 0 | 0 | 0 | 0 | 0 | 0 | 0 | 0 | 0 | 0 | 0 | 0 | 1 | 1 | 0 | 0 | 0 | 0 | 0 | 0 | 0 | 0 | 0 | 0 | 0 | 0 | 0 | 0 | 1 | 0 | 0 | 0 |  | 0 | 0 | 0 | 0 | 0 | 0 | 0 | 0 | 0 | 0 | 0 | 0 | 0 | 0 | 0 | 0 | 0 | 0 | 0 | 0 | 0 | 0 | 0 | 0 | 0 | 0 | 0 | 0 | 0 | 0 | 2 | 0 | 1 | 0 | 2 | 1 | -820.765 | -457.5793 | -2088.8969 | Mustang-Henrietta 230 kV line | Gates 500/230kV TB #11 | Mustang-Henrietta 230 kV line |  | 0 | 0 | 0 | 0 | 0 | 0 | 1658.235 | 2548.2197 | 390.1031 | Mustang-Henrietta 230 kV line | Mustang-Henrietta 230 kV line | Mustang-Henrietta 230 kV line |  | 5 | 1 | YES | 2 | 5 | 1 | YES | 2
PG&E FRESNO | Bullard | 115 | 0 | 0 | 0 | 0 | 0 | 0 | 0 | 0 | 0 | 0 | 0 | 0 | 0 | 0 | 0 | 0 | 0 | 0 | 0 | 0 | 0 | 0 | 0 | 0 | 0 | 0 | 0 | 0 | 0 | 0 | 0 | 0 | 0 | 0 | 0 | 0 | 0 | 0 | 0 | 0 | 0 | 0 | 0 | 0 | 0 | 1 | 0 | 0 | 0 | 0 | 0 | 0 | 0 | 0 | 0 | 0 | 0 | 0 | 0 | 0 | 0 | 0 | 0 | 0 | 0 | 0 | 0 | 0 | 0 | 0 | 0 | 0 | 0 | 0 | 0 | 0 | 0 | 0 | 1 | 0 | 0 | 1 | 1 | 1 | 1 | 1 | 0 | 1 | 1 | 1 | 0 | 0 | 1 | 0 | 1 | 0 | 0 | 2 |  | 0 | 0 | 0 | 0 | 0 | 0 | 0 | 0 | 0 | 0 | 0 | 0 | 0 | 0 | 0 | 0 | 0 | 0 | 0 | 0 | 0 | 0 | 0 | 0 | 0 | 0 | 0 | 0 | 0 | 0 | 5 | 0 | 4 | 0 | 5 | 1 | -1745.05 | -1701.25 | -2088.8969 | Borden-Storey #1 230kV line | Borden-Storey #1 230kV line | Mustang-Henrietta 230 kV line |  | 0 | 2 | 0 | 2 | 2 | 0 | -680.5815 | -623.3241 | -239.7374 | Bellota-Weber 230kV line | Bellota-Weber 230kV line | Oro Loma-El Nido 115kV Line |  | 5 | 4 | YES | 4 | 5 | 5 | NO | 5
PG&E GBA | Burlingame | 115 | 0 | 0 | 0 | 0 | 0 | 0 | 0 | 0 | 0 | 0 | 0 | 0 | 0 | 0 | 0 | 0 | 0 | 0 | 0 | 0 | 0 | 0 | 0 | 0 | 0 | 0 | 0 | 0 | 0 | 0 | 0 | 0 | 0 | 0 | 0 | 0 | 0 | 0 | 0 | 1 | 0 | 0 | 0 | 0 | 0 | 0 | 0 | 0 | 0 | 0 | 0 | 0 | 1 | 0 | 0 | 0 | 0 | 0 | 0 | 0 | 0 | 0 | 0 | 0 | 0 | 0 | 0 | 0 | 0 | 0 | 0 | 0 | 0 | 0 | 0 | 0 | 0 | 0 | 0 | 0 | 0 | 0 | 0 | 0 | 0 | 0 | 0 | 0 | 0 | 0 | 0 | 0 | 0 | 0 | 0 | 0 | 0 | 1 |  | 0 | 0 | 0 | 0 | 0 | 0 | 0 | 0 | 0 | 0 | 0 | 0 | 0 | 0 | 0 | 0 | 0 | 0 | 0 | 0 | 0 | 0 | 0 | 0 | 0 | 0 | 0 | 0 | 0 | 0 | 1 | 0 | 0 | 0 | 0 | 0 | -1552.755 | 590.186 | 5456.3208 | Collinsville-Tesla 500 kV Line | Collinsville-Tesla 500 kV Line | Collinsville-Tesla 500 kV Line |  | 0 | 0 | 0 | 0 | 0 | 0 | 2231.175 | 2603.935 | 5456.3208 | Sobrante-Moraga 230 kV line | Sobrante-Moraga 230 kV line | Collinsville-Tesla 500 kV Line |  | 5 | 1 | YES | 2 | 1 | 1 | NO | 1
PG&E NGBA | Burney Forest | 230 | 0 | 0 | 0 | 0 | 0 | 0 | 0 | 0 | 0 | 0 | 0 | 0 | 0 | 0 | 0 | 0 | 0 | 0 | 0 | 0 | 0 | 0 | 0 | 0 | 0 | 0 | 0 | 0 | 0 | 0 | 0 | 0 | 0 | 0 | 0 | 0 | 0 | 0 | 0 | 1 | 0 | 0 | 0 | 1 | 0 | 0 | 0 | 0 | 0 | 0 | 0 | 0 | 0 | 0 | 0 | 0 | 0 | 0 | 0 | 0 | 0 | 0 | 0 | 0 | 0 | 0 | 0 | 0 | 0 | 0 | 0 | 0 | 0 | 0 | 0 | 0 | 0 | 0 | 0 | 0 | 0 | 0 | 0 | 0 | 0 | 0 | 0 | 0 | 0 | 0 | 0 | 0 | 0 | 0 | 0 | 0 | 0 | 0 |  | 0 | 2.88 | 0 | 0 | 0 | 0 | 0 | 0 | 0 | 0 | 0 | 0 | 0 | 0 | 1 | 0 | 13.88 | 0 | 0 | 0 | 0 | 0 | 0 | 0 | 0 | 0 | 0 | 0 | 0 | 1 | 2 | 0 | 1 | 0 | 0 | 1 | -1552.755 | -40.48 | -114.78 | Collinsville-Tesla 500 kV Line | Carberry-Round Mountain 230kV Line | Carberry-Round Mountain 230kV Line |  | 0 | 1 | 0 | 1 | 0 | 1 | -76.48 | -14.48 | -89.78 | Carberry-Round Mountain 230kV Line | Carberry-Round Mountain 230kV Line | Carberry-Round Mountain 230kV Line |  | 5 | 3 | YES | 3 | 3 | 3 | NO | 3
PG&E NGBA | Butte | 115 | 0 | 0 | 0 | 0 | 0 | 0 | 0 | 0 | 0 | 0 | 0 | 0 | 0 | 0 | 0 | 0 | 0 | 0 | 0 | 0 | 0 | 0 | 0 | 0 | 0 | 0 | 0 | 0 | 0 | 0 | 0 | 0 | 0 | 0 | 0 | 0 | 0 | 0 | 0 | 1 | 0 | 0 | 0 | 0 | 0 | 0 | 0 | 0 | 0 | 0 | 0 | 0 | 0 | 0 | 0 | 0 | 0 | 0 | 0 | 0 | 0 | 0 | 0 | 0 | 0 | 0 | 0 | 0 | 0 | 0 | 0 | 0 | 0 | 0 | 0 | 0 | 0 | 0 | 0 | 0 | 0 | 0 | 0 | 0 | 0 | 0 | 0 | 0 | 0 | 0 | 0 | 0 | 0 | 0 | 0 | 0 | 0 | 0 |  | 0 | 0 | 0 | 0 | 0 | 0 | 0 | 0 | 0 | 0 | 0 | 0 | 0 | 0 | 0 | 0 | 0 | 0 | 0 | 0 | 0 | 0 | 0 | 0 | 0 | 0 | 0 | 0 | 0 | 0 | 1 | 0 | 0 | 0 | 0 | 0 | -1552.755 | 590.186 | 5456.3208 | Collinsville-Tesla 500 kV Line | Collinsville-Tesla 500 kV Line | Collinsville-Tesla 500 kV Line |  | 0 | 0 | 0 | 0 | 0 | 0 | 7092.245 | 9235.186 | 5456.3208 | Collinsville-Tesla 500 kV Line | Collinsville-Tesla 500 kV Line | Collinsville-Tesla 500 kV Line |  | 5 | 1 | YES | 2 | 1 | 1 | NO | 1
PG&E KERN | Cabrillo | 115 | 0 | 0 | 0 | 0 | 0 | 0 | 0 | 0 | 0 | 0 | 0 | 0 | 0 | 0 | 0 | 0 | 0 | 0 | 0 | 0 | 0 | 0 | 0 | 0 | 0 | 0 | 0 | 0 | 0 | 0 | 0 | 0 | 0 | 0 | 0 | 0 | 0 | 0 | 0 | 0 | 0 | 0 | 0 | 0 | 0 | 0 | 0 | 0 | 0 | 0 | 0 | 0 | 0 | 0 | 0 | 0 | 0 | 0 | 0 | 0 | 0 | 0 | 0 | 0 | 0 | 0 | 0 | 1 | 1 | 0 | 0 | 0 | 0 | 0 | 0 | 0 | 0 | 0 | 0 | 1 | 0 | 0 | 0 | 0 | 0 | 1 | 0 | 0 | 0 | 0 | 0 | 0 | 0 | 0 | 0 | 1 | 0 | 1 |  | 0 | 0 | 0 | 0 | 0 | 0 | 0 | 0 | 0 | 0 | 0 | 0 | 0 | 0 | 0 | 0 | 0 | 0 | 0 | 0 | 0 | 0 | 0 | 0 | 0 | 0 | 0 | 0 | 0 | 0 | 1 | 0 | 1 | 0 | 1 | 0 | -399.853 | -457.5793 | -1079.1245 | Gates 500/230kV TB #11 | Gates 500/230kV TB #11 | Gates 500/230kV TB #11 |  | 0 | 0 | 0 | 0 | 0 | 0 | 35.715 | 4.0117 | 3.675 | Cal Flat-Gates 230 kV line | Cal Flat-Gates 230 kV line | Cal Flat-Gates 230 kV line |  | 5 | 1 | YES | 2 | 5 | 1 | YES | 2
PG&E FRESNO | Cal Flats | 230 | 0 | 0 | 0 | 0 | 0 | 0 | 0 | 0 | 0 | 0 | 0 | 0 | 0 | 0 | 0 | 0 | 0 | 0 | 0 | 0 | 0 | 0 | 0 | 0 | 0 | 0 | 0 | 0 | 0 | 0 | 0 | 0 | 0 | 0 | 0 | 0 | 0 | 0 | 0 | 0 | 0 | 0 | 0 | 0 | 0 | 0 | 0 | 0 | 0 | 0 | 0 | 0 | 0 | 0 | 0 | 0 | 0 | 0 | 0 | 0 | 0 | 0 | 0 | 0 | 0 | 0 | 0 | 1 | 0 | 0 | 0 | 0 | 0 | 0 | 0 | 0 | 0 | 0 | 1 | 1 | 1 | 0 | 0 | 0 | 0 | 0 | 0 | 0 | 0 | 0 | 0 | 0 | 0 | 0 | 1 | 1 | 0 | 0 |  | 0 | 0 | 0 | 0 | 0 | 0 | 0 | 0 | 0 | 0 | 0 | 0 | 0 | 0 | 0 | 0 | 0 | 0 | 0 | 0 | 0 | 0 | 0 | 0 | 0 | 0 | 0 | 0 | 0 | 0 | 2 | 0 | 1 | 0 | 2 | 1 | -820.765 | -457.5793 | -2088.8969 | Mustang-Henrietta 230 kV line | Gates 500/230kV TB #11 | Mustang-Henrietta 230 kV line |  | 0 | 0 | 0 | 0 | 0 | 0 | 35.715 | 4.0117 | 3.675 | Cal Flat-Gates 230 kV line | Cal Flat-Gates 230 kV line | Cal Flat-Gates 230 kV line |  | 5 | 1 | YES | 2 | 5 | 1 | YES | 2
SCE NOL | Calcite | 230 | 0 | 0 | 0 | 0 | 0 | 0 | 0 | 0 | 0 | 0 | 0 | 0 | 0 | 1 | 1 | 0 | 0 | 0 | 0 | 0 | 0 | 0 | 0 | 0 | 0 | 0 | 0 | 0 | 0 | 0 | 0 | 0 | 0 | 0 | 0 | 0 | 0 | 0 | 0 | 0 | 0 | 0 | 0 | 0 | 0 | 0 | 0 | 0 | 0 | 0 | 0 | 0 | 0 | 0 | 0 | 0 | 0 | 0 | 0 | 0 | 0 | 0 | 0 | 0 | 0 | 0 | 0 | 0 | 0 | 0 | 0 | 0 | 0 | 0 | 0 | 0 | 0 | 0 | 0 | 0 | 0 | 0 | 0 | 0 | 0 | 0 | 0 | 0 | 0 | 0 | 0 | 0 | 0 | 0 | 0 | 0 | 0 | 1 |  | 0 | 0 | 0 | 0 | 0 | 0 | 0 | 0 | 0 | 0 | 0 | 0 | 0 | 0 | 0 | 0 | 0 | 0 | 0 | 0 | 0 | 0 | 0 | 0 | 200 | 404 | 0 | 217 | 0 | 1 | 1 | 0 | 1 | 0 | 0 | 0 | -236 | -179.5 | 57.92 | Calcite to Lugo Area Constraint | Calcite to Lugo Area Constraint | Calcite to Lugo Area Constraint |  | 0 | 0 | 0 | 0 | 0 | 0 | 82.45 | 113.35 | 57.92 | Lugo Transformer Area Constraint | Lugo Transformer Area Constraint | Calcite to Lugo Area Constraint |  | 5 | 1 | YES | 2 | 1 | 1 | NO | 1
PG&E KERN | Caliente | 230 | 0 | 0 | 0 | 0 | 0 | 0 | 0 | 0 | 0 | 0 | 0 | 0 | 0 | 0 | 0 | 0 | 0 | 0 | 0 | 0 | 0 | 0 | 0 | 0 | 0 | 0 | 0 | 0 | 0 | 0 | 0 | 0 | 0 | 0 | 0 | 0 | 0 | 0 | 0 | 0 | 0 | 0 | 0 | 0 | 0 | 0 | 0 | 0 | 0 | 0 | 0 | 0 | 0 | 0 | 0 | 0 | 0 | 0 | 0 | 0 | 0 | 0 | 0 | 0 | 0 | 0 | 0 | 1 | 0 | 0 | 0 | 0 | 0 | 0 | 0 | 0 | 0 | 0 | 1 | 1 | 0 | 0 | 0 | 0 | 0 | 0 | 0 | 0 | 0 | 0 | 0 | 0 | 0 | 0 | 1 | 1 | 0 | 0 |  | 0 | 0 | 0 | 0 | 0 | 0 | 0 | 0 | 0 | 0 | 0 | 0 | 0 | 0 | 0 | 0 | 0 | 0 | 0 | 0 | 0 | 0 | 0 | 0 | 0 | 0 | 0 | 0 | 0 | 0 | 2 | 0 | 1 | 0 | 2 | 1 | -820.765 | -457.5793 | -2088.8969 | Mustang-Henrietta 230 kV line | Gates 500/230kV TB #11 | Mustang-Henrietta 230 kV line |  | 0 | 0 | 0 | 0 | 0 | 0 | 35.715 | 4.0117 | 3.675 | Cal Flat-Gates 230 kV line | Cal Flat-Gates 230 kV line | Cal Flat-Gates 230 kV line |  | 5 | 1 | YES | 2 | 5 | 1 | YES | 2
PG&E FRESNO | California Ave | 115 | 0 | 0 | 0 | 0 | 0 | 0 | 0 | 0 | 0 | 0 | 0 | 0 | 0 | 0 | 0 | 0 | 0 | 0 | 0 | 0 | 0 | 0 | 0 | 0 | 0 | 0 | 0 | 0 | 0 | 0 | 0 | 0 | 0 | 0 | 0 | 0 | 0 | 0 | 0 | 0 | 0 | 0 | 0 | 0 | 0 | 0 | 0 | 0 | 0 | 0 | 0 | 0 | 0 | 0 | 0 | 0 | 0 | 0 | 0 | 0 | 0 | 0 | 0 | 0 | 0 | 0 | 0 | 0 | 1 | 0 | 0 | 0 | 0 | 0 | 0 | 0 | 0 | 0 | 0 | 1 | 0 | 1 | 0 | 1 | 0 | 1 | 0 | 0 | 0 | 0 | 0 | 0 | 0 | 0 | 0 | 0 | 0 | 1 |  | 0 | 0 | 0 | 0 | 0 | 0 | 0 | 0 | 0 | 0 | 0 | 0 | 0 | 0 | 0 | 0 | 0 | 0 | 0 | 0 | 0 | 0 | 0 | 0 | 0 | 0 | 0 | 0 | 0 | 0 | 3 | 0 | 3 | 0 | 3 | 0 | -724.15 | -774.45 | -1079.1245 | Chowchilla-Le grand 115kV Line | Chowchilla-Le grand 115kV Line | Gates 500/230kV TB #11 |  | 0 | 0 | 0 | 0 | 1 | 0 | 486.85 | 436.55 | -210.6574 | Chowchilla-Le grand 115kV Line | Chowchilla-Le grand 115kV Line | Chowchilla-Le grand 115kV Line |  | 5 | 1 | YES | 2 | 5 | 5 | NO | 5
PG&E KERN | Callender | 115 | 0 | 0 | 0 | 0 | 0 | 0 | 0 | 0 | 0 | 0 | 0 | 0 | 0 | 0 | 0 | 0 | 0 | 0 | 0 | 0 | 0 | 0 | 0 | 0 | 0 | 0 | 0 | 0 | 0 | 0 | 0 | 0 | 0 | 0 | 0 | 0 | 0 | 0 | 0 | 0 | 0 | 0 | 0 | 0 | 0 | 0 | 0 | 0 | 0 | 0 | 0 | 0 | 0 | 0 | 0 | 0 | 0 | 0 | 0 | 0 | 0 | 0 | 0 | 0 | 0 | 0 | 0 | 1 | 1 | 0 | 0 | 0 | 0 | 0 | 0 | 0 | 0 | 0 | 1 | 1 | 0 | 0 | 0 | 0 | 0 | 0 | 0 | 0 | 0 | 0 | 0 | 0 | 0 | 0 | 1 | 1 | 0 | 0 |  | 0 | 0 | 0 | 0 | 0 | 0 | 0 | 0 | 0 | 0 | 0 | 0 | 0 | 0 | 0 | 0 | 0 | 0 | 0 | 0 | 0 | 0 | 0 | 0 | 0 | 0 | 0 | 0 | 0 | 0 | 2 | 0 | 1 | 0 | 2 | 1 | -820.765 | -457.5793 | -2088.8969 | Mustang-Henrietta 230 kV line | Gates 500/230kV TB #11 | Mustang-Henrietta 230 kV line |  | 0 | 0 | 0 | 0 | 0 | 0 | 35.715 | 4.0117 | 3.675 | Cal Flat-Gates 230 kV line | Cal Flat-Gates 230 kV line | Cal Flat-Gates 230 kV line |  | 5 | 1 | YES | 2 | 5 | 1 | YES | 2
PG&E NGBA | Calpella | 115 | 0 | 0 | 0 | 0 | 0 | 0 | 0 | 0 | 0 | 0 | 0 | 0 | 0 | 0 | 0 | 0 | 0 | 0 | 0 | 0 | 0 | 0 | 0 | 0 | 0 | 0 | 0 | 0 | 0 | 0 | 0 | 0 | 0 | 0 | 0 | 0 | 0 | 0 | 0 | 1 | 0 | 1 | 0 | 0 | 0 | 0 | 0 | 0 | 0 | 0 | 0 | 0 | 1 | 0 | 1 | 1 | 0 | 0 | 0 | 0 | 0 | 0 | 0 | 0 | 0 | 0 | 1 | 0 | 0 | 0 | 0 | 0 | 0 | 0 | 0 | 0 | 0 | 0 | 0 | 0 | 0 | 0 | 0 | 0 | 0 | 0 | 0 | 0 | 0 | 0 | 0 | 0 | 0 | 0 | 0 | 0 | 0 | 1 |  | 0 | 0 | 0 | 0 | 0 | 0 | 0 | 0 | 0 | 0 | 0 | 0 | 0 | 0 | 0 | 0 | 10 | 0 | 0 | 0 | 0 | 0 | 0 | 4 | 0 | 0 | 4 | 0 | 0 | 1 | 3 | 0 | 1 | 0 | 0 | 0 | -1552.755 | -150.277 | 634.382 | Collinsville-Tesla 500 kV Line | Birds Landing-Contra Costa 230kV Line | Birds Landing-Contra Costa 230kV Line |  | 0 | 0 | 0 | 0 | 0 | 0 | 733.3 | 787.18 | 634.382 | Cortina-Eagle Rock 115 kV line | Cortina-Eagle Rock 115 kV line | Birds Landing-Contra Costa 230kV Line |  | 5 | 1 | YES | 2 | 1 | 1 | NO | 1
PG&E GBA | Camanche | 230 | 0 | 0 | 0 | 0 | 0 | 0 | 0 | 0 | 0 | 0 | 0 | 0 | 0 | 0 | 0 | 0 | 0 | 0 | 0 | 0 | 0 | 0 | 0 | 0 | 0 | 0 | 0 | 0 | 0 | 0 | 0 | 0 | 0 | 0 | 0 | 0 | 0 | 0 | 0 | 0 | 0 | 0 | 0 | 0 | 0 | 1 | 0 | 0 | 0 | 0 | 0 | 0 | 0 | 0 | 0 | 0 | 0 | 0 | 0 | 1 | 1 | 0 | 0 | 0 | 0 | 0 | 0 | 0 | 0 | 0 | 0 | 0 | 0 | 0 | 0 | 0 | 0 | 0 | 0 | 0 | 0 | 0 | 0 | 0 | 0 | 0 | 0 | 0 | 0 | 0 | 0 | 0 | 0 | 0 | 0 | 0 | 0 | 0 |  | 0 | 0 | 0 | 0 | 0 | 0 | 0 | 0 | 0 | 0 | 0 | 0 | 0 | 0 | 0 | 0 | 0 | 0 | 0 | 0 | 0 | 0 | 0 | 0 | 0 | 0 | 0 | 0 | 0 | 0 | 2 | 0 | 1 | 0 | 0 | 0 | -1391.3965 | -1083.3241 | 1018.0822 | Tesla-Bellota 230 kV line | Bellota-Weber 230kV line | Bellota-Weber 230kV line |  | 0 | 2 | 0 | 1 | 0 | 0 | -1091.3965 | -623.3241 | 1018.0822 | Tesla-Bellota 230 kV line | Bellota-Weber 230kV line | Bellota-Weber 230kV line |  | 5 | 4 | YES | 4 | 1 | 1 | NO | 1
SDGE | Cameron | 69 | 0 | 0 | 0 | 0 | 0 | 0 | 0 | 0 | 0 | 0 | 0 | 0 | 0 | 0 | 0 | 0 | 0 | 0 | 0 | 0 | 0 | 0 | 0 | 0 | 0 | 0 | 0 | 1 | 0 | 1 | 1 | 0 | 1 | 0 | 0 | 0 | 1 | 0 | 0 | 0 | 0 | 0 | 0 | 0 | 0 | 0 | 0 | 0 | 0 | 0 | 0 | 0 | 0 | 0 | 0 | 0 | 0 | 0 | 0 | 0 | 0 | 0 | 0 | 0 | 0 | 0 | 0 | 0 | 0 | 0 | 0 | 0 | 0 | 0 | 0 | 0 | 0 | 0 | 0 | 0 | 0 | 0 | 0 | 0 | 0 | 0 | 0 | 0 | 0 | 0 | 0 | 0 | 0 | 0 | 0 | 0 | 0 | 3 |  | 0 | 0 | 0 | 0 | 0 | 0 | 0 | 0 | 0 | 0 | 0 | 0 | 0 | 0 | 0 | 0 | 0 | 0 | 0 | 0 | 0 | 0 | 0 | 0.84 | 0 | 0 | 0.46 | 0 | 0 | 1 | 0 | 0 | 0 | 0 | 0 | 0 | 159.09 | 195.045 | 299.0864 | Miguel 69 kV constraint | Miguel 69 kV constraint | Miguel 69 kV constraint |  | 0 | 0 | 0 | 0 | 0 | 0 | 159.09 | 195.045 | 299.0864 | Miguel 69 kV constraint | Miguel 69 kV constraint | Miguel 69 kV constraint |  | 1 | 1 | NO | 1 | 1 | 1 | NO | 1
SDGE | Cannon | 69 | 0 | 0 | 0 | 0 | 0 | 0 | 0 | 0 | 0 | 0 | 0 | 0 | 0 | 0 | 0 | 0 | 0 | 0 | 0 | 0 | 0 | 0 | 0 | 0 | 0 | 0 | 0 | 0 | 0 | 0 | 1 | 0 | 1 | 0 | 0 | 0 | 0 | 0 | 0 | 0 | 0 | 0 | 0 | 0 | 0 | 0 | 0 | 0 | 0 | 0 | 0 | 0 | 0 | 0 | 0 | 0 | 0 | 0 | 0 | 0 | 0 | 0 | 0 | 0 | 0 | 0 | 0 | 0 | 0 | 0 | 0 | 0 | 0 | 0 | 0 | 0 | 0 | 0 | 0 | 0 | 0 | 0 | 0 | 0 | 0 | 0 | 0 | 0 | 0 | 0 | 0 | 0 | 0 | 0 | 0 | 0 | 0 | 2 |  | 0 | 0 | 0 | 0 | 0 | 0 | 0 | 0 | 0 | 0 | 0 | 0 | 0 | 0 | 0 | 0 | 0 | 0 | 0 | 0 | 0 | 0 | 0 | 0 | 0 | 0 | 0 | 0 | 0 | 0 | 0 | 0 | 0 | 0 | 0 | 0 | 246.81 | 1766.905 | 8002.2844 | San Luis Rey-San Onofre 230 kV line constraint | San Luis Rey-San Onofre 230 kV line constraint | Encina - San Luis Rey 230 kV constraint |  | 0 | 0 | 0 | 0 | 0 | 0 | 246.81 | 1766.905 | 8002.2844 | San Luis Rey-San Onofre 230 kV line constraint | San Luis Rey-San Onofre 230 kV line constraint | Encina - San Luis Rey 230 kV constraint |  | 1 | 1 | NO | 1 | 1 | 1 | NO | 1
PG&E FRESNO | Cantua | 115 | 0 | 0 | 0 | 0 | 0 | 0 | 0 | 0 | 0 | 0 | 0 | 0 | 0 | 0 | 0 | 0 | 0 | 0 | 0 | 0 | 0 | 0 | 0 | 0 | 0 | 0 | 0 | 0 | 0 | 0 | 0 | 0 | 0 | 0 | 0 | 0 | 0 | 0 | 0 | 0 | 0 | 0 | 0 | 0 | 0 | 0 | 0 | 0 | 0 | 0 | 0 | 0 | 0 | 0 | 0 | 0 | 0 | 0 | 0 | 0 | 0 | 0 | 0 | 0 | 0 | 0 | 0 | 0 | 0 | 0 | 0 | 0 | 0 | 0 | 0 | 0 | 0 | 0 | 1 | 0 | 1 | 0 | 1 | 0 | 0 | 1 | 0 | 1 | 0 | 0 | 0 | 0 | 0 | 0 | 0 | 0 | 0 | 1 |  | 0 | 0 | 0 | 0 | 0 | 0 | 0 | 0 | 0 | 0 | 0 | 0 | 0 | 0 | 0 | 0 | 0 | 0 | 0 | 0 | 0 | 0 | 0 | 0 | 0 | 0 | 0 | 0 | 0 | 0 | 0 | 0 | 0 | 0 | 1 | 0 | 10.047 | 77.67 | -1707.7948 | Gates 500/230kV TB #12 | Gates 230/70kV TB #5 | Gates 500/230kV TB #12 |  | 0 | 0 | 0 | 0 | 0 | 0 | 235.67 | 77.67 | 26.4415 | Gates 230/70kV TB #5 | Gates 230/70kV TB #5 | Gates 230/70kV TB #5 |  | 1 | 1 | NO | 1 | 5 | 1 | YES | 2
SDGE | Capistrano | 138 | 0 | 0 | 0 | 0 | 0 | 0 | 0 | 0 | 0 | 0 | 0 | 0 | 0 | 0 | 0 | 0 | 0 | 0 | 0 | 0 | 0 | 0 | 0 | 0 | 0 | 1 | 0 | 0 | 0 | 0 | 0 | 0 | 0 | 0 | 0 | 0 | 0 | 1 | 0 | 0 | 0 | 0 | 0 | 0 | 0 | 0 | 0 | 0 | 0 | 0 | 0 | 0 | 0 | 0 | 0 | 0 | 0 | 0 | 0 | 0 | 0 | 0 | 0 | 0 | 0 | 0 | 0 | 0 | 0 | 0 | 0 | 0 | 0 | 0 | 0 | 0 | 0 | 0 | 0 | 0 | 0 | 0 | 0 | 0 | 0 | 0 | 0 | 0 | 0 | 0 | 0 | 0 | 0 | 0 | 0 | 0 | 0 | 0 |  | 0 | 0 | 0 | 0 | 0 | 0 | 0 | 0 | 0 | 0 | 0 | 0 | 0 | 0 | 0 | 0 | 0 | 0 | 0 | 0 | 0 | 0 | 0 | 0 | 0 | 0 | 0 | 125 | 0 | 1 | 0 | 0 | 0 | 0 | 0 | 0 | 242.87 | 692.035 | 1692.03 | Capistrano-San Onofre 230 kV constraint | Talega 230 kV constraint | Talega 230 kV constraint |  | 0 | 0 | 0 | 0 | 0 | 0 | 242.87 | 692.035 | 1692.03 | Capistrano-San Onofre 230 kV constraint | Talega 230 kV constraint | Talega 230 kV constraint |  | 1 | 1 | NO | 1 | 1 | 1 | NO | 1
SDGE | Capistrano | 230 | 0 | 0 | 0 | 0 | 0 | 0 | 0 | 0 | 0 | 0 | 0 | 0 | 0 | 0 | 0 | 0 | 0 | 0 | 0 | 0 | 0 | 0 | 0 | 0 | 0 | 1 | 0 | 0 | 0 | 0 | 0 | 0 | 0 | 0 | 0 | 0 | 0 | 1 | 0 | 0 | 0 | 0 | 0 | 0 | 0 | 0 | 0 | 0 | 0 | 0 | 0 | 0 | 0 | 0 | 0 | 0 | 0 | 0 | 0 | 0 | 0 | 0 | 0 | 0 | 0 | 0 | 0 | 0 | 0 | 0 | 0 | 0 | 0 | 0 | 0 | 0 | 0 | 0 | 0 | 0 | 0 | 0 | 0 | 0 | 0 | 0 | 0 | 0 | 0 | 0 | 0 | 0 | 0 | 0 | 0 | 0 | 0 | 0 |  | 0 | 0 | 0 | 0 | 0 | 0 | 0 | 0 | 0 | 0 | 0 | 0 | 0 | 0 | 0 | 0 | 0 | 0 | 0 | 0 | 0 | 0 | 0 | 0 | 0 | 0 | 0 | 0 | 0 | 0 | 0 | 0 | 0 | 0 | 0 | 0 | 242.87 | 692.035 | 1692.03 | Capistrano-San Onofre 230 kV constraint | Talega 230 kV constraint | Talega 230 kV constraint |  | 0 | 0 | 0 | 0 | 0 | 0 | 242.87 | 692.035 | 1692.03 | Capistrano-San Onofre 230 kV constraint | Talega 230 kV constraint | Talega 230 kV constraint |  | 1 | 1 | NO | 1 | 1 | 1 | NO | 1
PG&E NGBA | Carberry | 230 | 0 | 0 | 0 | 0 | 0 | 0 | 0 | 0 | 0 | 0 | 0 | 0 | 0 | 0 | 0 | 0 | 0 | 0 | 0 | 0 | 0 | 0 | 0 | 0 | 0 | 0 | 0 | 0 | 0 | 0 | 0 | 0 | 0 | 0 | 0 | 0 | 0 | 0 | 0 | 1 | 0 | 0 | 0 | 1 | 0 | 0 | 0 | 0 | 0 | 0 | 0 | 0 | 0 | 0 | 0 | 0 | 0 | 0 | 0 | 0 | 0 | 0 | 0 | 0 | 0 | 0 | 0 | 0 | 0 | 0 | 0 | 0 | 0 | 0 | 0 | 0 | 0 | 0 | 0 | 0 | 0 | 0 | 0 | 0 | 0 | 0 | 0 | 0 | 0 | 0 | 0 | 0 | 0 | 0 | 0 | 0 | 0 | 0 |  | 0 | 0 | 0 | 0 | 0 | 0 | 0 | 0 | 0 | 0 | 0 | 0 | 0 | 0 | 0 | 0 | 3.6 | 0 | 0 | 0 | 0 | 0 | 0 | 0 | 0 | 0 | 0 | 0 | 0 | 1 | 2 | 0 | 1 | 0 | 0 | 1 | -1552.755 | -40.48 | -114.78 | Collinsville-Tesla 500 kV Line | Carberry-Round Mountain 230kV Line | Carberry-Round Mountain 230kV Line |  | 0 | 1 | 0 | 1 | 0 | 1 | -76.48 | -14.48 | -89.78 | Carberry-Round Mountain 230kV Line | Carberry-Round Mountain 230kV Line | Carberry-Round Mountain 230kV Line |  | 5 | 3 | YES | 3 | 3 | 3 | NO | 3
SCE Eastern | Cardiff | 66 | 0 | 0 | 0 | 0 | 0 | 0 | 0 | 0 | 0 | 0 | 0 | 0 | 0 | 0 | 0 | 0 | 0 | 0 | 0 | 1 | 0 | 1 | 0 | 0 | 0 | 0 | 0 | 0 | 0 | 0 | 0 | 0 | 0 | 0 | 0 | 0 | 0 | 0 | 0 | 0 | 0 | 0 | 0 | 0 | 0 | 0 | 0 | 0 | 0 | 0 | 0 | 0 | 0 | 0 | 0 | 0 | 0 | 0 | 0 | 0 | 0 | 0 | 0 | 0 | 0 | 0 | 0 | 0 | 0 | 0 | 0 | 0 | 0 | 0 | 0 | 0 | 0 | 0 | 0 | 0 | 0 | 0 | 0 | 0 | 0 | 0 | 0 | 0 | 0 | 0 | 0 | 0 | 0 | 0 | 0 | 0 | 0 | 1 |  | 0 | 0 | 0 | 0 | 0 | 0 | 0 | 0 | 0 | 0 | 0 | 0 | 0 | 0 | 0 | 0 | 0 | 0 | 0 | 0 | 0 | 0 | 0 | 0 | 0 | 0 | 0 | 0 | 0 | 0 | 0 | 0 | 0 | 0 | 0 | 0 | 334.27 | 2584.375 | 8822.375 | Serrano-Alberhill-Valley Constraint | Etiwanda-Rancho Vista Constraint | Etiwanda-Rancho Vista Constraint |  | 0 | 0 | 0 | 0 | 0 | 0 | 334.27 | 2584.375 | 8822.375 | Serrano-Alberhill-Valley Constraint | Etiwanda-Rancho Vista Constraint | Etiwanda-Rancho Vista Constraint |  | 1 | 1 | NO | 1 | 1 | 1 | NO | 1
PG&E NGBA | Caribou | 60 | 0 | 0 | 0 | 0 | 0 | 0 | 0 | 0 | 0 | 0 | 0 | 0 | 0 | 0 | 0 | 0 | 0 | 0 | 0 | 0 | 0 | 0 | 0 | 0 | 0 | 0 | 0 | 0 | 0 | 0 | 0 | 0 | 0 | 0 | 0 | 0 | 0 | 0 | 0 | 1 | 0 | 0 | 1 | 0 | 0 | 1 | 0 | 1 | 0 | 0 | 0 | 0 | 0 | 0 | 0 | 0 | 0 | 0 | 0 | 1 | 1 | 0 | 0 | 0 | 0 | 0 | 0 | 0 | 0 | 0 | 0 | 0 | 0 | 0 | 0 | 0 | 0 | 0 | 0 | 0 | 0 | 0 | 0 | 0 | 0 | 0 | 0 | 0 | 0 | 0 | 0 | 0 | 0 | 0 | 0 | 0 | 0 | 0 |  | 0 | 0 | 0 | 0 | 0 | 0 | 0 | 0 | 0 | 0 | 0 | 0 | 0 | 0 | 0 | 0 | 10 | 0 | 0 | 0 | 0 | 0 | 0 | 0 | 0 | 0 | 0 | 0 | 0 | 1 | 3 | 0 | 1 | 0 | 0 | 0 | -1552.755 | -1083.3241 | 329.548 | Collinsville-Tesla 500 kV Line | Bellota-Weber 230kV line | Bell-Placer 115kV Line |  | 0 | 2 | 0 | 1 | 0 | 0 | -1091.3965 | -623.3241 | 329.548 | Tesla-Bellota 230 kV line | Bellota-Weber 230kV line | Bell-Placer 115kV Line |  | 5 | 4 | YES | 4 | 1 | 1 | NO | 1
PG&E NGBA | Caribou | 115 | 0 | 0 | 0 | 0 | 0 | 0 | 0 | 0 | 0 | 0 | 0 | 0 | 0 | 0 | 0 | 0 | 0 | 0 | 0 | 0 | 0 | 0 | 0 | 0 | 0 | 0 | 0 | 0 | 0 | 0 | 0 | 0 | 0 | 0 | 0 | 0 | 0 | 0 | 0 | 1 | 0 | 0 | 0 | 0 | 0 | 0 | 0 | 0 | 0 | 0 | 0 | 0 | 0 | 0 | 0 | 0 | 0 | 0 | 0 | 1 | 0 | 0 | 0 | 0 | 0 | 0 | 0 | 0 | 0 | 0 | 0 | 0 | 0 | 0 | 0 | 0 | 0 | 0 | 0 | 0 | 0 | 0 | 0 | 0 | 0 | 0 | 0 | 0 | 0 | 0 | 0 | 0 | 0 | 0 | 0 | 0 | 0 | 0 |  | 0 | 0 | 0 | 0 | 0 | 0 | 0 | 0 | 0 | 0 | 0 | 0 | 0 | 0 | 0 | 0 | 10 | 0 | 0 | 0 | 0 | 0 | 0 | 0 | 0 | 0 | 0 | 0 | 0 | 1 | 2 | 0 | 0 | 0 | 0 | 0 | -1552.755 | 590.186 | 3949.977 | Collinsville-Tesla 500 kV Line | Collinsville-Tesla 500 kV Line | Tesla-Bellota 230 kV line |  | 0 | 1 | 0 | 0 | 0 | 0 | -1091.3965 | 975.6364 | 3949.977 | Tesla-Bellota 230 kV line | Tesla-Bellota 230 kV line | Tesla-Bellota 230 kV line |  | 5 | 4 | YES | 4 | 1 | 1 | NO | 1
PG&E NGBA | Caribou | 230 | 0 | 0 | 0 | 0 | 0 | 0 | 0 | 0 | 0 | 0 | 0 | 0 | 0 | 0 | 0 | 0 | 0 | 0 | 0 | 0 | 0 | 0 | 0 | 0 | 0 | 0 | 0 | 0 | 0 | 0 | 0 | 0 | 0 | 0 | 0 | 0 | 0 | 0 | 0 | 1 | 0 | 0 | 0 | 0 | 0 | 0 | 0 | 0 | 0 | 0 | 0 | 0 | 0 | 0 | 0 | 0 | 0 | 0 | 0 | 1 | 0 | 0 | 0 | 0 | 0 | 0 | 0 | 0 | 0 | 0 | 0 | 0 | 0 | 0 | 0 | 0 | 0 | 0 | 0 | 0 | 0 | 0 | 0 | 0 | 0 | 0 | 0 | 0 | 0 | 0 | 0 | 0 | 0 | 0 | 0 | 0 | 0 | 0 |  | 0 | 0 | 0 | 0 | 0 | 0 | 0 | 0 | 0 | 0 | 0 | 0 | 0 | 0 | 0 | 0 | 0 | 0 | 0 | 0 | 0 | 0 | 0 | 0 | 0 | 0 | 0 | 0 | 0 | 0 | 2 | 0 | 0 | 0 | 0 | 0 | -1552.755 | 590.186 | 3949.977 | Collinsville-Tesla 500 kV Line | Collinsville-Tesla 500 kV Line | Tesla-Bellota 230 kV line |  | 0 | 1 | 0 | 0 | 0 | 0 | -1091.3965 | 975.6364 | 3949.977 | Tesla-Bellota 230 kV line | Tesla-Bellota 230 kV line | Tesla-Bellota 230 kV line |  | 5 | 4 | YES | 4 | 1 | 1 | NO | 1
EOP | Carpenter Canyon (fka Gamebird) | 138 | 0 | 0 | 0 | 0 | 0 | 0 | 0 | 0 | 0 | 0 | 0 | 0 | 0 | 0 | 0 | 0 | 0 | 0 | 0 | 0 | 0 | 0 | 1 | 1 | 1 | 0 | 0 | 0 | 0 | 0 | 0 | 0 | 0 | 0 | 0 | 0 | 0 | 0 | 0 | 0 | 0 | 0 | 0 | 0 | 0 | 0 | 0 | 0 | 0 | 0 | 0 | 0 | 0 | 0 | 0 | 0 | 0 | 0 | 0 | 0 | 0 | 0 | 0 | 0 | 0 | 0 | 0 | 0 | 0 | 0 | 0 | 0 | 0 | 0 | 0 | 0 | 0 | 0 | 0 | 0 | 0 | 0 | 0 | 0 | 0 | 0 | 0 | 0 | 0 | 0 | 0 | 0 | 0 | 0 | 0 | 0 | 0 | 2 |  | 0 | 0 | 0 | 0 | 0 | 0 | 0 | 0 | 0 | 0 | 0 | 0 | 0 | 0 | 0 | 0 | 0 | 0 | 0 | 0 | 0 | 0 | 0 | 0 | 0 | 0 | 0 | 0 | 0 | 0 | 1 | 1 | 0 | 0 | 0 | 0 | -2392.615 | 660.59 | 1077.53 | Lugo - Victorville area constraint | Sloan Canyon - Eldorado 500 kV constraint | GLW 230kV area constraint |  | 0 | 1 | 0 | 0 | 0 | 0 | -250.55 | 660.59 | 1077.53 | Sloan Canyon - Eldorado 500 kV constraint | Sloan Canyon - Eldorado 500 kV constraint | GLW 230kV area constraint |  | 5 | 4 | YES | 4 | 1 | 1 | NO | 1
EOP | Carpenter Canyon (fka Gamebird) | 230 | 0 | 0 | 0 | 0 | 0 | 0 | 0 | 0 | 0 | 0 | 0 | 0 | 0 | 0 | 0 | 0 | 0 | 0 | 0 | 0 | 0 | 0 | 1 | 1 | 1 | 0 | 0 | 0 | 0 | 0 | 0 | 0 | 0 | 0 | 0 | 0 | 0 | 0 | 0 | 0 | 0 | 0 | 0 | 0 | 0 | 0 | 0 | 0 | 0 | 0 | 0 | 0 | 0 | 0 | 0 | 0 | 0 | 0 | 0 | 0 | 0 | 0 | 0 | 0 | 0 | 0 | 0 | 0 | 0 | 0 | 0 | 0 | 0 | 0 | 0 | 0 | 0 | 0 | 0 | 0 | 0 | 0 | 0 | 0 | 0 | 0 | 0 | 0 | 0 | 0 | 0 | 0 | 0 | 0 | 0 | 0 | 0 | 2 |  | 0 | 0 | 0 | 0 | 0 | 0 | 0 | 0 | 0 | 0 | 0 | 0 | 0 | 0 | 0 | 0 | 0 | 0 | 0 | 0 | 0 | 0 | 0 | 0 | 150 | 550 | 0 | 200 | 0 | 1 | 1 | 1 | 0 | 0 | 0 | 0 | -2392.615 | 660.59 | 1077.53 | Lugo - Victorville area constraint | Sloan Canyon - Eldorado 500 kV constraint | GLW 230kV area constraint |  | 0 | 1 | 0 | 0 | 0 | 0 | -250.55 | 660.59 | 1077.53 | Sloan Canyon - Eldorado 500 kV constraint | Sloan Canyon - Eldorado 500 kV constraint | GLW 230kV area constraint |  | 5 | 4 | YES | 4 | 1 | 1 | NO | 1
PG&E NGBA | Carquinez | 115 | 0 | 0 | 0 | 0 | 0 | 0 | 0 | 0 | 0 | 0 | 0 | 0 | 0 | 0 | 0 | 0 | 0 | 0 | 0 | 0 | 0 | 0 | 0 | 0 | 0 | 0 | 0 | 0 | 0 | 0 | 0 | 0 | 0 | 0 | 0 | 0 | 0 | 0 | 0 | 1 | 0 | 0 | 0 | 0 | 0 | 0 | 0 | 0 | 0 | 0 | 0 | 0 | 1 | 0 | 0 | 0 | 0 | 0 | 0 | 0 | 0 | 0 | 0 | 0 | 0 | 0 | 1 | 0 | 0 | 0 | 0 | 0 | 0 | 0 | 0 | 0 | 0 | 0 | 0 | 0 | 0 | 0 | 0 | 0 | 0 | 0 | 0 | 0 | 0 | 0 | 0 | 0 | 0 | 0 | 0 | 0 | 0 | 1 |  | 0 | 0 | 0 | 0 | 0 | 0 | 0 | 0 | 0 | 0 | 0 | 0 | 0 | 0 | 0 | 0 | 0 | 0 | 0 | 0 | 0 | 0 | 0 | 0 | 0 | 0 | 0 | 0 | 0 | 0 | 2 | 0 | 1 | 0 | 0 | 0 | -1552.755 | -150.277 | 634.382 | Collinsville-Tesla 500 kV Line | Birds Landing-Contra Costa 230kV Line | Birds Landing-Contra Costa 230kV Line |  | 0 | 0 | 0 | 0 | 0 | 0 | 1338.475 | 1615.723 | 634.382 | Birds Landing-Contra Costa 230kV Line | Birds Landing-Contra Costa 230kV Line | Birds Landing-Contra Costa 230kV Line |  | 5 | 1 | YES | 2 | 1 | 1 | NO | 1
SDGE | Carrizo Gorge | 138 | 0 | 0 | 0 | 0 | 0 | 0 | 0 | 0 | 0 | 0 | 0 | 0 | 0 | 0 | 0 | 0 | 0 | 0 | 0 | 0 | 0 | 0 | 0 | 0 | 0 | 0 | 0 | 0 | 0 | 0 | 1 | 0 | 1 | 0 | 0 | 1 | 1 | 0 | 0 | 0 | 0 | 0 | 0 | 0 | 0 | 0 | 0 | 0 | 0 | 0 | 0 | 0 | 0 | 0 | 0 | 0 | 0 | 0 | 0 | 0 | 0 | 0 | 0 | 0 | 0 | 0 | 0 | 0 | 0 | 0 | 0 | 0 | 0 | 0 | 0 | 0 | 0 | 0 | 0 | 0 | 0 | 0 | 0 | 0 | 0 | 0 | 0 | 0 | 0 | 0 | 0 | 0 | 0 | 0 | 0 | 0 | 0 | 4 |  | 0 | 0 | 0 | 0 | 0 | 0 | 0 | 0 | 0 | 0 | 0 | 0 | 0 | 0 | 0 | 0 | 0 | 0 | 0 | 0 | 0 | 0 | 0 | 0 | 0 | 90 | 70 | 0 | 0 | 1 | 0 | 0 | 0 | 0 | 0 | 0 | 246.81 | 1413.17 | 1766.9044 | San Luis Rey-San Onofre 230 kV line constraint | Silvergate-Old Town 230 kV constraint | Silvergate-Old Town 230 kV constraint |  | 0 | 0 | 0 | 0 | 0 | 0 | 246.81 | 1413.17 | 1766.9044 | San Luis Rey-San Onofre 230 kV line constraint | Silvergate-Old Town 230 kV constraint | Silvergate-Old Town 230 kV constraint |  | 1 | 1 | NO | 1 | 1 | 1 | NO | 1
PG&E KERN | Carrizo Plains | 115 | 0 | 0 | 0 | 0 | 0 | 0 | 0 | 0 | 0 | 0 | 0 | 0 | 0 | 0 | 0 | 0 | 0 | 0 | 0 | 0 | 0 | 0 | 0 | 0 | 0 | 0 | 0 | 0 | 0 | 0 | 0 | 0 | 0 | 0 | 0 | 0 | 0 | 0 | 0 | 0 | 0 | 0 | 0 | 0 | 0 | 0 | 0 | 0 | 0 | 0 | 0 | 0 | 0 | 0 | 0 | 0 | 0 | 0 | 0 | 0 | 0 | 0 | 0 | 0 | 0 | 0 | 0 | 1 | 0 | 0 | 0 | 0 | 0 | 0 | 0 | 0 | 0 | 0 | 1 | 1 | 0 | 0 | 0 | 0 | 0 | 0 | 0 | 0 | 0 | 0 | 0 | 0 | 0 | 0 | 1 | 1 | 0 | 0 |  | 0 | 0 | 0 | 0 | 0 | 0 | 0 | 0 | 0 | 0 | 0 | 0 | 0 | 0 | 0 | 0 | 0 | 0 | 0 | 0 | 0 | 0 | 0 | 0 | 0 | 0 | 0 | 0 | 0 | 0 | 2 | 0 | 1 | 0 | 2 | 1 | -820.765 | -457.5793 | -2088.8969 | Mustang-Henrietta 230 kV line | Gates 500/230kV TB #11 | Mustang-Henrietta 230 kV line |  | 0 | 0 | 0 | 0 | 0 | 0 | 35.715 | 4.0117 | 3.675 | Cal Flat-Gates 230 kV line | Cal Flat-Gates 230 kV line | Cal Flat-Gates 230 kV line |  | 5 | 1 | YES | 2 | 5 | 1 | YES | 2
PG&E KERN | Casaloma | 230 | 0 | 0 | 0 | 0 | 0 | 0 | 0 | 0 | 0 | 0 | 0 | 0 | 0 | 0 | 0 | 0 | 0 | 0 | 0 | 0 | 0 | 0 | 0 | 0 | 0 | 0 | 0 | 0 | 0 | 0 | 0 | 0 | 0 | 0 | 0 | 0 | 0 | 0 | 0 | 0 | 0 | 0 | 0 | 0 | 0 | 0 | 0 | 0 | 0 | 0 | 0 | 0 | 0 | 0 | 0 | 0 | 0 | 0 | 0 | 0 | 0 | 0 | 0 | 0 | 0 | 0 | 0 | 1 | 1 | 0 | 0 | 0 | 0 | 0 | 0 | 0 | 0 | 0 | 0 | 1 | 0 | 0 | 0 | 0 | 0 | 0 | 0 | 0 | 0 | 0 | 0 | 0 | 0 | 0 | 0 | 0 | 0 | 0 |  | 0 | 0 | 0 | 0 | 0 | 0 | 0 | 0 | 0 | 0 | 0 | 0 | 0 | 0 | 0 | 0 | 0 | 0 | 0 | 0 | 0 | 0 | 0 | 0 | 0 | 0 | 0 | 0 | 0 | 0 | 1 | 0 | 1 | 0 | 1 | 0 | -399.853 | -457.5793 | -1079.1245 | Gates 500/230kV TB #11 | Gates 500/230kV TB #11 | Gates 500/230kV TB #11 |  | 0 | 0 | 0 | 0 | 0 | 0 | 35.715 | 4.0117 | 3.675 | Cal Flat-Gates 230 kV line | Cal Flat-Gates 230 kV line | Cal Flat-Gates 230 kV line |  | 5 | 1 | YES | 2 | 5 | 1 | YES | 2
PG&E GBA | Castro Valley | 230 | 0 | 0 | 0 | 0 | 0 | 0 | 0 | 0 | 0 | 0 | 0 | 0 | 0 | 0 | 0 | 0 | 0 | 0 | 0 | 0 | 0 | 0 | 0 | 0 | 0 | 0 | 0 | 0 | 0 | 0 | 0 | 0 | 0 | 0 | 0 | 0 | 0 | 0 | 0 | 1 | 0 | 0 | 0 | 0 | 0 | 0 | 0 | 0 | 0 | 0 | 0 | 0 | 0 | 0 | 0 | 1 | 0 | 0 | 0 | 1 | 0 | 0 | 0 | 0 | 0 | 0 | 1 | 0 | 0 | 0 | 0 | 0 | 0 | 0 | 0 | 0 | 0 | 0 | 0 | 0 | 0 | 0 | 0 | 0 | 0 | 0 | 0 | 0 | 0 | 0 | 0 | 0 | 0 | 0 | 0 | 0 | 0 | 0 |  | 0 | 0 | 0 | 0 | 0 | 0 | 0 | 0 | 0 | 0 | 0 | 0 | 0 | 0 | 0 | 0 | 0 | 0 | 0 | 0 | 0 | 0 | 0 | 0 | 0 | 0 | 0 | 0 | 0 | 0 | 4 | 0 | 1 | 0 | 0 | 0 | -1552.755 | -150.277 | 634.382 | Collinsville-Tesla 500 kV Line | Birds Landing-Contra Costa 230kV Line | Birds Landing-Contra Costa 230kV Line |  | 0 | 1 | 0 | 0 | 0 | 0 | -1091.3965 | 975.6364 | 634.382 | Tesla-Bellota 230 kV line | Tesla-Bellota 230 kV line | Birds Landing-Contra Costa 230kV Line |  | 5 | 4 | YES | 4 | 1 | 1 | NO | 1
PG&E GBA | Cayetano | 230 | 0 | 0 | 0 | 0 | 0 | 0 | 0 | 0 | 0 | 0 | 0 | 0 | 0 | 0 | 0 | 0 | 0 | 0 | 0 | 0 | 0 | 0 | 0 | 0 | 0 | 0 | 0 | 0 | 0 | 0 | 0 | 0 | 0 | 0 | 0 | 0 | 0 | 0 | 0 | 1 | 0 | 0 | 0 | 0 | 0 | 0 | 0 | 0 | 0 | 0 | 0 | 0 | 0 | 1 | 1 | 1 | 0 | 0 | 1 | 1 | 0 | 0 | 0 | 0 | 0 | 1 | 0 | 0 | 0 | 0 | 0 | 0 | 0 | 0 | 0 | 0 | 0 | 0 | 0 | 0 | 0 | 0 | 0 | 0 | 0 | 0 | 0 | 0 | 0 | 0 | 0 | 0 | 0 | 0 | 0 | 0 | 0 | 0 |  | 0 | 0 | 0 | 0 | 0 | 0 | 0 | 0 | 0 | 0 | 0 | 0 | 0 | 0 | 0 | 0 | 0 | 0 | 0 | 0 | 0 | 0 | 0 | 0 | 0 | 100 | 100 | 0 | 0 | 1 | 4 | 0 | 1 | 0 | 0 | 0 | -1552.755 | -353.559 | 3710.906 | Collinsville-Tesla 500 kV Line | Windmaster-Delta pumps 230 kV line | Contra Costa- Windmaster 230 kV line |  | 0 | 1 | 0 | 0 | 0 | 0 | -1091.3965 | 975.6364 | 3710.906 | Tesla-Bellota 230 kV line | Tesla-Bellota 230 kV line | Contra Costa- Windmaster 230 kV line |  | 5 | 4 | YES | 4 | 1 | 1 | NO | 1
SCE Metro | Center | 230 | 0 | 0 | 0 | 0 | 0 | 0 | 0 | 0 | 0 | 1 | 0 | 0 | 0 | 0 | 0 | 0 | 0 | 0 | 0 | 0 | 0 | 0 | 0 | 0 | 0 | 0 | 0 | 0 | 0 | 0 | 0 | 0 | 0 | 0 | 0 | 0 | 0 | 0 | 0 | 0 | 0 | 0 | 0 | 0 | 0 | 0 | 0 | 0 | 0 | 0 | 0 | 0 | 0 | 0 | 0 | 0 | 0 | 0 | 0 | 0 | 0 | 0 | 0 | 0 | 0 | 0 | 0 | 0 | 0 | 0 | 0 | 0 | 0 | 0 | 0 | 0 | 0 | 0 | 0 | 0 | 0 | 0 | 0 | 0 | 0 | 0 | 0 | 0 | 0 | 0 | 0 | 0 | 0 | 0 | 0 | 0 | 0 | 0 |  | 0 | 0 | 0 | 0 | 0 | 0 | 0 | 0 | 0 | 0 | 0 | 0 | 0 | 0 | 0 | 0 | 0 | 0 | 0 | 0 | 0 | 0 | 0 | 0 | 0 | 0 | 90 | 0 | 0 | 1 | 0 | 0 | 0 | 0 | 0 | 0 | 9384.6 | 11197.7 | 14407.5055 | SCE Metro Area Default Constraint | SCE Metro Area Default Constraint | SCE Metro Area Default Constraint |  | 0 | 0 | 0 | 0 | 0 | 0 | 9384.6 | 11197.7 | 14407.5055 | SCE Metro Area Default Constraint | SCE Metro Area Default Constraint | SCE Metro Area Default Constraint |  | 1 | 1 | NO | 1 | 1 | 1 | NO | 1
PG&E KERN | Charca | 115 | 0 | 0 | 0 | 0 | 0 | 0 | 0 | 0 | 0 | 0 | 0 | 0 | 0 | 0 | 0 | 0 | 0 | 0 | 0 | 0 | 0 | 0 | 0 | 0 | 0 | 0 | 0 | 0 | 0 | 0 | 0 | 0 | 0 | 0 | 0 | 0 | 0 | 0 | 0 | 0 | 0 | 0 | 0 | 0 | 0 | 0 | 0 | 0 | 0 | 0 | 0 | 0 | 0 | 0 | 0 | 0 | 0 | 0 | 0 | 0 | 0 | 0 | 0 | 0 | 0 | 0 | 0 | 1 | 1 | 0 | 0 | 0 | 0 | 0 | 0 | 1 | 0 | 0 | 0 | 1 | 0 | 0 | 0 | 0 | 0 | 0 | 0 | 0 | 0 | 0 | 0 | 0 | 0 | 0 | 0 | 0 | 0 | 0 |  | 0 | 0 | 0 | 0 | 0 | 0 | 0 | 0 | 0 | 0 | 0 | 0 | 0 | 0 | 0 | 0 | 0 | 0 | 0 | 0 | 0 | 0 | 0 | 4.62 | 0 | 0 | 0 | 0 | 0 | 1 | 1 | 0 | 1 | 0 | 1 | 0 | -399.853 | -457.5793 | -1079.1245 | Gates 500/230kV TB #11 | Gates 500/230kV TB #11 | Gates 500/230kV TB #11 |  | 0 | 0 | 0 | 0 | 0 | 0 | 35.715 | 4.0117 | 3.675 | Cal Flat-Gates 230 kV line | Cal Flat-Gates 230 kV line | Cal Flat-Gates 230 kV line |  | 5 | 1 | YES | 2 | 5 | 1 | YES | 2
EOP | Charleston | 138 | 0 | 0 | 0 | 0 | 0 | 0 | 0 | 0 | 0 | 0 | 0 | 0 | 0 | 0 | 0 | 0 | 0 | 0 | 0 | 0 | 0 | 0 | 1 | 1 | 1 | 0 | 0 | 0 | 0 | 0 | 0 | 0 | 0 | 0 | 0 | 0 | 0 | 0 | 0 | 0 | 0 | 0 | 0 | 0 | 0 | 0 | 0 | 0 | 0 | 0 | 0 | 0 | 0 | 0 | 0 | 0 | 0 | 0 | 0 | 0 | 0 | 0 | 0 | 0 | 0 | 0 | 0 | 0 | 0 | 0 | 0 | 0 | 0 | 0 | 0 | 0 | 0 | 0 | 0 | 0 | 0 | 0 | 0 | 0 | 0 | 0 | 0 | 0 | 0 | 0 | 0 | 0 | 0 | 0 | 0 | 0 | 0 | 2 |  | 0 | 0 | 0 | 0 | 0 | 0 | 0 | 0 | 0 | 0 | 0 | 0 | 0 | 0 | 0 | 0 | 0 | 0 | 0 | 0 | 0 | 0 | 0 | 0 | 0 | 0 | 0 | 0 | 0 | 0 | 1 | 1 | 0 | 0 | 0 | 0 | -2392.615 | 660.59 | 1077.53 | Lugo - Victorville area constraint | Sloan Canyon - Eldorado 500 kV constraint | GLW 230kV area constraint |  | 0 | 1 | 0 | 0 | 0 | 0 | -250.55 | 660.59 | 1077.53 | Sloan Canyon - Eldorado 500 kV constraint | Sloan Canyon - Eldorado 500 kV constraint | GLW 230kV area constraint |  | 5 | 4 | YES | 4 | 1 | 1 | NO | 1
SCE Metro | Chevmain | 230 | 0 | 0 | 0 | 0 | 0 | 0 | 0 | 0 | 0 | 1 | 0 | 0 | 0 | 0 | 0 | 0 | 0 | 0 | 0 | 0 | 0 | 0 | 0 | 0 | 0 | 0 | 0 | 0 | 0 | 0 | 0 | 0 | 0 | 0 | 0 | 0 | 0 | 0 | 0 | 0 | 0 | 0 | 0 | 0 | 0 | 0 | 0 | 0 | 0 | 0 | 0 | 0 | 0 | 0 | 0 | 0 | 0 | 0 | 0 | 0 | 0 | 0 | 0 | 0 | 0 | 0 | 0 | 0 | 0 | 0 | 0 | 0 | 0 | 0 | 0 | 0 | 0 | 0 | 0 | 0 | 0 | 0 | 0 | 0 | 0 | 0 | 0 | 0 | 0 | 0 | 0 | 0 | 0 | 0 | 0 | 0 | 0 | 0 |  | 0 | 0 | 0 | 0 | 0 | 0 | 0 | 0 | 0 | 0 | 0 | 0 | 0 | 0 | 0 | 0 | 0 | 0 | 0 | 0 | 0 | 0 | 0 | 0 | 0 | 0 | 0 | 0 | 0 | 0 | 0 | 0 | 0 | 0 | 0 | 0 | 9384.6 | 11197.7 | 14407.5055 | SCE Metro Area Default Constraint | SCE Metro Area Default Constraint | SCE Metro Area Default Constraint |  | 0 | 0 | 0 | 0 | 0 | 0 | 9384.6 | 11197.7 | 14407.5055 | SCE Metro Area Default Constraint | SCE Metro Area Default Constraint | SCE Metro Area Default Constraint |  | 1 | 1 | NO | 1 | 1 | 1 | NO | 1
SDGE | Chicarita | 138 | 0 | 0 | 0 | 0 | 0 | 0 | 0 | 0 | 0 | 0 | 0 | 0 | 0 | 0 | 0 | 0 | 0 | 0 | 0 | 0 | 0 | 0 | 0 | 0 | 0 | 0 | 0 | 0 | 1 | 0 | 1 | 0 | 1 | 0 | 0 | 0 | 0 | 0 | 0 | 0 | 0 | 0 | 0 | 0 | 0 | 0 | 0 | 0 | 0 | 0 | 0 | 0 | 0 | 0 | 0 | 0 | 0 | 0 | 0 | 0 | 0 | 0 | 0 | 0 | 0 | 0 | 0 | 0 | 0 | 0 | 0 | 0 | 0 | 0 | 0 | 0 | 0 | 0 | 0 | 0 | 0 | 0 | 0 | 0 | 0 | 0 | 0 | 0 | 0 | 0 | 0 | 0 | 0 | 0 | 0 | 0 | 0 | 3 |  | 0 | 0 | 0 | 0 | 0 | 0 | 0 | 0 | 0 | 0 | 0 | 0 | 0 | 0 | 0 | 0 | 0 | 0 | 0 | 0 | 0 | 0 | 0 | 0 | 0 | 0 | 0 | 0 | 0 | 0 | 0 | 0 | 0 | 0 | 0 | 0 | 246.81 | 1766.905 | 8002.2844 | San Luis Rey-San Onofre 230 kV line constraint | San Luis Rey-San Onofre 230 kV line constraint | Encina - San Luis Rey 230 kV constraint |  | 0 | 0 | 0 | 0 | 0 | 0 | 246.81 | 1766.905 | 8002.2844 | San Luis Rey-San Onofre 230 kV line constraint | San Luis Rey-San Onofre 230 kV line constraint | Encina - San Luis Rey 230 kV constraint |  | 1 | 1 | NO | 1 | 1 | 1 | NO | 1
SCE Metro | Chino | 230 | 0 | 0 | 0 | 0 | 0 | 0 | 0 | 0 | 0 | 1 | 0 | 0 | 0 | 0 | 0 | 0 | 0 | 0 | 0 | 0 | 0 | 0 | 0 | 0 | 0 | 0 | 0 | 0 | 0 | 0 | 0 | 0 | 0 | 0 | 0 | 0 | 0 | 0 | 0 | 0 | 0 | 0 | 0 | 0 | 0 | 0 | 0 | 0 | 0 | 0 | 0 | 0 | 0 | 0 | 0 | 0 | 0 | 0 | 0 | 0 | 0 | 0 | 0 | 0 | 0 | 0 | 0 | 0 | 0 | 0 | 0 | 0 | 0 | 0 | 0 | 0 | 0 | 0 | 0 | 0 | 0 | 0 | 0 | 0 | 0 | 0 | 0 | 0 | 0 | 0 | 0 | 0 | 0 | 0 | 0 | 0 | 0 | 0 |  | 0 | 0 | 0 | 0 | 0 | 0 | 0 | 0 | 0 | 0 | 0 | 0 | 0 | 0 | 0 | 0 | 0 | 0 | 0 | 0 | 0 | 0 | 0 | 0 | 0 | 0 | 0 | 0 | 0 | 0 | 0 | 0 | 0 | 0 | 0 | 0 | 9384.6 | 11197.7 | 14407.5055 | SCE Metro Area Default Constraint | SCE Metro Area Default Constraint | SCE Metro Area Default Constraint |  | 0 | 0 | 0 | 0 | 0 | 0 | 9384.6 | 11197.7 | 14407.5055 | SCE Metro Area Default Constraint | SCE Metro Area Default Constraint | SCE Metro Area Default Constraint |  | 1 | 1 | NO | 1 | 1 | 1 | NO | 1
PG&E FRESNO | Chowchilla | 115 | 0 | 0 | 0 | 0 | 0 | 0 | 0 | 0 | 0 | 0 | 0 | 0 | 0 | 0 | 0 | 0 | 0 | 0 | 0 | 0 | 0 | 0 | 0 | 0 | 0 | 0 | 0 | 0 | 0 | 0 | 0 | 0 | 0 | 0 | 0 | 0 | 0 | 0 | 0 | 0 | 0 | 0 | 0 | 0 | 0 | 1 | 0 | 0 | 0 | 0 | 0 | 0 | 0 | 0 | 0 | 0 | 0 | 0 | 0 | 0 | 0 | 0 | 0 | 0 | 0 | 0 | 0 | 0 | 0 | 0 | 0 | 0 | 0 | 0 | 0 | 0 | 0 | 0 | 1 | 1 | 0 | 1 | 1 | 1 | 1 | 1 | 0 | 1 | 1 | 1 | 1 | 0 | 1 | 0 | 0 | 0 | 0 | 2 |  | 0 | 0 | 0 | 0 | 0 | 0 | 0 | 0 | 0 | 0 | 0 | 0 | 0 | 0 | 0 | 0 | 0 | 0 | 0 | 0 | 0 | 0 | 0 | 7.56 | 0 | 0 | 0 | 50 | 0 | 1 | 5 | 0 | 5 | 0 | 6 | 0 | -1745.05 | -1701.25 | -1707.7948 | Borden-Storey #1 230kV line | Borden-Storey #1 230kV line | Gates 500/230kV TB #12 |  | 0 | 2 | 0 | 2 | 2 | 0 | -680.5815 | -623.3241 | -239.7374 | Bellota-Weber 230kV line | Bellota-Weber 230kV line | Oro Loma-El Nido 115kV Line |  | 5 | 4 | YES | 4 | 5 | 5 | NO | 5
PG&E GBA | Christie | 60 | 0 | 0 | 0 | 0 | 0 | 0 | 0 | 0 | 0 | 0 | 0 | 0 | 0 | 0 | 0 | 0 | 0 | 0 | 0 | 0 | 0 | 0 | 0 | 0 | 0 | 0 | 0 | 0 | 0 | 0 | 0 | 0 | 0 | 0 | 0 | 0 | 0 | 0 | 0 | 1 | 0 | 0 | 0 | 0 | 0 | 0 | 0 | 0 | 0 | 1 | 0 | 0 | 1 | 1 | 1 | 1 | 0 | 0 | 1 | 1 | 0 | 1 | 0 | 0 | 0 | 1 | 0 | 0 | 0 | 0 | 0 | 0 | 0 | 0 | 0 | 0 | 0 | 0 | 0 | 0 | 0 | 0 | 0 | 0 | 0 | 0 | 0 | 0 | 0 | 0 | 0 | 0 | 0 | 0 | 0 | 0 | 0 | 2 |  | 0 | 0 | 0 | 0 | 0 | 0 | 0 | 0 | 0 | 0 | 0 | 0 | 0 | 0 | 0 | 0 | 0 | 0 | 0 | 0 | 0 | 0 | 0 | 0 | 0 | 0 | 0 | 0 | 0 | 0 | 4 | 0 | 1 | 0 | 0 | 0 | -1552.755 | -353.559 | 1214.56 | Collinsville-Tesla 500 kV Line | Windmaster-Delta pumps 230 kV line | Grant - Eastshore #2 line 115 kV |  | 0 | 1 | 0 | 0 | 0 | 0 | -1091.3965 | 962.4 | 1214.56 | Tesla-Bellota 230 kV line | Grant - Eastshore #2 line 115 kV | Grant - Eastshore #2 line 115 kV |  | 5 | 4 | YES | 4 | 1 | 1 | NO | 1
PG&E GBA | Christie | 115 | 0 | 0 | 0 | 0 | 0 | 0 | 0 | 0 | 0 | 0 | 0 | 0 | 0 | 0 | 0 | 0 | 0 | 0 | 0 | 0 | 0 | 0 | 0 | 0 | 0 | 0 | 0 | 0 | 0 | 0 | 0 | 0 | 0 | 0 | 0 | 0 | 0 | 0 | 0 | 1 | 0 | 0 | 0 | 0 | 0 | 0 | 0 | 0 | 0 | 0 | 0 | 0 | 1 | 0 | 0 | 1 | 0 | 0 | 0 | 0 | 0 | 0 | 0 | 0 | 0 | 0 | 0 | 0 | 0 | 0 | 0 | 0 | 0 | 0 | 0 | 0 | 0 | 0 | 0 | 0 | 0 | 0 | 0 | 0 | 0 | 0 | 0 | 0 | 0 | 0 | 0 | 0 | 0 | 0 | 0 | 0 | 0 | 1 |  | 0 | 0 | 0 | 0 | 0 | 0 | 0 | 0 | 0 | 0 | 0 | 0 | 0 | 0 | 0 | 0 | 0 | 0 | 0 | 0 | 0 | 0 | 0 | 0 | 0 | 0 | 0 | 0 | 0 | 0 | 2 | 0 | 0 | 0 | 0 | 0 | -1552.755 | 590.186 | 5456.3208 | Collinsville-Tesla 500 kV Line | Collinsville-Tesla 500 kV Line | Collinsville-Tesla 500 kV Line |  | 0 | 0 | 0 | 0 | 0 | 0 | 2231.175 | 2603.935 | 5456.3208 | Sobrante-Moraga 230 kV line | Sobrante-Moraga 230 kV line | Collinsville-Tesla 500 kV Line |  | 5 | 1 | YES | 2 | 1 | 1 | NO | 1
SCE Eastern | Cielo Azul | 500 | 0 | 0 | 0 | 0 | 0 | 0 | 0 | 0 | 0 | 0 | 0 | 0 | 0 | 0 | 0 | 0 | 1 | 1 | 0 | 0 | 0 | 1 | 0 | 0 | 1 | 0 | 0 | 0 | 0 | 0 | 0 | 0 | 0 | 0 | 0 | 0 | 0 | 0 | 0 | 0 | 0 | 0 | 0 | 0 | 0 | 0 | 0 | 0 | 0 | 0 | 0 | 0 | 0 | 0 | 0 | 0 | 0 | 0 | 0 | 0 | 0 | 0 | 0 | 0 | 0 | 0 | 0 | 0 | 0 | 0 | 0 | 0 | 0 | 0 | 0 | 0 | 0 | 0 | 0 | 0 | 0 | 0 | 0 | 0 | 0 | 0 | 0 | 0 | 0 | 0 | 0 | 0 | 0 | 0 | 0 | 0 | 0 | 2 |  | 0 | 0 | 0 | 0 | 0 | 0 | 0 | 0 | 0 | 0 | 0 | 0 | 0 | 0 | 0 | 0 | 0 | 0 | 0 | 0 | 0 | 0 | 0 | 0 | 500 | 2625 | 1549.4 | 250 | 0 | 1 | 1 | 0 | 0 | 0 | 0 | 0 | -2392.615 | 830.3 | 1485.15 | Lugo - Victorville area constraint | DCRT Constraint | DCRT Constraint |  | 0 | 0 | 0 | 0 | 0 | 0 | 316.1 | 830.3 | 1485.15 | DCRT Constraint | DCRT Constraint | DCRT Constraint |  | 5 | 1 | YES | 2 | 1 | 1 | NO | 1
PG&E GBA | Clay | 60 | 0 | 0 | 0 | 0 | 0 | 0 | 0 | 0 | 0 | 0 | 0 | 0 | 0 | 0 | 0 | 0 | 0 | 0 | 0 | 0 | 0 | 0 | 0 | 0 | 0 | 0 | 0 | 0 | 0 | 0 | 0 | 0 | 0 | 0 | 0 | 0 | 0 | 0 | 0 | 0 | 0 | 0 | 0 | 0 | 0 | 1 | 0 | 0 | 0 | 0 | 0 | 0 | 0 | 0 | 0 | 0 | 0 | 0 | 0 | 1 | 1 | 0 | 0 | 0 | 0 | 0 | 0 | 0 | 0 | 0 | 0 | 0 | 0 | 0 | 0 | 0 | 0 | 0 | 0 | 0 | 0 | 0 | 0 | 0 | 0 | 0 | 0 | 0 | 0 | 0 | 0 | 0 | 0 | 0 | 0 | 0 | 0 | 0 |  | 0 | 0 | 0 | 0 | 0 | 0 | 0 | 0 | 0 | 0 | 0 | 0 | 0 | 0 | 0 | 0 | 0 | 0 | 0 | 0 | 0 | 0 | 0 | 0 | 0 | 0 | 0 | 0 | 0 | 0 | 2 | 0 | 1 | 0 | 0 | 0 | -1391.3965 | -1083.3241 | 1018.0822 | Tesla-Bellota 230 kV line | Bellota-Weber 230kV line | Bellota-Weber 230kV line |  | 0 | 2 | 0 | 1 | 0 | 0 | -1091.3965 | -623.3241 | 1018.0822 | Tesla-Bellota 230 kV line | Bellota-Weber 230kV line | Bellota-Weber 230kV line |  | 5 | 4 | YES | 4 | 1 | 1 | NO | 1
PG&E GBA | Clayton | 115 | 0 | 0 | 0 | 0 | 0 | 0 | 0 | 0 | 0 | 0 | 0 | 0 | 0 | 0 | 0 | 0 | 0 | 0 | 0 | 0 | 0 | 0 | 0 | 0 | 0 | 0 | 0 | 0 | 0 | 0 | 0 | 0 | 0 | 0 | 0 | 0 | 0 | 0 | 0 | 1 | 0 | 0 | 0 | 0 | 0 | 0 | 0 | 0 | 0 | 0 | 0 | 0 | 0 | 0 | 0 | 0 | 0 | 0 | 0 | 0 | 0 | 0 | 0 | 0 | 0 | 0 | 0 | 0 | 0 | 0 | 0 | 0 | 0 | 0 | 0 | 0 | 0 | 0 | 0 | 0 | 0 | 0 | 0 | 0 | 0 | 0 | 0 | 0 | 0 | 0 | 0 | 0 | 0 | 0 | 0 | 0 | 0 | 0 |  | 0 | 0 | 0 | 0 | 0 | 0 | 0 | 0 | 0 | 0 | 0 | 0 | 0 | 0 | 0 | 0 | 0 | 0 | 0 | 0 | 0 | 0 | 0 | 0 | 0 | 0 | 0 | 0 | 0 | 0 | 1 | 0 | 0 | 0 | 0 | 0 | -1552.755 | 590.186 | 5456.3208 | Collinsville-Tesla 500 kV Line | Collinsville-Tesla 500 kV Line | Collinsville-Tesla 500 kV Line |  | 0 | 0 | 0 | 0 | 0 | 0 | 7092.245 | 9235.186 | 5456.3208 | Collinsville-Tesla 500 kV Line | Collinsville-Tesla 500 kV Line | Collinsville-Tesla 500 kV Line |  | 5 | 1 | YES | 2 | 1 | 1 | NO | 1
PG&E NGBA | Cloverdale | 115 | 0 | 0 | 0 | 0 | 0 | 0 | 0 | 0 | 0 | 0 | 0 | 0 | 0 | 0 | 0 | 0 | 0 | 0 | 0 | 0 | 0 | 0 | 0 | 0 | 0 | 0 | 0 | 0 | 0 | 0 | 0 | 0 | 0 | 0 | 0 | 0 | 0 | 0 | 0 | 1 | 0 | 1 | 0 | 0 | 0 | 0 | 0 | 0 | 0 | 0 | 0 | 0 | 1 | 0 | 1 | 1 | 0 | 0 | 0 | 0 | 0 | 0 | 0 | 0 | 0 | 0 | 1 | 0 | 0 | 0 | 0 | 0 | 0 | 0 | 0 | 0 | 0 | 0 | 0 | 0 | 0 | 0 | 0 | 0 | 0 | 0 | 0 | 0 | 0 | 0 | 0 | 0 | 0 | 0 | 0 | 0 | 0 | 1 |  | 25 | 0 | 0 | 0 | 0 | 0 | 0 | 0 | 0 | 0 | 0 | 0 | 0 | 0 | 1 | 53 | 5.5 | 0 | 0 | 0 | 0 | 0 | 0 | 0 | 0 | 0 | 0 | 0 | 0 | 1 | 3 | 0 | 1 | 0 | 0 | 0 | -1552.755 | -150.277 | 634.382 | Collinsville-Tesla 500 kV Line | Birds Landing-Contra Costa 230kV Line | Birds Landing-Contra Costa 230kV Line |  | 0 | 0 | 0 | 0 | 0 | 0 | 733.3 | 787.18 | 634.382 | Cortina-Eagle Rock 115 kV line | Cortina-Eagle Rock 115 kV line | Birds Landing-Contra Costa 230kV Line |  | 5 | 1 | YES | 2 | 1 | 1 | NO | 1
PG&E FRESNO | Clovis | 115 | 0 | 0 | 0 | 0 | 0 | 0 | 0 | 0 | 0 | 0 | 0 | 0 | 0 | 0 | 0 | 0 | 0 | 0 | 0 | 0 | 0 | 0 | 0 | 0 | 0 | 0 | 0 | 0 | 0 | 0 | 0 | 0 | 0 | 0 | 0 | 0 | 0 | 0 | 0 | 0 | 0 | 0 | 0 | 0 | 0 | 0 | 0 | 0 | 0 | 0 | 0 | 0 | 0 | 0 | 0 | 0 | 0 | 0 | 0 | 0 | 0 | 0 | 0 | 0 | 0 | 0 | 0 | 0 | 0 | 0 | 0 | 0 | 0 | 0 | 0 | 0 | 0 | 0 | 0 | 1 | 0 | 1 | 1 | 1 | 0 | 1 | 0 | 1 | 0 | 0 | 0 | 0 | 1 | 0 | 0 | 0 | 0 | 1 |  | 0 | 0 | 0 | 0 | 0 | 0 | 0 | 0 | 0 | 0 | 0 | 0 | 0 | 0 | 0 | 0 | 0 | 0 | 0 | 0 | 0 | 0 | 0 | 0 | 0 | 0 | 0 | 0 | 0 | 0 | 3 | 0 | 3 | 0 | 4 | 0 | -724.15 | -774.45 | -1079.1245 | Chowchilla-Le grand 115kV Line | Chowchilla-Le grand 115kV Line | Gates 500/230kV TB #11 |  | 0 | 0 | 0 | 0 | 2 | 0 | 145.35 | 167.85 | -239.7374 | Oro Loma-El Nido 115kV Line | Oro Loma-El Nido 115kV Line | Oro Loma-El Nido 115kV Line |  | 5 | 1 | YES | 2 | 5 | 5 | NO | 5
PG&E GBA | Coburn | 230 | 0 | 0 | 0 | 0 | 0 | 0 | 0 | 0 | 0 | 0 | 0 | 0 | 0 | 0 | 0 | 0 | 0 | 0 | 0 | 0 | 0 | 0 | 0 | 0 | 0 | 0 | 0 | 0 | 0 | 0 | 0 | 0 | 0 | 0 | 0 | 0 | 0 | 0 | 0 | 0 | 0 | 0 | 0 | 0 | 0 | 0 | 0 | 0 | 0 | 0 | 0 | 0 | 0 | 0 | 0 | 1 | 0 | 0 | 0 | 1 | 0 | 0 | 0 | 0 | 0 | 0 | 0 | 0 | 0 | 0 | 0 | 0 | 0 | 0 | 0 | 0 | 0 | 0 | 1 | 1 | 0 | 0 | 0 | 0 | 0 | 1 | 0 | 0 | 0 | 0 | 0 | 0 | 0 | 0 | 0 | 0 | 1 | 1 |  | 0 | 0 | 0 | 0 | 0 | 0 | 0 | 0 | 0 | 0 | 0 | 0 | 0 | 0 | 0 | 0 | 0 | 100 | 0 | 0 | 0 | 0 | 0 | 0 | 0 | 0 | 0 | 0 | 0 | 1 | 3 | 0 | 1 | 0 | 2 | 0 | -1391.3965 | -457.5793 | -1707.7948 | Tesla-Bellota 230 kV line | Gates 500/230kV TB #11 | Gates 500/230kV TB #12 |  | 0 | 1 | 0 | 0 | 0 | 0 | -1091.3965 | 975.6364 | 3727.6321 | Tesla-Bellota 230 kV line | Tesla-Bellota 230 kV line | Los Banos 500/230kV TB |  | 5 | 4 | YES | 4 | 5 | 1 | YES | 2
PG&E GBA | Coburn | 60 | 0 | 0 | 0 | 0 | 0 | 0 | 0 | 0 | 0 | 0 | 0 | 0 | 0 | 0 | 0 | 0 | 0 | 0 | 0 | 0 | 0 | 0 | 0 | 0 | 0 | 0 | 0 | 0 | 0 | 0 | 0 | 0 | 0 | 0 | 0 | 0 | 0 | 0 | 0 | 0 | 0 | 0 | 0 | 0 | 0 | 0 | 0 | 0 | 0 | 0 | 0 | 0 | 0 | 0 | 0 | 1 | 0 | 0 | 0 | 1 | 0 | 0 | 0 | 0 | 0 | 0 | 0 | 0 | 0 | 0 | 0 | 0 | 0 | 0 | 0 | 0 | 0 | 0 | 1 | 1 | 0 | 0 | 0 | 0 | 0 | 1 | 0 | 0 | 0 | 0 | 0 | 0 | 0 | 0 | 0 | 0 | 1 | 1 |  | 0 | 0 | 0 | 0 | 0 | 0 | 0 | 0 | 0 | 0 | 0 | 0 | 6 | 0 | 1 | 0 | 0 | 0 | 0 | 0 | 0 | 0 | 0 | 0 | 0 | 0 | 0 | 6 | 0 | 1 | 3 | 0 | 1 | 0 | 2 | 0 | -1391.3965 | -457.5793 | -1707.7948 | Tesla-Bellota 230 kV line | Gates 500/230kV TB #11 | Gates 500/230kV TB #12 |  | 0 | 1 | 0 | 0 | 0 | 0 | -1091.3965 | 975.6364 | 3727.6321 | Tesla-Bellota 230 kV line | Tesla-Bellota 230 kV line | Los Banos 500/230kV TB |  | 5 | 4 | YES | 4 | 5 | 1 | YES | 2
PG&E NGBA | Colgate | 230 | 0 | 0 | 0 | 0 | 0 | 0 | 0 | 0 | 0 | 0 | 0 | 0 | 0 | 0 | 0 | 0 | 0 | 0 | 0 | 0 | 0 | 0 | 0 | 0 | 0 | 0 | 0 | 0 | 0 | 0 | 0 | 0 | 0 | 0 | 0 | 0 | 0 | 0 | 0 | 1 | 0 | 0 | 0 | 0 | 1 | 1 | 1 | 1 | 0 | 0 | 0 | 0 | 0 | 0 | 0 | 0 | 0 | 0 | 0 | 1 | 1 | 0 | 0 | 0 | 0 | 0 | 0 | 0 | 0 | 0 | 0 | 0 | 0 | 0 | 0 | 0 | 0 | 0 | 0 | 0 | 0 | 0 | 0 | 0 | 0 | 0 | 0 | 0 | 0 | 0 | 0 | 0 | 0 | 0 | 0 | 0 | 0 | 0 |  | 0 | 0 | 0 | 0 | 0 | 0 | 0 | 0 | 0 | 0 | 0 | 0 | 0 | 0 | 0 | 0 | 8.5 | 0 | 0 | 0 | 0 | 0 | 0 | 0 | 0 | 0 | 0 | 0 | 0 | 1 | 3 | 0 | 1 | 0 | 0 | 0 | -1552.755 | -1083.3241 | 81.4956 | Collinsville-Tesla 500 kV Line | Bellota-Weber 230kV line | Rocklin-Pleaseant grove 115kV line |  | 0 | 2 | 0 | 1 | 0 | 0 | -1091.3965 | -623.3241 | 81.4956 | Tesla-Bellota 230 kV line | Bellota-Weber 230kV line | Rocklin-Pleaseant grove 115kV line |  | 5 | 4 | YES | 4 | 1 | 1 | NO | 1
PG&E GBA | Collierville | 230 | 0 | 0 | 0 | 0 | 0 | 0 | 0 | 0 | 0 | 0 | 0 | 0 | 0 | 0 | 0 | 0 | 0 | 0 | 0 | 0 | 0 | 0 | 0 | 0 | 0 | 0 | 0 | 0 | 0 | 0 | 0 | 0 | 0 | 0 | 0 | 0 | 0 | 0 | 0 | 0 | 0 | 0 | 0 | 0 | 0 | 1 | 0 | 0 | 0 | 0 | 0 | 0 | 0 | 0 | 0 | 1 | 0 | 1 | 0 | 1 | 0 | 0 | 0 | 0 | 0 | 1 | 0 | 0 | 0 | 0 | 0 | 0 | 0 | 0 | 0 | 0 | 0 | 0 | 0 | 0 | 0 | 0 | 0 | 0 | 0 | 0 | 0 | 0 | 0 | 0 | 0 | 0 | 0 | 0 | 0 | 0 | 0 | 0 |  | 0 | 0 | 0 | 0 | 0 | 0 | 0 | 0 | 0 | 0 | 0 | 0 | 0 | 0 | 0 | 0 | 0 | 0 | 0 | 0 | 0 | 0 | 0 | 0 | 0 | 0 | 0 | 0 | 0 | 0 | 3 | 0 | 1 | 0 | 0 | 0 | -1391.3965 | -1083.3241 | 692.3714 | Tesla-Bellota 230 kV line | Bellota-Weber 230kV line | Kasson Jct-Heinz 115 kV line |  | 0 | 2 | 0 | 1 | 0 | 0 | -1091.3965 | -623.3241 | 692.3714 | Tesla-Bellota 230 kV line | Bellota-Weber 230kV line | Kasson Jct-Heinz 115 kV line |  | 5 | 4 | YES | 4 | 1 | 1 | NO | 1
PG&E GBA | Collinsville | 230 | 0 | 0 | 0 | 0 | 0 | 0 | 0 | 0 | 0 | 0 | 0 | 0 | 0 | 0 | 0 | 0 | 0 | 0 | 0 | 0 | 0 | 0 | 0 | 0 | 0 | 0 | 0 | 0 | 0 | 0 | 0 | 0 | 0 | 0 | 0 | 0 | 0 | 0 | 0 | 1 | 0 | 0 | 0 | 0 | 0 | 0 | 0 | 0 | 0 | 0 | 0 | 0 | 0 | 0 | 0 | 0 | 0 | 0 | 0 | 0 | 0 | 0 | 0 | 0 | 0 | 0 | 0 | 0 | 0 | 0 | 0 | 0 | 0 | 0 | 0 | 0 | 0 | 0 | 0 | 0 | 0 | 0 | 0 | 0 | 0 | 0 | 0 | 0 | 0 | 0 | 0 | 0 | 0 | 0 | 0 | 0 | 0 | 0 |  | 0 | 0 | 0 | 0 | 0 | 0 | 0 | 0 | 0 | 0 | 0 | 0 | 0 | 0 | 0 | 0 | 0 | 0 | 0 | 0 | 0 | 0 | 0 | 0 | 0 | 0 | 0 | 0 | 0 | 0 | 1 | 0 | 0 | 0 | 0 | 0 | -1552.755 | 590.186 | 5456.3208 | Collinsville-Tesla 500 kV Line | Collinsville-Tesla 500 kV Line | Collinsville-Tesla 500 kV Line |  | 0 | 0 | 0 | 0 | 0 | 0 | 7092.245 | 9235.186 | 5456.3208 | Collinsville-Tesla 500 kV Line | Collinsville-Tesla 500 kV Line | Collinsville-Tesla 500 kV Line |  | 5 | 1 | YES | 2 | 1 | 1 | NO | 1
PG&E GBA | Collinsville | 500 | 0 | 0 | 0 | 0 | 0 | 0 | 0 | 0 | 0 | 0 | 0 | 0 | 0 | 0 | 0 | 0 | 0 | 0 | 0 | 0 | 0 | 0 | 0 | 0 | 0 | 0 | 0 | 0 | 0 | 0 | 0 | 0 | 0 | 0 | 0 | 0 | 0 | 0 | 0 | 1 | 0 | 0 | 0 | 0 | 0 | 0 | 0 | 0 | 0 | 0 | 0 | 0 | 0 | 0 | 0 | 0 | 0 | 0 | 0 | 0 | 0 | 0 | 0 | 0 | 0 | 0 | 0 | 0 | 0 | 0 | 0 | 0 | 0 | 0 | 0 | 0 | 0 | 0 | 0 | 0 | 0 | 0 | 0 | 0 | 0 | 0 | 0 | 0 | 0 | 0 | 0 | 0 | 0 | 0 | 0 | 0 | 0 | 0 |  | 0 | 0 | 0 | 0 | 0 | 0 | 0 | 0 | 0 | 0 | 0 | 0 | 0 | 0 | 0 | 0 | 0 | 0 | 0 | 0 | 0 | 0 | 0 | 0 | 0 | 0 | 0 | 0 | 0 | 0 | 1 | 0 | 0 | 0 | 0 | 0 | -1552.755 | 590.186 | 5456.3208 | Collinsville-Tesla 500 kV Line | Collinsville-Tesla 500 kV Line | Collinsville-Tesla 500 kV Line |  | 0 | 0 | 0 | 0 | 0 | 0 | 7092.245 | 9235.186 | 5456.3208 | Collinsville-Tesla 500 kV Line | Collinsville-Tesla 500 kV Line | Collinsville-Tesla 500 kV Line |  | 5 | 1 | YES | 2 | 1 | 1 | NO | 1
SCE Eastern | Colorado River | 230 | 0 | 0 | 0 | 0 | 0 | 0 | 0 | 0 | 0 | 0 | 0 | 0 | 0 | 0 | 0 | 1 | 0 | 1 | 0 | 0 | 0 | 1 | 0 | 0 | 0 | 0 | 0 | 0 | 0 | 0 | 0 | 0 | 0 | 0 | 0 | 0 | 0 | 0 | 0 | 0 | 0 | 0 | 0 | 0 | 0 | 0 | 0 | 0 | 0 | 0 | 0 | 0 | 0 | 0 | 0 | 0 | 0 | 0 | 0 | 0 | 0 | 0 | 0 | 0 | 0 | 0 | 0 | 0 | 0 | 0 | 0 | 0 | 0 | 0 | 0 | 0 | 0 | 0 | 0 | 0 | 0 | 0 | 0 | 0 | 0 | 0 | 0 | 0 | 0 | 0 | 0 | 0 | 0 | 0 | 0 | 0 | 0 | 2 |  | 0 | 0 | 0 | 0 | 0 | 0 | 0 | 0 | 0 | 0 | 0 | 0 | 0 | 0 | 0 | 0 | 0 | 0 | 0 | 0 | 0 | 0 | 0 | 0 | 500 | 950 | 180 | 150 | 0 | 1 | 0 | 0 | 0 | 0 | 0 | 0 | 334.27 | 595 | 1415.5 | Serrano-Alberhill-Valley Constraint | Colorado River 500/230 kV Constraint | Colorado River 500/230 kV Constraint |  | 0 | 0 | 0 | 0 | 0 | 0 | 334.27 | 595 | 1415.5 | Serrano-Alberhill-Valley Constraint | Colorado River 500/230 kV Constraint | Colorado River 500/230 kV Constraint |  | 1 | 1 | NO | 1 | 1 | 1 | NO | 1
SCE Eastern | Colorado River | 500 | 0 | 0 | 0 | 0 | 0 | 0 | 0 | 0 | 0 | 0 | 0 | 0 | 0 | 0 | 0 | 0 | 0 | 1 | 0 | 0 | 0 | 1 | 0 | 0 | 0 | 0 | 0 | 0 | 0 | 0 | 0 | 0 | 0 | 0 | 0 | 0 | 0 | 0 | 0 | 0 | 0 | 0 | 0 | 0 | 0 | 0 | 0 | 0 | 0 | 0 | 0 | 0 | 0 | 0 | 0 | 0 | 0 | 0 | 0 | 0 | 0 | 0 | 0 | 0 | 0 | 0 | 0 | 0 | 0 | 0 | 0 | 0 | 0 | 0 | 0 | 0 | 0 | 0 | 0 | 0 | 0 | 0 | 0 | 0 | 0 | 0 | 0 | 0 | 0 | 0 | 0 | 0 | 0 | 0 | 0 | 0 | 0 | 2 |  | 0 | 0 | 0 | 0 | 0 | 0 | 0 | 0 | 0 | 0 | 0 | 0 | 0 | 0 | 0 | 0 | 0 | 0 | 0 | 0 | 0 | 0 | 0 | 0 | 0 | 0 | 0 | 0 | 0 | 0 | 0 | 0 | 0 | 0 | 0 | 0 | 334.27 | 2750.15 | 3998.075 | Serrano-Alberhill-Valley Constraint | Devers-Red Bluff Constraint | Devers-Red Bluff Constraint |  | 0 | 0 | 0 | 0 | 0 | 0 | 334.27 | 2750.15 | 3998.075 | Serrano-Alberhill-Valley Constraint | Devers-Red Bluff Constraint | Devers-Red Bluff Constraint |  | 1 | 1 | NO | 1 | 1 | 1 | NO | 1
PG&E KERN | Columbus | 115 | 0 | 0 | 0 | 0 | 0 | 0 | 0 | 0 | 0 | 0 | 0 | 0 | 0 | 0 | 0 | 0 | 0 | 0 | 0 | 0 | 0 | 0 | 0 | 0 | 0 | 0 | 0 | 0 | 0 | 0 | 0 | 0 | 0 | 0 | 0 | 0 | 0 | 0 | 0 | 0 | 0 | 0 | 0 | 0 | 0 | 0 | 0 | 0 | 0 | 0 | 0 | 0 | 0 | 0 | 0 | 0 | 0 | 0 | 0 | 0 | 0 | 0 | 0 | 0 | 0 | 0 | 0 | 0 | 0 | 0 | 1 | 0 | 0 | 0 | 0 | 0 | 0 | 0 | 1 | 1 | 0 | 0 | 0 | 0 | 0 | 0 | 0 | 0 | 0 | 0 | 0 | 0 | 0 | 0 | 1 | 0 | 0 | 0 |  | 0 | 0 | 0 | 0 | 0 | 0 | 0 | 0 | 0 | 0 | 0 | 0 | 0 | 0 | 0 | 0 | 0 | 0 | 0 | 0 | 0 | 0 | 0 | 0 | 0 | 0 | 0 | 0 | 0 | 0 | 2 | 0 | 1 | 0 | 2 | 1 | -820.765 | -457.5793 | -2088.8969 | Mustang-Henrietta 230 kV line | Gates 500/230kV TB #11 | Mustang-Henrietta 230 kV line |  | 0 | 0 | 0 | 0 | 0 | 0 | 1658.235 | 1813.3 | 390.1031 | Mustang-Henrietta 230 kV line | Kern 230/115kV TB #4 | Mustang-Henrietta 230 kV line |  | 5 | 1 | YES | 2 | 5 | 1 | YES | 2
PG&E GBA | Contra Costa | 115 | 0 | 0 | 0 | 0 | 0 | 0 | 0 | 0 | 0 | 0 | 0 | 0 | 0 | 0 | 0 | 0 | 0 | 0 | 0 | 0 | 0 | 0 | 0 | 0 | 0 | 0 | 0 | 0 | 0 | 0 | 0 | 0 | 0 | 0 | 0 | 0 | 0 | 0 | 0 | 1 | 0 | 0 | 0 | 0 | 0 | 0 | 0 | 0 | 0 | 0 | 0 | 0 | 0 | 1 | 1 | 1 | 1 | 0 | 1 | 1 | 0 | 0 | 0 | 0 | 0 | 1 | 1 | 0 | 0 | 0 | 0 | 0 | 0 | 0 | 0 | 0 | 0 | 0 | 0 | 0 | 0 | 0 | 0 | 0 | 0 | 0 | 0 | 0 | 0 | 0 | 0 | 0 | 0 | 0 | 0 | 0 | 0 | 0 |  | 0 | 0 | 0 | 0 | 0 | 0 | 0 | 0 | 0 | 0 | 0 | 0 | 0 | 0 | 0 | 0 | 0 | 0 | 0 | 0 | 0 | 0 | 0 | 0 | 0 | 0 | 0 | 0 | 0 | 0 | 5 | 0 | 2 | 0 | 0 | 0 | -1552.755 | -353.559 | 77 | Collinsville-Tesla 500 kV Line | Windmaster-Delta pumps 230 kV line | Contra Costa #1 115kV Line |  | 0 | 1 | 0 | 0 | 0 | 0 | -1091.3965 | 32 | 77 | Tesla-Bellota 230 kV line | Contra Costa #1 115kV Line | Contra Costa #1 115kV Line |  | 5 | 4 | YES | 4 | 1 | 1 | NO | 1
PG&E GBA | Contra Costa | 230 | 0 | 0 | 0 | 0 | 0 | 0 | 0 | 0 | 0 | 0 | 0 | 0 | 0 | 0 | 0 | 0 | 0 | 0 | 0 | 0 | 0 | 0 | 0 | 0 | 0 | 0 | 0 | 0 | 0 | 0 | 0 | 0 | 0 | 0 | 0 | 0 | 0 | 0 | 0 | 1 | 0 | 0 | 0 | 0 | 0 | 0 | 0 | 0 | 0 | 0 | 0 | 0 | 0 | 1 | 1 | 1 | 0 | 0 | 1 | 1 | 0 | 0 | 0 | 0 | 0 | 1 | 0 | 0 | 0 | 0 | 0 | 0 | 0 | 0 | 0 | 0 | 0 | 0 | 0 | 0 | 0 | 0 | 0 | 0 | 0 | 0 | 0 | 0 | 0 | 0 | 0 | 0 | 0 | 0 | 0 | 0 | 0 | 0 |  | 0 | 0 | 0 | 0 | 0 | 0 | 0 | 0 | 0 | 0 | 0 | 0 | 0 | 0 | 0 | 0 | 0 | 0 | 0 | 0 | 0 | 0 | 0 | 0 | 0 | 0 | 0 | 0 | 0 | 0 | 4 | 0 | 1 | 0 | 0 | 0 | -1552.755 | -353.559 | 3710.906 | Collinsville-Tesla 500 kV Line | Windmaster-Delta pumps 230 kV line | Contra Costa- Windmaster 230 kV line |  | 0 | 1 | 0 | 0 | 0 | 0 | -1091.3965 | 975.6364 | 3710.906 | Tesla-Bellota 230 kV line | Tesla-Bellota 230 kV line | Contra Costa- Windmaster 230 kV line |  | 5 | 4 | YES | 4 | 1 | 1 | NO | 1
PG&E GBA | Contra Costa PP | 230 | 0 | 0 | 0 | 0 | 0 | 0 | 0 | 0 | 0 | 0 | 0 | 0 | 0 | 0 | 0 | 0 | 0 | 0 | 0 | 0 | 0 | 0 | 0 | 0 | 0 | 0 | 0 | 0 | 0 | 0 | 0 | 0 | 0 | 0 | 0 | 0 | 0 | 0 | 0 | 1 | 0 | 0 | 0 | 0 | 0 | 0 | 0 | 0 | 0 | 0 | 0 | 0 | 0 | 1 | 1 | 1 | 0 | 0 | 1 | 1 | 0 | 0 | 0 | 0 | 0 | 1 | 1 | 0 | 0 | 0 | 0 | 0 | 0 | 0 | 0 | 0 | 0 | 0 | 0 | 0 | 0 | 0 | 0 | 0 | 0 | 0 | 0 | 0 | 0 | 0 | 0 | 0 | 0 | 0 | 0 | 0 | 0 | 0 |  | 0 | 0 | 0 | 0 | 0 | 0 | 0 | 0 | 0 | 0 | 0 | 0 | 0 | 0 | 0 | 0 | 0 | 0 | 0 | 0 | 0 | 0 | 0 | 0 | 0 | 0 | 0 | 0 | 0 | 0 | 5 | 0 | 2 | 0 | 0 | 0 | -1552.755 | -353.559 | 634.382 | Collinsville-Tesla 500 kV Line | Windmaster-Delta pumps 230 kV line | Birds Landing-Contra Costa 230kV Line |  | 0 | 1 | 0 | 0 | 0 | 0 | -1091.3965 | 975.6364 | 634.382 | Tesla-Bellota 230 kV line | Tesla-Bellota 230 kV line | Birds Landing-Contra Costa 230kV Line |  | 5 | 4 | YES | 4 | 1 | 1 | NO | 1
SCE NOL | Control | 115 | 0 | 0 | 0 | 0 | 0 | 0 | 0 | 0 | 0 | 0 | 1 | 1 | 1 | 1 | 0 | 0 | 0 | 0 | 0 | 0 | 0 | 0 | 0 | 0 | 0 | 0 | 0 | 0 | 0 | 0 | 0 | 0 | 0 | 0 | 0 | 0 | 0 | 0 | 0 | 0 | 0 | 0 | 0 | 0 | 0 | 0 | 0 | 0 | 0 | 0 | 0 | 0 | 0 | 0 | 0 | 0 | 0 | 0 | 0 | 0 | 0 | 0 | 0 | 0 | 0 | 0 | 0 | 0 | 0 | 0 | 0 | 0 | 0 | 0 | 0 | 0 | 0 | 0 | 0 | 0 | 0 | 0 | 0 | 0 | 0 | 0 | 0 | 0 | 0 | 0 | 0 | 0 | 0 | 0 | 0 | 0 | 0 | 3 |  | 3.3 | 0 | 0 | 0 | 0 | 0 | 0 | 0 | 0 | 0 | 0 | 0 | 0 | 0 | 1 | 13 | 0 | 0 | 0 | 0 | 0 | 0 | 0 | 0 | 0 | 0 | 0 | 0 | 0 | 1 | 1 | 2 | 1 | 2 | 0 | 0 | -96.42 | -45.65 | 107 | South of Kramer Area Constraint | South of Kramer Area Constraint | Control to Inyokern area constraint |  | 1 | 2 | 1 | 2 | 0 | 0 | -96.42 | -45.65 | 107 | South of Kramer Area Constraint | South of Kramer Area Constraint | Control to Inyokern area constraint |  | 5 | 5 | NO | 5 | 1 | 1 | NO | 1
SCE NOL | Control | 55 | 0 | 0 | 0 | 0 | 0 | 0 | 0 | 0 | 0 | 0 | 1 | 1 | 1 | 1 | 0 | 0 | 0 | 0 | 0 | 0 | 0 | 0 | 0 | 0 | 0 | 0 | 0 | 0 | 0 | 0 | 0 | 0 | 0 | 0 | 0 | 0 | 0 | 0 | 0 | 0 | 0 | 0 | 0 | 0 | 0 | 0 | 0 | 0 | 0 | 0 | 0 | 0 | 0 | 0 | 0 | 0 | 0 | 0 | 0 | 0 | 0 | 0 | 0 | 0 | 0 | 0 | 0 | 0 | 0 | 0 | 0 | 0 | 0 | 0 | 0 | 0 | 0 | 0 | 0 | 0 | 0 | 0 | 0 | 0 | 0 | 0 | 0 | 0 | 0 | 0 | 0 | 0 | 0 | 0 | 0 | 0 | 0 | 3 |  | 0 | 0 | 0 | 0 | 0 | 0 | 0 | 0 | 0 | 0 | 0 | 0 | 0 | 0 | 0 | 0 | 0 | 0 | 0 | 0 | 0 | 0 | 0 | 0 | 0 | 0 | 0 | 0 | 0 | 0 | 1 | 2 | 1 | 2 | 0 | 0 | -96.42 | -45.65 | 107 | South of Kramer Area Constraint | South of Kramer Area Constraint | Control to Inyokern area constraint |  | 1 | 2 | 1 | 2 | 0 | 0 | -96.42 | -45.65 | 107 | South of Kramer Area Constraint | South of Kramer Area Constraint | Control to Inyokern area constraint |  | 5 | 5 | NO | 5 | 1 | 1 | NO | 1
PG&E GBA | Cooley Landing | 115 | 0 | 0 | 0 | 0 | 0 | 0 | 0 | 0 | 0 | 0 | 0 | 0 | 0 | 0 | 0 | 0 | 0 | 0 | 0 | 0 | 0 | 0 | 0 | 0 | 0 | 0 | 0 | 0 | 0 | 0 | 0 | 0 | 0 | 0 | 0 | 0 | 0 | 0 | 0 | 1 | 0 | 0 | 0 | 0 | 0 | 0 | 0 | 0 | 0 | 0 | 0 | 0 | 1 | 0 | 0 | 1 | 0 | 0 | 0 | 0 | 0 | 0 | 0 | 0 | 0 | 0 | 0 | 0 | 0 | 0 | 0 | 0 | 0 | 0 | 0 | 0 | 0 | 0 | 0 | 0 | 0 | 0 | 0 | 0 | 0 | 0 | 0 | 0 | 0 | 0 | 0 | 0 | 0 | 0 | 0 | 0 | 0 | 1 |  | 0 | 0 | 0 | 0 | 0 | 0 | 0 | 0 | 0 | 0 | 0 | 0 | 0 | 0 | 0 | 0 | 0 | 0 | 0 | 0 | 0 | 0 | 0 | 0 | 0 | 0 | 0 | 0 | 0 | 0 | 2 | 0 | 0 | 0 | 0 | 0 | -1552.755 | 590.186 | 5456.3208 | Collinsville-Tesla 500 kV Line | Collinsville-Tesla 500 kV Line | Collinsville-Tesla 500 kV Line |  | 0 | 0 | 0 | 0 | 0 | 0 | 2231.175 | 2603.935 | 5456.3208 | Sobrante-Moraga 230 kV line | Sobrante-Moraga 230 kV line | Collinsville-Tesla 500 kV Line |  | 5 | 1 | YES | 2 | 1 | 1 | NO | 1
PG&E GBA | Cooley Landing | 60 | 0 | 0 | 0 | 0 | 0 | 0 | 0 | 0 | 0 | 0 | 0 | 0 | 0 | 0 | 0 | 0 | 0 | 0 | 0 | 0 | 0 | 0 | 0 | 0 | 0 | 0 | 0 | 0 | 0 | 0 | 0 | 0 | 0 | 0 | 0 | 0 | 0 | 0 | 0 | 0 | 0 | 0 | 0 | 0 | 0 | 0 | 0 | 0 | 0 | 0 | 0 | 0 | 0 | 0 | 0 | 1 | 0 | 0 | 0 | 0 | 0 | 0 | 0 | 0 | 0 | 1 | 0 | 0 | 0 | 0 | 0 | 0 | 0 | 0 | 0 | 0 | 0 | 0 | 0 | 0 | 0 | 0 | 0 | 0 | 0 | 0 | 0 | 0 | 0 | 0 | 0 | 0 | 0 | 0 | 0 | 0 | 0 | 0 |  | 0 | 0 | 0 | 0 | 0 | 0 | 0 | 0 | 0 | 0 | 0 | 0 | 0 | 0 | 0 | 0 | 0 | 0 | 0 | 0 | 0 | 0 | 0 | 0 | 0 | 0 | 0 | 15 | 0 | 1 | 1 | 0 | 0 | 0 | 0 | 0 | -114.1215 | 2117.4844 | 9230.2249 | Tesla-Tracy-Pump 230 kV line #2 | Tesla-Tracy-Pump 230 kV line #2 | Tesla-Tracy Pump 230 kV Line #1 |  | 0 | 0 | 0 | 0 | 0 | 0 | 3406.8785 | 5638.4844 | 9230.2249 | Tesla-Tracy-Pump 230 kV line #2 | Tesla-Tracy-Pump 230 kV line #2 | Tesla-Tracy Pump 230 kV Line #1 |  | 5 | 1 | YES | 2 | 1 | 1 | NO | 1
SCE NOL | Coolwater | 230 | 0 | 0 | 0 | 0 | 0 | 0 | 0 | 0 | 0 | 0 | 0 | 1 | 1 | 1 | 0 | 0 | 0 | 0 | 0 | 0 | 0 | 0 | 0 | 0 | 0 | 0 | 0 | 0 | 0 | 0 | 0 | 0 | 0 | 0 | 0 | 0 | 0 | 0 | 0 | 0 | 0 | 0 | 0 | 0 | 0 | 0 | 0 | 0 | 0 | 0 | 0 | 0 | 0 | 0 | 0 | 0 | 0 | 0 | 0 | 0 | 0 | 0 | 0 | 0 | 0 | 0 | 0 | 0 | 0 | 0 | 0 | 0 | 0 | 0 | 0 | 0 | 0 | 0 | 0 | 0 | 0 | 0 | 0 | 0 | 0 | 0 | 0 | 0 | 0 | 0 | 0 | 0 | 0 | 0 | 0 | 0 | 0 | 3 |  | 0 | 0 | 0 | 0 | 0 | 0 | 0 | 0 | 0 | 0 | 0 | 0 | 0 | 0 | 0 | 0 | 0 | 0 | 0 | 0 | 0 | 0 | 0 | 0 | 0 | 0 | 0 | 0 | 0 | 0 | 0 | 2 | 0 | 2 | 0 | 0 | -96.42 | -45.65 | 1021.4838 | South of Kramer Area Constraint | South of Kramer Area Constraint | South of Kramer Area Constraint |  | 0 | 2 | 0 | 2 | 0 | 0 | -96.42 | -45.65 | 1021.4838 | South of Kramer Area Constraint | South of Kramer Area Constraint | South of Kramer Area Constraint |  | 3 | 3 | NO | 3 | 1 | 1 | NO | 1
SCE NOL | Coolwater | 115 | 0 | 0 | 0 | 0 | 0 | 0 | 0 | 0 | 0 | 0 | 0 | 1 | 1 | 1 | 0 | 0 | 0 | 0 | 0 | 0 | 0 | 0 | 0 | 0 | 0 | 0 | 0 | 0 | 0 | 0 | 0 | 0 | 0 | 0 | 0 | 0 | 0 | 0 | 0 | 0 | 0 | 0 | 0 | 0 | 0 | 0 | 0 | 0 | 0 | 0 | 0 | 0 | 0 | 0 | 0 | 0 | 0 | 0 | 0 | 0 | 0 | 0 | 0 | 0 | 0 | 0 | 0 | 0 | 0 | 0 | 0 | 0 | 0 | 0 | 0 | 0 | 0 | 0 | 0 | 0 | 0 | 0 | 0 | 0 | 0 | 0 | 0 | 0 | 0 | 0 | 0 | 0 | 0 | 0 | 0 | 0 | 0 | 3 |  | 0 | 0 | 0 | 0 | 0 | 0 | 0 | 0 | 0 | 0 | 0 | 0 | 0 | 0 | 0 | 0 | 0 | 180 | 32.18 | 0 | 0 | 0 | 0 | 0 | 150 | 50 | 113.5 | 5 | 0 | 1 | 0 | 2 | 0 | 2 | 0 | 0 | -96.42 | -45.65 | 1021.4838 | South of Kramer Area Constraint | South of Kramer Area Constraint | South of Kramer Area Constraint |  | 0 | 2 | 0 | 2 | 0 | 0 | -96.42 | -45.65 | 1021.4838 | South of Kramer Area Constraint | South of Kramer Area Constraint | South of Kramer Area Constraint |  | 3 | 3 | NO | 3 | 1 | 1 | NO | 1
PG&E KERN | Copus | 70 | 0 | 0 | 0 | 0 | 0 | 0 | 0 | 0 | 0 | 0 | 0 | 0 | 0 | 0 | 0 | 0 | 0 | 0 | 0 | 0 | 0 | 0 | 0 | 0 | 0 | 0 | 0 | 0 | 0 | 0 | 0 | 0 | 0 | 0 | 0 | 0 | 0 | 0 | 0 | 0 | 0 | 0 | 0 | 0 | 0 | 0 | 0 | 0 | 0 | 0 | 0 | 0 | 0 | 0 | 0 | 0 | 0 | 0 | 0 | 0 | 0 | 0 | 0 | 0 | 0 | 0 | 0 | 0 | 0 | 0 | 1 | 1 | 1 | 0 | 1 | 0 | 0 | 0 | 1 | 1 | 0 | 0 | 0 | 0 | 0 | 0 | 0 | 0 | 0 | 0 | 0 | 0 | 0 | 0 | 1 | 0 | 0 | 0 |  | 0 | 0 | 0 | 0 | 0 | 0 | 0 | 0 | 0 | 0 | 0 | 0 | 0 | 0 | 0 | 0 | 0 | 0 | 0 | 0 | 0 | 0 | 0 | 0 | 0 | 0 | 0 | 0 | 0 | 0 | 2 | 0 | 1 | 0 | 2 | 1 | -820.765 | -457.5793 | -2088.8969 | Mustang-Henrietta 230 kV line | Gates 500/230kV TB #11 | Mustang-Henrietta 230 kV line |  | 0 | 0 | 0 | 0 | 0 | 0 | 17.78 | 17.78 | 56.104 | Midway-Taft 115 kV line | Midway-Taft 115 kV line | Maricopa-Copus 70 kV line |  | 5 | 1 | YES | 2 | 5 | 1 | YES | 2
PG&E FRESNO | Corcoran | 70 | 0 | 0 | 0 | 0 | 0 | 0 | 0 | 0 | 0 | 0 | 0 | 0 | 0 | 0 | 0 | 0 | 0 | 0 | 0 | 0 | 0 | 0 | 0 | 0 | 0 | 0 | 0 | 0 | 0 | 0 | 0 | 0 | 0 | 0 | 0 | 0 | 0 | 0 | 0 | 0 | 0 | 0 | 0 | 0 | 0 | 1 | 0 | 0 | 0 | 0 | 0 | 0 | 0 | 0 | 0 | 0 | 0 | 0 | 0 | 0 | 0 | 0 | 0 | 0 | 0 | 0 | 0 | 0 | 0 | 0 | 0 | 0 | 0 | 0 | 0 | 0 | 0 | 0 | 1 | 1 | 0 | 1 | 0 | 1 | 1 | 1 | 0 | 0 | 0 | 1 | 0 | 0 | 0 | 0 | 1 | 0 | 0 | 2 |  | 0 | 0 | 0 | 0 | 0 | 0 | 0 | 0 | 0 | 0 | 0 | 0 | 0 | 0 | 0 | 0 | 0 | 0 | 0 | 0 | 0 | 0 | 0 | 4.5 | 0 | 0 | 0 | 0 | 0 | 1 | 6 | 0 | 5 | 0 | 5 | 1 | -1745.05 | -1701.25 | -2088.8969 | Borden-Storey #1 230kV line | Borden-Storey #1 230kV line | Mustang-Henrietta 230 kV line |  | 0 | 2 | 0 | 2 | 1 | 0 | -680.5815 | -623.3241 | -210.6574 | Bellota-Weber 230kV line | Bellota-Weber 230kV line | Chowchilla-Le grand 115kV Line |  | 5 | 4 | YES | 4 | 5 | 5 | NO | 5
PG&E FRESNO | Corcoran | 115 | 0 | 0 | 0 | 0 | 0 | 0 | 0 | 0 | 0 | 0 | 0 | 0 | 0 | 0 | 0 | 0 | 0 | 0 | 0 | 0 | 0 | 0 | 0 | 0 | 0 | 0 | 0 | 0 | 0 | 0 | 0 | 0 | 0 | 0 | 0 | 0 | 0 | 0 | 0 | 0 | 0 | 0 | 0 | 0 | 0 | 1 | 0 | 0 | 0 | 0 | 0 | 0 | 0 | 0 | 0 | 0 | 0 | 0 | 0 | 0 | 0 | 0 | 0 | 0 | 0 | 0 | 0 | 0 | 0 | 0 | 0 | 0 | 0 | 0 | 0 | 0 | 0 | 0 | 1 | 0 | 0 | 1 | 0 | 1 | 1 | 1 | 0 | 0 | 0 | 1 | 0 | 0 | 0 | 0 | 1 | 0 | 0 | 2 |  | 0 | 0 | 0 | 0 | 0 | 0 | 0 | 0 | 0 | 0 | 0 | 0 | 0 | 0 | 0 | 0 | 0 | 0 | 0 | 0 | 0 | 0 | 0 | 0 | 0 | 0 | 0 | 0 | 0 | 0 | 5 | 0 | 4 | 0 | 4 | 1 | -1745.05 | -1701.25 | -2088.8969 | Borden-Storey #1 230kV line | Borden-Storey #1 230kV line | Mustang-Henrietta 230 kV line |  | 0 | 2 | 0 | 2 | 1 | 0 | -680.5815 | -623.3241 | -210.6574 | Bellota-Weber 230kV line | Bellota-Weber 230kV line | Chowchilla-Le grand 115kV Line |  | 5 | 4 | YES | 4 | 5 | 5 | NO | 5
PG&E NGBA | Corona | 115 | 0 | 0 | 0 | 0 | 0 | 0 | 0 | 0 | 0 | 0 | 0 | 0 | 0 | 0 | 0 | 0 | 0 | 0 | 0 | 0 | 0 | 0 | 0 | 0 | 0 | 0 | 0 | 0 | 0 | 0 | 0 | 0 | 0 | 0 | 0 | 0 | 0 | 0 | 0 | 1 | 0 | 0 | 0 | 0 | 0 | 0 | 0 | 0 | 0 | 0 | 0 | 0 | 1 | 0 | 0 | 0 | 0 | 0 | 0 | 0 | 0 | 0 | 0 | 0 | 0 | 0 | 1 | 0 | 0 | 0 | 0 | 0 | 0 | 0 | 0 | 0 | 0 | 0 | 0 | 0 | 0 | 0 | 0 | 0 | 0 | 0 | 0 | 0 | 0 | 0 | 0 | 0 | 0 | 0 | 0 | 0 | 0 | 1 |  | 0 | 0 | 0 | 0 | 0 | 0 | 0 | 0 | 0 | 0 | 0 | 0 | 0 | 0 | 0 | 0 | 0 | 0 | 0 | 0 | 0 | 0 | 0 | 0 | 0 | 0 | 0 | 0 | 0 | 0 | 2 | 0 | 1 | 0 | 0 | 0 | -1552.755 | -150.277 | 634.382 | Collinsville-Tesla 500 kV Line | Birds Landing-Contra Costa 230kV Line | Birds Landing-Contra Costa 230kV Line |  | 0 | 0 | 0 | 0 | 0 | 0 | 1338.475 | 1615.723 | 634.382 | Birds Landing-Contra Costa 230kV Line | Birds Landing-Contra Costa 230kV Line | Birds Landing-Contra Costa 230kV Line |  | 5 | 1 | YES | 2 | 1 | 1 | NO | 1
PG&E NGBA | Cortina | 230 | 0 | 0 | 0 | 0 | 0 | 0 | 0 | 0 | 0 | 0 | 0 | 0 | 0 | 0 | 0 | 0 | 0 | 0 | 0 | 0 | 0 | 0 | 0 | 0 | 0 | 0 | 0 | 0 | 0 | 0 | 0 | 0 | 0 | 0 | 0 | 0 | 0 | 0 | 0 | 1 | 0 | 0 | 0 | 0 | 0 | 0 | 0 | 0 | 0 | 0 | 0 | 0 | 1 | 0 | 0 | 0 | 0 | 0 | 0 | 0 | 0 | 0 | 0 | 0 | 0 | 0 | 1 | 0 | 0 | 0 | 0 | 0 | 0 | 0 | 0 | 0 | 0 | 0 | 0 | 0 | 0 | 0 | 0 | 0 | 0 | 0 | 0 | 0 | 0 | 0 | 0 | 0 | 0 | 0 | 0 | 0 | 0 | 1 |  | 0 | 0 | 0 | 0 | 0 | 0 | 0 | 0 | 0 | 0 | 0 | 0 | 0 | 0 | 0 | 0 | 0 | 0 | 0 | 0 | 0 | 0 | 0 | 0 | 0 | 0 | 0 | 0 | 0 | 0 | 2 | 0 | 1 | 0 | 0 | 0 | -1552.755 | -150.277 | 634.382 | Collinsville-Tesla 500 kV Line | Birds Landing-Contra Costa 230kV Line | Birds Landing-Contra Costa 230kV Line |  | 0 | 0 | 0 | 0 | 0 | 0 | 1338.475 | 1615.723 | 634.382 | Birds Landing-Contra Costa 230kV Line | Birds Landing-Contra Costa 230kV Line | Birds Landing-Contra Costa 230kV Line |  | 5 | 1 | YES | 2 | 1 | 1 | NO | 1
PG&E NGBA | Cortina | 115 | 0 | 0 | 0 | 0 | 0 | 0 | 0 | 0 | 0 | 0 | 0 | 0 | 0 | 0 | 0 | 0 | 0 | 0 | 0 | 0 | 0 | 0 | 0 | 0 | 0 | 0 | 0 | 0 | 0 | 0 | 0 | 0 | 0 | 0 | 0 | 0 | 0 | 0 | 0 | 1 | 0 | 0 | 0 | 0 | 0 | 0 | 0 | 0 | 0 | 0 | 0 | 0 | 0 | 0 | 0 | 1 | 0 | 0 | 0 | 0 | 0 | 0 | 0 | 0 | 0 | 0 | 1 | 0 | 0 | 0 | 0 | 0 | 0 | 0 | 0 | 0 | 0 | 0 | 0 | 0 | 0 | 0 | 0 | 0 | 0 | 0 | 0 | 0 | 0 | 0 | 0 | 0 | 0 | 0 | 0 | 0 | 0 | 0 |  | 0 | 0 | 0 | 0 | 0 | 0 | 0 | 0 | 0 | 0 | 0 | 0 | 0 | 0 | 0 | 0 | 5 | 0 | 0 | 0 | 0 | 0 | 0 | 0 | 50 | 80 | 0 | 85 | 0 | 1 | 3 | 0 | 1 | 0 | 0 | 0 | -1552.755 | -150.277 | 634.382 | Collinsville-Tesla 500 kV Line | Birds Landing-Contra Costa 230kV Line | Birds Landing-Contra Costa 230kV Line |  | 0 | 0 | 0 | 0 | 0 | 0 | 1338.475 | 1615.723 | 634.382 | Birds Landing-Contra Costa 230kV Line | Birds Landing-Contra Costa 230kV Line | Birds Landing-Contra Costa 230kV Line |  | 5 | 1 | YES | 2 | 1 | 1 | NO | 1
PG&E GBA | Cottle | 230 | 0 | 0 | 0 | 0 | 0 | 0 | 0 | 0 | 0 | 0 | 0 | 0 | 0 | 0 | 0 | 0 | 0 | 0 | 0 | 0 | 0 | 0 | 0 | 0 | 0 | 0 | 0 | 0 | 0 | 0 | 0 | 0 | 0 | 0 | 0 | 0 | 0 | 0 | 0 | 0 | 0 | 0 | 0 | 0 | 0 | 1 | 0 | 0 | 0 | 0 | 0 | 0 | 0 | 0 | 0 | 0 | 0 | 0 | 0 | 1 | 1 | 0 | 0 | 0 | 0 | 0 | 0 | 0 | 0 | 0 | 0 | 0 | 0 | 0 | 0 | 0 | 0 | 0 | 1 | 1 | 0 | 1 | 1 | 0 | 1 | 0 | 0 | 1 | 1 | 1 | 0 | 0 | 1 | 0 | 0 | 0 | 0 | 1 |  | 0 | 0 | 0 | 0 | 0 | 0 | 0 | 0 | 0 | 0 | 0 | 0 | 0 | 0 | 0 | 0 | 0 | 0 | 0 | 0 | 0 | 0 | 0 | 0 | 0 | 0 | 0 | 0 | 0 | 0 | 5 | 0 | 4 | 0 | 5 | 0 | -1745.05 | -1701.25 | -1707.7948 | Borden-Storey #1 230kV line | Borden-Storey #1 230kV line | Gates 500/230kV TB #12 |  | 0 | 3 | 0 | 2 | 1 | 0 | -1091.3965 | -623.3241 | -239.7374 | Tesla-Bellota 230 kV line | Bellota-Weber 230kV line | Oro Loma-El Nido 115kV Line |  | 5 | 4 | YES | 4 | 5 | 5 | NO | 5
PG&E NGBA | Cottonwood | 115 | 0 | 0 | 0 | 0 | 0 | 0 | 0 | 0 | 0 | 0 | 0 | 0 | 0 | 0 | 0 | 0 | 0 | 0 | 0 | 0 | 0 | 0 | 0 | 0 | 0 | 0 | 0 | 0 | 0 | 0 | 0 | 0 | 0 | 0 | 0 | 0 | 0 | 0 | 0 | 1 | 0 | 0 | 0 | 0 | 0 | 0 | 0 | 0 | 0 | 0 | 0 | 0 | 0 | 0 | 0 | 0 | 0 | 0 | 0 | 0 | 0 | 0 | 0 | 0 | 0 | 0 | 0 | 0 | 0 | 0 | 0 | 0 | 0 | 0 | 0 | 0 | 0 | 0 | 0 | 0 | 0 | 0 | 0 | 0 | 0 | 0 | 0 | 0 | 0 | 0 | 0 | 0 | 0 | 0 | 0 | 0 | 0 | 0 |  | 0 | 0 | 0 | 0 | 0 | 0 | 0 | 0 | 0 | 0 | 0 | 0 | 0 | 0 | 0 | 0 | 0 | 0 | 0 | 0 | 0 | 0 | 0 | 0 | 0 | 0 | 0 | 0 | 0 | 0 | 1 | 0 | 0 | 0 | 0 | 0 | -1552.755 | 590.186 | 5456.3208 | Collinsville-Tesla 500 kV Line | Collinsville-Tesla 500 kV Line | Collinsville-Tesla 500 kV Line |  | 0 | 0 | 0 | 0 | 0 | 0 | 7092.245 | 9235.186 | 5456.3208 | Collinsville-Tesla 500 kV Line | Collinsville-Tesla 500 kV Line | Collinsville-Tesla 500 kV Line |  | 5 | 1 | YES | 2 | 1 | 1 | NO | 1
PG&E NGBA | Cottonwood | 230 | 0 | 0 | 0 | 0 | 0 | 0 | 0 | 0 | 0 | 0 | 0 | 0 | 0 | 0 | 0 | 0 | 0 | 0 | 0 | 0 | 0 | 0 | 0 | 0 | 0 | 0 | 0 | 0 | 0 | 0 | 0 | 0 | 0 | 0 | 0 | 0 | 0 | 0 | 0 | 1 | 0 | 0 | 0 | 0 | 0 | 0 | 0 | 0 | 0 | 0 | 0 | 0 | 0 | 0 | 0 | 0 | 0 | 0 | 0 | 0 | 0 | 0 | 0 | 0 | 0 | 0 | 0 | 0 | 0 | 0 | 0 | 0 | 0 | 0 | 0 | 0 | 0 | 0 | 0 | 0 | 0 | 0 | 0 | 0 | 0 | 0 | 0 | 0 | 0 | 0 | 0 | 0 | 0 | 0 | 0 | 0 | 0 | 0 |  | 0 | 0 | 0 | 0 | 0 | 0 | 0 | 0 | 0 | 0 | 0 | 0 | 0 | 0 | 0 | 0 | 0 | 0 | 0 | 0 | 0 | 0 | 0 | 0 | 0 | 0 | 0 | 0 | 0 | 0 | 1 | 0 | 0 | 0 | 0 | 0 | -1552.755 | 590.186 | 5456.3208 | Collinsville-Tesla 500 kV Line | Collinsville-Tesla 500 kV Line | Collinsville-Tesla 500 kV Line |  | 0 | 0 | 0 | 0 | 0 | 0 | 7092.245 | 9235.186 | 5456.3208 | Collinsville-Tesla 500 kV Line | Collinsville-Tesla 500 kV Line | Collinsville-Tesla 500 kV Line |  | 5 | 1 | YES | 2 | 1 | 1 | NO | 1
PG&E NGBA | Cottonwood | 60 | 0 | 0 | 0 | 0 | 0 | 0 | 0 | 0 | 0 | 0 | 0 | 0 | 0 | 0 | 0 | 0 | 0 | 0 | 0 | 0 | 0 | 0 | 0 | 0 | 0 | 0 | 0 | 0 | 0 | 0 | 0 | 0 | 0 | 0 | 0 | 0 | 0 | 0 | 0 | 1 | 0 | 0 | 0 | 0 | 0 | 0 | 0 | 0 | 0 | 0 | 0 | 0 | 0 | 0 | 0 | 0 | 0 | 0 | 0 | 0 | 0 | 0 | 0 | 0 | 0 | 0 | 0 | 0 | 0 | 0 | 0 | 0 | 0 | 0 | 0 | 0 | 0 | 0 | 0 | 0 | 0 | 0 | 0 | 0 | 0 | 0 | 0 | 0 | 0 | 0 | 0 | 0 | 0 | 0 | 0 | 0 | 0 | 0 |  | 0 | 0 | 0 | 0 | 0 | 0 | 0 | 0 | 0 | 0 | 0 | 0 | 0 | 0 | 0 | 0 | 0 | 0 | 0 | 0 | 0 | 0 | 0 | 0 | 0 | 0 | 0 | 0 | 0 | 0 | 1 | 0 | 0 | 0 | 0 | 0 | -1552.755 | 590.186 | 5456.3208 | Collinsville-Tesla 500 kV Line | Collinsville-Tesla 500 kV Line | Collinsville-Tesla 500 kV Line |  | 0 | 0 | 0 | 0 | 0 | 0 | 7092.245 | 9235.186 | 5456.3208 | Collinsville-Tesla 500 kV Line | Collinsville-Tesla 500 kV Line | Collinsville-Tesla 500 kV Line |  | 5 | 1 | YES | 2 | 1 | 1 | NO | 1
PG&E NGBA | Cove Road | 230 | 0 | 0 | 0 | 0 | 0 | 0 | 0 | 0 | 0 | 0 | 0 | 0 | 0 | 0 | 0 | 0 | 0 | 0 | 0 | 0 | 0 | 0 | 0 | 0 | 0 | 0 | 0 | 0 | 0 | 0 | 0 | 0 | 0 | 0 | 0 | 0 | 0 | 0 | 0 | 1 | 0 | 0 | 0 | 0 | 0 | 0 | 0 | 0 | 0 | 0 | 0 | 0 | 0 | 0 | 0 | 0 | 0 | 0 | 0 | 0 | 0 | 0 | 0 | 0 | 0 | 0 | 0 | 0 | 0 | 0 | 0 | 0 | 0 | 0 | 0 | 0 | 0 | 0 | 0 | 0 | 0 | 0 | 0 | 0 | 0 | 0 | 0 | 0 | 0 | 0 | 0 | 0 | 0 | 0 | 0 | 0 | 0 | 0 |  | 0 | 0 | 0 | 0 | 0 | 0 | 0 | 0 | 0 | 0 | 0 | 0 | 0 | 0 | 0 | 0 | 0 | 0 | 0 | 0 | 0 | 0 | 0 | 0 | 0 | 0 | 0 | 0 | 0 | 0 | 1 | 0 | 0 | 0 | 0 | 0 | -1552.755 | 590.186 | 5456.3208 | Collinsville-Tesla 500 kV Line | Collinsville-Tesla 500 kV Line | Collinsville-Tesla 500 kV Line |  | 0 | 0 | 0 | 0 | 0 | 0 | 7092.245 | 9235.186 | 5456.3208 | Collinsville-Tesla 500 kV Line | Collinsville-Tesla 500 kV Line | Collinsville-Tesla 500 kV Line |  | 5 | 1 | YES | 2 | 1 | 1 | NO | 1
PG&E GBA | Coyote | 230 | 0 | 0 | 0 | 0 | 0 | 0 | 0 | 0 | 0 | 0 | 0 | 0 | 0 | 0 | 0 | 0 | 0 | 0 | 0 | 0 | 0 | 0 | 0 | 0 | 0 | 0 | 0 | 0 | 0 | 0 | 0 | 0 | 0 | 0 | 0 | 0 | 0 | 0 | 0 | 0 | 0 | 0 | 0 | 0 | 0 | 0 | 0 | 0 | 0 | 0 | 0 | 0 | 0 | 0 | 0 | 1 | 0 | 0 | 0 | 1 | 0 | 0 | 0 | 0 | 0 | 0 | 0 | 0 | 0 | 0 | 0 | 0 | 0 | 0 | 0 | 0 | 0 | 0 | 0 | 0 | 0 | 0 | 0 | 0 | 0 | 0 | 0 | 0 | 0 | 0 | 0 | 0 | 0 | 0 | 0 | 0 | 0 | 0 |  | 0 | 0 | 0 | 0 | 0 | 0 | 0 | 0 | 0 | 0 | 0 | 0 | 0 | 0 | 0 | 0 | 0 | 0 | 0 | 0 | 0 | 0 | 0 | 0 | 0 | 0 | 0 | 0 | 0 | 0 | 2 | 0 | 0 | 0 | 0 | 0 | -1391.3965 | 675.6364 | 3949.977 | Tesla-Bellota 230 kV line | Tesla-Bellota 230 kV line | Tesla-Bellota 230 kV line |  | 0 | 1 | 0 | 0 | 0 | 0 | -1091.3965 | 975.6364 | 3949.977 | Tesla-Bellota 230 kV line | Tesla-Bellota 230 kV line | Tesla-Bellota 230 kV line |  | 5 | 4 | YES | 4 | 1 | 1 | NO | 1
PG&E GBA | Crazy Horse Canyon | 115 | 0 | 0 | 0 | 0 | 0 | 0 | 0 | 0 | 0 | 0 | 0 | 0 | 0 | 0 | 0 | 0 | 0 | 0 | 0 | 0 | 0 | 0 | 0 | 0 | 0 | 0 | 0 | 0 | 0 | 0 | 0 | 0 | 0 | 0 | 0 | 0 | 0 | 0 | 0 | 0 | 0 | 0 | 0 | 0 | 0 | 0 | 0 | 0 | 0 | 0 | 0 | 0 | 0 | 0 | 0 | 0 | 0 | 0 | 0 | 0 | 0 | 0 | 0 | 0 | 1 | 0 | 0 | 0 | 0 | 0 | 0 | 0 | 0 | 0 | 0 | 0 | 0 | 0 | 0 | 0 | 0 | 0 | 0 | 0 | 0 | 0 | 0 | 0 | 0 | 0 | 0 | 0 | 0 | 0 | 0 | 0 | 1 | 0 |  | 0 | 0 | 0 | 0 | 0 | 0 | 0 | 0 | 0 | 0 | 0 | 0 | 0 | 0 | 0 | 0 | 0 | 0 | 0 | 0 | 0 | 0 | 0 | 0 | 0 | 0 | 0 | 0 | 0 | 0 | 0 | 0 | 0 | 0 | 0 | 0 | 311.45 | 344.91 | 296.38 | Morganhill-Metcalf 115kV Line | Morganhill-Metcalf 115kV Line | Morganhill-Metcalf 115kV Line |  | 0 | 0 | 0 | 0 | 0 | 0 | 311.45 | 344.91 | 296.38 | Morganhill-Metcalf 115kV Line | Morganhill-Metcalf 115kV Line | Morganhill-Metcalf 115kV Line |  | 1 | 1 | NO | 1 | 1 | 1 | NO | 1
SDGE | Creelman | 69 | 0 | 0 | 0 | 0 | 0 | 0 | 0 | 0 | 0 | 0 | 0 | 0 | 0 | 0 | 0 | 0 | 0 | 0 | 0 | 0 | 0 | 0 | 0 | 0 | 0 | 1 | 0 | 1 | 0 | 0 | 1 | 0 | 1 | 0 | 0 | 0 | 0 | 1 | 0 | 0 | 0 | 0 | 0 | 0 | 0 | 0 | 0 | 0 | 0 | 0 | 0 | 0 | 0 | 0 | 0 | 0 | 0 | 0 | 0 | 0 | 0 | 0 | 0 | 0 | 0 | 0 | 0 | 0 | 0 | 0 | 0 | 0 | 0 | 0 | 0 | 0 | 0 | 0 | 0 | 0 | 0 | 0 | 0 | 0 | 0 | 0 | 0 | 0 | 0 | 0 | 0 | 0 | 0 | 0 | 0 | 0 | 0 | 2 |  | 0 | 0 | 0 | 0 | 0 | 0 | 0 | 0 | 0 | 0 | 0 | -0.47 | 0 | 0 | 1 | 0 | 0 | 0 | 0 | 0 | 0 | 0 | 0 | 0 | 0 | 0 | 7.33 | 0 | 0 | 1 | 0 | 0 | 0 | 0 | 0 | 0 | 242.87 | 366.23 | 481.7164 | Capistrano-San Onofre 230 kV constraint | El Cajon 69 kV constraint | El Cajon 69 kV constraint |  | 0 | 0 | 0 | 0 | 0 | 0 | 242.87 | 366.23 | 481.7164 | Capistrano-San Onofre 230 kV constraint | El Cajon 69 kV constraint | El Cajon 69 kV constraint |  | 1 | 1 | NO | 1 | 1 | 1 | NO | 1
PG&E FRESNO | Crescent | 70 | 0 | 0 | 0 | 0 | 0 | 0 | 0 | 0 | 0 | 0 | 0 | 0 | 0 | 0 | 0 | 0 | 0 | 0 | 0 | 0 | 0 | 0 | 0 | 0 | 0 | 0 | 0 | 0 | 0 | 0 | 0 | 0 | 0 | 0 | 0 | 0 | 0 | 0 | 0 | 0 | 0 | 0 | 0 | 0 | 0 | 1 | 0 | 0 | 0 | 0 | 0 | 0 | 0 | 0 | 0 | 0 | 0 | 0 | 0 | 0 | 0 | 0 | 0 | 0 | 0 | 0 | 0 | 0 | 0 | 0 | 0 | 0 | 0 | 0 | 0 | 0 | 0 | 0 | 1 | 1 | 0 | 1 | 0 | 0 | 0 | 1 | 0 | 0 | 0 | 1 | 0 | 1 | 0 | 0 | 0 | 0 | 0 | 1 |  | 0 | 0 | 0 | 0 | 0 | 0 | 0 | 0 | 0 | 0 | 0 | 0 | 0 | 0 | 0 | 0 | 0 | 0 | 0 | 0 | 0 | 0 | 0 | 0 | 5 | 65 | 35 | 0 | 0 | 1 | 4 | 0 | 4 | 0 | 4 | 0 | -1745.05 | -1701.25 | -1707.7948 | Borden-Storey #1 230kV line | Borden-Storey #1 230kV line | Gates 500/230kV TB #12 |  | 0 | 2 | 0 | 2 | 0 | 0 | -680.5815 | -623.3241 | 107.7 | Bellota-Weber 230kV line | Bellota-Weber 230kV line | Helm 230/70kV TB #1 |  | 5 | 4 | YES | 4 | 5 | 1 | YES | 2
PG&E FRESNO | Cressey | 115 | 0 | 0 | 0 | 0 | 0 | 0 | 0 | 0 | 0 | 0 | 0 | 0 | 0 | 0 | 0 | 0 | 0 | 0 | 0 | 0 | 0 | 0 | 0 | 0 | 0 | 0 | 0 | 0 | 0 | 0 | 0 | 0 | 0 | 0 | 0 | 0 | 0 | 0 | 0 | 0 | 0 | 0 | 0 | 0 | 0 | 1 | 0 | 0 | 0 | 0 | 0 | 0 | 0 | 0 | 0 | 0 | 0 | 0 | 0 | 1 | 0 | 0 | 0 | 0 | 0 | 0 | 0 | 0 | 0 | 0 | 0 | 0 | 0 | 0 | 0 | 0 | 0 | 0 | 0 | 1 | 0 | 1 | 1 | 1 | 0 | 1 | 0 | 1 | 0 | 0 | 0 | 0 | 1 | 0 | 0 | 0 | 0 | 1 |  | 0 | 0 | 0 | 0 | 0 | 0 | 0 | 0 | 0 | 0 | 0 | 0 | 0 | 0 | 0 | 0 | 0 | 0 | 0 | 0 | 0 | 0 | 0 | 0 | 0 | 0 | 0 | 0 | 0 | 0 | 5 | 0 | 4 | 0 | 4 | 0 | -1391.3965 | -1083.3241 | -1079.1245 | Tesla-Bellota 230 kV line | Bellota-Weber 230kV line | Gates 500/230kV TB #11 |  | 0 | 2 | 0 | 1 | 2 | 0 | -1091.3965 | -623.3241 | -239.7374 | Tesla-Bellota 230 kV line | Bellota-Weber 230kV line | Oro Loma-El Nido 115kV Line |  | 5 | 4 | YES | 4 | 5 | 5 | NO | 5
PG&E NGBA | Cresta | 230 | 0 | 0 | 0 | 0 | 0 | 0 | 0 | 0 | 0 | 0 | 0 | 0 | 0 | 0 | 0 | 0 | 0 | 0 | 0 | 0 | 0 | 0 | 0 | 0 | 0 | 0 | 0 | 0 | 0 | 0 | 0 | 0 | 0 | 0 | 0 | 0 | 0 | 0 | 0 | 1 | 1 | 0 | 1 | 0 | 1 | 1 | 1 | 1 | 0 | 0 | 0 | 0 | 0 | 0 | 0 | 0 | 0 | 0 | 0 | 1 | 1 | 0 | 0 | 0 | 0 | 0 | 0 | 0 | 0 | 0 | 0 | 0 | 0 | 0 | 0 | 0 | 0 | 0 | 0 | 0 | 0 | 0 | 0 | 0 | 0 | 0 | 0 | 0 | 0 | 0 | 0 | 0 | 0 | 0 | 0 | 0 | 0 | 0 |  | 0 | 0 | 0 | 0 | 0 | 0 | 0 | 0 | 0 | 0 | 0 | 0 | 0 | 0 | 0 | 0 | 0 | 0 | 0 | 0 | 0 | 0 | 0 | 0 | 0 | 0 | 0 | 0 | 0 | 0 | 3 | 0 | 1 | 0 | 0 | 0 | -1552.755 | -1083.3241 | 32.84 | Collinsville-Tesla 500 kV Line | Bellota-Weber 230kV line | Woodland- Davis 115kV line |  | 0 | 2 | 0 | 1 | 0 | 0 | -1091.3965 | -623.3241 | 32.84 | Tesla-Bellota 230 kV line | Bellota-Weber 230kV line | Woodland- Davis 115kV line |  | 5 | 4 | YES | 4 | 1 | 1 | NO | 1
SDGE | Crestwood | 69 | 0 | 0 | 0 | 0 | 0 | 0 | 0 | 0 | 0 | 0 | 0 | 0 | 0 | 0 | 0 | 0 | 0 | 0 | 0 | 0 | 0 | 0 | 0 | 0 | 0 | 0 | 0 | 1 | 0 | 1 | 1 | 0 | 1 | 0 | 0 | 0 | 1 | 0 | 0 | 0 | 0 | 0 | 0 | 0 | 0 | 0 | 0 | 0 | 0 | 0 | 0 | 0 | 0 | 0 | 0 | 0 | 0 | 0 | 0 | 0 | 0 | 0 | 0 | 0 | 0 | 0 | 0 | 0 | 0 | 0 | 0 | 0 | 0 | 0 | 0 | 0 | 0 | 0 | 0 | 0 | 0 | 0 | 0 | 0 | 0 | 0 | 0 | 0 | 0 | 0 | 0 | 0 | 0 | 0 | 0 | 0 | 0 | 3 |  | 0 | 0 | 0 | 0 | 0 | 0 | 0 | 0 | 0 | 0 | 0 | 0 | 0 | 0 | 0 | 0 | 0 | 0 | 0 | 0 | 0 | 0 | 0 | 0 | 0 | 0 | 0 | 0 | 0 | 0 | 0 | 0 | 0 | 0 | 0 | 0 | 159.09 | 195.045 | 299.0864 | Miguel 69 kV constraint | Miguel 69 kV constraint | Miguel 69 kV constraint |  | 0 | 0 | 0 | 0 | 0 | 0 | 159.09 | 195.045 | 299.0864 | Miguel 69 kV constraint | Miguel 69 kV constraint | Miguel 69 kV constraint |  | 1 | 1 | NO | 1 | 1 | 1 | NO | 1
PG&E GBA | Crow Creek | 60 | 0 | 0 | 0 | 0 | 0 | 0 | 0 | 0 | 0 | 0 | 0 | 0 | 0 | 0 | 0 | 0 | 0 | 0 | 0 | 0 | 0 | 0 | 0 | 0 | 0 | 0 | 0 | 0 | 0 | 0 | 0 | 0 | 0 | 0 | 0 | 0 | 0 | 0 | 0 | 0 | 0 | 0 | 0 | 0 | 0 | 1 | 0 | 0 | 0 | 0 | 0 | 0 | 0 | 0 | 0 | 1 | 0 | 1 | 0 | 1 | 0 | 0 | 1 | 1 | 0 | 1 | 0 | 0 | 0 | 0 | 0 | 0 | 0 | 0 | 0 | 0 | 0 | 0 | 0 | 0 | 0 | 0 | 0 | 0 | 0 | 0 | 0 | 0 | 0 | 0 | 0 | 0 | 0 | 0 | 0 | 0 | 0 | 0 |  | 0 | 0 | 0 | 0 | 0 | 0 | 0 | 0 | 0 | 6.21 | 14.11 | 15 | 0 | 0 | 1 | 0 | 0 | 0 | 0 | 0 | 0 | 0 | 0 | 0 | 6.21 | 14.11 | 15 | 0 | 0 | 1 | 3 | 0 | 1 | 0 | 0 | 0 | -1391.3965 | -1083.3241 | 104.1524 | Tesla-Bellota 230 kV line | Bellota-Weber 230kV line | Salado-Crow Creek Sw Sta 60 kV line |  | 0 | 2 | 0 | 1 | 0 | 0 | -1091.3965 | -623.3241 | 104.1524 | Tesla-Bellota 230 kV line | Bellota-Weber 230kV line | Salado-Crow Creek Sw Sta 60 kV line |  | 5 | 4 | YES | 4 | 1 | 1 | NO | 1
PG&E GBA | Crows Landing | 60 | 0 | 0 | 0 | 0 | 0 | 0 | 0 | 0 | 0 | 0 | 0 | 0 | 0 | 0 | 0 | 0 | 0 | 0 | 0 | 0 | 0 | 0 | 0 | 0 | 0 | 0 | 0 | 0 | 0 | 0 | 0 | 0 | 0 | 0 | 0 | 0 | 0 | 0 | 0 | 0 | 0 | 0 | 0 | 0 | 0 | 1 | 0 | 0 | 0 | 0 | 0 | 0 | 0 | 0 | 0 | 1 | 0 | 1 | 0 | 1 | 0 | 0 | 1 | 1 | 0 | 1 | 0 | 0 | 0 | 0 | 0 | 0 | 0 | 0 | 0 | 0 | 0 | 0 | 0 | 0 | 0 | 0 | 0 | 0 | 0 | 0 | 0 | 0 | 0 | 0 | 0 | 0 | 0 | 0 | 0 | 0 | 0 | 0 |  | 0 | 0 | 0 | 0 | 0 | 0 | 0 | 0 | 0 | 0 | 0 | 0 | 0 | 0 | 0 | 0 | 0 | 0 | 0 | 0 | 0 | 0 | 0 | 0 | 0 | 0 | 0 | 0 | 0 | 0 | 3 | 0 | 1 | 0 | 0 | 0 | -1391.3965 | -1083.3241 | 104.1524 | Tesla-Bellota 230 kV line | Bellota-Weber 230kV line | Salado-Crow Creek Sw Sta 60 kV line |  | 0 | 2 | 0 | 1 | 0 | 0 | -1091.3965 | -623.3241 | 104.1524 | Tesla-Bellota 230 kV line | Bellota-Weber 230kV line | Salado-Crow Creek Sw Sta 60 kV line |  | 5 | 4 | YES | 4 | 1 | 1 | NO | 1
PG&E GBA | Curtis | 115 | 0 | 0 | 0 | 0 | 0 | 0 | 0 | 0 | 0 | 0 | 0 | 0 | 0 | 0 | 0 | 0 | 0 | 0 | 0 | 0 | 0 | 0 | 0 | 0 | 0 | 0 | 0 | 0 | 0 | 0 | 0 | 0 | 0 | 0 | 0 | 0 | 0 | 0 | 0 | 0 | 0 | 0 | 0 | 0 | 0 | 1 | 0 | 0 | 0 | 0 | 0 | 0 | 0 | 0 | 0 | 1 | 0 | 1 | 0 | 1 | 0 | 0 | 0 | 0 | 0 | 1 | 0 | 0 | 0 | 0 | 0 | 0 | 0 | 0 | 0 | 0 | 0 | 0 | 0 | 0 | 0 | 0 | 0 | 0 | 0 | 0 | 0 | 0 | 0 | 0 | 0 | 0 | 0 | 0 | 0 | 0 | 0 | 0 |  | 0 | 0 | 0 | 0 | 0 | 0 | 0 | 0 | 0 | 0 | 0 | 0 | 0 | 0 | 0 | 0 | 0 | 0 | 0 | 0 | 0 | 0 | 0 | 0 | 0 | 0 | 0 | 0 | 0 | 0 | 3 | 0 | 1 | 0 | 0 | 0 | -1391.3965 | -1083.3241 | 692.3714 | Tesla-Bellota 230 kV line | Bellota-Weber 230kV line | Kasson Jct-Heinz 115 kV line |  | 0 | 2 | 0 | 1 | 0 | 0 | -1091.3965 | -623.3241 | 692.3714 | Tesla-Bellota 230 kV line | Bellota-Weber 230kV line | Kasson Jct-Heinz 115 kV line |  | 5 | 4 | YES | 4 | 1 | 1 | NO | 1
PG&E FRESNO | Dairyland | 115 | 0 | 0 | 0 | 0 | 0 | 0 | 0 | 0 | 0 | 0 | 0 | 0 | 0 | 0 | 0 | 0 | 0 | 0 | 0 | 0 | 0 | 0 | 0 | 0 | 0 | 0 | 0 | 0 | 0 | 0 | 0 | 0 | 0 | 0 | 0 | 0 | 0 | 0 | 0 | 0 | 0 | 0 | 0 | 0 | 0 | 1 | 0 | 0 | 0 | 0 | 0 | 0 | 0 | 0 | 0 | 0 | 0 | 0 | 0 | 0 | 0 | 0 | 0 | 0 | 0 | 0 | 0 | 0 | 0 | 0 | 0 | 0 | 0 | 0 | 0 | 0 | 0 | 0 | 0 | 1 | 0 | 1 | 1 | 1 | 0 | 1 | 0 | 1 | 0 | 0 | 0 | 0 | 1 | 0 | 0 | 0 | 0 | 1 |  | 0 | 0 | 0 | 0 | 0 | 0 | 0 | 0 | 0 | 0 | 0 | 0 | 0 | 0 | 0 | 0 | 0 | 0 | 0 | 0 | 0 | 0 | 0 | 5 | 0 | 0 | 0 | 0 | 0 | 1 | 4 | 0 | 4 | 0 | 4 | 0 | -1140.5815 | -1083.3241 | -1079.1245 | Bellota-Weber 230kV line | Bellota-Weber 230kV line | Gates 500/230kV TB #11 |  | 0 | 1 | 0 | 1 | 2 | 0 | -680.5815 | -623.3241 | -239.7374 | Bellota-Weber 230kV line | Bellota-Weber 230kV line | Oro Loma-El Nido 115kV Line |  | 5 | 4 | YES | 4 | 5 | 5 | NO | 5
PG&E NGBA | Davis | 115 | 0 | 0 | 0 | 0 | 0 | 0 | 0 | 0 | 0 | 0 | 0 | 0 | 0 | 0 | 0 | 0 | 0 | 0 | 0 | 0 | 0 | 0 | 0 | 0 | 0 | 0 | 0 | 0 | 0 | 0 | 0 | 0 | 0 | 0 | 0 | 0 | 0 | 0 | 0 | 1 | 0 | 0 | 0 | 0 | 0 | 0 | 0 | 0 | 0 | 0 | 0 | 0 | 0 | 1 | 1 | 1 | 0 | 0 | 0 | 0 | 0 | 0 | 0 | 0 | 0 | 0 | 1 | 0 | 0 | 0 | 0 | 0 | 0 | 0 | 0 | 0 | 0 | 0 | 0 | 0 | 0 | 0 | 0 | 0 | 0 | 0 | 0 | 0 | 0 | 0 | 0 | 0 | 0 | 0 | 0 | 0 | 0 | 0 |  | 0 | 0 | 0 | 0 | 0 | 0 | 0 | 0 | 0 | 0 | 0 | 0 | 0 | 0 | 0 | 0 | 0 | 0 | 0 | 0 | 0 | 0 | 0 | 0 | 20 | 80 | 0 | 35 | 0 | 1 | 4 | 0 | 2 | 0 | 0 | 0 | -1552.755 | -353.559 | 634.382 | Collinsville-Tesla 500 kV Line | Windmaster-Delta pumps 230 kV line | Birds Landing-Contra Costa 230kV Line |  | 0 | 0 | 0 | 0 | 0 | 0 | 1338.475 | 1615.723 | 634.382 | Birds Landing-Contra Costa 230kV Line | Birds Landing-Contra Costa 230kV Line | Birds Landing-Contra Costa 230kV Line |  | 5 | 1 | YES | 2 | 1 | 1 | NO | 1
SCE Metro | Del Amo | 500 | 0 | 0 | 0 | 0 | 0 | 0 | 0 | 0 | 0 | 1 | 0 | 0 | 0 | 0 | 0 | 0 | 0 | 0 | 0 | 0 | 0 | 0 | 0 | 0 | 0 | 0 | 0 | 0 | 0 | 0 | 0 | 0 | 0 | 0 | 0 | 0 | 0 | 0 | 0 | 0 | 0 | 0 | 0 | 0 | 0 | 0 | 0 | 0 | 0 | 0 | 0 | 0 | 0 | 0 | 0 | 0 | 0 | 0 | 0 | 0 | 0 | 0 | 0 | 0 | 0 | 0 | 0 | 0 | 0 | 0 | 0 | 0 | 0 | 0 | 0 | 0 | 0 | 0 | 0 | 0 | 0 | 0 | 0 | 0 | 0 | 0 | 0 | 0 | 0 | 0 | 0 | 0 | 0 | 0 | 0 | 0 | 0 | 0 |  | 0 | 0 | 0 | 0 | 0 | 0 | 0 | 0 | 0 | 0 | 0 | 0 | 0 | 0 | 0 | 0 | 0 | 0 | 0 | 0 | 0 | 0 | 0 | 0 | 0 | 0 | 0 | 0 | 0 | 0 | 0 | 0 | 0 | 0 | 0 | 0 | 9384.6 | 11197.7 | 14407.5055 | SCE Metro Area Default Constraint | SCE Metro Area Default Constraint | SCE Metro Area Default Constraint |  | 0 | 0 | 0 | 0 | 0 | 0 | 9384.6 | 11197.7 | 14407.5055 | SCE Metro Area Default Constraint | SCE Metro Area Default Constraint | SCE Metro Area Default Constraint |  | 1 | 1 | NO | 1 | 1 | 1 | NO | 1
SCE Metro | Del Amo | 230 | 0 | 0 | 0 | 0 | 0 | 0 | 0 | 0 | 0 | 1 | 0 | 0 | 0 | 0 | 0 | 0 | 0 | 0 | 0 | 0 | 0 | 0 | 0 | 0 | 0 | 0 | 0 | 0 | 0 | 0 | 0 | 0 | 0 | 0 | 0 | 0 | 0 | 0 | 0 | 0 | 0 | 0 | 0 | 0 | 0 | 0 | 0 | 0 | 0 | 0 | 0 | 0 | 0 | 0 | 0 | 0 | 0 | 0 | 0 | 0 | 0 | 0 | 0 | 0 | 0 | 0 | 0 | 0 | 0 | 0 | 0 | 0 | 0 | 0 | 0 | 0 | 0 | 0 | 0 | 0 | 0 | 0 | 0 | 0 | 0 | 0 | 0 | 0 | 0 | 0 | 0 | 0 | 0 | 0 | 0 | 0 | 0 | 0 |  | 0 | 0 | 0 | 0 | 0 | 0 | 0 | 0 | 0 | 0 | 0 | 0 | 0 | 0 | 0 | 0 | 0 | 0 | 0 | 0 | 0 | 0 | 0 | 0 | 0 | 0 | 0 | 0 | 0 | 0 | 0 | 0 | 0 | 0 | 0 | 0 | 9384.6 | 11197.7 | 14407.5055 | SCE Metro Area Default Constraint | SCE Metro Area Default Constraint | SCE Metro Area Default Constraint |  | 0 | 0 | 0 | 0 | 0 | 0 | 9384.6 | 11197.7 | 14407.5055 | SCE Metro Area Default Constraint | SCE Metro Area Default Constraint | SCE Metro Area Default Constraint |  | 1 | 1 | NO | 1 | 1 | 1 | NO | 1
SCE Eastern | Delaney | 500 | 0 | 0 | 0 | 0 | 0 | 0 | 0 | 0 | 0 | 0 | 0 | 0 | 0 | 0 | 0 | 0 | 1 | 1 | 0 | 0 | 0 | 1 | 0 | 0 | 1 | 0 | 0 | 0 | 0 | 0 | 0 | 0 | 0 | 0 | 0 | 0 | 0 | 0 | 0 | 0 | 0 | 0 | 0 | 0 | 0 | 0 | 0 | 0 | 0 | 0 | 0 | 0 | 0 | 0 | 0 | 0 | 0 | 0 | 0 | 0 | 0 | 0 | 0 | 0 | 0 | 0 | 0 | 0 | 0 | 0 | 0 | 0 | 0 | 0 | 0 | 0 | 0 | 0 | 0 | 0 | 0 | 0 | 0 | 0 | 0 | 0 | 0 | 0 | 0 | 0 | 0 | 0 | 0 | 0 | 0 | 0 | 0 | 2 |  | 0 | 0 | 0 | 0 | 0 | 0 | 0 | 0 | 0 | 0 | 0 | 0 | 0 | 0 | 0 | 0 | 0 | 0 | 0 | 0 | 0 | 0 | 0 | 0 | 150 | 250 | 0 | 100 | 0 | 1 | 1 | 0 | 0 | 0 | 0 | 0 | -2392.615 | 830.3 | 1485.15 | Lugo - Victorville area constraint | DCRT Constraint | DCRT Constraint |  | 0 | 0 | 0 | 0 | 0 | 0 | 316.1 | 830.3 | 1485.15 | DCRT Constraint | DCRT Constraint | DCRT Constraint |  | 5 | 1 | YES | 2 | 1 | 1 | NO | 1
PG&E NGBA | Delevan | 230 | 0 | 0 | 0 | 0 | 0 | 0 | 0 | 0 | 0 | 0 | 0 | 0 | 0 | 0 | 0 | 0 | 0 | 0 | 0 | 0 | 0 | 0 | 0 | 0 | 0 | 0 | 0 | 0 | 0 | 0 | 0 | 0 | 0 | 0 | 0 | 0 | 0 | 0 | 0 | 1 | 0 | 0 | 0 | 0 | 0 | 0 | 0 | 0 | 0 | 0 | 0 | 0 | 0 | 0 | 0 | 0 | 0 | 0 | 0 | 0 | 0 | 0 | 0 | 0 | 0 | 0 | 1 | 0 | 0 | 0 | 0 | 0 | 0 | 0 | 0 | 0 | 0 | 0 | 0 | 0 | 0 | 0 | 0 | 0 | 0 | 0 | 0 | 0 | 0 | 0 | 0 | 0 | 0 | 0 | 0 | 0 | 0 | 0 |  | 0 | 0 | 0 | 0 | 0 | 0 | 0 | 0 | 0 | 0 | 0 | 0 | 0 | 0 | 0 | 0 | 0 | 0 | 0 | 0 | 0 | 0 | 0 | 0 | 235 | 500 | 0 | 125 | 0 | 1 | 2 | 0 | 1 | 0 | 0 | 0 | -1552.755 | -150.277 | 634.382 | Collinsville-Tesla 500 kV Line | Birds Landing-Contra Costa 230kV Line | Birds Landing-Contra Costa 230kV Line |  | 0 | 0 | 0 | 0 | 0 | 0 | 1338.475 | 1615.723 | 634.382 | Birds Landing-Contra Costa 230kV Line | Birds Landing-Contra Costa 230kV Line | Birds Landing-Contra Costa 230kV Line |  | 5 | 1 | YES | 2 | 1 | 1 | NO | 1
PG&E GBA | Delta PP | 230 | 0 | 0 | 0 | 0 | 0 | 0 | 0 | 0 | 0 | 0 | 0 | 0 | 0 | 0 | 0 | 0 | 0 | 0 | 0 | 0 | 0 | 0 | 0 | 0 | 0 | 0 | 0 | 0 | 0 | 0 | 0 | 0 | 0 | 0 | 0 | 0 | 0 | 0 | 0 | 1 | 0 | 0 | 0 | 0 | 0 | 0 | 0 | 0 | 0 | 0 | 0 | 0 | 0 | 1 | 0 | 1 | 0 | 0 | 0 | 0 | 0 | 0 | 0 | 0 | 0 | 1 | 0 | 0 | 0 | 0 | 0 | 0 | 0 | 0 | 0 | 0 | 0 | 0 | 0 | 0 | 0 | 0 | 0 | 0 | 0 | 0 | 0 | 0 | 0 | 0 | 0 | 0 | 0 | 0 | 0 | 0 | 0 | 0 |  | 0 | 0 | 0 | 0 | 0 | 0 | 0 | 0 | 0 | 0 | 0 | 0 | 0 | 0 | 0 | 0 | 0 | 0 | 0 | 0 | 0 | 0 | 0 | 0 | 0 | 0 | 0 | 0 | 0 | 0 | 3 | 0 | 1 | 0 | 0 | 0 | -1552.755 | -353.559 | 4387.2095 | Collinsville-Tesla 500 kV Line | Windmaster-Delta pumps 230 kV line | Windmaster-Delta pumps 230 kV line |  | 0 | 0 | 0 | 0 | 0 | 0 | 3406.8785 | 5638.4844 | 4387.2095 | Tesla-Tracy-Pump 230 kV line #2 | Tesla-Tracy-Pump 230 kV line #2 | Windmaster-Delta pumps 230 kV line |  | 5 | 1 | YES | 2 | 1 | 1 | NO | 1
EOP | Desert View | 230 | 0 | 0 | 0 | 0 | 0 | 0 | 0 | 0 | 0 | 0 | 0 | 0 | 0 | 0 | 0 | 0 | 0 | 0 | 0 | 0 | 0 | 0 | 1 | 1 | 1 | 0 | 0 | 0 | 0 | 0 | 0 | 0 | 0 | 0 | 0 | 0 | 0 | 0 | 0 | 0 | 0 | 0 | 0 | 0 | 0 | 0 | 0 | 0 | 0 | 0 | 0 | 0 | 0 | 0 | 0 | 0 | 0 | 0 | 0 | 0 | 0 | 0 | 0 | 0 | 0 | 0 | 0 | 0 | 0 | 0 | 0 | 0 | 0 | 0 | 0 | 0 | 0 | 0 | 0 | 0 | 0 | 0 | 0 | 0 | 0 | 0 | 0 | 0 | 0 | 0 | 0 | 0 | 0 | 0 | 0 | 0 | 0 | 2 |  | 0 | 0 | 0 | 0 | 0 | 0 | 0 | 0 | 0 | 0 | 0 | 0 | 0 | 0 | 0 | 0 | 0 | 0 | 0 | 0 | 0 | 0 | 0 | 0 | 50 | 450 | 0 | 150 | 0 | 1 | 1 | 1 | 0 | 0 | 0 | 0 | -2392.615 | 660.59 | 1077.53 | Lugo - Victorville area constraint | Sloan Canyon - Eldorado 500 kV constraint | GLW 230kV area constraint |  | 0 | 1 | 0 | 0 | 0 | 0 | -250.55 | 660.59 | 1077.53 | Sloan Canyon - Eldorado 500 kV constraint | Sloan Canyon - Eldorado 500 kV constraint | GLW 230kV area constraint |  | 5 | 4 | YES | 4 | 1 | 1 | NO | 1
SCE Eastern | Devers | 230 | 0 | 0 | 0 | 0 | 0 | 0 | 0 | 0 | 0 | 0 | 0 | 0 | 0 | 0 | 0 | 0 | 0 | 0 | 0 | 1 | 0 | 1 | 0 | 0 | 0 | 0 | 0 | 0 | 0 | 0 | 0 | 0 | 0 | 0 | 0 | 0 | 0 | 0 | 0 | 0 | 0 | 0 | 0 | 0 | 0 | 0 | 0 | 0 | 0 | 0 | 0 | 0 | 0 | 0 | 0 | 0 | 0 | 0 | 0 | 0 | 0 | 0 | 0 | 0 | 0 | 0 | 0 | 0 | 0 | 0 | 0 | 0 | 0 | 0 | 0 | 0 | 0 | 0 | 0 | 0 | 0 | 0 | 0 | 0 | 0 | 0 | 0 | 0 | 0 | 0 | 0 | 0 | 0 | 0 | 0 | 0 | 0 | 1 |  | 0 | 0 | 0 | 0 | 0 | 0 | 0 | 0 | 0 | 0 | 0 | 400 | 0 | 0 | 1 | 0 | 0 | 287.5 | 37 | 0 | 0 | 0 | 0 | 0 | 50 | 180 | 620 | 180 | 0 | 1 | 0 | 0 | 0 | 0 | 0 | 0 | 334.27 | 2584.375 | 8822.375 | Serrano-Alberhill-Valley Constraint | Etiwanda-Rancho Vista Constraint | Etiwanda-Rancho Vista Constraint |  | 0 | 0 | 0 | 0 | 0 | 0 | 334.27 | 2584.375 | 8822.375 | Serrano-Alberhill-Valley Constraint | Etiwanda-Rancho Vista Constraint | Etiwanda-Rancho Vista Constraint |  | 1 | 1 | NO | 1 | 1 | 1 | NO | 1
SCE Eastern | Devers | 500 | 0 | 0 | 0 | 0 | 0 | 0 | 0 | 0 | 0 | 0 | 0 | 0 | 0 | 0 | 0 | 0 | 0 | 0 | 0 | 1 | 0 | 1 | 0 | 0 | 0 | 0 | 0 | 0 | 0 | 0 | 0 | 0 | 0 | 0 | 0 | 0 | 0 | 0 | 0 | 0 | 0 | 0 | 0 | 0 | 0 | 0 | 0 | 0 | 0 | 0 | 0 | 0 | 0 | 0 | 0 | 0 | 0 | 0 | 0 | 0 | 0 | 0 | 0 | 0 | 0 | 0 | 0 | 0 | 0 | 0 | 0 | 0 | 0 | 0 | 0 | 0 | 0 | 0 | 0 | 0 | 0 | 0 | 0 | 0 | 0 | 0 | 0 | 0 | 0 | 0 | 0 | 0 | 0 | 0 | 0 | 0 | 0 | 1 |  | 0 | 0 | 0 | 0 | 0 | 0 | 0 | 0 | 0 | 0 | 0 | 0 | 0 | 0 | 0 | 0 | 0 | 0 | 0 | 0 | 0 | 0 | 0 | 0 | 0 | 0 | 0 | 0 | 0 | 0 | 0 | 0 | 0 | 0 | 0 | 0 | 334.27 | 2584.375 | 8822.375 | Serrano-Alberhill-Valley Constraint | Etiwanda-Rancho Vista Constraint | Etiwanda-Rancho Vista Constraint |  | 0 | 0 | 0 | 0 | 0 | 0 | 334.27 | 2584.375 | 8822.375 | Serrano-Alberhill-Valley Constraint | Etiwanda-Rancho Vista Constraint | Etiwanda-Rancho Vista Constraint |  | 1 | 1 | NO | 1 | 1 | 1 | NO | 1
PG&E KERN | Diablo Canyon | 230 | 0 | 0 | 0 | 0 | 0 | 0 | 0 | 0 | 0 | 0 | 0 | 0 | 0 | 0 | 0 | 0 | 0 | 0 | 0 | 0 | 0 | 0 | 0 | 0 | 0 | 0 | 0 | 0 | 0 | 0 | 0 | 0 | 0 | 0 | 0 | 0 | 0 | 0 | 0 | 0 | 0 | 0 | 0 | 0 | 0 | 0 | 0 | 0 | 0 | 0 | 0 | 0 | 0 | 0 | 0 | 0 | 0 | 0 | 0 | 0 | 0 | 0 | 0 | 0 | 0 | 0 | 0 | 1 | 1 | 0 | 0 | 0 | 0 | 0 | 0 | 0 | 0 | 0 | 0 | 1 | 0 | 0 | 0 | 0 | 0 | 1 | 0 | 0 | 0 | 0 | 0 | 0 | 0 | 0 | 0 | 1 | 0 | 1 |  | 0 | 0 | 0 | 0 | 0 | 0 | 0 | 0 | 0 | 0 | 0 | 0 | 0 | 0 | 0 | 0 | 0 | 0 | 0 | 0 | 0 | 0 | 0 | 0 | 0 | 0 | 0 | 0 | 0 | 0 | 1 | 0 | 1 | 0 | 1 | 0 | -399.853 | -457.5793 | -1079.1245 | Gates 500/230kV TB #11 | Gates 500/230kV TB #11 | Gates 500/230kV TB #11 |  | 0 | 0 | 0 | 0 | 0 | 0 | 35.715 | 4.0117 | 3.675 | Cal Flat-Gates 230 kV line | Cal Flat-Gates 230 kV line | Cal Flat-Gates 230 kV line |  | 5 | 1 | YES | 2 | 5 | 1 | YES | 2
PG&E KERN | Diablo Canyon | 500 | 0 | 0 | 0 | 0 | 0 | 0 | 0 | 0 | 0 | 0 | 0 | 0 | 0 | 0 | 0 | 0 | 0 | 0 | 0 | 0 | 0 | 0 | 0 | 0 | 0 | 0 | 0 | 0 | 0 | 0 | 0 | 0 | 0 | 0 | 0 | 0 | 0 | 0 | 0 | 0 | 0 | 0 | 0 | 0 | 0 | 0 | 0 | 0 | 0 | 0 | 0 | 0 | 0 | 0 | 0 | 0 | 0 | 0 | 0 | 0 | 0 | 0 | 0 | 0 | 0 | 0 | 0 | 0 | 0 | 0 | 0 | 0 | 0 | 0 | 0 | 0 | 0 | 0 | 0 | 0 | 0 | 0 | 0 | 0 | 0 | 0 | 0 | 0 | 0 | 0 | 0 | 0 | 0 | 1 | 1 | 0 | 0 | 0 |  | 0 | 0 | 0 | 0 | 0 | 0 | 0 | 0 | 0 | 0 | 0 | 0 | 0 | 0 | 0 | 0 | 0 | 0 | 0 | 0 | 0 | 2924 | 0 | 0 | 0 | 0 | 0 | 0 | 0 | 1 | 1 | 0 | 0 | 0 | 0 | 1 | -820.765 | 69.2197 | -2088.8969 | Mustang-Henrietta 230 kV line | Mustang-Henrietta 230 kV line | Mustang-Henrietta 230 kV line |  | 0 | 0 | 0 | 0 | 0 | 0 | 1658.235 | 2548.2197 | 390.1031 | Mustang-Henrietta 230 kV line | Mustang-Henrietta 230 kV line | Mustang-Henrietta 230 kV line |  | 5 | 1 | YES | 2 | 4 | 1 | YES | 2
PG&E KERN | Divide | 115 | 0 | 0 | 0 | 0 | 0 | 0 | 0 | 0 | 0 | 0 | 0 | 0 | 0 | 0 | 0 | 0 | 0 | 0 | 0 | 0 | 0 | 0 | 0 | 0 | 0 | 0 | 0 | 0 | 0 | 0 | 0 | 0 | 0 | 0 | 0 | 0 | 0 | 0 | 0 | 0 | 0 | 0 | 0 | 0 | 0 | 0 | 0 | 0 | 0 | 0 | 0 | 0 | 0 | 0 | 0 | 0 | 0 | 0 | 0 | 0 | 0 | 0 | 0 | 0 | 0 | 0 | 0 | 1 | 1 | 0 | 0 | 0 | 0 | 0 | 0 | 0 | 0 | 0 | 0 | 1 | 0 | 0 | 0 | 0 | 0 | 1 | 0 | 0 | 0 | 0 | 0 | 0 | 0 | 0 | 0 | 1 | 0 | 1 |  | 0 | 0 | 0 | 0 | 0 | 0 | 0 | 0 | 0 | 0 | 0 | 0 | 0 | 0 | 0 | 0 | 0 | 0 | 0 | 0 | 0 | 0 | 0 | 0 | 0 | 0 | 0 | 0 | 0 | 0 | 1 | 0 | 1 | 0 | 1 | 0 | -399.853 | -457.5793 | -1079.1245 | Gates 500/230kV TB #11 | Gates 500/230kV TB #11 | Gates 500/230kV TB #11 |  | 0 | 0 | 0 | 0 | 0 | 0 | 35.715 | 4.0117 | 3.675 | Cal Flat-Gates 230 kV line | Cal Flat-Gates 230 kV line | Cal Flat-Gates 230 kV line |  | 5 | 1 | YES | 2 | 5 | 1 | YES | 2
PG&E GBA | Dixon Landing | 115 | 0 | 0 | 0 | 0 | 0 | 0 | 0 | 0 | 0 | 0 | 0 | 0 | 0 | 0 | 0 | 0 | 0 | 0 | 0 | 0 | 0 | 0 | 0 | 0 | 0 | 0 | 0 | 0 | 0 | 0 | 0 | 0 | 0 | 0 | 0 | 0 | 0 | 0 | 0 | 0 | 0 | 0 | 0 | 0 | 0 | 0 | 0 | 0 | 0 | 0 | 0 | 0 | 0 | 0 | 0 | 1 | 0 | 0 | 0 | 1 | 0 | 0 | 0 | 0 | 0 | 0 | 0 | 0 | 0 | 0 | 0 | 0 | 0 | 0 | 0 | 0 | 0 | 0 | 0 | 0 | 0 | 0 | 0 | 0 | 0 | 0 | 0 | 0 | 0 | 0 | 0 | 0 | 0 | 0 | 0 | 0 | 0 | 0 |  | 0 | 0 | 0 | 0 | 0 | 0 | 0 | 0 | 0 | 0 | 0 | 0 | 0 | 0 | 0 | 0 | 0 | 0 | 0 | 0 | 0 | 0 | 0 | 2.3 | 0 | 0 | 0 | 0 | 0 | 1 | 2 | 0 | 0 | 0 | 0 | 0 | -1391.3965 | 675.6364 | 3949.977 | Tesla-Bellota 230 kV line | Tesla-Bellota 230 kV line | Tesla-Bellota 230 kV line |  | 0 | 1 | 0 | 0 | 0 | 0 | -1091.3965 | 975.6364 | 3949.977 | Tesla-Bellota 230 kV line | Tesla-Bellota 230 kV line | Tesla-Bellota 230 kV line |  | 5 | 4 | YES | 4 | 1 | 1 | NO | 1
PG&E FRESNO | Dos Amigos | 230 | 0 | 0 | 0 | 0 | 0 | 0 | 0 | 0 | 0 | 0 | 0 | 0 | 0 | 0 | 0 | 0 | 0 | 0 | 0 | 0 | 0 | 0 | 0 | 0 | 0 | 0 | 0 | 0 | 0 | 0 | 0 | 0 | 0 | 0 | 0 | 0 | 0 | 0 | 0 | 0 | 0 | 0 | 0 | 0 | 0 | 0 | 0 | 0 | 0 | 0 | 0 | 0 | 0 | 0 | 0 | 0 | 0 | 0 | 0 | 0 | 0 | 0 | 0 | 0 | 0 | 0 | 0 | 0 | 0 | 0 | 0 | 0 | 0 | 0 | 0 | 0 | 0 | 0 | 1 | 0 | 0 | 0 | 0 | 0 | 0 | 1 | 0 | 0 | 0 | 0 | 0 | 0 | 0 | 0 | 0 | 0 | 0 | 1 |  | 0 | 0 | 0 | 0 | 0 | 0 | 0 | 0 | 0 | 0 | 0 | 0 | 0 | 0 | 0 | 0 | 0 | 0 | 0 | 0 | 0 | 0 | 0 | 3 | 0 | 0 | 0 | 0 | 0 | 1 | 0 | 0 | 0 | 0 | 1 | 0 | 10.047 | 80.8207 | -1707.7948 | Gates 500/230kV TB #12 | Gates 500/230kV TB #12 | Gates 500/230kV TB #12 |  | 0 | 0 | 0 | 0 | 0 | 0 | 2257.512 | 2475.146 | 3727.6321 | Los Banos 500/230kV TB | Los Banos 500/230kV TB | Los Banos 500/230kV TB |  | 1 | 1 | NO | 1 | 5 | 1 | YES | 2
PG&E NGBA | Drum | 115 | 0 | 0 | 0 | 0 | 0 | 0 | 0 | 0 | 0 | 0 | 0 | 0 | 0 | 0 | 0 | 0 | 0 | 0 | 0 | 0 | 0 | 0 | 0 | 0 | 0 | 0 | 0 | 0 | 0 | 0 | 0 | 0 | 0 | 0 | 0 | 0 | 0 | 0 | 0 | 1 | 1 | 0 | 1 | 0 | 0 | 1 | 1 | 1 | 0 | 0 | 0 | 0 | 0 | 0 | 0 | 0 | 0 | 0 | 0 | 1 | 1 | 0 | 0 | 0 | 0 | 0 | 0 | 0 | 0 | 0 | 0 | 0 | 0 | 0 | 0 | 0 | 0 | 0 | 0 | 0 | 0 | 0 | 0 | 0 | 0 | 0 | 0 | 0 | 0 | 0 | 0 | 0 | 0 | 0 | 0 | 0 | 0 | 0 |  | 0 | 0 | 0 | 0 | 0 | 0 | 0 | 0 | 0 | 0 | 0 | 0 | 0 | 0 | 0 | 0 | 0 | 0 | 0 | 0 | 0 | 0 | 0 | 0 | 0 | 0 | 0 | 0 | 0 | 0 | 3 | 0 | 1 | 0 | 0 | 0 | -1552.755 | -1083.3241 | 32.84 | Collinsville-Tesla 500 kV Line | Bellota-Weber 230kV line | Woodland- Davis 115kV line |  | 0 | 2 | 0 | 1 | 0 | 0 | -1091.3965 | -623.3241 | 32.84 | Tesla-Bellota 230 kV line | Bellota-Weber 230kV line | Woodland- Davis 115kV line |  | 5 | 4 | YES | 4 | 1 | 1 | NO | 1
PG&E GBA | Dumbarton | 115 | 0 | 0 | 0 | 0 | 0 | 0 | 0 | 0 | 0 | 0 | 0 | 0 | 0 | 0 | 0 | 0 | 0 | 0 | 0 | 0 | 0 | 0 | 0 | 0 | 0 | 0 | 0 | 0 | 0 | 0 | 0 | 0 | 0 | 0 | 0 | 0 | 0 | 0 | 0 | 1 | 0 | 0 | 0 | 0 | 0 | 0 | 0 | 0 | 0 | 0 | 0 | 0 | 1 | 0 | 0 | 0 | 0 | 0 | 0 | 0 | 0 | 0 | 0 | 0 | 0 | 0 | 0 | 0 | 0 | 0 | 0 | 0 | 0 | 0 | 0 | 0 | 0 | 0 | 0 | 0 | 0 | 0 | 0 | 0 | 0 | 0 | 0 | 0 | 0 | 0 | 0 | 0 | 0 | 0 | 0 | 0 | 0 | 1 |  | 0 | 0 | 0 | 0 | 0 | 0 | 0 | 0 | 0 | 0 | 0 | 0 | 0 | 0 | 0 | 0 | 0 | 0 | 0 | 0 | 0 | 0 | 0 | 5 | 0 | 0 | 0 | 0 | 0 | 1 | 1 | 0 | 0 | 0 | 0 | 0 | -1552.755 | 590.186 | 5456.3208 | Collinsville-Tesla 500 kV Line | Collinsville-Tesla 500 kV Line | Collinsville-Tesla 500 kV Line |  | 0 | 0 | 0 | 0 | 0 | 0 | 2231.175 | 2603.935 | 5456.3208 | Sobrante-Moraga 230 kV line | Sobrante-Moraga 230 kV line | Collinsville-Tesla 500 kV Line |  | 5 | 1 | YES | 2 | 1 | 1 | NO | 1
SCE NOL | Dunn Siding | 115 | 0 | 0 | 0 | 0 | 0 | 0 | 0 | 0 | 0 | 0 | 0 | 1 | 1 | 1 | 0 | 0 | 0 | 0 | 0 | 0 | 0 | 0 | 0 | 0 | 0 | 0 | 0 | 0 | 0 | 0 | 0 | 0 | 0 | 0 | 0 | 0 | 0 | 0 | 0 | 0 | 0 | 0 | 0 | 0 | 0 | 0 | 0 | 0 | 0 | 0 | 0 | 0 | 0 | 0 | 0 | 0 | 0 | 0 | 0 | 0 | 0 | 0 | 0 | 0 | 0 | 0 | 0 | 0 | 0 | 0 | 0 | 0 | 0 | 0 | 0 | 0 | 0 | 0 | 0 | 0 | 0 | 0 | 0 | 0 | 0 | 0 | 0 | 0 | 0 | 0 | 0 | 0 | 0 | 0 | 0 | 0 | 0 | 3 |  | 0 | 0 | 0 | 0 | 0 | 0 | 0 | 0 | 0 | 0 | 0 | 0 | 0 | 0 | 0 | 0 | 0 | 0 | 0 | 0 | 0 | 0 | 0 | 0 | 0 | 0 | 0 | 0 | 0 | 0 | 0 | 2 | 0 | 2 | 0 | 0 | -96.42 | -45.65 | 1021.4838 | South of Kramer Area Constraint | South of Kramer Area Constraint | South of Kramer Area Constraint |  | 0 | 2 | 0 | 2 | 0 | 0 | -96.42 | -45.65 | 1021.4838 | South of Kramer Area Constraint | South of Kramer Area Constraint | South of Kramer Area Constraint |  | 3 | 3 | NO | 3 | 1 | 1 | NO | 1
SCE Eastern | Eagle Mountain | 230 | 0 | 0 | 0 | 0 | 0 | 0 | 0 | 0 | 0 | 0 | 0 | 0 | 0 | 0 | 0 | 0 | 0 | 0 | 1 | 1 | 0 | 1 | 0 | 0 | 0 | 0 | 0 | 0 | 0 | 0 | 0 | 0 | 0 | 0 | 0 | 0 | 0 | 0 | 0 | 0 | 0 | 0 | 0 | 0 | 0 | 0 | 0 | 0 | 0 | 0 | 0 | 0 | 0 | 0 | 0 | 0 | 0 | 0 | 0 | 0 | 0 | 0 | 0 | 0 | 0 | 0 | 0 | 0 | 0 | 0 | 0 | 0 | 0 | 0 | 0 | 0 | 0 | 0 | 0 | 0 | 0 | 0 | 0 | 0 | 0 | 0 | 0 | 0 | 0 | 0 | 0 | 0 | 0 | 0 | 0 | 0 | 0 | 1 |  | 0 | 0 | 0 | 0 | 0 | 0 | 0 | 0 | 0 | 0 | 0 | 0 | 0 | 0 | 0 | 0 | 0 | 0 | 0 | 0 | 0 | 0 | 0 | 0 | 0 | 0 | 0 | 0 | 0 | 0 | 1 | 0 | 1 | 0 | 0 | 1 | -840 | -685 | -51.3 | Eagle Mountain Constraint | Eagle Mountain Constraint | Eagle Mountain Constraint |  | 0 | 1 | 0 | 1 | 0 | 1 | -240 | -85 | -51.3 | Eagle Mountain Constraint | Eagle Mountain Constraint | Eagle Mountain Constraint |  | 5 | 4 | YES | 4 | 3 | 3 | NO | 3
PG&E NGBA | Eagle Rock (PGE) | 60 | 0 | 0 | 0 | 0 | 0 | 0 | 0 | 0 | 0 | 0 | 0 | 0 | 0 | 0 | 0 | 0 | 0 | 0 | 0 | 0 | 0 | 0 | 0 | 0 | 0 | 0 | 0 | 0 | 0 | 0 | 0 | 0 | 0 | 0 | 0 | 0 | 0 | 0 | 0 | 1 | 0 | 0 | 0 | 0 | 0 | 0 | 0 | 0 | 0 | 0 | 0 | 0 | 1 | 0 | 0 | 0 | 0 | 0 | 0 | 0 | 0 | 0 | 0 | 0 | 0 | 0 | 1 | 0 | 0 | 0 | 0 | 0 | 0 | 0 | 0 | 0 | 0 | 0 | 0 | 0 | 0 | 0 | 0 | 0 | 0 | 0 | 0 | 0 | 0 | 0 | 0 | 0 | 0 | 0 | 0 | 0 | 0 | 1 |  | 0 | 0 | 0 | 0 | 0 | 0 | 0 | 0 | 0 | 0 | 0 | 0 | 0 | 0 | 0 | 0 | 0 | 0 | 0 | 0 | 0 | 0 | 0 | 0 | 0 | 0 | 0 | 0 | 0 | 0 | 2 | 0 | 1 | 0 | 0 | 0 | -1552.755 | -150.277 | 634.382 | Collinsville-Tesla 500 kV Line | Birds Landing-Contra Costa 230kV Line | Birds Landing-Contra Costa 230kV Line |  | 0 | 0 | 0 | 0 | 0 | 0 | 1338.475 | 1615.723 | 634.382 | Birds Landing-Contra Costa 230kV Line | Birds Landing-Contra Costa 230kV Line | Birds Landing-Contra Costa 230kV Line |  | 5 | 1 | YES | 2 | 1 | 1 | NO | 1
PG&E NGBA | Eagle Rock (PGE) | 115 | 0 | 0 | 0 | 0 | 0 | 0 | 0 | 0 | 0 | 0 | 0 | 0 | 0 | 0 | 0 | 0 | 0 | 0 | 0 | 0 | 0 | 0 | 0 | 0 | 0 | 0 | 0 | 0 | 0 | 0 | 0 | 0 | 0 | 0 | 0 | 0 | 0 | 0 | 0 | 1 | 0 | 1 | 0 | 0 | 0 | 0 | 0 | 0 | 0 | 0 | 0 | 0 | 1 | 0 | 1 | 1 | 0 | 0 | 0 | 0 | 0 | 0 | 0 | 0 | 0 | 0 | 1 | 0 | 0 | 0 | 0 | 0 | 0 | 0 | 0 | 0 | 0 | 0 | 0 | 0 | 0 | 0 | 0 | 0 | 0 | 0 | 0 | 0 | 0 | 0 | 0 | 0 | 0 | 0 | 0 | 0 | 0 | 1 |  | -7 | 0 | 0 | 0 | 0 | 0 | 0 | 0 | 0 | 0 | 0 | 0 | 0 | 0 | 1 | 14.5 | 0 | 98 | 33.2 | 0 | 0 | 0 | 0 | 0 | 0 | 0 | 0 | 0 | 0 | 1 | 3 | 0 | 1 | 0 | 0 | 0 | -1552.755 | -150.277 | 634.382 | Collinsville-Tesla 500 kV Line | Birds Landing-Contra Costa 230kV Line | Birds Landing-Contra Costa 230kV Line |  | 0 | 0 | 0 | 0 | 0 | 0 | 733.3 | 787.18 | 634.382 | Cortina-Eagle Rock 115 kV line | Cortina-Eagle Rock 115 kV line | Birds Landing-Contra Costa 230kV Line |  | 5 | 1 | YES | 2 | 1 | 1 | NO | 1
SCE Metro | Eagle Rock (SCE) | 230 | 0 | 0 | 0 | 0 | 0 | 0 | 0 | 0 | 0 | 1 | 0 | 0 | 0 | 0 | 0 | 0 | 0 | 0 | 0 | 0 | 0 | 0 | 0 | 0 | 0 | 0 | 0 | 0 | 0 | 0 | 0 | 0 | 0 | 0 | 0 | 0 | 0 | 0 | 0 | 0 | 0 | 0 | 0 | 0 | 0 | 0 | 0 | 0 | 0 | 0 | 0 | 0 | 0 | 0 | 0 | 0 | 0 | 0 | 0 | 0 | 0 | 0 | 0 | 0 | 0 | 0 | 0 | 0 | 0 | 0 | 0 | 0 | 0 | 0 | 0 | 0 | 0 | 0 | 0 | 0 | 0 | 0 | 0 | 0 | 0 | 0 | 0 | 0 | 0 | 0 | 0 | 0 | 0 | 0 | 0 | 0 | 0 | 0 |  | 0 | 0 | 0 | 0 | 0 | 0 | 0 | 0 | 0 | 0 | 0 | 0 | 0 | 0 | 0 | 0 | 0 | 0 | 0 | 0 | 0 | 0 | 0 | 0 | 0 | 0 | 0 | 0 | 0 | 0 | 0 | 0 | 0 | 0 | 0 | 0 | 9384.6 | 11197.7 | 14407.5055 | SCE Metro Area Default Constraint | SCE Metro Area Default Constraint | SCE Metro Area Default Constraint |  | 0 | 0 | 0 | 0 | 0 | 0 | 9384.6 | 11197.7 | 14407.5055 | SCE Metro Area Default Constraint | SCE Metro Area Default Constraint | SCE Metro Area Default Constraint |  | 1 | 1 | NO | 1 | 1 | 1 | NO | 1
PG&E NGBA | East Marysville | 115 | 0 | 0 | 0 | 0 | 0 | 0 | 0 | 0 | 0 | 0 | 0 | 0 | 0 | 0 | 0 | 0 | 0 | 0 | 0 | 0 | 0 | 0 | 0 | 0 | 0 | 0 | 0 | 0 | 0 | 0 | 0 | 0 | 0 | 0 | 0 | 0 | 0 | 0 | 0 | 1 | 0 | 0 | 0 | 0 | 0 | 1 | 0 | 1 | 0 | 0 | 0 | 0 | 0 | 0 | 0 | 0 | 0 | 0 | 0 | 1 | 0 | 0 | 0 | 0 | 0 | 0 | 0 | 0 | 0 | 0 | 0 | 0 | 0 | 0 | 0 | 0 | 0 | 0 | 0 | 0 | 0 | 0 | 0 | 0 | 0 | 0 | 0 | 0 | 0 | 0 | 0 | 0 | 0 | 0 | 0 | 0 | 0 | 0 |  | 0 | 0 | 0 | 0 | 0 | 0 | 0 | 0 | 0 | 0 | 0 | 0 | 0 | 0 | 0 | 0 | 0 | 0 | 0 | 0 | 0 | 0 | 0 | 0 | 0 | 0 | 0 | 0 | 0 | 0 | 3 | 0 | 1 | 0 | 0 | 0 | -1552.755 | -1083.3241 | 919.2036 | Collinsville-Tesla 500 kV Line | Bellota-Weber 230kV line | Rio Oso-Lockeford 230kV line |  | 0 | 2 | 0 | 1 | 0 | 0 | -1091.3965 | -623.3241 | 919.2036 | Tesla-Bellota 230 kV line | Bellota-Weber 230kV line | Rio Oso-Lockeford 230kV line |  | 5 | 4 | YES | 4 | 1 | 1 | NO | 1
PG&E NGBA | East Nicolaus | 115 | 0 | 0 | 0 | 0 | 0 | 0 | 0 | 0 | 0 | 0 | 0 | 0 | 0 | 0 | 0 | 0 | 0 | 0 | 0 | 0 | 0 | 0 | 0 | 0 | 0 | 0 | 0 | 0 | 0 | 0 | 0 | 0 | 0 | 0 | 0 | 0 | 0 | 0 | 0 | 1 | 0 | 0 | 0 | 0 | 0 | 1 | 0 | 1 | 0 | 0 | 0 | 0 | 0 | 0 | 0 | 0 | 0 | 0 | 0 | 1 | 1 | 0 | 0 | 0 | 0 | 0 | 0 | 0 | 0 | 0 | 0 | 0 | 0 | 0 | 0 | 0 | 0 | 0 | 0 | 0 | 0 | 0 | 0 | 0 | 0 | 0 | 0 | 0 | 0 | 0 | 0 | 0 | 0 | 0 | 0 | 0 | 0 | 0 |  | 0 | 0 | 0 | 0 | 0 | 0 | 0 | 0 | 0 | 0 | 0 | 0 | 0 | 0 | 0 | 0 | 0 | 0 | 0 | 0 | 0 | 0 | 0 | 0 | 0 | 0 | 0 | 0 | 0 | 0 | 3 | 0 | 1 | 0 | 0 | 0 | -1552.755 | -1083.3241 | 919.2036 | Collinsville-Tesla 500 kV Line | Bellota-Weber 230kV line | Rio Oso-Lockeford 230kV line |  | 0 | 2 | 0 | 1 | 0 | 0 | -1091.3965 | -623.3241 | 919.2036 | Tesla-Bellota 230 kV line | Bellota-Weber 230kV line | Rio Oso-Lockeford 230kV line |  | 5 | 4 | YES | 4 | 1 | 1 | NO | 1
PG&E NGBA | East Nicolaus | 60 | 0 | 0 | 0 | 0 | 0 | 0 | 0 | 0 | 0 | 0 | 0 | 0 | 0 | 0 | 0 | 0 | 0 | 0 | 0 | 0 | 0 | 0 | 0 | 0 | 0 | 0 | 0 | 0 | 0 | 0 | 0 | 0 | 0 | 0 | 0 | 0 | 0 | 0 | 0 | 1 | 0 | 0 | 0 | 0 | 0 | 1 | 0 | 1 | 0 | 0 | 0 | 0 | 0 | 0 | 0 | 0 | 0 | 0 | 0 | 1 | 1 | 0 | 0 | 0 | 0 | 0 | 0 | 0 | 0 | 0 | 0 | 0 | 0 | 0 | 0 | 0 | 0 | 0 | 0 | 0 | 0 | 0 | 0 | 0 | 0 | 0 | 0 | 0 | 0 | 0 | 0 | 0 | 0 | 0 | 0 | 0 | 0 | 0 |  | 0 | 0 | 0 | 0 | 0 | 0 | 0 | 0 | 0 | 0 | 0 | 0 | 0 | 0 | 0 | 0 | 0 | 0 | 0 | 0 | 0 | 0 | 0 | 0 | 0 | 0 | 0 | 0 | 0 | 0 | 3 | 0 | 1 | 0 | 0 | 0 | -1552.755 | -1083.3241 | 919.2036 | Collinsville-Tesla 500 kV Line | Bellota-Weber 230kV line | Rio Oso-Lockeford 230kV line |  | 0 | 2 | 0 | 1 | 0 | 0 | -1091.3965 | -623.3241 | 919.2036 | Tesla-Bellota 230 kV line | Bellota-Weber 230kV line | Rio Oso-Lockeford 230kV line |  | 5 | 4 | YES | 4 | 1 | 1 | NO | 1
PG&E GBA | Eastshore | 115 | 0 | 0 | 0 | 0 | 0 | 0 | 0 | 0 | 0 | 0 | 0 | 0 | 0 | 0 | 0 | 0 | 0 | 0 | 0 | 0 | 0 | 0 | 0 | 0 | 0 | 0 | 0 | 0 | 0 | 0 | 0 | 0 | 0 | 0 | 0 | 0 | 0 | 0 | 0 | 1 | 0 | 0 | 0 | 0 | 0 | 0 | 0 | 0 | 0 | 0 | 0 | 0 | 1 | 0 | 0 | 0 | 0 | 0 | 0 | 0 | 0 | 0 | 0 | 0 | 0 | 0 | 0 | 0 | 0 | 0 | 0 | 0 | 0 | 0 | 0 | 0 | 0 | 0 | 0 | 0 | 0 | 0 | 0 | 0 | 0 | 0 | 0 | 0 | 0 | 0 | 0 | 0 | 0 | 0 | 0 | 0 | 0 | 1 |  | 0 | 0 | 0 | 0 | 0 | 0 | 0 | 0 | 0 | 0 | 0 | 0 | 0 | 0 | 0 | 0 | 0 | 0 | 0 | 0 | 0 | 0 | 0 | 0 | 0 | 0 | 0 | 0 | 0 | 0 | 1 | 0 | 0 | 0 | 0 | 0 | -1552.755 | 590.186 | 5456.3208 | Collinsville-Tesla 500 kV Line | Collinsville-Tesla 500 kV Line | Collinsville-Tesla 500 kV Line |  | 0 | 0 | 0 | 0 | 0 | 0 | 2231.175 | 2603.935 | 5456.3208 | Sobrante-Moraga 230 kV line | Sobrante-Moraga 230 kV line | Collinsville-Tesla 500 kV Line |  | 5 | 1 | YES | 2 | 1 | 1 | NO | 1
PG&E GBA | Eastshore | 230 | 0 | 0 | 0 | 0 | 0 | 0 | 0 | 0 | 0 | 0 | 0 | 0 | 0 | 0 | 0 | 0 | 0 | 0 | 0 | 0 | 0 | 0 | 0 | 0 | 0 | 0 | 0 | 0 | 0 | 0 | 0 | 0 | 0 | 0 | 0 | 0 | 0 | 0 | 0 | 1 | 0 | 0 | 0 | 0 | 0 | 0 | 0 | 0 | 0 | 1 | 1 | 0 | 1 | 0 | 0 | 1 | 0 | 0 | 0 | 0 | 0 | 1 | 0 | 0 | 0 | 1 | 0 | 0 | 0 | 0 | 0 | 0 | 0 | 0 | 0 | 0 | 0 | 0 | 0 | 0 | 0 | 0 | 0 | 0 | 0 | 0 | 0 | 0 | 0 | 0 | 0 | 0 | 0 | 0 | 0 | 0 | 0 | 3 |  | 0 | 0 | 0 | 0 | 0 | 0 | 0 | 0 | 0 | 0 | 0 | 0 | 0 | 0 | 0 | 0 | 0 | 0 | 0 | 0 | 0 | 0 | 0 | 0 | 0 | 0 | 0 | 0 | 0 | 0 | 2 | 0 | 0 | 0 | 0 | 0 | -1552.755 | 590.186 | 1214.56 | Collinsville-Tesla 500 kV Line | Collinsville-Tesla 500 kV Line | Grant - Eastshore #2 line 115 kV |  | 0 | 0 | 0 | 0 | 0 | 0 | 962.4 | 962.4 | 1214.56 | Grant - Eastshore #2 line 115 kV | Grant - Eastshore #2 line 115 kV | Grant - Eastshore #2 line 115 kV |  | 5 | 1 | YES | 2 | 1 | 1 | NO | 1
SDGE | ECO | 138 | 0 | 0 | 0 | 0 | 0 | 0 | 0 | 0 | 0 | 0 | 0 | 0 | 0 | 0 | 0 | 0 | 0 | 0 | 0 | 0 | 0 | 0 | 0 | 0 | 0 | 0 | 0 | 0 | 1 | 0 | 1 | 1 | 1 | 0 | 0 | 1 | 1 | 0 | 0 | 0 | 0 | 0 | 0 | 0 | 0 | 0 | 0 | 0 | 0 | 0 | 0 | 0 | 0 | 0 | 0 | 0 | 0 | 0 | 0 | 0 | 0 | 0 | 0 | 0 | 0 | 0 | 0 | 0 | 0 | 0 | 0 | 0 | 0 | 0 | 0 | 0 | 0 | 0 | 0 | 0 | 0 | 0 | 0 | 0 | 0 | 0 | 0 | 0 | 0 | 0 | 0 | 0 | 0 | 0 | 0 | 0 | 0 | 6 |  | 0 | 0 | 0 | 0 | 0 | 0 | 0 | 0 | 0 | 0 | 0 | 0 | 0 | 0 | 0 | 0 | 0 | 0 | 0 | 0 | 0 | 0 | 0 | 0 | 0 | 0 | 0 | 0 | 0 | 0 | 0 | 0 | 0 | 0 | 0 | 0 | 246.81 | 1413.17 | 1766.9044 | San Luis Rey-San Onofre 230 kV line constraint | Silvergate-Old Town 230 kV constraint | Silvergate-Old Town 230 kV constraint |  | 0 | 0 | 0 | 0 | 0 | 0 | 246.81 | 1413.17 | 1766.9044 | San Luis Rey-San Onofre 230 kV line constraint | Silvergate-Old Town 230 kV constraint | Silvergate-Old Town 230 kV constraint |  | 1 | 1 | NO | 1 | 1 | 1 | NO | 1
SDGE | ECO | 230 | 0 | 0 | 0 | 0 | 0 | 0 | 0 | 0 | 0 | 0 | 0 | 0 | 0 | 0 | 0 | 0 | 0 | 0 | 0 | 0 | 0 | 0 | 0 | 0 | 0 | 0 | 0 | 0 | 1 | 0 | 1 | 1 | 1 | 0 | 0 | 1 | 1 | 0 | 0 | 0 | 0 | 0 | 0 | 0 | 0 | 0 | 0 | 0 | 0 | 0 | 0 | 0 | 0 | 0 | 0 | 0 | 0 | 0 | 0 | 0 | 0 | 0 | 0 | 0 | 0 | 0 | 0 | 0 | 0 | 0 | 0 | 0 | 0 | 0 | 0 | 0 | 0 | 0 | 0 | 0 | 0 | 0 | 0 | 0 | 0 | 0 | 0 | 0 | 0 | 0 | 0 | 0 | 0 | 0 | 0 | 0 | 0 | 6 |  | 0 | 0 | 0 | 0 | 0 | 0 | 0 | 0 | 0 | 0 | 0 | 0 | 0 | 0 | 0 | 0 | 0 | 300 | 52.5 | 0 | 0 | 0 | 0 | 0 | 0 | 0 | 0 | 0 | 0 | 1 | 0 | 0 | 0 | 0 | 0 | 0 | 246.81 | 1413.17 | 1766.9044 | San Luis Rey-San Onofre 230 kV line constraint | Silvergate-Old Town 230 kV constraint | Silvergate-Old Town 230 kV constraint |  | 0 | 0 | 0 | 0 | 0 | 0 | 246.81 | 1413.17 | 1766.9044 | San Luis Rey-San Onofre 230 kV line constraint | Silvergate-Old Town 230 kV constraint | Silvergate-Old Town 230 kV constraint |  | 1 | 1 | NO | 1 | 1 | 1 | NO | 1
SDGE | ECO | 500 | 0 | 0 | 0 | 0 | 0 | 0 | 0 | 0 | 0 | 0 | 0 | 0 | 0 | 0 | 0 | 0 | 0 | 0 | 0 | 0 | 0 | 0 | 0 | 0 | 0 | 0 | 0 | 0 | 1 | 0 | 1 | 1 | 1 | 0 | 0 | 1 | 1 | 0 | 0 | 0 | 0 | 0 | 0 | 0 | 0 | 0 | 0 | 0 | 0 | 0 | 0 | 0 | 0 | 0 | 0 | 0 | 0 | 0 | 0 | 0 | 0 | 0 | 0 | 0 | 0 | 0 | 0 | 0 | 0 | 0 | 0 | 0 | 0 | 0 | 0 | 0 | 0 | 0 | 0 | 0 | 0 | 0 | 0 | 0 | 0 | 0 | 0 | 0 | 0 | 0 | 0 | 0 | 0 | 0 | 0 | 0 | 0 | 6 |  | 0 | 0 | 0 | 0 | 0 | 0 | 0 | 0 | 0 | 0 | 0 | 0 | 0 | 0 | 0 | 0 | 0 | 600 | 400 | 0 | 0 | 0 | 0 | 0 | 0 | 0 | 0 | 0 | 0 | 1 | 0 | 0 | 0 | 0 | 0 | 0 | 246.81 | 1413.17 | 1766.9044 | San Luis Rey-San Onofre 230 kV line constraint | Silvergate-Old Town 230 kV constraint | Silvergate-Old Town 230 kV constraint |  | 0 | 0 | 0 | 0 | 0 | 0 | 246.81 | 1413.17 | 1766.9044 | San Luis Rey-San Onofre 230 kV line constraint | Silvergate-Old Town 230 kV constraint | Silvergate-Old Town 230 kV constraint |  | 1 | 1 | NO | 1 | 1 | 1 | NO | 1
PG&E GBA | Edenvale | 115 | 0 | 0 | 0 | 0 | 0 | 0 | 0 | 0 | 0 | 0 | 0 | 0 | 0 | 0 | 0 | 0 | 0 | 0 | 0 | 0 | 0 | 0 | 0 | 0 | 0 | 0 | 0 | 0 | 0 | 0 | 0 | 0 | 0 | 0 | 0 | 0 | 0 | 0 | 0 | 0 | 0 | 0 | 0 | 0 | 0 | 0 | 0 | 0 | 0 | 0 | 0 | 0 | 0 | 0 | 0 | 0 | 0 | 0 | 0 | 1 | 0 | 0 | 0 | 0 | 0 | 0 | 0 | 0 | 0 | 0 | 0 | 0 | 0 | 0 | 0 | 0 | 0 | 0 | 0 | 0 | 0 | 0 | 0 | 0 | 0 | 0 | 0 | 0 | 0 | 0 | 0 | 0 | 0 | 0 | 0 | 0 | 1 | 0 |  | 0 | 0 | 0 | 0 | 0 | 0 | 0 | 0 | 0 | 0 | 0 | 0 | 0 | 0 | 0 | 0 | 0 | 0 | 0 | 0 | 0 | 0 | 0 | 0 | 0 | 0 | 0 | 0 | 0 | 0 | 1 | 0 | 0 | 0 | 0 | 0 | -1391.3965 | 675.6364 | 3949.977 | Tesla-Bellota 230 kV line | Tesla-Bellota 230 kV line | Tesla-Bellota 230 kV line |  | 0 | 1 | 0 | 0 | 0 | 0 | -1091.3965 | 975.6364 | 3949.977 | Tesla-Bellota 230 kV line | Tesla-Bellota 230 kV line | Tesla-Bellota 230 kV line |  | 5 | 4 | YES | 4 | 1 | 1 | NO | 1
PG&E GBA | Edes | 115 | 0 | 0 | 0 | 0 | 0 | 0 | 0 | 0 | 0 | 0 | 0 | 0 | 0 | 0 | 0 | 0 | 0 | 0 | 0 | 0 | 0 | 0 | 0 | 0 | 0 | 0 | 0 | 0 | 0 | 0 | 0 | 0 | 0 | 0 | 0 | 0 | 0 | 0 | 0 | 1 | 0 | 0 | 0 | 0 | 0 | 0 | 0 | 0 | 0 | 0 | 0 | 0 | 1 | 0 | 0 | 1 | 0 | 0 | 0 | 0 | 0 | 0 | 0 | 0 | 0 | 0 | 0 | 0 | 0 | 0 | 0 | 0 | 0 | 0 | 0 | 0 | 0 | 0 | 0 | 0 | 0 | 0 | 0 | 0 | 0 | 0 | 0 | 0 | 0 | 0 | 0 | 0 | 0 | 0 | 0 | 0 | 0 | 1 |  | 0 | 0 | 0 | 0 | 0 | 0 | 0 | 0 | 0 | 0 | 0 | 0 | 0 | 0 | 0 | 0 | 0 | 0 | 0 | 0 | 0 | 0 | 0 | 1.7 | 0 | 0 | 0 | 0 | 0 | 1 | 2 | 0 | 0 | 0 | 0 | 0 | -1552.755 | 590.186 | 5456.3208 | Collinsville-Tesla 500 kV Line | Collinsville-Tesla 500 kV Line | Collinsville-Tesla 500 kV Line |  | 0 | 0 | 0 | 0 | 0 | 0 | 2231.175 | 2603.935 | 5456.3208 | Sobrante-Moraga 230 kV line | Sobrante-Moraga 230 kV line | Collinsville-Tesla 500 kV Line |  | 5 | 1 | YES | 2 | 1 | 1 | NO | 1
PG&E GBA | Eight Mile | 230 | 0 | 0 | 0 | 0 | 0 | 0 | 0 | 0 | 0 | 0 | 0 | 0 | 0 | 0 | 0 | 0 | 0 | 0 | 0 | 0 | 0 | 0 | 0 | 0 | 0 | 0 | 0 | 0 | 0 | 0 | 0 | 0 | 0 | 0 | 0 | 0 | 0 | 0 | 0 | 1 | 0 | 0 | 0 | 0 | 0 | 1 | 0 | 1 | 0 | 0 | 0 | 0 | 0 | 0 | 0 | 0 | 0 | 0 | 0 | 1 | 1 | 0 | 0 | 0 | 0 | 0 | 0 | 0 | 0 | 0 | 0 | 0 | 0 | 0 | 0 | 0 | 0 | 0 | 0 | 0 | 0 | 0 | 0 | 0 | 0 | 0 | 0 | 0 | 0 | 0 | 0 | 0 | 0 | 0 | 0 | 0 | 0 | 0 |  | 0 | 0 | 0 | 0 | 0 | 0 | 0 | 0 | 0 | 0 | 0 | 0 | 0 | 0 | 0 | 0 | 0 | 0 | 0 | 0 | 0 | 0 | 0 | 0 | 0 | 0 | 0 | 0 | 0 | 0 | 3 | 0 | 1 | 0 | 0 | 0 | -1552.755 | -1083.3241 | 919.2036 | Collinsville-Tesla 500 kV Line | Bellota-Weber 230kV line | Rio Oso-Lockeford 230kV line |  | 0 | 2 | 0 | 1 | 0 | 0 | -1091.3965 | -623.3241 | 919.2036 | Tesla-Bellota 230 kV line | Bellota-Weber 230kV line | Rio Oso-Lockeford 230kV line |  | 5 | 4 | YES | 4 | 1 | 1 | NO | 1
SDGE | El Cajon | 69 | 0 | 0 | 0 | 0 | 0 | 0 | 0 | 0 | 0 | 0 | 0 | 0 | 0 | 0 | 0 | 0 | 0 | 0 | 0 | 0 | 0 | 0 | 0 | 0 | 0 | 0 | 0 | 1 | 1 | 0 | 1 | 0 | 1 | 0 | 0 | 0 | 0 | 0 | 0 | 0 | 0 | 0 | 0 | 0 | 0 | 0 | 0 | 0 | 0 | 0 | 0 | 0 | 0 | 0 | 0 | 0 | 0 | 0 | 0 | 0 | 0 | 0 | 0 | 0 | 0 | 0 | 0 | 0 | 0 | 0 | 0 | 0 | 0 | 0 | 0 | 0 | 0 | 0 | 0 | 0 | 0 | 0 | 0 | 0 | 0 | 0 | 0 | 0 | 0 | 0 | 0 | 0 | 0 | 0 | 0 | 0 | 0 | 3 |  | 0 | 0 | 0 | 0 | 0 | 0 | 0 | 0 | 0 | 0 | 0 | 0 | 0 | 0 | 0 | 0 | 0 | 0 | 0 | 0 | 0 | 0 | 0 | 0 | 0 | 0 | 50 | 0 | 0 | 1 | 0 | 0 | 0 | 0 | 0 | 0 | 246.81 | 366.23 | 481.7164 | San Luis Rey-San Onofre 230 kV line constraint | El Cajon 69 kV constraint | El Cajon 69 kV constraint |  | 0 | 0 | 0 | 0 | 0 | 0 | 246.81 | 366.23 | 481.7164 | San Luis Rey-San Onofre 230 kV line constraint | El Cajon 69 kV constraint | El Cajon 69 kV constraint |  | 1 | 1 | NO | 1 | 1 | 1 | NO | 1
SCE Eastern | El Casco | 230 | 0 | 0 | 0 | 0 | 0 | 0 | 0 | 0 | 0 | 0 | 0 | 0 | 0 | 0 | 0 | 0 | 0 | 0 | 0 | 1 | 0 | 1 | 0 | 0 | 0 | 0 | 0 | 0 | 0 | 0 | 0 | 0 | 0 | 0 | 0 | 0 | 0 | 0 | 0 | 0 | 0 | 0 | 0 | 0 | 0 | 0 | 0 | 0 | 0 | 0 | 0 | 0 | 0 | 0 | 0 | 0 | 0 | 0 | 0 | 0 | 0 | 0 | 0 | 0 | 0 | 0 | 0 | 0 | 0 | 0 | 0 | 0 | 0 | 0 | 0 | 0 | 0 | 0 | 0 | 0 | 0 | 0 | 0 | 0 | 0 | 0 | 0 | 0 | 0 | 0 | 0 | 0 | 0 | 0 | 0 | 0 | 0 | 1 |  | 0 | 0 | 0 | 0 | 0 | 0 | 0 | 0 | 0 | 0 | 0 | 100 | 0 | 0 | 1 | 0 | 0 | 0 | 0 | 0 | 0 | 0 | 0 | 0 | 0 | 0 | 165 | 0 | 0 | 1 | 0 | 0 | 0 | 0 | 0 | 0 | 334.27 | 2584.375 | 8822.375 | Serrano-Alberhill-Valley Constraint | Etiwanda-Rancho Vista Constraint | Etiwanda-Rancho Vista Constraint |  | 0 | 0 | 0 | 0 | 0 | 0 | 334.27 | 2584.375 | 8822.375 | Serrano-Alberhill-Valley Constraint | Etiwanda-Rancho Vista Constraint | Etiwanda-Rancho Vista Constraint |  | 1 | 1 | NO | 1 | 1 | 1 | NO | 1
PG&E GBA | El Cerrito G | 115 | 0 | 0 | 0 | 0 | 0 | 0 | 0 | 0 | 0 | 0 | 0 | 0 | 0 | 0 | 0 | 0 | 0 | 0 | 0 | 0 | 0 | 0 | 0 | 0 | 0 | 0 | 0 | 0 | 0 | 0 | 0 | 0 | 0 | 0 | 0 | 0 | 0 | 0 | 0 | 1 | 0 | 0 | 0 | 0 | 0 | 0 | 0 | 0 | 0 | 0 | 0 | 0 | 1 | 0 | 0 | 1 | 0 | 0 | 0 | 0 | 0 | 0 | 0 | 0 | 0 | 0 | 0 | 0 | 0 | 0 | 0 | 0 | 0 | 0 | 0 | 0 | 0 | 0 | 0 | 0 | 0 | 0 | 0 | 0 | 0 | 0 | 0 | 0 | 0 | 0 | 0 | 0 | 0 | 0 | 0 | 0 | 0 | 1 |  | 0 | 0 | 0 | 0 | 0 | 0 | 0 | 0 | 0 | 0 | 0 | 0 | 0 | 0 | 0 | 0 | 0 | 0 | 0 | 0 | 0 | 0 | 0 | 0 | 0 | 0 | 0 | 0 | 0 | 0 | 2 | 0 | 0 | 0 | 0 | 0 | -1552.755 | 590.186 | 5456.3208 | Collinsville-Tesla 500 kV Line | Collinsville-Tesla 500 kV Line | Collinsville-Tesla 500 kV Line |  | 0 | 0 | 0 | 0 | 0 | 0 | 2231.175 | 2603.935 | 5456.3208 | Sobrante-Moraga 230 kV line | Sobrante-Moraga 230 kV line | Collinsville-Tesla 500 kV Line |  | 5 | 1 | YES | 2 | 1 | 1 | NO | 1
PG&E NGBA | El Dorado PH | 115 | 0 | 0 | 0 | 0 | 0 | 0 | 0 | 0 | 0 | 0 | 0 | 0 | 0 | 0 | 0 | 0 | 0 | 0 | 0 | 0 | 0 | 0 | 0 | 0 | 0 | 0 | 0 | 0 | 0 | 0 | 0 | 0 | 0 | 0 | 0 | 0 | 0 | 0 | 0 | 1 | 0 | 0 | 0 | 0 | 0 | 1 | 1 | 1 | 0 | 0 | 0 | 0 | 0 | 0 | 0 | 0 | 0 | 0 | 0 | 1 | 1 | 0 | 0 | 0 | 0 | 0 | 0 | 0 | 0 | 0 | 0 | 0 | 0 | 0 | 0 | 0 | 0 | 0 | 0 | 0 | 0 | 0 | 0 | 0 | 0 | 0 | 0 | 0 | 0 | 0 | 0 | 0 | 0 | 0 | 0 | 0 | 0 | 0 |  | 0 | 0 | 0 | 0 | 0 | 0 | 0 | 0 | 0 | 0 | 0 | 0 | 0 | 0 | 0 | 0 | 0 | 0 | 0 | 0 | 0 | 0 | 0 | 0 | 0 | 0 | 0 | 0 | 0 | 0 | 3 | 0 | 1 | 0 | 0 | 0 | -1552.755 | -1083.3241 | 417.22 | Collinsville-Tesla 500 kV Line | Bellota-Weber 230kV line | Rio Oso-Brighton 230kV line |  | 0 | 2 | 0 | 1 | 0 | 0 | -1091.3965 | -623.3241 | 417.22 | Tesla-Bellota 230 kV line | Bellota-Weber 230kV line | Rio Oso-Brighton 230kV line |  | 5 | 4 | YES | 4 | 1 | 1 | NO | 1
PG&E FRESNO | El Nido (PGE) | 115 | 0 | 0 | 0 | 0 | 0 | 0 | 0 | 0 | 0 | 0 | 0 | 0 | 0 | 0 | 0 | 0 | 0 | 0 | 0 | 0 | 0 | 0 | 0 | 0 | 0 | 0 | 0 | 0 | 0 | 0 | 0 | 0 | 0 | 0 | 0 | 0 | 0 | 0 | 0 | 0 | 0 | 0 | 0 | 0 | 0 | 1 | 0 | 0 | 0 | 0 | 0 | 0 | 0 | 0 | 0 | 0 | 0 | 0 | 0 | 1 | 0 | 0 | 0 | 0 | 0 | 0 | 0 | 0 | 0 | 0 | 0 | 0 | 0 | 0 | 0 | 0 | 0 | 0 | 1 | 1 | 0 | 1 | 1 | 0 | 1 | 1 | 0 | 1 | 1 | 1 | 0 | 0 | 1 | 0 | 0 | 0 | 0 | 2 |  | 0 | 0 | 0 | 0 | 0 | 0 | 0 | 0 | 0 | 0 | 0 | 0 | 0 | 0 | 0 | 0 | 0 | 0 | 0 | 0 | 0 | 0 | 0 | 3 | 0 | 0 | 0 | 0 | 0 | 1 | 5 | 0 | 4 | 0 | 5 | 0 | -1745.05 | -1701.25 | -1707.7948 | Borden-Storey #1 230kV line | Borden-Storey #1 230kV line | Gates 500/230kV TB #12 |  | 0 | 3 | 0 | 2 | 1 | 0 | -1091.3965 | -623.3241 | -239.7374 | Tesla-Bellota 230 kV line | Bellota-Weber 230kV line | Oro Loma-El Nido 115kV Line |  | 5 | 4 | YES | 4 | 5 | 5 | NO | 5
SCE Metro | El Nido (SCE) | 230 | 0 | 0 | 0 | 0 | 0 | 0 | 0 | 0 | 1 | 1 | 0 | 0 | 0 | 0 | 0 | 0 | 0 | 0 | 0 | 0 | 0 | 0 | 0 | 0 | 0 | 0 | 0 | 0 | 0 | 0 | 0 | 0 | 0 | 0 | 0 | 0 | 0 | 0 | 0 | 0 | 0 | 0 | 0 | 0 | 0 | 0 | 0 | 0 | 0 | 0 | 0 | 0 | 0 | 0 | 0 | 0 | 0 | 0 | 0 | 0 | 0 | 0 | 0 | 0 | 0 | 0 | 0 | 0 | 0 | 0 | 0 | 0 | 0 | 0 | 0 | 0 | 0 | 0 | 0 | 0 | 0 | 0 | 0 | 0 | 0 | 0 | 0 | 0 | 0 | 0 | 0 | 0 | 0 | 0 | 0 | 0 | 0 | 0 |  | 0 | 0 | 0 | 0 | 0 | 0 | 0 | 0 | 0 | 0 | 0 | 0 | 0 | 0 | 0 | 0 | 0 | 0 | 0 | 0 | 0 | 0 | 0 | 0 | 0 | 0 | 0 | 100 | 0 | 1 | 0 | 0 | 0 | 0 | 0 | 0 | 1825 | 2262.5 | 3569.6408 | Hinson - Del Amo Constraint | Hinson - Del Amo Constraint | Hinson - Del Amo Constraint |  | 0 | 0 | 0 | 0 | 0 | 0 | 1825 | 2262.5 | 3569.6408 | Hinson - Del Amo Constraint | Hinson - Del Amo Constraint | Hinson - Del Amo Constraint |  | 1 | 1 | NO | 1 | 1 | 1 | NO | 1
PG&E GBA | El Patio | 115 | 0 | 0 | 0 | 0 | 0 | 0 | 0 | 0 | 0 | 0 | 0 | 0 | 0 | 0 | 0 | 0 | 0 | 0 | 0 | 0 | 0 | 0 | 0 | 0 | 0 | 0 | 0 | 0 | 0 | 0 | 0 | 0 | 0 | 0 | 0 | 0 | 0 | 0 | 0 | 0 | 0 | 0 | 0 | 0 | 0 | 0 | 0 | 0 | 0 | 0 | 0 | 0 | 0 | 0 | 0 | 1 | 0 | 0 | 0 | 1 | 0 | 0 | 0 | 0 | 0 | 0 | 0 | 0 | 0 | 0 | 0 | 0 | 0 | 0 | 0 | 0 | 0 | 0 | 0 | 0 | 0 | 0 | 0 | 0 | 0 | 0 | 0 | 0 | 0 | 0 | 0 | 0 | 0 | 0 | 0 | 0 | 1 | 0 |  | 0 | 0 | 0 | 0 | 0 | 0 | 0 | 0 | 0 | 0 | 0 | 0 | 0 | 0 | 0 | 0 | 0 | 0 | 0 | 0 | 0 | 0 | 0 | 0 | 0 | 0 | 0 | 0 | 0 | 0 | 2 | 0 | 0 | 0 | 0 | 0 | -1391.3965 | 675.6364 | 3949.977 | Tesla-Bellota 230 kV line | Tesla-Bellota 230 kV line | Tesla-Bellota 230 kV line |  | 0 | 1 | 0 | 0 | 0 | 0 | -1091.3965 | 975.6364 | 3949.977 | Tesla-Bellota 230 kV line | Tesla-Bellota 230 kV line | Tesla-Bellota 230 kV line |  | 5 | 4 | YES | 4 | 1 | 1 | NO | 1
SCE Metro | El Segundo | 230 | 0 | 0 | 0 | 0 | 0 | 0 | 0 | 0 | 0 | 1 | 0 | 0 | 0 | 0 | 0 | 0 | 0 | 0 | 0 | 0 | 0 | 0 | 0 | 0 | 0 | 0 | 0 | 0 | 0 | 0 | 0 | 0 | 0 | 0 | 0 | 0 | 0 | 0 | 0 | 0 | 0 | 0 | 0 | 0 | 0 | 0 | 0 | 0 | 0 | 0 | 0 | 0 | 0 | 0 | 0 | 0 | 0 | 0 | 0 | 0 | 0 | 0 | 0 | 0 | 0 | 0 | 0 | 0 | 0 | 0 | 0 | 0 | 0 | 0 | 0 | 0 | 0 | 0 | 0 | 0 | 0 | 0 | 0 | 0 | 0 | 0 | 0 | 0 | 0 | 0 | 0 | 0 | 0 | 0 | 0 | 0 | 0 | 0 |  | 0 | 0 | 0 | 0 | 0 | 0 | 0 | 0 | 0 | 0 | 0 | 0 | 0 | 0 | 0 | 0 | 0 | 0 | 0 | 0 | 0 | 0 | 0 | 0 | 0 | 0 | 0 | 0 | 0 | 0 | 0 | 0 | 0 | 0 | 0 | 0 | 9384.6 | 11197.7 | 14407.5055 | SCE Metro Area Default Constraint | SCE Metro Area Default Constraint | SCE Metro Area Default Constraint |  | 0 | 0 | 0 | 0 | 0 | 0 | 9384.6 | 11197.7 | 14407.5055 | SCE Metro Area Default Constraint | SCE Metro Area Default Constraint | SCE Metro Area Default Constraint |  | 1 | 1 | NO | 1 | 1 | 1 | NO | 1
EOP | Eldorado | 230 | 0 | 0 | 0 | 0 | 0 | 0 | 0 | 0 | 0 | 0 | 0 | 0 | 0 | 0 | 0 | 0 | 0 | 0 | 0 | 0 | 0 | 0 | 0 | 1 | 1 | 0 | 0 | 0 | 0 | 0 | 0 | 0 | 0 | 0 | 0 | 0 | 0 | 0 | 0 | 0 | 0 | 0 | 0 | 0 | 0 | 0 | 0 | 0 | 0 | 0 | 0 | 0 | 0 | 0 | 0 | 0 | 0 | 0 | 0 | 0 | 0 | 0 | 0 | 0 | 0 | 0 | 0 | 0 | 0 | 0 | 0 | 0 | 0 | 0 | 0 | 0 | 0 | 0 | 0 | 0 | 0 | 0 | 0 | 0 | 0 | 0 | 0 | 0 | 0 | 0 | 0 | 0 | 0 | 0 | 0 | 0 | 0 | 1 |  | 45 | 0 | 0 | 0 | 0 | 0 | 0 | 0 | 0 | 0 | 0 | 0 | 0 | 0 | 1 | 162.3 | 0 | 0 | 0 | 51 | 0 | 0 | 0 | 0 | 0 | 0 | 279 | 250 | 0 | 1 | 1 | 1 | 0 | 0 | 0 | 0 | -2392.615 | 660.59 | 1396.66 | Lugo - Victorville area constraint | Sloan Canyon - Eldorado 500 kV constraint | Sloan Canyon - Eldorado 500 kV constraint |  | 0 | 1 | 0 | 0 | 0 | 0 | -250.55 | 660.59 | 1396.66 | Sloan Canyon - Eldorado 500 kV constraint | Sloan Canyon - Eldorado 500 kV constraint | Sloan Canyon - Eldorado 500 kV constraint |  | 5 | 4 | YES | 4 | 1 | 1 | NO | 1
EOP | Eldorado | 500 | 0 | 0 | 0 | 0 | 0 | 0 | 0 | 0 | 0 | 0 | 0 | 0 | 0 | 0 | 0 | 0 | 0 | 0 | 0 | 0 | 0 | 0 | 0 | 0 | 1 | 0 | 0 | 0 | 0 | 0 | 0 | 0 | 0 | 0 | 0 | 0 | 0 | 0 | 0 | 0 | 0 | 0 | 0 | 0 | 0 | 0 | 0 | 0 | 0 | 0 | 0 | 0 | 0 | 0 | 0 | 0 | 0 | 0 | 0 | 0 | 0 | 0 | 0 | 0 | 0 | 0 | 0 | 0 | 0 | 0 | 0 | 0 | 0 | 0 | 0 | 0 | 0 | 0 | 0 | 0 | 0 | 0 | 0 | 0 | 0 | 0 | 0 | 0 | 0 | 0 | 0 | 0 | 0 | 0 | 0 | 0 | 0 | 0 |  | 0 | 0 | 0 | 0 | 0 | 0 | 0 | 0 | 0 | 0 | 0 | 0 | 0 | 0 | 0 | 0 | 0 | 0 | 0 | 3000 | 0 | 0 | 0 | 0 | 0 | 0 | 0 | 0 | 0 | 1 | 1 | 0 | 0 | 0 | 0 | 0 | -2392.615 | 1442.61 | 4165.195 | Lugo - Victorville area constraint | Lugo - Victorville area constraint | Lugo - Victorville area constraint |  | 0 | 0 | 0 | 0 | 0 | 0 | 4407.385 | 8242.61 | 10965.195 | Lugo - Victorville area constraint | Lugo - Victorville area constraint | Lugo - Victorville area constraint |  | 5 | 1 | YES | 2 | 1 | 1 | NO | 1
SCE Northern | Elizabeth Lake | 66 | 0 | 0 | 1 | 0 | 0 | 0 | 0 | 0 | 0 | 0 | 0 | 0 | 0 | 0 | 0 | 0 | 0 | 0 | 0 | 0 | 0 | 0 | 0 | 0 | 1 | 0 | 0 | 0 | 0 | 0 | 0 | 0 | 0 | 0 | 0 | 0 | 0 | 0 | 0 | 0 | 0 | 0 | 0 | 0 | 0 | 0 | 0 | 0 | 0 | 0 | 0 | 0 | 0 | 0 | 0 | 0 | 0 | 0 | 0 | 0 | 0 | 0 | 0 | 0 | 0 | 0 | 0 | 0 | 0 | 0 | 0 | 0 | 0 | 0 | 0 | 0 | 0 | 0 | 0 | 0 | 0 | 0 | 0 | 0 | 0 | 0 | 0 | 0 | 0 | 0 | 0 | 0 | 0 | 0 | 0 | 0 | 0 | 0 |  | 0 | 0 | 0 | 0 | 0 | 0 | 0 | 0 | 0 | 0 | 0 | 0 | 0 | 0 | 0 | 0 | 0 | 0 | 0 | 0 | 0 | 0 | 0 | 0 | 0 | 0 | 0 | 0 | 0 | 0 | 1 | 0 | 0 | 0 | 0 | 0 | -2392.615 | 1442.61 | 4165.195 | Lugo - Victorville area constraint | Lugo - Victorville area constraint | Lugo - Victorville area constraint |  | 0 | 0 | 0 | 0 | 0 | 0 | 1912.65 | 2284 | 6908.79 | Pardee-Sylmar Constraint | Pardee-Sylmar Constraint | Pardee-Sylmar Constraint |  | 5 | 1 | YES | 2 | 1 | 1 | NO | 1
PG&E KERN | Elk Hills | 230 | 0 | 0 | 0 | 0 | 0 | 0 | 0 | 0 | 0 | 0 | 0 | 0 | 0 | 0 | 0 | 0 | 0 | 0 | 0 | 0 | 0 | 0 | 0 | 0 | 0 | 0 | 0 | 0 | 0 | 0 | 0 | 0 | 0 | 0 | 0 | 0 | 0 | 0 | 0 | 0 | 0 | 0 | 0 | 0 | 0 | 0 | 0 | 0 | 0 | 0 | 0 | 0 | 0 | 0 | 0 | 0 | 0 | 0 | 0 | 0 | 0 | 0 | 0 | 0 | 0 | 0 | 0 | 1 | 1 | 0 | 1 | 0 | 0 | 0 | 1 | 0 | 0 | 0 | 1 | 0 | 0 | 0 | 0 | 0 | 0 | 0 | 0 | 0 | 0 | 0 | 0 | 0 | 0 | 0 | 1 | 0 | 0 | 0 |  | 0 | 0 | 0 | 0 | 0 | 0 | 0 | 0 | 0 | 0 | 0 | 0 | 0 | 0 | 0 | 0 | 0 | 0 | 0 | 0 | 0 | 0 | 0 | 5.25 | 0 | 0 | 0 | 0 | 0 | 1 | 1 | 0 | 0 | 0 | 1 | 1 | -820.765 | 4.0117 | -2088.8969 | Mustang-Henrietta 230 kV line | Cal Flat-Gates 230 kV line | Mustang-Henrietta 230 kV line |  | 0 | 0 | 0 | 0 | 0 | 0 | 35.715 | 4.0117 | 3.675 | Cal Flat-Gates 230 kV line | Cal Flat-Gates 230 kV line | Cal Flat-Gates 230 kV line |  | 5 | 1 | YES | 2 | 5 | 1 | YES | 2
SDGE | Elliot | 69 | 0 | 0 | 0 | 0 | 0 | 0 | 0 | 0 | 0 | 0 | 0 | 0 | 0 | 0 | 0 | 0 | 0 | 0 | 0 | 0 | 0 | 0 | 0 | 0 | 0 | 0 | 0 | 0 | 1 | 0 | 1 | 0 | 1 | 0 | 0 | 0 | 0 | 0 | 0 | 0 | 0 | 0 | 0 | 0 | 0 | 0 | 0 | 0 | 0 | 0 | 0 | 0 | 0 | 0 | 0 | 0 | 0 | 0 | 0 | 0 | 0 | 0 | 0 | 0 | 0 | 0 | 0 | 0 | 0 | 0 | 0 | 0 | 0 | 0 | 0 | 0 | 0 | 0 | 0 | 0 | 0 | 0 | 0 | 0 | 0 | 0 | 0 | 0 | 0 | 0 | 0 | 0 | 0 | 0 | 0 | 0 | 0 | 3 |  | 0 | 0 | 0 | 0 | 0 | 0 | 0 | 0 | 0 | 0 | 0 | 0 | 0 | 0 | 0 | 0 | 0 | 0 | 0 | 0 | 0 | 0 | 0 | 0 | 0 | 0 | 9.75 | 0 | 0 | 1 | 0 | 0 | 0 | 0 | 0 | 0 | 246.81 | 1766.905 | 8002.2844 | San Luis Rey-San Onofre 230 kV line constraint | San Luis Rey-San Onofre 230 kV line constraint | Encina - San Luis Rey 230 kV constraint |  | 0 | 0 | 0 | 0 | 0 | 0 | 246.81 | 1766.905 | 8002.2844 | San Luis Rey-San Onofre 230 kV line constraint | San Luis Rey-San Onofre 230 kV line constraint | Encina - San Luis Rey 230 kV constraint |  | 1 | 1 | NO | 1 | 1 | 1 | NO | 1
SCE Metro | Ellis | 230 | 0 | 0 | 0 | 0 | 0 | 0 | 0 | 0 | 0 | 1 | 0 | 0 | 0 | 0 | 0 | 0 | 0 | 0 | 0 | 0 | 0 | 0 | 0 | 0 | 0 | 0 | 0 | 0 | 0 | 0 | 0 | 0 | 0 | 0 | 0 | 0 | 0 | 0 | 0 | 0 | 0 | 0 | 0 | 0 | 0 | 0 | 0 | 0 | 0 | 0 | 0 | 0 | 0 | 0 | 0 | 0 | 0 | 0 | 0 | 0 | 0 | 0 | 0 | 0 | 0 | 0 | 0 | 0 | 0 | 0 | 0 | 0 | 0 | 0 | 0 | 0 | 0 | 0 | 0 | 0 | 0 | 0 | 0 | 0 | 0 | 0 | 0 | 0 | 0 | 0 | 0 | 0 | 0 | 0 | 0 | 0 | 0 | 0 |  | 0 | 0 | 0 | 0 | 0 | 0 | 0 | 0 | 0 | 0 | 0 | 0 | 0 | 0 | 0 | 0 | 0 | 0 | 0 | 0 | 0 | 0 | 0 | 0 | 0 | 0 | 0 | 0 | 0 | 0 | 0 | 0 | 0 | 0 | 0 | 0 | 9384.6 | 11197.7 | 14407.5055 | SCE Metro Area Default Constraint | SCE Metro Area Default Constraint | SCE Metro Area Default Constraint |  | 0 | 0 | 0 | 0 | 0 | 0 | 9384.6 | 11197.7 | 14407.5055 | SCE Metro Area Default Constraint | SCE Metro Area Default Constraint | SCE Metro Area Default Constraint |  | 1 | 1 | NO | 1 | 1 | 1 | NO | 1
SDGE | Encina | 138 | 0 | 0 | 0 | 0 | 0 | 0 | 0 | 0 | 0 | 0 | 0 | 0 | 0 | 0 | 0 | 0 | 0 | 0 | 0 | 0 | 0 | 0 | 0 | 0 | 0 | 0 | 0 | 0 | 0 | 0 | 1 | 0 | 1 | 0 | 0 | 0 | 0 | 0 | 0 | 0 | 0 | 0 | 0 | 0 | 0 | 0 | 0 | 0 | 0 | 0 | 0 | 0 | 0 | 0 | 0 | 0 | 0 | 0 | 0 | 0 | 0 | 0 | 0 | 0 | 0 | 0 | 0 | 0 | 0 | 0 | 0 | 0 | 0 | 0 | 0 | 0 | 0 | 0 | 0 | 0 | 0 | 0 | 0 | 0 | 0 | 0 | 0 | 0 | 0 | 0 | 0 | 0 | 0 | 0 | 0 | 0 | 0 | 2 |  | 0 | 0 | 0 | 0 | 0 | 0 | 0 | 0 | 0 | 0 | 0 | 0 | 0 | 0 | 0 | 0 | 0 | 0 | 0 | 0 | 0 | 0 | 0 | 0 | 0 | 0 | 0 | 0 | 0 | 0 | 0 | 0 | 0 | 0 | 0 | 0 | 246.81 | 1766.905 | 8002.2844 | San Luis Rey-San Onofre 230 kV line constraint | San Luis Rey-San Onofre 230 kV line constraint | Encina - San Luis Rey 230 kV constraint |  | 0 | 0 | 0 | 0 | 0 | 0 | 246.81 | 1766.905 | 8002.2844 | San Luis Rey-San Onofre 230 kV line constraint | San Luis Rey-San Onofre 230 kV line constraint | Encina - San Luis Rey 230 kV constraint |  | 1 | 1 | NO | 1 | 1 | 1 | NO | 1
SDGE | Encina | 230 | 0 | 0 | 0 | 0 | 0 | 0 | 0 | 0 | 0 | 0 | 0 | 0 | 0 | 0 | 0 | 0 | 0 | 0 | 0 | 0 | 0 | 0 | 0 | 0 | 0 | 0 | 0 | 0 | 0 | 0 | 1 | 0 | 1 | 0 | 0 | 0 | 0 | 0 | 0 | 0 | 0 | 0 | 0 | 0 | 0 | 0 | 0 | 0 | 0 | 0 | 0 | 0 | 0 | 0 | 0 | 0 | 0 | 0 | 0 | 0 | 0 | 0 | 0 | 0 | 0 | 0 | 0 | 0 | 0 | 0 | 0 | 0 | 0 | 0 | 0 | 0 | 0 | 0 | 0 | 0 | 0 | 0 | 0 | 0 | 0 | 0 | 0 | 0 | 0 | 0 | 0 | 0 | 0 | 0 | 0 | 0 | 0 | 2 |  | 0 | 0 | 0 | 0 | 0 | 0 | 0 | 0 | 0 | 0 | 0 | 0 | 0 | 0 | 0 | 0 | 0 | 0 | 0 | 0 | 0 | 0 | 0 | 0 | 0 | 0 | 0 | 0 | 0 | 0 | 0 | 0 | 0 | 0 | 0 | 0 | 246.81 | 1766.905 | 8002.2844 | San Luis Rey-San Onofre 230 kV line constraint | San Luis Rey-San Onofre 230 kV line constraint | Encina - San Luis Rey 230 kV constraint |  | 0 | 0 | 0 | 0 | 0 | 0 | 246.81 | 1766.905 | 8002.2844 | San Luis Rey-San Onofre 230 kV line constraint | San Luis Rey-San Onofre 230 kV line constraint | Encina - San Luis Rey 230 kV constraint |  | 1 | 1 | NO | 1 | 1 | 1 | NO | 1
SDGE | Escondido | 230 | 0 | 0 | 0 | 0 | 0 | 0 | 0 | 0 | 0 | 0 | 0 | 0 | 0 | 0 | 0 | 0 | 0 | 0 | 0 | 0 | 0 | 0 | 0 | 0 | 0 | 1 | 0 | 0 | 1 | 0 | 1 | 0 | 1 | 0 | 0 | 0 | 0 | 1 | 0 | 0 | 0 | 0 | 0 | 0 | 0 | 0 | 0 | 0 | 0 | 0 | 0 | 0 | 0 | 0 | 0 | 0 | 0 | 0 | 0 | 0 | 0 | 0 | 0 | 0 | 0 | 0 | 0 | 0 | 0 | 0 | 0 | 0 | 0 | 0 | 0 | 0 | 0 | 0 | 0 | 0 | 0 | 0 | 0 | 0 | 0 | 0 | 0 | 0 | 0 | 0 | 0 | 0 | 0 | 0 | 0 | 0 | 0 | 3 |  | 0 | 0 | 0 | 0 | 0 | 0 | 0 | 0 | 0 | 0 | 0 | 0 | 50 | 0 | 1 | 0 | 0 | 0 | 0 | 0 | 0 | 0 | 0 | 0 | 0 | 0 | 0 | 250 | 0 | 1 | 0 | 0 | 0 | 0 | 0 | 0 | 242.87 | 692.035 | 1692.03 | Capistrano-San Onofre 230 kV constraint | Talega 230 kV constraint | Talega 230 kV constraint |  | 0 | 0 | 0 | 0 | 0 | 0 | 242.87 | 692.035 | 1692.03 | Capistrano-San Onofre 230 kV constraint | Talega 230 kV constraint | Talega 230 kV constraint |  | 1 | 1 | NO | 1 | 1 | 1 | NO | 1
SDGE | Escondido | 69 | 0 | 0 | 0 | 0 | 0 | 0 | 0 | 0 | 0 | 0 | 0 | 0 | 0 | 0 | 0 | 0 | 0 | 0 | 0 | 0 | 0 | 0 | 0 | 0 | 0 | 1 | 0 | 0 | 0 | 0 | 1 | 0 | 1 | 0 | 0 | 0 | 0 | 1 | 0 | 0 | 0 | 0 | 0 | 0 | 0 | 0 | 0 | 0 | 0 | 0 | 0 | 0 | 0 | 0 | 0 | 0 | 0 | 0 | 0 | 0 | 0 | 0 | 0 | 0 | 0 | 0 | 0 | 0 | 0 | 0 | 0 | 0 | 0 | 0 | 0 | 0 | 0 | 0 | 0 | 0 | 0 | 0 | 0 | 0 | 0 | 0 | 0 | 0 | 0 | 0 | 0 | 0 | 0 | 0 | 0 | 0 | 0 | 2 |  | 0 | 0 | 0 | 0 | 0 | 0 | 0 | 0 | 0 | 0 | 0 | -13 | 0 | 0 | 1 | 0 | 0 | 0 | 0 | 0 | 0 | 0 | 0 | 0 | 0 | 0 | 0 | 0 | 0 | 0 | 0 | 0 | 0 | 0 | 0 | 0 | 242.87 | 692.035 | 1692.03 | Capistrano-San Onofre 230 kV constraint | Talega 230 kV constraint | Talega 230 kV constraint |  | 0 | 0 | 0 | 0 | 0 | 0 | 242.87 | 692.035 | 1692.03 | Capistrano-San Onofre 230 kV constraint | Talega 230 kV constraint | Talega 230 kV constraint |  | 1 | 1 | NO | 1 | 1 | 1 | NO | 1
PG&E KERN | Estrella | 230 | 0 | 0 | 0 | 0 | 0 | 0 | 0 | 0 | 0 | 0 | 0 | 0 | 0 | 0 | 0 | 0 | 0 | 0 | 0 | 0 | 0 | 0 | 0 | 0 | 0 | 0 | 0 | 0 | 0 | 0 | 0 | 0 | 0 | 0 | 0 | 0 | 0 | 0 | 0 | 0 | 0 | 0 | 0 | 0 | 0 | 0 | 0 | 0 | 0 | 0 | 0 | 0 | 0 | 0 | 0 | 0 | 0 | 0 | 0 | 0 | 0 | 0 | 0 | 0 | 0 | 0 | 0 | 1 | 1 | 0 | 0 | 0 | 0 | 0 | 0 | 0 | 0 | 0 | 0 | 1 | 0 | 0 | 0 | 0 | 0 | 1 | 0 | 0 | 0 | 0 | 0 | 0 | 0 | 0 | 0 | 1 | 0 | 1 |  | 0 | 0 | 0 | 0 | 0 | 0 | 0 | 0 | 0 | 0 | 0 | 0 | 0 | 0 | 0 | 0 | 0 | 0 | 0 | 0 | 0 | 0 | 0 | 0 | 0 | 0 | 0 | 0 | 0 | 0 | 1 | 0 | 1 | 0 | 1 | 0 | -399.853 | -457.5793 | -1079.1245 | Gates 500/230kV TB #11 | Gates 500/230kV TB #11 | Gates 500/230kV TB #11 |  | 0 | 0 | 0 | 0 | 0 | 0 | 35.715 | 4.0117 | 3.675 | Cal Flat-Gates 230 kV line | Cal Flat-Gates 230 kV line | Cal Flat-Gates 230 kV line |  | 5 | 1 | YES | 2 | 5 | 1 | YES | 2
SCE Eastern | Etiwanda | 230 | 0 | 0 | 0 | 0 | 0 | 0 | 0 | 0 | 0 | 0 | 0 | 0 | 0 | 0 | 0 | 0 | 0 | 0 | 0 | 1 | 0 | 0 | 0 | 0 | 0 | 0 | 0 | 0 | 0 | 0 | 0 | 0 | 0 | 0 | 0 | 0 | 0 | 0 | 0 | 0 | 0 | 0 | 0 | 0 | 0 | 0 | 0 | 0 | 0 | 0 | 0 | 0 | 0 | 0 | 0 | 0 | 0 | 0 | 0 | 0 | 0 | 0 | 0 | 0 | 0 | 0 | 0 | 0 | 0 | 0 | 0 | 0 | 0 | 0 | 0 | 0 | 0 | 0 | 0 | 0 | 0 | 0 | 0 | 0 | 0 | 0 | 0 | 0 | 0 | 0 | 0 | 0 | 0 | 0 | 0 | 0 | 0 | 0 |  | 0 | 0 | 0 | 0 | 0 | 0 | 0 | 0 | 0 | 0 | 0 | 100 | 0 | 0 | 1 | 0 | 0 | 0 | 0 | 0 | 0 | 0 | 0 | 0 | 0 | 0 | 270 | 0 | 0 | 1 | 0 | 0 | 0 | 0 | 0 | 0 | 1170.5 | 2584.375 | 8822.375 | Etiwanda-Rancho Vista Constraint | Etiwanda-Rancho Vista Constraint | Etiwanda-Rancho Vista Constraint |  | 0 | 0 | 0 | 0 | 0 | 0 | 1170.5 | 2584.375 | 8822.375 | Etiwanda-Rancho Vista Constraint | Etiwanda-Rancho Vista Constraint | Etiwanda-Rancho Vista Constraint |  | 1 | 1 | NO | 1 | 1 | 1 | NO | 1
PG&E GBA | Evergreen | 115 | 0 | 0 | 0 | 0 | 0 | 0 | 0 | 0 | 0 | 0 | 0 | 0 | 0 | 0 | 0 | 0 | 0 | 0 | 0 | 0 | 0 | 0 | 0 | 0 | 0 | 0 | 0 | 0 | 0 | 0 | 0 | 0 | 0 | 0 | 0 | 0 | 0 | 0 | 0 | 0 | 0 | 0 | 0 | 0 | 0 | 0 | 0 | 0 | 0 | 0 | 0 | 0 | 0 | 0 | 0 | 1 | 0 | 0 | 0 | 1 | 0 | 0 | 0 | 0 | 0 | 0 | 0 | 0 | 0 | 0 | 0 | 0 | 0 | 0 | 0 | 0 | 0 | 0 | 0 | 0 | 0 | 0 | 0 | 0 | 0 | 0 | 0 | 0 | 0 | 0 | 0 | 0 | 0 | 0 | 0 | 0 | 0 | 0 |  | 0 | 0 | 0 | 0 | 0 | 0 | 0 | 0 | 0 | 0 | 0 | 0 | 0 | 0 | 0 | 0 | 0 | 0 | 0 | 0 | 0 | 0 | 0 | 0 | 0 | 0 | 0 | 0 | 0 | 0 | 2 | 0 | 0 | 0 | 0 | 0 | -1391.3965 | 675.6364 | 3949.977 | Tesla-Bellota 230 kV line | Tesla-Bellota 230 kV line | Tesla-Bellota 230 kV line |  | 0 | 1 | 0 | 0 | 0 | 0 | -1091.3965 | 975.6364 | 3949.977 | Tesla-Bellota 230 kV line | Tesla-Bellota 230 kV line | Tesla-Bellota 230 kV line |  | 5 | 4 | YES | 4 | 1 | 1 | NO | 1
PG&E GBA | Evergreen | 60 | 0 | 0 | 0 | 0 | 0 | 0 | 0 | 0 | 0 | 0 | 0 | 0 | 0 | 0 | 0 | 0 | 0 | 0 | 0 | 0 | 0 | 0 | 0 | 0 | 0 | 0 | 0 | 0 | 0 | 0 | 0 | 0 | 0 | 0 | 0 | 0 | 0 | 0 | 0 | 0 | 0 | 0 | 0 | 0 | 0 | 0 | 0 | 0 | 0 | 0 | 0 | 0 | 0 | 0 | 0 | 0 | 0 | 0 | 0 | 1 | 0 | 0 | 0 | 0 | 0 | 0 | 0 | 0 | 0 | 0 | 0 | 0 | 0 | 0 | 0 | 0 | 0 | 0 | 0 | 0 | 0 | 0 | 0 | 0 | 0 | 0 | 0 | 0 | 0 | 0 | 0 | 0 | 0 | 0 | 0 | 0 | 1 | 0 |  | 0 | 0 | 0 | 0 | 0 | 0 | 0 | 0 | 0 | 0 | 0 | 0 | 0 | 0 | 0 | 0 | 0 | 0 | 0 | 0 | 0 | 0 | 0 | 0 | 0 | 0 | 0 | 0 | 0 | 0 | 1 | 0 | 0 | 0 | 0 | 0 | -1391.3965 | 675.6364 | 3949.977 | Tesla-Bellota 230 kV line | Tesla-Bellota 230 kV line | Tesla-Bellota 230 kV line |  | 0 | 1 | 0 | 0 | 0 | 0 | -1091.3965 | 975.6364 | 3949.977 | Tesla-Bellota 230 kV line | Tesla-Bellota 230 kV line | Tesla-Bellota 230 kV line |  | 5 | 4 | YES | 4 | 1 | 1 | NO | 1
PG&E FRESNO | Excelsior | 115 | 0 | 0 | 0 | 0 | 0 | 0 | 0 | 0 | 0 | 0 | 0 | 0 | 0 | 0 | 0 | 0 | 0 | 0 | 0 | 0 | 0 | 0 | 0 | 0 | 0 | 0 | 0 | 0 | 0 | 0 | 0 | 0 | 0 | 0 | 0 | 0 | 0 | 0 | 0 | 0 | 0 | 0 | 0 | 0 | 0 | 1 | 0 | 0 | 0 | 0 | 0 | 0 | 0 | 0 | 0 | 0 | 0 | 0 | 0 | 0 | 0 | 0 | 0 | 0 | 0 | 0 | 0 | 0 | 0 | 0 | 0 | 0 | 0 | 0 | 0 | 0 | 0 | 0 | 1 | 1 | 1 | 1 | 1 | 0 | 0 | 1 | 1 | 1 | 0 | 0 | 0 | 0 | 0 | 0 | 0 | 0 | 0 | 1 |  | 0 | 0 | 0 | 0 | 0 | 0 | 0 | 0 | 0 | 0 | 0 | 0 | 0 | 0 | 0 | 0 | 0 | 0 | 0 | 0 | 0 | 0 | 0 | 0 | 300 | 30 | 0 | 20 | 0 | 1 | 4 | 0 | 4 | 0 | 4 | 0 | -1140.5815 | -1083.3241 | -1707.7948 | Bellota-Weber 230kV line | Bellota-Weber 230kV line | Gates 500/230kV TB #12 |  | 0 | 1 | 0 | 1 | 1 | 0 | -680.5815 | -623.3241 | -103.7 | Bellota-Weber 230kV line | Bellota-Weber 230kV line | Schindler 115/70kV TB #1 |  | 5 | 4 | YES | 4 | 5 | 5 | NO | 5
PG&E FRESNO | Exchequer | 115 | 0 | 0 | 0 | 0 | 0 | 0 | 0 | 0 | 0 | 0 | 0 | 0 | 0 | 0 | 0 | 0 | 0 | 0 | 0 | 0 | 0 | 0 | 0 | 0 | 0 | 0 | 0 | 0 | 0 | 0 | 0 | 0 | 0 | 0 | 0 | 0 | 0 | 0 | 0 | 0 | 0 | 0 | 0 | 0 | 0 | 1 | 0 | 0 | 0 | 0 | 0 | 0 | 0 | 0 | 0 | 0 | 0 | 0 | 0 | 1 | 0 | 0 | 0 | 0 | 0 | 0 | 0 | 0 | 0 | 0 | 0 | 0 | 0 | 0 | 0 | 0 | 0 | 0 | 1 | 0 | 0 | 1 | 1 | 1 | 1 | 1 | 0 | 1 | 1 | 1 | 1 | 0 | 1 | 0 | 0 | 0 | 0 | 2 |  | 0 | 0 | 0 | 0 | 0 | 0 | 0 | 0 | 0 | 0 | 0 | 0 | 0 | 0 | 0 | 0 | 2 | 0 | 0 | 0 | 0 | 0 | 0 | 0 | 0 | 0 | 0 | 0 | 0 | 1 | 5 | 0 | 4 | 0 | 5 | 0 | -1745.05 | -1701.25 | -1707.7948 | Borden-Storey #1 230kV line | Borden-Storey #1 230kV line | Gates 500/230kV TB #12 |  | 0 | 3 | 0 | 2 | 2 | 0 | -1091.3965 | -623.3241 | -239.7374 | Tesla-Bellota 230 kV line | Bellota-Weber 230kV line | Oro Loma-El Nido 115kV Line |  | 5 | 4 | YES | 4 | 5 | 5 | NO | 5
PG&E KERN | Fairway | 115 | 0 | 0 | 0 | 0 | 0 | 0 | 0 | 0 | 0 | 0 | 0 | 0 | 0 | 0 | 0 | 0 | 0 | 0 | 0 | 0 | 0 | 0 | 0 | 0 | 0 | 0 | 0 | 0 | 0 | 0 | 0 | 0 | 0 | 0 | 0 | 0 | 0 | 0 | 0 | 0 | 0 | 0 | 0 | 0 | 0 | 0 | 0 | 0 | 0 | 0 | 0 | 0 | 0 | 0 | 0 | 0 | 0 | 0 | 0 | 0 | 0 | 0 | 0 | 0 | 0 | 0 | 0 | 1 | 1 | 0 | 0 | 0 | 0 | 0 | 0 | 0 | 0 | 0 | 0 | 1 | 0 | 0 | 0 | 0 | 0 | 1 | 0 | 0 | 0 | 0 | 0 | 0 | 0 | 0 | 0 | 1 | 0 | 1 |  | 0 | 0 | 0 | 0 | 0 | 0 | 0 | 0 | 0 | 0 | 0 | 10 | 0 | 0 | 1 | 0 | 0 | 0 | 0 | 0 | 0 | 0 | 0 | 0 | 0 | 0 | 10 | 0 | 0 | 1 | 1 | 0 | 1 | 0 | 1 | 0 | -399.853 | -457.5793 | -1079.1245 | Gates 500/230kV TB #11 | Gates 500/230kV TB #11 | Gates 500/230kV TB #11 |  | 0 | 0 | 0 | 0 | 0 | 0 | 35.715 | 4.0117 | 3.675 | Cal Flat-Gates 230 kV line | Cal Flat-Gates 230 kV line | Cal Flat-Gates 230 kV line |  | 5 | 1 | YES | 2 | 5 | 1 | YES | 2
PG&E KERN | Famoso | 115 | 0 | 0 | 0 | 0 | 0 | 0 | 0 | 0 | 0 | 0 | 0 | 0 | 0 | 0 | 0 | 0 | 0 | 0 | 0 | 0 | 0 | 0 | 0 | 0 | 0 | 0 | 0 | 0 | 0 | 0 | 0 | 0 | 0 | 0 | 0 | 0 | 0 | 0 | 0 | 0 | 0 | 0 | 0 | 0 | 0 | 0 | 0 | 0 | 0 | 0 | 0 | 0 | 0 | 0 | 0 | 0 | 0 | 0 | 0 | 0 | 0 | 0 | 0 | 0 | 0 | 0 | 0 | 1 | 1 | 0 | 0 | 0 | 0 | 0 | 0 | 1 | 0 | 0 | 0 | 1 | 0 | 0 | 0 | 0 | 0 | 0 | 0 | 0 | 0 | 0 | 0 | 0 | 0 | 0 | 0 | 0 | 0 | 0 |  | 0 | 0 | 0 | 0 | 0 | 0 | 0 | 0 | 0 | 0 | 0 | 0 | 0 | 0 | 0 | 0 | 0 | 0 | 0 | 0 | 0 | 0 | 0 | 4 | 0 | 0 | 0 | 0 | 0 | 1 | 1 | 0 | 1 | 0 | 1 | 0 | -399.853 | -457.5793 | -1079.1245 | Gates 500/230kV TB #11 | Gates 500/230kV TB #11 | Gates 500/230kV TB #11 |  | 0 | 0 | 0 | 0 | 0 | 0 | 35.715 | 4.0117 | 3.675 | Cal Flat-Gates 230 kV line | Cal Flat-Gates 230 kV line | Cal Flat-Gates 230 kV line |  | 5 | 1 | YES | 2 | 5 | 1 | YES | 2
PG&E NGBA | Fern Road | 500 | 0 | 0 | 0 | 0 | 0 | 0 | 0 | 0 | 0 | 0 | 0 | 0 | 0 | 0 | 0 | 0 | 0 | 0 | 0 | 0 | 0 | 0 | 0 | 0 | 0 | 0 | 0 | 0 | 0 | 0 | 0 | 0 | 0 | 0 | 0 | 0 | 0 | 0 | 0 | 1 | 0 | 0 | 0 | 0 | 0 | 0 | 0 | 0 | 0 | 0 | 0 | 0 | 0 | 0 | 0 | 0 | 0 | 0 | 0 | 0 | 0 | 0 | 0 | 0 | 0 | 0 | 0 | 0 | 0 | 0 | 0 | 0 | 0 | 0 | 0 | 0 | 0 | 0 | 0 | 0 | 0 | 0 | 0 | 0 | 0 | 0 | 0 | 0 | 0 | 0 | 0 | 0 | 0 | 0 | 0 | 0 | 0 | 0 |  | 0 | 0 | 0 | 0 | 0 | 0 | 0 | 0 | 0 | 0 | 0 | 0 | 0 | 0 | 0 | 0 | 0 | 0 | 0 | 0 | 0 | 0 | 0 | 0 | 0 | 0 | 0 | 0 | 0 | 0 | 1 | 0 | 0 | 0 | 0 | 0 | -1552.755 | 590.186 | 5456.3208 | Collinsville-Tesla 500 kV Line | Collinsville-Tesla 500 kV Line | Collinsville-Tesla 500 kV Line |  | 0 | 0 | 0 | 0 | 0 | 0 | 7092.245 | 9235.186 | 5456.3208 | Collinsville-Tesla 500 kV Line | Collinsville-Tesla 500 kV Line | Collinsville-Tesla 500 kV Line |  | 5 | 1 | YES | 2 | 1 | 1 | NO | 1
PG&E GBA | Fibreboard (SPI Sonora) | 115 | 0 | 0 | 0 | 0 | 0 | 0 | 0 | 0 | 0 | 0 | 0 | 0 | 0 | 0 | 0 | 0 | 0 | 0 | 0 | 0 | 0 | 0 | 0 | 0 | 0 | 0 | 0 | 0 | 0 | 0 | 0 | 0 | 0 | 0 | 0 | 0 | 0 | 0 | 0 | 0 | 0 | 0 | 0 | 0 | 0 | 1 | 0 | 0 | 0 | 0 | 0 | 0 | 0 | 0 | 0 | 1 | 0 | 1 | 0 | 1 | 0 | 0 | 0 | 0 | 0 | 1 | 0 | 0 | 0 | 0 | 0 | 0 | 0 | 0 | 0 | 0 | 0 | 0 | 0 | 0 | 0 | 0 | 0 | 0 | 0 | 0 | 0 | 0 | 0 | 0 | 0 | 0 | 0 | 0 | 0 | 0 | 0 | 0 |  | 0 | 0 | 0 | 0 | 0 | 0 | 0 | 0 | 0 | 0 | 0 | 0 | 0 | 0 | 0 | 0 | 0 | 0 | 0 | 0 | 0 | 0 | 0 | 0 | 0 | 0 | 0 | 0 | 0 | 0 | 3 | 0 | 1 | 0 | 0 | 0 | -1391.3965 | -1083.3241 | 692.3714 | Tesla-Bellota 230 kV line | Bellota-Weber 230kV line | Kasson Jct-Heinz 115 kV line |  | 0 | 2 | 0 | 1 | 0 | 0 | -1091.3965 | -623.3241 | 692.3714 | Tesla-Bellota 230 kV line | Bellota-Weber 230kV line | Kasson Jct-Heinz 115 kV line |  | 5 | 4 | YES | 4 | 1 | 1 | NO | 1
PG&E FRESNO | Figarden | 230 | 0 | 0 | 0 | 0 | 0 | 0 | 0 | 0 | 0 | 0 | 0 | 0 | 0 | 0 | 0 | 0 | 0 | 0 | 0 | 0 | 0 | 0 | 0 | 0 | 0 | 0 | 0 | 0 | 0 | 0 | 0 | 0 | 0 | 0 | 0 | 0 | 0 | 0 | 0 | 0 | 0 | 0 | 0 | 0 | 0 | 0 | 0 | 0 | 0 | 0 | 0 | 0 | 0 | 0 | 0 | 0 | 0 | 0 | 0 | 1 | 0 | 0 | 0 | 0 | 0 | 0 | 0 | 0 | 0 | 0 | 0 | 0 | 0 | 0 | 0 | 0 | 0 | 0 | 0 | 1 | 0 | 1 | 1 | 1 | 0 | 1 | 0 | 1 | 0 | 0 | 0 | 0 | 1 | 0 | 0 | 0 | 0 | 1 |  | 0 | 0 | 0 | 0 | 0 | 0 | 0 | 0 | 0 | 0 | 0 | 0 | 0 | 0 | 0 | 0 | 0 | 0 | 0 | 0 | 0 | 0 | 0 | 0 | 0 | 0 | 0 | 0 | 0 | 0 | 4 | 0 | 3 | 0 | 4 | 0 | -1391.3965 | -774.45 | -1079.1245 | Tesla-Bellota 230 kV line | Chowchilla-Le grand 115kV Line | Gates 500/230kV TB #11 |  | 0 | 1 | 0 | 0 | 2 | 0 | -1091.3965 | 167.85 | -239.7374 | Tesla-Bellota 230 kV line | Oro Loma-El Nido 115kV Line | Oro Loma-El Nido 115kV Line |  | 5 | 4 | YES | 4 | 5 | 5 | NO | 5
PG&E FRESNO | Fink | 230 | 0 | 0 | 0 | 0 | 0 | 0 | 0 | 0 | 0 | 0 | 0 | 0 | 0 | 0 | 0 | 0 | 0 | 0 | 0 | 0 | 0 | 0 | 0 | 0 | 0 | 0 | 0 | 0 | 0 | 0 | 0 | 0 | 0 | 0 | 0 | 0 | 0 | 0 | 0 | 0 | 0 | 0 | 0 | 0 | 0 | 0 | 0 | 0 | 0 | 0 | 0 | 0 | 0 | 0 | 0 | 0 | 0 | 0 | 0 | 0 | 0 | 0 | 0 | 0 | 0 | 0 | 0 | 0 | 0 | 0 | 0 | 0 | 0 | 0 | 0 | 0 | 0 | 0 | 0 | 0 | 0 | 0 | 0 | 0 | 0 | 1 | 0 | 0 | 0 | 0 | 0 | 0 | 0 | 0 | 0 | 0 | 0 | 1 |  | 0 | 0 | 0 | 0 | 0 | 0 | 0 | 0 | 0 | 50 | 0 | 5 | 0 | 0 | 1 | 0 | 0 | 0 | 0 | 0 | 0 | 0 | 0 | 0 | 80 | 110 | 162 | 0 | 0 | 1 | 0 | 0 | 0 | 0 | 0 | 0 | 2257.512 | 2475.146 | 3727.6321 | Los Banos 500/230kV TB | Los Banos 500/230kV TB | Los Banos 500/230kV TB |  | 0 | 0 | 0 | 0 | 0 | 0 | 2257.512 | 2475.146 | 3727.6321 | Los Banos 500/230kV TB | Los Banos 500/230kV TB | Los Banos 500/230kV TB |  | 1 | 1 | NO | 1 | 1 | 1 | NO | 1
PG&E NGBA | Fitch Mountain | 60 | 0 | 0 | 0 | 0 | 0 | 0 | 0 | 0 | 0 | 0 | 0 | 0 | 0 | 0 | 0 | 0 | 0 | 0 | 0 | 0 | 0 | 0 | 0 | 0 | 0 | 0 | 0 | 0 | 0 | 0 | 0 | 0 | 0 | 0 | 0 | 0 | 0 | 0 | 0 | 1 | 0 | 0 | 0 | 0 | 0 | 0 | 0 | 0 | 0 | 0 | 0 | 0 | 1 | 0 | 0 | 0 | 0 | 0 | 0 | 0 | 0 | 0 | 0 | 0 | 0 | 0 | 1 | 0 | 0 | 0 | 0 | 0 | 0 | 0 | 0 | 0 | 0 | 0 | 0 | 0 | 0 | 0 | 0 | 0 | 0 | 0 | 0 | 0 | 0 | 0 | 0 | 0 | 0 | 0 | 0 | 0 | 0 | 1 |  | 0 | 0 | 0 | 0 | 0 | 0 | 0 | 0 | 0 | 0 | 0 | 0 | 0 | 0 | 0 | 0 | 0 | 0 | 0 | 0 | 0 | 0 | 0 | 0 | 0 | 0 | 0 | 0 | 0 | 0 | 2 | 0 | 1 | 0 | 0 | 0 | -1552.755 | -150.277 | 634.382 | Collinsville-Tesla 500 kV Line | Birds Landing-Contra Costa 230kV Line | Birds Landing-Contra Costa 230kV Line |  | 0 | 0 | 0 | 0 | 0 | 0 | 1338.475 | 1615.723 | 634.382 | Birds Landing-Contra Costa 230kV Line | Birds Landing-Contra Costa 230kV Line | Birds Landing-Contra Costa 230kV Line |  | 5 | 1 | YES | 2 | 1 | 1 | NO | 1
PG&E GBA | FMC | 115 | 0 | 0 | 0 | 0 | 0 | 0 | 0 | 0 | 0 | 0 | 0 | 0 | 0 | 0 | 0 | 0 | 0 | 0 | 0 | 0 | 0 | 0 | 0 | 0 | 0 | 0 | 0 | 0 | 0 | 0 | 0 | 0 | 0 | 0 | 0 | 0 | 0 | 0 | 0 | 0 | 0 | 0 | 0 | 0 | 0 | 0 | 0 | 0 | 0 | 0 | 0 | 0 | 0 | 0 | 0 | 1 | 0 | 0 | 0 | 1 | 0 | 0 | 0 | 0 | 0 | 0 | 0 | 0 | 0 | 0 | 0 | 0 | 0 | 0 | 0 | 0 | 0 | 0 | 0 | 0 | 0 | 0 | 0 | 0 | 0 | 0 | 0 | 0 | 0 | 0 | 0 | 0 | 0 | 0 | 0 | 0 | 0 | 0 |  | 0 | 0 | 0 | 0 | 0 | 0 | 0 | 0 | 0 | 0 | 0 | 0 | 0 | 0 | 0 | 0 | 0 | 0 | 0 | 0 | 0 | 0 | 0 | 0 | 0 | 0 | 0 | 0 | 0 | 0 | 2 | 0 | 0 | 0 | 0 | 0 | -1391.3965 | 675.6364 | 3949.977 | Tesla-Bellota 230 kV line | Tesla-Bellota 230 kV line | Tesla-Bellota 230 kV line |  | 0 | 1 | 0 | 0 | 0 | 0 | -1091.3965 | 975.6364 | 3949.977 | Tesla-Bellota 230 kV line | Tesla-Bellota 230 kV line | Tesla-Bellota 230 kV line |  | 5 | 4 | YES | 4 | 1 | 1 | NO | 1
PG&E GBA | Fremont | 115 | 0 | 0 | 0 | 0 | 0 | 0 | 0 | 0 | 0 | 0 | 0 | 0 | 0 | 0 | 0 | 0 | 0 | 0 | 0 | 0 | 0 | 0 | 0 | 0 | 0 | 0 | 0 | 0 | 0 | 0 | 0 | 0 | 0 | 0 | 0 | 0 | 0 | 0 | 0 | 0 | 0 | 0 | 0 | 0 | 0 | 0 | 0 | 0 | 0 | 0 | 0 | 0 | 1 | 0 | 0 | 1 | 0 | 0 | 0 | 0 | 0 | 0 | 0 | 0 | 0 | 0 | 0 | 0 | 0 | 0 | 0 | 0 | 0 | 0 | 0 | 0 | 0 | 0 | 0 | 0 | 0 | 0 | 0 | 0 | 0 | 0 | 0 | 0 | 0 | 0 | 0 | 0 | 0 | 0 | 0 | 0 | 0 | 1 |  | 0 | 0 | 0 | 0 | 0 | 0 | 0 | 0 | 0 | 0 | 0 | 0 | 0 | 0 | 0 | 0 | 0 | 0 | 0 | 0 | 0 | 0 | 0 | 0 | 0 | 0 | 0 | 0 | 0 | 0 | 1 | 0 | 0 | 0 | 0 | 0 | -114.1215 | 2117.4844 | 5570.668 | Tesla-Tracy-Pump 230 kV line #2 | Tesla-Tracy-Pump 230 kV line #2 | Sobrante-Moraga 230 kV line |  | 0 | 0 | 0 | 0 | 0 | 0 | 2231.175 | 2603.935 | 5570.668 | Sobrante-Moraga 230 kV line | Sobrante-Moraga 230 kV line | Sobrante-Moraga 230 kV line |  | 5 | 1 | YES | 2 | 1 | 1 | NO | 1
PG&E GBA | French Camp | 60 | 0 | 0 | 0 | 0 | 0 | 0 | 0 | 0 | 0 | 0 | 0 | 0 | 0 | 0 | 0 | 0 | 0 | 0 | 0 | 0 | 0 | 0 | 0 | 0 | 0 | 0 | 0 | 0 | 0 | 0 | 0 | 0 | 0 | 0 | 0 | 0 | 0 | 0 | 0 | 0 | 0 | 0 | 0 | 0 | 0 | 1 | 0 | 0 | 0 | 0 | 0 | 0 | 0 | 0 | 0 | 0 | 0 | 0 | 0 | 1 | 0 | 0 | 0 | 0 | 0 | 0 | 0 | 0 | 0 | 0 | 0 | 0 | 0 | 0 | 0 | 0 | 0 | 0 | 0 | 0 | 0 | 0 | 0 | 0 | 0 | 1 | 0 | 0 | 0 | 0 | 0 | 0 | 0 | 0 | 0 | 0 | 0 | 1 |  | 0 | 0 | 0 | 0 | 0 | 0 | 0 | 0 | 0 | 0 | 0 | 0 | 0 | 0 | 0 | 0 | 0 | 0 | 0 | 0 | 0 | 0 | 0 | 0 | 0 | 0 | 0 | 0 | 0 | 0 | 2 | 0 | 1 | 0 | 0 | 0 | -1391.3965 | -1083.3241 | 1018.0822 | Tesla-Bellota 230 kV line | Bellota-Weber 230kV line | Bellota-Weber 230kV line |  | 0 | 2 | 0 | 1 | 0 | 0 | -1091.3965 | -623.3241 | 1018.0822 | Tesla-Bellota 230 kV line | Bellota-Weber 230kV line | Bellota-Weber 230kV line |  | 5 | 4 | YES | 4 | 1 | 1 | NO | 1
PG&E GBA | Frogtown | 115 | 0 | 0 | 0 | 0 | 0 | 0 | 0 | 0 | 0 | 0 | 0 | 0 | 0 | 0 | 0 | 0 | 0 | 0 | 0 | 0 | 0 | 0 | 0 | 0 | 0 | 0 | 0 | 0 | 0 | 0 | 0 | 0 | 0 | 0 | 0 | 0 | 0 | 0 | 0 | 0 | 0 | 0 | 0 | 0 | 0 | 1 | 0 | 0 | 0 | 0 | 0 | 0 | 0 | 0 | 0 | 1 | 0 | 0 | 0 | 1 | 0 | 0 | 0 | 0 | 0 | 0 | 0 | 0 | 0 | 0 | 0 | 0 | 0 | 0 | 0 | 0 | 0 | 0 | 0 | 0 | 0 | 0 | 0 | 0 | 0 | 0 | 0 | 0 | 0 | 0 | 0 | 0 | 0 | 0 | 0 | 0 | 0 | 0 |  | 0 | 0 | 0 | 0 | 0 | 0 | 0 | 0 | 0 | 0 | 0 | 0 | 0 | 0 | 0 | 0 | 0 | 0 | 0 | 0 | 0 | 0 | 0 | 0 | 0 | 0 | 0 | 0 | 0 | 0 | 3 | 0 | 1 | 0 | 0 | 0 | -1391.3965 | -1083.3241 | 1018.0822 | Tesla-Bellota 230 kV line | Bellota-Weber 230kV line | Bellota-Weber 230kV line |  | 0 | 2 | 0 | 1 | 0 | 0 | -1091.3965 | -623.3241 | 1018.0822 | Tesla-Bellota 230 kV line | Bellota-Weber 230kV line | Bellota-Weber 230kV line |  | 5 | 4 | YES | 4 | 1 | 1 | NO | 1
PG&E NGBA | Fulton | 115 | 0 | 0 | 0 | 0 | 0 | 0 | 0 | 0 | 0 | 0 | 0 | 0 | 0 | 0 | 0 | 0 | 0 | 0 | 0 | 0 | 0 | 0 | 0 | 0 | 0 | 0 | 0 | 0 | 0 | 0 | 0 | 0 | 0 | 0 | 0 | 0 | 0 | 0 | 0 | 1 | 0 | 1 | 0 | 0 | 0 | 0 | 0 | 0 | 0 | 0 | 0 | 1 | 1 | 1 | 1 | 1 | 0 | 0 | 0 | 1 | 0 | 0 | 0 | 0 | 0 | 1 | 1 | 0 | 0 | 0 | 0 | 0 | 0 | 0 | 0 | 0 | 0 | 0 | 0 | 0 | 0 | 0 | 0 | 0 | 0 | 0 | 0 | 0 | 0 | 0 | 0 | 0 | 0 | 0 | 0 | 0 | 0 | 2 |  | 0 | 0 | 0 | 0 | 0 | 0 | 0 | 0 | 0 | 0 | 0 | 0 | 0 | 0 | 0 | 0 | 0 | 0 | 0 | 0 | 0 | 0 | 0 | 0 | 0 | 0 | 0 | 0 | 0 | 0 | 5 | 0 | 2 | 0 | 0 | 0 | -1552.755 | -353.559 | 634.382 | Collinsville-Tesla 500 kV Line | Windmaster-Delta pumps 230 kV line | Birds Landing-Contra Costa 230kV Line |  | 0 | 1 | 0 | 0 | 0 | 0 | -1091.3965 | 787.18 | 634.382 | Tesla-Bellota 230 kV line | Cortina-Eagle Rock 115 kV line | Birds Landing-Contra Costa 230kV Line |  | 5 | 4 | YES | 4 | 1 | 1 | NO | 1
PG&E NGBA | Fulton | 230 | 0 | 0 | 0 | 0 | 0 | 0 | 0 | 0 | 0 | 0 | 0 | 0 | 0 | 0 | 0 | 0 | 0 | 0 | 0 | 0 | 0 | 0 | 0 | 0 | 0 | 0 | 0 | 0 | 0 | 0 | 0 | 0 | 0 | 0 | 0 | 0 | 0 | 0 | 0 | 1 | 0 | 1 | 0 | 0 | 0 | 0 | 0 | 0 | 0 | 0 | 0 | 0 | 1 | 1 | 1 | 1 | 0 | 0 | 1 | 1 | 0 | 0 | 0 | 0 | 0 | 1 | 1 | 0 | 0 | 0 | 0 | 0 | 0 | 0 | 0 | 0 | 0 | 0 | 0 | 0 | 0 | 0 | 0 | 0 | 0 | 0 | 0 | 0 | 0 | 0 | 0 | 0 | 0 | 0 | 0 | 0 | 0 | 1 |  | -18 | 0 | 0 | 0 | 0 | 0 | 0 | 0 | 0 | 0 | 0 | 0 | 0 | 0 | 1 | 36 | 0 | 0 | 0 | 0 | 0 | 0 | 0 | 0 | 0 | 0 | 38 | 0 | 0 | 1 | 5 | 0 | 2 | 0 | 0 | 0 | -1552.755 | -353.559 | 634.382 | Collinsville-Tesla 500 kV Line | Windmaster-Delta pumps 230 kV line | Birds Landing-Contra Costa 230kV Line |  | 0 | 1 | 0 | 0 | 0 | 0 | -1091.3965 | 787.18 | 634.382 | Tesla-Bellota 230 kV line | Cortina-Eagle Rock 115 kV line | Birds Landing-Contra Costa 230kV Line |  | 5 | 4 | YES | 4 | 1 | 1 | NO | 1
PG&E NGBA | Fulton | 60 | 0 | 0 | 0 | 0 | 0 | 0 | 0 | 0 | 0 | 0 | 0 | 0 | 0 | 0 | 0 | 0 | 0 | 0 | 0 | 0 | 0 | 0 | 0 | 0 | 0 | 0 | 0 | 0 | 0 | 0 | 0 | 0 | 0 | 0 | 0 | 0 | 0 | 0 | 0 | 1 | 0 | 0 | 0 | 0 | 0 | 0 | 0 | 0 | 0 | 0 | 0 | 0 | 1 | 0 | 0 | 0 | 0 | 0 | 0 | 0 | 0 | 0 | 0 | 0 | 0 | 0 | 1 | 0 | 0 | 0 | 0 | 0 | 0 | 0 | 0 | 0 | 0 | 0 | 0 | 0 | 0 | 0 | 0 | 0 | 0 | 0 | 0 | 0 | 0 | 0 | 0 | 0 | 0 | 0 | 0 | 0 | 0 | 1 |  | 0 | 0 | 0 | 0 | 0 | 0 | 0 | 0 | 0 | 0 | 0 | 0 | 0 | 0 | 0 | 0 | 0 | 0 | 0 | 0 | 0 | 0 | 0 | 0 | 0 | 0 | 0 | 0 | 0 | 0 | 2 | 0 | 1 | 0 | 0 | 0 | -1552.755 | -150.277 | 634.382 | Collinsville-Tesla 500 kV Line | Birds Landing-Contra Costa 230kV Line | Birds Landing-Contra Costa 230kV Line |  | 0 | 0 | 0 | 0 | 0 | 0 | 1338.475 | 1615.723 | 634.382 | Birds Landing-Contra Costa 230kV Line | Birds Landing-Contra Costa 230kV Line | Birds Landing-Contra Costa 230kV Line |  | 5 | 1 | YES | 2 | 1 | 1 | NO | 1
PG&E KERN | Ganso | 115 | 0 | 0 | 0 | 0 | 0 | 0 | 0 | 0 | 0 | 0 | 0 | 0 | 0 | 0 | 0 | 0 | 0 | 0 | 0 | 0 | 0 | 0 | 0 | 0 | 0 | 0 | 0 | 0 | 0 | 0 | 0 | 0 | 0 | 0 | 0 | 0 | 0 | 0 | 0 | 0 | 0 | 0 | 0 | 0 | 0 | 0 | 0 | 0 | 0 | 0 | 0 | 0 | 0 | 0 | 0 | 0 | 0 | 0 | 0 | 0 | 0 | 0 | 0 | 0 | 0 | 0 | 0 | 1 | 0 | 0 | 0 | 0 | 0 | 0 | 1 | 0 | 0 | 0 | 1 | 1 | 0 | 0 | 0 | 0 | 0 | 0 | 0 | 0 | 0 | 0 | 0 | 0 | 0 | 0 | 0 | 0 | 0 | 0 |  | 0 | 0 | 0 | 0 | 0 | 0 | 0 | 0 | 0 | 0 | 0 | 0 | 0 | 0 | 0 | 0 | 0.5 | 0 | 0 | 0 | 0 | 0 | 0 | 1.5 | 0 | 0 | 0 | 0 | 0 | 1 | 1 | 0 | 1 | 0 | 2 | 0 | -399.853 | -457.5793 | -1707.7948 | Gates 500/230kV TB #11 | Gates 500/230kV TB #11 | Gates 500/230kV TB #12 |  | 0 | 0 | 0 | 0 | 0 | 0 | 35.715 | 4.0117 | 3.675 | Cal Flat-Gates 230 kV line | Cal Flat-Gates 230 kV line | Cal Flat-Gates 230 kV line |  | 5 | 1 | YES | 2 | 5 | 1 | YES | 2
PG&E FRESNO | Gates | 230 | 0 | 0 | 0 | 0 | 0 | 0 | 0 | 0 | 0 | 0 | 0 | 0 | 0 | 0 | 0 | 0 | 0 | 0 | 0 | 0 | 0 | 0 | 0 | 0 | 0 | 0 | 0 | 0 | 0 | 0 | 0 | 0 | 0 | 0 | 0 | 0 | 0 | 0 | 0 | 0 | 0 | 0 | 0 | 0 | 0 | 0 | 0 | 0 | 0 | 0 | 0 | 0 | 0 | 0 | 0 | 0 | 0 | 0 | 0 | 0 | 0 | 0 | 0 | 0 | 0 | 0 | 0 | 1 | 0 | 0 | 0 | 0 | 0 | 0 | 0 | 0 | 0 | 0 | 1 | 1 | 0 | 1 | 0 | 0 | 0 | 1 | 0 | 0 | 0 | 0 | 0 | 0 | 0 | 0 | 1 | 1 | 0 | 1 |  | 0 | 0 | 0 | 0 | 0 | 0 | 0 | 0 | 0 | -406.5 | -143.5 | -497 | 0 | 0 | 1 | 0 | 0 | 0 | 0 | 0 | 0 | 0 | 0 | 3 | 453 | 867 | 256.25 | 260 | 0 | 1 | 3 | 0 | 2 | 0 | 3 | 1 | -820.765 | -565.905 | -2088.8969 | Mustang-Henrietta 230 kV line | Tranquility-Helm 230kV Line | Mustang-Henrietta 230 kV line |  | 0 | 0 | 0 | 0 | 0 | 0 | 35.715 | 4.0117 | 3.675 | Cal Flat-Gates 230 kV line | Cal Flat-Gates 230 kV line | Cal Flat-Gates 230 kV line |  | 5 | 1 | YES | 2 | 5 | 1 | YES | 2
PG&E FRESNO | Gates | 500 | 0 | 0 | 0 | 0 | 0 | 0 | 0 | 0 | 0 | 0 | 0 | 0 | 0 | 0 | 0 | 0 | 0 | 0 | 0 | 0 | 0 | 0 | 0 | 0 | 0 | 0 | 0 | 0 | 0 | 0 | 0 | 0 | 0 | 0 | 0 | 0 | 0 | 0 | 0 | 0 | 0 | 0 | 0 | 0 | 0 | 0 | 0 | 0 | 0 | 0 | 0 | 0 | 0 | 0 | 0 | 0 | 0 | 0 | 0 | 0 | 0 | 0 | 0 | 0 | 0 | 0 | 0 | 0 | 0 | 0 | 0 | 0 | 0 | 0 | 0 | 0 | 0 | 0 | 1 | 1 | 0 | 1 | 0 | 0 | 0 | 1 | 0 | 0 | 0 | 0 | 0 | 0 | 0 | 0 | 1 | 1 | 0 | 1 |  | 0 | 0 | 0 | 0 | 0 | 0 | 0 | 0 | 0 | 0 | 0 | 0 | 0 | 0 | 0 | 0 | 0 | 0 | 0 | 0 | 0 | 0 | 0 | 0 | 0 | 0 | 190 | 35 | 0 | 1 | 3 | 0 | 2 | 0 | 3 | 1 | -820.765 | -565.905 | -2088.8969 | Mustang-Henrietta 230 kV line | Tranquility-Helm 230kV Line | Mustang-Henrietta 230 kV line |  | 0 | 0 | 0 | 0 | 0 | 0 | 1658.235 | 1708.095 | 109.8191 | Mustang-Henrietta 230 kV line | Tranquility-Helm 230kV Line | Tranquility-Helm 230kV Line |  | 5 | 1 | YES | 2 | 5 | 1 | YES | 2
PG&E NGBA | Geysers 12 | 230 | 0 | 0 | 0 | 0 | 0 | 0 | 0 | 0 | 0 | 0 | 0 | 0 | 0 | 0 | 0 | 0 | 0 | 0 | 0 | 0 | 0 | 0 | 0 | 0 | 0 | 0 | 0 | 0 | 0 | 0 | 0 | 0 | 0 | 0 | 0 | 0 | 0 | 0 | 0 | 1 | 0 | 1 | 0 | 0 | 0 | 0 | 0 | 0 | 0 | 0 | 0 | 0 | 1 | 1 | 1 | 1 | 0 | 0 | 1 | 1 | 0 | 0 | 0 | 0 | 0 | 1 | 1 | 0 | 0 | 0 | 0 | 0 | 0 | 0 | 0 | 0 | 0 | 0 | 0 | 0 | 0 | 0 | 0 | 0 | 0 | 0 | 0 | 0 | 0 | 0 | 0 | 0 | 0 | 0 | 0 | 0 | 0 | 1 |  | 0 | 0 | 0 | 0 | 0 | 0 | 0 | 0 | 0 | 0 | 0 | 0 | 0 | 0 | 0 | 0 | 0 | 0 | 0 | 0 | 0 | 0 | 0 | 0 | 0 | 0 | 0 | 0 | 0 | 0 | 5 | 0 | 2 | 0 | 0 | 0 | -1552.755 | -353.559 | 634.382 | Collinsville-Tesla 500 kV Line | Windmaster-Delta pumps 230 kV line | Birds Landing-Contra Costa 230kV Line |  | 0 | 1 | 0 | 0 | 0 | 0 | -1091.3965 | 787.18 | 634.382 | Tesla-Bellota 230 kV line | Cortina-Eagle Rock 115 kV line | Birds Landing-Contra Costa 230kV Line |  | 5 | 4 | YES | 4 | 1 | 1 | NO | 1
PG&E NGBA | Geysers 17 | 230 | 0 | 0 | 0 | 0 | 0 | 0 | 0 | 0 | 0 | 0 | 0 | 0 | 0 | 0 | 0 | 0 | 0 | 0 | 0 | 0 | 0 | 0 | 0 | 0 | 0 | 0 | 0 | 0 | 0 | 0 | 0 | 0 | 0 | 0 | 0 | 0 | 0 | 0 | 0 | 1 | 0 | 1 | 0 | 0 | 0 | 0 | 0 | 0 | 0 | 0 | 0 | 0 | 1 | 1 | 1 | 1 | 0 | 0 | 1 | 1 | 0 | 0 | 0 | 0 | 0 | 1 | 1 | 0 | 0 | 0 | 0 | 0 | 0 | 0 | 0 | 0 | 0 | 0 | 0 | 0 | 0 | 0 | 0 | 0 | 0 | 0 | 0 | 0 | 0 | 0 | 0 | 0 | 0 | 0 | 0 | 0 | 0 | 1 |  | 0 | 0 | 0 | 0 | 0 | 0 | 0 | 0 | 0 | 0 | 0 | 0 | 0 | 0 | 0 | 19.5 | 0 | 0 | 0 | 0 | 0 | 0 | 0 | 0 | 0 | 0 | 0 | 0 | 0 | 1 | 5 | 0 | 2 | 0 | 0 | 0 | -1552.755 | -353.559 | 634.382 | Collinsville-Tesla 500 kV Line | Windmaster-Delta pumps 230 kV line | Birds Landing-Contra Costa 230kV Line |  | 0 | 1 | 0 | 0 | 0 | 0 | -1091.3965 | 787.18 | 634.382 | Tesla-Bellota 230 kV line | Cortina-Eagle Rock 115 kV line | Birds Landing-Contra Costa 230kV Line |  | 5 | 4 | YES | 4 | 1 | 1 | NO | 1
PG&E NGBA | Geysers 3 | 115 | 0 | 0 | 0 | 0 | 0 | 0 | 0 | 0 | 0 | 0 | 0 | 0 | 0 | 0 | 0 | 0 | 0 | 0 | 0 | 0 | 0 | 0 | 0 | 0 | 0 | 0 | 0 | 0 | 0 | 0 | 0 | 0 | 0 | 0 | 0 | 0 | 0 | 0 | 0 | 1 | 0 | 1 | 0 | 0 | 0 | 0 | 0 | 0 | 0 | 0 | 0 | 0 | 1 | 0 | 1 | 1 | 0 | 0 | 0 | 0 | 0 | 0 | 0 | 0 | 0 | 0 | 1 | 0 | 0 | 0 | 0 | 0 | 0 | 0 | 0 | 0 | 0 | 0 | 0 | 0 | 0 | 0 | 0 | 0 | 0 | 0 | 0 | 0 | 0 | 0 | 0 | 0 | 0 | 0 | 0 | 0 | 0 | 1 |  | 0 | 0 | 0 | 0 | 0 | 0 | 0 | 0 | 0 | 0 | 0 | 0 | 0 | 0 | 0 | 0 | 0 | 0 | 0 | 0 | 0 | 0 | 0 | 0 | 0 | 0 | 0 | 0 | 0 | 0 | 3 | 0 | 1 | 0 | 0 | 0 | -1552.755 | -150.277 | 634.382 | Collinsville-Tesla 500 kV Line | Birds Landing-Contra Costa 230kV Line | Birds Landing-Contra Costa 230kV Line |  | 0 | 0 | 0 | 0 | 0 | 0 | 733.3 | 787.18 | 634.382 | Cortina-Eagle Rock 115 kV line | Cortina-Eagle Rock 115 kV line | Birds Landing-Contra Costa 230kV Line |  | 5 | 1 | YES | 2 | 1 | 1 | NO | 1
PG&E NGBA | Glenn | 230 | 0 | 0 | 0 | 0 | 0 | 0 | 0 | 0 | 0 | 0 | 0 | 0 | 0 | 0 | 0 | 0 | 0 | 0 | 0 | 0 | 0 | 0 | 0 | 0 | 0 | 0 | 0 | 0 | 0 | 0 | 0 | 0 | 0 | 0 | 0 | 0 | 0 | 0 | 0 | 1 | 0 | 0 | 0 | 0 | 0 | 0 | 0 | 0 | 0 | 0 | 0 | 0 | 0 | 0 | 0 | 0 | 0 | 0 | 0 | 0 | 0 | 0 | 0 | 0 | 0 | 0 | 0 | 0 | 0 | 0 | 0 | 0 | 0 | 0 | 0 | 0 | 0 | 0 | 0 | 0 | 0 | 0 | 0 | 0 | 0 | 0 | 0 | 0 | 0 | 0 | 0 | 0 | 0 | 0 | 0 | 0 | 0 | 0 |  | 0 | 0 | 0 | 0 | 0 | 0 | 0 | 0 | 0 | 0 | 0 | 0 | 0 | 0 | 0 | 0 | 0 | 166.5 | 36 | 0 | 0 | 0 | 0 | 0 | 100 | 170 | 0 | 60 | 0 | 1 | 1 | 0 | 0 | 0 | 0 | 0 | -1552.755 | 590.186 | 5456.3208 | Collinsville-Tesla 500 kV Line | Collinsville-Tesla 500 kV Line | Collinsville-Tesla 500 kV Line |  | 0 | 0 | 0 | 0 | 0 | 0 | 7092.245 | 9235.186 | 5456.3208 | Collinsville-Tesla 500 kV Line | Collinsville-Tesla 500 kV Line | Collinsville-Tesla 500 kV Line |  | 5 | 1 | YES | 2 | 1 | 1 | NO | 1
PG&E NGBA | Glenn | 60 | 0 | 0 | 0 | 0 | 0 | 0 | 0 | 0 | 0 | 0 | 0 | 0 | 0 | 0 | 0 | 0 | 0 | 0 | 0 | 0 | 0 | 0 | 0 | 0 | 0 | 0 | 0 | 0 | 0 | 0 | 0 | 0 | 0 | 0 | 0 | 0 | 0 | 0 | 0 | 1 | 0 | 0 | 0 | 0 | 0 | 0 | 0 | 0 | 0 | 0 | 0 | 0 | 0 | 0 | 0 | 0 | 0 | 0 | 0 | 0 | 0 | 0 | 0 | 0 | 0 | 0 | 0 | 0 | 0 | 0 | 0 | 0 | 0 | 0 | 0 | 0 | 0 | 0 | 0 | 0 | 0 | 0 | 0 | 0 | 0 | 0 | 0 | 0 | 0 | 0 | 0 | 0 | 0 | 0 | 0 | 0 | 0 | 0 |  | 0 | 0 | 0 | 0 | 0 | 0 | 0 | 0 | 0 | 0 | 0 | 0 | 0 | 0 | 0 | 0 | 0 | 0 | 0 | 0 | 0 | 0 | 0 | 0 | 0 | 0 | 0 | 0 | 0 | 0 | 1 | 0 | 0 | 0 | 0 | 0 | -1552.755 | 590.186 | 5456.3208 | Collinsville-Tesla 500 kV Line | Collinsville-Tesla 500 kV Line | Collinsville-Tesla 500 kV Line |  | 0 | 0 | 0 | 0 | 0 | 0 | 7092.245 | 9235.186 | 5456.3208 | Collinsville-Tesla 500 kV Line | Collinsville-Tesla 500 kV Line | Collinsville-Tesla 500 kV Line |  | 5 | 1 | YES | 2 | 1 | 1 | NO | 1
PG&E NGBA | Gold Hill | 115 | 0 | 0 | 0 | 0 | 0 | 0 | 0 | 0 | 0 | 0 | 0 | 0 | 0 | 0 | 0 | 0 | 0 | 0 | 0 | 0 | 0 | 0 | 0 | 0 | 0 | 0 | 0 | 0 | 0 | 0 | 0 | 0 | 0 | 0 | 0 | 0 | 0 | 0 | 0 | 1 | 0 | 0 | 0 | 0 | 0 | 1 | 0 | 1 | 0 | 0 | 0 | 0 | 0 | 0 | 0 | 0 | 0 | 0 | 0 | 1 | 1 | 0 | 0 | 0 | 0 | 0 | 0 | 0 | 0 | 0 | 0 | 0 | 0 | 0 | 0 | 0 | 0 | 0 | 0 | 0 | 0 | 0 | 0 | 0 | 0 | 0 | 0 | 0 | 0 | 0 | 0 | 0 | 0 | 0 | 0 | 0 | 0 | 0 |  | 0 | 0 | 0 | 0 | 0 | 0 | 0 | 0 | 0 | 0 | 0 | 0 | 0 | 0 | 0 | 0 | 0 | 0 | 0 | 0 | 0 | 0 | 0 | 0 | 0 | 0 | 0 | 0 | 0 | 0 | 3 | 0 | 1 | 0 | 0 | 0 | -1552.755 | -1083.3241 | 919.2036 | Collinsville-Tesla 500 kV Line | Bellota-Weber 230kV line | Rio Oso-Lockeford 230kV line |  | 0 | 2 | 0 | 1 | 0 | 0 | -1091.3965 | -623.3241 | 919.2036 | Tesla-Bellota 230 kV line | Bellota-Weber 230kV line | Rio Oso-Lockeford 230kV line |  | 5 | 4 | YES | 4 | 1 | 1 | NO | 1
PG&E NGBA | Gold Hill | 230 | 0 | 0 | 0 | 0 | 0 | 0 | 0 | 0 | 0 | 0 | 0 | 0 | 0 | 0 | 0 | 0 | 0 | 0 | 0 | 0 | 0 | 0 | 0 | 0 | 0 | 0 | 0 | 0 | 0 | 0 | 0 | 0 | 0 | 0 | 0 | 0 | 0 | 0 | 0 | 1 | 0 | 0 | 0 | 0 | 0 | 1 | 1 | 1 | 0 | 0 | 0 | 0 | 0 | 0 | 0 | 0 | 0 | 0 | 0 | 1 | 1 | 0 | 0 | 0 | 0 | 0 | 0 | 0 | 0 | 0 | 0 | 0 | 0 | 0 | 0 | 0 | 0 | 0 | 0 | 0 | 0 | 0 | 0 | 0 | 0 | 0 | 0 | 0 | 0 | 0 | 0 | 0 | 0 | 0 | 0 | 0 | 0 | 0 |  | 0 | 0 | 0 | 0 | 0 | 0 | 0 | 0 | 0 | 0 | 0 | 0 | 0 | 0 | 0 | 0 | 0 | 0 | 0 | 0 | 0 | 0 | 0 | 0 | 0 | 0 | 0 | 0 | 0 | 0 | 3 | 0 | 1 | 0 | 0 | 0 | -1552.755 | -1083.3241 | 417.22 | Collinsville-Tesla 500 kV Line | Bellota-Weber 230kV line | Rio Oso-Brighton 230kV line |  | 0 | 2 | 0 | 1 | 0 | 0 | -1091.3965 | -623.3241 | 417.22 | Tesla-Bellota 230 kV line | Bellota-Weber 230kV line | Rio Oso-Brighton 230kV line |  | 5 | 4 | YES | 4 | 1 | 1 | NO | 1
SCE Northern | Goleta | 230 | 0 | 0 | 1 | 0 | 1 | 0 | 0 | 0 | 0 | 0 | 0 | 0 | 0 | 0 | 0 | 0 | 0 | 0 | 0 | 0 | 0 | 0 | 0 | 0 | 1 | 0 | 0 | 0 | 0 | 0 | 0 | 0 | 0 | 0 | 0 | 0 | 0 | 0 | 0 | 0 | 0 | 0 | 0 | 0 | 0 | 0 | 0 | 0 | 0 | 0 | 0 | 0 | 0 | 0 | 0 | 0 | 0 | 0 | 0 | 0 | 0 | 0 | 0 | 0 | 0 | 0 | 0 | 0 | 0 | 0 | 0 | 0 | 0 | 0 | 0 | 0 | 0 | 0 | 0 | 0 | 0 | 0 | 0 | 0 | 0 | 0 | 0 | 0 | 0 | 0 | 0 | 0 | 0 | 0 | 0 | 0 | 0 | 0 |  | 0 | 0 | 0 | 0 | 0 | 0 | 0 | 0 | 0 | 0 | 0 | 0 | 0 | 0 | 0 | 0 | 0 | 0 | 0 | 0 | 0 | 0 | 0 | 0 | 0 | 0 | 70 | 0 | 0 | 1 | 1 | 0 | 0 | 0 | 0 | 0 | -2392.615 | 646.5 | 3256 | Lugo - Victorville area constraint | Moorpark-Pardee Constraint | Moorpark-Pardee Constraint |  | 0 | 0 | 0 | 0 | 0 | 0 | 339 | 646.5 | 3256 | Moorpark-Pardee Constraint | Moorpark-Pardee Constraint | Moorpark-Pardee Constraint |  | 5 | 1 | YES | 2 | 1 | 1 | NO | 1
SCE Metro | Goodrich | 230 | 0 | 0 | 0 | 0 | 0 | 0 | 0 | 0 | 0 | 1 | 0 | 0 | 0 | 0 | 0 | 0 | 0 | 0 | 0 | 0 | 0 | 0 | 0 | 0 | 0 | 0 | 0 | 0 | 0 | 0 | 0 | 0 | 0 | 0 | 0 | 0 | 0 | 0 | 0 | 0 | 0 | 0 | 0 | 0 | 0 | 0 | 0 | 0 | 0 | 0 | 0 | 0 | 0 | 0 | 0 | 0 | 0 | 0 | 0 | 0 | 0 | 0 | 0 | 0 | 0 | 0 | 0 | 0 | 0 | 0 | 0 | 0 | 0 | 0 | 0 | 0 | 0 | 0 | 0 | 0 | 0 | 0 | 0 | 0 | 0 | 0 | 0 | 0 | 0 | 0 | 0 | 0 | 0 | 0 | 0 | 0 | 0 | 0 |  | 0 | 0 | 0 | 0 | 0 | 0 | 0 | 0 | 0 | 0 | 0 | 0 | 0 | 0 | 0 | 0 | 0 | 0 | 0 | 0 | 0 | 0 | 0 | 0 | 0 | 0 | 0 | 0 | 0 | 0 | 0 | 0 | 0 | 0 | 0 | 0 | 9384.6 | 11197.7 | 14407.5055 | SCE Metro Area Default Constraint | SCE Metro Area Default Constraint | SCE Metro Area Default Constraint |  | 0 | 0 | 0 | 0 | 0 | 0 | 9384.6 | 11197.7 | 14407.5055 | SCE Metro Area Default Constraint | SCE Metro Area Default Constraint | SCE Metro Area Default Constraint |  | 1 | 1 | NO | 1 | 1 | 1 | NO | 1
PG&E KERN | Goose Lake | 115 | 0 | 0 | 0 | 0 | 0 | 0 | 0 | 0 | 0 | 0 | 0 | 0 | 0 | 0 | 0 | 0 | 0 | 0 | 0 | 0 | 0 | 0 | 0 | 0 | 0 | 0 | 0 | 0 | 0 | 0 | 0 | 0 | 0 | 0 | 0 | 0 | 0 | 0 | 0 | 0 | 0 | 0 | 0 | 0 | 0 | 0 | 0 | 0 | 0 | 0 | 0 | 0 | 0 | 0 | 0 | 0 | 0 | 0 | 0 | 0 | 0 | 0 | 0 | 0 | 0 | 0 | 0 | 1 | 1 | 0 | 0 | 0 | 0 | 0 | 0 | 1 | 0 | 0 | 0 | 1 | 0 | 0 | 0 | 0 | 0 | 0 | 0 | 0 | 0 | 0 | 0 | 0 | 0 | 0 | 0 | 0 | 0 | 0 |  | 0 | 0 | 0 | 0 | 0 | 0 | 0 | 0 | 0 | 0 | 0 | 0 | 0 | 0 | 0 | 0 | 3 | 0 | 0 | 0 | 0 | 0 | 0 | 0 | 0 | 0 | 0 | 0 | 0 | 1 | 1 | 0 | 1 | 0 | 1 | 0 | -399.853 | -457.5793 | -1079.1245 | Gates 500/230kV TB #11 | Gates 500/230kV TB #11 | Gates 500/230kV TB #11 |  | 0 | 0 | 0 | 0 | 0 | 0 | 35.715 | 4.0117 | 3.675 | Cal Flat-Gates 230 kV line | Cal Flat-Gates 230 kV line | Cal Flat-Gates 230 kV line |  | 5 | 1 | YES | 2 | 5 | 1 | YES | 2
SCE Metro | Gould | 230 | 0 | 0 | 0 | 0 | 0 | 0 | 0 | 0 | 0 | 1 | 0 | 0 | 0 | 0 | 0 | 0 | 0 | 0 | 0 | 0 | 0 | 0 | 0 | 0 | 0 | 0 | 0 | 0 | 0 | 0 | 0 | 0 | 0 | 0 | 0 | 0 | 0 | 0 | 0 | 0 | 0 | 0 | 0 | 0 | 0 | 0 | 0 | 0 | 0 | 0 | 0 | 0 | 0 | 0 | 0 | 0 | 0 | 0 | 0 | 0 | 0 | 0 | 0 | 0 | 0 | 0 | 0 | 0 | 0 | 0 | 0 | 0 | 0 | 0 | 0 | 0 | 0 | 0 | 0 | 0 | 0 | 0 | 0 | 0 | 0 | 0 | 0 | 0 | 0 | 0 | 0 | 0 | 0 | 0 | 0 | 0 | 0 | 0 |  | 0 | 0 | 0 | 0 | 0 | 0 | 0 | 0 | 0 | 0 | 0 | 0 | 0 | 0 | 0 | 0 | 0 | 0 | 0 | 0 | 0 | 0 | 0 | 0 | 0 | 0 | 0 | 0 | 0 | 0 | 0 | 0 | 0 | 0 | 0 | 0 | 9384.6 | 11197.7 | 14407.5055 | SCE Metro Area Default Constraint | SCE Metro Area Default Constraint | SCE Metro Area Default Constraint |  | 0 | 0 | 0 | 0 | 0 | 0 | 9384.6 | 11197.7 | 14407.5055 | SCE Metro Area Default Constraint | SCE Metro Area Default Constraint | SCE Metro Area Default Constraint |  | 1 | 1 | NO | 1 | 1 | 1 | NO | 1
PG&E NGBA | Grand Island | 115 | 0 | 0 | 0 | 0 | 0 | 0 | 0 | 0 | 0 | 0 | 0 | 0 | 0 | 0 | 0 | 0 | 0 | 0 | 0 | 0 | 0 | 0 | 0 | 0 | 0 | 0 | 0 | 0 | 0 | 0 | 0 | 0 | 0 | 0 | 0 | 0 | 0 | 0 | 0 | 1 | 0 | 0 | 0 | 0 | 1 | 1 | 0 | 1 | 0 | 0 | 0 | 0 | 0 | 0 | 0 | 0 | 0 | 0 | 0 | 1 | 1 | 0 | 0 | 0 | 0 | 0 | 0 | 0 | 0 | 0 | 0 | 0 | 0 | 0 | 0 | 0 | 0 | 0 | 0 | 0 | 0 | 0 | 0 | 0 | 0 | 0 | 0 | 0 | 0 | 0 | 0 | 0 | 0 | 0 | 0 | 0 | 0 | 0 |  | 0 | 0 | 0 | 0 | 0 | 0 | 0 | 0 | 0 | 0 | 0 | 0 | 0 | 0 | 0 | 0 | 0 | 0 | 0 | 0 | 0 | 0 | 0 | 2.73 | 0 | 0 | 0 | 0 | 0 | 1 | 3 | 0 | 1 | 0 | 0 | 0 | -1552.755 | -1083.3241 | 81.4956 | Collinsville-Tesla 500 kV Line | Bellota-Weber 230kV line | Rocklin-Pleaseant grove 115kV line |  | 0 | 2 | 0 | 1 | 0 | 0 | -1091.3965 | -623.3241 | 81.4956 | Tesla-Bellota 230 kV line | Bellota-Weber 230kV line | Rocklin-Pleaseant grove 115kV line |  | 5 | 4 | YES | 4 | 1 | 1 | NO | 1
SDGE | Granite | 69 | 0 | 0 | 0 | 0 | 0 | 0 | 0 | 0 | 0 | 0 | 0 | 0 | 0 | 0 | 0 | 0 | 0 | 0 | 0 | 0 | 0 | 0 | 0 | 0 | 0 | 0 | 0 | 1 | 0 | 0 | 1 | 0 | 1 | 0 | 0 | 0 | 0 | 0 | 0 | 0 | 0 | 0 | 0 | 0 | 0 | 0 | 0 | 0 | 0 | 0 | 0 | 0 | 0 | 0 | 0 | 0 | 0 | 0 | 0 | 0 | 0 | 0 | 0 | 0 | 0 | 0 | 0 | 0 | 0 | 0 | 0 | 0 | 0 | 0 | 0 | 0 | 0 | 0 | 0 | 0 | 0 | 0 | 0 | 0 | 0 | 0 | 0 | 0 | 0 | 0 | 0 | 0 | 0 | 0 | 0 | 0 | 0 | 2 |  | 0 | 0 | 0 | 0 | 0 | 0 | 0 | 0 | 0 | 0 | 0 | 0 | 0 | 0 | 0 | 0 | 0 | 0 | 0 | 0 | 0 | 0 | 0 | 0 | 0 | 0 | 4.5 | 0 | 0 | 1 | 0 | 0 | 0 | 0 | 0 | 0 | 246.81 | 366.23 | 481.7164 | San Luis Rey-San Onofre 230 kV line constraint | El Cajon 69 kV constraint | El Cajon 69 kV constraint |  | 0 | 0 | 0 | 0 | 0 | 0 | 246.81 | 366.23 | 481.7164 | San Luis Rey-San Onofre 230 kV line constraint | El Cajon 69 kV constraint | El Cajon 69 kV constraint |  | 1 | 1 | NO | 1 | 1 | 1 | NO | 1
PG&E GBA | Grant | 115 | 0 | 0 | 0 | 0 | 0 | 0 | 0 | 0 | 0 | 0 | 0 | 0 | 0 | 0 | 0 | 0 | 0 | 0 | 0 | 0 | 0 | 0 | 0 | 0 | 0 | 0 | 0 | 0 | 0 | 0 | 0 | 0 | 0 | 0 | 0 | 0 | 0 | 0 | 0 | 1 | 0 | 0 | 0 | 0 | 0 | 0 | 0 | 0 | 0 | 0 | 0 | 0 | 1 | 0 | 0 | 0 | 0 | 0 | 0 | 0 | 0 | 0 | 0 | 0 | 0 | 0 | 0 | 0 | 0 | 0 | 0 | 0 | 0 | 0 | 0 | 0 | 0 | 0 | 0 | 0 | 0 | 0 | 0 | 0 | 0 | 0 | 0 | 0 | 0 | 0 | 0 | 0 | 0 | 0 | 0 | 0 | 0 | 1 |  | 0 | 0 | 0 | 0 | 0 | 0 | 0 | 0 | 0 | 0 | 0 | 0 | 0 | 0 | 0 | 0 | 0 | 0 | 0 | 0 | 0 | 0 | 0 | 0 | 0 | 0 | 0 | 0 | 0 | 0 | 1 | 0 | 0 | 0 | 0 | 0 | -1552.755 | 590.186 | 5456.3208 | Collinsville-Tesla 500 kV Line | Collinsville-Tesla 500 kV Line | Collinsville-Tesla 500 kV Line |  | 0 | 0 | 0 | 0 | 0 | 0 | 2231.175 | 2603.935 | 5456.3208 | Sobrante-Moraga 230 kV line | Sobrante-Moraga 230 kV line | Collinsville-Tesla 500 kV Line |  | 5 | 1 | YES | 2 | 1 | 1 | NO | 1
PG&E GBA | Green Valley | 115 | 0 | 0 | 0 | 0 | 0 | 0 | 0 | 0 | 0 | 0 | 0 | 0 | 0 | 0 | 0 | 0 | 0 | 0 | 0 | 0 | 0 | 0 | 0 | 0 | 0 | 0 | 0 | 0 | 0 | 0 | 0 | 0 | 0 | 0 | 0 | 0 | 0 | 0 | 0 | 0 | 0 | 0 | 0 | 0 | 0 | 0 | 0 | 0 | 0 | 0 | 0 | 0 | 1 | 0 | 0 | 1 | 0 | 0 | 0 | 1 | 0 | 0 | 0 | 0 | 1 | 0 | 0 | 0 | 0 | 0 | 0 | 0 | 0 | 0 | 0 | 0 | 0 | 0 | 0 | 0 | 0 | 0 | 0 | 0 | 0 | 0 | 0 | 0 | 0 | 0 | 0 | 0 | 0 | 0 | 0 | 0 | 1 | 1 |  | 0 | 0 | 0 | 0 | 0 | 0 | 0 | 0 | 0 | 0 | 0 | 0 | 0 | 0 | 0 | 0 | 1.1 | 0 | 0 | 0 | 0 | 0 | 0 | 0 | 0 | 0 | 0 | 0 | 0 | 1 | 2 | 0 | 0 | 0 | 0 | 0 | -1391.3965 | 344.91 | 296.38 | Tesla-Bellota 230 kV line | Morganhill-Metcalf 115kV Line | Morganhill-Metcalf 115kV Line |  | 0 | 1 | 0 | 0 | 0 | 0 | -1091.3965 | 344.91 | 296.38 | Tesla-Bellota 230 kV line | Morganhill-Metcalf 115kV Line | Morganhill-Metcalf 115kV Line |  | 5 | 4 | YES | 4 | 1 | 1 | NO | 1
PG&E NGBA | Greenleaf 1 | 115 | 0 | 0 | 0 | 0 | 0 | 0 | 0 | 0 | 0 | 0 | 0 | 0 | 0 | 0 | 0 | 0 | 0 | 0 | 0 | 0 | 0 | 0 | 0 | 0 | 0 | 0 | 0 | 0 | 0 | 0 | 0 | 0 | 0 | 0 | 0 | 0 | 0 | 0 | 0 | 1 | 0 | 0 | 0 | 0 | 1 | 1 | 1 | 1 | 0 | 0 | 0 | 0 | 0 | 0 | 0 | 0 | 0 | 0 | 0 | 1 | 1 | 0 | 0 | 0 | 0 | 0 | 0 | 0 | 0 | 0 | 0 | 0 | 0 | 0 | 0 | 0 | 0 | 0 | 0 | 0 | 0 | 0 | 0 | 0 | 0 | 0 | 0 | 0 | 0 | 0 | 0 | 0 | 0 | 0 | 0 | 0 | 0 | 0 |  | 0 | 0 | 0 | 0 | 0 | 0 | 0 | 0 | 0 | 0 | 0 | 0 | 0 | 0 | 0 | 0 | 0 | 0 | 0 | 0 | 0 | 0 | 0 | 0 | 0 | 0 | 0 | 0 | 0 | 0 | 3 | 0 | 1 | 0 | 0 | 0 | -1552.755 | -1083.3241 | 81.4956 | Collinsville-Tesla 500 kV Line | Bellota-Weber 230kV line | Rocklin-Pleaseant grove 115kV line |  | 0 | 2 | 0 | 1 | 0 | 0 | -1091.3965 | -623.3241 | 81.4956 | Tesla-Bellota 230 kV line | Bellota-Weber 230kV line | Rocklin-Pleaseant grove 115kV line |  | 5 | 4 | YES | 4 | 1 | 1 | NO | 1
PG&E FRESNO | Gregg | 230 | 0 | 0 | 0 | 0 | 0 | 0 | 0 | 0 | 0 | 0 | 0 | 0 | 0 | 0 | 0 | 0 | 0 | 0 | 0 | 0 | 0 | 0 | 0 | 0 | 0 | 0 | 0 | 0 | 0 | 0 | 0 | 0 | 0 | 0 | 0 | 0 | 0 | 0 | 0 | 0 | 0 | 0 | 0 | 0 | 0 | 1 | 0 | 0 | 0 | 0 | 0 | 0 | 0 | 0 | 0 | 0 | 0 | 0 | 0 | 0 | 0 | 0 | 0 | 0 | 0 | 0 | 0 | 0 | 0 | 0 | 0 | 0 | 0 | 0 | 0 | 0 | 0 | 0 | 1 | 1 | 0 | 1 | 1 | 1 | 0 | 1 | 0 | 1 | 1 | 1 | 0 | 0 | 0 | 0 | 0 | 0 | 0 | 1 |  | 0 | 0 | 0 | 0 | 0 | 0 | 0 | 0 | 0 | 0 | 0 | 0 | 0 | 0 | 0 | 0 | 0 | 170 | 20 | 0 | 0 | 0 | 0 | 0 | 0 | 0 | 0 | 0 | 140 | 1 | 5 | 0 | 5 | 0 | 5 | 0 | -1745.05 | -1701.25 | -1707.7948 | Borden-Storey #1 230kV line | Borden-Storey #1 230kV line | Gates 500/230kV TB #12 |  | 0 | 2 | 0 | 2 | 1 | 0 | -680.5815 | -623.3241 | -210.6574 | Bellota-Weber 230kV line | Bellota-Weber 230kV line | Chowchilla-Le grand 115kV Line |  | 5 | 4 | YES | 4 | 5 | 5 | NO | 5
PG&E FRESNO | Grimmway-Malaga | 115 | 0 | 0 | 0 | 0 | 0 | 0 | 0 | 0 | 0 | 0 | 0 | 0 | 0 | 0 | 0 | 0 | 0 | 0 | 0 | 0 | 0 | 0 | 0 | 0 | 0 | 0 | 0 | 0 | 0 | 0 | 0 | 0 | 0 | 0 | 0 | 0 | 0 | 0 | 0 | 0 | 0 | 0 | 0 | 0 | 0 | 1 | 0 | 0 | 0 | 0 | 0 | 0 | 0 | 0 | 0 | 0 | 0 | 0 | 0 | 0 | 0 | 0 | 0 | 0 | 0 | 0 | 0 | 0 | 0 | 0 | 0 | 0 | 0 | 0 | 0 | 0 | 0 | 0 | 1 | 1 | 0 | 1 | 0 | 0 | 0 | 1 | 0 | 0 | 0 | 1 | 0 | 0 | 0 | 0 | 0 | 0 | 0 | 1 |  | 0 | 0 | 0 | 0 | 0 | 0 | 0 | 0 | 0 | 0 | 0 | 0 | 0 | 0 | 0 | 0 | 0 | 0 | 0 | 0 | 0 | 0 | 0 | 0 | 0 | 0 | 0 | 0 | 0 | 0 | 4 | 0 | 4 | 0 | 4 | 0 | -1745.05 | -1701.25 | -1707.7948 | Borden-Storey #1 230kV line | Borden-Storey #1 230kV line | Gates 500/230kV TB #12 |  | 0 | 2 | 0 | 2 | 0 | 0 | -680.5815 | -623.3241 | 109.8191 | Bellota-Weber 230kV line | Bellota-Weber 230kV line | Tranquility-Helm 230kV Line |  | 5 | 4 | YES | 4 | 5 | 1 | YES | 2
PG&E NGBA | Grizzly | 230 | 0 | 0 | 0 | 0 | 0 | 0 | 0 | 0 | 0 | 0 | 0 | 0 | 0 | 0 | 0 | 0 | 0 | 0 | 0 | 0 | 0 | 0 | 0 | 0 | 0 | 0 | 0 | 0 | 0 | 0 | 0 | 0 | 0 | 0 | 0 | 0 | 0 | 0 | 0 | 1 | 1 | 0 | 1 | 0 | 1 | 1 | 1 | 1 | 0 | 0 | 0 | 0 | 0 | 0 | 0 | 0 | 0 | 0 | 0 | 1 | 1 | 0 | 0 | 0 | 0 | 0 | 0 | 0 | 0 | 0 | 0 | 0 | 0 | 0 | 0 | 0 | 0 | 0 | 0 | 0 | 0 | 0 | 0 | 0 | 0 | 0 | 0 | 0 | 0 | 0 | 0 | 0 | 0 | 0 | 0 | 0 | 0 | 0 |  | 0 | 0 | 0 | 0 | 0 | 0 | 0 | 0 | 0 | 0 | 0 | 0 | 0 | 0 | 0 | 0 | 0 | 0 | 0 | 0 | 0 | 0 | 0 | 0 | 0 | 0 | 0 | 0 | 0 | 0 | 3 | 0 | 1 | 0 | 0 | 0 | -1552.755 | -1083.3241 | 32.84 | Collinsville-Tesla 500 kV Line | Bellota-Weber 230kV line | Woodland- Davis 115kV line |  | 0 | 2 | 0 | 1 | 0 | 0 | -1091.3965 | -623.3241 | 32.84 | Tesla-Bellota 230 kV line | Bellota-Weber 230kV line | Woodland- Davis 115kV line |  | 5 | 4 | YES | 4 | 1 | 1 | NO | 1
PG&E FRESNO | Guernsey | 70 | 0 | 0 | 0 | 0 | 0 | 0 | 0 | 0 | 0 | 0 | 0 | 0 | 0 | 0 | 0 | 0 | 0 | 0 | 0 | 0 | 0 | 0 | 0 | 0 | 0 | 0 | 0 | 0 | 0 | 0 | 0 | 0 | 0 | 0 | 0 | 0 | 0 | 0 | 0 | 0 | 0 | 0 | 0 | 0 | 0 | 1 | 0 | 0 | 0 | 0 | 0 | 0 | 0 | 0 | 0 | 0 | 0 | 0 | 0 | 0 | 0 | 0 | 0 | 0 | 0 | 0 | 0 | 0 | 0 | 0 | 0 | 0 | 0 | 0 | 0 | 0 | 0 | 0 | 1 | 1 | 0 | 1 | 0 | 0 | 0 | 1 | 0 | 0 | 0 | 1 | 0 | 0 | 0 | 0 | 1 | 0 | 0 | 1 |  | 0 | 0 | 0 | 0 | 0 | 0 | 0 | 0 | 0 | 0 | 0 | 0 | 0 | 0 | 0 | 0 | 0 | 0 | 0 | 0 | 0 | 0 | 0 | 7.5 | 0 | 0 | 0 | 0 | 0 | 1 | 5 | 0 | 4 | 0 | 4 | 1 | -1745.05 | -1701.25 | -2088.8969 | Borden-Storey #1 230kV line | Borden-Storey #1 230kV line | Mustang-Henrietta 230 kV line |  | 0 | 2 | 0 | 2 | 0 | 0 | -680.5815 | -623.3241 | 109.8191 | Bellota-Weber 230kV line | Bellota-Weber 230kV line | Tranquility-Helm 230kV Line |  | 5 | 4 | YES | 4 | 5 | 1 | YES | 2
PG&E FRESNO | GWF Hanford | 115 | 0 | 0 | 0 | 0 | 0 | 0 | 0 | 0 | 0 | 0 | 0 | 0 | 0 | 0 | 0 | 0 | 0 | 0 | 0 | 0 | 0 | 0 | 0 | 0 | 0 | 0 | 0 | 0 | 0 | 0 | 0 | 0 | 0 | 0 | 0 | 0 | 0 | 0 | 0 | 0 | 0 | 0 | 0 | 0 | 0 | 1 | 0 | 0 | 0 | 0 | 0 | 0 | 0 | 0 | 0 | 0 | 0 | 0 | 0 | 0 | 0 | 0 | 0 | 0 | 0 | 0 | 0 | 0 | 0 | 0 | 0 | 0 | 0 | 0 | 0 | 0 | 0 | 0 | 1 | 1 | 0 | 1 | 0 | 1 | 0 | 1 | 0 | 0 | 0 | 1 | 0 | 0 | 0 | 0 | 0 | 0 | 0 | 1 |  | 0 | 0 | 0 | 0 | 0 | 0 | 0 | 0 | 0 | 0 | 0 | -99.4 | 0 | 0 | 1 | 0 | 0 | 0 | 0 | 0 | 0 | 0 | 0 | 0 | 0 | 0 | 32 | 0 | 0 | 1 | 5 | 0 | 5 | 0 | 5 | 0 | -1745.05 | -1701.25 | -1707.7948 | Borden-Storey #1 230kV line | Borden-Storey #1 230kV line | Gates 500/230kV TB #12 |  | 0 | 2 | 0 | 2 | 1 | 0 | -680.5815 | -623.3241 | -210.6574 | Bellota-Weber 230kV line | Bellota-Weber 230kV line | Chowchilla-Le grand 115kV Line |  | 5 | 4 | YES | 4 | 5 | 5 | NO | 5
PG&E FRESNO | Haas | 230 | 0 | 0 | 0 | 0 | 0 | 0 | 0 | 0 | 0 | 0 | 0 | 0 | 0 | 0 | 0 | 0 | 0 | 0 | 0 | 0 | 0 | 0 | 0 | 0 | 0 | 0 | 0 | 0 | 0 | 0 | 0 | 0 | 0 | 0 | 0 | 0 | 0 | 0 | 0 | 0 | 0 | 0 | 0 | 0 | 0 | 1 | 0 | 0 | 0 | 0 | 0 | 0 | 0 | 0 | 0 | 0 | 0 | 0 | 0 | 0 | 0 | 0 | 0 | 0 | 0 | 0 | 0 | 0 | 0 | 0 | 0 | 0 | 0 | 0 | 0 | 0 | 0 | 0 | 1 | 1 | 0 | 1 | 0 | 0 | 0 | 1 | 0 | 0 | 0 | 1 | 0 | 0 | 0 | 0 | 0 | 0 | 0 | 1 |  | 0 | 0 | 0 | 0 | 0 | 0 | 0 | 0 | 0 | 0 | 0 | 0 | 0 | 0 | 0 | 0 | 0 | 0 | 0 | 0 | 0 | 0 | 0 | 0 | 0 | 0 | 0 | 0 | 0 | 0 | 4 | 0 | 4 | 0 | 4 | 0 | -1745.05 | -1701.25 | -1707.7948 | Borden-Storey #1 230kV line | Borden-Storey #1 230kV line | Gates 500/230kV TB #12 |  | 0 | 2 | 0 | 2 | 0 | 0 | -680.5815 | -623.3241 | 109.8191 | Bellota-Weber 230kV line | Bellota-Weber 230kV line | Tranquility-Helm 230kV Line |  | 5 | 4 | YES | 4 | 5 | 1 | YES | 2
PG&E FRESNO | Hammonds | 115 | 0 | 0 | 0 | 0 | 0 | 0 | 0 | 0 | 0 | 0 | 0 | 0 | 0 | 0 | 0 | 0 | 0 | 0 | 0 | 0 | 0 | 0 | 0 | 0 | 0 | 0 | 0 | 0 | 0 | 0 | 0 | 0 | 0 | 0 | 0 | 0 | 0 | 0 | 0 | 0 | 0 | 0 | 0 | 0 | 0 | 0 | 0 | 0 | 0 | 0 | 0 | 0 | 0 | 0 | 0 | 0 | 0 | 0 | 0 | 0 | 0 | 0 | 0 | 0 | 0 | 0 | 0 | 0 | 0 | 0 | 0 | 0 | 0 | 0 | 0 | 0 | 0 | 0 | 0 | 1 | 0 | 0 | 0 | 0 | 0 | 1 | 0 | 1 | 0 | 0 | 0 | 0 | 1 | 0 | 0 | 0 | 0 | 1 |  | 0 | 0 | 0 | 0 | 0 | 0 | 0 | 0 | 0 | 0 | 0 | 0 | 0 | 0 | 0 | 0 | 0 | 0 | 0 | 0 | 0 | 0 | 0 | 0 | 0 | 0 | 0 | 0 | 0 | 0 | 1 | 0 | 1 | 0 | 2 | 0 | -399.853 | -457.5793 | -1079.1245 | Gates 500/230kV TB #11 | Gates 500/230kV TB #11 | Gates 500/230kV TB #11 |  | 0 | 0 | 0 | 0 | 1 | 0 | 145.35 | 167.85 | -239.7374 | Oro Loma-El Nido 115kV Line | Oro Loma-El Nido 115kV Line | Oro Loma-El Nido 115kV Line |  | 5 | 1 | YES | 2 | 5 | 5 | NO | 5
SCE Metro | HarborGen | 230 | 0 | 0 | 0 | 0 | 0 | 0 | 0 | 0 | 0 | 1 | 0 | 0 | 0 | 0 | 0 | 0 | 0 | 0 | 0 | 0 | 0 | 0 | 0 | 0 | 0 | 0 | 0 | 0 | 0 | 0 | 0 | 0 | 0 | 0 | 0 | 0 | 0 | 0 | 0 | 0 | 0 | 0 | 0 | 0 | 0 | 0 | 0 | 0 | 0 | 0 | 0 | 0 | 0 | 0 | 0 | 0 | 0 | 0 | 0 | 0 | 0 | 0 | 0 | 0 | 0 | 0 | 0 | 0 | 0 | 0 | 0 | 0 | 0 | 0 | 0 | 0 | 0 | 0 | 0 | 0 | 0 | 0 | 0 | 0 | 0 | 0 | 0 | 0 | 0 | 0 | 0 | 0 | 0 | 0 | 0 | 0 | 0 | 0 |  | 0 | 0 | 0 | 0 | 0 | 0 | 0 | 0 | 0 | 0 | 0 | 0 | 0 | 0 | 0 | 0 | 0 | 0 | 0 | 0 | 0 | 0 | 0 | 0 | 0 | 0 | 0 | 0 | 0 | 0 | 0 | 0 | 0 | 0 | 0 | 0 | 9384.6 | 11197.7 | 14407.5055 | SCE Metro Area Default Constraint | SCE Metro Area Default Constraint | SCE Metro Area Default Constraint |  | 0 | 0 | 0 | 0 | 0 | 0 | 9384.6 | 11197.7 | 14407.5055 | SCE Metro Area Default Constraint | SCE Metro Area Default Constraint | SCE Metro Area Default Constraint |  | 1 | 1 | NO | 1 | 1 | 1 | NO | 1
PG&E NGBA | Harris | 60 | 0 | 0 | 0 | 0 | 0 | 0 | 0 | 0 | 0 | 0 | 0 | 0 | 0 | 0 | 0 | 0 | 0 | 0 | 0 | 0 | 0 | 0 | 0 | 0 | 0 | 0 | 0 | 0 | 0 | 0 | 0 | 0 | 0 | 0 | 0 | 0 | 0 | 0 | 0 | 1 | 0 | 0 | 0 | 0 | 0 | 0 | 0 | 0 | 0 | 0 | 0 | 0 | 0 | 0 | 0 | 0 | 0 | 0 | 0 | 0 | 0 | 0 | 0 | 0 | 0 | 0 | 0 | 0 | 0 | 0 | 0 | 0 | 0 | 0 | 0 | 0 | 0 | 0 | 0 | 0 | 0 | 0 | 0 | 0 | 0 | 0 | 0 | 0 | 0 | 0 | 0 | 0 | 0 | 0 | 0 | 0 | 0 | 0 |  | 0 | 0 | 0 | 0 | 0 | 0 | 0 | 0 | 0 | 0 | 0 | 0 | 0 | 0 | 0 | 0 | 0 | 0 | 0 | 0 | 0 | 0 | 0 | 0 | 0 | 0 | 0 | 0 | 0 | 0 | 1 | 0 | 0 | 0 | 0 | 0 | -1552.755 | 590.186 | 5456.3208 | Collinsville-Tesla 500 kV Line | Collinsville-Tesla 500 kV Line | Collinsville-Tesla 500 kV Line |  | 0 | 0 | 0 | 0 | 0 | 0 | 7092.245 | 9235.186 | 5456.3208 | Collinsville-Tesla 500 kV Line | Collinsville-Tesla 500 kV Line | Collinsville-Tesla 500 kV Line |  | 5 | 1 | YES | 2 | 1 | 1 | NO | 1
EOP | Harry Allen | 500 | 0 | 0 | 0 | 0 | 0 | 0 | 0 | 0 | 0 | 0 | 0 | 0 | 0 | 0 | 0 | 0 | 0 | 0 | 0 | 0 | 0 | 0 | 0 | 1 | 1 | 0 | 0 | 0 | 0 | 0 | 0 | 0 | 0 | 0 | 0 | 0 | 0 | 0 | 0 | 0 | 0 | 0 | 0 | 0 | 0 | 0 | 0 | 0 | 0 | 0 | 0 | 0 | 0 | 0 | 0 | 0 | 0 | 0 | 0 | 0 | 0 | 0 | 0 | 0 | 0 | 0 | 0 | 0 | 0 | 0 | 0 | 0 | 0 | 0 | 0 | 0 | 0 | 0 | 0 | 0 | 0 | 0 | 0 | 0 | 0 | 0 | 0 | 0 | 0 | 0 | 0 | 0 | 0 | 0 | 0 | 0 | 0 | 1 |  | 0 | 0 | 0 | 0 | 0 | 0 | 0 | 0 | 0 | 0 | 0 | 0 | 0 | 0 | 0 | 0 | 0 | 0 | 0 | 1100 | 0 | 0 | 0 | 0 | 0 | 0 | 0 | 0 | 0 | 1 | 1 | 1 | 0 | 0 | 0 | 0 | -2392.615 | 660.59 | 1396.66 | Lugo - Victorville area constraint | Sloan Canyon - Eldorado 500 kV constraint | Sloan Canyon - Eldorado 500 kV constraint |  | 0 | 1 | 0 | 0 | 0 | 0 | -250.55 | 660.59 | 1396.66 | Sloan Canyon - Eldorado 500 kV constraint | Sloan Canyon - Eldorado 500 kV constraint | Sloan Canyon - Eldorado 500 kV constraint |  | 5 | 4 | YES | 4 | 1 | 1 | NO | 1
PG&E NGBA | Hartley | 60 | 0 | 0 | 0 | 0 | 0 | 0 | 0 | 0 | 0 | 0 | 0 | 0 | 0 | 0 | 0 | 0 | 0 | 0 | 0 | 0 | 0 | 0 | 0 | 0 | 0 | 0 | 0 | 0 | 0 | 0 | 0 | 0 | 0 | 0 | 0 | 0 | 0 | 0 | 0 | 1 | 0 | 0 | 0 | 0 | 0 | 0 | 0 | 0 | 0 | 0 | 0 | 0 | 1 | 0 | 0 | 0 | 0 | 0 | 0 | 0 | 0 | 0 | 0 | 0 | 0 | 0 | 1 | 0 | 0 | 0 | 0 | 0 | 0 | 0 | 0 | 0 | 0 | 0 | 0 | 0 | 0 | 0 | 0 | 0 | 0 | 0 | 0 | 0 | 0 | 0 | 0 | 0 | 0 | 0 | 0 | 0 | 0 | 1 |  | 0 | 0 | 0 | 0 | 0 | 0 | 0 | 0 | 0 | 0 | 0 | 0 | 0 | 0 | 0 | 0 | 0 | 0 | 0 | 0 | 0 | 0 | 0 | 0 | 0 | 0 | 0 | 0 | 0 | 0 | 2 | 0 | 1 | 0 | 0 | 0 | -1552.755 | -150.277 | 634.382 | Collinsville-Tesla 500 kV Line | Birds Landing-Contra Costa 230kV Line | Birds Landing-Contra Costa 230kV Line |  | 0 | 0 | 0 | 0 | 0 | 0 | 1338.475 | 1615.723 | 634.382 | Birds Landing-Contra Costa 230kV Line | Birds Landing-Contra Costa 230kV Line | Birds Landing-Contra Costa 230kV Line |  | 5 | 1 | YES | 2 | 1 | 1 | NO | 1
SCE NOL | Harvard | 115 | 0 | 0 | 0 | 0 | 0 | 0 | 0 | 0 | 0 | 0 | 0 | 1 | 1 | 1 | 0 | 0 | 0 | 0 | 0 | 0 | 0 | 0 | 0 | 0 | 0 | 0 | 0 | 0 | 0 | 0 | 0 | 0 | 0 | 0 | 0 | 0 | 0 | 0 | 0 | 0 | 0 | 0 | 0 | 0 | 0 | 0 | 0 | 0 | 0 | 0 | 0 | 0 | 0 | 0 | 0 | 0 | 0 | 0 | 0 | 0 | 0 | 0 | 0 | 0 | 0 | 0 | 0 | 0 | 0 | 0 | 0 | 0 | 0 | 0 | 0 | 0 | 0 | 0 | 0 | 0 | 0 | 0 | 0 | 0 | 0 | 0 | 0 | 0 | 0 | 0 | 0 | 0 | 0 | 0 | 0 | 0 | 0 | 3 |  | 0 | 0 | 0 | 0 | 0 | 0 | 0 | 0 | 0 | 0 | 0 | 0 | 0 | 0 | 0 | 0 | 0 | 0 | 0 | 0 | 0 | 0 | 0 | 0 | 0 | 0 | 0 | 0 | 0 | 0 | 0 | 2 | 0 | 2 | 0 | 0 | -96.42 | -45.65 | 1021.4838 | South of Kramer Area Constraint | South of Kramer Area Constraint | South of Kramer Area Constraint |  | 0 | 2 | 0 | 2 | 0 | 0 | -96.42 | -45.65 | 1021.4838 | South of Kramer Area Constraint | South of Kramer Area Constraint | South of Kramer Area Constraint |  | 3 | 3 | NO | 3 | 1 | 1 | NO | 1
SDGE | Hassayampa | 500 | 0 | 0 | 0 | 0 | 0 | 0 | 0 | 0 | 0 | 0 | 0 | 0 | 0 | 0 | 0 | 0 | 0 | 1 | 0 | 0 | 0 | 0 | 0 | 0 | 1 | 0 | 0 | 0 | 0 | 0 | 0 | 1 | 0 | 0 | 0 | 0 | 0 | 0 | 0 | 0 | 0 | 0 | 0 | 0 | 0 | 0 | 0 | 0 | 0 | 0 | 0 | 0 | 0 | 0 | 0 | 0 | 0 | 0 | 0 | 0 | 0 | 0 | 0 | 0 | 0 | 0 | 0 | 0 | 0 | 0 | 0 | 0 | 0 | 0 | 0 | 0 | 0 | 0 | 0 | 0 | 0 | 0 | 0 | 0 | 0 | 0 | 0 | 0 | 0 | 0 | 0 | 0 | 0 | 0 | 0 | 0 | 0 | 2 |  | 0 | 0 | 0 | 0 | 0 | 0 | 0 | 0 | 0 | 0 | 0 | 0 | 0 | 0 | 0 | 0 | 0 | 0 | 0 | 0 | 0 | 0 | 0 | 0 | 300 | 380 | 95 | 90 | 0 | 1 | 1 | 0 | 0 | 0 | 0 | 0 | -2392.615 | 1442.61 | 3998.075 | Lugo - Victorville area constraint | Lugo - Victorville area constraint | Devers-Red Bluff Constraint |  | 0 | 0 | 0 | 0 | 0 | 0 | 1317.02 | 2211.125 | 3998.075 | Devers-Red Bluff Constraint | East of Miguel constraint | Devers-Red Bluff Constraint |  | 5 | 1 | YES | 2 | 1 | 1 | NO | 1
PG&E FRESNO | Helm | 230 | 0 | 0 | 0 | 0 | 0 | 0 | 0 | 0 | 0 | 0 | 0 | 0 | 0 | 0 | 0 | 0 | 0 | 0 | 0 | 0 | 0 | 0 | 0 | 0 | 0 | 0 | 0 | 0 | 0 | 0 | 0 | 0 | 0 | 0 | 0 | 0 | 0 | 0 | 0 | 0 | 0 | 0 | 0 | 0 | 0 | 1 | 0 | 0 | 0 | 0 | 0 | 0 | 0 | 0 | 0 | 0 | 0 | 0 | 0 | 0 | 0 | 0 | 0 | 0 | 0 | 0 | 0 | 0 | 0 | 0 | 0 | 0 | 0 | 0 | 0 | 0 | 0 | 0 | 1 | 1 | 0 | 1 | 0 | 0 | 0 | 1 | 0 | 0 | 0 | 1 | 0 | 0 | 0 | 0 | 0 | 0 | 0 | 1 |  | 0 | 0 | 0 | 0 | 0 | 0 | 0 | 0 | 0 | 0 | 0 | 0 | 0 | 0 | 0 | 0 | 0 | 0 | 0 | 0 | 0 | 0 | 0 | 0 | 100 | 200 | 0 | 80 | 0 | 1 | 4 | 0 | 4 | 0 | 4 | 0 | -1745.05 | -1701.25 | -1707.7948 | Borden-Storey #1 230kV line | Borden-Storey #1 230kV line | Gates 500/230kV TB #12 |  | 0 | 2 | 0 | 2 | 0 | 0 | -680.5815 | -623.3241 | 109.8191 | Bellota-Weber 230kV line | Bellota-Weber 230kV line | Tranquility-Helm 230kV Line |  | 5 | 4 | YES | 4 | 5 | 1 | YES | 2
PG&E FRESNO | Helm | 70 | 0 | 0 | 0 | 0 | 0 | 0 | 0 | 0 | 0 | 0 | 0 | 0 | 0 | 0 | 0 | 0 | 0 | 0 | 0 | 0 | 0 | 0 | 0 | 0 | 0 | 0 | 0 | 0 | 0 | 0 | 0 | 0 | 0 | 0 | 0 | 0 | 0 | 0 | 0 | 0 | 0 | 0 | 0 | 0 | 0 | 0 | 0 | 0 | 0 | 0 | 0 | 0 | 0 | 0 | 0 | 0 | 0 | 0 | 0 | 0 | 0 | 0 | 0 | 0 | 0 | 0 | 0 | 0 | 0 | 0 | 0 | 0 | 0 | 0 | 0 | 0 | 0 | 0 | 0 | 1 | 0 | 1 | 0 | 0 | 0 | 1 | 0 | 0 | 0 | 0 | 0 | 1 | 0 | 0 | 0 | 0 | 0 | 1 |  | 0 | 0 | 0 | 0 | 0 | 0 | 0 | 0 | 0 | 0 | 0 | 0 | 0 | 0 | 0 | 0 | 0 | 0 | 0 | 0 | 0 | 0 | 0 | 0 | 0 | 0 | 0 | 0 | 0 | 0 | 2 | 0 | 2 | 0 | 2 | 0 | -517.15 | -565.905 | -1079.1245 | Tranquility-Helm 230kV Line | Tranquility-Helm 230kV Line | Gates 500/230kV TB #11 |  | 0 | 0 | 0 | 0 | 0 | 0 | 2.25 | 16.95 | 107.7 | Helm 230/70kV TB #1 | Helm 230/70kV TB #1 | Helm 230/70kV TB #1 |  | 5 | 1 | YES | 2 | 5 | 1 | YES | 2
PG&E FRESNO | Henrietta | 115 | 0 | 0 | 0 | 0 | 0 | 0 | 0 | 0 | 0 | 0 | 0 | 0 | 0 | 0 | 0 | 0 | 0 | 0 | 0 | 0 | 0 | 0 | 0 | 0 | 0 | 0 | 0 | 0 | 0 | 0 | 0 | 0 | 0 | 0 | 0 | 0 | 0 | 0 | 0 | 0 | 0 | 0 | 0 | 0 | 0 | 0 | 0 | 0 | 0 | 0 | 0 | 0 | 0 | 0 | 0 | 0 | 0 | 0 | 0 | 0 | 0 | 0 | 0 | 0 | 0 | 0 | 0 | 0 | 1 | 0 | 0 | 0 | 0 | 0 | 0 | 0 | 0 | 0 | 0 | 1 | 0 | 1 | 0 | 0 | 0 | 1 | 0 | 0 | 0 | 0 | 0 | 0 | 0 | 0 | 0 | 0 | 0 | 1 |  | 0 | 0 | 0 | 0 | 0 | 0 | 0 | 0 | 0 | 0 | 0 | 0 | 0 | 0 | 0 | 0 | 0 | 0 | 0 | 0 | 0 | 0 | 0 | 0 | 0 | 0 | 0 | 0 | 0 | 0 | 2 | 0 | 2 | 0 | 2 | 0 | -517.15 | -565.905 | -1079.1245 | Tranquility-Helm 230kV Line | Tranquility-Helm 230kV Line | Gates 500/230kV TB #11 |  | 0 | 0 | 0 | 0 | 0 | 0 | 1341.25 | 1249.45 | 109.8191 | Gates-Arco 230 kV Line | Gates-Arco 230 kV Line | Tranquility-Helm 230kV Line |  | 5 | 1 | YES | 2 | 5 | 1 | YES | 2
PG&E FRESNO | Henrietta | 230 | 0 | 0 | 0 | 0 | 0 | 0 | 0 | 0 | 0 | 0 | 0 | 0 | 0 | 0 | 0 | 0 | 0 | 0 | 0 | 0 | 0 | 0 | 0 | 0 | 0 | 0 | 0 | 0 | 0 | 0 | 0 | 0 | 0 | 0 | 0 | 0 | 0 | 0 | 0 | 0 | 0 | 0 | 0 | 0 | 0 | 0 | 0 | 0 | 0 | 0 | 0 | 0 | 0 | 0 | 0 | 0 | 0 | 0 | 0 | 0 | 0 | 0 | 0 | 0 | 0 | 0 | 0 | 0 | 1 | 0 | 0 | 0 | 0 | 0 | 0 | 0 | 0 | 0 | 0 | 1 | 0 | 1 | 0 | 0 | 0 | 0 | 0 | 0 | 0 | 0 | 0 | 0 | 0 | 0 | 0 | 0 | 0 | 0 |  | 0 | 0 | 0 | 0 | 0 | 0 | 0 | 0 | 0 | 0 | 0 | 0 | 0 | 0 | 0 | 0 | 0 | 0 | 0 | 0 | 0 | 0 | 0 | 0 | 100 | 200 | 0 | 80 | 0 | 1 | 2 | 0 | 2 | 0 | 2 | 0 | -517.15 | -565.905 | -1079.1245 | Tranquility-Helm 230kV Line | Tranquility-Helm 230kV Line | Gates 500/230kV TB #11 |  | 0 | 0 | 0 | 0 | 0 | 0 | 1341.25 | 1249.45 | 109.8191 | Gates-Arco 230 kV Line | Gates-Arco 230 kV Line | Tranquility-Helm 230kV Line |  | 5 | 1 | YES | 2 | 5 | 1 | YES | 2
PG&E FRESNO | Henrietta | 70 | 0 | 0 | 0 | 0 | 0 | 0 | 0 | 0 | 0 | 0 | 0 | 0 | 0 | 0 | 0 | 0 | 0 | 0 | 0 | 0 | 0 | 0 | 0 | 0 | 0 | 0 | 0 | 0 | 0 | 0 | 0 | 0 | 0 | 0 | 0 | 0 | 0 | 0 | 0 | 0 | 0 | 0 | 0 | 0 | 0 | 1 | 0 | 0 | 0 | 0 | 0 | 0 | 0 | 0 | 0 | 0 | 0 | 0 | 0 | 0 | 0 | 0 | 0 | 0 | 0 | 0 | 0 | 0 | 0 | 0 | 0 | 0 | 0 | 0 | 0 | 0 | 0 | 0 | 1 | 0 | 0 | 1 | 0 | 0 | 0 | 1 | 0 | 0 | 0 | 1 | 0 | 0 | 0 | 0 | 1 | 0 | 0 | 1 |  | 0 | 0 | 0 | 0 | 0 | 0 | 0 | 0 | 0 | 0 | 0 | -99.4 | 0 | 0 | 1 | 0 | 0 | 0 | 0 | 0 | 0 | 0 | 0 | 3 | 0 | 0 | 73.8 | 0 | 0 | 1 | 4 | 0 | 3 | 0 | 3 | 1 | -1745.05 | -1701.25 | -2088.8969 | Borden-Storey #1 230kV line | Borden-Storey #1 230kV line | Mustang-Henrietta 230 kV line |  | 0 | 2 | 0 | 2 | 0 | 0 | -680.5815 | -623.3241 | 109.8191 | Bellota-Weber 230kV line | Bellota-Weber 230kV line | Tranquility-Helm 230kV Line |  | 5 | 4 | YES | 4 | 5 | 1 | YES | 2
PG&E FRESNO | Herndon | 115 | 0 | 0 | 0 | 0 | 0 | 0 | 0 | 0 | 0 | 0 | 0 | 0 | 0 | 0 | 0 | 0 | 0 | 0 | 0 | 0 | 0 | 0 | 0 | 0 | 0 | 0 | 0 | 0 | 0 | 0 | 0 | 0 | 0 | 0 | 0 | 0 | 0 | 0 | 0 | 0 | 0 | 0 | 0 | 0 | 0 | 0 | 0 | 0 | 0 | 0 | 0 | 0 | 0 | 0 | 0 | 0 | 0 | 0 | 0 | 0 | 0 | 0 | 0 | 0 | 0 | 0 | 0 | 0 | 0 | 0 | 0 | 0 | 0 | 0 | 0 | 0 | 0 | 0 | 0 | 1 | 0 | 1 | 1 | 1 | 0 | 1 | 0 | 1 | 0 | 0 | 0 | 0 | 1 | 0 | 0 | 0 | 0 | 1 |  | 0 | 0 | 0 | 0 | 0 | 0 | 0 | 0 | 0 | 0 | 0 | 0 | 0 | 0 | 0 | 0 | 0 | 0 | 0 | 0 | 0 | 0 | 0 | 0 | 0 | 0 | 0 | 0 | 0 | 0 | 3 | 0 | 3 | 0 | 4 | 0 | -724.15 | -774.45 | -1079.1245 | Chowchilla-Le grand 115kV Line | Chowchilla-Le grand 115kV Line | Gates 500/230kV TB #11 |  | 0 | 0 | 0 | 0 | 2 | 0 | 145.35 | 167.85 | -239.7374 | Oro Loma-El Nido 115kV Line | Oro Loma-El Nido 115kV Line | Oro Loma-El Nido 115kV Line |  | 5 | 1 | YES | 2 | 5 | 5 | NO | 5
PG&E FRESNO | Herndon | 230 | 0 | 0 | 0 | 0 | 0 | 0 | 0 | 0 | 0 | 0 | 0 | 0 | 0 | 0 | 0 | 0 | 0 | 0 | 0 | 0 | 0 | 0 | 0 | 0 | 0 | 0 | 0 | 0 | 0 | 0 | 0 | 0 | 0 | 0 | 0 | 0 | 0 | 0 | 0 | 0 | 0 | 0 | 0 | 0 | 0 | 0 | 0 | 0 | 0 | 0 | 0 | 0 | 0 | 0 | 0 | 0 | 0 | 0 | 0 | 1 | 0 | 0 | 0 | 0 | 0 | 0 | 0 | 0 | 0 | 0 | 0 | 0 | 0 | 0 | 0 | 0 | 0 | 0 | 0 | 1 | 0 | 1 | 1 | 1 | 0 | 1 | 0 | 1 | 0 | 0 | 0 | 0 | 1 | 0 | 0 | 0 | 0 | 1 |  | 0 | 1.9 | 0 | 0 | 0 | 0 | 0 | 0 | 0 | 0 | 0 | 0 | 0 | 0 | 1 | 0 | 1.9 | 0 | 0 | 0 | 0 | 0 | 0 | 0 | 0 | 0 | 0 | 0 | 0 | 1 | 4 | 0 | 3 | 0 | 4 | 0 | -1391.3965 | -774.45 | -1079.1245 | Tesla-Bellota 230 kV line | Chowchilla-Le grand 115kV Line | Gates 500/230kV TB #11 |  | 0 | 1 | 0 | 0 | 2 | 0 | -1091.3965 | 167.85 | -239.7374 | Tesla-Bellota 230 kV line | Oro Loma-El Nido 115kV Line | Oro Loma-El Nido 115kV Line |  | 5 | 4 | YES | 4 | 5 | 5 | NO | 5
PG&E GBA | Hicks | 230 | 0 | 0 | 0 | 0 | 0 | 0 | 0 | 0 | 0 | 0 | 0 | 0 | 0 | 0 | 0 | 0 | 0 | 0 | 0 | 0 | 0 | 0 | 0 | 0 | 0 | 0 | 0 | 0 | 0 | 0 | 0 | 0 | 0 | 0 | 0 | 0 | 0 | 0 | 0 | 0 | 0 | 0 | 0 | 0 | 0 | 0 | 0 | 0 | 0 | 0 | 0 | 0 | 1 | 0 | 0 | 0 | 0 | 0 | 0 | 1 | 0 | 0 | 0 | 0 | 0 | 0 | 0 | 0 | 0 | 0 | 0 | 0 | 0 | 0 | 0 | 0 | 0 | 0 | 0 | 0 | 0 | 0 | 0 | 0 | 0 | 0 | 0 | 0 | 0 | 0 | 0 | 0 | 0 | 0 | 0 | 0 | 1 | 1 |  | 0 | 0 | 0 | 0 | 0 | 0 | 0 | 0 | 0 | 0 | 0 | 0 | 0 | 0 | 0 | 0 | 0 | 0 | 0 | 0 | 0 | 0 | 0 | 0 | 0 | 0 | 0 | 0 | 0 | 0 | 1 | 0 | 0 | 0 | 0 | 0 | -1391.3965 | 675.6364 | 3949.977 | Tesla-Bellota 230 kV line | Tesla-Bellota 230 kV line | Tesla-Bellota 230 kV line |  | 0 | 1 | 0 | 0 | 0 | 0 | -1091.3965 | 975.6364 | 3949.977 | Tesla-Bellota 230 kV line | Tesla-Bellota 230 kV line | Tesla-Bellota 230 kV line |  | 5 | 4 | YES | 4 | 1 | 1 | NO | 1
PG&E NGBA | Higgins | 115 | 0 | 0 | 0 | 0 | 0 | 0 | 0 | 0 | 0 | 0 | 0 | 0 | 0 | 0 | 0 | 0 | 0 | 0 | 0 | 0 | 0 | 0 | 0 | 0 | 0 | 0 | 0 | 0 | 0 | 0 | 0 | 0 | 0 | 0 | 0 | 0 | 0 | 0 | 0 | 1 | 0 | 0 | 1 | 0 | 0 | 1 | 1 | 1 | 0 | 0 | 0 | 0 | 0 | 0 | 0 | 0 | 0 | 0 | 0 | 1 | 1 | 0 | 0 | 0 | 0 | 0 | 0 | 0 | 0 | 0 | 0 | 0 | 0 | 0 | 0 | 0 | 0 | 0 | 0 | 0 | 0 | 0 | 0 | 0 | 0 | 0 | 0 | 0 | 0 | 0 | 0 | 0 | 0 | 0 | 0 | 0 | 0 | 0 |  | 0 | 0 | 0 | 0 | 0 | 0 | 0 | 0 | 0 | 0 | 0 | 0 | 0 | 0 | 0 | 0 | 0 | 0 | 0 | 0 | 0 | 0 | 0 | 0 | 0 | 0 | 0 | 0 | 0 | 0 | 3 | 0 | 1 | 0 | 0 | 0 | -1552.755 | -1083.3241 | 329.548 | Collinsville-Tesla 500 kV Line | Bellota-Weber 230kV line | Bell-Placer 115kV Line |  | 0 | 2 | 0 | 1 | 0 | 0 | -1091.3965 | -623.3241 | 329.548 | Tesla-Bellota 230 kV line | Bellota-Weber 230kV line | Bell-Placer 115kV Line |  | 5 | 4 | YES | 4 | 1 | 1 | NO | 1
PG&E NGBA | Hilltop | 345 | 0 | 0 | 0 | 0 | 0 | 0 | 0 | 0 | 0 | 0 | 0 | 0 | 0 | 0 | 0 | 0 | 0 | 0 | 0 | 0 | 0 | 0 | 0 | 0 | 0 | 0 | 0 | 0 | 0 | 0 | 0 | 0 | 0 | 0 | 0 | 0 | 0 | 0 | 0 | 1 | 0 | 0 | 0 | 0 | 0 | 0 | 0 | 0 | 0 | 0 | 0 | 0 | 0 | 0 | 0 | 0 | 0 | 0 | 0 | 0 | 0 | 0 | 0 | 0 | 0 | 0 | 0 | 0 | 0 | 0 | 0 | 0 | 0 | 0 | 0 | 0 | 0 | 0 | 0 | 0 | 0 | 0 | 0 | 0 | 0 | 0 | 0 | 0 | 0 | 0 | 0 | 0 | 0 | 0 | 0 | 0 | 0 | 0 |  | 0 | 0 | 0 | 0 | 0 | 0 | 0 | 0 | 0 | 0 | 0 | 0 | 0 | 0 | 0 | 0 | 0 | 150 | 0 | 0 | 0 | 0 | 0 | 0 | 0 | 0 | 0 | 0 | 0 | 1 | 1 | 0 | 0 | 0 | 0 | 0 | -1552.755 | 590.186 | 5456.3208 | Collinsville-Tesla 500 kV Line | Collinsville-Tesla 500 kV Line | Collinsville-Tesla 500 kV Line |  | 0 | 0 | 0 | 0 | 0 | 0 | 7092.245 | 9235.186 | 5456.3208 | Collinsville-Tesla 500 kV Line | Collinsville-Tesla 500 kV Line | Collinsville-Tesla 500 kV Line |  | 5 | 1 | YES | 2 | 1 | 1 | NO | 1
SCE Metro | Hinson | 230 | 0 | 0 | 0 | 0 | 0 | 0 | 0 | 0 | 1 | 1 | 0 | 0 | 0 | 0 | 0 | 0 | 0 | 0 | 0 | 0 | 0 | 0 | 0 | 0 | 0 | 0 | 0 | 0 | 0 | 0 | 0 | 0 | 0 | 0 | 0 | 0 | 0 | 0 | 0 | 0 | 0 | 0 | 0 | 0 | 0 | 0 | 0 | 0 | 0 | 0 | 0 | 0 | 0 | 0 | 0 | 0 | 0 | 0 | 0 | 0 | 0 | 0 | 0 | 0 | 0 | 0 | 0 | 0 | 0 | 0 | 0 | 0 | 0 | 0 | 0 | 0 | 0 | 0 | 0 | 0 | 0 | 0 | 0 | 0 | 0 | 0 | 0 | 0 | 0 | 0 | 0 | 0 | 0 | 0 | 0 | 0 | 0 | 0 |  | 0 | -5.6 | 0 | 0 | 0 | 0 | 0 | 0 | 0 | 0 | 0 | 0 | 0 | 0 | 1 | 0 | 0 | 0 | 0 | 0 | 0 | 0 | 0 | 3.08 | 0 | 0 | 525 | 0 | 0 | 1 | 0 | 0 | 0 | 0 | 0 | 0 | 1825 | 2262.5 | 3569.6408 | Hinson - Del Amo Constraint | Hinson - Del Amo Constraint | Hinson - Del Amo Constraint |  | 0 | 0 | 0 | 0 | 0 | 0 | 1825 | 2262.5 | 3569.6408 | Hinson - Del Amo Constraint | Hinson - Del Amo Constraint | Hinson - Del Amo Constraint |  | 1 | 1 | NO | 1 | 1 | 1 | NO | 1
PG&E GBA | Hollister | 115 | 0 | 0 | 0 | 0 | 0 | 0 | 0 | 0 | 0 | 0 | 0 | 0 | 0 | 0 | 0 | 0 | 0 | 0 | 0 | 0 | 0 | 0 | 0 | 0 | 0 | 0 | 0 | 0 | 0 | 0 | 0 | 0 | 0 | 0 | 0 | 0 | 0 | 0 | 0 | 0 | 0 | 0 | 0 | 0 | 0 | 0 | 0 | 0 | 0 | 0 | 0 | 0 | 0 | 0 | 0 | 1 | 0 | 0 | 0 | 1 | 0 | 0 | 0 | 0 | 1 | 0 | 0 | 0 | 0 | 0 | 0 | 0 | 0 | 0 | 0 | 0 | 0 | 0 | 0 | 0 | 0 | 0 | 0 | 0 | 0 | 0 | 0 | 0 | 0 | 0 | 0 | 0 | 0 | 0 | 0 | 0 | 1 | 0 |  | 0 | 0 | 0 | 0 | 0 | 0 | 0 | 0 | 0 | 0 | 0 | 0 | 0 | 0 | 0 | 0 | 0 | 0 | 0 | 0 | 0 | 0 | 0 | 0 | 0 | 0 | 0 | 10 | 0 | 1 | 2 | 0 | 0 | 0 | 0 | 0 | -1391.3965 | 344.91 | 296.38 | Tesla-Bellota 230 kV line | Morganhill-Metcalf 115kV Line | Morganhill-Metcalf 115kV Line |  | 0 | 1 | 0 | 0 | 0 | 0 | -1091.3965 | 344.91 | 296.38 | Tesla-Bellota 230 kV line | Morganhill-Metcalf 115kV Line | Morganhill-Metcalf 115kV Line |  | 5 | 4 | YES | 4 | 1 | 1 | NO | 1
PG&E NGBA | Homestake | 115 | 0 | 0 | 0 | 0 | 0 | 0 | 0 | 0 | 0 | 0 | 0 | 0 | 0 | 0 | 0 | 0 | 0 | 0 | 0 | 0 | 0 | 0 | 0 | 0 | 0 | 0 | 0 | 0 | 0 | 0 | 0 | 0 | 0 | 0 | 0 | 0 | 0 | 0 | 0 | 1 | 0 | 1 | 0 | 0 | 0 | 0 | 0 | 0 | 0 | 0 | 0 | 0 | 1 | 0 | 1 | 1 | 0 | 0 | 0 | 0 | 0 | 0 | 0 | 0 | 0 | 0 | 1 | 0 | 0 | 0 | 0 | 0 | 0 | 0 | 0 | 0 | 0 | 0 | 0 | 0 | 0 | 0 | 0 | 0 | 0 | 0 | 0 | 0 | 0 | 0 | 0 | 0 | 0 | 0 | 0 | 0 | 0 | 1 |  | 0 | 0 | 0 | 0 | 0 | 0 | 0 | 0 | 0 | 0 | 0 | 0 | 0 | 0 | 0 | 0 | 0 | 0 | 0 | 0 | 0 | 0 | 0 | 0 | 0 | 0 | 0 | 0 | 0 | 0 | 3 | 0 | 1 | 0 | 0 | 0 | -1552.755 | -150.277 | 634.382 | Collinsville-Tesla 500 kV Line | Birds Landing-Contra Costa 230kV Line | Birds Landing-Contra Costa 230kV Line |  | 0 | 0 | 0 | 0 | 0 | 0 | 733.3 | 787.18 | 634.382 | Cortina-Eagle Rock 115 kV line | Cortina-Eagle Rock 115 kV line | Birds Landing-Contra Costa 230kV Line |  | 5 | 1 | YES | 2 | 1 | 1 | NO | 1
PG&E NGBA | Honcut | 115 | 0 | 0 | 0 | 0 | 0 | 0 | 0 | 0 | 0 | 0 | 0 | 0 | 0 | 0 | 0 | 0 | 0 | 0 | 0 | 0 | 0 | 0 | 0 | 0 | 0 | 0 | 0 | 0 | 0 | 0 | 0 | 0 | 0 | 0 | 0 | 0 | 0 | 0 | 0 | 1 | 0 | 0 | 0 | 0 | 1 | 1 | 1 | 1 | 0 | 0 | 0 | 0 | 0 | 0 | 0 | 0 | 0 | 0 | 0 | 1 | 1 | 0 | 0 | 0 | 0 | 0 | 0 | 0 | 0 | 0 | 0 | 0 | 0 | 0 | 0 | 0 | 0 | 0 | 0 | 0 | 0 | 0 | 0 | 0 | 0 | 0 | 0 | 0 | 0 | 0 | 0 | 0 | 0 | 0 | 0 | 0 | 0 | 0 |  | 0 | 0 | 0 | 0 | 0 | 0 | 0 | 0 | 0 | 0 | 0 | 0 | 0 | 0 | 0 | 0 | 0 | 0 | 0 | 0 | 0 | 0 | 0 | 0 | 0 | 0 | 0 | 0 | 0 | 0 | 3 | 0 | 1 | 0 | 0 | 0 | -1552.755 | -1083.3241 | 81.4956 | Collinsville-Tesla 500 kV Line | Bellota-Weber 230kV line | Rocklin-Pleaseant grove 115kV line |  | 0 | 2 | 0 | 1 | 0 | 0 | -1091.3965 | -623.3241 | 81.4956 | Tesla-Bellota 230 kV line | Bellota-Weber 230kV line | Rocklin-Pleaseant grove 115kV line |  | 5 | 4 | YES | 4 | 1 | 1 | NO | 1
SDGE | Hoodoo Wash | 500 | 0 | 0 | 0 | 0 | 0 | 0 | 0 | 0 | 0 | 0 | 0 | 0 | 0 | 0 | 0 | 0 | 0 | 0 | 0 | 0 | 0 | 0 | 0 | 0 | 1 | 0 | 0 | 0 | 0 | 0 | 0 | 1 | 1 | 0 | 0 | 0 | 0 | 0 | 0 | 0 | 0 | 0 | 0 | 0 | 0 | 0 | 0 | 0 | 0 | 0 | 0 | 0 | 0 | 0 | 0 | 0 | 0 | 0 | 0 | 0 | 0 | 0 | 0 | 0 | 0 | 0 | 0 | 0 | 0 | 0 | 0 | 0 | 0 | 0 | 0 | 0 | 0 | 0 | 0 | 0 | 0 | 0 | 0 | 0 | 0 | 0 | 0 | 0 | 0 | 0 | 0 | 0 | 0 | 0 | 0 | 0 | 0 | 2 |  | 0 | 0 | 0 | 0 | 0 | 0 | 0 | 0 | 0 | 0 | -200 | -100 | 0 | 0 | 1 | 0 | 0 | 0 | 0 | 0 | 0 | 0 | 0 | 0 | 237.5 | 729 | 447.5 | 50 | 0 | 1 | 1 | 0 | 0 | 0 | 0 | 0 | -2392.615 | 1442.61 | 4165.195 | Lugo - Victorville area constraint | Lugo - Victorville area constraint | Lugo - Victorville area constraint |  | 0 | 0 | 0 | 0 | 0 | 0 | 246.81 | 1766.905 | 4556.585 | San Luis Rey-San Onofre 230 kV line constraint | San Luis Rey-San Onofre 230 kV line constraint | East of Miguel constraint |  | 5 | 1 | YES | 2 | 1 | 1 | NO | 1
PG&E NGBA | Hopland | 115 | 0 | 0 | 0 | 0 | 0 | 0 | 0 | 0 | 0 | 0 | 0 | 0 | 0 | 0 | 0 | 0 | 0 | 0 | 0 | 0 | 0 | 0 | 0 | 0 | 0 | 0 | 0 | 0 | 0 | 0 | 0 | 0 | 0 | 0 | 0 | 0 | 0 | 0 | 0 | 1 | 0 | 0 | 0 | 0 | 0 | 0 | 0 | 0 | 0 | 0 | 0 | 0 | 1 | 0 | 0 | 0 | 0 | 0 | 0 | 0 | 0 | 0 | 0 | 0 | 0 | 0 | 1 | 0 | 0 | 0 | 0 | 0 | 0 | 0 | 0 | 0 | 0 | 0 | 0 | 0 | 0 | 0 | 0 | 0 | 0 | 0 | 0 | 0 | 0 | 0 | 0 | 0 | 0 | 0 | 0 | 0 | 0 | 1 |  | 0 | 0 | 0 | 0 | 0 | 0 | 0 | 0 | 0 | 0 | 0 | 0 | 0 | 0 | 0 | 0 | 0 | 0 | 0 | 0 | 0 | 0 | 0 | 0 | 0 | 0 | 0 | 0 | 0 | 0 | 2 | 0 | 1 | 0 | 0 | 0 | -1552.755 | -150.277 | 634.382 | Collinsville-Tesla 500 kV Line | Birds Landing-Contra Costa 230kV Line | Birds Landing-Contra Costa 230kV Line |  | 0 | 0 | 0 | 0 | 0 | 0 | 1338.475 | 1615.723 | 634.382 | Birds Landing-Contra Costa 230kV Line | Birds Landing-Contra Costa 230kV Line | Birds Landing-Contra Costa 230kV Line |  | 5 | 1 | YES | 2 | 1 | 1 | NO | 1
PG&E NGBA | Hopland | 60 | 0 | 0 | 0 | 0 | 0 | 0 | 0 | 0 | 0 | 0 | 0 | 0 | 0 | 0 | 0 | 0 | 0 | 0 | 0 | 0 | 0 | 0 | 0 | 0 | 0 | 0 | 0 | 0 | 0 | 0 | 0 | 0 | 0 | 0 | 0 | 0 | 0 | 0 | 0 | 1 | 0 | 0 | 0 | 0 | 0 | 0 | 0 | 0 | 0 | 0 | 0 | 0 | 1 | 0 | 0 | 0 | 0 | 0 | 0 | 0 | 0 | 0 | 0 | 0 | 0 | 0 | 1 | 0 | 0 | 0 | 0 | 0 | 0 | 0 | 0 | 0 | 0 | 0 | 0 | 0 | 0 | 0 | 0 | 0 | 0 | 0 | 0 | 0 | 0 | 0 | 0 | 0 | 0 | 0 | 0 | 0 | 0 | 1 |  | 0 | 0 | 0 | 0 | 0 | 0 | 0 | 0 | 0 | 0 | 0 | 0 | 0 | 0 | 0 | 0 | 0 | 0 | 0 | 0 | 0 | 0 | 0 | 0 | 0 | 0 | 0 | 0 | 0 | 0 | 2 | 0 | 1 | 0 | 0 | 0 | -1552.755 | -150.277 | 634.382 | Collinsville-Tesla 500 kV Line | Birds Landing-Contra Costa 230kV Line | Birds Landing-Contra Costa 230kV Line |  | 0 | 0 | 0 | 0 | 0 | 0 | 1338.475 | 1615.723 | 634.382 | Birds Landing-Contra Costa 230kV Line | Birds Landing-Contra Costa 230kV Line | Birds Landing-Contra Costa 230kV Line |  | 5 | 1 | YES | 2 | 1 | 1 | NO | 1
PG&E NGBA | Humboldt | 115 | 0 | 0 | 0 | 0 | 0 | 0 | 0 | 0 | 0 | 0 | 0 | 0 | 0 | 0 | 0 | 0 | 0 | 0 | 0 | 0 | 0 | 0 | 0 | 0 | 0 | 0 | 0 | 0 | 0 | 0 | 0 | 0 | 0 | 0 | 0 | 0 | 0 | 0 | 0 | 1 | 0 | 0 | 0 | 0 | 0 | 0 | 0 | 0 | 0 | 0 | 0 | 0 | 0 | 0 | 0 | 0 | 0 | 0 | 0 | 0 | 0 | 0 | 0 | 0 | 0 | 0 | 0 | 0 | 0 | 0 | 0 | 0 | 0 | 0 | 0 | 0 | 0 | 0 | 0 | 0 | 0 | 0 | 0 | 0 | 0 | 0 | 0 | 0 | 0 | 0 | 0 | 0 | 0 | 0 | 0 | 0 | 0 | 0 |  | 0 | 0 | 0 | 0 | 0 | 0 | 0 | 0 | 0 | 0 | 0 | 0 | 0 | 0 | 0 | 0 | 2.5 | 0 | 0 | 0 | 0 | 0 | 0 | 0 | 0 | 0 | 0 | 0 | 0 | 1 | 1 | 0 | 0 | 0 | 0 | 0 | -1552.755 | 590.186 | 5456.3208 | Collinsville-Tesla 500 kV Line | Collinsville-Tesla 500 kV Line | Collinsville-Tesla 500 kV Line |  | 0 | 0 | 0 | 0 | 0 | 0 | 7092.245 | 9235.186 | 5456.3208 | Collinsville-Tesla 500 kV Line | Collinsville-Tesla 500 kV Line | Collinsville-Tesla 500 kV Line |  | 5 | 1 | YES | 2 | 1 | 1 | NO | 1
PG&E NGBA | Humboldt | 60 | 0 | 0 | 0 | 0 | 0 | 0 | 0 | 0 | 0 | 0 | 0 | 0 | 0 | 0 | 0 | 0 | 0 | 0 | 0 | 0 | 0 | 0 | 0 | 0 | 0 | 0 | 0 | 0 | 0 | 0 | 0 | 0 | 0 | 0 | 0 | 0 | 0 | 0 | 0 | 1 | 0 | 0 | 0 | 0 | 0 | 0 | 0 | 0 | 0 | 0 | 0 | 0 | 0 | 0 | 0 | 0 | 0 | 0 | 0 | 0 | 0 | 0 | 0 | 0 | 0 | 0 | 0 | 0 | 0 | 0 | 0 | 0 | 0 | 0 | 0 | 0 | 0 | 0 | 0 | 0 | 0 | 0 | 0 | 0 | 0 | 0 | 0 | 0 | 0 | 0 | 0 | 0 | 0 | 0 | 0 | 0 | 0 | 0 |  | 0 | 0 | 0 | 0 | 0 | 0 | 0 | 0 | 0 | 0 | 0 | 0 | 0 | 0 | 0 | 0 | 0 | 0 | 0 | 0 | 0 | 0 | 0 | 1.999 | 0 | 0 | 17.25 | 0 | 0 | 1 | 1 | 0 | 0 | 0 | 0 | 0 | -1552.755 | 590.186 | 5456.3208 | Collinsville-Tesla 500 kV Line | Collinsville-Tesla 500 kV Line | Collinsville-Tesla 500 kV Line |  | 0 | 0 | 0 | 0 | 0 | 0 | 7092.245 | 9235.186 | 5456.3208 | Collinsville-Tesla 500 kV Line | Collinsville-Tesla 500 kV Line | Collinsville-Tesla 500 kV Line |  | 5 | 1 | YES | 2 | 1 | 1 | NO | 1
PG&E NGBA | Humboldt | 500 | 0 | 0 | 0 | 0 | 0 | 0 | 0 | 0 | 0 | 0 | 0 | 0 | 0 | 0 | 0 | 0 | 0 | 0 | 0 | 0 | 0 | 0 | 0 | 0 | 0 | 0 | 0 | 0 | 0 | 0 | 0 | 0 | 0 | 0 | 0 | 0 | 0 | 0 | 0 | 1 | 0 | 0 | 0 | 0 | 0 | 0 | 0 | 0 | 1 | 0 | 0 | 0 | 0 | 0 | 0 | 0 | 0 | 0 | 0 | 0 | 0 | 0 | 0 | 0 | 0 | 0 | 0 | 0 | 0 | 0 | 0 | 0 | 0 | 0 | 0 | 0 | 0 | 0 | 0 | 0 | 0 | 0 | 0 | 0 | 0 | 0 | 0 | 0 | 0 | 0 | 0 | 0 | 0 | 0 | 0 | 0 | 0 | 1 |  | 0 | 0 | 0 | 0 | 0 | 0 | 0 | 0 | 0 | 0 | 0 | 0 | 0 | 0 | 0 | 0 | 0 | 0 | 0 | 0 | 0 | 1607 | 0 | 0 | 0 | 0 | 0 | 0 | 0 | 1 | 1 | 0 | 0 | 0 | 0 | 0 | -1552.755 | 590.186 | 693 | Collinsville-Tesla 500 kV Line | Collinsville-Tesla 500 kV Line | Humboldt Offshore Wind constraint |  | 0 | 0 | 0 | 0 | 0 | 0 | 934.05 | 1576.85 | 693 | Humboldt Offshore Wind constraint | Humboldt Offshore Wind constraint | Humboldt Offshore Wind constraint |  | 5 | 1 | YES | 2 | 1 | 1 | NO | 1
SCE Metro | Huntington Beach | 230 | 0 | 0 | 0 | 0 | 0 | 0 | 0 | 0 | 0 | 1 | 0 | 0 | 0 | 0 | 0 | 0 | 0 | 0 | 0 | 0 | 0 | 0 | 0 | 0 | 0 | 0 | 0 | 0 | 0 | 0 | 0 | 0 | 0 | 0 | 0 | 0 | 0 | 0 | 0 | 0 | 0 | 0 | 0 | 0 | 0 | 0 | 0 | 0 | 0 | 0 | 0 | 0 | 0 | 0 | 0 | 0 | 0 | 0 | 0 | 0 | 0 | 0 | 0 | 0 | 0 | 0 | 0 | 0 | 0 | 0 | 0 | 0 | 0 | 0 | 0 | 0 | 0 | 0 | 0 | 0 | 0 | 0 | 0 | 0 | 0 | 0 | 0 | 0 | 0 | 0 | 0 | 0 | 0 | 0 | 0 | 0 | 0 | 0 |  | 0 | 0 | 0 | 0 | 0 | 0 | 0 | 0 | 0 | 0 | 0 | 0 | 0 | 0 | 0 | 0 | 0 | 0 | 0 | 0 | 0 | 0 | 0 | 0 | 0 | 0 | 0 | 0 | 0 | 0 | 0 | 0 | 0 | 0 | 0 | 0 | 9384.6 | 11197.7 | 14407.5055 | SCE Metro Area Default Constraint | SCE Metro Area Default Constraint | SCE Metro Area Default Constraint |  | 0 | 0 | 0 | 0 | 0 | 0 | 9384.6 | 11197.7 | 14407.5055 | SCE Metro Area Default Constraint | SCE Metro Area Default Constraint | SCE Metro Area Default Constraint |  | 1 | 1 | NO | 1 | 1 | 1 | NO | 1
PG&E NGBA | Ignacio | 115 | 0 | 0 | 0 | 0 | 0 | 0 | 0 | 0 | 0 | 0 | 0 | 0 | 0 | 0 | 0 | 0 | 0 | 0 | 0 | 0 | 0 | 0 | 0 | 0 | 0 | 0 | 0 | 0 | 0 | 0 | 0 | 0 | 0 | 0 | 0 | 0 | 0 | 0 | 0 | 1 | 0 | 0 | 0 | 0 | 0 | 0 | 0 | 0 | 0 | 0 | 0 | 0 | 1 | 1 | 1 | 1 | 0 | 0 | 0 | 1 | 0 | 0 | 0 | 0 | 0 | 1 | 0 | 0 | 0 | 0 | 0 | 0 | 0 | 0 | 0 | 0 | 0 | 0 | 0 | 0 | 0 | 0 | 0 | 0 | 0 | 0 | 0 | 0 | 0 | 0 | 0 | 0 | 0 | 0 | 0 | 0 | 0 | 1 |  | 0 | 0 | 0 | 0 | 0 | 0 | 0 | 0 | 0 | 0 | 0 | 0 | 0 | 0 | 0 | 0 | 0.65 | 0 | 0 | 0 | 0 | 0 | 0 | 0 | 0 | 0 | 0 | 0 | 0 | 1 | 4 | 0 | 1 | 0 | 0 | 0 | -1552.755 | -353.559 | 3710.906 | Collinsville-Tesla 500 kV Line | Windmaster-Delta pumps 230 kV line | Contra Costa- Windmaster 230 kV line |  | 0 | 1 | 0 | 0 | 0 | 0 | -1091.3965 | 975.6364 | 3710.906 | Tesla-Bellota 230 kV line | Tesla-Bellota 230 kV line | Contra Costa- Windmaster 230 kV line |  | 5 | 4 | YES | 4 | 1 | 1 | NO | 1
PG&E NGBA | Ignacio | 230 | 0 | 0 | 0 | 0 | 0 | 0 | 0 | 0 | 0 | 0 | 0 | 0 | 0 | 0 | 0 | 0 | 0 | 0 | 0 | 0 | 0 | 0 | 0 | 0 | 0 | 0 | 0 | 0 | 0 | 0 | 0 | 0 | 0 | 0 | 0 | 0 | 0 | 0 | 0 | 1 | 0 | 0 | 0 | 0 | 0 | 0 | 0 | 0 | 0 | 0 | 0 | 0 | 1 | 0 | 0 | 0 | 0 | 0 | 0 | 0 | 0 | 0 | 0 | 0 | 0 | 0 | 1 | 0 | 0 | 0 | 0 | 0 | 0 | 0 | 0 | 0 | 0 | 0 | 0 | 0 | 0 | 0 | 0 | 0 | 0 | 0 | 0 | 0 | 0 | 0 | 0 | 0 | 0 | 0 | 0 | 0 | 0 | 1 |  | 0 | 0 | 0 | 0 | 0 | 0 | 0 | 0 | 0 | 0 | 0 | 0 | 0 | 0 | 0 | 0 | 0 | 0 | 0 | 0 | 0 | 0 | 0 | 0 | 0 | 0 | 0 | 0 | 0 | 0 | 2 | 0 | 1 | 0 | 0 | 0 | -1552.755 | -150.277 | 634.382 | Collinsville-Tesla 500 kV Line | Birds Landing-Contra Costa 230kV Line | Birds Landing-Contra Costa 230kV Line |  | 0 | 0 | 0 | 0 | 0 | 0 | 1338.475 | 1615.723 | 634.382 | Birds Landing-Contra Costa 230kV Line | Birds Landing-Contra Costa 230kV Line | Birds Landing-Contra Costa 230kV Line |  | 5 | 1 | YES | 2 | 1 | 1 | NO | 1
PG&E NGBA | Ignacio | 60 | 0 | 0 | 0 | 0 | 0 | 0 | 0 | 0 | 0 | 0 | 0 | 0 | 0 | 0 | 0 | 0 | 0 | 0 | 0 | 0 | 0 | 0 | 0 | 0 | 0 | 0 | 0 | 0 | 0 | 0 | 0 | 0 | 0 | 0 | 0 | 0 | 0 | 0 | 0 | 1 | 0 | 0 | 0 | 0 | 0 | 0 | 0 | 0 | 0 | 0 | 0 | 0 | 1 | 0 | 0 | 0 | 0 | 0 | 0 | 0 | 0 | 0 | 0 | 0 | 0 | 0 | 1 | 0 | 0 | 0 | 0 | 0 | 0 | 0 | 0 | 0 | 0 | 0 | 0 | 0 | 0 | 0 | 0 | 0 | 0 | 0 | 0 | 0 | 0 | 0 | 0 | 0 | 0 | 0 | 0 | 0 | 0 | 1 |  | 0 | 0 | 0 | 0 | 0 | 0 | 0 | 0 | 0 | 0 | 0 | 0 | 0 | 0 | 0 | 0 | 0 | 0 | 0 | 0 | 0 | 0 | 0 | 0 | 0 | 0 | 0 | 0 | 0 | 0 | 2 | 0 | 1 | 0 | 0 | 0 | -1552.755 | -150.277 | 634.382 | Collinsville-Tesla 500 kV Line | Birds Landing-Contra Costa 230kV Line | Birds Landing-Contra Costa 230kV Line |  | 0 | 0 | 0 | 0 | 0 | 0 | 1338.475 | 1615.723 | 634.382 | Birds Landing-Contra Costa 230kV Line | Birds Landing-Contra Costa 230kV Line | Birds Landing-Contra Costa 230kV Line |  | 5 | 1 | YES | 2 | 1 | 1 | NO | 1
SDGE | Imperial Beach | 69 | 0 | 0 | 0 | 0 | 0 | 0 | 0 | 0 | 0 | 0 | 0 | 0 | 0 | 0 | 0 | 0 | 0 | 0 | 0 | 0 | 0 | 0 | 0 | 0 | 0 | 0 | 0 | 0 | 0 | 0 | 1 | 0 | 1 | 0 | 0 | 1 | 1 | 0 | 0 | 0 | 0 | 0 | 0 | 0 | 0 | 0 | 0 | 0 | 0 | 0 | 0 | 0 | 0 | 0 | 0 | 0 | 0 | 0 | 0 | 0 | 0 | 0 | 0 | 0 | 0 | 0 | 0 | 0 | 0 | 0 | 0 | 0 | 0 | 0 | 0 | 0 | 0 | 0 | 0 | 0 | 0 | 0 | 0 | 0 | 0 | 0 | 0 | 0 | 0 | 0 | 0 | 0 | 0 | 0 | 0 | 0 | 0 | 4 |  | 0 | 0 | 0 | 0 | 0 | 0 | 0 | 0 | 0 | 0 | 0 | 0 | 0 | 0 | 0 | 0 | 0 | 0 | 0 | 0 | 0 | 0 | 0 | 0 | 0 | 0 | 3 | 0 | 0 | 1 | 0 | 0 | 0 | 0 | 0 | 0 | 246.81 | 1413.17 | 1766.9044 | San Luis Rey-San Onofre 230 kV line constraint | Silvergate-Old Town 230 kV constraint | Silvergate-Old Town 230 kV constraint |  | 0 | 0 | 0 | 0 | 0 | 0 | 246.81 | 1413.17 | 1766.9044 | San Luis Rey-San Onofre 230 kV line constraint | Silvergate-Old Town 230 kV constraint | Silvergate-Old Town 230 kV constraint |  | 1 | 1 | NO | 1 | 1 | 1 | NO | 1
SDGE | Imperial Valley | 230 | 0 | 0 | 0 | 0 | 0 | 0 | 0 | 0 | 0 | 0 | 0 | 0 | 0 | 0 | 0 | 0 | 0 | 0 | 0 | 0 | 0 | 0 | 0 | 0 | 0 | 0 | 0 | 0 | 1 | 0 | 1 | 1 | 1 | 0 | 0 | 1 | 1 | 0 | 0 | 0 | 0 | 0 | 0 | 0 | 0 | 0 | 0 | 0 | 0 | 0 | 0 | 0 | 0 | 0 | 0 | 0 | 0 | 0 | 0 | 0 | 0 | 0 | 0 | 0 | 0 | 0 | 0 | 0 | 0 | 0 | 0 | 0 | 0 | 0 | 0 | 0 | 0 | 0 | 0 | 0 | 0 | 0 | 0 | 0 | 0 | 0 | 0 | 0 | 0 | 0 | 0 | 0 | 0 | 0 | 0 | 0 | 0 | 6 |  | 25 | 0 | 0 | 0 | 0 | 0 | 0 | 0 | 0 | 0 | -50 | -50 | 0 | 0 | 1 | 125 | 0 | 0 | 0 | 0 | 0 | 0 | 0 | 0 | 100 | 442 | 528 | 150 | 0 | 1 | 0 | 0 | 0 | 0 | 0 | 0 | 246.81 | 1413.17 | 1766.9044 | San Luis Rey-San Onofre 230 kV line constraint | Silvergate-Old Town 230 kV constraint | Silvergate-Old Town 230 kV constraint |  | 0 | 0 | 0 | 0 | 0 | 0 | 246.81 | 1413.17 | 1766.9044 | San Luis Rey-San Onofre 230 kV line constraint | Silvergate-Old Town 230 kV constraint | Silvergate-Old Town 230 kV constraint |  | 1 | 1 | NO | 1 | 1 | 1 | NO | 1
SDGE | Imperial Valley | 500 | 0 | 0 | 0 | 0 | 0 | 0 | 0 | 0 | 0 | 0 | 0 | 0 | 0 | 0 | 0 | 0 | 0 | 0 | 0 | 0 | 0 | 0 | 0 | 0 | 0 | 0 | 0 | 0 | 1 | 0 | 1 | 1 | 1 | 0 | 0 | 1 | 1 | 0 | 0 | 0 | 0 | 0 | 0 | 0 | 0 | 0 | 0 | 0 | 0 | 0 | 0 | 0 | 0 | 0 | 0 | 0 | 0 | 0 | 0 | 0 | 0 | 0 | 0 | 0 | 0 | 0 | 0 | 0 | 0 | 0 | 0 | 0 | 0 | 0 | 0 | 0 | 0 | 0 | 0 | 0 | 0 | 0 | 0 | 0 | 0 | 0 | 0 | 0 | 0 | 0 | 0 | 0 | 0 | 0 | 0 | 0 | 0 | 6 |  | 0 | 0 | 0 | 0 | 0 | 0 | 0 | 0 | 0 | 0 | 0 | 0 | 0 | 0 | 0 | 0 | 0 | 0 | 0 | 0 | 0 | 0 | 0 | 0 | 0 | 0 | 0 | 0 | 0 | 0 | 0 | 0 | 0 | 0 | 0 | 0 | 246.81 | 1413.17 | 1766.9044 | San Luis Rey-San Onofre 230 kV line constraint | Silvergate-Old Town 230 kV constraint | Silvergate-Old Town 230 kV constraint |  | 0 | 0 | 0 | 0 | 0 | 0 | 246.81 | 1413.17 | 1766.9044 | San Luis Rey-San Onofre 230 kV line constraint | Silvergate-Old Town 230 kV constraint | Silvergate-Old Town 230 kV constraint |  | 1 | 1 | NO | 1 | 1 | 1 | NO | 1
EOP | Innovation | 138 | 0 | 0 | 0 | 0 | 0 | 0 | 0 | 0 | 0 | 0 | 0 | 0 | 0 | 0 | 0 | 0 | 0 | 0 | 0 | 0 | 0 | 0 | 1 | 1 | 1 | 0 | 0 | 0 | 0 | 0 | 0 | 0 | 0 | 0 | 0 | 0 | 0 | 0 | 0 | 0 | 0 | 0 | 0 | 0 | 0 | 0 | 0 | 0 | 0 | 0 | 0 | 0 | 0 | 0 | 0 | 0 | 0 | 0 | 0 | 0 | 0 | 0 | 0 | 0 | 0 | 0 | 0 | 0 | 0 | 0 | 0 | 0 | 0 | 0 | 0 | 0 | 0 | 0 | 0 | 0 | 0 | 0 | 0 | 0 | 0 | 0 | 0 | 0 | 0 | 0 | 0 | 0 | 0 | 0 | 0 | 0 | 0 | 2 |  | 0 | 0 | 0 | 0 | 0 | 0 | 0 | 0 | 0 | 0 | 0 | 0 | 0 | 0 | 0 | 0 | 0 | 0 | 0 | 0 | 0 | 0 | 0 | 0 | 0 | 0 | 0 | 0 | 0 | 0 | 1 | 1 | 0 | 0 | 0 | 0 | -2392.615 | 660.59 | 1077.53 | Lugo - Victorville area constraint | Sloan Canyon - Eldorado 500 kV constraint | GLW 230kV area constraint |  | 0 | 1 | 0 | 0 | 0 | 0 | -250.55 | 660.59 | 1077.53 | Sloan Canyon - Eldorado 500 kV constraint | Sloan Canyon - Eldorado 500 kV constraint | GLW 230kV area constraint |  | 5 | 4 | YES | 4 | 1 | 1 | NO | 1
EOP | Innovation | 230 | 0 | 0 | 0 | 0 | 0 | 0 | 0 | 0 | 0 | 0 | 0 | 0 | 0 | 0 | 0 | 0 | 0 | 0 | 0 | 0 | 0 | 0 | 1 | 1 | 1 | 0 | 0 | 0 | 0 | 0 | 0 | 0 | 0 | 0 | 0 | 0 | 0 | 0 | 0 | 0 | 0 | 0 | 0 | 0 | 0 | 0 | 0 | 0 | 0 | 0 | 0 | 0 | 0 | 0 | 0 | 0 | 0 | 0 | 0 | 0 | 0 | 0 | 0 | 0 | 0 | 0 | 0 | 0 | 0 | 0 | 0 | 0 | 0 | 0 | 0 | 0 | 0 | 0 | 0 | 0 | 0 | 0 | 0 | 0 | 0 | 0 | 0 | 0 | 0 | 0 | 0 | 0 | 0 | 0 | 0 | 0 | 0 | 2 |  | 0 | 0 | 0 | 0 | 0 | 0 | 0 | 0 | 0 | 0 | 0 | 0 | 0 | 0 | 0 | 0 | 0 | 0 | 0 | 0 | 0 | 0 | 0 | 0 | 300 | 300 | 0 | 150 | 0 | 1 | 1 | 1 | 0 | 0 | 0 | 0 | -2392.615 | 660.59 | 1077.53 | Lugo - Victorville area constraint | Sloan Canyon - Eldorado 500 kV constraint | GLW 230kV area constraint |  | 0 | 1 | 0 | 0 | 0 | 0 | -250.55 | 660.59 | 1077.53 | Sloan Canyon - Eldorado 500 kV constraint | Sloan Canyon - Eldorado 500 kV constraint | GLW 230kV area constraint |  | 5 | 4 | YES | 4 | 1 | 1 | NO | 1
SCE NOL | Inyokern | 115 | 0 | 0 | 0 | 0 | 0 | 0 | 0 | 0 | 0 | 0 | 0 | 1 | 1 | 1 | 0 | 0 | 0 | 0 | 0 | 0 | 0 | 0 | 0 | 0 | 0 | 0 | 0 | 0 | 0 | 0 | 0 | 0 | 0 | 0 | 0 | 0 | 0 | 0 | 0 | 0 | 0 | 0 | 0 | 0 | 0 | 0 | 0 | 0 | 0 | 0 | 0 | 0 | 0 | 0 | 0 | 0 | 0 | 0 | 0 | 0 | 0 | 0 | 0 | 0 | 0 | 0 | 0 | 0 | 0 | 0 | 0 | 0 | 0 | 0 | 0 | 0 | 0 | 0 | 0 | 0 | 0 | 0 | 0 | 0 | 0 | 0 | 0 | 0 | 0 | 0 | 0 | 0 | 0 | 0 | 0 | 0 | 0 | 3 |  | 0 | 0 | 0 | 0 | 0 | 0 | 0 | 0 | 0 | 0 | 0 | -25 | 0 | 0 | 1 | 0 | 1.5 | 0 | 0 | 0 | 0 | 0 | 0 | 0 | 0 | 31.8 | 0 | 0 | 0 | 1 | 0 | 2 | 0 | 2 | 0 | 0 | -96.42 | -45.65 | 1021.4838 | South of Kramer Area Constraint | South of Kramer Area Constraint | South of Kramer Area Constraint |  | 0 | 2 | 0 | 2 | 0 | 0 | -96.42 | -45.65 | 1021.4838 | South of Kramer Area Constraint | South of Kramer Area Constraint | South of Kramer Area Constraint |  | 3 | 3 | NO | 3 | 1 | 1 | NO | 1
EOP | IS Tap | 138 | 0 | 0 | 0 | 0 | 0 | 0 | 0 | 0 | 0 | 0 | 0 | 0 | 0 | 0 | 0 | 0 | 0 | 0 | 0 | 0 | 0 | 0 | 1 | 1 | 1 | 0 | 0 | 0 | 0 | 0 | 0 | 0 | 0 | 0 | 0 | 0 | 0 | 0 | 0 | 0 | 0 | 0 | 0 | 0 | 0 | 0 | 0 | 0 | 0 | 0 | 0 | 0 | 0 | 0 | 0 | 0 | 0 | 0 | 0 | 0 | 0 | 0 | 0 | 0 | 0 | 0 | 0 | 0 | 0 | 0 | 0 | 0 | 0 | 0 | 0 | 0 | 0 | 0 | 0 | 0 | 0 | 0 | 0 | 0 | 0 | 0 | 0 | 0 | 0 | 0 | 0 | 0 | 0 | 0 | 0 | 0 | 0 | 2 |  | 0 | 0 | 0 | 0 | 0 | 0 | 0 | 0 | 0 | 0 | 0 | 0 | 0 | 0 | 0 | 0 | 0 | 0 | 0 | 0 | 0 | 0 | 0 | 0 | 0 | 0 | 0 | 0 | 0 | 0 | 1 | 1 | 0 | 0 | 0 | 0 | -2392.615 | 660.59 | 1077.53 | Lugo - Victorville area constraint | Sloan Canyon - Eldorado 500 kV constraint | GLW 230kV area constraint |  | 0 | 1 | 0 | 0 | 0 | 0 | -250.55 | 660.59 | 1077.53 | Sloan Canyon - Eldorado 500 kV constraint | Sloan Canyon - Eldorado 500 kV constraint | GLW 230kV area constraint |  | 5 | 4 | YES | 4 | 1 | 1 | NO | 1
EOP | Ivanpah | 115 | 0 | 0 | 0 | 0 | 0 | 0 | 0 | 0 | 0 | 0 | 0 | 0 | 0 | 0 | 0 | 0 | 0 | 0 | 0 | 0 | 0 | 0 | 0 | 1 | 1 | 0 | 0 | 0 | 0 | 0 | 0 | 0 | 0 | 0 | 0 | 0 | 0 | 0 | 0 | 0 | 0 | 0 | 0 | 0 | 0 | 0 | 0 | 0 | 0 | 0 | 0 | 0 | 0 | 0 | 0 | 0 | 0 | 0 | 0 | 0 | 0 | 0 | 0 | 0 | 0 | 0 | 0 | 0 | 0 | 0 | 0 | 0 | 0 | 0 | 0 | 0 | 0 | 0 | 0 | 0 | 0 | 0 | 0 | 0 | 0 | 0 | 0 | 0 | 0 | 0 | 0 | 0 | 0 | 0 | 0 | 0 | 0 | 1 |  | 0 | 0 | 0 | 0 | 0 | 0 | 0 | 0 | 0 | 0 | 0 | 0 | 0 | 0 | 0 | 0 | 0 | 0 | 0 | 0 | 0 | 0 | 0 | 0 | 0 | 0 | 0 | 0 | 0 | 0 | 1 | 1 | 0 | 0 | 0 | 0 | -2392.615 | 660.59 | 1396.66 | Lugo - Victorville area constraint | Sloan Canyon - Eldorado 500 kV constraint | Sloan Canyon - Eldorado 500 kV constraint |  | 0 | 1 | 0 | 0 | 0 | 0 | -250.55 | 660.59 | 1396.66 | Sloan Canyon - Eldorado 500 kV constraint | Sloan Canyon - Eldorado 500 kV constraint | Sloan Canyon - Eldorado 500 kV constraint |  | 5 | 4 | YES | 4 | 1 | 1 | NO | 1
EOP | Ivanpah | 230 | 0 | 0 | 0 | 0 | 0 | 0 | 0 | 0 | 0 | 0 | 0 | 0 | 0 | 0 | 0 | 0 | 0 | 0 | 0 | 0 | 0 | 0 | 0 | 1 | 1 | 0 | 0 | 0 | 0 | 0 | 0 | 0 | 0 | 0 | 0 | 0 | 0 | 0 | 0 | 0 | 0 | 0 | 0 | 0 | 0 | 0 | 0 | 0 | 0 | 0 | 0 | 0 | 0 | 0 | 0 | 0 | 0 | 0 | 0 | 0 | 0 | 0 | 0 | 0 | 0 | 0 | 0 | 0 | 0 | 0 | 0 | 0 | 0 | 0 | 0 | 0 | 0 | 0 | 0 | 0 | 0 | 0 | 0 | 0 | 0 | 0 | 0 | 0 | 0 | 0 | 0 | 0 | 0 | 0 | 0 | 0 | 0 | 1 |  | 0 | 0 | 0 | 0 | 0 | 0 | 0 | 0 | 0 | 0 | 0 | 0 | 0 | 0 | 0 | 0 | 0 | 0 | 0 | 0 | 0 | 0 | 0 | 0 | 0 | 0 | 0 | 0 | 0 | 0 | 1 | 1 | 0 | 0 | 0 | 0 | -2392.615 | 660.59 | 1396.66 | Lugo - Victorville area constraint | Sloan Canyon - Eldorado 500 kV constraint | Sloan Canyon - Eldorado 500 kV constraint |  | 0 | 1 | 0 | 0 | 0 | 0 | -250.55 | 660.59 | 1396.66 | Sloan Canyon - Eldorado 500 kV constraint | Sloan Canyon - Eldorado 500 kV constraint | Sloan Canyon - Eldorado 500 kV constraint |  | 5 | 4 | YES | 4 | 1 | 1 | NO | 1
EOP | Jackass (DOE) | 138 | 0 | 0 | 0 | 0 | 0 | 0 | 0 | 0 | 0 | 0 | 0 | 0 | 0 | 0 | 0 | 0 | 0 | 0 | 0 | 0 | 0 | 0 | 1 | 1 | 1 | 0 | 0 | 0 | 0 | 0 | 0 | 0 | 0 | 0 | 0 | 0 | 0 | 0 | 0 | 0 | 0 | 0 | 0 | 0 | 0 | 0 | 0 | 0 | 0 | 0 | 0 | 0 | 0 | 0 | 0 | 0 | 0 | 0 | 0 | 0 | 0 | 0 | 0 | 0 | 0 | 0 | 0 | 0 | 0 | 0 | 0 | 0 | 0 | 0 | 0 | 0 | 0 | 0 | 0 | 0 | 0 | 0 | 0 | 0 | 0 | 0 | 0 | 0 | 0 | 0 | 0 | 0 | 0 | 0 | 0 | 0 | 0 | 2 |  | 0 | 0 | 0 | 0 | 0 | 0 | 0 | 0 | 0 | 0 | 0 | 0 | 0 | 0 | 0 | 0 | 0 | 0 | 0 | 0 | 0 | 0 | 0 | 0 | 0 | 0 | 0 | 0 | 0 | 0 | 1 | 1 | 0 | 0 | 0 | 0 | -2392.615 | 660.59 | 1077.53 | Lugo - Victorville area constraint | Sloan Canyon - Eldorado 500 kV constraint | GLW 230kV area constraint |  | 0 | 1 | 0 | 0 | 0 | 0 | -250.55 | 660.59 | 1077.53 | Sloan Canyon - Eldorado 500 kV constraint | Sloan Canyon - Eldorado 500 kV constraint | GLW 230kV area constraint |  | 5 | 4 | YES | 4 | 1 | 1 | NO | 1
PG&E NGBA | James B Black | 230 | 0 | 0 | 0 | 0 | 0 | 0 | 0 | 0 | 0 | 0 | 0 | 0 | 0 | 0 | 0 | 0 | 0 | 0 | 0 | 0 | 0 | 0 | 0 | 0 | 0 | 0 | 0 | 0 | 0 | 0 | 0 | 0 | 0 | 0 | 0 | 0 | 0 | 0 | 0 | 1 | 0 | 0 | 0 | 0 | 0 | 0 | 0 | 0 | 0 | 0 | 0 | 0 | 0 | 0 | 0 | 0 | 0 | 0 | 0 | 0 | 0 | 0 | 0 | 0 | 0 | 0 | 0 | 0 | 0 | 0 | 0 | 0 | 0 | 0 | 0 | 0 | 0 | 0 | 0 | 0 | 0 | 0 | 0 | 0 | 0 | 0 | 0 | 0 | 0 | 0 | 0 | 0 | 0 | 0 | 0 | 0 | 0 | 0 |  | 0 | 0 | 0 | 0 | 0 | 0 | 0 | 0 | 0 | 0 | 0 | 0 | 0 | 0 | 0 | 0 | 0 | 0 | 0 | 0 | 0 | 0 | 0 | 0 | 0 | 0 | 0 | 0 | 0 | 0 | 1 | 0 | 0 | 0 | 0 | 0 | -1552.755 | 590.186 | 5456.3208 | Collinsville-Tesla 500 kV Line | Collinsville-Tesla 500 kV Line | Collinsville-Tesla 500 kV Line |  | 0 | 0 | 0 | 0 | 0 | 0 | 7092.245 | 9235.186 | 5456.3208 | Collinsville-Tesla 500 kV Line | Collinsville-Tesla 500 kV Line | Collinsville-Tesla 500 kV Line |  | 5 | 1 | YES | 2 | 1 | 1 | NO | 1
PG&E GBA | Jefferson | 230 | 0 | 0 | 0 | 0 | 0 | 0 | 0 | 0 | 0 | 0 | 0 | 0 | 0 | 0 | 0 | 0 | 0 | 0 | 0 | 0 | 0 | 0 | 0 | 0 | 0 | 0 | 0 | 0 | 0 | 0 | 0 | 0 | 0 | 0 | 0 | 0 | 0 | 0 | 0 | 0 | 0 | 0 | 0 | 0 | 0 | 0 | 0 | 0 | 0 | 0 | 0 | 0 | 1 | 0 | 0 | 0 | 0 | 0 | 0 | 1 | 0 | 0 | 0 | 0 | 0 | 0 | 0 | 0 | 0 | 0 | 0 | 0 | 0 | 0 | 0 | 0 | 0 | 0 | 0 | 0 | 0 | 0 | 0 | 0 | 0 | 0 | 0 | 0 | 0 | 0 | 0 | 0 | 0 | 0 | 0 | 0 | 1 | 1 |  | 0 | 0 | 0 | 0 | 0 | 0 | 0 | 0 | 0 | 0 | 0 | 0 | 0 | 0 | 0 | 0 | 0 | 0 | 0 | 0 | 0 | 0 | 0 | 0 | 0 | 0 | 0 | 0 | 0 | 0 | 1 | 0 | 0 | 0 | 0 | 0 | -1391.3965 | 675.6364 | 3949.977 | Tesla-Bellota 230 kV line | Tesla-Bellota 230 kV line | Tesla-Bellota 230 kV line |  | 0 | 1 | 0 | 0 | 0 | 0 | -1091.3965 | 975.6364 | 3949.977 | Tesla-Bellota 230 kV line | Tesla-Bellota 230 kV line | Tesla-Bellota 230 kV line |  | 5 | 4 | YES | 4 | 1 | 1 | NO | 1
PG&E NGBA | Jessup | 115 | 0 | 0 | 0 | 0 | 0 | 0 | 0 | 0 | 0 | 0 | 0 | 0 | 0 | 0 | 0 | 0 | 0 | 0 | 0 | 0 | 0 | 0 | 0 | 0 | 0 | 0 | 0 | 0 | 0 | 0 | 0 | 0 | 0 | 0 | 0 | 0 | 0 | 0 | 0 | 1 | 0 | 0 | 0 | 0 | 0 | 0 | 0 | 0 | 0 | 0 | 0 | 0 | 0 | 0 | 0 | 0 | 0 | 0 | 0 | 0 | 0 | 0 | 0 | 0 | 0 | 0 | 0 | 0 | 0 | 0 | 0 | 0 | 0 | 0 | 0 | 0 | 0 | 0 | 0 | 0 | 0 | 0 | 0 | 0 | 0 | 0 | 0 | 0 | 0 | 0 | 0 | 0 | 0 | 0 | 0 | 0 | 0 | 0 |  | 0 | 0 | 0 | 0 | 0 | 0 | 0 | 0 | 0 | 0 | 0 | 0 | 0 | 0 | 0 | 0 | 17 | 0 | 0 | 0 | 0 | 0 | 0 | 0 | 0 | 0 | 0 | 0 | 0 | 1 | 1 | 0 | 0 | 0 | 0 | 0 | -1552.755 | 590.186 | 5456.3208 | Collinsville-Tesla 500 kV Line | Collinsville-Tesla 500 kV Line | Collinsville-Tesla 500 kV Line |  | 0 | 0 | 0 | 0 | 0 | 0 | 7092.245 | 9235.186 | 5456.3208 | Collinsville-Tesla 500 kV Line | Collinsville-Tesla 500 kV Line | Collinsville-Tesla 500 kV Line |  | 5 | 1 | YES | 2 | 1 | 1 | NO | 1
SCE Metro | Johanna | 230 | 0 | 0 | 0 | 0 | 0 | 0 | 0 | 0 | 0 | 1 | 0 | 0 | 0 | 0 | 0 | 0 | 0 | 0 | 0 | 0 | 0 | 0 | 0 | 0 | 0 | 0 | 0 | 0 | 0 | 0 | 0 | 0 | 0 | 0 | 0 | 0 | 0 | 0 | 0 | 0 | 0 | 0 | 0 | 0 | 0 | 0 | 0 | 0 | 0 | 0 | 0 | 0 | 0 | 0 | 0 | 0 | 0 | 0 | 0 | 0 | 0 | 0 | 0 | 0 | 0 | 0 | 0 | 0 | 0 | 0 | 0 | 0 | 0 | 0 | 0 | 0 | 0 | 0 | 0 | 0 | 0 | 0 | 0 | 0 | 0 | 0 | 0 | 0 | 0 | 0 | 0 | 0 | 0 | 0 | 0 | 0 | 0 | 0 |  | 0 | 0 | 0 | 0 | 0 | 0 | 0 | 0 | 0 | 0 | 0 | 1.4 | 0 | 0 | 1 | 0 | 0 | 0 | 0 | 0 | 0 | 0 | 0 | 0 | 0 | 0 | 1.4 | 0 | 0 | 1 | 0 | 0 | 0 | 0 | 0 | 0 | 9384.6 | 11197.7 | 14407.5055 | SCE Metro Area Default Constraint | SCE Metro Area Default Constraint | SCE Metro Area Default Constraint |  | 0 | 0 | 0 | 0 | 0 | 0 | 9384.6 | 11197.7 | 14407.5055 | SCE Metro Area Default Constraint | SCE Metro Area Default Constraint | SCE Metro Area Default Constraint |  | 1 | 1 | NO | 1 | 1 | 1 | NO | 1
SCE Eastern | Julian Hinds | 230 | 0 | 0 | 0 | 0 | 0 | 0 | 0 | 0 | 0 | 0 | 0 | 0 | 0 | 0 | 0 | 0 | 0 | 0 | 1 | 1 | 0 | 1 | 0 | 0 | 0 | 0 | 0 | 0 | 0 | 0 | 0 | 0 | 0 | 0 | 0 | 0 | 0 | 0 | 0 | 0 | 0 | 0 | 0 | 0 | 0 | 0 | 0 | 0 | 0 | 0 | 0 | 0 | 0 | 0 | 0 | 0 | 0 | 0 | 0 | 0 | 0 | 0 | 0 | 0 | 0 | 0 | 0 | 0 | 0 | 0 | 0 | 0 | 0 | 0 | 0 | 0 | 0 | 0 | 0 | 0 | 0 | 0 | 0 | 0 | 0 | 0 | 0 | 0 | 0 | 0 | 0 | 0 | 0 | 0 | 0 | 0 | 0 | 1 |  | 0 | 0 | 0 | 0 | 0 | 0 | 0 | 0 | 0 | 0 | 0 | 0 | 0 | 0 | 0 | 0 | 0 | 0 | 0 | 0 | 0 | 0 | 0 | 0 | 0 | 0 | 0 | 0 | 0 | 0 | 1 | 0 | 1 | 0 | 0 | 1 | -840 | -685 | -51.3 | Eagle Mountain Constraint | Eagle Mountain Constraint | Eagle Mountain Constraint |  | 0 | 1 | 0 | 1 | 0 | 1 | -240 | -85 | -51.3 | Eagle Mountain Constraint | Eagle Mountain Constraint | Eagle Mountain Constraint |  | 5 | 4 | YES | 4 | 3 | 3 | NO | 3
PG&E GBA | Kasson | 115 | 0 | 0 | 0 | 0 | 0 | 0 | 0 | 0 | 0 | 0 | 0 | 0 | 0 | 0 | 0 | 0 | 0 | 0 | 0 | 0 | 0 | 0 | 0 | 0 | 0 | 0 | 0 | 0 | 0 | 0 | 0 | 0 | 0 | 0 | 0 | 0 | 0 | 0 | 0 | 0 | 0 | 0 | 0 | 0 | 0 | 1 | 0 | 0 | 0 | 0 | 0 | 0 | 0 | 0 | 0 | 1 | 0 | 0 | 0 | 1 | 0 | 0 | 0 | 0 | 0 | 0 | 0 | 0 | 0 | 0 | 0 | 0 | 0 | 0 | 0 | 0 | 0 | 0 | 0 | 0 | 0 | 0 | 0 | 0 | 0 | 0 | 0 | 0 | 0 | 0 | 0 | 0 | 0 | 0 | 0 | 0 | 0 | 0 |  | 0 | 0 | 0 | 0 | 0 | 0 | 0 | 0 | 0 | 0 | 0 | 0 | 0 | 0 | 0 | 0 | 0 | 0 | 0 | 0 | 0 | 0 | 0 | 0 | 0 | 0 | 0 | 0 | 0 | 0 | 3 | 0 | 1 | 0 | 0 | 0 | -1391.3965 | -1083.3241 | 1018.0822 | Tesla-Bellota 230 kV line | Bellota-Weber 230kV line | Bellota-Weber 230kV line |  | 0 | 2 | 0 | 1 | 0 | 0 | -1091.3965 | -623.3241 | 1018.0822 | Tesla-Bellota 230 kV line | Bellota-Weber 230kV line | Bellota-Weber 230kV line |  | 5 | 4 | YES | 4 | 1 | 1 | NO | 1
PG&E GBA | Kasson | 60 | 0 | 0 | 0 | 0 | 0 | 0 | 0 | 0 | 0 | 0 | 0 | 0 | 0 | 0 | 0 | 0 | 0 | 0 | 0 | 0 | 0 | 0 | 0 | 0 | 0 | 0 | 0 | 0 | 0 | 0 | 0 | 0 | 0 | 0 | 0 | 0 | 0 | 0 | 0 | 0 | 0 | 0 | 0 | 0 | 0 | 1 | 0 | 0 | 0 | 0 | 0 | 0 | 0 | 0 | 0 | 1 | 0 | 0 | 0 | 1 | 0 | 0 | 0 | 1 | 0 | 0 | 0 | 0 | 0 | 0 | 0 | 0 | 0 | 0 | 0 | 0 | 0 | 0 | 0 | 0 | 0 | 0 | 0 | 0 | 0 | 0 | 0 | 0 | 0 | 0 | 0 | 0 | 0 | 0 | 0 | 0 | 0 | 0 |  | 0 | 0 | 0 | 0 | 0 | 0 | 0 | 0 | 0 | 0 | 0 | 0 | 0 | 0 | 0 | 0 | 0 | 0 | 0 | 0 | 0 | 0 | 0 | 0 | 0 | 0 | 0 | 0 | 0 | 0 | 3 | 0 | 1 | 0 | 0 | 0 | -1391.3965 | -1083.3241 | 278.4144 | Tesla-Bellota 230 kV line | Bellota-Weber 230kV line | Tesla-Salado 115 kV line |  | 0 | 2 | 0 | 1 | 0 | 0 | -1091.3965 | -623.3241 | 278.4144 | Tesla-Bellota 230 kV line | Bellota-Weber 230kV line | Tesla-Salado 115 kV line |  | 5 | 4 | YES | 4 | 1 | 1 | NO | 1
PG&E FRESNO | Kearney | 230 | 0 | 0 | 0 | 0 | 0 | 0 | 0 | 0 | 0 | 0 | 0 | 0 | 0 | 0 | 0 | 0 | 0 | 0 | 0 | 0 | 0 | 0 | 0 | 0 | 0 | 0 | 0 | 0 | 0 | 0 | 0 | 0 | 0 | 0 | 0 | 0 | 0 | 0 | 0 | 0 | 0 | 0 | 0 | 0 | 0 | 1 | 0 | 0 | 0 | 0 | 0 | 0 | 0 | 0 | 0 | 0 | 0 | 0 | 0 | 0 | 0 | 0 | 0 | 0 | 0 | 0 | 0 | 0 | 0 | 0 | 0 | 0 | 0 | 0 | 0 | 0 | 0 | 0 | 1 | 1 | 0 | 1 | 1 | 1 | 0 | 1 | 0 | 1 | 0 | 1 | 0 | 0 | 0 | 0 | 0 | 0 | 0 | 1 |  | 0 | 0 | 0 | 0 | 0 | 0 | 0 | 0 | 0 | 0 | 0 | 0 | 0 | 0 | 0 | 0 | 0 | 0 | 0 | 0 | 0 | 0 | 0 | 10 | 300 | 100 | 0 | 20 | 0 | 1 | 5 | 0 | 5 | 0 | 5 | 0 | -1745.05 | -1701.25 | -1707.7948 | Borden-Storey #1 230kV line | Borden-Storey #1 230kV line | Gates 500/230kV TB #12 |  | 0 | 2 | 0 | 2 | 1 | 0 | -680.5815 | -623.3241 | -210.6574 | Bellota-Weber 230kV line | Bellota-Weber 230kV line | Chowchilla-Le grand 115kV Line |  | 5 | 4 | YES | 4 | 5 | 5 | NO | 5
PG&E FRESNO | Kearney | 70 | 0 | 0 | 0 | 0 | 0 | 0 | 0 | 0 | 0 | 0 | 0 | 0 | 0 | 0 | 0 | 0 | 0 | 0 | 0 | 0 | 0 | 0 | 0 | 0 | 0 | 0 | 0 | 0 | 0 | 0 | 0 | 0 | 0 | 0 | 0 | 0 | 0 | 0 | 0 | 0 | 0 | 0 | 0 | 0 | 0 | 1 | 0 | 0 | 0 | 0 | 0 | 0 | 0 | 0 | 0 | 0 | 0 | 0 | 0 | 0 | 0 | 0 | 0 | 0 | 0 | 0 | 0 | 0 | 0 | 0 | 0 | 0 | 0 | 0 | 0 | 0 | 0 | 0 | 1 | 0 | 0 | 1 | 1 | 1 | 1 | 1 | 0 | 1 | 1 | 1 | 0 | 0 | 1 | 0 | 0 | 0 | 0 | 2 |  | 0 | 0.5 | 0 | 0 | 0 | 0 | 0 | 0 | 0 | 0 | 0 | 0 | 0 | 0 | 1 | 0 | 0.5 | 0 | 0 | 0 | 0 | 0 | 0 | 0 | 0 | 0 | 0 | 0 | 0 | 1 | 4 | 0 | 4 | 0 | 5 | 0 | -1745.05 | -1701.25 | -1707.7948 | Borden-Storey #1 230kV line | Borden-Storey #1 230kV line | Gates 500/230kV TB #12 |  | 0 | 2 | 0 | 2 | 2 | 0 | -680.5815 | -623.3241 | -239.7374 | Bellota-Weber 230kV line | Bellota-Weber 230kV line | Oro Loma-El Nido 115kV Line |  | 5 | 4 | YES | 4 | 5 | 5 | NO | 5
PG&E GBA | Kelso | 230 | 0 | 0 | 0 | 0 | 0 | 0 | 0 | 0 | 0 | 0 | 0 | 0 | 0 | 0 | 0 | 0 | 0 | 0 | 0 | 0 | 0 | 0 | 0 | 0 | 0 | 0 | 0 | 0 | 0 | 0 | 0 | 0 | 0 | 0 | 0 | 0 | 0 | 0 | 0 | 1 | 0 | 0 | 0 | 0 | 0 | 0 | 0 | 0 | 0 | 0 | 0 | 0 | 0 | 1 | 0 | 1 | 0 | 0 | 0 | 0 | 0 | 0 | 0 | 0 | 0 | 1 | 0 | 0 | 0 | 0 | 0 | 0 | 0 | 0 | 0 | 0 | 0 | 0 | 0 | 0 | 0 | 0 | 0 | 0 | 0 | 0 | 0 | 0 | 0 | 0 | 0 | 0 | 0 | 0 | 0 | 0 | 0 | 0 |  | 0 | 0 | 0 | 0 | 0 | 0 | 0 | 0 | 0 | 0 | 0 | 0 | 0 | 0 | 0 | 0 | 0 | 80.8 | 3.45 | 0 | 0 | 0 | 0 | 0 | 0 | 0 | 90.7 | 0 | 0 | 1 | 3 | 0 | 1 | 0 | 0 | 0 | -1552.755 | -353.559 | 4387.2095 | Collinsville-Tesla 500 kV Line | Windmaster-Delta pumps 230 kV line | Windmaster-Delta pumps 230 kV line |  | 0 | 0 | 0 | 0 | 0 | 0 | 3406.8785 | 5638.4844 | 4387.2095 | Tesla-Tracy-Pump 230 kV line #2 | Tesla-Tracy-Pump 230 kV line #2 | Windmaster-Delta pumps 230 kV line |  | 5 | 1 | YES | 2 | 1 | 1 | NO | 1
PG&E FRESNO | Kerchoff 1 | 115 | 0 | 0 | 0 | 0 | 0 | 0 | 0 | 0 | 0 | 0 | 0 | 0 | 0 | 0 | 0 | 0 | 0 | 0 | 0 | 0 | 0 | 0 | 0 | 0 | 0 | 0 | 0 | 0 | 0 | 0 | 0 | 0 | 0 | 0 | 0 | 0 | 0 | 0 | 0 | 0 | 0 | 0 | 0 | 0 | 0 | 1 | 0 | 0 | 0 | 0 | 0 | 0 | 0 | 0 | 0 | 0 | 0 | 0 | 0 | 0 | 0 | 0 | 0 | 0 | 0 | 0 | 0 | 0 | 0 | 0 | 0 | 0 | 0 | 0 | 0 | 0 | 0 | 0 | 1 | 0 | 0 | 1 | 1 | 0 | 0 | 1 | 0 | 1 | 0 | 1 | 1 | 0 | 1 | 0 | 0 | 0 | 0 | 1 |  | 0 | 0 | 0 | 0 | 0 | 0 | 0 | 0 | 0 | 0 | 0 | 0 | 0 | 0 | 0 | 0 | 2 | 0 | 0 | 0 | 0 | 0 | 0 | 0 | 0 | 0 | 0 | 0 | 0 | 1 | 3 | 0 | 3 | 0 | 4 | 0 | -1745.05 | -1701.25 | -1707.7948 | Borden-Storey #1 230kV line | Borden-Storey #1 230kV line | Gates 500/230kV TB #12 |  | 0 | 2 | 0 | 2 | 1 | 0 | -680.5815 | -623.3241 | -239.7374 | Bellota-Weber 230kV line | Bellota-Weber 230kV line | Oro Loma-El Nido 115kV Line |  | 5 | 4 | YES | 4 | 5 | 5 | NO | 5
PG&E KERN | Kern Oil | 115 | 0 | 0 | 0 | 0 | 0 | 0 | 0 | 0 | 0 | 0 | 0 | 0 | 0 | 0 | 0 | 0 | 0 | 0 | 0 | 0 | 0 | 0 | 0 | 0 | 0 | 0 | 0 | 0 | 0 | 0 | 0 | 0 | 0 | 0 | 0 | 0 | 0 | 0 | 0 | 0 | 0 | 0 | 0 | 0 | 0 | 0 | 0 | 0 | 0 | 0 | 0 | 0 | 0 | 0 | 0 | 0 | 0 | 0 | 0 | 0 | 0 | 0 | 0 | 0 | 0 | 0 | 0 | 0 | 1 | 0 | 1 | 0 | 0 | 0 | 1 | 0 | 0 | 0 | 1 | 0 | 0 | 0 | 0 | 0 | 0 | 0 | 0 | 0 | 0 | 0 | 0 | 0 | 0 | 0 | 1 | 0 | 0 | 0 |  | 0 | 0 | 0 | 0 | 0 | 0 | 0 | 0 | 0 | 0 | 0 | 0 | 0 | 0 | 0 | 0 | 0 | 0 | 0 | 0 | 0 | 0 | 0 | 1 | 0 | 0 | 0 | 0 | 0 | 1 | 1 | 0 | 0 | 0 | 1 | 1 | -820.765 | 69.2197 | -2088.8969 | Mustang-Henrietta 230 kV line | Mustang-Henrietta 230 kV line | Mustang-Henrietta 230 kV line |  | 0 | 0 | 0 | 0 | 0 | 0 | 1341.25 | 1249.45 | 390.1031 | Gates-Arco 230 kV Line | Gates-Arco 230 kV Line | Mustang-Henrietta 230 kV line |  | 5 | 1 | YES | 2 | 5 | 1 | YES | 2
PG&E KERN | Kern PP | 115 | 0 | 0 | 0 | 0 | 0 | 0 | 0 | 0 | 0 | 0 | 0 | 0 | 0 | 0 | 0 | 0 | 0 | 0 | 0 | 0 | 0 | 0 | 0 | 0 | 0 | 0 | 0 | 0 | 0 | 0 | 0 | 0 | 0 | 0 | 0 | 0 | 0 | 0 | 0 | 0 | 0 | 0 | 0 | 0 | 0 | 0 | 0 | 0 | 0 | 0 | 0 | 0 | 0 | 0 | 0 | 0 | 0 | 0 | 0 | 0 | 0 | 0 | 0 | 0 | 0 | 0 | 0 | 0 | 1 | 0 | 1 | 0 | 0 | 0 | 0 | 0 | 0 | 0 | 1 | 1 | 0 | 0 | 0 | 0 | 0 | 0 | 0 | 0 | 0 | 0 | 0 | 0 | 0 | 0 | 1 | 0 | 0 | 0 |  | 0 | 0 | 0 | 0 | 0 | 0 | 0 | 0 | 0 | 0 | 0 | 0 | 0 | 0 | 0 | 0 | 0 | 0 | 0 | 0 | 0 | 0 | 0 | 0 | 0 | 0 | 0 | 0 | 0 | 0 | 2 | 0 | 1 | 0 | 2 | 1 | -820.765 | -457.5793 | -2088.8969 | Mustang-Henrietta 230 kV line | Gates 500/230kV TB #11 | Mustang-Henrietta 230 kV line |  | 0 | 0 | 0 | 0 | 0 | 0 | 1341.25 | 1249.45 | 390.1031 | Gates-Arco 230 kV Line | Gates-Arco 230 kV Line | Mustang-Henrietta 230 kV line |  | 5 | 1 | YES | 2 | 5 | 1 | YES | 2
PG&E KERN | Kern PP | 230 | 0 | 0 | 0 | 0 | 0 | 0 | 0 | 0 | 0 | 0 | 0 | 0 | 0 | 0 | 0 | 0 | 0 | 0 | 0 | 0 | 0 | 0 | 0 | 0 | 0 | 0 | 0 | 0 | 0 | 0 | 0 | 0 | 0 | 0 | 0 | 0 | 0 | 0 | 0 | 0 | 0 | 0 | 0 | 0 | 0 | 0 | 0 | 0 | 0 | 0 | 0 | 0 | 0 | 0 | 0 | 0 | 0 | 0 | 0 | 0 | 0 | 0 | 0 | 0 | 0 | 0 | 0 | 1 | 0 | 0 | 0 | 0 | 0 | 0 | 0 | 0 | 0 | 0 | 1 | 1 | 0 | 0 | 0 | 0 | 0 | 0 | 0 | 0 | 0 | 0 | 0 | 0 | 0 | 0 | 1 | 0 | 0 | 0 |  | 0 | 0 | 0 | 0 | 0 | 0 | 0 | 0 | 0 | 0 | 0 | 0 | 0 | 0 | 0 | 0 | 0 | 0 | 0 | 0 | 0 | 0 | 0 | 0 | 0 | 0 | 0 | 0 | 0 | 0 | 2 | 0 | 1 | 0 | 2 | 1 | -820.765 | -457.5793 | -2088.8969 | Mustang-Henrietta 230 kV line | Gates 500/230kV TB #11 | Mustang-Henrietta 230 kV line |  | 0 | 0 | 0 | 0 | 0 | 0 | 35.715 | 4.0117 | 3.675 | Cal Flat-Gates 230 kV line | Cal Flat-Gates 230 kV line | Cal Flat-Gates 230 kV line |  | 5 | 1 | YES | 2 | 5 | 1 | YES | 2
PG&E KERN | Kern PP | 70 | 0 | 0 | 0 | 0 | 0 | 0 | 0 | 0 | 0 | 0 | 0 | 0 | 0 | 0 | 0 | 0 | 0 | 0 | 0 | 0 | 0 | 0 | 0 | 0 | 0 | 0 | 0 | 0 | 0 | 0 | 0 | 0 | 0 | 0 | 0 | 0 | 0 | 0 | 0 | 0 | 0 | 0 | 0 | 0 | 0 | 0 | 0 | 0 | 0 | 0 | 0 | 0 | 0 | 0 | 0 | 0 | 0 | 0 | 0 | 0 | 0 | 0 | 0 | 0 | 0 | 0 | 0 | 1 | 1 | 0 | 0 | 0 | 0 | 0 | 0 | 0 | 0 | 0 | 0 | 1 | 0 | 0 | 0 | 0 | 0 | 0 | 0 | 0 | 0 | 0 | 0 | 0 | 0 | 0 | 0 | 0 | 0 | 0 |  | 0 | 0 | 0 | 0 | 0 | 0 | 0 | 0 | 0 | 0 | 0 | 0 | 0 | 0 | 0 | 0 | 0 | 0 | 0 | 0 | 0 | 0 | 0 | 0 | 0 | 0 | 0 | 0 | 0 | 0 | 1 | 0 | 1 | 0 | 1 | 0 | -399.853 | -457.5793 | -1079.1245 | Gates 500/230kV TB #11 | Gates 500/230kV TB #11 | Gates 500/230kV TB #11 |  | 0 | 0 | 0 | 0 | 0 | 0 | 35.715 | 4.0117 | 3.675 | Cal Flat-Gates 230 kV line | Cal Flat-Gates 230 kV line | Cal Flat-Gates 230 kV line |  | 5 | 1 | YES | 2 | 5 | 1 | YES | 2
PG&E KERN | Kernridge | 115 | 0 | 0 | 0 | 0 | 0 | 0 | 0 | 0 | 0 | 0 | 0 | 0 | 0 | 0 | 0 | 0 | 0 | 0 | 0 | 0 | 0 | 0 | 0 | 0 | 0 | 0 | 0 | 0 | 0 | 0 | 0 | 0 | 0 | 0 | 0 | 0 | 0 | 0 | 0 | 0 | 0 | 0 | 0 | 0 | 0 | 0 | 0 | 0 | 0 | 0 | 0 | 0 | 0 | 0 | 0 | 0 | 0 | 0 | 0 | 0 | 0 | 0 | 0 | 0 | 0 | 0 | 0 | 1 | 1 | 0 | 0 | 0 | 0 | 0 | 1 | 0 | 0 | 0 | 1 | 0 | 0 | 0 | 0 | 0 | 0 | 0 | 0 | 0 | 0 | 0 | 0 | 0 | 0 | 0 | 1 | 0 | 0 | 0 |  | 0 | 0 | 0 | 0 | 0 | 0 | 0 | 0 | 0 | 0 | 0 | 0 | 0 | 0 | 0 | 0 | 0 | 0 | 0 | 0 | 0 | 0 | 0 | 0 | 0 | 0 | 0 | 0 | 0 | 0 | 1 | 0 | 0 | 0 | 1 | 1 | -820.765 | 4.0117 | -2088.8969 | Mustang-Henrietta 230 kV line | Cal Flat-Gates 230 kV line | Mustang-Henrietta 230 kV line |  | 0 | 0 | 0 | 0 | 0 | 0 | 35.715 | 4.0117 | 3.675 | Cal Flat-Gates 230 kV line | Cal Flat-Gates 230 kV line | Cal Flat-Gates 230 kV line |  | 5 | 1 | YES | 2 | 5 | 1 | YES | 2
PG&E FRESNO | Kingsburg | 115 | 0 | 0 | 0 | 0 | 0 | 0 | 0 | 0 | 0 | 0 | 0 | 0 | 0 | 0 | 0 | 0 | 0 | 0 | 0 | 0 | 0 | 0 | 0 | 0 | 0 | 0 | 0 | 0 | 0 | 0 | 0 | 0 | 0 | 0 | 0 | 0 | 0 | 0 | 0 | 0 | 0 | 0 | 0 | 0 | 0 | 1 | 0 | 0 | 0 | 0 | 0 | 0 | 0 | 0 | 0 | 0 | 0 | 0 | 0 | 0 | 0 | 0 | 0 | 0 | 0 | 0 | 0 | 0 | 0 | 0 | 0 | 0 | 0 | 0 | 0 | 0 | 0 | 0 | 1 | 0 | 0 | 1 | 0 | 1 | 1 | 1 | 0 | 0 | 0 | 1 | 0 | 0 | 0 | 0 | 1 | 0 | 0 | 2 |  | 0 | 0 | 0 | 0 | 0 | 0 | 0 | 0 | 0 | 0 | 0 | 0 | 0 | 0 | 0 | 0 | 0 | 0 | 0 | 0 | 0 | 0 | 0 | 0 | 0 | 0 | 0 | 0 | 0 | 0 | 5 | 0 | 4 | 0 | 4 | 1 | -1745.05 | -1701.25 | -2088.8969 | Borden-Storey #1 230kV line | Borden-Storey #1 230kV line | Mustang-Henrietta 230 kV line |  | 0 | 2 | 0 | 2 | 1 | 0 | -680.5815 | -623.3241 | -210.6574 | Bellota-Weber 230kV line | Bellota-Weber 230kV line | Chowchilla-Le grand 115kV Line |  | 5 | 4 | YES | 4 | 5 | 5 | NO | 5
PG&E GBA | Kirker | 115 | 0 | 0 | 0 | 0 | 0 | 0 | 0 | 0 | 0 | 0 | 0 | 0 | 0 | 0 | 0 | 0 | 0 | 0 | 0 | 0 | 0 | 0 | 0 | 0 | 0 | 0 | 0 | 0 | 0 | 0 | 0 | 0 | 0 | 0 | 0 | 0 | 0 | 0 | 0 | 1 | 0 | 0 | 0 | 0 | 0 | 0 | 0 | 0 | 0 | 0 | 0 | 0 | 0 | 0 | 0 | 0 | 0 | 0 | 0 | 0 | 0 | 0 | 0 | 0 | 0 | 0 | 0 | 0 | 0 | 0 | 0 | 0 | 0 | 0 | 0 | 0 | 0 | 0 | 0 | 0 | 0 | 0 | 0 | 0 | 0 | 0 | 0 | 0 | 0 | 0 | 0 | 0 | 0 | 0 | 0 | 0 | 0 | 0 |  | 0 | 0 | 0 | 0 | 0 | 0 | 0 | 0 | 0 | 0 | 0 | 0 | 0 | 0 | 0 | 0 | 0 | 0 | 0 | 0 | 0 | 0 | 0 | 2.9 | 0 | 0 | 0 | 0 | 0 | 1 | 1 | 0 | 0 | 0 | 0 | 0 | -1552.755 | 590.186 | 5456.3208 | Collinsville-Tesla 500 kV Line | Collinsville-Tesla 500 kV Line | Collinsville-Tesla 500 kV Line |  | 0 | 0 | 0 | 0 | 0 | 0 | 7092.245 | 9235.186 | 5456.3208 | Collinsville-Tesla 500 kV Line | Collinsville-Tesla 500 kV Line | Collinsville-Tesla 500 kV Line |  | 5 | 1 | YES | 2 | 1 | 1 | NO | 1
PG&E NGBA | Knights Landing | 115 | 0 | 0 | 0 | 0 | 0 | 0 | 0 | 0 | 0 | 0 | 0 | 0 | 0 | 0 | 0 | 0 | 0 | 0 | 0 | 0 | 0 | 0 | 0 | 0 | 0 | 0 | 0 | 0 | 0 | 0 | 0 | 0 | 0 | 0 | 0 | 0 | 0 | 0 | 0 | 1 | 1 | 0 | 1 | 0 | 1 | 1 | 0 | 1 | 0 | 0 | 0 | 0 | 0 | 0 | 0 | 0 | 0 | 0 | 0 | 1 | 1 | 0 | 0 | 0 | 0 | 0 | 0 | 0 | 0 | 0 | 0 | 0 | 0 | 0 | 0 | 0 | 0 | 0 | 0 | 0 | 0 | 0 | 0 | 0 | 0 | 0 | 0 | 0 | 0 | 0 | 0 | 0 | 0 | 0 | 0 | 0 | 0 | 0 |  | 0 | 0 | 0 | 0 | 0 | 0 | 0 | 0 | 0 | 0 | 0 | 0 | 0 | 0 | 0 | 0 | 0 | 0 | 0 | 0 | 0 | 0 | 0 | 0 | 0 | 0 | 0 | 0 | 0 | 0 | 3 | 0 | 1 | 0 | 0 | 0 | -1552.755 | -1083.3241 | 32.84 | Collinsville-Tesla 500 kV Line | Bellota-Weber 230kV line | Woodland- Davis 115kV line |  | 0 | 2 | 0 | 1 | 0 | 0 | -1091.3965 | -623.3241 | 32.84 | Tesla-Bellota 230 kV line | Bellota-Weber 230kV line | Woodland- Davis 115kV line |  | 5 | 4 | YES | 4 | 1 | 1 | NO | 1
PG&E NGBA | Konocti | 60 | 0 | 0 | 0 | 0 | 0 | 0 | 0 | 0 | 0 | 0 | 0 | 0 | 0 | 0 | 0 | 0 | 0 | 0 | 0 | 0 | 0 | 0 | 0 | 0 | 0 | 0 | 0 | 0 | 0 | 0 | 0 | 0 | 0 | 0 | 0 | 0 | 0 | 0 | 0 | 1 | 0 | 1 | 0 | 0 | 0 | 0 | 0 | 0 | 0 | 0 | 0 | 0 | 1 | 0 | 1 | 1 | 0 | 0 | 0 | 0 | 0 | 0 | 0 | 0 | 0 | 0 | 1 | 0 | 0 | 0 | 0 | 0 | 0 | 0 | 0 | 0 | 0 | 0 | 0 | 0 | 0 | 0 | 0 | 0 | 0 | 0 | 0 | 0 | 0 | 0 | 0 | 0 | 0 | 0 | 0 | 0 | 0 | 1 |  | 0 | 0 | 0 | 0 | 0 | 0 | 0 | 0 | 0 | 0 | 0 | 0 | 0 | 0 | 0 | 0 | 0.2 | 0 | 0 | 0 | 0 | 0 | 0 | 0 | 0 | 0 | 0 | 0 | 0 | 1 | 3 | 0 | 1 | 0 | 0 | 0 | -1552.755 | -150.277 | 634.382 | Collinsville-Tesla 500 kV Line | Birds Landing-Contra Costa 230kV Line | Birds Landing-Contra Costa 230kV Line |  | 0 | 0 | 0 | 0 | 0 | 0 | 733.3 | 787.18 | 634.382 | Cortina-Eagle Rock 115 kV line | Cortina-Eagle Rock 115 kV line | Birds Landing-Contra Costa 230kV Line |  | 5 | 1 | YES | 2 | 1 | 1 | NO | 1
SCE NOL | Kramer | 115 | 0 | 0 | 0 | 0 | 0 | 0 | 0 | 0 | 0 | 0 | 0 | 1 | 1 | 1 | 0 | 0 | 0 | 0 | 0 | 0 | 0 | 0 | 0 | 0 | 0 | 0 | 0 | 0 | 0 | 0 | 0 | 0 | 0 | 0 | 0 | 0 | 0 | 0 | 0 | 0 | 0 | 0 | 0 | 0 | 0 | 0 | 0 | 0 | 0 | 0 | 0 | 0 | 0 | 0 | 0 | 0 | 0 | 0 | 0 | 0 | 0 | 0 | 0 | 0 | 0 | 0 | 0 | 0 | 0 | 0 | 0 | 0 | 0 | 0 | 0 | 0 | 0 | 0 | 0 | 0 | 0 | 0 | 0 | 0 | 0 | 0 | 0 | 0 | 0 | 0 | 0 | 0 | 0 | 0 | 0 | 0 | 0 | 3 |  | 0 | 0 | 0 | 0 | 0 | 0 | 0 | 0 | 0 | 0 | 0 | 0 | 0 | 0 | 0 | 0 | 0 | 0 | 0 | 0 | 0 | 0 | 0 | 4 | 0 | 8 | 0 | 6 | 0 | 1 | 0 | 2 | 0 | 2 | 0 | 0 | -96.42 | -45.65 | 1021.4838 | South of Kramer Area Constraint | South of Kramer Area Constraint | South of Kramer Area Constraint |  | 0 | 2 | 0 | 2 | 0 | 0 | -96.42 | -45.65 | 1021.4838 | South of Kramer Area Constraint | South of Kramer Area Constraint | South of Kramer Area Constraint |  | 3 | 3 | NO | 3 | 1 | 1 | NO | 1
SCE NOL | Kramer | 230 | 0 | 0 | 0 | 0 | 0 | 0 | 0 | 0 | 0 | 0 | 0 | 1 | 1 | 1 | 0 | 0 | 0 | 0 | 0 | 0 | 0 | 0 | 0 | 0 | 0 | 0 | 0 | 0 | 0 | 0 | 0 | 0 | 0 | 0 | 0 | 0 | 0 | 0 | 0 | 0 | 0 | 0 | 0 | 0 | 0 | 0 | 0 | 0 | 0 | 0 | 0 | 0 | 0 | 0 | 0 | 0 | 0 | 0 | 0 | 0 | 0 | 0 | 0 | 0 | 0 | 0 | 0 | 0 | 0 | 0 | 0 | 0 | 0 | 0 | 0 | 0 | 0 | 0 | 0 | 0 | 0 | 0 | 0 | 0 | 0 | 0 | 0 | 0 | 0 | 0 | 0 | 0 | 0 | 0 | 0 | 0 | 0 | 3 |  | 0 | 0 | 0 | 0 | 0 | 0 | 0 | 0 | 0 | 75 | 0 | 17.5 | 0 | 0 | 1 | 0 | 0 | 0 | 0 | 0 | 0 | 0 | 0 | 0 | 164 | 200 | 286.2 | 0 | 0 | 1 | 0 | 2 | 0 | 2 | 0 | 0 | -96.42 | -45.65 | 1021.4838 | South of Kramer Area Constraint | South of Kramer Area Constraint | South of Kramer Area Constraint |  | 0 | 2 | 0 | 2 | 0 | 0 | -96.42 | -45.65 | 1021.4838 | South of Kramer Area Constraint | South of Kramer Area Constraint | South of Kramer Area Constraint |  | 3 | 3 | NO | 3 | 1 | 1 | NO | 1
SCE Metro | La Cienega | 230 | 0 | 0 | 0 | 0 | 0 | 0 | 0 | 0 | 1 | 1 | 0 | 0 | 0 | 0 | 0 | 0 | 0 | 0 | 0 | 0 | 0 | 0 | 0 | 0 | 0 | 0 | 0 | 0 | 0 | 0 | 0 | 0 | 0 | 0 | 0 | 0 | 0 | 0 | 0 | 0 | 0 | 0 | 0 | 0 | 0 | 0 | 0 | 0 | 0 | 0 | 0 | 0 | 0 | 0 | 0 | 0 | 0 | 0 | 0 | 0 | 0 | 0 | 0 | 0 | 0 | 0 | 0 | 0 | 0 | 0 | 0 | 0 | 0 | 0 | 0 | 0 | 0 | 0 | 0 | 0 | 0 | 0 | 0 | 0 | 0 | 0 | 0 | 0 | 0 | 0 | 0 | 0 | 0 | 0 | 0 | 0 | 0 | 0 |  | 0 | 0 | 0 | 0 | 0 | 0 | 0 | 0 | 0 | 0 | 0 | 0 | 0 | 0 | 0 | 0 | 0 | 0 | 0 | 0 | 0 | 0 | 0 | 0 | 0 | 0 | 0 | 0 | 0 | 0 | 0 | 0 | 0 | 0 | 0 | 0 | 1825 | 2262.5 | 3569.6408 | Hinson - Del Amo Constraint | Hinson - Del Amo Constraint | Hinson - Del Amo Constraint |  | 0 | 0 | 0 | 0 | 0 | 0 | 1825 | 2262.5 | 3569.6408 | Hinson - Del Amo Constraint | Hinson - Del Amo Constraint | Hinson - Del Amo Constraint |  | 1 | 1 | NO | 1 | 1 | 1 | NO | 1
SCE Metro | La Fresa | 230 | 0 | 0 | 0 | 0 | 0 | 0 | 0 | 0 | 1 | 1 | 0 | 0 | 0 | 0 | 0 | 0 | 0 | 0 | 0 | 0 | 0 | 0 | 0 | 0 | 0 | 0 | 0 | 0 | 0 | 0 | 0 | 0 | 0 | 0 | 0 | 0 | 0 | 0 | 0 | 0 | 0 | 0 | 0 | 0 | 0 | 0 | 0 | 0 | 0 | 0 | 0 | 0 | 0 | 0 | 0 | 0 | 0 | 0 | 0 | 0 | 0 | 0 | 0 | 0 | 0 | 0 | 0 | 0 | 0 | 0 | 0 | 0 | 0 | 0 | 0 | 0 | 0 | 0 | 0 | 0 | 0 | 0 | 0 | 0 | 0 | 0 | 0 | 0 | 0 | 0 | 0 | 0 | 0 | 0 | 0 | 0 | 0 | 0 |  | 0 | 0 | 0 | 0 | 0 | 0 | 0 | 0 | 0 | 0 | 0 | 0 | 0 | 0 | 0 | 0 | 0 | 0 | 0 | 0 | 0 | 0 | 0 | 0.64 | 0 | 0 | 0 | 0 | 0 | 1 | 0 | 0 | 0 | 0 | 0 | 0 | 1825 | 2262.5 | 3569.6408 | Hinson - Del Amo Constraint | Hinson - Del Amo Constraint | Hinson - Del Amo Constraint |  | 0 | 0 | 0 | 0 | 0 | 0 | 1825 | 2262.5 | 3569.6408 | Hinson - Del Amo Constraint | Hinson - Del Amo Constraint | Hinson - Del Amo Constraint |  | 1 | 1 | NO | 1 | 1 | 1 | NO | 1
SCE Metro | Laguna Bell | 230 | 0 | 0 | 0 | 0 | 0 | 0 | 0 | 0 | 0 | 1 | 0 | 0 | 0 | 0 | 0 | 0 | 0 | 0 | 0 | 0 | 0 | 0 | 0 | 0 | 0 | 0 | 0 | 0 | 0 | 0 | 0 | 0 | 0 | 0 | 0 | 0 | 0 | 0 | 0 | 0 | 0 | 0 | 0 | 0 | 0 | 0 | 0 | 0 | 0 | 0 | 0 | 0 | 0 | 0 | 0 | 0 | 0 | 0 | 0 | 0 | 0 | 0 | 0 | 0 | 0 | 0 | 0 | 0 | 0 | 0 | 0 | 0 | 0 | 0 | 0 | 0 | 0 | 0 | 0 | 0 | 0 | 0 | 0 | 0 | 0 | 0 | 0 | 0 | 0 | 0 | 0 | 0 | 0 | 0 | 0 | 0 | 0 | 0 |  | 0 | 0 | 0 | 0 | 0 | 0 | 0 | 0 | 0 | 0 | 0 | 0 | 0 | 0 | 0 | 0 | 0 | 0 | 0 | 0 | 0 | 0 | 0 | 3.27 | 0 | 0 | 350 | 150 | 0 | 1 | 0 | 0 | 0 | 0 | 0 | 0 | 9384.6 | 11197.7 | 14407.5055 | SCE Metro Area Default Constraint | SCE Metro Area Default Constraint | SCE Metro Area Default Constraint |  | 0 | 0 | 0 | 0 | 0 | 0 | 9384.6 | 11197.7 | 14407.5055 | SCE Metro Area Default Constraint | SCE Metro Area Default Constraint | SCE Metro Area Default Constraint |  | 1 | 1 | NO | 1 | 1 | 1 | NO | 1
PG&E KERN | Lakeview | 70 | 0 | 0 | 0 | 0 | 0 | 0 | 0 | 0 | 0 | 0 | 0 | 0 | 0 | 0 | 0 | 0 | 0 | 0 | 0 | 0 | 0 | 0 | 0 | 0 | 0 | 0 | 0 | 0 | 0 | 0 | 0 | 0 | 0 | 0 | 0 | 0 | 0 | 0 | 0 | 0 | 0 | 0 | 0 | 0 | 0 | 0 | 0 | 0 | 0 | 0 | 0 | 0 | 0 | 0 | 0 | 0 | 0 | 0 | 0 | 0 | 0 | 0 | 0 | 0 | 0 | 0 | 0 | 0 | 0 | 0 | 0 | 0 | 0 | 0 | 0 | 0 | 1 | 0 | 1 | 1 | 0 | 0 | 0 | 0 | 0 | 0 | 0 | 0 | 0 | 0 | 0 | 0 | 0 | 0 | 1 | 0 | 0 | 0 |  | 0 | 0 | 0 | 0 | 0 | 0 | 0 | 0 | 0 | 0 | 0 | 0 | 0 | 0 | 0 | 0 | 0 | 0 | 0 | 0 | 0 | 0 | 0 | 0 | 0 | 70 | 65.5 | 0 | 0 | 1 | 2 | 0 | 1 | 0 | 2 | 1 | -820.765 | -457.5793 | -2088.8969 | Mustang-Henrietta 230 kV line | Gates 500/230kV TB #11 | Mustang-Henrietta 230 kV line |  | 0 | 0 | 0 | 0 | 0 | 0 | 141 | 83.75 | 140.2 | Midway-Buena Vista Jct 230kV Line | Midway-Buena Vista Jct 230kV Line | Midway-Buena Vista Jct 230kV Line |  | 5 | 1 | YES | 2 | 5 | 1 | YES | 2
PG&E NGBA | Lakeville | 230 | 0 | 0 | 0 | 0 | 0 | 0 | 0 | 0 | 0 | 0 | 0 | 0 | 0 | 0 | 0 | 0 | 0 | 0 | 0 | 0 | 0 | 0 | 0 | 0 | 0 | 0 | 0 | 0 | 0 | 0 | 0 | 0 | 0 | 0 | 0 | 0 | 0 | 0 | 0 | 1 | 0 | 0 | 0 | 0 | 0 | 0 | 0 | 0 | 0 | 0 | 0 | 1 | 1 | 1 | 1 | 1 | 0 | 0 | 1 | 1 | 0 | 0 | 0 | 0 | 0 | 1 | 1 | 0 | 0 | 0 | 0 | 0 | 0 | 0 | 0 | 0 | 0 | 0 | 0 | 0 | 0 | 0 | 0 | 0 | 0 | 0 | 0 | 0 | 0 | 0 | 0 | 0 | 0 | 0 | 0 | 0 | 0 | 2 |  | 0 | 0 | 0 | 0 | 0 | 0 | 0 | 0 | 0 | 0 | 0 | 0 | 0 | 0 | 0 | 0 | 0 | 0 | 0 | 0 | 0 | 0 | 0 | 0 | 0 | 0 | 0 | 0 | 0 | 0 | 5 | 0 | 2 | 0 | 0 | 0 | -1552.755 | -353.559 | 634.382 | Collinsville-Tesla 500 kV Line | Windmaster-Delta pumps 230 kV line | Birds Landing-Contra Costa 230kV Line |  | 0 | 1 | 0 | 0 | 0 | 0 | -1091.3965 | 975.6364 | 634.382 | Tesla-Bellota 230 kV line | Tesla-Bellota 230 kV line | Birds Landing-Contra Costa 230kV Line |  | 5 | 4 | YES | 4 | 1 | 1 | NO | 1
PG&E NGBA | Lakeville | 60 | 0 | 0 | 0 | 0 | 0 | 0 | 0 | 0 | 0 | 0 | 0 | 0 | 0 | 0 | 0 | 0 | 0 | 0 | 0 | 0 | 0 | 0 | 0 | 0 | 0 | 0 | 0 | 0 | 0 | 0 | 0 | 0 | 0 | 0 | 0 | 0 | 0 | 0 | 0 | 1 | 0 | 0 | 0 | 0 | 0 | 0 | 0 | 0 | 0 | 0 | 0 | 1 | 1 | 1 | 1 | 1 | 0 | 0 | 0 | 1 | 0 | 0 | 0 | 0 | 0 | 1 | 1 | 0 | 0 | 0 | 0 | 0 | 0 | 0 | 0 | 0 | 0 | 0 | 0 | 0 | 0 | 0 | 0 | 0 | 0 | 0 | 0 | 0 | 0 | 0 | 0 | 0 | 0 | 0 | 0 | 0 | 0 | 2 |  | 0 | 0 | 0 | 0 | 0 | 0 | 0 | 0 | 0 | 0 | 0 | 0 | 0 | 0 | 0 | 0 | 0 | 0 | 0 | 0 | 0 | 0 | 0 | 4 | 0 | 0 | 0 | 0 | 0 | 1 | 5 | 0 | 2 | 0 | 0 | 0 | -1552.755 | -353.559 | 634.382 | Collinsville-Tesla 500 kV Line | Windmaster-Delta pumps 230 kV line | Birds Landing-Contra Costa 230kV Line |  | 0 | 1 | 0 | 0 | 0 | 0 | -1091.3965 | 975.6364 | 634.382 | Tesla-Bellota 230 kV line | Tesla-Bellota 230 kV line | Birds Landing-Contra Costa 230kV Line |  | 5 | 4 | YES | 4 | 1 | 1 | NO | 1
PG&E NGBA | Lakeville | 115 | 0 | 0 | 0 | 0 | 0 | 0 | 0 | 0 | 0 | 0 | 0 | 0 | 0 | 0 | 0 | 0 | 0 | 0 | 0 | 0 | 0 | 0 | 0 | 0 | 0 | 0 | 0 | 0 | 0 | 0 | 0 | 0 | 0 | 0 | 0 | 0 | 0 | 0 | 0 | 1 | 0 | 0 | 0 | 0 | 0 | 0 | 0 | 0 | 0 | 0 | 0 | 1 | 1 | 1 | 1 | 1 | 0 | 0 | 0 | 1 | 0 | 0 | 0 | 0 | 0 | 1 | 1 | 0 | 0 | 0 | 0 | 0 | 0 | 0 | 0 | 0 | 0 | 0 | 0 | 0 | 0 | 0 | 0 | 0 | 0 | 0 | 0 | 0 | 0 | 0 | 0 | 0 | 0 | 0 | 0 | 0 | 0 | 2 |  | 0 | 0 | 0 | 0 | 0 | 0 | 0 | 0 | 0 | 0 | 0 | 0 | 0 | 0 | 0 | 0 | 0 | 0 | 0 | 0 | 0 | 0 | 0 | 0 | 0 | 0 | 50 | 0 | 0 | 1 | 5 | 0 | 2 | 0 | 0 | 0 | -1552.755 | -353.559 | 634.382 | Collinsville-Tesla 500 kV Line | Windmaster-Delta pumps 230 kV line | Birds Landing-Contra Costa 230kV Line |  | 0 | 1 | 0 | 0 | 0 | 0 | -1091.3965 | 975.6364 | 634.382 | Tesla-Bellota 230 kV line | Tesla-Bellota 230 kV line | Birds Landing-Contra Costa 230kV Line |  | 5 | 4 | YES | 4 | 1 | 1 | NO | 1
PG&E GBA | Lakewood | 115 | 0 | 0 | 0 | 0 | 0 | 0 | 0 | 0 | 0 | 0 | 0 | 0 | 0 | 0 | 0 | 0 | 0 | 0 | 0 | 0 | 0 | 0 | 0 | 0 | 0 | 0 | 0 | 0 | 0 | 0 | 0 | 0 | 0 | 0 | 0 | 0 | 0 | 0 | 0 | 1 | 0 | 0 | 0 | 0 | 0 | 0 | 0 | 0 | 0 | 0 | 0 | 0 | 0 | 0 | 0 | 0 | 0 | 0 | 0 | 0 | 0 | 0 | 0 | 0 | 0 | 0 | 0 | 0 | 0 | 0 | 0 | 0 | 0 | 0 | 0 | 0 | 0 | 0 | 0 | 0 | 0 | 0 | 0 | 0 | 0 | 0 | 0 | 0 | 0 | 0 | 0 | 0 | 0 | 0 | 0 | 0 | 0 | 0 |  | 0 | 0 | 0 | 0 | 0 | 0 | 0 | 0 | 0 | 0 | 0 | 0 | 0 | 0 | 0 | 0 | 0 | 0 | 0 | 0 | 0 | 0 | 0 | 0 | 0 | 0 | 0 | 0 | 0 | 0 | 1 | 0 | 0 | 0 | 0 | 0 | -1552.755 | 590.186 | 5456.3208 | Collinsville-Tesla 500 kV Line | Collinsville-Tesla 500 kV Line | Collinsville-Tesla 500 kV Line |  | 0 | 0 | 0 | 0 | 0 | 0 | 7092.245 | 9235.186 | 5456.3208 | Collinsville-Tesla 500 kV Line | Collinsville-Tesla 500 kV Line | Collinsville-Tesla 500 kV Line |  | 5 | 1 | YES | 2 | 1 | 1 | NO | 1
PG&E NGBA | Lambie | 230 | 0 | 0 | 0 | 0 | 0 | 0 | 0 | 0 | 0 | 0 | 0 | 0 | 0 | 0 | 0 | 0 | 0 | 0 | 0 | 0 | 0 | 0 | 0 | 0 | 0 | 0 | 0 | 0 | 0 | 0 | 0 | 0 | 0 | 0 | 0 | 0 | 0 | 0 | 0 | 1 | 0 | 0 | 0 | 0 | 0 | 0 | 0 | 0 | 0 | 0 | 0 | 0 | 0 | 1 | 1 | 1 | 0 | 0 | 1 | 1 | 0 | 0 | 0 | 0 | 0 | 1 | 1 | 0 | 0 | 0 | 0 | 0 | 0 | 0 | 0 | 0 | 0 | 0 | 0 | 0 | 0 | 0 | 0 | 0 | 0 | 0 | 0 | 0 | 0 | 0 | 0 | 0 | 0 | 0 | 0 | 0 | 0 | 0 |  | 0 | 0 | 0 | 0 | 0 | 0 | 0 | 0 | 0 | 0 | 0 | 0 | 0 | 0 | 0 | 0 | 0 | 0 | 0 | 0 | 0 | 0 | 0 | 0 | 0 | 0 | 0 | 0 | 0 | 0 | 5 | 0 | 2 | 0 | 0 | 0 | -1552.755 | -353.559 | 634.382 | Collinsville-Tesla 500 kV Line | Windmaster-Delta pumps 230 kV line | Birds Landing-Contra Costa 230kV Line |  | 0 | 1 | 0 | 0 | 0 | 0 | -1091.3965 | 975.6364 | 634.382 | Tesla-Bellota 230 kV line | Tesla-Bellota 230 kV line | Birds Landing-Contra Costa 230kV Line |  | 5 | 4 | YES | 4 | 1 | 1 | NO | 1
PG&E GBA | Lammers | 115 | 0 | 0 | 0 | 0 | 0 | 0 | 0 | 0 | 0 | 0 | 0 | 0 | 0 | 0 | 0 | 0 | 0 | 0 | 0 | 0 | 0 | 0 | 0 | 0 | 0 | 0 | 0 | 0 | 0 | 0 | 0 | 0 | 0 | 0 | 0 | 0 | 0 | 0 | 0 | 0 | 0 | 0 | 0 | 0 | 0 | 1 | 0 | 0 | 0 | 0 | 0 | 0 | 0 | 0 | 0 | 1 | 0 | 1 | 0 | 1 | 0 | 0 | 0 | 0 | 0 | 1 | 0 | 0 | 0 | 0 | 0 | 0 | 0 | 0 | 0 | 0 | 0 | 0 | 0 | 0 | 0 | 0 | 0 | 0 | 0 | 0 | 0 | 0 | 0 | 0 | 0 | 0 | 0 | 0 | 0 | 0 | 0 | 0 |  | 0 | 0 | 0 | 0 | 0 | 0 | 0 | 0 | 0 | 0 | 0 | 0 | 0 | 0 | 0 | 0 | 0 | 0 | 0 | 0 | 0 | 0 | 0 | 0 | 0 | 0 | 0 | 0 | 0 | 0 | 3 | 0 | 1 | 0 | 0 | 0 | -1391.3965 | -1083.3241 | 692.3714 | Tesla-Bellota 230 kV line | Bellota-Weber 230kV line | Kasson Jct-Heinz 115 kV line |  | 0 | 2 | 0 | 1 | 0 | 0 | -1091.3965 | -623.3241 | 692.3714 | Tesla-Bellota 230 kV line | Bellota-Weber 230kV line | Kasson Jct-Heinz 115 kV line |  | 5 | 4 | YES | 4 | 1 | 1 | NO | 1
PG&E KERN | Lamont | 115 | 0 | 0 | 0 | 0 | 0 | 0 | 0 | 0 | 0 | 0 | 0 | 0 | 0 | 0 | 0 | 0 | 0 | 0 | 0 | 0 | 0 | 0 | 0 | 0 | 0 | 0 | 0 | 0 | 0 | 0 | 0 | 0 | 0 | 0 | 0 | 0 | 0 | 0 | 0 | 0 | 0 | 0 | 0 | 0 | 0 | 0 | 0 | 0 | 0 | 0 | 0 | 0 | 0 | 0 | 0 | 0 | 0 | 0 | 0 | 0 | 0 | 0 | 0 | 0 | 0 | 0 | 0 | 0 | 0 | 0 | 1 | 0 | 0 | 1 | 0 | 0 | 0 | 0 | 1 | 1 | 0 | 0 | 0 | 0 | 0 | 0 | 0 | 0 | 0 | 0 | 0 | 0 | 0 | 0 | 1 | 0 | 0 | 0 |  | 0 | 0 | 0 | 0 | 0 | 0 | 0 | 0 | 0 | 0 | 0 | 0 | 0 | 0 | 0 | 0 | 5 | 0 | 0 | 0 | 0 | 0 | 0 | 4 | 30 | 170 | 0 | 55 | 0 | 1 | 2 | 0 | 1 | 0 | 2 | 1 | -820.765 | -457.5793 | -2088.8969 | Mustang-Henrietta 230 kV line | Gates 500/230kV TB #11 | Mustang-Henrietta 230 kV line |  | 0 | 0 | 0 | 0 | 0 | 0 | 120.3 | 131 | 1.418 | Kern-Tevis-Stockdale-Lamont 115kV line | Kern-Tevis-Stockdale-Lamont 115kV line | Kern-Tevis-Stockdale-Lamont 115kV line |  | 5 | 1 | YES | 2 | 5 | 1 | YES | 2
PG&E FRESNO | Las Aguilas | 230 | 0 | 0 | 0 | 0 | 0 | 0 | 0 | 0 | 0 | 0 | 0 | 0 | 0 | 0 | 0 | 0 | 0 | 0 | 0 | 0 | 0 | 0 | 0 | 0 | 0 | 0 | 0 | 0 | 0 | 0 | 0 | 0 | 0 | 0 | 0 | 0 | 0 | 0 | 0 | 0 | 0 | 0 | 0 | 0 | 0 | 0 | 0 | 0 | 0 | 0 | 0 | 0 | 0 | 0 | 0 | 0 | 0 | 0 | 0 | 0 | 0 | 0 | 0 | 0 | 0 | 0 | 0 | 0 | 0 | 0 | 0 | 0 | 0 | 0 | 0 | 0 | 0 | 0 | 1 | 1 | 0 | 1 | 0 | 0 | 0 | 1 | 0 | 0 | 0 | 0 | 0 | 0 | 0 | 0 | 0 | 0 | 1 | 1 |  | 0 | 0 | 0 | 0 | 0 | 0 | 0 | 0 | 0 | 0 | 0 | 0 | 0 | 0 | 0 | 0 | 0 | 0 | 0 | 0 | 0 | 0 | 0 | 0 | 0 | 0 | 0 | 0 | 0 | 0 | 2 | 0 | 2 | 0 | 3 | 0 | -517.15 | -565.905 | -1707.7948 | Tranquility-Helm 230kV Line | Tranquility-Helm 230kV Line | Gates 500/230kV TB #12 |  | 0 | 0 | 0 | 0 | 0 | 0 | 906.65 | 1036.51 | 109.8191 | NEW-Metcalf-Mosslanding 500kV | NEW-Metcalf-Mosslanding 500kV | Tranquility-Helm 230kV Line |  | 5 | 1 | YES | 2 | 5 | 1 | YES | 2
EOP | Lathrop | 138 | 0 | 0 | 0 | 0 | 0 | 0 | 0 | 0 | 0 | 0 | 0 | 0 | 0 | 0 | 0 | 0 | 0 | 0 | 0 | 0 | 0 | 0 | 1 | 1 | 1 | 0 | 0 | 0 | 0 | 0 | 0 | 0 | 0 | 0 | 0 | 0 | 0 | 0 | 0 | 0 | 0 | 0 | 0 | 0 | 0 | 0 | 0 | 0 | 0 | 0 | 0 | 0 | 0 | 0 | 0 | 0 | 0 | 0 | 0 | 0 | 0 | 0 | 0 | 0 | 0 | 0 | 0 | 0 | 0 | 0 | 0 | 0 | 0 | 0 | 0 | 0 | 0 | 0 | 0 | 0 | 0 | 0 | 0 | 0 | 0 | 0 | 0 | 0 | 0 | 0 | 0 | 0 | 0 | 0 | 0 | 0 | 0 | 2 |  | 0 | 0 | 0 | 0 | 0 | 0 | 0 | 0 | 0 | 0 | 0 | 0 | 0 | 0 | 0 | 0 | 0 | 0 | 0 | 0 | 0 | 0 | 0 | 0 | 0 | 0 | 0 | 0 | 0 | 0 | 1 | 1 | 0 | 0 | 0 | 0 | -2392.615 | 660.59 | 1077.53 | Lugo - Victorville area constraint | Sloan Canyon - Eldorado 500 kV constraint | GLW 230kV area constraint |  | 0 | 1 | 0 | 0 | 0 | 0 | -250.55 | 660.59 | 1077.53 | Sloan Canyon - Eldorado 500 kV constraint | Sloan Canyon - Eldorado 500 kV constraint | GLW 230kV area constraint |  | 5 | 4 | YES | 4 | 1 | 1 | NO | 1
EOP | Lathrop | 230 | 0 | 0 | 0 | 0 | 0 | 0 | 0 | 0 | 0 | 0 | 0 | 0 | 0 | 0 | 0 | 0 | 0 | 0 | 0 | 0 | 0 | 0 | 1 | 1 | 1 | 0 | 0 | 0 | 0 | 0 | 0 | 0 | 0 | 0 | 0 | 0 | 0 | 0 | 0 | 0 | 0 | 0 | 0 | 0 | 0 | 0 | 0 | 0 | 0 | 0 | 0 | 0 | 0 | 0 | 0 | 0 | 0 | 0 | 0 | 0 | 0 | 0 | 0 | 0 | 0 | 0 | 0 | 0 | 0 | 0 | 0 | 0 | 0 | 0 | 0 | 0 | 0 | 0 | 0 | 0 | 0 | 0 | 0 | 0 | 0 | 0 | 0 | 0 | 0 | 0 | 0 | 0 | 0 | 0 | 0 | 0 | 0 | 2 |  | 0 | 0 | 0 | 0 | 0 | 0 | 0 | 0 | 0 | 0 | 0 | 0 | 0 | 0 | 0 | 0 | 0 | 300 | 0 | 0 | 0 | 0 | 0 | 0 | 250 | 250 | 0 | 100 | 0 | 1 | 1 | 1 | 0 | 0 | 0 | 0 | -2392.615 | 660.59 | 1077.53 | Lugo - Victorville area constraint | Sloan Canyon - Eldorado 500 kV constraint | GLW 230kV area constraint |  | 0 | 1 | 0 | 0 | 0 | 0 | -250.55 | 660.59 | 1077.53 | Sloan Canyon - Eldorado 500 kV constraint | Sloan Canyon - Eldorado 500 kV constraint | GLW 230kV area constraint |  | 5 | 4 | YES | 4 | 1 | 1 | NO | 1
PG&E FRESNO | Le Grand | 115 | 0 | 0 | 0 | 0 | 0 | 0 | 0 | 0 | 0 | 0 | 0 | 0 | 0 | 0 | 0 | 0 | 0 | 0 | 0 | 0 | 0 | 0 | 0 | 0 | 0 | 0 | 0 | 0 | 0 | 0 | 0 | 0 | 0 | 0 | 0 | 0 | 0 | 0 | 0 | 0 | 0 | 0 | 0 | 0 | 0 | 1 | 0 | 0 | 0 | 0 | 0 | 0 | 0 | 0 | 0 | 0 | 0 | 0 | 0 | 0 | 0 | 0 | 0 | 0 | 0 | 0 | 0 | 0 | 0 | 0 | 0 | 0 | 0 | 0 | 0 | 0 | 0 | 0 | 1 | 1 | 0 | 1 | 1 | 1 | 1 | 1 | 0 | 1 | 1 | 1 | 1 | 0 | 1 | 0 | 0 | 0 | 0 | 2 |  | 0 | 0 | 0 | 0 | 0 | 0 | 0 | 0 | 0 | 0 | 0 | 0 | 0 | 0 | 0 | 0 | 0 | 0 | 0 | 0 | 0 | 0 | 0 | 0 | 80 | 205 | 0 | 30 | 0 | 1 | 5 | 0 | 5 | 0 | 6 | 0 | -1745.05 | -1701.25 | -1707.7948 | Borden-Storey #1 230kV line | Borden-Storey #1 230kV line | Gates 500/230kV TB #12 |  | 0 | 2 | 0 | 2 | 2 | 0 | -680.5815 | -623.3241 | -239.7374 | Bellota-Weber 230kV line | Bellota-Weber 230kV line | Oro Loma-El Nido 115kV Line |  | 5 | 4 | YES | 4 | 5 | 5 | NO | 5
PG&E FRESNO | Lemoore | 70 | 0 | 0 | 0 | 0 | 0 | 0 | 0 | 0 | 0 | 0 | 0 | 0 | 0 | 0 | 0 | 0 | 0 | 0 | 0 | 0 | 0 | 0 | 0 | 0 | 0 | 0 | 0 | 0 | 0 | 0 | 0 | 0 | 0 | 0 | 0 | 0 | 0 | 0 | 0 | 0 | 0 | 0 | 0 | 0 | 0 | 0 | 0 | 0 | 0 | 0 | 0 | 0 | 0 | 0 | 0 | 0 | 0 | 0 | 0 | 0 | 0 | 0 | 0 | 0 | 0 | 0 | 0 | 0 | 1 | 0 | 0 | 0 | 0 | 0 | 0 | 0 | 0 | 0 | 0 | 1 | 0 | 1 | 0 | 0 | 0 | 0 | 0 | 0 | 0 | 0 | 0 | 0 | 0 | 0 | 0 | 0 | 0 | 0 |  | 0 | 0 | 0 | 0 | 0 | 0 | 0 | 0 | 0 | 0 | 0 | 0 | 0 | 0 | 0 | 0 | 0 | 0 | 0 | 0 | 0 | 0 | 0 | 0 | 0 | 22 | 0 | 5 | 0 | 1 | 2 | 0 | 2 | 0 | 2 | 0 | -517.15 | -565.905 | -1079.1245 | Tranquility-Helm 230kV Line | Tranquility-Helm 230kV Line | Gates 500/230kV TB #11 |  | 0 | 0 | 0 | 0 | 0 | 0 | 1341.25 | 1249.45 | 109.8191 | Gates-Arco 230 kV Line | Gates-Arco 230 kV Line | Tranquility-Helm 230kV Line |  | 5 | 1 | YES | 2 | 5 | 1 | YES | 2
PG&E KERN | Lerdo | 115 | 0 | 0 | 0 | 0 | 0 | 0 | 0 | 0 | 0 | 0 | 0 | 0 | 0 | 0 | 0 | 0 | 0 | 0 | 0 | 0 | 0 | 0 | 0 | 0 | 0 | 0 | 0 | 0 | 0 | 0 | 0 | 0 | 0 | 0 | 0 | 0 | 0 | 0 | 0 | 0 | 0 | 0 | 0 | 0 | 0 | 0 | 0 | 0 | 0 | 0 | 0 | 0 | 0 | 0 | 0 | 0 | 0 | 0 | 0 | 0 | 0 | 0 | 0 | 0 | 0 | 0 | 0 | 1 | 1 | 0 | 1 | 0 | 0 | 0 | 1 | 0 | 0 | 0 | 1 | 0 | 0 | 0 | 0 | 0 | 0 | 0 | 0 | 0 | 0 | 0 | 0 | 0 | 0 | 0 | 1 | 0 | 0 | 0 |  | 0 | 0 | 0 | 0 | 0 | 0 | 0 | 0 | 0 | 0 | 0 | 0 | 0 | 0 | 0 | 0 | 0 | 0 | 0 | 0 | 0 | 0 | 0 | 0 | 0 | 0 | 0 | 0 | 0 | 0 | 1 | 0 | 0 | 0 | 1 | 1 | -820.765 | 4.0117 | -2088.8969 | Mustang-Henrietta 230 kV line | Cal Flat-Gates 230 kV line | Mustang-Henrietta 230 kV line |  | 0 | 0 | 0 | 0 | 0 | 0 | 35.715 | 4.0117 | 3.675 | Cal Flat-Gates 230 kV line | Cal Flat-Gates 230 kV line | Cal Flat-Gates 230 kV line |  | 5 | 1 | YES | 2 | 5 | 1 | YES | 2
SCE Metro | Lewis | 230 | 0 | 0 | 0 | 0 | 0 | 0 | 0 | 0 | 0 | 1 | 0 | 0 | 0 | 0 | 0 | 0 | 0 | 0 | 0 | 0 | 0 | 0 | 0 | 0 | 0 | 0 | 0 | 0 | 0 | 0 | 0 | 0 | 0 | 0 | 0 | 0 | 0 | 0 | 0 | 0 | 0 | 0 | 0 | 0 | 0 | 0 | 0 | 0 | 0 | 0 | 0 | 0 | 0 | 0 | 0 | 0 | 0 | 0 | 0 | 0 | 0 | 0 | 0 | 0 | 0 | 0 | 0 | 0 | 0 | 0 | 0 | 0 | 0 | 0 | 0 | 0 | 0 | 0 | 0 | 0 | 0 | 0 | 0 | 0 | 0 | 0 | 0 | 0 | 0 | 0 | 0 | 0 | 0 | 0 | 0 | 0 | 0 | 0 |  | 0 | 0 | 0 | 0 | 0 | 0 | 0 | 0 | 0 | 0 | 0 | 0 | 0 | 0 | 0 | 0 | 0 | 0 | 0 | 0 | 0 | 0 | 0 | 0 | 0 | 0 | 0 | 0 | 0 | 0 | 0 | 0 | 0 | 0 | 0 | 0 | 9384.6 | 11197.7 | 14407.5055 | SCE Metro Area Default Constraint | SCE Metro Area Default Constraint | SCE Metro Area Default Constraint |  | 0 | 0 | 0 | 0 | 0 | 0 | 9384.6 | 11197.7 | 14407.5055 | SCE Metro Area Default Constraint | SCE Metro Area Default Constraint | SCE Metro Area Default Constraint |  | 1 | 1 | NO | 1 | 1 | 1 | NO | 1
SCE Metro | Lighthipe | 230 | 0 | 0 | 0 | 0 | 0 | 0 | 0 | 0 | 1 | 1 | 0 | 0 | 0 | 0 | 0 | 0 | 0 | 0 | 0 | 0 | 0 | 0 | 0 | 0 | 0 | 0 | 0 | 0 | 0 | 0 | 0 | 0 | 0 | 0 | 0 | 0 | 0 | 0 | 0 | 0 | 0 | 0 | 0 | 0 | 0 | 0 | 0 | 0 | 0 | 0 | 0 | 0 | 0 | 0 | 0 | 0 | 0 | 0 | 0 | 0 | 0 | 0 | 0 | 0 | 0 | 0 | 0 | 0 | 0 | 0 | 0 | 0 | 0 | 0 | 0 | 0 | 0 | 0 | 0 | 0 | 0 | 0 | 0 | 0 | 0 | 0 | 0 | 0 | 0 | 0 | 0 | 0 | 0 | 0 | 0 | 0 | 0 | 0 |  | 0 | 0 | 0 | 0 | 0 | 0 | 0 | 0 | 0 | 0 | 0 | 0 | 0 | 0 | 0 | 0 | 0 | 0 | 0 | 0 | 0 | 0 | 0 | 3.24 | 0 | 0 | 0 | 250 | 0 | 1 | 0 | 0 | 0 | 0 | 0 | 0 | 1825 | 2262.5 | 3569.6408 | Hinson - Del Amo Constraint | Hinson - Del Amo Constraint | Hinson - Del Amo Constraint |  | 0 | 0 | 0 | 0 | 0 | 0 | 1825 | 2262.5 | 3569.6408 | Hinson - Del Amo Constraint | Hinson - Del Amo Constraint | Hinson - Del Amo Constraint |  | 1 | 1 | NO | 1 | 1 | 1 | NO | 1
SDGE | Lilac | 69 | 0 | 0 | 0 | 0 | 0 | 0 | 0 | 0 | 0 | 0 | 0 | 0 | 0 | 0 | 0 | 0 | 0 | 0 | 0 | 0 | 0 | 0 | 0 | 0 | 0 | 1 | 0 | 0 | 0 | 0 | 1 | 0 | 1 | 1 | 0 | 0 | 0 | 1 | 0 | 0 | 0 | 0 | 0 | 0 | 0 | 0 | 0 | 0 | 0 | 0 | 0 | 0 | 0 | 0 | 0 | 0 | 0 | 0 | 0 | 0 | 0 | 0 | 0 | 0 | 0 | 0 | 0 | 0 | 0 | 0 | 0 | 0 | 0 | 0 | 0 | 0 | 0 | 0 | 0 | 0 | 0 | 0 | 0 | 0 | 0 | 0 | 0 | 0 | 0 | 0 | 0 | 0 | 0 | 0 | 0 | 0 | 0 | 2 |  | 0 | 0 | 0 | 0 | 0 | 0 | 0 | 0 | 0 | 0 | 0 | 0 | 0 | 0 | 0 | 0 | 0 | 0 | 0 | 0 | 0 | 0 | 0 | 0 | 0 | 0 | 0 | 0 | 0 | 0 | 0 | 0 | 0 | 0 | 0 | 0 | 94.4 | 149.2 | 313.6 | Ocean Ranch 69 kV constraint | Ocean Ranch 69 kV constraint | Ocean Ranch 69 kV constraint |  | 0 | 0 | 0 | 0 | 0 | 0 | 94.4 | 149.2 | 313.6 | Ocean Ranch 69 kV constraint | Ocean Ranch 69 kV constraint | Ocean Ranch 69 kV constraint |  | 1 | 1 | NO | 1 | 1 | 1 | NO | 1
PG&E NGBA | Lincoln | 115 | 0 | 0 | 0 | 0 | 0 | 0 | 0 | 0 | 0 | 0 | 0 | 0 | 0 | 0 | 0 | 0 | 0 | 0 | 0 | 0 | 0 | 0 | 0 | 0 | 0 | 0 | 0 | 0 | 0 | 0 | 0 | 0 | 0 | 0 | 0 | 0 | 0 | 0 | 0 | 1 | 1 | 0 | 1 | 0 | 1 | 1 | 1 | 1 | 0 | 0 | 0 | 0 | 0 | 0 | 0 | 0 | 0 | 0 | 0 | 1 | 1 | 0 | 0 | 0 | 0 | 0 | 0 | 0 | 0 | 0 | 0 | 0 | 0 | 0 | 0 | 0 | 0 | 0 | 0 | 0 | 0 | 0 | 0 | 0 | 0 | 0 | 0 | 0 | 0 | 0 | 0 | 0 | 0 | 0 | 0 | 0 | 0 | 0 |  | 0 | 0 | 0 | 0 | 0 | 0 | 0 | 0 | 0 | 0 | 0 | 0 | 0 | 0 | 0 | 0 | 0 | 0 | 0 | 0 | 0 | 0 | 0 | 0 | 0 | 0 | 0 | 0 | 0 | 0 | 3 | 0 | 1 | 0 | 0 | 0 | -1552.755 | -1083.3241 | 32.84 | Collinsville-Tesla 500 kV Line | Bellota-Weber 230kV line | Woodland- Davis 115kV line |  | 0 | 2 | 0 | 1 | 0 | 0 | -1091.3965 | -623.3241 | 32.84 | Tesla-Bellota 230 kV line | Bellota-Weber 230kV line | Woodland- Davis 115kV line |  | 5 | 4 | YES | 4 | 1 | 1 | NO | 1
PG&E KERN | Live Oak | 115 | 0 | 0 | 0 | 0 | 0 | 0 | 0 | 0 | 0 | 0 | 0 | 0 | 0 | 0 | 0 | 0 | 0 | 0 | 0 | 0 | 0 | 0 | 0 | 0 | 0 | 0 | 0 | 0 | 0 | 0 | 0 | 0 | 0 | 0 | 0 | 0 | 0 | 0 | 0 | 0 | 0 | 0 | 0 | 0 | 0 | 0 | 0 | 0 | 0 | 0 | 0 | 0 | 0 | 0 | 0 | 0 | 0 | 0 | 0 | 0 | 0 | 0 | 0 | 0 | 0 | 0 | 0 | 0 | 1 | 0 | 1 | 0 | 0 | 0 | 0 | 0 | 0 | 0 | 1 | 0 | 0 | 0 | 0 | 0 | 0 | 0 | 0 | 0 | 0 | 0 | 0 | 0 | 0 | 0 | 1 | 0 | 0 | 0 |  | 0 | 0 | 0 | 0 | 0 | 0 | 0 | 0 | 0 | 0 | 0 | 0 | 0 | 0 | 0 | 0 | 0 | 0 | 0 | 0 | 0 | 0 | 0 | 0 | 0 | 0 | 0 | 0 | 0 | 0 | 1 | 0 | 0 | 0 | 1 | 1 | -820.765 | 69.2197 | -2088.8969 | Mustang-Henrietta 230 kV line | Mustang-Henrietta 230 kV line | Mustang-Henrietta 230 kV line |  | 0 | 0 | 0 | 0 | 0 | 0 | 1341.25 | 1249.45 | 390.1031 | Gates-Arco 230 kV Line | Gates-Arco 230 kV Line | Mustang-Henrietta 230 kV line |  | 5 | 1 | YES | 2 | 5 | 1 | YES | 2
PG&E GBA | Llagas | 115 | 0 | 0 | 0 | 0 | 0 | 0 | 0 | 0 | 0 | 0 | 0 | 0 | 0 | 0 | 0 | 0 | 0 | 0 | 0 | 0 | 0 | 0 | 0 | 0 | 0 | 0 | 0 | 0 | 0 | 0 | 0 | 0 | 0 | 0 | 0 | 0 | 0 | 0 | 0 | 0 | 0 | 0 | 0 | 0 | 0 | 0 | 0 | 0 | 0 | 0 | 0 | 0 | 1 | 0 | 0 | 1 | 0 | 0 | 0 | 1 | 0 | 0 | 0 | 0 | 1 | 0 | 0 | 0 | 0 | 0 | 0 | 0 | 0 | 0 | 0 | 0 | 0 | 0 | 0 | 0 | 0 | 0 | 0 | 0 | 0 | 0 | 0 | 0 | 0 | 0 | 0 | 0 | 0 | 0 | 0 | 0 | 0 | 1 |  | 0 | 0 | 0 | 0 | 0 | 0 | 0 | 0 | 0 | 0 | 0 | 0 | 0 | 0 | 0 | 0 | 0 | 0 | 0 | 0 | 0 | 0 | 0 | 0 | 0 | 50 | 0 | 27.2 | 0 | 1 | 2 | 0 | 0 | 0 | 0 | 0 | -1391.3965 | 344.91 | 296.38 | Tesla-Bellota 230 kV line | Morganhill-Metcalf 115kV Line | Morganhill-Metcalf 115kV Line |  | 0 | 1 | 0 | 0 | 0 | 0 | -1091.3965 | 344.91 | 296.38 | Tesla-Bellota 230 kV line | Morganhill-Metcalf 115kV Line | Morganhill-Metcalf 115kV Line |  | 5 | 4 | YES | 4 | 1 | 1 | NO | 1
PG&E GBA | Lockeford | 115 | 0 | 0 | 0 | 0 | 0 | 0 | 0 | 0 | 0 | 0 | 0 | 0 | 0 | 0 | 0 | 0 | 0 | 0 | 0 | 0 | 0 | 0 | 0 | 0 | 0 | 0 | 0 | 0 | 0 | 0 | 0 | 0 | 0 | 0 | 0 | 0 | 0 | 0 | 0 | 0 | 0 | 0 | 0 | 0 | 0 | 1 | 0 | 0 | 0 | 0 | 0 | 0 | 0 | 0 | 0 | 0 | 0 | 0 | 0 | 1 | 1 | 0 | 0 | 0 | 0 | 0 | 0 | 0 | 0 | 0 | 0 | 0 | 0 | 0 | 0 | 0 | 0 | 0 | 0 | 0 | 0 | 0 | 0 | 0 | 0 | 0 | 0 | 0 | 0 | 0 | 0 | 0 | 0 | 0 | 0 | 0 | 0 | 0 |  | 0 | 0 | 0 | 0 | 0 | 0 | 0 | 0 | 0 | 0 | 0 | 0 | 0 | 0 | 0 | 0 | 0 | 0 | 0 | 0 | 0 | 0 | 0 | 0 | 0 | 0 | 0 | 0 | 0 | 0 | 2 | 0 | 1 | 0 | 0 | 0 | -1391.3965 | -1083.3241 | 1018.0822 | Tesla-Bellota 230 kV line | Bellota-Weber 230kV line | Bellota-Weber 230kV line |  | 0 | 2 | 0 | 1 | 0 | 0 | -1091.3965 | -623.3241 | 1018.0822 | Tesla-Bellota 230 kV line | Bellota-Weber 230kV line | Bellota-Weber 230kV line |  | 5 | 4 | YES | 4 | 1 | 1 | NO | 1
PG&E GBA | Lockeford | 230 | 0 | 0 | 0 | 0 | 0 | 0 | 0 | 0 | 0 | 0 | 0 | 0 | 0 | 0 | 0 | 0 | 0 | 0 | 0 | 0 | 0 | 0 | 0 | 0 | 0 | 0 | 0 | 0 | 0 | 0 | 0 | 0 | 0 | 0 | 0 | 0 | 0 | 0 | 0 | 1 | 0 | 0 | 0 | 0 | 0 | 1 | 0 | 0 | 0 | 0 | 0 | 0 | 0 | 0 | 0 | 0 | 0 | 0 | 0 | 1 | 1 | 0 | 0 | 0 | 0 | 0 | 0 | 0 | 0 | 0 | 0 | 0 | 0 | 0 | 0 | 0 | 0 | 0 | 0 | 0 | 0 | 0 | 0 | 0 | 0 | 1 | 0 | 0 | 0 | 0 | 0 | 0 | 0 | 0 | 0 | 0 | 0 | 1 |  | 0 | 0 | 0 | 0 | 0 | 0 | 0 | 0 | 0 | 0 | 0 | 0 | 0 | 0 | 0 | 0 | 0 | 0 | 0 | 0 | 0 | 0 | 0 | 0 | 0 | 0 | 0 | 0 | 0 | 0 | 3 | 0 | 1 | 0 | 0 | 0 | -1552.755 | -1083.3241 | 1018.0822 | Collinsville-Tesla 500 kV Line | Bellota-Weber 230kV line | Bellota-Weber 230kV line |  | 0 | 2 | 0 | 1 | 0 | 0 | -1091.3965 | -623.3241 | 1018.0822 | Tesla-Bellota 230 kV line | Bellota-Weber 230kV line | Bellota-Weber 230kV line |  | 5 | 4 | YES | 4 | 1 | 1 | NO | 1
PG&E GBA | Lockeford | 60 | 0 | 0 | 0 | 0 | 0 | 0 | 0 | 0 | 0 | 0 | 0 | 0 | 0 | 0 | 0 | 0 | 0 | 0 | 0 | 0 | 0 | 0 | 0 | 0 | 0 | 0 | 0 | 0 | 0 | 0 | 0 | 0 | 0 | 0 | 0 | 0 | 0 | 0 | 0 | 1 | 0 | 0 | 0 | 0 | 0 | 1 | 0 | 0 | 0 | 0 | 0 | 0 | 0 | 0 | 0 | 0 | 0 | 0 | 0 | 1 | 1 | 0 | 0 | 0 | 0 | 0 | 0 | 0 | 0 | 0 | 0 | 0 | 0 | 0 | 0 | 0 | 0 | 0 | 0 | 0 | 0 | 0 | 0 | 0 | 0 | 1 | 0 | 0 | 0 | 0 | 0 | 0 | 0 | 0 | 0 | 0 | 0 | 1 |  | 0 | 0 | 0 | 0 | 0 | 0 | 0 | 0 | 0 | 0 | 0 | 0 | 0 | 0 | 0 | 0 | 0 | 0 | 0 | 0 | 0 | 0 | 0 | 0 | 0 | 0 | 0 | 0 | 0 | 0 | 3 | 0 | 1 | 0 | 0 | 0 | -1552.755 | -1083.3241 | 1018.0822 | Collinsville-Tesla 500 kV Line | Bellota-Weber 230kV line | Bellota-Weber 230kV line |  | 0 | 2 | 0 | 1 | 0 | 0 | -1091.3965 | -623.3241 | 1018.0822 | Tesla-Bellota 230 kV line | Bellota-Weber 230kV line | Bellota-Weber 230kV line |  | 5 | 4 | YES | 4 | 1 | 1 | NO | 1
PG&E GBA | Lodi | 230 | 0 | 0 | 0 | 0 | 0 | 0 | 0 | 0 | 0 | 0 | 0 | 0 | 0 | 0 | 0 | 0 | 0 | 0 | 0 | 0 | 0 | 0 | 0 | 0 | 0 | 0 | 0 | 0 | 0 | 0 | 0 | 0 | 0 | 0 | 0 | 0 | 0 | 0 | 0 | 1 | 0 | 0 | 0 | 0 | 0 | 1 | 0 | 1 | 0 | 0 | 0 | 0 | 0 | 0 | 0 | 0 | 0 | 0 | 0 | 1 | 1 | 0 | 0 | 0 | 0 | 0 | 0 | 0 | 0 | 0 | 0 | 0 | 0 | 0 | 0 | 0 | 0 | 0 | 0 | 0 | 0 | 0 | 0 | 0 | 0 | 0 | 0 | 0 | 0 | 0 | 0 | 0 | 0 | 0 | 0 | 0 | 0 | 0 |  | 0 | 0 | 0 | 0 | 0 | 0 | 0 | 0 | 0 | 0 | 0 | 0 | 0 | 0 | 0 | 0 | 0 | 0 | 0 | 0 | 0 | 0 | 0 | 0 | 0 | 0 | 0 | 0 | 0 | 0 | 3 | 0 | 1 | 0 | 0 | 0 | -1552.755 | -1083.3241 | 919.2036 | Collinsville-Tesla 500 kV Line | Bellota-Weber 230kV line | Rio Oso-Lockeford 230kV line |  | 0 | 2 | 0 | 1 | 0 | 0 | -1091.3965 | -623.3241 | 919.2036 | Tesla-Bellota 230 kV line | Bellota-Weber 230kV line | Rio Oso-Lockeford 230kV line |  | 5 | 4 | YES | 4 | 1 | 1 | NO | 1
PG&E NGBA | Logan Creek | 230 | 0 | 0 | 0 | 0 | 0 | 0 | 0 | 0 | 0 | 0 | 0 | 0 | 0 | 0 | 0 | 0 | 0 | 0 | 0 | 0 | 0 | 0 | 0 | 0 | 0 | 0 | 0 | 0 | 0 | 0 | 0 | 0 | 0 | 0 | 0 | 0 | 0 | 0 | 0 | 1 | 0 | 0 | 0 | 0 | 0 | 0 | 0 | 0 | 0 | 0 | 0 | 0 | 0 | 0 | 0 | 0 | 0 | 0 | 0 | 0 | 0 | 0 | 0 | 0 | 0 | 0 | 1 | 0 | 0 | 0 | 0 | 0 | 0 | 0 | 0 | 0 | 0 | 0 | 0 | 0 | 0 | 0 | 0 | 0 | 0 | 0 | 0 | 0 | 0 | 0 | 0 | 0 | 0 | 0 | 0 | 0 | 0 | 0 |  | 0 | 0 | 0 | 0 | 0 | 0 | 0 | 0 | 0 | 0 | 0 | 0 | 0 | 0 | 0 | 0 | 0 | 0 | 0 | 0 | 0 | 0 | 0 | 0 | 0 | 0 | 0 | 0 | 0 | 0 | 2 | 0 | 1 | 0 | 0 | 0 | -1552.755 | -150.277 | 634.382 | Collinsville-Tesla 500 kV Line | Birds Landing-Contra Costa 230kV Line | Birds Landing-Contra Costa 230kV Line |  | 0 | 0 | 0 | 0 | 0 | 0 | 1338.475 | 1615.723 | 634.382 | Birds Landing-Contra Costa 230kV Line | Birds Landing-Contra Costa 230kV Line | Birds Landing-Contra Costa 230kV Line |  | 5 | 1 | YES | 2 | 1 | 1 | NO | 1
PG&E GBA | Lone Tree | 230 | 0 | 0 | 0 | 0 | 0 | 0 | 0 | 0 | 0 | 0 | 0 | 0 | 0 | 0 | 0 | 0 | 0 | 0 | 0 | 0 | 0 | 0 | 0 | 0 | 0 | 0 | 0 | 0 | 0 | 0 | 0 | 0 | 0 | 0 | 0 | 0 | 0 | 0 | 0 | 1 | 0 | 0 | 0 | 0 | 0 | 0 | 0 | 0 | 0 | 0 | 0 | 0 | 0 | 0 | 0 | 1 | 0 | 0 | 0 | 0 | 0 | 0 | 0 | 0 | 0 | 0 | 1 | 0 | 0 | 0 | 0 | 0 | 0 | 0 | 0 | 0 | 0 | 0 | 0 | 0 | 0 | 0 | 0 | 0 | 0 | 0 | 0 | 0 | 0 | 0 | 0 | 0 | 0 | 0 | 0 | 0 | 0 | 0 |  | 0 | 0 | 0 | 0 | 0 | 0 | 0 | 0 | 0 | 0 | 0 | 0 | 0 | 0 | 0 | 0 | 0 | 0 | 0 | 0 | 0 | 0 | 0 | 1.8 | 0 | 0 | 0 | 0 | 0 | 1 | 3 | 0 | 1 | 0 | 0 | 0 | -1552.755 | -150.277 | 634.382 | Collinsville-Tesla 500 kV Line | Birds Landing-Contra Costa 230kV Line | Birds Landing-Contra Costa 230kV Line |  | 0 | 0 | 0 | 0 | 0 | 0 | 1338.475 | 1615.723 | 634.382 | Birds Landing-Contra Costa 230kV Line | Birds Landing-Contra Costa 230kV Line | Birds Landing-Contra Costa 230kV Line |  | 5 | 1 | YES | 2 | 1 | 1 | NO | 1
PG&E FRESNO | Los Banos | 230 | 0 | 0 | 0 | 0 | 0 | 0 | 0 | 0 | 0 | 0 | 0 | 0 | 0 | 0 | 0 | 0 | 0 | 0 | 0 | 0 | 0 | 0 | 0 | 0 | 0 | 0 | 0 | 0 | 0 | 0 | 0 | 0 | 0 | 0 | 0 | 0 | 0 | 0 | 0 | 0 | 0 | 0 | 0 | 0 | 0 | 0 | 0 | 0 | 0 | 0 | 0 | 0 | 0 | 0 | 0 | 0 | 0 | 0 | 0 | 0 | 0 | 0 | 0 | 0 | 0 | 0 | 0 | 0 | 0 | 0 | 0 | 0 | 0 | 0 | 0 | 0 | 0 | 0 | 1 | 1 | 0 | 0 | 0 | 0 | 0 | 1 | 0 | 0 | 0 | 0 | 0 | 0 | 0 | 0 | 0 | 0 | 0 | 1 |  | 0 | 0 | 76.4 | 0 | 0 | 0 | 0 | 0 | 0 | 0 | 0 | 80 | 0 | 0 | 1 | 0 | 1.988 | 246.9 | 0 | 0 | 0 | 0 | 0 | 5.9 | 70 | 430 | 80.9 | 160 | 0 | 1 | 1 | 0 | 1 | 0 | 2 | 0 | -399.853 | -457.5793 | -1707.7948 | Gates 500/230kV TB #11 | Gates 500/230kV TB #11 | Gates 500/230kV TB #12 |  | 0 | 0 | 0 | 0 | 0 | 0 | 2257.512 | 2475.146 | 3727.6321 | Los Banos 500/230kV TB | Los Banos 500/230kV TB | Los Banos 500/230kV TB |  | 5 | 1 | YES | 2 | 5 | 1 | YES | 2
PG&E FRESNO | Los Banos | 500 | 0 | 0 | 0 | 0 | 0 | 0 | 0 | 0 | 0 | 0 | 0 | 0 | 0 | 0 | 0 | 0 | 0 | 0 | 0 | 0 | 0 | 0 | 0 | 0 | 0 | 0 | 0 | 0 | 0 | 0 | 0 | 0 | 0 | 0 | 0 | 0 | 0 | 0 | 0 | 0 | 0 | 0 | 0 | 0 | 0 | 0 | 0 | 0 | 0 | 0 | 0 | 0 | 0 | 0 | 0 | 0 | 0 | 0 | 0 | 0 | 0 | 0 | 0 | 0 | 0 | 0 | 0 | 0 | 0 | 0 | 0 | 0 | 0 | 0 | 0 | 0 | 0 | 0 | 0 | 0 | 0 | 0 | 0 | 0 | 0 | 0 | 0 | 0 | 0 | 0 | 0 | 0 | 0 | 0 | 0 | 0 | 1 | 0 |  | 0 | 0 | 0 | 0 | 0 | 0 | 0 | 0 | 0 | 0 | 0 | 0 | 0 | 0 | 0 | 0 | 0 | 0 | 0 | 0 | 0 | 0 | 0 | 0 | 400 | 500 | 0 | 200 | 0 | 1 | 0 | 0 | 0 | 0 | 0 | 0 | 906.65 | 1036.51 | 5964.99 | NEW-Metcalf-Mosslanding 500kV | NEW-Metcalf-Mosslanding 500kV | NEW-Metcalf-Mosslanding 500kV |  | 0 | 0 | 0 | 0 | 0 | 0 | 906.65 | 1036.51 | 5964.99 | NEW-Metcalf-Mosslanding 500kV | NEW-Metcalf-Mosslanding 500kV | NEW-Metcalf-Mosslanding 500kV |  | 1 | 1 | NO | 1 | 1 | 1 | NO | 1
SDGE | Los Coches | 138 | 0 | 0 | 0 | 0 | 0 | 0 | 0 | 0 | 0 | 0 | 0 | 0 | 0 | 0 | 0 | 0 | 0 | 0 | 0 | 0 | 0 | 0 | 0 | 0 | 0 | 0 | 1 | 1 | 0 | 0 | 1 | 0 | 1 | 0 | 0 | 0 | 0 | 0 | 0 | 0 | 0 | 0 | 0 | 0 | 0 | 0 | 0 | 0 | 0 | 0 | 0 | 0 | 0 | 0 | 0 | 0 | 0 | 0 | 0 | 0 | 0 | 0 | 0 | 0 | 0 | 0 | 0 | 0 | 0 | 0 | 0 | 0 | 0 | 0 | 0 | 0 | 0 | 0 | 0 | 0 | 0 | 0 | 0 | 0 | 0 | 0 | 0 | 0 | 0 | 0 | 0 | 0 | 0 | 0 | 0 | 0 | 0 | 2 |  | 0 | 0 | 0 | 0 | 0 | 0 | 0 | 0 | 0 | 0 | 0 | 0 | 0 | 0 | 0 | 0 | 0 | 0 | 0 | 0 | 0 | 0 | 0 | 0 | 0 | 0 | 0 | 0 | 0 | 0 | 1 | 0 | 0 | 0 | 0 | 0 | -86 | 69 | 481.7164 | Chicarita 138 kV constraint | Chicarita 138 kV constraint | El Cajon 69 kV constraint |  | 1 | 0 | 0 | 0 | 0 | 0 | -86 | 69 | 481.7164 | Chicarita 138 kV constraint | Chicarita 138 kV constraint | El Cajon 69 kV constraint |  | 5 | 5 | NO | 5 | 1 | 1 | NO | 1
SDGE | Los Coches | 69 | 0 | 0 | 0 | 0 | 0 | 0 | 0 | 0 | 0 | 0 | 0 | 0 | 0 | 0 | 0 | 0 | 0 | 0 | 0 | 0 | 0 | 0 | 0 | 0 | 0 | 0 | 0 | 1 | 0 | 0 | 1 | 0 | 1 | 0 | 0 | 0 | 0 | 0 | 0 | 0 | 0 | 0 | 0 | 0 | 0 | 0 | 0 | 0 | 0 | 0 | 0 | 0 | 0 | 0 | 0 | 0 | 0 | 0 | 0 | 0 | 0 | 0 | 0 | 0 | 0 | 0 | 0 | 0 | 0 | 0 | 0 | 0 | 0 | 0 | 0 | 0 | 0 | 0 | 0 | 0 | 0 | 0 | 0 | 0 | 0 | 0 | 0 | 0 | 0 | 0 | 0 | 0 | 0 | 0 | 0 | 0 | 0 | 2 |  | 0 | 0 | 0 | 0 | 0 | 0 | 0 | 0 | 0 | 0 | 0 | 0 | 0 | 0 | 0 | 0 | 0 | 0 | 0 | 0 | 0 | 0 | 0 | 0 | 0 | 0 | 1.5 | 0 | 0 | 1 | 0 | 0 | 0 | 0 | 0 | 0 | 246.81 | 366.23 | 481.7164 | San Luis Rey-San Onofre 230 kV line constraint | El Cajon 69 kV constraint | El Cajon 69 kV constraint |  | 0 | 0 | 0 | 0 | 0 | 0 | 246.81 | 366.23 | 481.7164 | San Luis Rey-San Onofre 230 kV line constraint | El Cajon 69 kV constraint | El Cajon 69 kV constraint |  | 1 | 1 | NO | 1 | 1 | 1 | NO | 1
PG&E GBA | Los Esteros | 115 | 0 | 0 | 0 | 0 | 0 | 0 | 0 | 0 | 0 | 0 | 0 | 0 | 0 | 0 | 0 | 0 | 0 | 0 | 0 | 0 | 0 | 0 | 0 | 0 | 0 | 0 | 0 | 0 | 0 | 0 | 0 | 0 | 0 | 0 | 0 | 0 | 0 | 0 | 0 | 0 | 0 | 0 | 0 | 0 | 0 | 0 | 0 | 0 | 0 | 0 | 0 | 0 | 0 | 0 | 0 | 1 | 0 | 0 | 0 | 1 | 0 | 0 | 0 | 0 | 0 | 1 | 0 | 0 | 0 | 0 | 0 | 0 | 0 | 0 | 0 | 0 | 0 | 0 | 0 | 0 | 0 | 0 | 0 | 0 | 0 | 0 | 0 | 0 | 0 | 0 | 0 | 0 | 0 | 0 | 0 | 0 | 0 | 0 |  | 0 | 0 | 0 | 0 | 0 | 0 | 0 | 0 | 0 | 0 | 0 | 0 | 0 | 0 | 0 | 0 | 0 | 0 | 0 | 0 | 0 | 0 | 0 | 0 | 0 | 0 | 3.3 | 0 | 0 | 1 | 2 | 0 | 0 | 0 | 0 | 0 | -1391.3965 | 675.6364 | 3949.977 | Tesla-Bellota 230 kV line | Tesla-Bellota 230 kV line | Tesla-Bellota 230 kV line |  | 0 | 1 | 0 | 0 | 0 | 0 | -1091.3965 | 975.6364 | 3949.977 | Tesla-Bellota 230 kV line | Tesla-Bellota 230 kV line | Tesla-Bellota 230 kV line |  | 5 | 4 | YES | 4 | 1 | 1 | NO | 1
PG&E GBA | Los Esteros | 230 | 0 | 0 | 0 | 0 | 0 | 0 | 0 | 0 | 0 | 0 | 0 | 0 | 0 | 0 | 0 | 0 | 0 | 0 | 0 | 0 | 0 | 0 | 0 | 0 | 0 | 0 | 0 | 0 | 0 | 0 | 0 | 0 | 0 | 0 | 0 | 0 | 0 | 0 | 0 | 0 | 0 | 0 | 0 | 0 | 0 | 0 | 0 | 0 | 0 | 0 | 0 | 0 | 0 | 0 | 0 | 1 | 0 | 0 | 0 | 1 | 0 | 0 | 0 | 0 | 0 | 1 | 0 | 0 | 0 | 0 | 0 | 0 | 0 | 0 | 0 | 0 | 0 | 0 | 0 | 0 | 0 | 0 | 0 | 0 | 0 | 0 | 0 | 0 | 0 | 0 | 0 | 0 | 0 | 0 | 0 | 0 | 0 | 0 |  | 0 | 0 | 0 | 0 | 0 | 0 | 0 | 0 | 0 | 0 | 0 | 0 | 0 | 0 | 0 | 0 | 0 | 0 | 0 | 0 | 0 | 0 | 0 | 0 | 0 | 0 | 0 | 100 | 0 | 1 | 2 | 0 | 0 | 0 | 0 | 0 | -1391.3965 | 675.6364 | 3949.977 | Tesla-Bellota 230 kV line | Tesla-Bellota 230 kV line | Tesla-Bellota 230 kV line |  | 0 | 1 | 0 | 0 | 0 | 0 | -1091.3965 | 975.6364 | 3949.977 | Tesla-Bellota 230 kV line | Tesla-Bellota 230 kV line | Tesla-Bellota 230 kV line |  | 5 | 4 | YES | 4 | 1 | 1 | NO | 1
PG&E GBA | Los Positas | 230 | 0 | 0 | 0 | 0 | 0 | 0 | 0 | 0 | 0 | 0 | 0 | 0 | 0 | 0 | 0 | 0 | 0 | 0 | 0 | 0 | 0 | 0 | 0 | 0 | 0 | 0 | 0 | 0 | 0 | 0 | 0 | 0 | 0 | 0 | 0 | 0 | 0 | 0 | 0 | 1 | 0 | 0 | 0 | 0 | 0 | 0 | 0 | 0 | 0 | 0 | 0 | 0 | 0 | 0 | 0 | 1 | 0 | 0 | 0 | 1 | 0 | 0 | 0 | 0 | 0 | 0 | 1 | 0 | 0 | 0 | 0 | 0 | 0 | 0 | 0 | 0 | 0 | 0 | 0 | 0 | 0 | 0 | 0 | 0 | 0 | 0 | 0 | 0 | 0 | 0 | 0 | 0 | 0 | 0 | 0 | 0 | 0 | 0 |  | 0 | 0 | 0 | 0 | 0 | 0 | 0 | 0 | 0 | 0 | 0 | 0 | 0 | 0 | 0 | 0 | 0 | 0 | 0 | 0 | 0 | 0 | 0 | 0 | 0 | 0 | 0 | 0 | 0 | 0 | 4 | 0 | 1 | 0 | 0 | 0 | -1552.755 | -150.277 | 634.382 | Collinsville-Tesla 500 kV Line | Birds Landing-Contra Costa 230kV Line | Birds Landing-Contra Costa 230kV Line |  | 0 | 1 | 0 | 0 | 0 | 0 | -1091.3965 | 975.6364 | 634.382 | Tesla-Bellota 230 kV line | Tesla-Bellota 230 kV line | Birds Landing-Contra Costa 230kV Line |  | 5 | 4 | YES | 4 | 1 | 1 | NO | 1
PG&E GBA | Los Positas | 60 | 0 | 0 | 0 | 0 | 0 | 0 | 0 | 0 | 0 | 0 | 0 | 0 | 0 | 0 | 0 | 0 | 0 | 0 | 0 | 0 | 0 | 0 | 0 | 0 | 0 | 0 | 0 | 0 | 0 | 0 | 0 | 0 | 0 | 0 | 0 | 0 | 0 | 0 | 0 | 1 | 0 | 0 | 0 | 0 | 0 | 0 | 0 | 0 | 0 | 0 | 0 | 0 | 0 | 0 | 0 | 1 | 0 | 0 | 0 | 0 | 0 | 0 | 0 | 0 | 0 | 0 | 1 | 0 | 0 | 0 | 0 | 0 | 0 | 0 | 0 | 0 | 0 | 0 | 0 | 0 | 0 | 0 | 0 | 0 | 0 | 0 | 0 | 0 | 0 | 0 | 0 | 0 | 0 | 0 | 0 | 0 | 0 | 0 |  | 0 | 0 | 0 | 0 | 0 | 0 | 0 | 0 | 0 | 0 | 0 | 0 | 0 | 0 | 0 | 0 | 0 | 0 | 0 | 0 | 0 | 0 | 0 | 0 | 0 | 0 | 0 | 0 | 0 | 0 | 3 | 0 | 1 | 0 | 0 | 0 | -1552.755 | -150.277 | 634.382 | Collinsville-Tesla 500 kV Line | Birds Landing-Contra Costa 230kV Line | Birds Landing-Contra Costa 230kV Line |  | 0 | 0 | 0 | 0 | 0 | 0 | 1338.475 | 1615.723 | 634.382 | Birds Landing-Contra Costa 230kV Line | Birds Landing-Contra Costa 230kV Line | Birds Landing-Contra Costa 230kV Line |  | 5 | 1 | YES | 2 | 1 | 1 | NO | 1
SDGE | Loveland | 69 | 0 | 0 | 0 | 0 | 0 | 0 | 0 | 0 | 0 | 0 | 0 | 0 | 0 | 0 | 0 | 0 | 0 | 0 | 0 | 0 | 0 | 0 | 0 | 0 | 0 | 0 | 0 | 1 | 0 | 1 | 1 | 0 | 1 | 0 | 0 | 0 | 1 | 0 | 0 | 0 | 0 | 0 | 0 | 0 | 0 | 0 | 0 | 0 | 0 | 0 | 0 | 0 | 0 | 0 | 0 | 0 | 0 | 0 | 0 | 0 | 0 | 0 | 0 | 0 | 0 | 0 | 0 | 0 | 0 | 0 | 0 | 0 | 0 | 0 | 0 | 0 | 0 | 0 | 0 | 0 | 0 | 0 | 0 | 0 | 0 | 0 | 0 | 0 | 0 | 0 | 0 | 0 | 0 | 0 | 0 | 0 | 0 | 3 |  | 0 | 0 | 0 | 0 | 0 | 0 | 0 | 0 | 0 | 0 | 0 | 0 | 0 | 0 | 0 | 0 | 0 | 0 | 0 | 0 | 0 | 0 | 0 | 4 | 0 | 0 | 0 | 0 | 0 | 1 | 0 | 0 | 0 | 0 | 0 | 0 | 159.09 | 195.045 | 299.0864 | Miguel 69 kV constraint | Miguel 69 kV constraint | Miguel 69 kV constraint |  | 0 | 0 | 0 | 0 | 0 | 0 | 159.09 | 195.045 | 299.0864 | Miguel 69 kV constraint | Miguel 69 kV constraint | Miguel 69 kV constraint |  | 1 | 1 | NO | 1 | 1 | 1 | NO | 1
SCE NOL | Lugo | 230 | 0 | 0 | 0 | 0 | 0 | 0 | 0 | 0 | 0 | 0 | 0 | 0 | 0 | 1 | 0 | 0 | 0 | 0 | 0 | 0 | 0 | 0 | 0 | 0 | 0 | 0 | 0 | 0 | 0 | 0 | 0 | 0 | 0 | 0 | 0 | 0 | 0 | 0 | 0 | 0 | 0 | 0 | 0 | 0 | 0 | 0 | 0 | 0 | 0 | 0 | 0 | 0 | 0 | 0 | 0 | 0 | 0 | 0 | 0 | 0 | 0 | 0 | 0 | 0 | 0 | 0 | 0 | 0 | 0 | 0 | 0 | 0 | 0 | 0 | 0 | 0 | 0 | 0 | 0 | 0 | 0 | 0 | 0 | 0 | 0 | 0 | 0 | 0 | 0 | 0 | 0 | 0 | 0 | 0 | 0 | 0 | 0 | 1 |  | 0 | 0 | 0 | 0 | 0 | 0 | 0 | 0 | 0 | 0 | 0 | 0 | 0 | 0 | 0 | 0 | 0 | 0 | 0 | 0 | 0 | 0 | 0 | 0 | 0 | 0 | 0 | 0 | 0 | 0 | 0 | 0 | 0 | 0 | 0 | 0 | 82.45 | 113.35 | 1606.4238 | Lugo Transformer Area Constraint | Lugo Transformer Area Constraint | Lugo Transformer Area Constraint |  | 0 | 0 | 0 | 0 | 0 | 0 | 82.45 | 113.35 | 1606.4238 | Lugo Transformer Area Constraint | Lugo Transformer Area Constraint | Lugo Transformer Area Constraint |  | 1 | 1 | NO | 1 | 1 | 1 | NO | 1
SCE Metro | Lugo | 500 | 0 | 0 | 0 | 0 | 0 | 0 | 0 | 0 | 0 | 1 | 0 | 0 | 0 | 0 | 0 | 0 | 0 | 0 | 0 | 0 | 0 | 0 | 0 | 0 | 0 | 0 | 0 | 0 | 0 | 0 | 0 | 0 | 0 | 0 | 0 | 0 | 0 | 0 | 0 | 0 | 0 | 0 | 0 | 0 | 0 | 0 | 0 | 0 | 0 | 0 | 0 | 0 | 0 | 0 | 0 | 0 | 0 | 0 | 0 | 0 | 0 | 0 | 0 | 0 | 0 | 0 | 0 | 0 | 0 | 0 | 0 | 0 | 0 | 0 | 0 | 0 | 0 | 0 | 0 | 0 | 0 | 0 | 0 | 0 | 0 | 0 | 0 | 0 | 0 | 0 | 0 | 0 | 0 | 0 | 0 | 0 | 0 | 0 |  | 33 | 0 | 0 | 0 | 0 | 0 | 0 | 0 | 0 | 0 | 0 | 0 | 0 | 0 | 1 | 422 | 0 | 0 | 0 | 1750 | 0 | 0 | 0 | 0 | 0 | 0 | 0 | 0 | 0 | 1 | 0 | 0 | 0 | 0 | 0 | 0 | 9384.6 | 11197.7 | 14407.5055 | SCE Metro Area Default Constraint | SCE Metro Area Default Constraint | SCE Metro Area Default Constraint |  | 0 | 0 | 0 | 0 | 0 | 0 | 9384.6 | 11197.7 | 14407.5055 | SCE Metro Area Default Constraint | SCE Metro Area Default Constraint | SCE Metro Area Default Constraint |  | 1 | 1 | NO | 1 | 1 | 1 | NO | 1
PG&E FRESNO | Madera | 70 | 0 | 0 | 0 | 0 | 0 | 0 | 0 | 0 | 0 | 0 | 0 | 0 | 0 | 0 | 0 | 0 | 0 | 0 | 0 | 0 | 0 | 0 | 0 | 0 | 0 | 0 | 0 | 0 | 0 | 0 | 0 | 0 | 0 | 0 | 0 | 0 | 0 | 0 | 0 | 0 | 0 | 0 | 0 | 0 | 0 | 1 | 0 | 0 | 0 | 0 | 0 | 0 | 0 | 0 | 0 | 0 | 0 | 0 | 0 | 1 | 0 | 0 | 0 | 0 | 0 | 0 | 0 | 0 | 0 | 0 | 0 | 0 | 0 | 0 | 0 | 0 | 0 | 0 | 0 | 1 | 0 | 1 | 1 | 1 | 0 | 1 | 0 | 1 | 0 | 0 | 0 | 0 | 1 | 0 | 0 | 0 | 0 | 1 |  | 0 | 0 | 0 | 0 | 0 | 0 | 0 | 0 | 0 | 0 | 0 | 0 | 0 | 0 | 0 | 0 | 0 | 0 | 0 | 0 | 0 | 0 | 0 | 0 | 0 | 0 | 0 | 0 | 0 | 0 | 5 | 0 | 4 | 0 | 4 | 0 | -1391.3965 | -1083.3241 | -1079.1245 | Tesla-Bellota 230 kV line | Bellota-Weber 230kV line | Gates 500/230kV TB #11 |  | 0 | 2 | 0 | 1 | 2 | 0 | -1091.3965 | -623.3241 | -239.7374 | Tesla-Bellota 230 kV line | Bellota-Weber 230kV line | Oro Loma-El Nido 115kV Line |  | 5 | 4 | YES | 4 | 5 | 5 | NO | 5
PG&E NGBA | Madison | 115 | 0 | 0 | 0 | 0 | 0 | 0 | 0 | 0 | 0 | 0 | 0 | 0 | 0 | 0 | 0 | 0 | 0 | 0 | 0 | 0 | 0 | 0 | 0 | 0 | 0 | 0 | 0 | 0 | 0 | 0 | 0 | 0 | 0 | 0 | 0 | 0 | 0 | 0 | 0 | 1 | 0 | 0 | 0 | 0 | 0 | 0 | 0 | 0 | 0 | 0 | 0 | 0 | 0 | 1 | 1 | 1 | 0 | 0 | 0 | 0 | 0 | 0 | 0 | 0 | 0 | 0 | 1 | 0 | 0 | 0 | 0 | 0 | 0 | 0 | 0 | 0 | 0 | 0 | 0 | 0 | 0 | 0 | 0 | 0 | 0 | 0 | 0 | 0 | 0 | 0 | 0 | 0 | 0 | 0 | 0 | 0 | 0 | 0 |  | 0 | 0 | 0 | 0 | 0 | 0 | 0 | 0 | 0 | 0 | 0 | 0 | 0 | 0 | 0 | 0 | 0 | 0 | 0 | 0 | 0 | 0 | 0 | 0 | 0 | 13 | 10.2 | 0 | 0 | 1 | 4 | 0 | 2 | 0 | 0 | 0 | -1552.755 | -353.559 | 634.382 | Collinsville-Tesla 500 kV Line | Windmaster-Delta pumps 230 kV line | Birds Landing-Contra Costa 230kV Line |  | 0 | 0 | 0 | 0 | 0 | 0 | 1338.475 | 1615.723 | 634.382 | Birds Landing-Contra Costa 230kV Line | Birds Landing-Contra Costa 230kV Line | Birds Landing-Contra Costa 230kV Line |  | 5 | 1 | YES | 2 | 1 | 1 | NO | 1
PG&E KERN | Magunden | 115 | 0 | 0 | 0 | 0 | 0 | 0 | 0 | 0 | 0 | 0 | 0 | 0 | 0 | 0 | 0 | 0 | 0 | 0 | 0 | 0 | 0 | 0 | 0 | 0 | 0 | 0 | 0 | 0 | 0 | 0 | 0 | 0 | 0 | 0 | 0 | 0 | 0 | 0 | 0 | 0 | 0 | 0 | 0 | 0 | 0 | 0 | 0 | 0 | 0 | 0 | 0 | 0 | 0 | 0 | 0 | 0 | 0 | 0 | 0 | 0 | 0 | 0 | 0 | 0 | 0 | 0 | 0 | 0 | 0 | 0 | 1 | 0 | 0 | 0 | 0 | 0 | 0 | 0 | 1 | 1 | 0 | 0 | 0 | 0 | 0 | 0 | 0 | 0 | 0 | 0 | 0 | 0 | 0 | 0 | 1 | 0 | 0 | 0 |  | 0 | 0 | 0 | 0 | 0 | 0 | 0 | 0 | 0 | 0 | 0 | 0 | 0 | 0 | 0 | 0 | 0 | 0 | 0 | 0 | 0 | 0 | 0 | 0 | 0 | 0 | 0 | 0 | 0 | 0 | 2 | 0 | 1 | 0 | 2 | 1 | -820.765 | -457.5793 | -2088.8969 | Mustang-Henrietta 230 kV line | Gates 500/230kV TB #11 | Mustang-Henrietta 230 kV line |  | 0 | 0 | 0 | 0 | 0 | 0 | 1658.235 | 1813.3 | 390.1031 | Mustang-Henrietta 230 kV line | Kern 230/115kV TB #4 | Mustang-Henrietta 230 kV line |  | 5 | 1 | YES | 2 | 5 | 1 | YES | 2
SCE Northern | Magunden | 230 | 1 | 0 | 1 | 0 | 0 | 0 | 1 | 0 | 0 | 0 | 0 | 0 | 0 | 0 | 0 | 0 | 0 | 0 | 0 | 0 | 0 | 0 | 0 | 0 | 0 | 0 | 0 | 0 | 0 | 0 | 0 | 0 | 0 | 0 | 0 | 0 | 0 | 0 | 0 | 0 | 0 | 0 | 0 | 0 | 0 | 0 | 0 | 0 | 0 | 0 | 0 | 0 | 0 | 0 | 0 | 0 | 0 | 0 | 0 | 0 | 0 | 0 | 0 | 0 | 0 | 0 | 0 | 0 | 0 | 0 | 0 | 0 | 0 | 0 | 0 | 0 | 0 | 0 | 0 | 0 | 0 | 0 | 0 | 0 | 0 | 0 | 0 | 0 | 0 | 0 | 0 | 0 | 0 | 0 | 0 | 0 | 0 | 0 |  | 0 | 0 | 0 | 0 | 0 | 0 | 0 | 0 | 0 | 0 | 0 | 0 | 0 | 0 | 0 | 0 | 0 | 0 | 0 | 0 | 0 | 0 | 0 | 0 | 0 | 0 | 0 | 0 | 0 | 0 | 0 | 0 | 0 | 0 | 0 | 0 | 69.65 | 86 | 1910.79 | South of Magunden Constraint | South of Magunden Constraint | South of Magunden Constraint |  | 0 | 0 | 0 | 0 | 0 | 0 | 69.65 | 86 | 1910.79 | South of Magunden Constraint | South of Magunden Constraint | South of Magunden Constraint |  | 1 | 1 | NO | 1 | 1 | 1 | NO | 1
PG&E FRESNO | Malaga | 115 | 0 | 0 | 0 | 0 | 0 | 0 | 0 | 0 | 0 | 0 | 0 | 0 | 0 | 0 | 0 | 0 | 0 | 0 | 0 | 0 | 0 | 0 | 0 | 0 | 0 | 0 | 0 | 0 | 0 | 0 | 0 | 0 | 0 | 0 | 0 | 0 | 0 | 0 | 0 | 0 | 0 | 0 | 0 | 0 | 0 | 1 | 0 | 0 | 0 | 0 | 0 | 0 | 0 | 0 | 0 | 0 | 0 | 0 | 0 | 0 | 0 | 0 | 0 | 0 | 0 | 0 | 0 | 0 | 0 | 0 | 0 | 0 | 0 | 0 | 0 | 0 | 0 | 0 | 1 | 0 | 0 | 1 | 0 | 1 | 1 | 1 | 0 | 0 | 0 | 1 | 0 | 0 | 0 | 0 | 1 | 0 | 0 | 2 |  | 0 | 0 | 0 | 0 | 0 | 0 | 0 | 0 | 0 | 0 | 0 | -97 | 0 | 0 | 1 | 0 | 0 | 0 | 0 | 0 | 0 | 0 | 0 | 0 | 0 | 0 | 0 | 0 | 0 | 0 | 5 | 0 | 4 | 0 | 4 | 1 | -1745.05 | -1701.25 | -2088.8969 | Borden-Storey #1 230kV line | Borden-Storey #1 230kV line | Mustang-Henrietta 230 kV line |  | 0 | 2 | 0 | 2 | 1 | 0 | -680.5815 | -623.3241 | -210.6574 | Bellota-Weber 230kV line | Bellota-Weber 230kV line | Chowchilla-Le grand 115kV Line |  | 5 | 4 | YES | 4 | 5 | 5 | NO | 5
PG&E NGBA | Malin | 500 | 0 | 0 | 0 | 0 | 0 | 0 | 0 | 0 | 0 | 0 | 0 | 0 | 0 | 0 | 0 | 0 | 0 | 0 | 0 | 0 | 0 | 0 | 0 | 0 | 0 | 0 | 0 | 0 | 0 | 0 | 0 | 0 | 0 | 0 | 0 | 0 | 0 | 0 | 0 | 1 | 0 | 0 | 0 | 0 | 0 | 0 | 0 | 0 | 0 | 0 | 0 | 0 | 0 | 0 | 0 | 0 | 0 | 0 | 0 | 0 | 0 | 0 | 0 | 0 | 0 | 0 | 0 | 0 | 0 | 0 | 0 | 0 | 0 | 0 | 0 | 0 | 0 | 0 | 0 | 0 | 0 | 0 | 0 | 0 | 0 | 0 | 0 | 0 | 0 | 0 | 0 | 0 | 0 | 0 | 0 | 0 | 0 | 0 |  | 0 | 0 | 0 | 0 | 0 | 0 | 0 | 0 | 0 | 0 | 0 | 0 | 0 | 0 | 0 | 0 | 0 | 0 | 0 | 0 | 0 | 0 | 0 | 0 | 0 | 0 | 0 | 0 | 0 | 0 | 1 | 0 | 0 | 0 | 0 | 0 | -1552.755 | 590.186 | 5456.3208 | Collinsville-Tesla 500 kV Line | Collinsville-Tesla 500 kV Line | Collinsville-Tesla 500 kV Line |  | 0 | 0 | 0 | 0 | 0 | 0 | 7092.245 | 9235.186 | 5456.3208 | Collinsville-Tesla 500 kV Line | Collinsville-Tesla 500 kV Line | Collinsville-Tesla 500 kV Line |  | 5 | 1 | YES | 2 | 1 | 1 | NO | 1
SCE Northern | Mandalay | 230 | 0 | 0 | 1 | 0 | 1 | 0 | 0 | 0 | 0 | 0 | 0 | 0 | 0 | 0 | 0 | 0 | 0 | 0 | 0 | 0 | 0 | 0 | 0 | 0 | 1 | 0 | 0 | 0 | 0 | 0 | 0 | 0 | 0 | 0 | 0 | 0 | 0 | 0 | 0 | 0 | 0 | 0 | 0 | 0 | 0 | 0 | 0 | 0 | 0 | 0 | 0 | 0 | 0 | 0 | 0 | 0 | 0 | 0 | 0 | 0 | 0 | 0 | 0 | 0 | 0 | 0 | 0 | 0 | 0 | 0 | 0 | 0 | 0 | 0 | 0 | 0 | 0 | 0 | 0 | 0 | 0 | 0 | 0 | 0 | 0 | 0 | 0 | 0 | 0 | 0 | 0 | 0 | 0 | 0 | 0 | 0 | 0 | 0 |  | 0 | 0 | 0 | 0 | 0 | 0 | 0 | 0 | 0 | 0 | 0 | 0 | 0 | 0 | 0 | 0 | 0 | 0 | 0 | 0 | 0 | 0 | 0 | 0 | 0 | 0 | 0 | 0 | 0 | 0 | 1 | 0 | 0 | 0 | 0 | 0 | -2392.615 | 646.5 | 3256 | Lugo - Victorville area constraint | Moorpark-Pardee Constraint | Moorpark-Pardee Constraint |  | 0 | 0 | 0 | 0 | 0 | 0 | 339 | 646.5 | 3256 | Moorpark-Pardee Constraint | Moorpark-Pardee Constraint | Moorpark-Pardee Constraint |  | 5 | 1 | YES | 2 | 1 | 1 | NO | 1
PG&E FRESNO | Manning | 230 | 0 | 0 | 0 | 0 | 0 | 0 | 0 | 0 | 0 | 0 | 0 | 0 | 0 | 0 | 0 | 0 | 0 | 0 | 0 | 0 | 0 | 0 | 0 | 0 | 0 | 0 | 0 | 0 | 0 | 0 | 0 | 0 | 0 | 0 | 0 | 0 | 0 | 0 | 0 | 0 | 0 | 0 | 0 | 0 | 0 | 0 | 0 | 0 | 0 | 0 | 0 | 0 | 0 | 0 | 0 | 0 | 0 | 0 | 0 | 0 | 0 | 0 | 0 | 0 | 0 | 0 | 0 | 0 | 0 | 0 | 0 | 0 | 0 | 0 | 0 | 0 | 0 | 0 | 0 | 1 | 0 | 1 | 0 | 0 | 0 | 0 | 0 | 0 | 0 | 0 | 0 | 0 | 0 | 0 | 0 | 0 | 0 | 0 |  | 0 | 0 | 0 | 0 | 0 | 0 | 0 | 0 | 0 | 0 | 0 | 0 | 0 | 0 | 0 | 0 | 0 | 0 | 0 | 0 | 0 | 0 | 0 | 0 | 100 | 400 | 0 | 100 | 0 | 1 | 2 | 0 | 2 | 0 | 2 | 0 | -517.15 | -565.905 | -1079.1245 | Tranquility-Helm 230kV Line | Tranquility-Helm 230kV Line | Gates 500/230kV TB #11 |  | 0 | 0 | 0 | 0 | 0 | 0 | 1756.85 | 1708.095 | 109.8191 | Tranquility-Helm 230kV Line | Tranquility-Helm 230kV Line | Tranquility-Helm 230kV Line |  | 5 | 1 | YES | 2 | 5 | 1 | YES | 2
PG&E FRESNO | Manning | 500 | 0 | 0 | 0 | 0 | 0 | 0 | 0 | 0 | 0 | 0 | 0 | 0 | 0 | 0 | 0 | 0 | 0 | 0 | 0 | 0 | 0 | 0 | 0 | 0 | 0 | 0 | 0 | 0 | 0 | 0 | 0 | 0 | 0 | 0 | 0 | 0 | 0 | 0 | 0 | 0 | 0 | 0 | 0 | 0 | 0 | 0 | 0 | 0 | 0 | 0 | 0 | 0 | 0 | 0 | 0 | 0 | 0 | 0 | 0 | 0 | 0 | 0 | 0 | 0 | 0 | 0 | 0 | 0 | 0 | 0 | 0 | 0 | 0 | 0 | 0 | 0 | 0 | 1 | 0 | 0 | 0 | 0 | 0 | 0 | 0 | 0 | 0 | 0 | 0 | 0 | 0 | 0 | 0 | 0 | 0 | 0 | 0 | 0 |  | 0 | 0 | 0 | 0 | 0 | 0 | 0 | 0 | 0 | 0 | 0 | 0 | 0 | 0 | 0 | 0 | 0 | 0 | 0 | 0 | 0 | 0 | 0 | 0 | 900 | 1100 | 0 | 545 | 0 | 1 | 0 | 0 | 0 | 0 | 0 | 0 | 1600 | 1368.5 | 1245 | Manning 500kV | Manning 500kV | Manning 500kV |  | 0 | 0 | 0 | 0 | 0 | 0 | 1600 | 1368.5 | 1245 | Manning 500kV | Manning 500kV | Manning 500kV |  | 1 | 1 | NO | 1 | 1 | 1 | NO | 1
PG&E GBA | Manteca | 115 | 0 | 0 | 0 | 0 | 0 | 0 | 0 | 0 | 0 | 0 | 0 | 0 | 0 | 0 | 0 | 0 | 0 | 0 | 0 | 0 | 0 | 0 | 0 | 0 | 0 | 0 | 0 | 0 | 0 | 0 | 0 | 0 | 0 | 0 | 0 | 0 | 0 | 0 | 0 | 0 | 0 | 0 | 0 | 0 | 0 | 1 | 0 | 0 | 0 | 0 | 0 | 0 | 0 | 0 | 0 | 1 | 0 | 1 | 0 | 1 | 0 | 0 | 0 | 0 | 0 | 1 | 0 | 1 | 0 | 0 | 0 | 0 | 0 | 0 | 0 | 0 | 0 | 0 | 1 | 1 | 0 | 0 | 0 | 0 | 0 | 0 | 0 | 0 | 0 | 0 | 0 | 0 | 0 | 0 | 1 | 1 | 0 | 0 |  | 0 | 0 | 0 | 0 | 0 | 0 | 0 | 0 | 0 | 0 | 0 | 0 | 0 | 0 | 0 | 0 | 0 | 0 | 0 | 0 | 0 | 0 | 0 | 1.5 | 0 | 0 | 0 | 0 | 0 | 1 | 5 | 0 | 2 | 0 | 2 | 1 | -1391.3965 | -1083.3241 | -2088.8969 | Tesla-Bellota 230 kV line | Bellota-Weber 230kV line | Mustang-Henrietta 230 kV line |  | 0 | 2 | 0 | 1 | 0 | 0 | -1091.3965 | -623.3241 | 3.675 | Tesla-Bellota 230 kV line | Bellota-Weber 230kV line | Cal Flat-Gates 230 kV line |  | 5 | 4 | YES | 4 | 5 | 1 | YES | 2
SDGE | Margarita | 138 | 0 | 0 | 0 | 0 | 0 | 0 | 0 | 0 | 0 | 0 | 0 | 0 | 0 | 0 | 0 | 0 | 0 | 0 | 0 | 0 | 0 | 0 | 0 | 0 | 0 | 1 | 0 | 0 | 0 | 0 | 0 | 0 | 0 | 0 | 0 | 0 | 0 | 1 | 1 | 0 | 0 | 0 | 0 | 0 | 0 | 0 | 0 | 0 | 0 | 0 | 0 | 0 | 0 | 0 | 0 | 0 | 0 | 0 | 0 | 0 | 0 | 0 | 0 | 0 | 0 | 0 | 0 | 0 | 0 | 0 | 0 | 0 | 0 | 0 | 0 | 0 | 0 | 0 | 0 | 0 | 0 | 0 | 0 | 0 | 0 | 0 | 0 | 0 | 0 | 0 | 0 | 0 | 0 | 0 | 0 | 0 | 0 | 0 |  | 0 | 0 | 0 | 0 | 0 | 0 | 0 | 0 | 0 | 0 | 0 | 0 | 0 | 0 | 0 | 0 | 0 | 0 | 0 | 0 | 0 | 0 | 0 | 0 | 0 | 0 | 0 | 0 | 0 | 0 | 0 | 0 | 0 | 0 | 0 | 0 | 242.87 | 461 | 581 | Capistrano-San Onofre 230 kV constraint | Trabuco-Capistrano 138 kV constraint | Trabuco-Capistrano 138 kV constraint |  | 0 | 0 | 0 | 0 | 0 | 0 | 242.87 | 461 | 581 | Capistrano-San Onofre 230 kV constraint | Trabuco-Capistrano 138 kV constraint | Trabuco-Capistrano 138 kV constraint |  | 1 | 1 | NO | 1 | 1 | 1 | NO | 1
PG&E GBA | Martin | 230 | 0 | 0 | 0 | 0 | 0 | 0 | 0 | 0 | 0 | 0 | 0 | 0 | 0 | 0 | 0 | 0 | 0 | 0 | 0 | 0 | 0 | 0 | 0 | 0 | 0 | 0 | 0 | 0 | 0 | 0 | 0 | 0 | 0 | 0 | 0 | 0 | 0 | 0 | 0 | 1 | 0 | 0 | 0 | 0 | 0 | 0 | 0 | 0 | 0 | 0 | 0 | 0 | 1 | 0 | 0 | 0 | 0 | 0 | 0 | 0 | 0 | 0 | 0 | 0 | 0 | 0 | 0 | 0 | 0 | 0 | 0 | 0 | 0 | 0 | 0 | 0 | 0 | 0 | 0 | 0 | 0 | 0 | 0 | 0 | 0 | 0 | 0 | 0 | 0 | 0 | 0 | 0 | 0 | 0 | 0 | 0 | 0 | 1 |  | 0 | 0 | 0 | 0 | 0 | 0 | 0 | 0 | 0 | 0 | 0 | 0 | 0 | 0 | 0 | 0 | 0 | 0 | 0 | 0 | 0 | 0 | 0 | 0 | 0 | 0 | 0 | 0 | 0 | 0 | 1 | 0 | 0 | 0 | 0 | 0 | -1552.755 | 590.186 | 5456.3208 | Collinsville-Tesla 500 kV Line | Collinsville-Tesla 500 kV Line | Collinsville-Tesla 500 kV Line |  | 0 | 0 | 0 | 0 | 0 | 0 | 2231.175 | 2603.935 | 5456.3208 | Sobrante-Moraga 230 kV line | Sobrante-Moraga 230 kV line | Collinsville-Tesla 500 kV Line |  | 5 | 1 | YES | 2 | 1 | 1 | NO | 1
PG&E GBA | Martin | 115 | 0 | 0 | 0 | 0 | 0 | 0 | 0 | 0 | 0 | 0 | 0 | 0 | 0 | 0 | 0 | 0 | 0 | 0 | 0 | 0 | 0 | 0 | 0 | 0 | 0 | 0 | 0 | 0 | 0 | 0 | 0 | 0 | 0 | 0 | 0 | 0 | 0 | 0 | 0 | 0 | 0 | 0 | 0 | 0 | 0 | 0 | 0 | 0 | 0 | 0 | 0 | 0 | 1 | 0 | 0 | 1 | 0 | 0 | 0 | 0 | 0 | 0 | 0 | 0 | 0 | 1 | 0 | 0 | 0 | 0 | 0 | 0 | 0 | 0 | 0 | 0 | 0 | 0 | 0 | 0 | 0 | 0 | 0 | 0 | 0 | 0 | 0 | 0 | 0 | 0 | 0 | 0 | 0 | 0 | 0 | 0 | 0 | 1 |  | 0 | 0 | 0 | 0 | 0 | 0 | 0 | 0 | 0 | 0 | 0 | 0 | 0 | 0 | 0 | 0 | 0 | 0 | 0 | 0 | 0 | 0 | 0 | 0 | 0 | 0 | 188 | 150 | 0 | 1 | 1 | 0 | 0 | 0 | 0 | 0 | -114.1215 | 2117.4844 | 5570.668 | Tesla-Tracy-Pump 230 kV line #2 | Tesla-Tracy-Pump 230 kV line #2 | Sobrante-Moraga 230 kV line |  | 0 | 0 | 0 | 0 | 0 | 0 | 2231.175 | 2603.935 | 5570.668 | Sobrante-Moraga 230 kV line | Sobrante-Moraga 230 kV line | Sobrante-Moraga 230 kV line |  | 5 | 1 | YES | 2 | 1 | 1 | NO | 1
PG&E GBA | Martinez | 115 | 0 | 0 | 0 | 0 | 0 | 0 | 0 | 0 | 0 | 0 | 0 | 0 | 0 | 0 | 0 | 0 | 0 | 0 | 0 | 0 | 0 | 0 | 0 | 0 | 0 | 0 | 0 | 0 | 0 | 0 | 0 | 0 | 0 | 0 | 0 | 0 | 0 | 0 | 0 | 1 | 0 | 0 | 0 | 0 | 0 | 0 | 0 | 0 | 0 | 1 | 0 | 0 | 1 | 1 | 1 | 1 | 0 | 0 | 1 | 1 | 0 | 0 | 0 | 0 | 0 | 1 | 0 | 0 | 0 | 0 | 0 | 0 | 0 | 0 | 0 | 0 | 0 | 0 | 0 | 0 | 0 | 0 | 0 | 0 | 0 | 0 | 0 | 0 | 0 | 0 | 0 | 0 | 0 | 0 | 0 | 0 | 0 | 2 |  | 0 | 0 | 0 | 0 | 0 | 0 | 0 | 0 | 0 | 0 | 0 | 0 | 0 | 0 | 0 | 0 | 0 | 0 | 0 | 0 | 0 | 0 | 0 | 0 | 0 | 0 | 0 | 0 | 0 | 0 | 4 | 0 | 1 | 0 | 0 | 0 | -1552.755 | -353.559 | 3710.906 | Collinsville-Tesla 500 kV Line | Windmaster-Delta pumps 230 kV line | Contra Costa- Windmaster 230 kV line |  | 0 | 1 | 0 | 0 | 0 | 0 | -1091.3965 | 975.6364 | 3710.906 | Tesla-Bellota 230 kV line | Tesla-Bellota 230 kV line | Contra Costa- Windmaster 230 kV line |  | 5 | 4 | YES | 4 | 1 | 1 | NO | 1
PG&E FRESNO | Mc Mullin | 230 | 0 | 0 | 0 | 0 | 0 | 0 | 0 | 0 | 0 | 0 | 0 | 0 | 0 | 0 | 0 | 0 | 0 | 0 | 0 | 0 | 0 | 0 | 0 | 0 | 0 | 0 | 0 | 0 | 0 | 0 | 0 | 0 | 0 | 0 | 0 | 0 | 0 | 0 | 0 | 0 | 0 | 0 | 0 | 0 | 0 | 1 | 0 | 0 | 0 | 0 | 0 | 0 | 0 | 0 | 0 | 0 | 0 | 0 | 0 | 0 | 0 | 0 | 0 | 0 | 0 | 0 | 0 | 0 | 0 | 0 | 0 | 0 | 0 | 0 | 0 | 0 | 0 | 0 | 1 | 1 | 0 | 1 | 0 | 0 | 0 | 1 | 0 | 0 | 0 | 1 | 0 | 0 | 0 | 0 | 0 | 0 | 0 | 1 |  | 0 | 0 | 0 | 0 | 0 | 0 | 0 | 0 | 0 | 0 | 0 | 0 | 0 | 0 | 0 | 0 | 0 | 0 | 0 | 0 | 0 | 0 | 0 | 0 | 250 | 250 | 0 | 60 | 0 | 1 | 4 | 0 | 4 | 0 | 4 | 0 | -1745.05 | -1701.25 | -1707.7948 | Borden-Storey #1 230kV line | Borden-Storey #1 230kV line | Gates 500/230kV TB #12 |  | 0 | 2 | 0 | 2 | 0 | 0 | -680.5815 | -623.3241 | 109.8191 | Bellota-Weber 230kV line | Bellota-Weber 230kV line | Tranquility-Helm 230kV Line |  | 5 | 4 | YES | 4 | 5 | 1 | YES | 2
PG&E FRESNO | McCall | 115 | 0 | 0 | 0 | 0 | 0 | 0 | 0 | 0 | 0 | 0 | 0 | 0 | 0 | 0 | 0 | 0 | 0 | 0 | 0 | 0 | 0 | 0 | 0 | 0 | 0 | 0 | 0 | 0 | 0 | 0 | 0 | 0 | 0 | 0 | 0 | 0 | 0 | 0 | 0 | 0 | 0 | 0 | 0 | 0 | 0 | 1 | 0 | 0 | 0 | 0 | 0 | 0 | 0 | 0 | 0 | 0 | 0 | 0 | 0 | 0 | 0 | 0 | 0 | 0 | 0 | 0 | 0 | 0 | 0 | 0 | 0 | 0 | 0 | 0 | 0 | 0 | 0 | 0 | 1 | 0 | 0 | 1 | 0 | 1 | 0 | 1 | 0 | 0 | 0 | 1 | 0 | 0 | 0 | 0 | 0 | 0 | 0 | 1 |  | 0 | 0 | 0 | 0 | 0 | 0 | 0 | 0 | 0 | 0 | 0 | 0 | 0 | 0 | 0 | 0 | 0 | 0 | 0 | 0 | 0 | 0 | 0 | 1.5 | 0 | 0 | 0 | 0 | 0 | 1 | 4 | 0 | 4 | 0 | 4 | 0 | -1745.05 | -1701.25 | -1707.7948 | Borden-Storey #1 230kV line | Borden-Storey #1 230kV line | Gates 500/230kV TB #12 |  | 0 | 2 | 0 | 2 | 1 | 0 | -680.5815 | -623.3241 | -210.6574 | Bellota-Weber 230kV line | Bellota-Weber 230kV line | Chowchilla-Le grand 115kV Line |  | 5 | 4 | YES | 4 | 5 | 5 | NO | 5
PG&E FRESNO | McCall | 230 | 0 | 0 | 0 | 0 | 0 | 0 | 0 | 0 | 0 | 0 | 0 | 0 | 0 | 0 | 0 | 0 | 0 | 0 | 0 | 0 | 0 | 0 | 0 | 0 | 0 | 0 | 0 | 0 | 0 | 0 | 0 | 0 | 0 | 0 | 0 | 0 | 0 | 0 | 0 | 0 | 0 | 0 | 0 | 0 | 0 | 1 | 0 | 0 | 0 | 0 | 0 | 0 | 0 | 0 | 0 | 0 | 0 | 0 | 0 | 0 | 0 | 0 | 0 | 0 | 0 | 0 | 0 | 0 | 0 | 0 | 0 | 0 | 0 | 0 | 0 | 0 | 0 | 0 | 1 | 1 | 0 | 1 | 0 | 0 | 0 | 1 | 0 | 0 | 0 | 1 | 0 | 0 | 0 | 0 | 0 | 0 | 0 | 1 |  | 0 | 0 | 0 | 0 | 0 | 0 | 0 | 0 | 0 | 0 | 0 | 0 | 0 | 0 | 0 | 0 | 0 | 0 | 0 | 0 | 0 | 0 | 0 | 0 | 0 | 0 | 0 | 0 | 0 | 0 | 4 | 0 | 4 | 0 | 4 | 0 | -1745.05 | -1701.25 | -1707.7948 | Borden-Storey #1 230kV line | Borden-Storey #1 230kV line | Gates 500/230kV TB #12 |  | 0 | 2 | 0 | 2 | 0 | 0 | -680.5815 | -623.3241 | 109.8191 | Bellota-Weber 230kV line | Bellota-Weber 230kV line | Tranquility-Helm 230kV Line |  | 5 | 4 | YES | 4 | 5 | 1 | YES | 2
PG&E GBA | Meadow Lane | 115 | 0 | 0 | 0 | 0 | 0 | 0 | 0 | 0 | 0 | 0 | 0 | 0 | 0 | 0 | 0 | 0 | 0 | 0 | 0 | 0 | 0 | 0 | 0 | 0 | 0 | 0 | 0 | 0 | 0 | 0 | 0 | 0 | 0 | 0 | 0 | 0 | 0 | 0 | 0 | 1 | 0 | 0 | 0 | 0 | 0 | 0 | 0 | 0 | 0 | 0 | 0 | 0 | 0 | 0 | 0 | 0 | 0 | 0 | 0 | 0 | 0 | 0 | 0 | 0 | 0 | 0 | 0 | 0 | 0 | 0 | 0 | 0 | 0 | 0 | 0 | 0 | 0 | 0 | 0 | 0 | 0 | 0 | 0 | 0 | 0 | 0 | 0 | 0 | 0 | 0 | 0 | 0 | 0 | 0 | 0 | 0 | 0 | 0 |  | 0 | 0 | 0 | 0 | 0 | 0 | 0 | 0 | 0 | 0 | 0 | 0 | 0 | 0 | 0 | 0 | 0 | 0 | 0 | 0 | 0 | 0 | 0 | 0 | 0 | 0 | 0 | 0 | 0 | 0 | 1 | 0 | 0 | 0 | 0 | 0 | -1552.755 | 590.186 | 5456.3208 | Collinsville-Tesla 500 kV Line | Collinsville-Tesla 500 kV Line | Collinsville-Tesla 500 kV Line |  | 0 | 0 | 0 | 0 | 0 | 0 | 7092.245 | 9235.186 | 5456.3208 | Collinsville-Tesla 500 kV Line | Collinsville-Tesla 500 kV Line | Collinsville-Tesla 500 kV Line |  | 5 | 1 | YES | 2 | 1 | 1 | NO | 1
PG&E GBA | Melones | 115 | 0 | 0 | 0 | 0 | 0 | 0 | 0 | 0 | 0 | 0 | 0 | 0 | 0 | 0 | 0 | 0 | 0 | 0 | 0 | 0 | 0 | 0 | 0 | 0 | 0 | 0 | 0 | 0 | 0 | 0 | 0 | 0 | 0 | 0 | 0 | 0 | 0 | 0 | 0 | 0 | 0 | 0 | 0 | 0 | 0 | 1 | 0 | 0 | 0 | 0 | 0 | 0 | 0 | 0 | 0 | 1 | 0 | 1 | 0 | 1 | 0 | 0 | 0 | 0 | 0 | 1 | 0 | 0 | 0 | 0 | 0 | 0 | 0 | 0 | 0 | 0 | 0 | 0 | 0 | 0 | 0 | 0 | 0 | 0 | 0 | 0 | 0 | 0 | 0 | 0 | 0 | 0 | 0 | 0 | 0 | 0 | 0 | 0 |  | 0 | 0 | 0 | 0 | 0 | 0 | 0 | 0 | 0 | 0 | 0 | 0 | 0 | 0 | 0 | 0 | 0 | 0 | 0 | 0 | 0 | 0 | 0 | 0 | 0 | 0 | 0 | 0 | 0 | 0 | 3 | 0 | 1 | 0 | 0 | 0 | -1391.3965 | -1083.3241 | 692.3714 | Tesla-Bellota 230 kV line | Bellota-Weber 230kV line | Kasson Jct-Heinz 115 kV line |  | 0 | 2 | 0 | 1 | 0 | 0 | -1091.3965 | -623.3241 | 692.3714 | Tesla-Bellota 230 kV line | Bellota-Weber 230kV line | Kasson Jct-Heinz 115 kV line |  | 5 | 4 | YES | 4 | 1 | 1 | NO | 1
PG&E GBA | Melones | 230 | 0 | 0 | 0 | 0 | 0 | 0 | 0 | 0 | 0 | 0 | 0 | 0 | 0 | 0 | 0 | 0 | 0 | 0 | 0 | 0 | 0 | 0 | 0 | 0 | 0 | 0 | 0 | 0 | 0 | 0 | 0 | 0 | 0 | 0 | 0 | 0 | 0 | 0 | 0 | 0 | 0 | 0 | 0 | 0 | 0 | 1 | 0 | 0 | 0 | 0 | 0 | 0 | 0 | 0 | 0 | 1 | 0 | 1 | 0 | 1 | 0 | 0 | 0 | 0 | 0 | 1 | 0 | 0 | 0 | 0 | 0 | 0 | 0 | 0 | 0 | 0 | 0 | 0 | 0 | 0 | 0 | 0 | 0 | 0 | 0 | 0 | 0 | 0 | 0 | 0 | 0 | 0 | 0 | 0 | 0 | 0 | 0 | 0 |  | 0 | 0 | 0 | 0 | 0 | 0 | 0 | 0 | 0 | 0 | 0 | 0 | 0 | 0 | 0 | 0 | 0 | 0 | 0 | 0 | 0 | 0 | 0 | 0 | 0 | 0 | 0 | 0 | 0 | 0 | 3 | 0 | 1 | 0 | 0 | 0 | -1391.3965 | -1083.3241 | 692.3714 | Tesla-Bellota 230 kV line | Bellota-Weber 230kV line | Kasson Jct-Heinz 115 kV line |  | 0 | 2 | 0 | 1 | 0 | 0 | -1091.3965 | -623.3241 | 692.3714 | Tesla-Bellota 230 kV line | Bellota-Weber 230kV line | Kasson Jct-Heinz 115 kV line |  | 5 | 4 | YES | 4 | 1 | 1 | NO | 1
SDGE | Melrose | 69 | 0 | 0 | 0 | 0 | 0 | 0 | 0 | 0 | 0 | 0 | 0 | 0 | 0 | 0 | 0 | 0 | 0 | 0 | 0 | 0 | 0 | 0 | 0 | 0 | 0 | 1 | 0 | 0 | 0 | 0 | 0 | 0 | 1 | 1 | 0 | 0 | 0 | 1 | 0 | 0 | 0 | 0 | 0 | 0 | 0 | 0 | 0 | 0 | 0 | 0 | 0 | 0 | 0 | 0 | 0 | 0 | 0 | 0 | 0 | 0 | 0 | 0 | 0 | 0 | 0 | 0 | 0 | 0 | 0 | 0 | 0 | 0 | 0 | 0 | 0 | 0 | 0 | 0 | 0 | 0 | 0 | 0 | 0 | 0 | 0 | 0 | 0 | 0 | 0 | 0 | 0 | 0 | 0 | 0 | 0 | 0 | 0 | 1 |  | 0 | 0 | 0 | 0 | 0 | 0 | 0 | 0 | 0 | 0 | 0 | 0 | 0 | 0 | 0 | 0 | 0 | 0 | 0 | 0 | 0 | 0 | 0 | 0 | 0 | 0 | 20 | 0 | 0 | 1 | 0 | 0 | 0 | 0 | 0 | 0 | 94.4 | 149.2 | 313.6 | Ocean Ranch 69 kV constraint | Ocean Ranch 69 kV constraint | Ocean Ranch 69 kV constraint |  | 0 | 0 | 0 | 0 | 0 | 0 | 94.4 | 149.2 | 313.6 | Ocean Ranch 69 kV constraint | Ocean Ranch 69 kV constraint | Ocean Ranch 69 kV constraint |  | 1 | 1 | NO | 1 | 1 | 1 | NO | 1
PG&E NGBA | Mendocino | 115 | 0 | 0 | 0 | 0 | 0 | 0 | 0 | 0 | 0 | 0 | 0 | 0 | 0 | 0 | 0 | 0 | 0 | 0 | 0 | 0 | 0 | 0 | 0 | 0 | 0 | 0 | 0 | 0 | 0 | 0 | 0 | 0 | 0 | 0 | 0 | 0 | 0 | 0 | 0 | 1 | 0 | 0 | 0 | 0 | 0 | 0 | 0 | 0 | 0 | 0 | 0 | 0 | 1 | 0 | 0 | 0 | 0 | 0 | 0 | 0 | 0 | 0 | 0 | 0 | 0 | 0 | 1 | 0 | 0 | 0 | 0 | 0 | 0 | 0 | 0 | 0 | 0 | 0 | 0 | 0 | 0 | 0 | 0 | 0 | 0 | 0 | 0 | 0 | 0 | 0 | 0 | 0 | 0 | 0 | 0 | 0 | 0 | 1 |  | 0 | 0 | 0 | 0 | 0 | 0 | 0 | 0 | 0 | 0 | 0 | 0 | 0 | 0 | 0 | 0 | 0 | 0 | 0 | 0 | 0 | 0 | 0 | 5 | 0 | 0 | 0 | 0 | 0 | 1 | 2 | 0 | 1 | 0 | 0 | 0 | -1552.755 | -150.277 | 634.382 | Collinsville-Tesla 500 kV Line | Birds Landing-Contra Costa 230kV Line | Birds Landing-Contra Costa 230kV Line |  | 0 | 0 | 0 | 0 | 0 | 0 | 1338.475 | 1615.723 | 634.382 | Birds Landing-Contra Costa 230kV Line | Birds Landing-Contra Costa 230kV Line | Birds Landing-Contra Costa 230kV Line |  | 5 | 1 | YES | 2 | 1 | 1 | NO | 1
PG&E NGBA | Mendocino | 60 | 0 | 0 | 0 | 0 | 0 | 0 | 0 | 0 | 0 | 0 | 0 | 0 | 0 | 0 | 0 | 0 | 0 | 0 | 0 | 0 | 0 | 0 | 0 | 0 | 0 | 0 | 0 | 0 | 0 | 0 | 0 | 0 | 0 | 0 | 0 | 0 | 0 | 0 | 0 | 1 | 0 | 1 | 0 | 0 | 0 | 0 | 0 | 0 | 0 | 0 | 0 | 0 | 1 | 0 | 1 | 1 | 0 | 0 | 0 | 0 | 0 | 0 | 0 | 0 | 0 | 0 | 1 | 0 | 0 | 0 | 0 | 0 | 0 | 0 | 0 | 0 | 0 | 0 | 0 | 0 | 0 | 0 | 0 | 0 | 0 | 0 | 0 | 0 | 0 | 0 | 0 | 0 | 0 | 0 | 0 | 0 | 0 | 1 |  | 0 | 0 | 0 | 0 | 0 | 0 | 0 | 0 | 0 | 0 | 0 | 0 | 0 | 0 | 0 | 0 | 3 | 0 | 0 | 0 | 0 | 0 | 0 | 0 | 0 | 0 | 0 | 0 | 5 | 1 | 3 | 0 | 1 | 0 | 0 | 0 | -1552.755 | -150.277 | 634.382 | Collinsville-Tesla 500 kV Line | Birds Landing-Contra Costa 230kV Line | Birds Landing-Contra Costa 230kV Line |  | 0 | 0 | 0 | 0 | 0 | 0 | 733.3 | 787.18 | 634.382 | Cortina-Eagle Rock 115 kV line | Cortina-Eagle Rock 115 kV line | Birds Landing-Contra Costa 230kV Line |  | 5 | 1 | YES | 2 | 1 | 1 | NO | 1
PG&E FRESNO | Mendota | 115 | 0 | 0 | 0 | 0 | 0 | 0 | 0 | 0 | 0 | 0 | 0 | 0 | 0 | 0 | 0 | 0 | 0 | 0 | 0 | 0 | 0 | 0 | 0 | 0 | 0 | 0 | 0 | 0 | 0 | 0 | 0 | 0 | 0 | 0 | 0 | 0 | 0 | 0 | 0 | 0 | 0 | 0 | 0 | 0 | 0 | 1 | 0 | 0 | 0 | 0 | 0 | 0 | 0 | 0 | 0 | 0 | 0 | 0 | 0 | 0 | 0 | 0 | 0 | 0 | 0 | 0 | 0 | 0 | 0 | 0 | 0 | 0 | 0 | 0 | 0 | 0 | 0 | 0 | 1 | 1 | 1 | 1 | 1 | 1 | 1 | 1 | 0 | 1 | 0 | 1 | 1 | 0 | 1 | 0 | 0 | 0 | 0 | 2 |  | 0 | 0 | 0 | 0 | 0 | 0 | 0 | 0 | 0 | 0 | 0 | 0 | 0 | 0 | 0 | 0 | 0 | 0 | 0 | 0 | 0 | 0 | 0 | 0 | 0 | 0 | 0 | 0 | 0 | 0 | 5 | 0 | 5 | 0 | 6 | 0 | -1745.05 | -1701.25 | -1707.7948 | Borden-Storey #1 230kV line | Borden-Storey #1 230kV line | Gates 500/230kV TB #12 |  | 0 | 2 | 0 | 2 | 2 | 0 | -680.5815 | -623.3241 | -239.7374 | Bellota-Weber 230kV line | Bellota-Weber 230kV line | Oro Loma-El Nido 115kV Line |  | 5 | 4 | YES | 4 | 5 | 5 | NO | 5
PG&E GBA | Menlo | 60 | 0 | 0 | 0 | 0 | 0 | 0 | 0 | 0 | 0 | 0 | 0 | 0 | 0 | 0 | 0 | 0 | 0 | 0 | 0 | 0 | 0 | 0 | 0 | 0 | 0 | 0 | 0 | 0 | 0 | 0 | 0 | 0 | 0 | 0 | 0 | 0 | 0 | 0 | 0 | 1 | 0 | 0 | 0 | 0 | 0 | 0 | 0 | 0 | 0 | 0 | 0 | 0 | 1 | 0 | 0 | 1 | 0 | 0 | 0 | 0 | 0 | 0 | 0 | 0 | 0 | 0 | 0 | 0 | 0 | 0 | 0 | 0 | 0 | 0 | 0 | 0 | 0 | 0 | 0 | 0 | 0 | 0 | 0 | 0 | 0 | 0 | 0 | 0 | 0 | 0 | 0 | 0 | 0 | 0 | 0 | 0 | 0 | 1 |  | 0 | 0 | 0 | 0 | 0 | 0 | 0 | 0 | 0 | 0 | 0 | 0 | 0 | 0 | 0 | 0 | 0 | 0 | 0 | 0 | 0 | 0 | 0 | 0 | 0 | 0 | 0 | 0 | 0 | 0 | 2 | 0 | 0 | 0 | 0 | 0 | -1552.755 | 590.186 | 5456.3208 | Collinsville-Tesla 500 kV Line | Collinsville-Tesla 500 kV Line | Collinsville-Tesla 500 kV Line |  | 0 | 0 | 0 | 0 | 0 | 0 | 2231.175 | 2603.935 | 5456.3208 | Sobrante-Moraga 230 kV line | Sobrante-Moraga 230 kV line | Collinsville-Tesla 500 kV Line |  | 5 | 1 | YES | 2 | 1 | 1 | NO | 1
PG&E FRESNO | Merced | 115 | 0 | 0 | 0 | 0 | 0 | 0 | 0 | 0 | 0 | 0 | 0 | 0 | 0 | 0 | 0 | 0 | 0 | 0 | 0 | 0 | 0 | 0 | 0 | 0 | 0 | 0 | 0 | 0 | 0 | 0 | 0 | 0 | 0 | 0 | 0 | 0 | 0 | 0 | 0 | 0 | 0 | 0 | 0 | 0 | 0 | 1 | 0 | 0 | 0 | 0 | 0 | 0 | 0 | 0 | 0 | 0 | 0 | 0 | 0 | 1 | 0 | 0 | 0 | 0 | 0 | 0 | 0 | 0 | 0 | 0 | 0 | 0 | 0 | 0 | 0 | 0 | 0 | 0 | 1 | 1 | 0 | 1 | 1 | 1 | 1 | 1 | 0 | 1 | 1 | 1 | 0 | 0 | 1 | 0 | 0 | 0 | 0 | 2 |  | 0 | 0 | 0 | 0 | 0 | 0 | 0 | 0 | 0 | 0 | 0 | 0 | 0 | 0 | 0 | 0 | 0 | 0 | 0 | 0 | 0 | 0 | 0 | 4 | 0 | 0 | 0 | 0 | 0 | 1 | 6 | 0 | 5 | 0 | 6 | 0 | -1745.05 | -1701.25 | -1707.7948 | Borden-Storey #1 230kV line | Borden-Storey #1 230kV line | Gates 500/230kV TB #12 |  | 0 | 3 | 0 | 2 | 2 | 0 | -1091.3965 | -623.3241 | -239.7374 | Tesla-Bellota 230 kV line | Bellota-Weber 230kV line | Oro Loma-El Nido 115kV Line |  | 5 | 4 | YES | 4 | 5 | 5 | NO | 5
EOP | Mercury | 138 | 0 | 0 | 0 | 0 | 0 | 0 | 0 | 0 | 0 | 0 | 0 | 0 | 0 | 0 | 0 | 0 | 0 | 0 | 0 | 0 | 0 | 0 | 1 | 1 | 1 | 0 | 0 | 0 | 0 | 0 | 0 | 0 | 0 | 0 | 0 | 0 | 0 | 0 | 0 | 0 | 0 | 0 | 0 | 0 | 0 | 0 | 0 | 0 | 0 | 0 | 0 | 0 | 0 | 0 | 0 | 0 | 0 | 0 | 0 | 0 | 0 | 0 | 0 | 0 | 0 | 0 | 0 | 0 | 0 | 0 | 0 | 0 | 0 | 0 | 0 | 0 | 0 | 0 | 0 | 0 | 0 | 0 | 0 | 0 | 0 | 0 | 0 | 0 | 0 | 0 | 0 | 0 | 0 | 0 | 0 | 0 | 0 | 2 |  | 0 | 0 | 0 | 0 | 0 | 0 | 0 | 0 | 0 | 0 | 0 | 0 | 0 | 0 | 0 | 0 | 0 | 0 | 0 | 0 | 0 | 0 | 0 | 0 | 0 | 0 | 0 | 0 | 0 | 0 | 1 | 1 | 0 | 0 | 0 | 0 | -2392.615 | 660.59 | 1077.53 | Lugo - Victorville area constraint | Sloan Canyon - Eldorado 500 kV constraint | GLW 230kV area constraint |  | 0 | 1 | 0 | 0 | 0 | 0 | -250.55 | 660.59 | 1077.53 | Sloan Canyon - Eldorado 500 kV constraint | Sloan Canyon - Eldorado 500 kV constraint | GLW 230kV area constraint |  | 5 | 4 | YES | 4 | 1 | 1 | NO | 1
PG&E FRESNO | Mercy Springs | 70 | 0 | 0 | 0 | 0 | 0 | 0 | 0 | 0 | 0 | 0 | 0 | 0 | 0 | 0 | 0 | 0 | 0 | 0 | 0 | 0 | 0 | 0 | 0 | 0 | 0 | 0 | 0 | 0 | 0 | 0 | 0 | 0 | 0 | 0 | 0 | 0 | 0 | 0 | 0 | 0 | 0 | 0 | 0 | 0 | 0 | 0 | 0 | 0 | 0 | 0 | 0 | 0 | 0 | 0 | 0 | 0 | 0 | 0 | 0 | 0 | 0 | 0 | 0 | 0 | 0 | 0 | 0 | 0 | 0 | 0 | 0 | 0 | 0 | 0 | 0 | 0 | 0 | 0 | 1 | 1 | 0 | 0 | 0 | 0 | 0 | 1 | 0 | 0 | 0 | 0 | 0 | 0 | 0 | 0 | 0 | 0 | 0 | 1 |  | 0 | 0 | 0 | 0 | 0 | 0 | 0 | 0 | 0 | 0 | 0 | 0 | 0 | 0 | 0 | 0 | 2 | 0 | 0 | 0 | 0 | 0 | 0 | 0 | 0 | 75 | 78 | 0 | 0 | 1 | 1 | 0 | 1 | 0 | 2 | 0 | -399.853 | -457.5793 | -1707.7948 | Gates 500/230kV TB #11 | Gates 500/230kV TB #11 | Gates 500/230kV TB #12 |  | 0 | 0 | 0 | 0 | 0 | 0 | 2257.512 | 2475.146 | 3727.6321 | Los Banos 500/230kV TB | Los Banos 500/230kV TB | Los Banos 500/230kV TB |  | 5 | 1 | YES | 2 | 5 | 1 | YES | 2
PG&E NGBA | Meridian | 60 | 0 | 0 | 0 | 0 | 0 | 0 | 0 | 0 | 0 | 0 | 0 | 0 | 0 | 0 | 0 | 0 | 0 | 0 | 0 | 0 | 0 | 0 | 0 | 0 | 0 | 0 | 0 | 0 | 0 | 0 | 0 | 0 | 0 | 0 | 0 | 0 | 0 | 0 | 0 | 1 | 0 | 0 | 0 | 0 | 0 | 0 | 0 | 0 | 0 | 0 | 0 | 0 | 1 | 0 | 0 | 0 | 0 | 0 | 0 | 0 | 0 | 0 | 0 | 0 | 0 | 0 | 1 | 0 | 0 | 0 | 0 | 0 | 0 | 0 | 0 | 0 | 0 | 0 | 0 | 0 | 0 | 0 | 0 | 0 | 0 | 0 | 0 | 0 | 0 | 0 | 0 | 0 | 0 | 0 | 0 | 0 | 0 | 1 |  | 0 | 0 | 0 | 0 | 0 | 0 | 0 | 0 | 0 | 0 | 0 | 0 | 0 | 0 | 0 | 0 | 0 | 0 | 0 | 0 | 0 | 0 | 0 | 0 | 0 | 0 | 0 | 0 | 0 | 0 | 2 | 0 | 1 | 0 | 0 | 0 | -1552.755 | -150.277 | 634.382 | Collinsville-Tesla 500 kV Line | Birds Landing-Contra Costa 230kV Line | Birds Landing-Contra Costa 230kV Line |  | 0 | 0 | 0 | 0 | 0 | 0 | 1338.475 | 1615.723 | 634.382 | Birds Landing-Contra Costa 230kV Line | Birds Landing-Contra Costa 230kV Line | Birds Landing-Contra Costa 230kV Line |  | 5 | 1 | YES | 2 | 1 | 1 | NO | 1
PG&E KERN | Mesa (PGE) | 115 | 0 | 0 | 0 | 0 | 0 | 0 | 0 | 0 | 0 | 0 | 0 | 0 | 0 | 0 | 0 | 0 | 0 | 0 | 0 | 0 | 0 | 0 | 0 | 0 | 0 | 0 | 0 | 0 | 0 | 0 | 0 | 0 | 0 | 0 | 0 | 0 | 0 | 0 | 0 | 0 | 0 | 0 | 0 | 0 | 0 | 0 | 0 | 0 | 0 | 0 | 0 | 0 | 0 | 0 | 0 | 0 | 0 | 0 | 0 | 0 | 0 | 0 | 0 | 0 | 0 | 0 | 0 | 1 | 1 | 0 | 0 | 0 | 0 | 0 | 0 | 0 | 0 | 0 | 0 | 1 | 0 | 0 | 0 | 0 | 0 | 1 | 0 | 0 | 0 | 0 | 0 | 0 | 0 | 0 | 0 | 1 | 0 | 1 |  | 0 | 0 | 0 | 0 | 0 | 0 | 0 | 0 | 0 | 0 | 0 | 0 | 0 | 0 | 0 | 0 | 0 | 0 | 0 | 0 | 0 | 0 | 0 | 0 | 0 | 0 | 0 | 0 | 0 | 0 | 1 | 0 | 1 | 0 | 1 | 0 | -399.853 | -457.5793 | -1079.1245 | Gates 500/230kV TB #11 | Gates 500/230kV TB #11 | Gates 500/230kV TB #11 |  | 0 | 0 | 0 | 0 | 0 | 0 | 35.715 | 4.0117 | 3.675 | Cal Flat-Gates 230 kV line | Cal Flat-Gates 230 kV line | Cal Flat-Gates 230 kV line |  | 5 | 1 | YES | 2 | 5 | 1 | YES | 2
PG&E KERN | Mesa (PGE) | 230 | 0 | 0 | 0 | 0 | 0 | 0 | 0 | 0 | 0 | 0 | 0 | 0 | 0 | 0 | 0 | 0 | 0 | 0 | 0 | 0 | 0 | 0 | 0 | 0 | 0 | 0 | 0 | 0 | 0 | 0 | 0 | 0 | 0 | 0 | 0 | 0 | 0 | 0 | 0 | 0 | 0 | 0 | 0 | 0 | 0 | 0 | 0 | 0 | 0 | 0 | 0 | 0 | 0 | 0 | 0 | 0 | 0 | 0 | 0 | 0 | 0 | 0 | 0 | 0 | 0 | 0 | 0 | 1 | 0 | 0 | 0 | 0 | 0 | 0 | 0 | 0 | 0 | 0 | 1 | 1 | 0 | 0 | 0 | 0 | 0 | 0 | 0 | 0 | 0 | 0 | 0 | 0 | 0 | 0 | 1 | 1 | 0 | 0 |  | 0 | 0 | 0 | 0 | 0 | 0 | 0 | 0 | 0 | 0 | 0 | 0 | 0 | 0 | 0 | 0 | 0 | 0 | 0 | 0 | 0 | 0 | 0 | 0 | 0 | 0 | 0 | 0 | 0 | 0 | 2 | 0 | 1 | 0 | 2 | 1 | -820.765 | -457.5793 | -2088.8969 | Mustang-Henrietta 230 kV line | Gates 500/230kV TB #11 | Mustang-Henrietta 230 kV line |  | 0 | 0 | 0 | 0 | 0 | 0 | 35.715 | 4.0117 | 3.675 | Cal Flat-Gates 230 kV line | Cal Flat-Gates 230 kV line | Cal Flat-Gates 230 kV line |  | 5 | 1 | YES | 2 | 5 | 1 | YES | 2
SCE Metro | Mesa (SCE) | 230 | 0 | 0 | 0 | 0 | 0 | 0 | 0 | 0 | 0 | 1 | 0 | 0 | 0 | 0 | 0 | 0 | 0 | 0 | 0 | 0 | 0 | 0 | 0 | 0 | 0 | 0 | 0 | 0 | 0 | 0 | 0 | 0 | 0 | 0 | 0 | 0 | 0 | 0 | 0 | 0 | 0 | 0 | 0 | 0 | 0 | 0 | 0 | 0 | 0 | 0 | 0 | 0 | 0 | 0 | 0 | 0 | 0 | 0 | 0 | 0 | 0 | 0 | 0 | 0 | 0 | 0 | 0 | 0 | 0 | 0 | 0 | 0 | 0 | 0 | 0 | 0 | 0 | 0 | 0 | 0 | 0 | 0 | 0 | 0 | 0 | 0 | 0 | 0 | 0 | 0 | 0 | 0 | 0 | 0 | 0 | 0 | 0 | 0 |  | 0 | 0 | 0 | 0 | 0 | 0 | 0 | 0 | 0 | 0 | 0 | 99.7 | 0 | 0 | 1 | 0 | 0 | 0 | 0 | 0 | 0 | 0 | 0 | 2.62 | 0 | 0 | 106.2 | 0 | 0 | 1 | 0 | 0 | 0 | 0 | 0 | 0 | 9384.6 | 11197.7 | 14407.5055 | SCE Metro Area Default Constraint | SCE Metro Area Default Constraint | SCE Metro Area Default Constraint |  | 0 | 0 | 0 | 0 | 0 | 0 | 9384.6 | 11197.7 | 14407.5055 | SCE Metro Area Default Constraint | SCE Metro Area Default Constraint | SCE Metro Area Default Constraint |  | 1 | 1 | NO | 1 | 1 | 1 | NO | 1
SCE Metro | Mesa (SCE) | 500 | 0 | 0 | 0 | 0 | 0 | 0 | 0 | 0 | 0 | 1 | 0 | 0 | 0 | 0 | 0 | 0 | 0 | 0 | 0 | 0 | 0 | 0 | 0 | 0 | 0 | 0 | 0 | 0 | 0 | 0 | 0 | 0 | 0 | 0 | 0 | 0 | 0 | 0 | 0 | 0 | 0 | 0 | 0 | 0 | 0 | 0 | 0 | 0 | 0 | 0 | 0 | 0 | 0 | 0 | 0 | 0 | 0 | 0 | 0 | 0 | 0 | 0 | 0 | 0 | 0 | 0 | 0 | 0 | 0 | 0 | 0 | 0 | 0 | 0 | 0 | 0 | 0 | 0 | 0 | 0 | 0 | 0 | 0 | 0 | 0 | 0 | 0 | 0 | 0 | 0 | 0 | 0 | 0 | 0 | 0 | 0 | 0 | 0 |  | 0 | 0 | 0 | 0 | 0 | 0 | 0 | 0 | 0 | 0 | 0 | 0 | 0 | 0 | 0 | 0 | 0 | 0 | 0 | 0 | 0 | 0 | 0 | 0 | 0 | 0 | 0 | 0 | 0 | 0 | 0 | 0 | 0 | 0 | 0 | 0 | 9384.6 | 11197.7 | 14407.5055 | SCE Metro Area Default Constraint | SCE Metro Area Default Constraint | SCE Metro Area Default Constraint |  | 0 | 0 | 0 | 0 | 0 | 0 | 9384.6 | 11197.7 | 14407.5055 | SCE Metro Area Default Constraint | SCE Metro Area Default Constraint | SCE Metro Area Default Constraint |  | 1 | 1 | NO | 1 | 1 | 1 | NO | 1
SDGE | Mesa Heights | 69 | 0 | 0 | 0 | 0 | 0 | 0 | 0 | 0 | 0 | 0 | 0 | 0 | 0 | 0 | 0 | 0 | 0 | 0 | 0 | 0 | 0 | 0 | 0 | 0 | 0 | 0 | 0 | 0 | 0 | 0 | 0 | 0 | 1 | 0 | 0 | 0 | 0 | 0 | 0 | 0 | 0 | 0 | 0 | 0 | 0 | 0 | 0 | 0 | 0 | 0 | 0 | 0 | 0 | 0 | 0 | 0 | 0 | 0 | 0 | 0 | 0 | 0 | 0 | 0 | 0 | 0 | 0 | 0 | 0 | 0 | 0 | 0 | 0 | 0 | 0 | 0 | 0 | 0 | 0 | 0 | 0 | 0 | 0 | 0 | 0 | 0 | 0 | 0 | 0 | 0 | 0 | 0 | 0 | 0 | 0 | 0 | 0 | 1 |  | 0 | 0 | 0 | 0 | 0 | 0 | 0 | 0 | 0 | 0 | 0 | 0 | 0 | 0 | 0 | 0 | 0 | 0 | 0 | 0 | 0 | 0 | 0 | 0 | 0 | 0 | 10.5 | 0 | 0 | 1 | 0 | 0 | 0 | 0 | 0 | 0 | 246.81 | 1766.905 | 8085.9494 | San Luis Rey-San Onofre 230 kV line constraint | San Luis Rey-San Onofre 230 kV line constraint | San Luis Rey-San Onofre 230 kV line constraint |  | 0 | 0 | 0 | 0 | 0 | 0 | 246.81 | 1766.905 | 8085.9494 | San Luis Rey-San Onofre 230 kV line constraint | San Luis Rey-San Onofre 230 kV line constraint | San Luis Rey-San Onofre 230 kV line constraint |  | 1 | 1 | NO | 1 | 1 | 1 | NO | 1
PG&E GBA | Metcalf | 115 | 0 | 0 | 0 | 0 | 0 | 0 | 0 | 0 | 0 | 0 | 0 | 0 | 0 | 0 | 0 | 0 | 0 | 0 | 0 | 0 | 0 | 0 | 0 | 0 | 0 | 0 | 0 | 0 | 0 | 0 | 0 | 0 | 0 | 0 | 0 | 0 | 0 | 0 | 0 | 0 | 0 | 0 | 0 | 0 | 0 | 0 | 0 | 0 | 0 | 0 | 0 | 0 | 0 | 0 | 0 | 1 | 0 | 0 | 0 | 1 | 0 | 0 | 0 | 0 | 0 | 0 | 0 | 0 | 0 | 0 | 0 | 0 | 0 | 0 | 0 | 0 | 0 | 0 | 0 | 0 | 0 | 0 | 0 | 0 | 0 | 0 | 0 | 0 | 0 | 0 | 0 | 0 | 0 | 0 | 0 | 0 | 0 | 0 |  | 0 | 0 | 0 | 0 | 0 | 0 | 0 | 0 | 0 | 0 | 0 | 75 | 0 | 0 | 1 | 0 | 0 | 0 | 0 | 0 | 0 | 0 | 0 | 0 | 0 | 0 | 75 | 0 | 0 | 1 | 2 | 0 | 0 | 0 | 0 | 0 | -1391.3965 | 675.6364 | 3949.977 | Tesla-Bellota 230 kV line | Tesla-Bellota 230 kV line | Tesla-Bellota 230 kV line |  | 0 | 1 | 0 | 0 | 0 | 0 | -1091.3965 | 975.6364 | 3949.977 | Tesla-Bellota 230 kV line | Tesla-Bellota 230 kV line | Tesla-Bellota 230 kV line |  | 5 | 4 | YES | 4 | 1 | 1 | NO | 1
PG&E GBA | Metcalf | 230 | 0 | 0 | 0 | 0 | 0 | 0 | 0 | 0 | 0 | 0 | 0 | 0 | 0 | 0 | 0 | 0 | 0 | 0 | 0 | 0 | 0 | 0 | 0 | 0 | 0 | 0 | 0 | 0 | 0 | 0 | 0 | 0 | 0 | 0 | 0 | 0 | 0 | 0 | 0 | 0 | 0 | 0 | 0 | 0 | 0 | 0 | 0 | 0 | 0 | 0 | 0 | 0 | 0 | 0 | 0 | 1 | 0 | 0 | 0 | 1 | 0 | 0 | 0 | 0 | 0 | 0 | 0 | 0 | 0 | 0 | 0 | 0 | 0 | 0 | 0 | 0 | 0 | 0 | 0 | 0 | 0 | 0 | 0 | 0 | 0 | 0 | 0 | 0 | 0 | 0 | 0 | 0 | 0 | 0 | 0 | 0 | 0 | 0 |  | 0 | 0 | 0 | 0 | 0 | 0 | 0 | 0 | 0 | 0 | 0 | 0 | 0 | 0 | 0 | 0 | 0 | 0 | 0 | 0 | 0 | 0 | 0 | 0 | 0 | 0 | 0 | 251.075 | 0 | 1 | 2 | 0 | 0 | 0 | 0 | 0 | -1391.3965 | 675.6364 | 3949.977 | Tesla-Bellota 230 kV line | Tesla-Bellota 230 kV line | Tesla-Bellota 230 kV line |  | 0 | 1 | 0 | 0 | 0 | 0 | -1091.3965 | 975.6364 | 3949.977 | Tesla-Bellota 230 kV line | Tesla-Bellota 230 kV line | Tesla-Bellota 230 kV line |  | 5 | 4 | YES | 4 | 1 | 1 | NO | 1
PG&E GBA | Metcalf | 500 | 0 | 0 | 0 | 0 | 0 | 0 | 0 | 0 | 0 | 0 | 0 | 0 | 0 | 0 | 0 | 0 | 0 | 0 | 0 | 0 | 0 | 0 | 0 | 0 | 0 | 0 | 0 | 0 | 0 | 0 | 0 | 0 | 0 | 0 | 0 | 0 | 0 | 0 | 0 | 0 | 0 | 0 | 0 | 0 | 0 | 0 | 0 | 0 | 0 | 0 | 0 | 0 | 0 | 0 | 0 | 0 | 0 | 0 | 0 | 0 | 0 | 0 | 0 | 0 | 0 | 0 | 0 | 0 | 0 | 0 | 0 | 0 | 0 | 0 | 0 | 0 | 0 | 0 | 0 | 0 | 0 | 0 | 0 | 0 | 0 | 0 | 0 | 0 | 0 | 0 | 0 | 0 | 0 | 0 | 0 | 0 | 1 | 0 |  | 0 | 0 | 0 | 0 | 0 | 0 | 0 | 0 | 0 | 0 | 0 | 0 | 0 | 0 | 0 | 0 | 0 | 0 | 0 | 0 | 0 | 0 | 0 | 0 | 0 | 0 | 0 | 0 | 0 | 0 | 0 | 0 | 0 | 0 | 0 | 0 | 906.65 | 1036.51 | 5964.99 | NEW-Metcalf-Mosslanding 500kV | NEW-Metcalf-Mosslanding 500kV | NEW-Metcalf-Mosslanding 500kV |  | 0 | 0 | 0 | 0 | 0 | 0 | 906.65 | 1036.51 | 5964.99 | NEW-Metcalf-Mosslanding 500kV | NEW-Metcalf-Mosslanding 500kV | NEW-Metcalf-Mosslanding 500kV |  | 1 | 1 | NO | 1 | 1 | 1 | NO | 1
PG&E KERN | Midway | 115 | 0 | 0 | 0 | 0 | 0 | 0 | 0 | 0 | 0 | 0 | 0 | 0 | 0 | 0 | 0 | 0 | 0 | 0 | 0 | 0 | 0 | 0 | 0 | 0 | 0 | 0 | 0 | 0 | 0 | 0 | 0 | 0 | 0 | 0 | 0 | 0 | 0 | 0 | 0 | 0 | 0 | 0 | 0 | 0 | 0 | 0 | 0 | 0 | 0 | 0 | 0 | 0 | 0 | 0 | 0 | 0 | 0 | 0 | 0 | 0 | 0 | 0 | 0 | 0 | 0 | 0 | 0 | 1 | 1 | 0 | 0 | 0 | 0 | 0 | 1 | 0 | 0 | 0 | 1 | 1 | 0 | 0 | 0 | 0 | 0 | 0 | 0 | 0 | 0 | 0 | 0 | 0 | 0 | 0 | 1 | 0 | 0 | 0 |  | 0 | 0 | 0 | 0 | 0 | 0 | 0 | 0 | 0 | 0 | 0 | 0 | 0 | 0 | 0 | 0 | 0 | 0 | 0 | 0 | 0 | 0 | 0 | 0 | 205 | 180 | 0 | 60 | 0 | 1 | 2 | 0 | 1 | 0 | 2 | 1 | -820.765 | -457.5793 | -2088.8969 | Mustang-Henrietta 230 kV line | Gates 500/230kV TB #11 | Mustang-Henrietta 230 kV line |  | 0 | 0 | 0 | 0 | 0 | 0 | 35.715 | 4.0117 | 3.675 | Cal Flat-Gates 230 kV line | Cal Flat-Gates 230 kV line | Cal Flat-Gates 230 kV line |  | 5 | 1 | YES | 2 | 5 | 1 | YES | 2
PG&E KERN | Midway | 230 | 0 | 0 | 0 | 0 | 0 | 0 | 0 | 0 | 0 | 0 | 0 | 0 | 0 | 0 | 0 | 0 | 0 | 0 | 0 | 0 | 0 | 0 | 0 | 0 | 0 | 0 | 0 | 0 | 0 | 0 | 0 | 0 | 0 | 0 | 0 | 0 | 0 | 0 | 0 | 0 | 0 | 0 | 0 | 0 | 0 | 0 | 0 | 0 | 0 | 0 | 0 | 0 | 0 | 0 | 0 | 0 | 0 | 0 | 0 | 0 | 0 | 0 | 0 | 0 | 0 | 0 | 0 | 1 | 1 | 0 | 0 | 0 | 0 | 0 | 0 | 0 | 0 | 0 | 1 | 1 | 0 | 0 | 0 | 0 | 0 | 0 | 0 | 0 | 0 | 0 | 0 | 0 | 0 | 0 | 1 | 0 | 0 | 0 |  | 0 | 0 | 0 | 0 | 0 | 0 | 0 | 0 | 0 | 0 | 0 | 0 | 0 | 0 | 0 | 0 | 0 | 0 | 0 | 0 | 0 | 0 | 0 | 0 | 0 | 0 | 0 | 0 | 0 | 0 | 2 | 0 | 1 | 0 | 2 | 1 | -820.765 | -457.5793 | -2088.8969 | Mustang-Henrietta 230 kV line | Gates 500/230kV TB #11 | Mustang-Henrietta 230 kV line |  | 0 | 0 | 0 | 0 | 0 | 0 | 35.715 | 4.0117 | 3.675 | Cal Flat-Gates 230 kV line | Cal Flat-Gates 230 kV line | Cal Flat-Gates 230 kV line |  | 5 | 1 | YES | 2 | 5 | 1 | YES | 2
PG&E KERN | Midway | 500 | 0 | 0 | 0 | 0 | 0 | 0 | 0 | 0 | 0 | 0 | 0 | 0 | 0 | 0 | 0 | 0 | 0 | 0 | 0 | 0 | 0 | 0 | 0 | 0 | 0 | 0 | 0 | 0 | 0 | 0 | 0 | 0 | 0 | 0 | 0 | 0 | 0 | 0 | 0 | 0 | 0 | 0 | 0 | 0 | 0 | 0 | 0 | 0 | 0 | 0 | 0 | 0 | 0 | 0 | 0 | 0 | 0 | 0 | 0 | 0 | 0 | 0 | 0 | 0 | 0 | 0 | 0 | 0 | 0 | 0 | 0 | 0 | 0 | 0 | 0 | 0 | 0 | 0 | 0 | 0 | 0 | 0 | 0 | 0 | 0 | 0 | 0 | 0 | 0 | 0 | 0 | 0 | 0 | 0 | 1 | 0 | 0 | 0 |  | 0 | 0 | 0 | 0 | 0 | 0 | 0 | 0 | 0 | 0 | 0 | 0 | 0 | 0 | 0 | 0 | 0 | 0 | 0 | 0 | 0 | 0 | 0 | 0 | 450 | 1000 | 0 | 425 | 0 | 1 | 1 | 0 | 0 | 0 | 0 | 1 | -820.765 | 69.2197 | -2088.8969 | Mustang-Henrietta 230 kV line | Mustang-Henrietta 230 kV line | Mustang-Henrietta 230 kV line |  | 0 | 0 | 0 | 0 | 0 | 0 | 1658.235 | 2548.2197 | 390.1031 | Mustang-Henrietta 230 kV line | Mustang-Henrietta 230 kV line | Mustang-Henrietta 230 kV line |  | 5 | 1 | YES | 2 | 4 | 1 | YES | 2
SDGE | Miguel | 230 | 0 | 0 | 0 | 0 | 0 | 0 | 0 | 0 | 0 | 0 | 0 | 0 | 0 | 0 | 0 | 0 | 0 | 0 | 0 | 0 | 0 | 0 | 0 | 0 | 0 | 0 | 0 | 0 | 1 | 0 | 1 | 0 | 1 | 0 | 0 | 1 | 1 | 0 | 0 | 0 | 0 | 0 | 0 | 0 | 0 | 0 | 0 | 0 | 0 | 0 | 0 | 0 | 0 | 0 | 0 | 0 | 0 | 0 | 0 | 0 | 0 | 0 | 0 | 0 | 0 | 0 | 0 | 0 | 0 | 0 | 0 | 0 | 0 | 0 | 0 | 0 | 0 | 0 | 0 | 0 | 0 | 0 | 0 | 0 | 0 | 0 | 0 | 0 | 0 | 0 | 0 | 0 | 0 | 0 | 0 | 0 | 0 | 5 |  | 0 | 0 | 0 | 0 | 0 | 0 | 0 | 0 | 0 | 0 | 0 | 0 | 0 | 0 | 0 | 0 | 0 | 0 | 0 | 0 | 0 | 0 | 0 | 0 | 0 | 0 | 0 | 0 | 0 | 0 | 0 | 0 | 0 | 0 | 0 | 0 | 246.81 | 1413.17 | 1766.9044 | San Luis Rey-San Onofre 230 kV line constraint | Silvergate-Old Town 230 kV constraint | Silvergate-Old Town 230 kV constraint |  | 0 | 0 | 0 | 0 | 0 | 0 | 246.81 | 1413.17 | 1766.9044 | San Luis Rey-San Onofre 230 kV line constraint | Silvergate-Old Town 230 kV constraint | Silvergate-Old Town 230 kV constraint |  | 1 | 1 | NO | 1 | 1 | 1 | NO | 1
SDGE | Miguel | 500 | 0 | 0 | 0 | 0 | 0 | 0 | 0 | 0 | 0 | 0 | 0 | 0 | 0 | 0 | 0 | 0 | 0 | 0 | 0 | 0 | 0 | 0 | 0 | 0 | 0 | 0 | 0 | 0 | 1 | 0 | 1 | 0 | 1 | 0 | 0 | 1 | 1 | 0 | 0 | 0 | 0 | 0 | 0 | 0 | 0 | 0 | 0 | 0 | 0 | 0 | 0 | 0 | 0 | 0 | 0 | 0 | 0 | 0 | 0 | 0 | 0 | 0 | 0 | 0 | 0 | 0 | 0 | 0 | 0 | 0 | 0 | 0 | 0 | 0 | 0 | 0 | 0 | 0 | 0 | 0 | 0 | 0 | 0 | 0 | 0 | 0 | 0 | 0 | 0 | 0 | 0 | 0 | 0 | 0 | 0 | 0 | 0 | 5 |  | 0 | 0 | 0 | 0 | 0 | 0 | 0 | 0 | 0 | 0 | 0 | 0 | 0 | 0 | 0 | 0 | 0 | 0 | 0 | 0 | 0 | 0 | 0 | 0 | 0 | 0 | 0 | 0 | 0 | 0 | 0 | 0 | 0 | 0 | 0 | 0 | 246.81 | 1413.17 | 1766.9044 | San Luis Rey-San Onofre 230 kV line constraint | Silvergate-Old Town 230 kV constraint | Silvergate-Old Town 230 kV constraint |  | 0 | 0 | 0 | 0 | 0 | 0 | 246.81 | 1413.17 | 1766.9044 | San Luis Rey-San Onofre 230 kV line constraint | Silvergate-Old Town 230 kV constraint | Silvergate-Old Town 230 kV constraint |  | 1 | 1 | NO | 1 | 1 | 1 | NO | 1
SDGE | Miguel | 69 | 0 | 0 | 0 | 0 | 0 | 0 | 0 | 0 | 0 | 0 | 0 | 0 | 0 | 0 | 0 | 0 | 0 | 0 | 0 | 0 | 0 | 0 | 0 | 0 | 0 | 0 | 0 | 1 | 0 | 1 | 1 | 0 | 1 | 0 | 0 | 1 | 1 | 0 | 0 | 0 | 0 | 0 | 0 | 0 | 0 | 0 | 0 | 0 | 0 | 0 | 0 | 0 | 0 | 0 | 0 | 0 | 0 | 0 | 0 | 0 | 0 | 0 | 0 | 0 | 0 | 0 | 0 | 0 | 0 | 0 | 0 | 0 | 0 | 0 | 0 | 0 | 0 | 0 | 0 | 0 | 0 | 0 | 0 | 0 | 0 | 0 | 0 | 0 | 0 | 0 | 0 | 0 | 0 | 0 | 0 | 0 | 0 | 4 |  | 0 | 0 | 0 | 0 | 0 | 0 | 0 | 0 | 0 | 0 | 0 | 0 | 0 | 0 | 0 | 0 | 0 | 0 | 0 | 0 | 0 | 0 | 0 | 0 | 0 | 0 | 9.75 | 0 | 0 | 1 | 0 | 0 | 0 | 0 | 0 | 0 | 159.09 | 195.045 | 299.0864 | Miguel 69 kV constraint | Miguel 69 kV constraint | Miguel 69 kV constraint |  | 0 | 0 | 0 | 0 | 0 | 0 | 159.09 | 195.045 | 299.0864 | Miguel 69 kV constraint | Miguel 69 kV constraint | Miguel 69 kV constraint |  | 1 | 1 | NO | 1 | 1 | 1 | NO | 1
PG&E GBA | Millbrae | 115 | 0 | 0 | 0 | 0 | 0 | 0 | 0 | 0 | 0 | 0 | 0 | 0 | 0 | 0 | 0 | 0 | 0 | 0 | 0 | 0 | 0 | 0 | 0 | 0 | 0 | 0 | 0 | 0 | 0 | 0 | 0 | 0 | 0 | 0 | 0 | 0 | 0 | 0 | 0 | 0 | 0 | 0 | 0 | 0 | 0 | 0 | 0 | 0 | 0 | 0 | 0 | 0 | 1 | 0 | 0 | 1 | 0 | 0 | 0 | 0 | 0 | 0 | 0 | 0 | 0 | 1 | 0 | 0 | 0 | 0 | 0 | 0 | 0 | 0 | 0 | 0 | 0 | 0 | 0 | 0 | 0 | 0 | 0 | 0 | 0 | 0 | 0 | 0 | 0 | 0 | 0 | 0 | 0 | 0 | 0 | 0 | 0 | 1 |  | 0 | 0 | 0 | 0 | 0 | 0 | 0 | 0 | 0 | 0 | 0 | 0 | 0 | 0 | 0 | 0 | 0 | 0 | 0 | 0 | 0 | 0 | 0 | 3.5 | 0 | 0 | 0 | 0 | 0 | 1 | 1 | 0 | 0 | 0 | 0 | 0 | -114.1215 | 2117.4844 | 5570.668 | Tesla-Tracy-Pump 230 kV line #2 | Tesla-Tracy-Pump 230 kV line #2 | Sobrante-Moraga 230 kV line |  | 0 | 0 | 0 | 0 | 0 | 0 | 2231.175 | 2603.935 | 5570.668 | Sobrante-Moraga 230 kV line | Sobrante-Moraga 230 kV line | Sobrante-Moraga 230 kV line |  | 5 | 1 | YES | 2 | 1 | 1 | NO | 1
PG&E GBA | Miller | 115 | 0 | 0 | 0 | 0 | 0 | 0 | 0 | 0 | 0 | 0 | 0 | 0 | 0 | 0 | 0 | 0 | 0 | 0 | 0 | 0 | 0 | 0 | 0 | 0 | 0 | 0 | 0 | 0 | 0 | 0 | 0 | 0 | 0 | 0 | 0 | 0 | 0 | 0 | 0 | 0 | 0 | 0 | 0 | 0 | 0 | 1 | 0 | 0 | 0 | 0 | 0 | 0 | 0 | 0 | 0 | 1 | 0 | 1 | 0 | 1 | 0 | 0 | 0 | 0 | 0 | 1 | 0 | 0 | 0 | 0 | 0 | 0 | 0 | 0 | 0 | 0 | 0 | 0 | 0 | 0 | 0 | 0 | 0 | 0 | 0 | 0 | 0 | 0 | 0 | 0 | 0 | 0 | 0 | 0 | 0 | 0 | 0 | 0 |  | 0 | 0 | 0 | 0 | 0 | 0 | 0 | 0 | 0 | 0 | 0 | 0 | 0 | 0 | 0 | 0 | 0 | 0 | 0 | 0 | 0 | 0 | 0 | 0 | 0 | 0 | 0 | 0 | 0 | 0 | 3 | 0 | 1 | 0 | 0 | 0 | -1391.3965 | -1083.3241 | 692.3714 | Tesla-Bellota 230 kV line | Bellota-Weber 230kV line | Kasson Jct-Heinz 115 kV line |  | 0 | 2 | 0 | 1 | 0 | 0 | -1091.3965 | -623.3241 | 692.3714 | Tesla-Bellota 230 kV line | Bellota-Weber 230kV line | Kasson Jct-Heinz 115 kV line |  | 5 | 4 | YES | 4 | 1 | 1 | NO | 1
SCE Metro | Mira Loma | 230 | 0 | 0 | 0 | 0 | 0 | 0 | 0 | 0 | 0 | 1 | 0 | 0 | 0 | 0 | 0 | 0 | 0 | 0 | 0 | 0 | 0 | 0 | 0 | 0 | 0 | 0 | 0 | 0 | 0 | 0 | 0 | 0 | 0 | 0 | 0 | 0 | 0 | 0 | 0 | 0 | 0 | 0 | 0 | 0 | 0 | 0 | 0 | 0 | 0 | 0 | 0 | 0 | 0 | 0 | 0 | 0 | 0 | 0 | 0 | 0 | 0 | 0 | 0 | 0 | 0 | 0 | 0 | 0 | 0 | 0 | 0 | 0 | 0 | 0 | 0 | 0 | 0 | 0 | 0 | 0 | 0 | 0 | 0 | 0 | 0 | 0 | 0 | 0 | 0 | 0 | 0 | 0 | 0 | 0 | 0 | 0 | 0 | 0 |  | 0 | 0 | 0 | 0 | 0 | 0 | 0 | 0 | 0 | 0 | 0 | 0 | 0 | 0 | 0 | 0 | 0 | 0 | 0 | 0 | 0 | 0 | 0 | 0 | 0 | 0 | 42 | 100 | 0 | 1 | 0 | 0 | 0 | 0 | 0 | 0 | 9384.6 | 11197.7 | 14407.5055 | SCE Metro Area Default Constraint | SCE Metro Area Default Constraint | SCE Metro Area Default Constraint |  | 0 | 0 | 0 | 0 | 0 | 0 | 9384.6 | 11197.7 | 14407.5055 | SCE Metro Area Default Constraint | SCE Metro Area Default Constraint | SCE Metro Area Default Constraint |  | 1 | 1 | NO | 1 | 1 | 1 | NO | 1
SCE Metro | Mira Loma | 500 | 0 | 0 | 0 | 0 | 0 | 0 | 0 | 0 | 0 | 1 | 0 | 0 | 0 | 0 | 0 | 0 | 0 | 0 | 0 | 0 | 0 | 0 | 0 | 0 | 0 | 0 | 0 | 0 | 0 | 0 | 0 | 0 | 0 | 0 | 0 | 0 | 0 | 0 | 0 | 0 | 0 | 0 | 0 | 0 | 0 | 0 | 0 | 0 | 0 | 0 | 0 | 0 | 0 | 0 | 0 | 0 | 0 | 0 | 0 | 0 | 0 | 0 | 0 | 0 | 0 | 0 | 0 | 0 | 0 | 0 | 0 | 0 | 0 | 0 | 0 | 0 | 0 | 0 | 0 | 0 | 0 | 0 | 0 | 0 | 0 | 0 | 0 | 0 | 0 | 0 | 0 | 0 | 0 | 0 | 0 | 0 | 0 | 0 |  | 0 | 0 | 0 | 0 | 0 | 0 | 0 | 0 | 0 | 0 | 0 | 0 | 0 | 0 | 0 | 0 | 0 | 0 | 0 | 0 | 0 | 0 | 0 | 0 | 0 | 0 | 0 | 0 | 0 | 0 | 0 | 0 | 0 | 0 | 0 | 0 | 9384.6 | 11197.7 | 14407.5055 | SCE Metro Area Default Constraint | SCE Metro Area Default Constraint | SCE Metro Area Default Constraint |  | 0 | 0 | 0 | 0 | 0 | 0 | 9384.6 | 11197.7 | 14407.5055 | SCE Metro Area Default Constraint | SCE Metro Area Default Constraint | SCE Metro Area Default Constraint |  | 1 | 1 | NO | 1 | 1 | 1 | NO | 1
SCE Eastern | Mirage | 115 | 0 | 0 | 0 | 0 | 0 | 0 | 0 | 0 | 0 | 0 | 0 | 0 | 0 | 0 | 0 | 0 | 0 | 0 | 1 | 1 | 0 | 1 | 0 | 0 | 0 | 0 | 0 | 0 | 0 | 0 | 0 | 0 | 0 | 0 | 0 | 0 | 0 | 0 | 0 | 0 | 0 | 0 | 0 | 0 | 0 | 0 | 0 | 0 | 0 | 0 | 0 | 0 | 0 | 0 | 0 | 0 | 0 | 0 | 0 | 0 | 0 | 0 | 0 | 0 | 0 | 0 | 0 | 0 | 0 | 0 | 0 | 0 | 0 | 0 | 0 | 0 | 0 | 0 | 0 | 0 | 0 | 0 | 0 | 0 | 0 | 0 | 0 | 0 | 0 | 0 | 0 | 0 | 0 | 0 | 0 | 0 | 0 | 1 |  | 0 | 0 | 0 | 0 | 0 | 0 | 0 | 0 | 0 | 0 | 0 | 0 | 0 | 0 | 0 | 0 | 0 | 0 | 0 | 0 | 0 | 0 | 0 | 0 | 0 | 0 | 0 | 0 | 0 | 0 | 1 | 0 | 1 | 0 | 0 | 1 | -840 | -685 | -51.3 | Eagle Mountain Constraint | Eagle Mountain Constraint | Eagle Mountain Constraint |  | 0 | 1 | 0 | 1 | 0 | 1 | -240 | -85 | -51.3 | Eagle Mountain Constraint | Eagle Mountain Constraint | Eagle Mountain Constraint |  | 5 | 4 | YES | 4 | 3 | 3 | NO | 3
SCE Eastern | Mirage | 230 | 0 | 0 | 0 | 0 | 0 | 0 | 0 | 0 | 0 | 0 | 0 | 0 | 0 | 0 | 0 | 0 | 0 | 0 | 1 | 1 | 0 | 1 | 0 | 0 | 0 | 0 | 0 | 0 | 0 | 0 | 0 | 0 | 0 | 0 | 0 | 0 | 0 | 0 | 0 | 0 | 0 | 0 | 0 | 0 | 0 | 0 | 0 | 0 | 0 | 0 | 0 | 0 | 0 | 0 | 0 | 0 | 0 | 0 | 0 | 0 | 0 | 0 | 0 | 0 | 0 | 0 | 0 | 0 | 0 | 0 | 0 | 0 | 0 | 0 | 0 | 0 | 0 | 0 | 0 | 0 | 0 | 0 | 0 | 0 | 0 | 0 | 0 | 0 | 0 | 0 | 0 | 0 | 0 | 0 | 0 | 0 | 0 | 1 |  | 30 | 0 | 0 | 0 | 0 | 0 | 0 | 0 | 0 | 0 | 130 | 100 | 0 | 0 | 1 | 530 | 0 | 0 | 0 | 0 | 0 | 0 | 0 | 0 | 0 | 130 | 150 | 0 | 0 | 1 | 1 | 0 | 1 | 0 | 0 | 1 | -840 | -685 | -51.3 | Eagle Mountain Constraint | Eagle Mountain Constraint | Eagle Mountain Constraint |  | 0 | 1 | 0 | 1 | 0 | 1 | -240 | -85 | -51.3 | Eagle Mountain Constraint | Eagle Mountain Constraint | Eagle Mountain Constraint |  | 5 | 4 | YES | 4 | 3 | 3 | NO | 3
SDGE | Mission | 138 | 0 | 0 | 0 | 0 | 0 | 0 | 0 | 0 | 0 | 0 | 0 | 0 | 0 | 0 | 0 | 0 | 0 | 0 | 0 | 0 | 0 | 0 | 0 | 0 | 0 | 0 | 0 | 0 | 0 | 0 | 1 | 0 | 1 | 0 | 0 | 0 | 0 | 0 | 0 | 0 | 0 | 0 | 0 | 0 | 0 | 0 | 0 | 0 | 0 | 0 | 0 | 0 | 0 | 0 | 0 | 0 | 0 | 0 | 0 | 0 | 0 | 0 | 0 | 0 | 0 | 0 | 0 | 0 | 0 | 0 | 0 | 0 | 0 | 0 | 0 | 0 | 0 | 0 | 0 | 0 | 0 | 0 | 0 | 0 | 0 | 0 | 0 | 0 | 0 | 0 | 0 | 0 | 0 | 0 | 0 | 0 | 0 | 2 |  | 0 | 0 | 0 | 0 | 0 | 0 | 0 | 0 | 0 | 0 | 0 | 0 | 0 | 0 | 0 | 0 | 0 | 0 | 0 | 0 | 0 | 0 | 0 | 0 | 0 | 0 | 0 | 0 | 0 | 0 | 0 | 0 | 0 | 0 | 0 | 0 | 246.81 | 1766.905 | 8002.2844 | San Luis Rey-San Onofre 230 kV line constraint | San Luis Rey-San Onofre 230 kV line constraint | Encina - San Luis Rey 230 kV constraint |  | 0 | 0 | 0 | 0 | 0 | 0 | 246.81 | 1766.905 | 8002.2844 | San Luis Rey-San Onofre 230 kV line constraint | San Luis Rey-San Onofre 230 kV line constraint | Encina - San Luis Rey 230 kV constraint |  | 1 | 1 | NO | 1 | 1 | 1 | NO | 1
SDGE | Mission | 230 | 0 | 0 | 0 | 0 | 0 | 0 | 0 | 0 | 0 | 0 | 0 | 0 | 0 | 0 | 0 | 0 | 0 | 0 | 0 | 0 | 0 | 0 | 0 | 0 | 0 | 0 | 0 | 0 | 1 | 0 | 1 | 0 | 1 | 0 | 0 | 0 | 0 | 0 | 0 | 0 | 0 | 0 | 0 | 0 | 0 | 0 | 0 | 0 | 0 | 0 | 0 | 0 | 0 | 0 | 0 | 0 | 0 | 0 | 0 | 0 | 0 | 0 | 0 | 0 | 0 | 0 | 0 | 0 | 0 | 0 | 0 | 0 | 0 | 0 | 0 | 0 | 0 | 0 | 0 | 0 | 0 | 0 | 0 | 0 | 0 | 0 | 0 | 0 | 0 | 0 | 0 | 0 | 0 | 0 | 0 | 0 | 0 | 3 |  | 0 | 0 | 0 | 0 | 0 | 0 | 0 | 0 | 0 | 0 | 0 | 0 | 0 | 0 | 0 | 0 | 0 | 0 | 0 | 0 | 0 | 0 | 0 | 0 | 0 | 0 | 0 | 0 | 0 | 0 | 0 | 0 | 0 | 0 | 0 | 0 | 246.81 | 1766.905 | 8002.2844 | San Luis Rey-San Onofre 230 kV line constraint | San Luis Rey-San Onofre 230 kV line constraint | Encina - San Luis Rey 230 kV constraint |  | 0 | 0 | 0 | 0 | 0 | 0 | 246.81 | 1766.905 | 8002.2844 | San Luis Rey-San Onofre 230 kV line constraint | San Luis Rey-San Onofre 230 kV line constraint | Encina - San Luis Rey 230 kV constraint |  | 1 | 1 | NO | 1 | 1 | 1 | NO | 1
SDGE | Mission | 69 | 0 | 0 | 0 | 0 | 0 | 0 | 0 | 0 | 0 | 0 | 0 | 0 | 0 | 0 | 0 | 0 | 0 | 0 | 0 | 0 | 0 | 0 | 0 | 0 | 0 | 0 | 0 | 0 | 0 | 0 | 1 | 0 | 1 | 0 | 0 | 0 | 0 | 0 | 0 | 0 | 0 | 0 | 0 | 0 | 0 | 0 | 0 | 0 | 0 | 0 | 0 | 0 | 0 | 0 | 0 | 0 | 0 | 0 | 0 | 0 | 0 | 0 | 0 | 0 | 0 | 0 | 0 | 0 | 0 | 0 | 0 | 0 | 0 | 0 | 0 | 0 | 0 | 0 | 0 | 0 | 0 | 0 | 0 | 0 | 0 | 0 | 0 | 0 | 0 | 0 | 0 | 0 | 0 | 0 | 0 | 0 | 0 | 2 |  | 0 | 0 | 0 | 0 | 0 | 0 | 0 | 0 | 0 | 0 | 0 | 0 | 0 | 0 | 0 | 0 | 0 | 0 | 0 | 0 | 0 | 0 | 0 | 0 | 0 | 0 | 0 | 0 | 0 | 0 | 0 | 0 | 0 | 0 | 0 | 0 | 246.81 | 1766.905 | 8002.2844 | San Luis Rey-San Onofre 230 kV line constraint | San Luis Rey-San Onofre 230 kV line constraint | Encina - San Luis Rey 230 kV constraint |  | 0 | 0 | 0 | 0 | 0 | 0 | 246.81 | 1766.905 | 8002.2844 | San Luis Rey-San Onofre 230 kV line constraint | San Luis Rey-San Onofre 230 kV line constraint | Encina - San Luis Rey 230 kV constraint |  | 1 | 1 | NO | 1 | 1 | 1 | NO | 1
PG&E GBA | Mi-Wuk | 115 | 0 | 0 | 0 | 0 | 0 | 0 | 0 | 0 | 0 | 0 | 0 | 0 | 0 | 0 | 0 | 0 | 0 | 0 | 0 | 0 | 0 | 0 | 0 | 0 | 0 | 0 | 0 | 0 | 0 | 0 | 0 | 0 | 0 | 0 | 0 | 0 | 0 | 0 | 0 | 0 | 0 | 0 | 0 | 0 | 0 | 1 | 0 | 0 | 0 | 0 | 0 | 0 | 0 | 0 | 0 | 1 | 0 | 1 | 0 | 1 | 0 | 0 | 0 | 0 | 0 | 1 | 0 | 0 | 0 | 0 | 0 | 0 | 0 | 0 | 0 | 0 | 0 | 0 | 0 | 0 | 0 | 0 | 0 | 0 | 0 | 0 | 0 | 0 | 0 | 0 | 0 | 0 | 0 | 0 | 0 | 0 | 0 | 0 |  | 0 | 0 | 0 | 0 | 0 | 0 | 0 | 0 | 0 | 0 | 0 | 0 | 0 | 0 | 0 | 0 | 0 | 0 | 0 | 0 | 0 | 0 | 0 | 0 | 0 | 0 | 0 | 0 | 0 | 0 | 3 | 0 | 1 | 0 | 0 | 0 | -1391.3965 | -1083.3241 | 692.3714 | Tesla-Bellota 230 kV line | Bellota-Weber 230kV line | Kasson Jct-Heinz 115 kV line |  | 0 | 2 | 0 | 1 | 0 | 0 | -1091.3965 | -623.3241 | 692.3714 | Tesla-Bellota 230 kV line | Bellota-Weber 230kV line | Kasson Jct-Heinz 115 kV line |  | 5 | 4 | YES | 4 | 1 | 1 | NO | 1
EOP | Mohave | 500 | 0 | 0 | 0 | 0 | 0 | 0 | 0 | 0 | 0 | 0 | 0 | 0 | 0 | 0 | 0 | 0 | 0 | 0 | 0 | 0 | 0 | 0 | 0 | 0 | 1 | 0 | 0 | 0 | 0 | 0 | 0 | 0 | 0 | 0 | 0 | 0 | 0 | 0 | 0 | 0 | 0 | 0 | 0 | 0 | 0 | 0 | 0 | 0 | 0 | 0 | 0 | 0 | 0 | 0 | 0 | 0 | 0 | 0 | 0 | 0 | 0 | 0 | 0 | 0 | 0 | 0 | 0 | 0 | 0 | 0 | 0 | 0 | 0 | 0 | 0 | 0 | 0 | 0 | 0 | 0 | 0 | 0 | 0 | 0 | 0 | 0 | 0 | 0 | 0 | 0 | 0 | 0 | 0 | 0 | 0 | 0 | 0 | 0 |  | 0 | 0 | 0 | 0 | 0 | 0 | 0 | 0 | 0 | 0 | 0 | 0 | 0 | 0 | 0 | 0 | 0 | 492 | 126.5 | 0 | 0 | 0 | 0 | 0 | 100 | 887 | 0 | 275 | 0 | 1 | 1 | 0 | 0 | 0 | 0 | 0 | -2392.615 | 1442.61 | 4165.195 | Lugo - Victorville area constraint | Lugo - Victorville area constraint | Lugo - Victorville area constraint |  | 0 | 0 | 0 | 0 | 0 | 0 | 4407.385 | 8242.61 | 10965.195 | Lugo - Victorville area constraint | Lugo - Victorville area constraint | Lugo - Victorville area constraint |  | 5 | 1 | YES | 2 | 1 | 1 | NO | 1
PG&E NGBA | Monroe | 115 | 0 | 0 | 0 | 0 | 0 | 0 | 0 | 0 | 0 | 0 | 0 | 0 | 0 | 0 | 0 | 0 | 0 | 0 | 0 | 0 | 0 | 0 | 0 | 0 | 0 | 0 | 0 | 0 | 0 | 0 | 0 | 0 | 0 | 0 | 0 | 0 | 0 | 0 | 0 | 1 | 0 | 0 | 0 | 0 | 0 | 0 | 0 | 0 | 0 | 0 | 0 | 0 | 1 | 0 | 0 | 0 | 0 | 0 | 0 | 0 | 0 | 0 | 0 | 0 | 0 | 0 | 1 | 0 | 0 | 0 | 0 | 0 | 0 | 0 | 0 | 0 | 0 | 0 | 0 | 0 | 0 | 0 | 0 | 0 | 0 | 0 | 0 | 0 | 0 | 0 | 0 | 0 | 0 | 0 | 0 | 0 | 0 | 1 |  | 0 | 0 | 0 | 0 | 0 | 0 | 0 | 0 | 0 | 0 | 0 | 0 | 0 | 0 | 0 | 0 | 0 | 0 | 0 | 0 | 0 | 0 | 0 | 0 | 0 | 0 | 0 | 0 | 0 | 0 | 2 | 0 | 1 | 0 | 0 | 0 | -1552.755 | -150.277 | 634.382 | Collinsville-Tesla 500 kV Line | Birds Landing-Contra Costa 230kV Line | Birds Landing-Contra Costa 230kV Line |  | 0 | 0 | 0 | 0 | 0 | 0 | 1338.475 | 1615.723 | 634.382 | Birds Landing-Contra Costa 230kV Line | Birds Landing-Contra Costa 230kV Line | Birds Landing-Contra Costa 230kV Line |  | 5 | 1 | YES | 2 | 1 | 1 | NO | 1
SDGE | Monserate | 69 | 0 | 0 | 0 | 0 | 0 | 0 | 0 | 0 | 0 | 0 | 0 | 0 | 0 | 0 | 0 | 0 | 0 | 0 | 0 | 0 | 0 | 0 | 0 | 0 | 0 | 1 | 0 | 0 | 0 | 0 | 0 | 0 | 1 | 1 | 0 | 0 | 0 | 1 | 0 | 0 | 0 | 0 | 0 | 0 | 0 | 0 | 0 | 0 | 0 | 0 | 0 | 0 | 0 | 0 | 0 | 0 | 0 | 0 | 0 | 0 | 0 | 0 | 0 | 0 | 0 | 0 | 0 | 0 | 0 | 0 | 0 | 0 | 0 | 0 | 0 | 0 | 0 | 0 | 0 | 0 | 0 | 0 | 0 | 0 | 0 | 0 | 0 | 0 | 0 | 0 | 0 | 0 | 0 | 0 | 0 | 0 | 0 | 1 |  | 0 | 0 | 0 | 0 | 0 | 0 | 0 | 0 | 0 | 0 | 0 | 0 | 0 | 0 | 0 | 0 | 0 | 0 | 0 | 0 | 0 | 0 | 0 | 0 | 0 | 0 | 0 | 0 | 0 | 0 | 0 | 0 | 0 | 0 | 0 | 0 | 94.4 | 149.2 | 313.6 | Ocean Ranch 69 kV constraint | Ocean Ranch 69 kV constraint | Ocean Ranch 69 kV constraint |  | 0 | 0 | 0 | 0 | 0 | 0 | 94.4 | 149.2 | 313.6 | Ocean Ranch 69 kV constraint | Ocean Ranch 69 kV constraint | Ocean Ranch 69 kV constraint |  | 1 | 1 | NO | 1 | 1 | 1 | NO | 1
PG&E GBA | Monta Vista | 115 | 0 | 0 | 0 | 0 | 0 | 0 | 0 | 0 | 0 | 0 | 0 | 0 | 0 | 0 | 0 | 0 | 0 | 0 | 0 | 0 | 0 | 0 | 0 | 0 | 0 | 0 | 0 | 0 | 0 | 0 | 0 | 0 | 0 | 0 | 0 | 0 | 0 | 0 | 0 | 0 | 0 | 0 | 0 | 0 | 0 | 0 | 0 | 0 | 0 | 0 | 0 | 0 | 1 | 0 | 0 | 0 | 0 | 0 | 0 | 1 | 0 | 0 | 0 | 0 | 0 | 0 | 0 | 0 | 0 | 0 | 0 | 0 | 0 | 0 | 0 | 0 | 0 | 0 | 0 | 0 | 0 | 0 | 0 | 0 | 0 | 0 | 0 | 0 | 0 | 0 | 0 | 0 | 0 | 0 | 0 | 0 | 1 | 1 |  | 0 | 0 | 0 | 0 | 0 | 0 | 0 | 0 | 0 | 0 | 0 | 0 | 0 | 0 | 0 | 0 | 0 | 0 | 0 | 0 | 0 | 0 | 0 | 0 | 0 | 0 | 0 | 0 | 0 | 0 | 1 | 0 | 0 | 0 | 0 | 0 | -1391.3965 | 675.6364 | 3949.977 | Tesla-Bellota 230 kV line | Tesla-Bellota 230 kV line | Tesla-Bellota 230 kV line |  | 0 | 1 | 0 | 0 | 0 | 0 | -1091.3965 | 975.6364 | 3949.977 | Tesla-Bellota 230 kV line | Tesla-Bellota 230 kV line | Tesla-Bellota 230 kV line |  | 5 | 4 | YES | 4 | 1 | 1 | NO | 1
PG&E GBA | Monta Vista | 230 | 0 | 0 | 0 | 0 | 0 | 0 | 0 | 0 | 0 | 0 | 0 | 0 | 0 | 0 | 0 | 0 | 0 | 0 | 0 | 0 | 0 | 0 | 0 | 0 | 0 | 0 | 0 | 0 | 0 | 0 | 0 | 0 | 0 | 0 | 0 | 0 | 0 | 0 | 0 | 0 | 0 | 0 | 0 | 0 | 0 | 0 | 0 | 0 | 0 | 0 | 0 | 0 | 1 | 0 | 0 | 0 | 0 | 0 | 0 | 1 | 0 | 0 | 0 | 0 | 0 | 0 | 0 | 0 | 0 | 0 | 0 | 0 | 0 | 0 | 0 | 0 | 0 | 0 | 0 | 0 | 0 | 0 | 0 | 0 | 0 | 0 | 0 | 0 | 0 | 0 | 0 | 0 | 0 | 0 | 0 | 0 | 0 | 1 |  | 0 | 0 | 0 | 0 | 0 | 0 | 0 | 0 | 0 | 0 | 0 | 0 | 0 | 0 | 0 | 0 | 0 | 0 | 0 | 0 | 0 | 0 | 0 | 0 | 0 | 0 | 0 | 0 | 0 | 0 | 1 | 0 | 0 | 0 | 0 | 0 | -1391.3965 | 675.6364 | 3949.977 | Tesla-Bellota 230 kV line | Tesla-Bellota 230 kV line | Tesla-Bellota 230 kV line |  | 0 | 1 | 0 | 0 | 0 | 0 | -1091.3965 | 975.6364 | 3949.977 | Tesla-Bellota 230 kV line | Tesla-Bellota 230 kV line | Tesla-Bellota 230 kV line |  | 5 | 4 | YES | 4 | 1 | 1 | NO | 1
PG&E GBA | Monta Vista | 60 | 0 | 0 | 0 | 0 | 0 | 0 | 0 | 0 | 0 | 0 | 0 | 0 | 0 | 0 | 0 | 0 | 0 | 0 | 0 | 0 | 0 | 0 | 0 | 0 | 0 | 0 | 0 | 0 | 0 | 0 | 0 | 0 | 0 | 0 | 0 | 0 | 0 | 0 | 0 | 0 | 0 | 0 | 0 | 0 | 0 | 0 | 0 | 0 | 0 | 0 | 0 | 0 | 1 | 0 | 0 | 0 | 0 | 0 | 0 | 1 | 0 | 0 | 0 | 0 | 0 | 0 | 0 | 0 | 0 | 0 | 0 | 0 | 0 | 0 | 0 | 0 | 0 | 0 | 0 | 0 | 0 | 0 | 0 | 0 | 0 | 0 | 0 | 0 | 0 | 0 | 0 | 0 | 0 | 0 | 0 | 0 | 1 | 1 |  | 0 | 0 | 0 | 0 | 0 | 0 | 0 | 0 | 0 | 0 | 0 | 0 | 0 | 0 | 0 | 0 | 0 | 0 | 0 | 0 | 0 | 0 | 0 | 0 | 0 | 0 | 0 | 0 | 0 | 0 | 1 | 0 | 0 | 0 | 0 | 0 | -1391.3965 | 675.6364 | 3949.977 | Tesla-Bellota 230 kV line | Tesla-Bellota 230 kV line | Tesla-Bellota 230 kV line |  | 0 | 1 | 0 | 0 | 0 | 0 | -1091.3965 | 975.6364 | 3949.977 | Tesla-Bellota 230 kV line | Tesla-Bellota 230 kV line | Tesla-Bellota 230 kV line |  | 5 | 4 | YES | 4 | 1 | 1 | NO | 1
PG&E NGBA | Monticello | 115 | 0 | 0 | 0 | 0 | 0 | 0 | 0 | 0 | 0 | 0 | 0 | 0 | 0 | 0 | 0 | 0 | 0 | 0 | 0 | 0 | 0 | 0 | 0 | 0 | 0 | 0 | 0 | 0 | 0 | 0 | 0 | 0 | 0 | 0 | 0 | 0 | 0 | 0 | 0 | 1 | 0 | 1 | 0 | 0 | 0 | 0 | 0 | 0 | 0 | 0 | 0 | 1 | 1 | 1 | 1 | 1 | 0 | 0 | 0 | 0 | 0 | 0 | 0 | 0 | 0 | 1 | 1 | 0 | 0 | 0 | 0 | 0 | 0 | 0 | 0 | 0 | 0 | 0 | 0 | 0 | 0 | 0 | 0 | 0 | 0 | 0 | 0 | 0 | 0 | 0 | 0 | 0 | 0 | 0 | 0 | 0 | 0 | 2 |  | 0 | 0 | 0 | 0 | 0 | 0 | 0 | 0 | 0 | 0 | 0 | 0 | 0 | 0 | 0 | 0 | 0 | 0 | 0 | 0 | 0 | 0 | 0 | 0 | 0 | 0 | 0 | 0 | 0 | 0 | 4 | 0 | 2 | 0 | 0 | 0 | -1552.755 | -353.559 | 634.382 | Collinsville-Tesla 500 kV Line | Windmaster-Delta pumps 230 kV line | Birds Landing-Contra Costa 230kV Line |  | 0 | 0 | 0 | 0 | 0 | 0 | 733.3 | 787.18 | 634.382 | Cortina-Eagle Rock 115 kV line | Cortina-Eagle Rock 115 kV line | Birds Landing-Contra Costa 230kV Line |  | 5 | 1 | YES | 2 | 1 | 1 | NO | 1
SCE Northern | Moorpark | 230 | 0 | 0 | 1 | 0 | 1 | 0 | 0 | 0 | 0 | 0 | 0 | 0 | 0 | 0 | 0 | 0 | 0 | 0 | 0 | 0 | 0 | 0 | 0 | 0 | 1 | 0 | 0 | 0 | 0 | 0 | 0 | 0 | 0 | 0 | 0 | 0 | 0 | 0 | 0 | 0 | 0 | 0 | 0 | 0 | 0 | 0 | 0 | 0 | 0 | 0 | 0 | 0 | 0 | 0 | 0 | 0 | 0 | 0 | 0 | 0 | 0 | 0 | 0 | 0 | 0 | 0 | 0 | 0 | 0 | 0 | 0 | 0 | 0 | 0 | 0 | 0 | 0 | 0 | 0 | 0 | 0 | 0 | 0 | 0 | 0 | 0 | 0 | 0 | 0 | 0 | 0 | 0 | 0 | 0 | 0 | 0 | 0 | 0 |  | 0 | 0 | 0 | 0 | 0 | 0 | 0 | 0 | 0 | 0 | 0 | 0 | 0 | 0 | 0 | 0 | 0 | 0 | 0 | 0 | 0 | 0 | 0 | 0 | 0 | 0 | 350 | 150 | 0 | 1 | 1 | 0 | 0 | 0 | 0 | 0 | -2392.615 | 646.5 | 3256 | Lugo - Victorville area constraint | Moorpark-Pardee Constraint | Moorpark-Pardee Constraint |  | 0 | 0 | 0 | 0 | 0 | 0 | 339 | 646.5 | 3256 | Moorpark-Pardee Constraint | Moorpark-Pardee Constraint | Moorpark-Pardee Constraint |  | 5 | 1 | YES | 2 | 1 | 1 | NO | 1
SCE Northern | Moorpark | 66 | 0 | 0 | 1 | 0 | 1 | 0 | 0 | 0 | 0 | 0 | 0 | 0 | 0 | 0 | 0 | 0 | 0 | 0 | 0 | 0 | 0 | 0 | 0 | 0 | 1 | 0 | 0 | 0 | 0 | 0 | 0 | 0 | 0 | 0 | 0 | 0 | 0 | 0 | 0 | 0 | 0 | 0 | 0 | 0 | 0 | 0 | 0 | 0 | 0 | 0 | 0 | 0 | 0 | 0 | 0 | 0 | 0 | 0 | 0 | 0 | 0 | 0 | 0 | 0 | 0 | 0 | 0 | 0 | 0 | 0 | 0 | 0 | 0 | 0 | 0 | 0 | 0 | 0 | 0 | 0 | 0 | 0 | 0 | 0 | 0 | 0 | 0 | 0 | 0 | 0 | 0 | 0 | 0 | 0 | 0 | 0 | 0 | 0 |  | 0 | 0 | 0 | 0 | 0 | 0 | 0 | 0 | 0 | 0 | 0 | 0 | 0 | 0 | 0 | 0 | 0 | 0 | 0 | 0 | 0 | 0 | 0 | 0 | 0 | 0 | 0 | 0 | 0 | 0 | 1 | 0 | 0 | 0 | 0 | 0 | -2392.615 | 646.5 | 3256 | Lugo - Victorville area constraint | Moorpark-Pardee Constraint | Moorpark-Pardee Constraint |  | 0 | 0 | 0 | 0 | 0 | 0 | 339 | 646.5 | 3256 | Moorpark-Pardee Constraint | Moorpark-Pardee Constraint | Moorpark-Pardee Constraint |  | 5 | 1 | YES | 2 | 1 | 1 | NO | 1
PG&E GBA | Moraga | 115 | 0 | 0 | 0 | 0 | 0 | 0 | 0 | 0 | 0 | 0 | 0 | 0 | 0 | 0 | 0 | 0 | 0 | 0 | 0 | 0 | 0 | 0 | 0 | 0 | 0 | 0 | 0 | 0 | 0 | 0 | 0 | 0 | 0 | 0 | 0 | 0 | 0 | 0 | 0 | 1 | 0 | 0 | 0 | 0 | 0 | 0 | 0 | 0 | 0 | 0 | 0 | 0 | 1 | 0 | 0 | 1 | 0 | 0 | 0 | 0 | 0 | 0 | 0 | 0 | 0 | 0 | 0 | 0 | 0 | 0 | 0 | 0 | 0 | 0 | 0 | 0 | 0 | 0 | 0 | 0 | 0 | 0 | 0 | 0 | 0 | 0 | 0 | 0 | 0 | 0 | 0 | 0 | 0 | 0 | 0 | 0 | 0 | 1 |  | 0 | 0 | 0 | 0 | 0 | 0 | 0 | 0 | 0 | 0 | 0 | 0 | 0 | 0 | 0 | 0 | 0 | 0 | 0 | 0 | 0 | 0 | 0 | 0 | 0 | 0 | 0 | 0 | 0 | 0 | 2 | 0 | 0 | 0 | 0 | 0 | -1552.755 | 590.186 | 5456.3208 | Collinsville-Tesla 500 kV Line | Collinsville-Tesla 500 kV Line | Collinsville-Tesla 500 kV Line |  | 0 | 0 | 0 | 0 | 0 | 0 | 2231.175 | 2603.935 | 5456.3208 | Sobrante-Moraga 230 kV line | Sobrante-Moraga 230 kV line | Collinsville-Tesla 500 kV Line |  | 5 | 1 | YES | 2 | 1 | 1 | NO | 1
PG&E GBA | Moraga | 230 | 0 | 0 | 0 | 0 | 0 | 0 | 0 | 0 | 0 | 0 | 0 | 0 | 0 | 0 | 0 | 0 | 0 | 0 | 0 | 0 | 0 | 0 | 0 | 0 | 0 | 0 | 0 | 0 | 0 | 0 | 0 | 0 | 0 | 0 | 0 | 0 | 0 | 0 | 0 | 1 | 0 | 0 | 0 | 0 | 0 | 0 | 0 | 0 | 0 | 0 | 0 | 0 | 1 | 1 | 1 | 1 | 0 | 0 | 0 | 1 | 0 | 1 | 0 | 0 | 0 | 1 | 0 | 0 | 0 | 0 | 0 | 0 | 0 | 0 | 0 | 0 | 0 | 0 | 0 | 0 | 0 | 0 | 0 | 0 | 0 | 0 | 0 | 0 | 0 | 0 | 0 | 0 | 0 | 0 | 0 | 0 | 0 | 1 |  | 0 | 0 | 0 | 0 | 0 | 0 | 0 | 0 | 0 | 0 | 0 | 0 | 0 | 0 | 0 | 0 | 0 | 0 | 0 | 0 | 0 | 0 | 0 | 0 | 0 | 0 | 0 | 0 | 0 | 0 | 4 | 0 | 1 | 0 | 0 | 0 | -1552.755 | -353.559 | 1214.56 | Collinsville-Tesla 500 kV Line | Windmaster-Delta pumps 230 kV line | Grant - Eastshore #2 line 115 kV |  | 0 | 1 | 0 | 0 | 0 | 0 | -1091.3965 | 962.4 | 1214.56 | Tesla-Bellota 230 kV line | Grant - Eastshore #2 line 115 kV | Grant - Eastshore #2 line 115 kV |  | 5 | 4 | YES | 4 | 1 | 1 | NO | 1
PG&E GBA | Morgan Hill | 115 | 0 | 0 | 0 | 0 | 0 | 0 | 0 | 0 | 0 | 0 | 0 | 0 | 0 | 0 | 0 | 0 | 0 | 0 | 0 | 0 | 0 | 0 | 0 | 0 | 0 | 0 | 0 | 0 | 0 | 0 | 0 | 0 | 0 | 0 | 0 | 0 | 0 | 0 | 0 | 0 | 0 | 0 | 0 | 0 | 0 | 0 | 0 | 0 | 0 | 0 | 0 | 0 | 1 | 0 | 0 | 1 | 0 | 0 | 0 | 1 | 0 | 0 | 0 | 0 | 1 | 0 | 0 | 0 | 0 | 0 | 0 | 0 | 0 | 0 | 0 | 0 | 0 | 0 | 0 | 0 | 0 | 0 | 0 | 0 | 0 | 0 | 0 | 0 | 0 | 0 | 0 | 0 | 0 | 0 | 0 | 0 | 0 | 1 |  | 0 | 0 | 0 | 0 | 0 | 0 | 0 | 0 | 0 | 0 | 0 | 0 | 0 | 0 | 0 | 0 | 0 | 0 | 0 | 0 | 0 | 0 | 0 | 0 | 0 | 0 | 0 | 0 | 0 | 0 | 2 | 0 | 0 | 0 | 0 | 0 | -1391.3965 | 344.91 | 296.38 | Tesla-Bellota 230 kV line | Morganhill-Metcalf 115kV Line | Morganhill-Metcalf 115kV Line |  | 0 | 1 | 0 | 0 | 0 | 0 | -1091.3965 | 344.91 | 296.38 | Tesla-Bellota 230 kV line | Morganhill-Metcalf 115kV Line | Morganhill-Metcalf 115kV Line |  | 5 | 4 | YES | 4 | 1 | 1 | NO | 1
PG&E KERN | Morro Bay | 115 | 0 | 0 | 0 | 0 | 0 | 0 | 0 | 0 | 0 | 0 | 0 | 0 | 0 | 0 | 0 | 0 | 0 | 0 | 0 | 0 | 0 | 0 | 0 | 0 | 0 | 0 | 0 | 0 | 0 | 0 | 0 | 0 | 0 | 0 | 0 | 0 | 0 | 0 | 0 | 0 | 0 | 0 | 0 | 0 | 0 | 0 | 0 | 0 | 0 | 0 | 0 | 0 | 0 | 0 | 0 | 0 | 0 | 0 | 0 | 0 | 0 | 0 | 0 | 0 | 0 | 0 | 0 | 1 | 1 | 0 | 0 | 0 | 0 | 0 | 0 | 0 | 0 | 0 | 0 | 1 | 0 | 0 | 0 | 0 | 0 | 1 | 0 | 0 | 0 | 0 | 0 | 0 | 0 | 0 | 0 | 1 | 0 | 1 |  | 0 | 0 | 0 | 0 | 0 | 0 | 0 | 0 | 0 | 0 | 0 | 0 | 0 | 0 | 0 | 0 | 0 | 0 | 0 | 0 | 0 | 0 | 0 | 0 | 0 | 0 | 0 | 0 | 0 | 0 | 1 | 0 | 1 | 0 | 1 | 0 | -399.853 | -457.5793 | -1079.1245 | Gates 500/230kV TB #11 | Gates 500/230kV TB #11 | Gates 500/230kV TB #11 |  | 0 | 0 | 0 | 0 | 0 | 0 | 35.715 | 4.0117 | 3.675 | Cal Flat-Gates 230 kV line | Cal Flat-Gates 230 kV line | Cal Flat-Gates 230 kV line |  | 5 | 1 | YES | 2 | 5 | 1 | YES | 2
PG&E KERN | Morro Bay | 230 | 0 | 0 | 0 | 0 | 0 | 0 | 0 | 0 | 0 | 0 | 0 | 0 | 0 | 0 | 0 | 0 | 0 | 0 | 0 | 0 | 0 | 0 | 0 | 0 | 0 | 0 | 0 | 0 | 0 | 0 | 0 | 0 | 0 | 0 | 0 | 0 | 0 | 0 | 0 | 0 | 0 | 0 | 0 | 0 | 0 | 0 | 0 | 0 | 0 | 0 | 0 | 0 | 0 | 0 | 0 | 0 | 0 | 0 | 0 | 0 | 0 | 0 | 0 | 0 | 0 | 0 | 0 | 1 | 0 | 0 | 0 | 0 | 0 | 0 | 0 | 0 | 0 | 0 | 1 | 1 | 0 | 0 | 0 | 0 | 0 | 0 | 0 | 0 | 0 | 0 | 0 | 0 | 0 | 0 | 1 | 1 | 0 | 0 |  | 0 | 0 | 0 | 0 | 0 | 0 | 0 | 0 | 0 | 0 | 0 | 0 | 0 | 0 | 0 | 0 | 0 | 0 | 0 | 0 | 0 | 0 | 0 | 0 | 0 | 0 | 0 | 0 | 0 | 0 | 2 | 0 | 1 | 0 | 2 | 1 | -820.765 | -457.5793 | -2088.8969 | Mustang-Henrietta 230 kV line | Gates 500/230kV TB #11 | Mustang-Henrietta 230 kV line |  | 0 | 0 | 0 | 0 | 0 | 0 | 35.715 | 4.0117 | 3.675 | Cal Flat-Gates 230 kV line | Cal Flat-Gates 230 kV line | Cal Flat-Gates 230 kV line |  | 5 | 1 | YES | 2 | 5 | 1 | YES | 2
PG&E KERN | Morro Bay | 500 | 0 | 0 | 0 | 0 | 0 | 0 | 0 | 0 | 0 | 0 | 0 | 0 | 0 | 0 | 0 | 0 | 0 | 0 | 0 | 0 | 0 | 0 | 0 | 0 | 0 | 0 | 0 | 0 | 0 | 0 | 0 | 0 | 0 | 0 | 0 | 0 | 0 | 0 | 0 | 0 | 0 | 0 | 0 | 0 | 0 | 0 | 0 | 0 | 0 | 0 | 0 | 0 | 0 | 0 | 0 | 0 | 0 | 0 | 0 | 0 | 0 | 0 | 0 | 0 | 0 | 0 | 0 | 0 | 0 | 0 | 0 | 0 | 0 | 0 | 0 | 0 | 0 | 0 | 0 | 0 | 0 | 0 | 0 | 0 | 0 | 0 | 0 | 0 | 0 | 0 | 0 | 0 | 0 | 1 | 1 | 0 | 0 | 0 |  | 0 | 0 | 0 | 0 | 0 | 0 | 0 | 0 | 0 | 0 | 0 | 0 | 0 | 0 | 0 | 0 | 0 | 0 | 0 | 0 | 0 | 0 | 0 | 0 | 0 | 0 | 0 | 0 | 0 | 0 | 1 | 0 | 0 | 0 | 0 | 1 | -820.765 | 69.2197 | -2088.8969 | Mustang-Henrietta 230 kV line | Mustang-Henrietta 230 kV line | Mustang-Henrietta 230 kV line |  | 0 | 0 | 0 | 0 | 0 | 0 | 1658.235 | 2548.2197 | 390.1031 | Mustang-Henrietta 230 kV line | Mustang-Henrietta 230 kV line | Mustang-Henrietta 230 kV line |  | 5 | 1 | YES | 2 | 4 | 1 | YES | 2
PG&E GBA | Moss Landing | 115 | 0 | 0 | 0 | 0 | 0 | 0 | 0 | 0 | 0 | 0 | 0 | 0 | 0 | 0 | 0 | 0 | 0 | 0 | 0 | 0 | 0 | 0 | 0 | 0 | 0 | 0 | 0 | 0 | 0 | 0 | 0 | 0 | 0 | 0 | 0 | 0 | 0 | 0 | 0 | 0 | 0 | 0 | 0 | 0 | 0 | 0 | 0 | 0 | 0 | 0 | 0 | 0 | 0 | 0 | 0 | 1 | 0 | 0 | 0 | 1 | 0 | 0 | 0 | 0 | 1 | 0 | 0 | 0 | 0 | 0 | 0 | 0 | 0 | 0 | 0 | 0 | 0 | 0 | 0 | 0 | 0 | 0 | 0 | 0 | 0 | 0 | 0 | 0 | 0 | 0 | 0 | 0 | 0 | 0 | 0 | 0 | 1 | 0 |  | 0 | 0 | 0 | 0 | 0 | 0 | 0 | 0 | 0 | 0 | 0 | 0 | 0 | 0 | 0 | 0 | 0 | 0 | 0 | 0 | 0 | 0 | 0 | 0 | 0 | 0 | 0 | 0 | 0 | 0 | 2 | 0 | 0 | 0 | 0 | 0 | -1391.3965 | 344.91 | 296.38 | Tesla-Bellota 230 kV line | Morganhill-Metcalf 115kV Line | Morganhill-Metcalf 115kV Line |  | 0 | 1 | 0 | 0 | 0 | 0 | -1091.3965 | 344.91 | 296.38 | Tesla-Bellota 230 kV line | Morganhill-Metcalf 115kV Line | Morganhill-Metcalf 115kV Line |  | 5 | 4 | YES | 4 | 1 | 1 | NO | 1
PG&E GBA | Moss Landing | 230 | 0 | 0 | 0 | 0 | 0 | 0 | 0 | 0 | 0 | 0 | 0 | 0 | 0 | 0 | 0 | 0 | 0 | 0 | 0 | 0 | 0 | 0 | 0 | 0 | 0 | 0 | 0 | 0 | 0 | 0 | 0 | 0 | 0 | 0 | 0 | 0 | 0 | 0 | 0 | 0 | 0 | 0 | 0 | 0 | 0 | 0 | 0 | 0 | 0 | 0 | 0 | 0 | 0 | 0 | 0 | 1 | 0 | 0 | 0 | 1 | 0 | 0 | 0 | 0 | 1 | 0 | 0 | 0 | 0 | 0 | 0 | 0 | 0 | 0 | 0 | 0 | 0 | 0 | 0 | 0 | 0 | 0 | 0 | 0 | 0 | 0 | 0 | 0 | 0 | 0 | 0 | 0 | 0 | 0 | 0 | 0 | 1 | 0 |  | 0 | 0 | 0 | 0 | 0 | 0 | 0 | 0 | 0 | 0 | 0 | 0 | 0 | 0 | 0 | 0 | 0 | 0 | 0 | 0 | 0 | 0 | 0 | 0 | 0 | 0 | 0 | 0 | 0 | 0 | 2 | 0 | 0 | 0 | 0 | 0 | -1391.3965 | 344.91 | 296.38 | Tesla-Bellota 230 kV line | Morganhill-Metcalf 115kV Line | Morganhill-Metcalf 115kV Line |  | 0 | 1 | 0 | 0 | 0 | 0 | -1091.3965 | 344.91 | 296.38 | Tesla-Bellota 230 kV line | Morganhill-Metcalf 115kV Line | Morganhill-Metcalf 115kV Line |  | 5 | 4 | YES | 4 | 1 | 1 | NO | 1
PG&E GBA | Moss Landing | 500 | 0 | 0 | 0 | 0 | 0 | 0 | 0 | 0 | 0 | 0 | 0 | 0 | 0 | 0 | 0 | 0 | 0 | 0 | 0 | 0 | 0 | 0 | 0 | 0 | 0 | 0 | 0 | 0 | 0 | 0 | 0 | 0 | 0 | 0 | 0 | 0 | 0 | 0 | 0 | 1 | 0 | 0 | 0 | 0 | 0 | 0 | 0 | 0 | 0 | 0 | 0 | 0 | 0 | 0 | 0 | 1 | 0 | 0 | 0 | 1 | 0 | 0 | 0 | 0 | 0 | 0 | 0 | 0 | 0 | 0 | 0 | 0 | 0 | 0 | 0 | 0 | 0 | 0 | 0 | 0 | 0 | 0 | 0 | 0 | 0 | 0 | 0 | 0 | 0 | 0 | 0 | 0 | 0 | 0 | 0 | 0 | 1 | 0 |  | 0 | 0 | 0 | 0 | 0 | 0 | 0 | 0 | 0 | 0 | 0 | 0 | 0 | 0 | 0 | 0 | 0 | 0 | 0 | 0 | 0 | 0 | 0 | 0 | 0 | 0 | 0 | 400 | 0 | 1 | 3 | 0 | 0 | 0 | 0 | 0 | -1552.755 | 590.186 | 3949.977 | Collinsville-Tesla 500 kV Line | Collinsville-Tesla 500 kV Line | Tesla-Bellota 230 kV line |  | 0 | 1 | 0 | 0 | 0 | 0 | -1091.3965 | 975.6364 | 3949.977 | Tesla-Bellota 230 kV line | Tesla-Bellota 230 kV line | Tesla-Bellota 230 kV line |  | 5 | 4 | YES | 4 | 1 | 1 | NO | 1
EOP | Mountain Pass | 115 | 0 | 0 | 0 | 0 | 0 | 0 | 0 | 0 | 0 | 0 | 0 | 0 | 0 | 0 | 0 | 0 | 0 | 0 | 0 | 0 | 0 | 0 | 0 | 1 | 1 | 0 | 0 | 0 | 0 | 0 | 0 | 0 | 0 | 0 | 0 | 0 | 0 | 0 | 0 | 0 | 0 | 0 | 0 | 0 | 0 | 0 | 0 | 0 | 0 | 0 | 0 | 0 | 0 | 0 | 0 | 0 | 0 | 0 | 0 | 0 | 0 | 0 | 0 | 0 | 0 | 0 | 0 | 0 | 0 | 0 | 0 | 0 | 0 | 0 | 0 | 0 | 0 | 0 | 0 | 0 | 0 | 0 | 0 | 0 | 0 | 0 | 0 | 0 | 0 | 0 | 0 | 0 | 0 | 0 | 0 | 0 | 0 | 1 |  | 0 | 0 | 0 | 0 | 0 | 0 | 0 | 0 | 0 | 0 | 0 | 0 | 0 | 0 | 0 | 0 | 0 | 0 | 0 | 0 | 0 | 0 | 0 | 0 | 0 | 0 | 0 | 0 | 0 | 0 | 1 | 1 | 0 | 0 | 0 | 0 | -2392.615 | 660.59 | 1396.66 | Lugo - Victorville area constraint | Sloan Canyon - Eldorado 500 kV constraint | Sloan Canyon - Eldorado 500 kV constraint |  | 0 | 1 | 0 | 0 | 0 | 0 | -250.55 | 660.59 | 1396.66 | Sloan Canyon - Eldorado 500 kV constraint | Sloan Canyon - Eldorado 500 kV constraint | Sloan Canyon - Eldorado 500 kV constraint |  | 5 | 4 | YES | 4 | 1 | 1 | NO | 1
PG&E GBA | Mountain View | 115 | 0 | 0 | 0 | 0 | 0 | 0 | 0 | 0 | 0 | 0 | 0 | 0 | 0 | 0 | 0 | 0 | 0 | 0 | 0 | 0 | 0 | 0 | 0 | 0 | 0 | 0 | 0 | 0 | 0 | 0 | 0 | 0 | 0 | 0 | 0 | 0 | 0 | 0 | 0 | 0 | 0 | 0 | 0 | 0 | 0 | 0 | 0 | 0 | 0 | 0 | 0 | 0 | 1 | 0 | 0 | 1 | 0 | 0 | 0 | 0 | 0 | 0 | 0 | 0 | 0 | 0 | 0 | 0 | 0 | 0 | 0 | 0 | 0 | 0 | 0 | 0 | 0 | 0 | 0 | 0 | 0 | 0 | 0 | 0 | 0 | 0 | 0 | 0 | 0 | 0 | 0 | 0 | 0 | 0 | 0 | 0 | 1 | 1 |  | 0 | 0 | 0 | 0 | 0 | 0 | 0 | 0 | 0 | 0 | 0 | 0 | 0 | 0 | 0 | 0 | 0 | 0 | 0 | 0 | 0 | 0 | 0 | 0 | 0 | 0 | 0 | 0 | 0 | 0 | 1 | 0 | 0 | 0 | 0 | 0 | -114.1215 | 1036.51 | 5570.668 | Tesla-Tracy-Pump 230 kV line #2 | NEW-Metcalf-Mosslanding 500kV | Sobrante-Moraga 230 kV line |  | 0 | 0 | 0 | 0 | 0 | 0 | 906.65 | 1036.51 | 5570.668 | NEW-Metcalf-Mosslanding 500kV | NEW-Metcalf-Mosslanding 500kV | Sobrante-Moraga 230 kV line |  | 5 | 1 | YES | 2 | 1 | 1 | NO | 1
PG&E GBA | Mt Eden | 115 | 0 | 0 | 0 | 0 | 0 | 0 | 0 | 0 | 0 | 0 | 0 | 0 | 0 | 0 | 0 | 0 | 0 | 0 | 0 | 0 | 0 | 0 | 0 | 0 | 0 | 0 | 0 | 0 | 0 | 0 | 0 | 0 | 0 | 0 | 0 | 0 | 0 | 0 | 0 | 1 | 0 | 0 | 0 | 0 | 0 | 0 | 0 | 0 | 0 | 0 | 0 | 0 | 1 | 0 | 0 | 0 | 0 | 0 | 0 | 0 | 0 | 0 | 0 | 0 | 0 | 0 | 0 | 0 | 0 | 0 | 0 | 0 | 0 | 0 | 0 | 0 | 0 | 0 | 0 | 0 | 0 | 0 | 0 | 0 | 0 | 0 | 0 | 0 | 0 | 0 | 0 | 0 | 0 | 0 | 0 | 0 | 0 | 1 |  | 0 | 0 | 0 | 0 | 0 | 0 | 0 | 0 | 0 | 0 | 0 | 0 | 0 | 0 | 0 | 0 | 0 | 0 | 0 | 0 | 0 | 0 | 0 | 0 | 0 | 0 | 0 | 0 | 0 | 0 | 1 | 0 | 0 | 0 | 0 | 0 | -1552.755 | 590.186 | 5456.3208 | Collinsville-Tesla 500 kV Line | Collinsville-Tesla 500 kV Line | Collinsville-Tesla 500 kV Line |  | 0 | 0 | 0 | 0 | 0 | 0 | 2231.175 | 2603.935 | 5456.3208 | Sobrante-Moraga 230 kV line | Sobrante-Moraga 230 kV line | Collinsville-Tesla 500 kV Line |  | 5 | 1 | YES | 2 | 1 | 1 | NO | 1
PG&E KERN | Mt Poso | 115 | 0 | 0 | 0 | 0 | 0 | 0 | 0 | 0 | 0 | 0 | 0 | 0 | 0 | 0 | 0 | 0 | 0 | 0 | 0 | 0 | 0 | 0 | 0 | 0 | 0 | 0 | 0 | 0 | 0 | 0 | 0 | 0 | 0 | 0 | 0 | 0 | 0 | 0 | 0 | 0 | 0 | 0 | 0 | 0 | 0 | 0 | 0 | 0 | 0 | 0 | 0 | 0 | 0 | 0 | 0 | 0 | 0 | 0 | 0 | 0 | 0 | 0 | 0 | 0 | 0 | 0 | 0 | 1 | 1 | 0 | 0 | 0 | 0 | 0 | 0 | 1 | 0 | 0 | 0 | 1 | 0 | 0 | 0 | 0 | 0 | 0 | 0 | 0 | 0 | 0 | 0 | 0 | 0 | 0 | 0 | 0 | 0 | 0 |  | 0 | 0 | 0 | 0 | 0 | 0 | 0 | 0 | 0 | 0 | 0 | 0 | 0 | 0 | 0 | 0 | 0 | 0 | 0 | 0 | 0 | 0 | 0 | 0 | 0 | 0 | 0 | 0 | 0 | 0 | 1 | 0 | 1 | 0 | 1 | 0 | -399.853 | -457.5793 | -1079.1245 | Gates 500/230kV TB #11 | Gates 500/230kV TB #11 | Gates 500/230kV TB #11 |  | 0 | 0 | 0 | 0 | 0 | 0 | 35.715 | 4.0117 | 3.675 | Cal Flat-Gates 230 kV line | Cal Flat-Gates 230 kV line | Cal Flat-Gates 230 kV line |  | 5 | 1 | YES | 2 | 5 | 1 | YES | 2
SDGE | Murray | 69 | 0 | 0 | 0 | 0 | 0 | 0 | 0 | 0 | 0 | 0 | 0 | 0 | 0 | 0 | 0 | 0 | 0 | 0 | 0 | 0 | 0 | 0 | 0 | 0 | 0 | 0 | 0 | 0 | 0 | 0 | 1 | 0 | 1 | 0 | 0 | 0 | 0 | 0 | 0 | 0 | 0 | 0 | 0 | 0 | 0 | 0 | 0 | 0 | 0 | 0 | 0 | 0 | 0 | 0 | 0 | 0 | 0 | 0 | 0 | 0 | 0 | 0 | 0 | 0 | 0 | 0 | 0 | 0 | 0 | 0 | 0 | 0 | 0 | 0 | 0 | 0 | 0 | 0 | 0 | 0 | 0 | 0 | 0 | 0 | 0 | 0 | 0 | 0 | 0 | 0 | 0 | 0 | 0 | 0 | 0 | 0 | 0 | 2 |  | 0 | 0 | 0 | 0 | 0 | 0 | 0 | 0 | 0 | 0 | 0 | 0 | 0 | 0 | 0 | 0 | 0 | 0 | 0 | 0 | 0 | 0 | 0 | 0 | 0 | 0 | 9 | 0 | 0 | 1 | 0 | 0 | 0 | 0 | 0 | 0 | 246.81 | 1766.905 | 8002.2844 | San Luis Rey-San Onofre 230 kV line constraint | San Luis Rey-San Onofre 230 kV line constraint | Encina - San Luis Rey 230 kV constraint |  | 0 | 0 | 0 | 0 | 0 | 0 | 246.81 | 1766.905 | 8002.2844 | San Luis Rey-San Onofre 230 kV line constraint | San Luis Rey-San Onofre 230 kV line constraint | Encina - San Luis Rey 230 kV constraint |  | 1 | 1 | NO | 1 | 1 | 1 | NO | 1
PG&E FRESNO | Mustang | 230 | 0 | 0 | 0 | 0 | 0 | 0 | 0 | 0 | 0 | 0 | 0 | 0 | 0 | 0 | 0 | 0 | 0 | 0 | 0 | 0 | 0 | 0 | 0 | 0 | 0 | 0 | 0 | 0 | 0 | 0 | 0 | 0 | 0 | 0 | 0 | 0 | 0 | 0 | 0 | 0 | 0 | 0 | 0 | 0 | 0 | 0 | 0 | 0 | 0 | 0 | 0 | 0 | 0 | 0 | 0 | 0 | 0 | 0 | 0 | 0 | 0 | 0 | 0 | 0 | 0 | 0 | 0 | 0 | 0 | 0 | 0 | 0 | 0 | 0 | 0 | 0 | 0 | 0 | 1 | 1 | 0 | 1 | 0 | 0 | 0 | 1 | 0 | 0 | 0 | 1 | 0 | 0 | 0 | 0 | 1 | 1 | 0 | 1 |  | 0 | 0 | 0 | 0 | 0 | 0 | 0 | 0 | 0 | -106.5 | 0 | 0 | 0 | 0 | 1 | 0 | 0 | 0 | 0 | 0 | 0 | 0 | 0 | 0 | 125 | 425 | 0 | 150 | 0 | 1 | 4 | 0 | 3 | 0 | 4 | 1 | -1745.05 | -1701.25 | -2088.8969 | Borden-Storey #1 230kV line | Borden-Storey #1 230kV line | Mustang-Henrietta 230 kV line |  | 0 | 1 | 0 | 1 | 0 | 0 | -498.05 | -454.25 | 109.8191 | Borden-Storey #1 230kV line | Borden-Storey #1 230kV line | Tranquility-Helm 230kV Line |  | 5 | 4 | YES | 4 | 5 | 1 | YES | 2
SCE Northern | Neenach | 66 | 1 | 0 | 1 | 0 | 0 | 0 | 0 | 1 | 0 | 0 | 0 | 0 | 0 | 0 | 0 | 0 | 0 | 0 | 0 | 0 | 0 | 0 | 0 | 0 | 0 | 0 | 0 | 0 | 0 | 0 | 0 | 0 | 0 | 0 | 0 | 0 | 0 | 0 | 0 | 0 | 0 | 0 | 0 | 0 | 0 | 0 | 0 | 0 | 0 | 0 | 0 | 0 | 0 | 0 | 0 | 0 | 0 | 0 | 0 | 0 | 0 | 0 | 0 | 0 | 0 | 0 | 0 | 0 | 0 | 0 | 0 | 0 | 0 | 0 | 0 | 0 | 0 | 0 | 0 | 0 | 0 | 0 | 0 | 0 | 0 | 0 | 0 | 0 | 0 | 0 | 0 | 0 | 0 | 0 | 0 | 0 | 0 | 0 |  | 0 | 0 | 0 | 0 | 0 | 0 | 0 | 0 | 0 | 0 | 0 | 0 | 0 | 0 | 0 | 0 | 0 | 0 | 0 | 0 | 0 | 0 | 0 | 0 | 0 | 0 | 0 | 0 | 0 | 0 | 0 | 0 | 0 | 0 | 0 | 0 | 0 | 0 | 0 | Antelope-Neenach Constraint | Antelope-Neenach Constraint | Antelope-Neenach Constraint |  | 0 | 0 | 0 | 0 | 0 | 0 | 0 | 0 | 0 | Antelope-Neenach Constraint | Antelope-Neenach Constraint | Antelope-Neenach Constraint |  | 1 | 1 | NO | 1 | 1 | 1 | NO | 1
PG&E KERN | New Sub - Gates - Midway (Proposed) | 230 | 0 | 0 | 0 | 0 | 0 | 0 | 0 | 0 | 0 | 0 | 0 | 0 | 0 | 0 | 0 | 0 | 0 | 0 | 0 | 0 | 0 | 0 | 0 | 0 | 0 | 0 | 0 | 0 | 0 | 0 | 0 | 0 | 0 | 0 | 0 | 0 | 0 | 0 | 0 | 0 | 0 | 0 | 0 | 0 | 0 | 0 | 0 | 0 | 0 | 0 | 0 | 0 | 0 | 0 | 0 | 0 | 0 | 0 | 0 | 0 | 0 | 0 | 0 | 0 | 0 | 0 | 0 | 0 | 0 | 0 | 0 | 0 | 0 | 0 | 0 | 0 | 0 | 0 | 1 | 1 | 0 | 0 | 0 | 0 | 0 | 0 | 0 | 0 | 0 | 0 | 0 | 0 | 0 | 0 | 1 | 0 | 0 | 0 |  | 0 | 0 | 0 | 0 | 0 | 0 | 0 | 0 | 0 | 0 | 0 | 0 | 0 | 0 | 0 | 0 | 0 | 0 | 0 | 0 | 0 | 0 | 0 | 0 | 300 | 840 | 238.5 | 200 | 0 | 1 | 2 | 0 | 1 | 0 | 2 | 1 | -820.765 | -457.5793 | -2088.8969 | Mustang-Henrietta 230 kV line | Gates 500/230kV TB #11 | Mustang-Henrietta 230 kV line |  | 0 | 0 | 0 | 0 | 0 | 0 | 1658.235 | 2548.2197 | 390.1031 | Mustang-Henrietta 230 kV line | Mustang-Henrietta 230 kV line | Mustang-Henrietta 230 kV line |  | 5 | 1 | YES | 2 | 5 | 1 | YES | 2
PG&E KERN | New Sub - Gates - Templeton (Proposed) | 230 | 0 | 0 | 0 | 0 | 0 | 0 | 0 | 0 | 0 | 0 | 0 | 0 | 0 | 0 | 0 | 0 | 0 | 0 | 0 | 0 | 0 | 0 | 0 | 0 | 0 | 0 | 0 | 0 | 0 | 0 | 0 | 0 | 0 | 0 | 0 | 0 | 0 | 0 | 0 | 0 | 0 | 0 | 0 | 0 | 0 | 0 | 0 | 0 | 0 | 0 | 0 | 0 | 0 | 0 | 0 | 0 | 0 | 0 | 0 | 0 | 0 | 0 | 0 | 0 | 0 | 0 | 0 | 1 | 0 | 0 | 0 | 0 | 0 | 0 | 0 | 0 | 0 | 0 | 1 | 1 | 0 | 0 | 0 | 0 | 0 | 1 | 0 | 0 | 0 | 0 | 0 | 0 | 0 | 0 | 1 | 1 | 0 | 1 |  | 0 | 0 | 0 | 0 | 0 | 0 | 0 | 0 | 0 | 0 | 0 | 0 | 0 | 0 | 0 | 0 | 0 | 0 | 0 | 0 | 0 | 0 | 0 | 0 | 50 | 250 | 0 | 85 | 0 | 1 | 2 | 0 | 1 | 0 | 2 | 1 | -820.765 | -457.5793 | -2088.8969 | Mustang-Henrietta 230 kV line | Gates 500/230kV TB #11 | Mustang-Henrietta 230 kV line |  | 0 | 0 | 0 | 0 | 0 | 0 | 35.715 | 4.0117 | 3.675 | Cal Flat-Gates 230 kV line | Cal Flat-Gates 230 kV line | Cal Flat-Gates 230 kV line |  | 5 | 1 | YES | 2 | 5 | 1 | YES | 2
SCE NOL | New Sub - Kramer - Lugo (Proposed) | 230 | 0 | 0 | 0 | 0 | 0 | 0 | 0 | 0 | 0 | 0 | 0 | 1 | 1 | 1 | 0 | 0 | 0 | 0 | 0 | 0 | 0 | 0 | 0 | 0 | 0 | 0 | 0 | 0 | 0 | 0 | 0 | 0 | 0 | 0 | 0 | 0 | 0 | 0 | 0 | 0 | 0 | 0 | 0 | 0 | 0 | 0 | 0 | 0 | 0 | 0 | 0 | 0 | 0 | 0 | 0 | 0 | 0 | 0 | 0 | 0 | 0 | 0 | 0 | 0 | 0 | 0 | 0 | 0 | 0 | 0 | 0 | 0 | 0 | 0 | 0 | 0 | 0 | 0 | 0 | 0 | 0 | 0 | 0 | 0 | 0 | 0 | 0 | 0 | 0 | 0 | 0 | 0 | 0 | 0 | 0 | 0 | 0 | 3 |  | 0 | 0 | 0 | 0 | 0 | 0 | 0 | 0 | 0 | 0 | 0 | 0 | 0 | 0 | 0 | 0 | 0 | 0 | 0 | 0 | 0 | 0 | 0 | 0 | 0 | 0 | 0 | 0 | 0 | 0 | 0 | 2 | 0 | 2 | 0 | 0 | -96.42 | -45.65 | 1021.4838 | South of Kramer Area Constraint | South of Kramer Area Constraint | South of Kramer Area Constraint |  | 0 | 2 | 0 | 2 | 0 | 0 | -96.42 | -45.65 | 1021.4838 | South of Kramer Area Constraint | South of Kramer Area Constraint | South of Kramer Area Constraint |  | 3 | 3 | NO | 3 | 1 | 1 | NO | 1
PG&E FRESNO | New Sub - Los Banos - Midway (Proposed) | 500 | 0 | 0 | 0 | 0 | 0 | 0 | 0 | 0 | 0 | 0 | 0 | 0 | 0 | 0 | 0 | 0 | 0 | 0 | 0 | 0 | 0 | 0 | 0 | 0 | 0 | 0 | 0 | 0 | 0 | 0 | 0 | 0 | 0 | 0 | 0 | 0 | 0 | 0 | 0 | 0 | 0 | 0 | 0 | 0 | 0 | 0 | 0 | 0 | 0 | 0 | 0 | 0 | 0 | 0 | 0 | 0 | 0 | 0 | 0 | 0 | 0 | 0 | 0 | 0 | 0 | 0 | 0 | 0 | 0 | 0 | 0 | 0 | 0 | 0 | 0 | 0 | 0 | 0 | 0 | 0 | 0 | 0 | 0 | 0 | 0 | 0 | 0 | 0 | 0 | 0 | 0 | 0 | 0 | 0 | 1 | 0 | 0 | 0 |  | 0 | 0 | 0 | 0 | 0 | 0 | 0 | 0 | 0 | 0 | 0 | 0 | 0 | 0 | 0 | 0 | 0 | 0 | 0 | 0 | 0 | 0 | 0 | 0 | 700 | 700 | 0 | 300 | 0 | 1 | 1 | 0 | 0 | 0 | 0 | 1 | -820.765 | 69.2197 | -2088.8969 | Mustang-Henrietta 230 kV line | Mustang-Henrietta 230 kV line | Mustang-Henrietta 230 kV line |  | 0 | 0 | 0 | 0 | 0 | 0 | 1658.235 | 2548.2197 | 390.1031 | Mustang-Henrietta 230 kV line | Mustang-Henrietta 230 kV line | Mustang-Henrietta 230 kV line |  | 5 | 1 | YES | 2 | 4 | 1 | YES | 2
SCE NOL | New Sub - Lugo - Pisgah (Proposed) | 230 | 0 | 0 | 0 | 0 | 0 | 0 | 0 | 0 | 0 | 0 | 0 | 0 | 0 | 1 | 1 | 0 | 0 | 0 | 0 | 0 | 0 | 0 | 0 | 0 | 0 | 0 | 0 | 0 | 0 | 0 | 0 | 0 | 0 | 0 | 0 | 0 | 0 | 0 | 0 | 0 | 0 | 0 | 0 | 0 | 0 | 0 | 0 | 0 | 0 | 0 | 0 | 0 | 0 | 0 | 0 | 0 | 0 | 0 | 0 | 0 | 0 | 0 | 0 | 0 | 0 | 0 | 0 | 0 | 0 | 0 | 0 | 0 | 0 | 0 | 0 | 0 | 0 | 0 | 0 | 0 | 0 | 0 | 0 | 0 | 0 | 0 | 0 | 0 | 0 | 0 | 0 | 0 | 0 | 0 | 0 | 0 | 0 | 1 |  | 0 | 0 | 0 | 0 | 0 | 0 | 0 | 0 | 0 | 0 | 0 | 0 | 0 | 0 | 0 | 0 | 0 | 150 | 0 | 0 | 0 | 0 | 0 | 0 | 0 | 0 | 0 | 0 | 0 | 1 | 1 | 0 | 1 | 0 | 0 | 0 | -236 | -179.5 | 57.92 | Calcite to Lugo Area Constraint | Calcite to Lugo Area Constraint | Calcite to Lugo Area Constraint |  | 0 | 0 | 0 | 0 | 0 | 0 | 82.45 | 113.35 | 57.92 | Lugo Transformer Area Constraint | Lugo Transformer Area Constraint | Calcite to Lugo Area Constraint |  | 5 | 1 | YES | 2 | 1 | 1 | NO | 1
PG&E KERN | New Sub - Midway - Wheeler Ridge (Proposed) | 230 | 0 | 0 | 0 | 0 | 0 | 0 | 0 | 0 | 0 | 0 | 0 | 0 | 0 | 0 | 0 | 0 | 0 | 0 | 0 | 0 | 0 | 0 | 0 | 0 | 0 | 0 | 0 | 0 | 0 | 0 | 0 | 0 | 0 | 0 | 0 | 0 | 0 | 0 | 0 | 0 | 0 | 0 | 0 | 0 | 0 | 0 | 0 | 0 | 0 | 0 | 0 | 0 | 0 | 0 | 0 | 0 | 0 | 0 | 0 | 0 | 0 | 0 | 0 | 0 | 0 | 0 | 0 | 0 | 0 | 0 | 0 | 0 | 0 | 0 | 0 | 0 | 0 | 0 | 1 | 1 | 0 | 0 | 0 | 0 | 0 | 0 | 0 | 0 | 0 | 0 | 0 | 0 | 0 | 0 | 1 | 0 | 0 | 0 |  | 0 | 0 | 0 | 0 | 0 | 0 | 0 | 0 | 0 | 0 | 0 | 0 | 0 | 0 | 0 | 0 | 0 | 0 | 0 | 0 | 0 | 0 | 0 | 0 | 150 | 300 | 92 | 0 | 0 | 1 | 2 | 0 | 1 | 0 | 2 | 1 | -820.765 | -457.5793 | -2088.8969 | Mustang-Henrietta 230 kV line | Gates 500/230kV TB #11 | Mustang-Henrietta 230 kV line |  | 0 | 0 | 0 | 0 | 0 | 0 | 1658.235 | 2548.2197 | 390.1031 | Mustang-Henrietta 230 kV line | Mustang-Henrietta 230 kV line | Mustang-Henrietta 230 kV line |  | 5 | 1 | YES | 2 | 5 | 1 | YES | 2
PG&E NGBA | New Sub - Near existing Leavitt (PSREC) | 345 | 0 | 0 | 0 | 0 | 0 | 0 | 0 | 0 | 0 | 0 | 0 | 0 | 0 | 0 | 0 | 0 | 0 | 0 | 0 | 0 | 0 | 0 | 0 | 0 | 0 | 0 | 0 | 0 | 0 | 0 | 0 | 0 | 0 | 0 | 0 | 0 | 0 | 0 | 0 | 1 | 0 | 0 | 0 | 0 | 0 | 0 | 0 | 0 | 0 | 0 | 0 | 0 | 0 | 0 | 0 | 0 | 0 | 0 | 0 | 0 | 0 | 0 | 0 | 0 | 0 | 0 | 0 | 0 | 0 | 0 | 0 | 0 | 0 | 0 | 0 | 0 | 0 | 0 | 0 | 0 | 0 | 0 | 0 | 0 | 0 | 0 | 0 | 0 | 0 | 0 | 0 | 0 | 0 | 0 | 0 | 0 | 0 | 0 |  | 0 | 0 | 0 | 0 | 0 | 0 | 0 | 0 | 0 | 0 | 0 | 0 | 0 | 0 | 0 | 0 | 0 | 300 | 0 | 0 | 0 | 0 | 0 | 0 | 0 | 0 | 0 | 0 | 0 | 1 | 1 | 0 | 0 | 0 | 0 | 0 | -1552.755 | 590.186 | 5456.3208 | Collinsville-Tesla 500 kV Line | Collinsville-Tesla 500 kV Line | Collinsville-Tesla 500 kV Line |  | 0 | 0 | 0 | 0 | 0 | 0 | 7092.245 | 9235.186 | 5456.3208 | Collinsville-Tesla 500 kV Line | Collinsville-Tesla 500 kV Line | Collinsville-Tesla 500 kV Line |  | 5 | 1 | YES | 2 | 1 | 1 | NO | 1
PG&E NGBA | New Sub - Near existing Madeline (NVE) | 345 | 0 | 0 | 0 | 0 | 0 | 0 | 0 | 0 | 0 | 0 | 0 | 0 | 0 | 0 | 0 | 0 | 0 | 0 | 0 | 0 | 0 | 0 | 0 | 0 | 0 | 0 | 0 | 0 | 0 | 0 | 0 | 0 | 0 | 0 | 0 | 0 | 0 | 0 | 0 | 1 | 0 | 0 | 0 | 0 | 0 | 0 | 0 | 0 | 0 | 0 | 0 | 0 | 0 | 0 | 0 | 0 | 0 | 0 | 0 | 0 | 0 | 0 | 0 | 0 | 0 | 0 | 0 | 0 | 0 | 0 | 0 | 0 | 0 | 0 | 0 | 0 | 0 | 0 | 0 | 0 | 0 | 0 | 0 | 0 | 0 | 0 | 0 | 0 | 0 | 0 | 0 | 0 | 0 | 0 | 0 | 0 | 0 | 0 |  | 0 | 0 | 0 | 0 | 0 | 0 | 0 | 0 | 0 | 0 | 0 | 0 | 0 | 0 | 0 | 0 | 0 | 700 | 0 | 0 | 0 | 0 | 0 | 0 | 0 | 0 | 0 | 0 | 0 | 1 | 1 | 0 | 0 | 0 | 0 | 0 | -1552.755 | 590.186 | 5456.3208 | Collinsville-Tesla 500 kV Line | Collinsville-Tesla 500 kV Line | Collinsville-Tesla 500 kV Line |  | 0 | 0 | 0 | 0 | 0 | 0 | 7092.245 | 9235.186 | 5456.3208 | Collinsville-Tesla 500 kV Line | Collinsville-Tesla 500 kV Line | Collinsville-Tesla 500 kV Line |  | 5 | 1 | YES | 2 | 1 | 1 | NO | 1
SDGE | New Sub - North Gila - IV (Proposed) | 500 | 0 | 0 | 0 | 0 | 0 | 0 | 0 | 0 | 0 | 0 | 0 | 0 | 0 | 0 | 0 | 0 | 0 | 0 | 0 | 0 | 0 | 0 | 0 | 0 | 0 | 0 | 0 | 0 | 0 | 0 | 1 | 1 | 1 | 0 | 0 | 0 | 1 | 0 | 0 | 0 | 0 | 0 | 0 | 0 | 0 | 0 | 0 | 0 | 0 | 0 | 0 | 0 | 0 | 0 | 0 | 0 | 0 | 0 | 0 | 0 | 0 | 0 | 0 | 0 | 0 | 0 | 0 | 0 | 0 | 0 | 0 | 0 | 0 | 0 | 0 | 0 | 0 | 0 | 0 | 0 | 0 | 0 | 0 | 0 | 0 | 0 | 0 | 0 | 0 | 0 | 0 | 0 | 0 | 0 | 0 | 0 | 0 | 4 |  | 0 | 0 | 0 | 0 | 0 | 0 | 0 | 0 | 0 | 0 | 0 | 0 | 0 | 0 | 0 | 0 | 0 | 0 | 0 | 0 | 0 | 0 | 0 | 0 | 150 | 400 | 0 | 165 | 0 | 1 | 0 | 0 | 0 | 0 | 0 | 0 | 246.81 | 1413.17 | 1766.9044 | San Luis Rey-San Onofre 230 kV line constraint | Silvergate-Old Town 230 kV constraint | Silvergate-Old Town 230 kV constraint |  | 0 | 0 | 0 | 0 | 0 | 0 | 246.81 | 1413.17 | 1766.9044 | San Luis Rey-San Onofre 230 kV line constraint | Silvergate-Old Town 230 kV constraint | Silvergate-Old Town 230 kV constraint |  | 1 | 1 | NO | 1 | 1 | 1 | NO | 1
PG&E NGBA | New Sub - Pit 1 - Cottonwood (Proposed) | 230 | 0 | 0 | 0 | 0 | 0 | 0 | 0 | 0 | 0 | 0 | 0 | 0 | 0 | 0 | 0 | 0 | 0 | 0 | 0 | 0 | 0 | 0 | 0 | 0 | 0 | 0 | 0 | 0 | 0 | 0 | 0 | 0 | 0 | 0 | 0 | 0 | 0 | 0 | 0 | 1 | 0 | 0 | 0 | 1 | 0 | 0 | 0 | 0 | 0 | 0 | 0 | 0 | 0 | 0 | 0 | 0 | 0 | 0 | 0 | 0 | 0 | 0 | 0 | 0 | 0 | 0 | 0 | 0 | 0 | 0 | 0 | 0 | 0 | 0 | 0 | 0 | 0 | 0 | 0 | 0 | 0 | 0 | 0 | 0 | 0 | 0 | 0 | 0 | 0 | 0 | 0 | 0 | 0 | 0 | 0 | 0 | 0 | 0 |  | 0 | 0 | 0 | 0 | 0 | 0 | 0 | 0 | 0 | 0 | 0 | 0 | 0 | 0 | 0 | 0 | 0 | 200 | 6 | 0 | 0 | 0 | 0 | 0 | 0 | 0 | 0 | 0 | 0 | 1 | 2 | 0 | 1 | 0 | 0 | 1 | -1552.755 | -40.48 | -114.78 | Collinsville-Tesla 500 kV Line | Carberry-Round Mountain 230kV Line | Carberry-Round Mountain 230kV Line |  | 0 | 1 | 0 | 1 | 0 | 1 | -76.48 | -14.48 | -89.78 | Carberry-Round Mountain 230kV Line | Carberry-Round Mountain 230kV Line | Carberry-Round Mountain 230kV Line |  | 5 | 3 | YES | 3 | 3 | 3 | NO | 3
PG&E GBA | New Sub - Rancho Seco - Bellota (Proposed) | 230 | 0 | 0 | 0 | 0 | 0 | 0 | 0 | 0 | 0 | 0 | 0 | 0 | 0 | 0 | 0 | 0 | 0 | 0 | 0 | 0 | 0 | 0 | 0 | 0 | 0 | 0 | 0 | 0 | 0 | 0 | 0 | 0 | 0 | 0 | 0 | 0 | 0 | 0 | 0 | 0 | 0 | 0 | 0 | 0 | 0 | 1 | 0 | 0 | 0 | 0 | 0 | 0 | 0 | 0 | 0 | 0 | 0 | 0 | 0 | 1 | 1 | 0 | 0 | 0 | 0 | 0 | 0 | 0 | 0 | 0 | 0 | 0 | 0 | 0 | 0 | 0 | 0 | 0 | 0 | 0 | 0 | 0 | 0 | 0 | 0 | 0 | 0 | 0 | 0 | 0 | 0 | 0 | 0 | 0 | 0 | 0 | 0 | 0 |  | 0 | 0 | 0 | 0 | 0 | 0 | 0 | 0 | 0 | 0 | 0 | 0 | 0 | 0 | 0 | 0 | 0 | 0 | 0 | 0 | 0 | 0 | 0 | 0 | 52 | 200 | 0 | 40 | 0 | 1 | 2 | 0 | 1 | 0 | 0 | 0 | -1391.3965 | -1083.3241 | 1018.0822 | Tesla-Bellota 230 kV line | Bellota-Weber 230kV line | Bellota-Weber 230kV line |  | 0 | 2 | 0 | 1 | 0 | 0 | -1091.3965 | -623.3241 | 1018.0822 | Tesla-Bellota 230 kV line | Bellota-Weber 230kV line | Bellota-Weber 230kV line |  | 5 | 4 | YES | 4 | 1 | 1 | NO | 1
SDGE | New Sub - Suncrest - Ocotillo (Proposed) | 500 | 0 | 0 | 0 | 0 | 0 | 0 | 0 | 0 | 0 | 0 | 0 | 0 | 0 | 0 | 0 | 0 | 0 | 0 | 0 | 0 | 0 | 0 | 0 | 0 | 0 | 0 | 0 | 0 | 0 | 0 | 1 | 1 | 1 | 0 | 0 | 1 | 0 | 0 | 0 | 0 | 0 | 0 | 0 | 0 | 0 | 0 | 0 | 0 | 0 | 0 | 0 | 0 | 0 | 0 | 0 | 0 | 0 | 0 | 0 | 0 | 0 | 0 | 0 | 0 | 0 | 0 | 0 | 0 | 0 | 0 | 0 | 0 | 0 | 0 | 0 | 0 | 0 | 0 | 0 | 0 | 0 | 0 | 0 | 0 | 0 | 0 | 0 | 0 | 0 | 0 | 0 | 0 | 0 | 0 | 0 | 0 | 0 | 4 |  | 0 | 0 | 0 | 0 | 0 | 0 | 0 | 0 | 0 | 0 | 0 | 0 | 0 | 0 | 0 | 0 | 0 | 300 | 100 | 0 | 0 | 0 | 0 | 0 | 0 | 0 | 0 | 0 | 0 | 1 | 0 | 0 | 0 | 0 | 0 | 0 | 246.81 | 1766.905 | 4282.768 | San Luis Rey-San Onofre 230 kV line constraint | San Luis Rey-San Onofre 230 kV line constraint | Silvergate - Bay Blvd 230 kV constraint |  | 0 | 0 | 0 | 0 | 0 | 0 | 246.81 | 1766.905 | 4282.768 | San Luis Rey-San Onofre 230 kV line constraint | San Luis Rey-San Onofre 230 kV line constraint | Silvergate - Bay Blvd 230 kV constraint |  | 1 | 1 | NO | 1 | 1 | 1 | NO | 1
PG&E FRESNO | New Sub - Westley - Quinto (Proposed) | 230 | 0 | 0 | 0 | 0 | 0 | 0 | 0 | 0 | 0 | 0 | 0 | 0 | 0 | 0 | 0 | 0 | 0 | 0 | 0 | 0 | 0 | 0 | 0 | 0 | 0 | 0 | 0 | 0 | 0 | 0 | 0 | 0 | 0 | 0 | 0 | 0 | 0 | 0 | 0 | 0 | 0 | 0 | 0 | 0 | 0 | 0 | 0 | 0 | 0 | 0 | 0 | 0 | 0 | 0 | 0 | 0 | 0 | 0 | 0 | 0 | 0 | 0 | 0 | 0 | 0 | 0 | 0 | 0 | 0 | 0 | 0 | 0 | 0 | 0 | 0 | 0 | 0 | 0 | 0 | 0 | 0 | 0 | 0 | 0 | 0 | 1 | 0 | 0 | 0 | 0 | 0 | 0 | 0 | 0 | 0 | 0 | 0 | 1 |  | 0 | 0 | 0 | 0 | 0 | 0 | 0 | 0 | 0 | 0 | 0 | 0 | 0 | 0 | 0 | 0 | 0 | 0 | 0 | 0 | 0 | 0 | 0 | 0 | 0 | 0 | 0 | 0 | 0 | 0 | 0 | 0 | 0 | 0 | 0 | 0 | 2257.512 | 2475.146 | 3727.6321 | Los Banos 500/230kV TB | Los Banos 500/230kV TB | Los Banos 500/230kV TB |  | 0 | 0 | 0 | 0 | 0 | 0 | 2257.512 | 2475.146 | 3727.6321 | Los Banos 500/230kV TB | Los Banos 500/230kV TB | Los Banos 500/230kV TB |  | 1 | 1 | NO | 1 | 1 | 1 | NO | 1
PG&E GBA | Newark | 115 | 0 | 0 | 0 | 0 | 0 | 0 | 0 | 0 | 0 | 0 | 0 | 0 | 0 | 0 | 0 | 0 | 0 | 0 | 0 | 0 | 0 | 0 | 0 | 0 | 0 | 0 | 0 | 0 | 0 | 0 | 0 | 0 | 0 | 0 | 0 | 0 | 0 | 0 | 0 | 0 | 0 | 0 | 0 | 0 | 0 | 0 | 0 | 0 | 0 | 0 | 0 | 0 | 0 | 0 | 0 | 1 | 0 | 0 | 0 | 1 | 0 | 0 | 0 | 0 | 0 | 1 | 0 | 0 | 0 | 0 | 0 | 0 | 0 | 0 | 0 | 0 | 0 | 0 | 0 | 0 | 0 | 0 | 0 | 0 | 0 | 0 | 0 | 0 | 0 | 0 | 0 | 0 | 0 | 0 | 0 | 0 | 0 | 0 |  | 0 | 0 | 0 | 0 | 0 | 0 | 0 | 0 | 0 | 0 | 0 | 0 | 0 | 0 | 0 | 0 | 0 | 0 | 0 | 0 | 0 | 0 | 0 | 0 | 0 | 0 | 0 | 0 | 0 | 0 | 2 | 0 | 0 | 0 | 0 | 0 | -1391.3965 | 675.6364 | 3949.977 | Tesla-Bellota 230 kV line | Tesla-Bellota 230 kV line | Tesla-Bellota 230 kV line |  | 0 | 1 | 0 | 0 | 0 | 0 | -1091.3965 | 975.6364 | 3949.977 | Tesla-Bellota 230 kV line | Tesla-Bellota 230 kV line | Tesla-Bellota 230 kV line |  | 5 | 4 | YES | 4 | 1 | 1 | NO | 1
PG&E GBA | Newark | 230 | 0 | 0 | 0 | 0 | 0 | 0 | 0 | 0 | 0 | 0 | 0 | 0 | 0 | 0 | 0 | 0 | 0 | 0 | 0 | 0 | 0 | 0 | 0 | 0 | 0 | 0 | 0 | 0 | 0 | 0 | 0 | 0 | 0 | 0 | 0 | 0 | 0 | 0 | 0 | 0 | 0 | 0 | 0 | 0 | 0 | 0 | 0 | 0 | 0 | 0 | 0 | 0 | 0 | 0 | 0 | 1 | 0 | 0 | 1 | 1 | 0 | 0 | 0 | 0 | 0 | 1 | 0 | 0 | 0 | 0 | 0 | 0 | 0 | 0 | 0 | 0 | 0 | 0 | 0 | 0 | 0 | 0 | 0 | 0 | 0 | 0 | 0 | 0 | 0 | 0 | 0 | 0 | 0 | 0 | 0 | 0 | 0 | 0 |  | 0 | 0 | 0 | 0 | 0 | 0 | 0 | 0 | 0 | 0 | 0 | 0 | 0 | 0 | 0 | 0 | 0 | 0 | 0 | 0 | 0 | 0 | 0 | 0 | 0 | 0 | 0 | 0 | 0 | 0 | 2 | 0 | 0 | 0 | 0 | 0 | -1391.3965 | 675.6364 | 3949.977 | Tesla-Bellota 230 kV line | Tesla-Bellota 230 kV line | Tesla-Bellota 230 kV line |  | 0 | 1 | 0 | 0 | 0 | 0 | -1091.3965 | 975.6364 | 3949.977 | Tesla-Bellota 230 kV line | Tesla-Bellota 230 kV line | Tesla-Bellota 230 kV line |  | 5 | 4 | YES | 4 | 1 | 1 | NO | 1
PG&E GBA | Newark | 60 | 0 | 0 | 0 | 0 | 0 | 0 | 0 | 0 | 0 | 0 | 0 | 0 | 0 | 0 | 0 | 0 | 0 | 0 | 0 | 0 | 0 | 0 | 0 | 0 | 0 | 0 | 0 | 0 | 0 | 0 | 0 | 0 | 0 | 0 | 0 | 0 | 0 | 0 | 0 | 1 | 0 | 0 | 0 | 0 | 0 | 0 | 0 | 0 | 0 | 0 | 0 | 0 | 0 | 0 | 0 | 1 | 0 | 0 | 0 | 0 | 0 | 0 | 0 | 0 | 0 | 0 | 1 | 0 | 0 | 0 | 0 | 0 | 0 | 0 | 0 | 0 | 0 | 0 | 0 | 0 | 0 | 0 | 0 | 0 | 0 | 0 | 0 | 0 | 0 | 0 | 0 | 0 | 0 | 0 | 0 | 0 | 0 | 0 |  | 0 | 0 | 0 | 0 | 0 | 0 | 0 | 0 | 0 | 0 | 0 | 0 | 0 | 0 | 0 | 0 | 0 | 0 | 0 | 0 | 0 | 0 | 0 | 2.5 | 0 | 0 | 0 | 0 | 0 | 1 | 3 | 0 | 1 | 0 | 0 | 0 | -1552.755 | -150.277 | 634.382 | Collinsville-Tesla 500 kV Line | Birds Landing-Contra Costa 230kV Line | Birds Landing-Contra Costa 230kV Line |  | 0 | 0 | 0 | 0 | 0 | 0 | 1338.475 | 1615.723 | 634.382 | Birds Landing-Contra Costa 230kV Line | Birds Landing-Contra Costa 230kV Line | Birds Landing-Contra Costa 230kV Line |  | 5 | 1 | YES | 2 | 1 | 1 | NO | 1
PG&E FRESNO | Newhall | 115 | 0 | 0 | 0 | 0 | 0 | 0 | 0 | 0 | 0 | 0 | 0 | 0 | 0 | 0 | 0 | 0 | 0 | 0 | 0 | 0 | 0 | 0 | 0 | 0 | 0 | 0 | 0 | 0 | 0 | 0 | 0 | 0 | 0 | 0 | 0 | 0 | 0 | 0 | 0 | 0 | 0 | 0 | 0 | 0 | 0 | 1 | 0 | 0 | 0 | 0 | 0 | 0 | 0 | 0 | 0 | 0 | 0 | 0 | 0 | 0 | 0 | 0 | 0 | 0 | 0 | 0 | 0 | 0 | 0 | 0 | 0 | 0 | 0 | 0 | 0 | 0 | 0 | 0 | 0 | 1 | 0 | 1 | 1 | 1 | 0 | 1 | 0 | 1 | 0 | 0 | 0 | 0 | 1 | 0 | 0 | 0 | 0 | 1 |  | 0 | 0 | 0 | 0 | 0 | 0 | 0 | 0 | 0 | 0 | 0 | 0 | 0 | 0 | 0 | 0 | 0 | 0 | 0 | 0 | 0 | 0 | 0 | 0 | 0 | 0 | 0 | 0 | 0 | 0 | 4 | 0 | 4 | 0 | 4 | 0 | -1140.5815 | -1083.3241 | -1079.1245 | Bellota-Weber 230kV line | Bellota-Weber 230kV line | Gates 500/230kV TB #11 |  | 0 | 1 | 0 | 1 | 2 | 0 | -680.5815 | -623.3241 | -239.7374 | Bellota-Weber 230kV line | Bellota-Weber 230kV line | Oro Loma-El Nido 115kV Line |  | 5 | 4 | YES | 4 | 5 | 5 | NO | 5
PG&E KERN | Norco | 115 | 0 | 0 | 0 | 0 | 0 | 0 | 0 | 0 | 0 | 0 | 0 | 0 | 0 | 0 | 0 | 0 | 0 | 0 | 0 | 0 | 0 | 0 | 0 | 0 | 0 | 0 | 0 | 0 | 0 | 0 | 0 | 0 | 0 | 0 | 0 | 0 | 0 | 0 | 0 | 0 | 0 | 0 | 0 | 0 | 0 | 0 | 0 | 0 | 0 | 0 | 0 | 0 | 0 | 0 | 0 | 0 | 0 | 0 | 0 | 0 | 0 | 0 | 0 | 0 | 0 | 0 | 0 | 1 | 0 | 0 | 0 | 0 | 0 | 0 | 1 | 0 | 0 | 0 | 1 | 0 | 0 | 0 | 0 | 0 | 0 | 0 | 0 | 0 | 0 | 0 | 0 | 0 | 0 | 0 | 1 | 0 | 0 | 0 |  | 0 | 0 | 0 | 0 | 0 | 0 | 0 | 0 | 0 | 0 | 0 | 0 | 0 | 0 | 0 | 0 | 0.8 | 0 | 0 | 0 | 0 | 0 | 0 | 0 | 0 | 0 | 0 | 0 | 0 | 1 | 1 | 0 | 0 | 0 | 1 | 1 | -820.765 | 4.0117 | -2088.8969 | Mustang-Henrietta 230 kV line | Cal Flat-Gates 230 kV line | Mustang-Henrietta 230 kV line |  | 0 | 0 | 0 | 0 | 0 | 0 | 35.715 | 4.0117 | 3.675 | Cal Flat-Gates 230 kV line | Cal Flat-Gates 230 kV line | Cal Flat-Gates 230 kV line |  | 5 | 1 | YES | 2 | 5 | 1 | YES | 2
PG&E GBA | Nortech | 115 | 0 | 0 | 0 | 0 | 0 | 0 | 0 | 0 | 0 | 0 | 0 | 0 | 0 | 0 | 0 | 0 | 0 | 0 | 0 | 0 | 0 | 0 | 0 | 0 | 0 | 0 | 0 | 0 | 0 | 0 | 0 | 0 | 0 | 0 | 0 | 0 | 0 | 0 | 0 | 0 | 0 | 0 | 0 | 0 | 0 | 0 | 0 | 0 | 0 | 0 | 0 | 0 | 1 | 0 | 0 | 1 | 0 | 0 | 0 | 1 | 0 | 0 | 0 | 0 | 0 | 0 | 0 | 0 | 0 | 0 | 0 | 0 | 0 | 0 | 0 | 0 | 0 | 0 | 0 | 0 | 0 | 0 | 0 | 0 | 0 | 0 | 0 | 0 | 0 | 0 | 0 | 0 | 0 | 0 | 0 | 0 | 0 | 1 |  | 0 | 0 | 0 | 0 | 0 | 0 | 0 | 0 | 0 | 0 | 0 | 0 | 0 | 0 | 0 | 0 | 0 | 0 | 0 | 0 | 0 | 0 | 0 | 0 | 0 | 0 | 0 | 0 | 0 | 0 | 2 | 0 | 0 | 0 | 0 | 0 | -1391.3965 | 675.6364 | 3949.977 | Tesla-Bellota 230 kV line | Tesla-Bellota 230 kV line | Tesla-Bellota 230 kV line |  | 0 | 1 | 0 | 0 | 0 | 0 | -1091.3965 | 975.6364 | 3949.977 | Tesla-Bellota 230 kV line | Tesla-Bellota 230 kV line | Tesla-Bellota 230 kV line |  | 5 | 4 | YES | 4 | 1 | 1 | NO | 1
SDGE | North City Metering | 138 | 0 | 0 | 0 | 0 | 0 | 0 | 0 | 0 | 0 | 0 | 0 | 0 | 0 | 0 | 0 | 0 | 0 | 0 | 0 | 0 | 0 | 0 | 0 | 0 | 0 | 0 | 0 | 0 | 1 | 0 | 1 | 0 | 1 | 0 | 0 | 0 | 0 | 0 | 0 | 0 | 0 | 0 | 0 | 0 | 0 | 0 | 0 | 0 | 0 | 0 | 0 | 0 | 0 | 0 | 0 | 0 | 0 | 0 | 0 | 0 | 0 | 0 | 0 | 0 | 0 | 0 | 0 | 0 | 0 | 0 | 0 | 0 | 0 | 0 | 0 | 0 | 0 | 0 | 0 | 0 | 0 | 0 | 0 | 0 | 0 | 0 | 0 | 0 | 0 | 0 | 0 | 0 | 0 | 0 | 0 | 0 | 0 | 3 |  | 0 | 0 | 0 | 0 | 0 | 0 | 0 | 0 | 0 | 0 | 0 | 0 | 0 | 0 | 0 | 0 | 0 | 0 | 0 | 0 | 0 | 0 | 0 | 0 | 0 | 0 | 0 | 0 | 0 | 0 | 0 | 0 | 0 | 0 | 0 | 0 | 246.81 | 1766.905 | 8002.2844 | San Luis Rey-San Onofre 230 kV line constraint | San Luis Rey-San Onofre 230 kV line constraint | Encina - San Luis Rey 230 kV constraint |  | 0 | 0 | 0 | 0 | 0 | 0 | 246.81 | 1766.905 | 8002.2844 | San Luis Rey-San Onofre 230 kV line constraint | San Luis Rey-San Onofre 230 kV line constraint | Encina - San Luis Rey 230 kV constraint |  | 1 | 1 | NO | 1 | 1 | 1 | NO | 1
PG&E GBA | North Dublin | 230 | 0 | 0 | 0 | 0 | 0 | 0 | 0 | 0 | 0 | 0 | 0 | 0 | 0 | 0 | 0 | 0 | 0 | 0 | 0 | 0 | 0 | 0 | 0 | 0 | 0 | 0 | 0 | 0 | 0 | 0 | 0 | 0 | 0 | 0 | 0 | 0 | 0 | 0 | 0 | 1 | 0 | 0 | 0 | 0 | 0 | 0 | 0 | 0 | 0 | 0 | 0 | 0 | 0 | 0 | 0 | 1 | 0 | 0 | 0 | 1 | 0 | 0 | 0 | 0 | 0 | 0 | 1 | 0 | 0 | 0 | 0 | 0 | 0 | 0 | 0 | 0 | 0 | 0 | 0 | 0 | 0 | 0 | 0 | 0 | 0 | 0 | 0 | 0 | 0 | 0 | 0 | 0 | 0 | 0 | 0 | 0 | 0 | 0 |  | 0 | 0 | 0 | 0 | 0 | 0 | 0 | 0 | 0 | 0 | 0 | 0 | 0 | 0 | 0 | 0 | 0 | 0 | 0 | 0 | 0 | 0 | 0 | 0 | 0 | 0 | 0 | 0 | 0 | 0 | 4 | 0 | 1 | 0 | 0 | 0 | -1552.755 | -150.277 | 634.382 | Collinsville-Tesla 500 kV Line | Birds Landing-Contra Costa 230kV Line | Birds Landing-Contra Costa 230kV Line |  | 0 | 1 | 0 | 0 | 0 | 0 | -1091.3965 | 975.6364 | 634.382 | Tesla-Bellota 230 kV line | Tesla-Bellota 230 kV line | Birds Landing-Contra Costa 230kV Line |  | 5 | 4 | YES | 4 | 1 | 1 | NO | 1
SDGE | North Gila | 500 | 0 | 0 | 0 | 0 | 0 | 0 | 0 | 0 | 0 | 0 | 0 | 0 | 0 | 0 | 0 | 0 | 0 | 0 | 0 | 0 | 0 | 0 | 0 | 0 | 0 | 0 | 0 | 0 | 0 | 0 | 1 | 1 | 1 | 0 | 0 | 0 | 0 | 0 | 0 | 0 | 0 | 0 | 0 | 0 | 0 | 0 | 0 | 0 | 0 | 0 | 0 | 0 | 0 | 0 | 0 | 0 | 0 | 0 | 0 | 0 | 0 | 0 | 0 | 0 | 0 | 0 | 0 | 0 | 0 | 0 | 0 | 0 | 0 | 0 | 0 | 0 | 0 | 0 | 0 | 0 | 0 | 0 | 0 | 0 | 0 | 0 | 0 | 0 | 0 | 0 | 0 | 0 | 0 | 0 | 0 | 0 | 0 | 3 |  | 0 | 0 | 0 | 0 | 0 | 0 | 0 | 0 | 0 | 0 | 0 | 0 | 0 | 0 | 0 | 0 | 0 | 0 | 0 | 0 | 0 | 0 | 0 | 0 | 0 | 0 | 0 | 0 | 0 | 0 | 0 | 0 | 0 | 0 | 0 | 0 | 246.81 | 1766.905 | 4556.585 | San Luis Rey-San Onofre 230 kV line constraint | San Luis Rey-San Onofre 230 kV line constraint | East of Miguel constraint |  | 0 | 0 | 0 | 0 | 0 | 0 | 246.81 | 1766.905 | 4556.585 | San Luis Rey-San Onofre 230 kV line constraint | San Luis Rey-San Onofre 230 kV line constraint | East of Miguel constraint |  | 1 | 1 | NO | 1 | 1 | 1 | NO | 1
SCE Metro | North of SONGS | 230 | 0 | 0 | 0 | 0 | 0 | 0 | 0 | 0 | 0 | 1 | 0 | 0 | 0 | 0 | 0 | 0 | 0 | 0 | 0 | 0 | 0 | 0 | 0 | 0 | 0 | 0 | 0 | 0 | 0 | 0 | 0 | 0 | 0 | 0 | 0 | 0 | 0 | 0 | 0 | 0 | 0 | 0 | 0 | 0 | 0 | 0 | 0 | 0 | 0 | 0 | 0 | 0 | 0 | 0 | 0 | 0 | 0 | 0 | 0 | 0 | 0 | 0 | 0 | 0 | 0 | 0 | 0 | 0 | 0 | 0 | 0 | 0 | 0 | 0 | 0 | 0 | 0 | 0 | 0 | 0 | 0 | 0 | 0 | 0 | 0 | 0 | 0 | 0 | 0 | 0 | 0 | 0 | 0 | 0 | 0 | 0 | 0 | 0 |  | 0 | 0 | 0 | 0 | 0 | 0 | 0 | 0 | 0 | 0 | 0 | 0 | 0 | 0 | 0 | 0 | 0 | 0 | 0 | 0 | 0 | 0 | 0 | 0 | 0 | 0 | 0 | 0 | 0 | 0 | 0 | 0 | 0 | 0 | 0 | 0 | 9384.6 | 11197.7 | 14407.5055 | SCE Metro Area Default Constraint | SCE Metro Area Default Constraint | SCE Metro Area Default Constraint |  | 0 | 0 | 0 | 0 | 0 | 0 | 9384.6 | 11197.7 | 14407.5055 | SCE Metro Area Default Constraint | SCE Metro Area Default Constraint | SCE Metro Area Default Constraint |  | 1 | 1 | NO | 1 | 1 | 1 | NO | 1
SCE Metro | North of SONGS | 500 | 0 | 0 | 0 | 0 | 0 | 0 | 0 | 0 | 0 | 1 | 0 | 0 | 0 | 0 | 0 | 0 | 0 | 0 | 0 | 0 | 0 | 0 | 0 | 0 | 0 | 0 | 0 | 0 | 0 | 0 | 0 | 0 | 0 | 0 | 0 | 0 | 0 | 0 | 0 | 0 | 0 | 0 | 0 | 0 | 0 | 0 | 0 | 0 | 0 | 0 | 0 | 0 | 0 | 0 | 0 | 0 | 0 | 0 | 0 | 0 | 0 | 0 | 0 | 0 | 0 | 0 | 0 | 0 | 0 | 0 | 0 | 0 | 0 | 0 | 0 | 0 | 0 | 0 | 0 | 0 | 0 | 0 | 0 | 0 | 0 | 0 | 0 | 0 | 0 | 0 | 0 | 0 | 0 | 0 | 0 | 0 | 0 | 0 |  | 0 | 0 | 0 | 0 | 0 | 0 | 0 | 0 | 0 | 0 | 0 | 0 | 0 | 0 | 0 | 0 | 0 | 0 | 0 | 0 | 0 | 0 | 0 | 0 | 0 | 0 | 0 | 0 | 0 | 0 | 0 | 0 | 0 | 0 | 0 | 0 | 9384.6 | 11197.7 | 14407.5055 | SCE Metro Area Default Constraint | SCE Metro Area Default Constraint | SCE Metro Area Default Constraint |  | 0 | 0 | 0 | 0 | 0 | 0 | 9384.6 | 11197.7 | 14407.5055 | SCE Metro Area Default Constraint | SCE Metro Area Default Constraint | SCE Metro Area Default Constraint |  | 1 | 1 | NO | 1 | 1 | 1 | NO | 1
PG&E NGBA | Notre Dame | 115 | 0 | 0 | 0 | 0 | 0 | 0 | 0 | 0 | 0 | 0 | 0 | 0 | 0 | 0 | 0 | 0 | 0 | 0 | 0 | 0 | 0 | 0 | 0 | 0 | 0 | 0 | 0 | 0 | 0 | 0 | 0 | 0 | 0 | 0 | 0 | 0 | 0 | 0 | 0 | 1 | 0 | 0 | 0 | 0 | 0 | 0 | 0 | 0 | 0 | 0 | 0 | 0 | 0 | 0 | 0 | 0 | 0 | 0 | 0 | 0 | 0 | 0 | 0 | 0 | 0 | 0 | 0 | 0 | 0 | 0 | 0 | 0 | 0 | 0 | 0 | 0 | 0 | 0 | 0 | 0 | 0 | 0 | 0 | 0 | 0 | 0 | 0 | 0 | 0 | 0 | 0 | 0 | 0 | 0 | 0 | 0 | 0 | 0 |  | 0 | 0 | 0 | 0 | 0 | 0 | 0 | 0 | 0 | 0 | 0 | 0 | 0 | 0 | 0 | 0 | 0 | 0 | 0 | 0 | 0 | 0 | 0 | 0 | 0 | 0 | 0 | 0 | 0 | 0 | 1 | 0 | 0 | 0 | 0 | 0 | -1552.755 | 590.186 | 5456.3208 | Collinsville-Tesla 500 kV Line | Collinsville-Tesla 500 kV Line | Collinsville-Tesla 500 kV Line |  | 0 | 0 | 0 | 0 | 0 | 0 | 7092.245 | 9235.186 | 5456.3208 | Collinsville-Tesla 500 kV Line | Collinsville-Tesla 500 kV Line | Collinsville-Tesla 500 kV Line |  | 5 | 1 | YES | 2 | 1 | 1 | NO | 1
PG&E GBA | Oakland C | 115 | 0 | 0 | 0 | 0 | 0 | 0 | 0 | 0 | 0 | 0 | 0 | 0 | 0 | 0 | 0 | 0 | 0 | 0 | 0 | 0 | 0 | 0 | 0 | 0 | 0 | 0 | 0 | 0 | 0 | 0 | 0 | 0 | 0 | 0 | 0 | 0 | 0 | 0 | 0 | 1 | 0 | 0 | 0 | 0 | 0 | 0 | 0 | 0 | 0 | 1 | 0 | 0 | 1 | 1 | 1 | 1 | 0 | 0 | 1 | 1 | 0 | 1 | 0 | 0 | 0 | 1 | 0 | 0 | 0 | 0 | 0 | 0 | 0 | 0 | 0 | 0 | 0 | 0 | 0 | 0 | 0 | 0 | 0 | 0 | 0 | 0 | 0 | 0 | 0 | 0 | 0 | 0 | 0 | 0 | 0 | 0 | 0 | 2 |  | 0 | 0 | 0 | 0 | 0 | 0 | 0 | 0 | 0 | 0 | 0 | 0 | 0 | 0 | 0 | 0 | 0 | 0 | 0 | 0 | 0 | 0 | 0 | 0 | 0 | 0 | 0 | 0 | 0 | 0 | 4 | 0 | 1 | 0 | 0 | 0 | -1552.755 | -353.559 | 1214.56 | Collinsville-Tesla 500 kV Line | Windmaster-Delta pumps 230 kV line | Grant - Eastshore #2 line 115 kV |  | 0 | 1 | 0 | 0 | 0 | 0 | -1091.3965 | 962.4 | 1214.56 | Tesla-Bellota 230 kV line | Grant - Eastshore #2 line 115 kV | Grant - Eastshore #2 line 115 kV |  | 5 | 4 | YES | 4 | 1 | 1 | NO | 1
PG&E GBA | Oakland J | 115 | 0 | 0 | 0 | 0 | 0 | 0 | 0 | 0 | 0 | 0 | 0 | 0 | 0 | 0 | 0 | 0 | 0 | 0 | 0 | 0 | 0 | 0 | 0 | 0 | 0 | 0 | 0 | 0 | 0 | 0 | 0 | 0 | 0 | 0 | 0 | 0 | 0 | 0 | 0 | 1 | 0 | 0 | 0 | 0 | 0 | 0 | 0 | 0 | 0 | 0 | 0 | 0 | 1 | 0 | 0 | 1 | 0 | 0 | 0 | 0 | 0 | 0 | 0 | 0 | 0 | 0 | 0 | 0 | 0 | 0 | 0 | 0 | 0 | 0 | 0 | 0 | 0 | 0 | 0 | 0 | 0 | 0 | 0 | 0 | 0 | 0 | 0 | 0 | 0 | 0 | 0 | 0 | 0 | 0 | 0 | 0 | 0 | 1 |  | 0 | 0 | 0 | 0 | 0 | 0 | 0 | 0 | 0 | 0 | 0 | 0 | 0 | 0 | 0 | 0 | 0 | 0 | 0 | 0 | 0 | 0 | 0 | 0 | 0 | 0 | 0 | 0 | 0 | 0 | 2 | 0 | 0 | 0 | 0 | 0 | -1552.755 | 590.186 | 5456.3208 | Collinsville-Tesla 500 kV Line | Collinsville-Tesla 500 kV Line | Collinsville-Tesla 500 kV Line |  | 0 | 0 | 0 | 0 | 0 | 0 | 2231.175 | 2603.935 | 5456.3208 | Sobrante-Moraga 230 kV line | Sobrante-Moraga 230 kV line | Collinsville-Tesla 500 kV Line |  | 5 | 1 | YES | 2 | 1 | 1 | NO | 1
PG&E GBA | Oakland L | 115 | 0 | 0 | 0 | 0 | 0 | 0 | 0 | 0 | 0 | 0 | 0 | 0 | 0 | 0 | 0 | 0 | 0 | 0 | 0 | 0 | 0 | 0 | 0 | 0 | 0 | 0 | 0 | 0 | 0 | 0 | 0 | 0 | 0 | 0 | 0 | 0 | 0 | 0 | 0 | 1 | 0 | 0 | 0 | 0 | 0 | 0 | 0 | 0 | 0 | 0 | 0 | 0 | 1 | 0 | 0 | 1 | 0 | 0 | 0 | 0 | 0 | 0 | 0 | 0 | 0 | 0 | 0 | 0 | 0 | 0 | 0 | 0 | 0 | 0 | 0 | 0 | 0 | 0 | 0 | 0 | 0 | 0 | 0 | 0 | 0 | 0 | 0 | 0 | 0 | 0 | 0 | 0 | 0 | 0 | 0 | 0 | 0 | 1 |  | 0 | 0 | 0 | 0 | 0 | 0 | 0 | 0 | 0 | 0 | 0 | 0 | 0 | 0 | 0 | 0 | 0 | 0 | 0 | 0 | 0 | 0 | 0 | 0 | 0 | 0 | 0 | 0 | 0 | 0 | 2 | 0 | 0 | 0 | 0 | 0 | -1552.755 | 590.186 | 5456.3208 | Collinsville-Tesla 500 kV Line | Collinsville-Tesla 500 kV Line | Collinsville-Tesla 500 kV Line |  | 0 | 0 | 0 | 0 | 0 | 0 | 2231.175 | 2603.935 | 5456.3208 | Sobrante-Moraga 230 kV line | Sobrante-Moraga 230 kV line | Collinsville-Tesla 500 kV Line |  | 5 | 1 | YES | 2 | 1 | 1 | NO | 1
PG&E GBA | Oakland X | 115 | 0 | 0 | 0 | 0 | 0 | 0 | 0 | 0 | 0 | 0 | 0 | 0 | 0 | 0 | 0 | 0 | 0 | 0 | 0 | 0 | 0 | 0 | 0 | 0 | 0 | 0 | 0 | 0 | 0 | 0 | 0 | 0 | 0 | 0 | 0 | 0 | 0 | 0 | 0 | 1 | 0 | 0 | 0 | 0 | 0 | 0 | 0 | 0 | 0 | 0 | 0 | 0 | 1 | 0 | 0 | 1 | 0 | 0 | 0 | 0 | 0 | 0 | 0 | 0 | 0 | 0 | 0 | 0 | 0 | 0 | 0 | 0 | 0 | 0 | 0 | 0 | 0 | 0 | 0 | 0 | 0 | 0 | 0 | 0 | 0 | 0 | 0 | 0 | 0 | 0 | 0 | 0 | 0 | 0 | 0 | 0 | 0 | 1 |  | 0 | 0 | 0 | 0 | 0 | 0 | 0 | 0 | 0 | 0 | 0 | 0 | 0 | 0 | 0 | 0 | 0 | 0 | 0 | 0 | 0 | 0 | 0 | 0 | 0 | 0 | 0 | 0 | 0 | 0 | 2 | 0 | 0 | 0 | 0 | 0 | -1552.755 | 590.186 | 5456.3208 | Collinsville-Tesla 500 kV Line | Collinsville-Tesla 500 kV Line | Collinsville-Tesla 500 kV Line |  | 0 | 0 | 0 | 0 | 0 | 0 | 2231.175 | 2603.935 | 5456.3208 | Sobrante-Moraga 230 kV line | Sobrante-Moraga 230 kV line | Collinsville-Tesla 500 kV Line |  | 5 | 1 | YES | 2 | 1 | 1 | NO | 1
SDGE | Ocean Ranch | 69 | 0 | 0 | 0 | 0 | 0 | 0 | 0 | 0 | 0 | 0 | 0 | 0 | 0 | 0 | 0 | 0 | 0 | 0 | 0 | 0 | 0 | 0 | 0 | 0 | 0 | 1 | 0 | 0 | 0 | 0 | 0 | 0 | 1 | 1 | 0 | 0 | 0 | 1 | 0 | 0 | 0 | 0 | 0 | 0 | 0 | 0 | 0 | 0 | 0 | 0 | 0 | 0 | 0 | 0 | 0 | 0 | 0 | 0 | 0 | 0 | 0 | 0 | 0 | 0 | 0 | 0 | 0 | 0 | 0 | 0 | 0 | 0 | 0 | 0 | 0 | 0 | 0 | 0 | 0 | 0 | 0 | 0 | 0 | 0 | 0 | 0 | 0 | 0 | 0 | 0 | 0 | 0 | 0 | 0 | 0 | 0 | 0 | 1 |  | 0 | 0 | 0 | 0 | 0 | 0 | 0 | 0 | 0 | 0 | 0 | 0 | 0 | 0 | 0 | 0 | 0 | 0 | 0 | 0 | 0 | 0 | 0 | 0 | 0 | 0 | 0 | 0 | 0 | 0 | 0 | 0 | 0 | 0 | 0 | 0 | 94.4 | 149.2 | 313.6 | Ocean Ranch 69 kV constraint | Ocean Ranch 69 kV constraint | Ocean Ranch 69 kV constraint |  | 0 | 0 | 0 | 0 | 0 | 0 | 94.4 | 149.2 | 313.6 | Ocean Ranch 69 kV constraint | Ocean Ranch 69 kV constraint | Ocean Ranch 69 kV constraint |  | 1 | 1 | NO | 1 | 1 | 1 | NO | 1
PG&E KERN | Oceano | 115 | 0 | 0 | 0 | 0 | 0 | 0 | 0 | 0 | 0 | 0 | 0 | 0 | 0 | 0 | 0 | 0 | 0 | 0 | 0 | 0 | 0 | 0 | 0 | 0 | 0 | 0 | 0 | 0 | 0 | 0 | 0 | 0 | 0 | 0 | 0 | 0 | 0 | 0 | 0 | 0 | 0 | 0 | 0 | 0 | 0 | 0 | 0 | 0 | 0 | 0 | 0 | 0 | 0 | 0 | 0 | 0 | 0 | 0 | 0 | 0 | 0 | 0 | 0 | 0 | 0 | 0 | 0 | 1 | 1 | 0 | 0 | 0 | 0 | 0 | 0 | 0 | 0 | 0 | 0 | 1 | 0 | 0 | 0 | 0 | 0 | 1 | 0 | 0 | 0 | 0 | 0 | 0 | 0 | 0 | 0 | 1 | 0 | 1 |  | 0 | 0 | 0 | 0 | 0 | 0 | 0 | 0 | 0 | 0 | 0 | 0 | 0 | 0 | 0 | 0 | 0 | 0 | 0 | 0 | 0 | 0 | 0 | 0 | 0 | 0 | 0 | 0 | 0 | 0 | 1 | 0 | 1 | 0 | 1 | 0 | -399.853 | -457.5793 | -1079.1245 | Gates 500/230kV TB #11 | Gates 500/230kV TB #11 | Gates 500/230kV TB #11 |  | 0 | 0 | 0 | 0 | 0 | 0 | 35.715 | 4.0117 | 3.675 | Cal Flat-Gates 230 kV line | Cal Flat-Gates 230 kV line | Cal Flat-Gates 230 kV line |  | 5 | 1 | YES | 2 | 5 | 1 | YES | 2
SDGE | Ocotillo Express | 500 | 0 | 0 | 0 | 0 | 0 | 0 | 0 | 0 | 0 | 0 | 0 | 0 | 0 | 0 | 0 | 0 | 0 | 0 | 0 | 0 | 0 | 0 | 0 | 0 | 0 | 0 | 0 | 0 | 0 | 0 | 1 | 1 | 1 | 0 | 0 | 1 | 0 | 0 | 0 | 0 | 0 | 0 | 0 | 0 | 0 | 0 | 0 | 0 | 0 | 0 | 0 | 0 | 0 | 0 | 0 | 0 | 0 | 0 | 0 | 0 | 0 | 0 | 0 | 0 | 0 | 0 | 0 | 0 | 0 | 0 | 0 | 0 | 0 | 0 | 0 | 0 | 0 | 0 | 0 | 0 | 0 | 0 | 0 | 0 | 0 | 0 | 0 | 0 | 0 | 0 | 0 | 0 | 0 | 0 | 0 | 0 | 0 | 4 |  | 0 | 0 | 0 | 0 | 0 | 0 | 0 | 0 | 0 | 0 | 0 | 0 | 0 | 0 | 0 | 0 | 0 | 0 | 0 | 0 | 0 | 0 | 0 | 0 | 0 | 0 | 0 | 0 | 0 | 0 | 0 | 0 | 0 | 0 | 0 | 0 | 246.81 | 1766.905 | 4282.768 | San Luis Rey-San Onofre 230 kV line constraint | San Luis Rey-San Onofre 230 kV line constraint | Silvergate - Bay Blvd 230 kV constraint |  | 0 | 0 | 0 | 0 | 0 | 0 | 246.81 | 1766.905 | 4282.768 | San Luis Rey-San Onofre 230 kV line constraint | San Luis Rey-San Onofre 230 kV line constraint | Silvergate - Bay Blvd 230 kV constraint |  | 1 | 1 | NO | 1 | 1 | 1 | NO | 1
PG&E KERN | Old River | 70 | 0 | 0 | 0 | 0 | 0 | 0 | 0 | 0 | 0 | 0 | 0 | 0 | 0 | 0 | 0 | 0 | 0 | 0 | 0 | 0 | 0 | 0 | 0 | 0 | 0 | 0 | 0 | 0 | 0 | 0 | 0 | 0 | 0 | 0 | 0 | 0 | 0 | 0 | 0 | 0 | 0 | 0 | 0 | 0 | 0 | 0 | 0 | 0 | 0 | 0 | 0 | 0 | 0 | 0 | 0 | 0 | 0 | 0 | 0 | 0 | 0 | 0 | 0 | 0 | 0 | 0 | 0 | 1 | 0 | 0 | 1 | 1 | 1 | 0 | 1 | 0 | 0 | 0 | 1 | 0 | 0 | 0 | 0 | 0 | 0 | 0 | 0 | 0 | 0 | 0 | 0 | 0 | 0 | 0 | 1 | 0 | 0 | 0 |  | 0 | 0 | 0 | 0 | 0 | 0 | 0 | 0 | 0 | 0 | 0 | 0 | 0 | 0 | 0 | 0 | 0 | 0 | 0 | 0 | 0 | 0 | 0 | 2.4 | 0 | 0 | 0 | 0 | 0 | 1 | 1 | 0 | 0 | 0 | 1 | 1 | -820.765 | 4.0117 | -2088.8969 | Mustang-Henrietta 230 kV line | Cal Flat-Gates 230 kV line | Mustang-Henrietta 230 kV line |  | 0 | 0 | 0 | 0 | 0 | 0 | 17.78 | 4.0117 | 3.675 | Midway-Taft 115 kV line | Cal Flat-Gates 230 kV line | Cal Flat-Gates 230 kV line |  | 5 | 1 | YES | 2 | 5 | 1 | YES | 2
SDGE | Old Town | 230 | 0 | 0 | 0 | 0 | 0 | 0 | 0 | 0 | 0 | 0 | 0 | 0 | 0 | 0 | 0 | 0 | 0 | 0 | 0 | 0 | 0 | 0 | 0 | 0 | 0 | 0 | 0 | 0 | 0 | 0 | 1 | 0 | 1 | 0 | 0 | 0 | 0 | 0 | 0 | 0 | 0 | 0 | 0 | 0 | 0 | 0 | 0 | 0 | 0 | 0 | 0 | 0 | 0 | 0 | 0 | 0 | 0 | 0 | 0 | 0 | 0 | 0 | 0 | 0 | 0 | 0 | 0 | 0 | 0 | 0 | 0 | 0 | 0 | 0 | 0 | 0 | 0 | 0 | 0 | 0 | 0 | 0 | 0 | 0 | 0 | 0 | 0 | 0 | 0 | 0 | 0 | 0 | 0 | 0 | 0 | 0 | 0 | 2 |  | 0 | 0 | 0 | 0 | 0 | 0 | 0 | 0 | 0 | 0 | 0 | 0 | 0 | 0 | 0 | 0 | 0 | 0 | 0 | 0 | 0 | 0 | 0 | 0 | 0 | 0 | 0 | 0 | 0 | 0 | 0 | 0 | 0 | 0 | 0 | 0 | 246.81 | 1766.905 | 8002.2844 | San Luis Rey-San Onofre 230 kV line constraint | San Luis Rey-San Onofre 230 kV line constraint | Encina - San Luis Rey 230 kV constraint |  | 0 | 0 | 0 | 0 | 0 | 0 | 246.81 | 1766.905 | 8002.2844 | San Luis Rey-San Onofre 230 kV line constraint | San Luis Rey-San Onofre 230 kV line constraint | Encina - San Luis Rey 230 kV constraint |  | 1 | 1 | NO | 1 | 1 | 1 | NO | 1
SCE Metro | Olinda | 230 | 0 | 0 | 0 | 0 | 0 | 0 | 0 | 0 | 0 | 1 | 0 | 0 | 0 | 0 | 0 | 0 | 0 | 0 | 0 | 0 | 0 | 0 | 0 | 0 | 0 | 0 | 0 | 0 | 0 | 0 | 0 | 0 | 0 | 0 | 0 | 0 | 0 | 0 | 0 | 0 | 0 | 0 | 0 | 0 | 0 | 0 | 0 | 0 | 0 | 0 | 0 | 0 | 0 | 0 | 0 | 0 | 0 | 0 | 0 | 0 | 0 | 0 | 0 | 0 | 0 | 0 | 0 | 0 | 0 | 0 | 0 | 0 | 0 | 0 | 0 | 0 | 0 | 0 | 0 | 0 | 0 | 0 | 0 | 0 | 0 | 0 | 0 | 0 | 0 | 0 | 0 | 0 | 0 | 0 | 0 | 0 | 0 | 0 |  | 0 | 0 | 0 | 0 | 0 | 0 | 0 | 0 | 0 | 0 | 0 | 0 | 0 | 0 | 0 | 0 | 0 | 0 | 0 | 0 | 0 | 0 | 0 | 0 | 0 | 0 | 0 | 0 | 0 | 0 | 0 | 0 | 0 | 0 | 0 | 0 | 9384.6 | 11197.7 | 14407.5055 | SCE Metro Area Default Constraint | SCE Metro Area Default Constraint | SCE Metro Area Default Constraint |  | 0 | 0 | 0 | 0 | 0 | 0 | 9384.6 | 11197.7 | 14407.5055 | SCE Metro Area Default Constraint | SCE Metro Area Default Constraint | SCE Metro Area Default Constraint |  | 1 | 1 | NO | 1 | 1 | 1 | NO | 1
PG&E FRESNO | Olive | 115 | 0 | 0 | 0 | 0 | 0 | 0 | 0 | 0 | 0 | 0 | 0 | 0 | 0 | 0 | 0 | 0 | 0 | 0 | 0 | 0 | 0 | 0 | 0 | 0 | 0 | 0 | 0 | 0 | 0 | 0 | 0 | 0 | 0 | 0 | 0 | 0 | 0 | 0 | 0 | 0 | 0 | 0 | 0 | 0 | 0 | 0 | 0 | 0 | 0 | 0 | 0 | 0 | 0 | 0 | 0 | 0 | 0 | 0 | 0 | 0 | 0 | 0 | 0 | 0 | 0 | 0 | 0 | 1 | 0 | 1 | 1 | 0 | 0 | 0 | 1 | 1 | 0 | 0 | 1 | 1 | 0 | 0 | 0 | 0 | 0 | 0 | 0 | 0 | 0 | 0 | 0 | 0 | 0 | 0 | 1 | 0 | 0 | 0 |  | 0 | 0 | 0 | 0 | 0 | 0 | 0 | 0 | 0 | 0 | 0 | 0 | 0 | 0 | 0 | 0 | 0 | 0 | 0 | 0 | 0 | 0 | 0 | 0 | 40 | 0 | 20 | 0 | 0 | 1 | 2 | 0 | 1 | 0 | 2 | 1 | -820.765 | -457.5793 | -2088.8969 | Mustang-Henrietta 230 kV line | Gates 500/230kV TB #11 | Mustang-Henrietta 230 kV line |  | 0 | 0 | 0 | 0 | 0 | 0 | 35.715 | 4.0117 | 3.675 | Cal Flat-Gates 230 kV line | Cal Flat-Gates 230 kV line | Cal Flat-Gates 230 kV line |  | 5 | 1 | YES | 2 | 5 | 1 | YES | 2
PG&E NGBA | Olivehurst | 115 | 0 | 0 | 0 | 0 | 0 | 0 | 0 | 0 | 0 | 0 | 0 | 0 | 0 | 0 | 0 | 0 | 0 | 0 | 0 | 0 | 0 | 0 | 0 | 0 | 0 | 0 | 0 | 0 | 0 | 0 | 0 | 0 | 0 | 0 | 0 | 0 | 0 | 0 | 0 | 1 | 0 | 0 | 0 | 0 | 1 | 1 | 1 | 1 | 0 | 0 | 0 | 0 | 0 | 0 | 0 | 0 | 0 | 0 | 0 | 1 | 1 | 0 | 0 | 0 | 0 | 0 | 0 | 0 | 0 | 0 | 0 | 0 | 0 | 0 | 0 | 0 | 0 | 0 | 0 | 0 | 0 | 0 | 0 | 0 | 0 | 0 | 0 | 0 | 0 | 0 | 0 | 0 | 0 | 0 | 0 | 0 | 0 | 0 |  | 0 | 0 | 0 | 0 | 0 | 0 | 0 | 0 | 0 | 0 | 0 | 0 | 0 | 0 | 0 | 0 | 0 | 0 | 0 | 0 | 0 | 0 | 0 | 0 | 0 | 0 | 0 | 0 | 0 | 0 | 3 | 0 | 1 | 0 | 0 | 0 | -1552.755 | -1083.3241 | 81.4956 | Collinsville-Tesla 500 kV Line | Bellota-Weber 230kV line | Rocklin-Pleaseant grove 115kV line |  | 0 | 2 | 0 | 1 | 0 | 0 | -1091.3965 | -623.3241 | 81.4956 | Tesla-Bellota 230 kV line | Bellota-Weber 230kV line | Rocklin-Pleaseant grove 115kV line |  | 5 | 4 | YES | 4 | 1 | 1 | NO | 1
PG&E NGBA | Oregon Trail | 60 | 0 | 0 | 0 | 0 | 0 | 0 | 0 | 0 | 0 | 0 | 0 | 0 | 0 | 0 | 0 | 0 | 0 | 0 | 0 | 0 | 0 | 0 | 0 | 0 | 0 | 0 | 0 | 0 | 0 | 0 | 0 | 0 | 0 | 0 | 0 | 0 | 0 | 0 | 0 | 1 | 0 | 0 | 0 | 0 | 0 | 0 | 0 | 0 | 0 | 0 | 0 | 0 | 0 | 0 | 0 | 0 | 0 | 0 | 0 | 0 | 0 | 0 | 0 | 0 | 0 | 0 | 0 | 0 | 0 | 0 | 0 | 0 | 0 | 0 | 0 | 0 | 0 | 0 | 0 | 0 | 0 | 0 | 0 | 0 | 0 | 0 | 0 | 0 | 0 | 0 | 0 | 0 | 0 | 0 | 0 | 0 | 0 | 0 |  | 0 | 0 | 0 | 0 | 0 | 0 | 0 | 0 | 0 | 0 | 0 | 0 | 0 | 0 | 0 | 0 | 0 | 0 | 0 | 0 | 0 | 0 | 0 | 0 | 0 | 0 | 0 | 0 | 0 | 0 | 1 | 0 | 0 | 0 | 0 | 0 | -1552.755 | 590.186 | 5456.3208 | Collinsville-Tesla 500 kV Line | Collinsville-Tesla 500 kV Line | Collinsville-Tesla 500 kV Line |  | 0 | 0 | 0 | 0 | 0 | 0 | 7092.245 | 9235.186 | 5456.3208 | Collinsville-Tesla 500 kV Line | Collinsville-Tesla 500 kV Line | Collinsville-Tesla 500 kV Line |  | 5 | 1 | YES | 2 | 1 | 1 | NO | 1
SCE Northern | Ormond Beach | 230 | 0 | 0 | 1 | 0 | 1 | 0 | 0 | 0 | 0 | 0 | 0 | 0 | 0 | 0 | 0 | 0 | 0 | 0 | 0 | 0 | 0 | 0 | 0 | 0 | 1 | 0 | 0 | 0 | 0 | 0 | 0 | 0 | 0 | 0 | 0 | 0 | 0 | 0 | 0 | 0 | 0 | 0 | 0 | 0 | 0 | 0 | 0 | 0 | 0 | 0 | 0 | 0 | 0 | 0 | 0 | 0 | 0 | 0 | 0 | 0 | 0 | 0 | 0 | 0 | 0 | 0 | 0 | 0 | 0 | 0 | 0 | 0 | 0 | 0 | 0 | 0 | 0 | 0 | 0 | 0 | 0 | 0 | 0 | 0 | 0 | 0 | 0 | 0 | 0 | 0 | 0 | 0 | 0 | 0 | 0 | 0 | 0 | 0 |  | 0 | 0 | 0 | 0 | 0 | 0 | 0 | 0 | 0 | 0 | 0 | 0 | 0 | 0 | 0 | 0 | 0 | 0 | 0 | 0 | 0 | 0 | 0 | 0 | 0 | 0 | 0 | 0 | 0 | 0 | 1 | 0 | 0 | 0 | 0 | 0 | -2392.615 | 646.5 | 3256 | Lugo - Victorville area constraint | Moorpark-Pardee Constraint | Moorpark-Pardee Constraint |  | 0 | 0 | 0 | 0 | 0 | 0 | 339 | 646.5 | 3256 | Moorpark-Pardee Constraint | Moorpark-Pardee Constraint | Moorpark-Pardee Constraint |  | 5 | 1 | YES | 2 | 1 | 1 | NO | 1
PG&E FRESNO | Oro Loma | 115 | 0 | 0 | 0 | 0 | 0 | 0 | 0 | 0 | 0 | 0 | 0 | 0 | 0 | 0 | 0 | 0 | 0 | 0 | 0 | 0 | 0 | 0 | 0 | 0 | 0 | 0 | 0 | 0 | 0 | 0 | 0 | 0 | 0 | 0 | 0 | 0 | 0 | 0 | 0 | 0 | 0 | 0 | 0 | 0 | 0 | 0 | 0 | 0 | 0 | 0 | 0 | 0 | 0 | 0 | 0 | 0 | 0 | 0 | 0 | 0 | 0 | 0 | 0 | 0 | 0 | 0 | 0 | 0 | 0 | 0 | 0 | 0 | 0 | 0 | 0 | 0 | 0 | 0 | 0 | 1 | 0 | 1 | 0 | 0 | 0 | 1 | 0 | 1 | 0 | 0 | 0 | 0 | 1 | 0 | 0 | 0 | 0 | 1 |  | 0 | 0 | 0 | 0 | 0 | 0 | 0 | 0 | 0 | 0 | 0 | 0 | 0 | 0 | 0 | 0 | 0 | 0 | 0 | 0 | 0 | 0 | 0 | 0 | 0 | 0 | 0 | 0 | 0 | 0 | 2 | 0 | 2 | 0 | 3 | 0 | -517.15 | -565.905 | -1079.1245 | Tranquility-Helm 230kV Line | Tranquility-Helm 230kV Line | Gates 500/230kV TB #11 |  | 0 | 0 | 0 | 0 | 1 | 0 | 145.35 | 167.85 | -239.7374 | Oro Loma-El Nido 115kV Line | Oro Loma-El Nido 115kV Line | Oro Loma-El Nido 115kV Line |  | 5 | 1 | YES | 2 | 5 | 5 | NO | 5
PG&E FRESNO | Oro Loma | 70 | 0 | 0 | 0 | 0 | 0 | 0 | 0 | 0 | 0 | 0 | 0 | 0 | 0 | 0 | 0 | 0 | 0 | 0 | 0 | 0 | 0 | 0 | 0 | 0 | 0 | 0 | 0 | 0 | 0 | 0 | 0 | 0 | 0 | 0 | 0 | 0 | 0 | 0 | 0 | 0 | 0 | 0 | 0 | 0 | 0 | 0 | 0 | 0 | 0 | 0 | 0 | 0 | 0 | 0 | 0 | 0 | 0 | 0 | 0 | 0 | 0 | 0 | 0 | 0 | 0 | 0 | 0 | 0 | 0 | 0 | 0 | 0 | 0 | 0 | 0 | 0 | 0 | 0 | 0 | 1 | 0 | 0 | 0 | 0 | 0 | 1 | 0 | 1 | 0 | 0 | 0 | 0 | 1 | 0 | 0 | 0 | 0 | 1 |  | 0 | 0 | 0 | 0 | 0 | 0 | 0 | 0 | 0 | 0 | 0 | 0 | 0 | 0 | 0 | 0 | 0 | 0 | 0 | 0 | 0 | 0 | 0 | 5 | 0 | 0 | 0 | 0 | 0 | 1 | 1 | 0 | 1 | 0 | 2 | 0 | -399.853 | -457.5793 | -1079.1245 | Gates 500/230kV TB #11 | Gates 500/230kV TB #11 | Gates 500/230kV TB #11 |  | 0 | 0 | 0 | 0 | 1 | 0 | 145.35 | 167.85 | -239.7374 | Oro Loma-El Nido 115kV Line | Oro Loma-El Nido 115kV Line | Oro Loma-El Nido 115kV Line |  | 5 | 1 | YES | 2 | 5 | 5 | NO | 5
PG&E FRESNO | Orosi | 70 | 0 | 0 | 0 | 0 | 0 | 0 | 0 | 0 | 0 | 0 | 0 | 0 | 0 | 0 | 0 | 0 | 0 | 0 | 0 | 0 | 0 | 0 | 0 | 0 | 0 | 0 | 0 | 0 | 0 | 0 | 0 | 0 | 0 | 0 | 0 | 0 | 0 | 0 | 0 | 0 | 0 | 0 | 0 | 0 | 0 | 0 | 0 | 0 | 0 | 0 | 0 | 0 | 0 | 0 | 0 | 0 | 0 | 0 | 0 | 0 | 0 | 0 | 0 | 0 | 0 | 0 | 0 | 0 | 1 | 0 | 0 | 0 | 0 | 0 | 0 | 0 | 0 | 0 | 0 | 1 | 0 | 1 | 0 | 1 | 0 | 1 | 0 | 0 | 0 | 0 | 0 | 0 | 0 | 0 | 0 | 0 | 0 | 1 |  | 0 | 0 | 0 | 0 | 0 | 0 | 0 | 0 | 0 | 0 | 0 | 0 | 0 | 0 | 0 | 0 | 0 | 0 | 0 | 0 | 0 | 0 | 0 | 0 | 0 | 0 | 0 | 0 | 0 | 0 | 3 | 0 | 3 | 0 | 3 | 0 | -724.15 | -774.45 | -1079.1245 | Chowchilla-Le grand 115kV Line | Chowchilla-Le grand 115kV Line | Gates 500/230kV TB #11 |  | 0 | 0 | 0 | 0 | 1 | 0 | 486.85 | 436.55 | -210.6574 | Chowchilla-Le grand 115kV Line | Chowchilla-Le grand 115kV Line | Chowchilla-Le grand 115kV Line |  | 5 | 1 | YES | 2 | 5 | 5 | NO | 5
SDGE | Otay | 69 | 0 | 0 | 0 | 0 | 0 | 0 | 0 | 0 | 0 | 0 | 0 | 0 | 0 | 0 | 0 | 0 | 0 | 0 | 0 | 0 | 0 | 0 | 0 | 0 | 0 | 0 | 0 | 0 | 0 | 1 | 1 | 0 | 1 | 0 | 0 | 1 | 1 | 0 | 0 | 0 | 0 | 0 | 0 | 0 | 0 | 0 | 0 | 0 | 0 | 0 | 0 | 0 | 0 | 0 | 0 | 0 | 0 | 0 | 0 | 0 | 0 | 0 | 0 | 0 | 0 | 0 | 0 | 0 | 0 | 0 | 0 | 0 | 0 | 0 | 0 | 0 | 0 | 0 | 0 | 0 | 0 | 0 | 0 | 0 | 0 | 0 | 0 | 0 | 0 | 0 | 0 | 0 | 0 | 0 | 0 | 0 | 0 | 4 |  | 0 | 0 | 0 | 0 | 0 | 0 | 0 | 0 | 0 | 0 | 0 | 6 | 0 | 0 | 1 | 0 | 0 | 0 | 0 | 0 | 0 | 0 | 0 | 0 | 0 | 0 | 55.7 | 0 | 0 | 1 | 0 | 0 | 0 | 0 | 0 | 0 | 159.09 | 195.045 | 299.0864 | Miguel 69 kV constraint | Miguel 69 kV constraint | Miguel 69 kV constraint |  | 0 | 0 | 0 | 0 | 0 | 0 | 159.09 | 195.045 | 299.0864 | Miguel 69 kV constraint | Miguel 69 kV constraint | Miguel 69 kV constraint |  | 1 | 1 | NO | 1 | 1 | 1 | NO | 1
SDGE | Otay Mesa | 230 | 0 | 0 | 0 | 0 | 0 | 0 | 0 | 0 | 0 | 0 | 0 | 0 | 0 | 0 | 0 | 0 | 0 | 0 | 0 | 0 | 0 | 0 | 0 | 0 | 0 | 0 | 0 | 0 | 1 | 0 | 1 | 0 | 1 | 0 | 1 | 1 | 1 | 0 | 0 | 0 | 0 | 0 | 0 | 0 | 0 | 0 | 0 | 0 | 0 | 0 | 0 | 0 | 0 | 0 | 0 | 0 | 0 | 0 | 0 | 0 | 0 | 0 | 0 | 0 | 0 | 0 | 0 | 0 | 0 | 0 | 0 | 0 | 0 | 0 | 0 | 0 | 0 | 0 | 0 | 0 | 0 | 0 | 0 | 0 | 0 | 0 | 0 | 0 | 0 | 0 | 0 | 0 | 0 | 0 | 0 | 0 | 0 | 5 |  | 0 | 0 | 0 | 0 | 0 | 0 | 0 | 0 | 0 | 0 | 0 | -65 | 0 | 0 | 1 | 0 | 0 | 0 | 0 | 0 | 0 | 0 | 0 | 0 | 0 | 0 | 0 | 0 | 0 | 0 | 0 | 0 | 0 | 0 | 0 | 0 | 246.81 | 1175 | 1175 | San Luis Rey-San Onofre 230 kV line constraint | Otay Mesa 230 kV constraint | Otay Mesa 230 kV constraint |  | 0 | 0 | 0 | 0 | 0 | 0 | 246.81 | 1175 | 1175 | San Luis Rey-San Onofre 230 kV line constraint | Otay Mesa 230 kV constraint | Otay Mesa 230 kV constraint |  | 1 | 1 | NO | 1 | 1 | 1 | NO | 1
PG&E FRESNO | Padre Flats SW STA | 230 | 0 | 0 | 0 | 0 | 0 | 0 | 0 | 0 | 0 | 0 | 0 | 0 | 0 | 0 | 0 | 0 | 0 | 0 | 0 | 0 | 0 | 0 | 0 | 0 | 0 | 0 | 0 | 0 | 0 | 0 | 0 | 0 | 0 | 0 | 0 | 0 | 0 | 0 | 0 | 0 | 0 | 0 | 0 | 0 | 0 | 0 | 0 | 0 | 0 | 0 | 0 | 0 | 0 | 0 | 0 | 0 | 0 | 0 | 0 | 0 | 0 | 0 | 0 | 0 | 0 | 0 | 0 | 0 | 0 | 0 | 0 | 0 | 0 | 0 | 0 | 0 | 0 | 0 | 0 | 1 | 0 | 0 | 0 | 0 | 0 | 1 | 0 | 0 | 0 | 0 | 0 | 0 | 0 | 0 | 0 | 0 | 0 | 1 |  | 0 | 0 | 0 | 0 | 0 | 0 | 0 | 0 | 0 | 0 | 0 | 0 | 0 | 0 | 0 | 0 | 0 | 0 | 0 | 0 | 0 | 0 | 0 | 0 | 0 | 0 | 0 | 0 | 0 | 0 | 1 | 0 | 1 | 0 | 1 | 0 | -399.853 | -457.5793 | -1079.1245 | Gates 500/230kV TB #11 | Gates 500/230kV TB #11 | Gates 500/230kV TB #11 |  | 0 | 0 | 0 | 0 | 0 | 0 | 2257.512 | 2475.146 | 3727.6321 | Los Banos 500/230kV TB | Los Banos 500/230kV TB | Los Banos 500/230kV TB |  | 5 | 1 | YES | 2 | 5 | 1 | YES | 2
EOP | Pahrump | 138 | 0 | 0 | 0 | 0 | 0 | 0 | 0 | 0 | 0 | 0 | 0 | 0 | 0 | 0 | 0 | 0 | 0 | 0 | 0 | 0 | 0 | 0 | 1 | 1 | 1 | 0 | 0 | 0 | 0 | 0 | 0 | 0 | 0 | 0 | 0 | 0 | 0 | 0 | 0 | 0 | 0 | 0 | 0 | 0 | 0 | 0 | 0 | 0 | 0 | 0 | 0 | 0 | 0 | 0 | 0 | 0 | 0 | 0 | 0 | 0 | 0 | 0 | 0 | 0 | 0 | 0 | 0 | 0 | 0 | 0 | 0 | 0 | 0 | 0 | 0 | 0 | 0 | 0 | 0 | 0 | 0 | 0 | 0 | 0 | 0 | 0 | 0 | 0 | 0 | 0 | 0 | 0 | 0 | 0 | 0 | 0 | 0 | 2 |  | 0 | 0 | 0 | 0 | 0 | 0 | 0 | 0 | 0 | 0 | 0 | 0 | 0 | 0 | 0 | 0 | 0 | 0 | 0 | 0 | 0 | 0 | 0 | 0 | 0 | 0 | 0 | 0 | 0 | 0 | 1 | 1 | 0 | 0 | 0 | 0 | -2392.615 | 660.59 | 1077.53 | Lugo - Victorville area constraint | Sloan Canyon - Eldorado 500 kV constraint | GLW 230kV area constraint |  | 0 | 1 | 0 | 0 | 0 | 0 | -250.55 | 660.59 | 1077.53 | Sloan Canyon - Eldorado 500 kV constraint | Sloan Canyon - Eldorado 500 kV constraint | GLW 230kV area constraint |  | 5 | 4 | YES | 4 | 1 | 1 | NO | 1
EOP | Pahrump | 230 | 0 | 0 | 0 | 0 | 0 | 0 | 0 | 0 | 0 | 0 | 0 | 0 | 0 | 0 | 0 | 0 | 0 | 0 | 0 | 0 | 0 | 0 | 1 | 1 | 1 | 0 | 0 | 0 | 0 | 0 | 0 | 0 | 0 | 0 | 0 | 0 | 0 | 0 | 0 | 0 | 0 | 0 | 0 | 0 | 0 | 0 | 0 | 0 | 0 | 0 | 0 | 0 | 0 | 0 | 0 | 0 | 0 | 0 | 0 | 0 | 0 | 0 | 0 | 0 | 0 | 0 | 0 | 0 | 0 | 0 | 0 | 0 | 0 | 0 | 0 | 0 | 0 | 0 | 0 | 0 | 0 | 0 | 0 | 0 | 0 | 0 | 0 | 0 | 0 | 0 | 0 | 0 | 0 | 0 | 0 | 0 | 0 | 2 |  | 0 | 0 | 0 | 0 | 0 | 0 | 0 | 0 | 0 | 0 | 0 | 0 | 0 | 0 | 0 | 0 | 0 | 0 | 0 | 0 | 0 | 0 | 0 | 0 | 0 | 0 | 0 | 0 | 0 | 0 | 1 | 1 | 0 | 0 | 0 | 0 | -2392.615 | 660.59 | 1077.53 | Lugo - Victorville area constraint | Sloan Canyon - Eldorado 500 kV constraint | GLW 230kV area constraint |  | 0 | 1 | 0 | 0 | 0 | 0 | -250.55 | 660.59 | 1077.53 | Sloan Canyon - Eldorado 500 kV constraint | Sloan Canyon - Eldorado 500 kV constraint | GLW 230kV area constraint |  | 5 | 4 | YES | 4 | 1 | 1 | NO | 1
SDGE | Pala | 69 | 0 | 0 | 0 | 0 | 0 | 0 | 0 | 0 | 0 | 0 | 0 | 0 | 0 | 0 | 0 | 0 | 0 | 0 | 0 | 0 | 0 | 0 | 0 | 0 | 0 | 1 | 0 | 0 | 1 | 0 | 1 | 0 | 1 | 1 | 0 | 0 | 0 | 1 | 0 | 0 | 0 | 0 | 0 | 0 | 0 | 0 | 0 | 0 | 0 | 0 | 0 | 0 | 0 | 0 | 0 | 0 | 0 | 0 | 0 | 0 | 0 | 0 | 0 | 0 | 0 | 0 | 0 | 0 | 0 | 0 | 0 | 0 | 0 | 0 | 0 | 0 | 0 | 0 | 0 | 0 | 0 | 0 | 0 | 0 | 0 | 0 | 0 | 0 | 0 | 0 | 0 | 0 | 0 | 0 | 0 | 0 | 0 | 3 |  | 0 | 0 | 0 | 0 | 0 | 0 | 0 | 0 | 0 | 0 | 0 | 0 | 0 | 0 | 0 | 0 | 0 | 0 | 0 | 0 | 0 | 0 | 0 | 0 | 0 | 0 | 10 | 0 | 0 | 1 | 0 | 0 | 0 | 0 | 0 | 0 | 94.4 | 149.2 | 313.6 | Ocean Ranch 69 kV constraint | Ocean Ranch 69 kV constraint | Ocean Ranch 69 kV constraint |  | 0 | 0 | 0 | 0 | 0 | 0 | 94.4 | 149.2 | 313.6 | Ocean Ranch 69 kV constraint | Ocean Ranch 69 kV constraint | Ocean Ranch 69 kV constraint |  | 1 | 1 | NO | 1 | 1 | 1 | NO | 1
PG&E NGBA | Palermo | 115 | 0 | 0 | 0 | 0 | 0 | 0 | 0 | 0 | 0 | 0 | 0 | 0 | 0 | 0 | 0 | 0 | 0 | 0 | 0 | 0 | 0 | 0 | 0 | 0 | 0 | 0 | 0 | 0 | 0 | 0 | 0 | 0 | 0 | 0 | 0 | 0 | 0 | 0 | 0 | 1 | 0 | 0 | 0 | 0 | 1 | 1 | 1 | 1 | 0 | 0 | 0 | 0 | 0 | 0 | 0 | 0 | 0 | 0 | 0 | 1 | 1 | 0 | 0 | 0 | 0 | 0 | 0 | 0 | 0 | 0 | 0 | 0 | 0 | 0 | 0 | 0 | 0 | 0 | 0 | 0 | 0 | 0 | 0 | 0 | 0 | 0 | 0 | 0 | 0 | 0 | 0 | 0 | 0 | 0 | 0 | 0 | 0 | 0 |  | 0 | 0 | 0 | 0 | 0 | 0 | 0 | 0 | 0 | 0 | 0 | 0 | 0 | 0 | 0 | 0 | 0 | 0 | 0 | 0 | 0 | 0 | 0 | 0 | 0 | 0 | 0 | 0 | 0 | 0 | 3 | 0 | 1 | 0 | 0 | 0 | -1552.755 | -1083.3241 | 81.4956 | Collinsville-Tesla 500 kV Line | Bellota-Weber 230kV line | Rocklin-Pleaseant grove 115kV line |  | 0 | 2 | 0 | 1 | 0 | 0 | -1091.3965 | -623.3241 | 81.4956 | Tesla-Bellota 230 kV line | Bellota-Weber 230kV line | Rocklin-Pleaseant grove 115kV line |  | 5 | 4 | YES | 4 | 1 | 1 | NO | 1
PG&E NGBA | Palermo | 230 | 0 | 0 | 0 | 0 | 0 | 0 | 0 | 0 | 0 | 0 | 0 | 0 | 0 | 0 | 0 | 0 | 0 | 0 | 0 | 0 | 0 | 0 | 0 | 0 | 0 | 0 | 0 | 0 | 0 | 0 | 0 | 0 | 0 | 0 | 0 | 0 | 0 | 0 | 0 | 1 | 0 | 0 | 0 | 0 | 0 | 1 | 1 | 1 | 0 | 0 | 0 | 0 | 0 | 0 | 0 | 0 | 0 | 0 | 0 | 1 | 1 | 0 | 0 | 0 | 0 | 0 | 0 | 0 | 0 | 0 | 0 | 0 | 0 | 0 | 0 | 0 | 0 | 0 | 0 | 0 | 0 | 0 | 0 | 0 | 0 | 0 | 0 | 0 | 0 | 0 | 0 | 0 | 0 | 0 | 0 | 0 | 0 | 0 |  | 0 | 0 | 0 | 0 | 0 | 0 | 0 | 0 | 0 | 0 | 0 | 0 | 0 | 0 | 0 | 0 | 0 | 0 | 0 | 0 | 0 | 0 | 0 | 0 | 0 | 0 | 0 | 0 | 0 | 0 | 3 | 0 | 1 | 0 | 0 | 0 | -1552.755 | -1083.3241 | 417.22 | Collinsville-Tesla 500 kV Line | Bellota-Weber 230kV line | Rio Oso-Brighton 230kV line |  | 0 | 2 | 0 | 1 | 0 | 0 | -1091.3965 | -623.3241 | 417.22 | Tesla-Bellota 230 kV line | Bellota-Weber 230kV line | Rio Oso-Brighton 230kV line |  | 5 | 4 | YES | 4 | 1 | 1 | NO | 1
SCE Eastern | Palo Verde | 500 | 0 | 0 | 0 | 0 | 0 | 0 | 0 | 0 | 0 | 0 | 0 | 0 | 0 | 0 | 0 | 0 | 0 | 1 | 0 | 0 | 0 | 1 | 0 | 0 | 1 | 0 | 0 | 0 | 0 | 0 | 0 | 0 | 0 | 0 | 0 | 0 | 0 | 0 | 0 | 0 | 0 | 0 | 0 | 0 | 0 | 0 | 0 | 0 | 0 | 0 | 0 | 0 | 0 | 0 | 0 | 0 | 0 | 0 | 0 | 0 | 0 | 0 | 0 | 0 | 0 | 0 | 0 | 0 | 0 | 0 | 0 | 0 | 0 | 0 | 0 | 0 | 0 | 0 | 0 | 0 | 0 | 0 | 0 | 0 | 0 | 0 | 0 | 0 | 0 | 0 | 0 | 0 | 0 | 0 | 0 | 0 | 0 | 2 |  | 0 | 0 | 0 | 0 | 0 | 0 | 0 | 0 | 0 | 0 | 0 | 0 | 0 | 0 | 0 | 0 | 0 | 0 | 0 | 3099 | 0 | 0 | 0 | 0 | 0 | 0 | 0 | 0 | 0 | 1 | 1 | 0 | 0 | 0 | 0 | 0 | -2392.615 | 1442.61 | 3998.075 | Lugo - Victorville area constraint | Lugo - Victorville area constraint | Devers-Red Bluff Constraint |  | 0 | 0 | 0 | 0 | 0 | 0 | 334.27 | 2750.15 | 3998.075 | Serrano-Alberhill-Valley Constraint | Devers-Red Bluff Constraint | Devers-Red Bluff Constraint |  | 5 | 1 | YES | 2 | 1 | 1 | NO | 1
SDGE | Palomar Energy | 230 | 0 | 0 | 0 | 0 | 0 | 0 | 0 | 0 | 0 | 0 | 0 | 0 | 0 | 0 | 0 | 0 | 0 | 0 | 0 | 0 | 0 | 0 | 0 | 0 | 0 | 1 | 0 | 0 | 1 | 0 | 1 | 0 | 1 | 0 | 0 | 0 | 0 | 1 | 0 | 0 | 0 | 0 | 0 | 0 | 0 | 0 | 0 | 0 | 0 | 0 | 0 | 0 | 0 | 0 | 0 | 0 | 0 | 0 | 0 | 0 | 0 | 0 | 0 | 0 | 0 | 0 | 0 | 0 | 0 | 0 | 0 | 0 | 0 | 0 | 0 | 0 | 0 | 0 | 0 | 0 | 0 | 0 | 0 | 0 | 0 | 0 | 0 | 0 | 0 | 0 | 0 | 0 | 0 | 0 | 0 | 0 | 0 | 3 |  | 0 | 0 | 0 | 0 | 0 | 0 | 0 | 0 | 0 | 0 | 0 | 0 | 0 | 0 | 0 | 0 | 0 | 0 | 0 | 0 | 0 | 0 | 0 | 0 | 0 | 0 | 0 | 0 | 0 | 0 | 0 | 0 | 0 | 0 | 0 | 0 | 242.87 | 692.035 | 1692.03 | Capistrano-San Onofre 230 kV constraint | Talega 230 kV constraint | Talega 230 kV constraint |  | 0 | 0 | 0 | 0 | 0 | 0 | 242.87 | 692.035 | 1692.03 | Capistrano-San Onofre 230 kV constraint | Talega 230 kV constraint | Talega 230 kV constraint |  | 1 | 1 | NO | 1 | 1 | 1 | NO | 1
PG&E KERN | Panama | 70 | 0 | 0 | 0 | 0 | 0 | 0 | 0 | 0 | 0 | 0 | 0 | 0 | 0 | 0 | 0 | 0 | 0 | 0 | 0 | 0 | 0 | 0 | 0 | 0 | 0 | 0 | 0 | 0 | 0 | 0 | 0 | 0 | 0 | 0 | 0 | 0 | 0 | 0 | 0 | 0 | 0 | 0 | 0 | 0 | 0 | 0 | 0 | 0 | 0 | 0 | 0 | 0 | 0 | 0 | 0 | 0 | 0 | 0 | 0 | 0 | 0 | 0 | 0 | 0 | 0 | 0 | 0 | 1 | 1 | 0 | 0 | 0 | 0 | 0 | 0 | 0 | 0 | 0 | 0 | 1 | 0 | 0 | 0 | 0 | 0 | 0 | 0 | 0 | 0 | 0 | 0 | 0 | 0 | 0 | 0 | 0 | 0 | 0 |  | 0 | 0 | 0 | 0 | 0 | 0 | 0 | 0 | 0 | 0 | 0 | 0 | 0 | 0 | 0 | 0 | 0 | 0 | 0 | 0 | 0 | 0 | 0 | 0 | 0 | 0 | 0 | 0 | 0 | 0 | 1 | 0 | 1 | 0 | 1 | 0 | -399.853 | -457.5793 | -1079.1245 | Gates 500/230kV TB #11 | Gates 500/230kV TB #11 | Gates 500/230kV TB #11 |  | 0 | 0 | 0 | 0 | 0 | 0 | 35.715 | 4.0117 | 3.675 | Cal Flat-Gates 230 kV line | Cal Flat-Gates 230 kV line | Cal Flat-Gates 230 kV line |  | 5 | 1 | YES | 2 | 5 | 1 | YES | 2
PG&E FRESNO | Panoche | 115 | 0 | 0 | 0 | 0 | 0 | 0 | 0 | 0 | 0 | 0 | 0 | 0 | 0 | 0 | 0 | 0 | 0 | 0 | 0 | 0 | 0 | 0 | 0 | 0 | 0 | 0 | 0 | 0 | 0 | 0 | 0 | 0 | 0 | 0 | 0 | 0 | 0 | 0 | 0 | 0 | 0 | 0 | 0 | 0 | 0 | 1 | 0 | 0 | 0 | 0 | 0 | 0 | 0 | 0 | 0 | 0 | 0 | 0 | 0 | 0 | 0 | 0 | 0 | 0 | 0 | 0 | 0 | 0 | 0 | 0 | 0 | 0 | 0 | 0 | 0 | 0 | 0 | 0 | 1 | 1 | 1 | 1 | 1 | 0 | 0 | 1 | 0 | 1 | 0 | 0 | 0 | 0 | 0 | 0 | 0 | 0 | 0 | 1 |  | 0 | 0 | 0 | 0 | 0 | 0 | 0 | 0 | 0 | 0 | 0 | 0 | 0 | 0 | 0 | 0 | 0 | 0 | 0 | 0 | 0 | 0 | 0 | 6.15 | 0 | 0 | 0 | 0 | 0 | 1 | 3 | 0 | 3 | 0 | 3 | 0 | -1140.5815 | -1083.3241 | -1707.7948 | Bellota-Weber 230kV line | Bellota-Weber 230kV line | Gates 500/230kV TB #12 |  | 0 | 1 | 0 | 1 | 0 | 0 | -680.5815 | -623.3241 | 26.4415 | Bellota-Weber 230kV line | Bellota-Weber 230kV line | Gates 230/70kV TB #5 |  | 5 | 4 | YES | 4 | 5 | 1 | YES | 2
PG&E FRESNO | Panoche | 230 | 0 | 0 | 0 | 0 | 0 | 0 | 0 | 0 | 0 | 0 | 0 | 0 | 0 | 0 | 0 | 0 | 0 | 0 | 0 | 0 | 0 | 0 | 0 | 0 | 0 | 0 | 0 | 0 | 0 | 0 | 0 | 0 | 0 | 0 | 0 | 0 | 0 | 0 | 0 | 0 | 0 | 0 | 0 | 0 | 0 | 0 | 0 | 0 | 0 | 0 | 0 | 0 | 0 | 0 | 0 | 0 | 0 | 0 | 0 | 0 | 0 | 0 | 0 | 0 | 0 | 0 | 0 | 0 | 0 | 0 | 0 | 0 | 0 | 0 | 0 | 0 | 0 | 0 | 1 | 1 | 0 | 1 | 0 | 0 | 0 | 1 | 0 | 0 | 0 | 0 | 0 | 0 | 0 | 0 | 0 | 0 | 0 | 1 |  | 0 | 0 | 0 | 0 | 0 | 0 | 0 | 0 | 0 | 0 | 0 | 0 | 0 | 0 | 0 | 0 | 0 | 0 | 0 | 0 | 0 | 0 | 0 | 0 | 200 | 400 | 0 | 160 | 0 | 1 | 2 | 0 | 2 | 0 | 3 | 0 | -517.15 | -565.905 | -1707.7948 | Tranquility-Helm 230kV Line | Tranquility-Helm 230kV Line | Gates 500/230kV TB #12 |  | 0 | 0 | 0 | 0 | 0 | 0 | 1756.85 | 1708.095 | 109.8191 | Tranquility-Helm 230kV Line | Tranquility-Helm 230kV Line | Tranquility-Helm 230kV Line |  | 5 | 1 | YES | 2 | 5 | 1 | YES | 2
SCE Northern | Pardee | 230 | 0 | 0 | 1 | 0 | 0 | 0 | 0 | 0 | 0 | 0 | 0 | 0 | 0 | 0 | 0 | 0 | 0 | 0 | 0 | 0 | 0 | 0 | 0 | 0 | 1 | 0 | 0 | 0 | 0 | 0 | 0 | 0 | 0 | 0 | 0 | 0 | 0 | 0 | 0 | 0 | 0 | 0 | 0 | 0 | 0 | 0 | 0 | 0 | 0 | 0 | 0 | 0 | 0 | 0 | 0 | 0 | 0 | 0 | 0 | 0 | 0 | 0 | 0 | 0 | 0 | 0 | 0 | 0 | 0 | 0 | 0 | 0 | 0 | 0 | 0 | 0 | 0 | 0 | 0 | 0 | 0 | 0 | 0 | 0 | 0 | 0 | 0 | 0 | 0 | 0 | 0 | 0 | 0 | 0 | 0 | 0 | 0 | 0 |  | 0 | 0 | 0 | 0 | 0 | 0 | 0 | 0 | 0 | 0 | 0 | 80 | 0 | 0 | 1 | 0 | 0 | 0 | 0 | 0 | 0 | 0 | 0 | 0 | 0 | 0 | 95 | 0 | 0 | 1 | 1 | 0 | 0 | 0 | 0 | 0 | -2392.615 | 1442.61 | 4165.195 | Lugo - Victorville area constraint | Lugo - Victorville area constraint | Lugo - Victorville area constraint |  | 0 | 0 | 0 | 0 | 0 | 0 | 1912.65 | 2284 | 6908.79 | Pardee-Sylmar Constraint | Pardee-Sylmar Constraint | Pardee-Sylmar Constraint |  | 5 | 1 | YES | 2 | 1 | 1 | NO | 1
PG&E NGBA | Parkway | 230 | 0 | 0 | 0 | 0 | 0 | 0 | 0 | 0 | 0 | 0 | 0 | 0 | 0 | 0 | 0 | 0 | 0 | 0 | 0 | 0 | 0 | 0 | 0 | 0 | 0 | 0 | 0 | 0 | 0 | 0 | 0 | 0 | 0 | 0 | 0 | 0 | 0 | 0 | 0 | 1 | 0 | 0 | 0 | 0 | 0 | 0 | 0 | 0 | 0 | 0 | 0 | 0 | 0 | 0 | 0 | 1 | 0 | 0 | 0 | 0 | 0 | 0 | 0 | 0 | 0 | 0 | 1 | 0 | 0 | 0 | 0 | 0 | 0 | 0 | 0 | 0 | 0 | 0 | 0 | 0 | 0 | 0 | 0 | 0 | 0 | 0 | 0 | 0 | 0 | 0 | 0 | 0 | 0 | 0 | 0 | 0 | 0 | 0 |  | 0 | 0 | 0 | 0 | 0 | 0 | 0 | 0 | 0 | 0 | 0 | 0 | 0 | 0 | 0 | 0 | 3.8 | 0 | 0 | 0 | 0 | 0 | 0 | 0 | 0 | 0 | 0 | 0 | 0 | 1 | 3 | 0 | 1 | 0 | 0 | 0 | -1552.755 | -150.277 | 634.382 | Collinsville-Tesla 500 kV Line | Birds Landing-Contra Costa 230kV Line | Birds Landing-Contra Costa 230kV Line |  | 0 | 0 | 0 | 0 | 0 | 0 | 1338.475 | 1615.723 | 634.382 | Birds Landing-Contra Costa 230kV Line | Birds Landing-Contra Costa 230kV Line | Birds Landing-Contra Costa 230kV Line |  | 5 | 1 | YES | 2 | 1 | 1 | NO | 1
SCE Northern | Pastoria | 230 | 0 | 0 | 1 | 0 | 0 | 0 | 1 | 0 | 0 | 0 | 0 | 0 | 0 | 0 | 0 | 0 | 0 | 0 | 0 | 0 | 0 | 0 | 0 | 0 | 1 | 0 | 0 | 0 | 0 | 0 | 0 | 0 | 0 | 0 | 0 | 0 | 0 | 0 | 0 | 0 | 0 | 0 | 0 | 0 | 0 | 0 | 0 | 0 | 0 | 0 | 0 | 0 | 0 | 0 | 0 | 0 | 0 | 0 | 0 | 0 | 0 | 0 | 0 | 0 | 0 | 0 | 0 | 0 | 0 | 0 | 0 | 0 | 0 | 0 | 0 | 0 | 0 | 0 | 0 | 0 | 0 | 0 | 0 | 0 | 0 | 0 | 0 | 0 | 0 | 0 | 0 | 0 | 0 | 0 | 0 | 0 | 0 | 0 |  | 0 | 0 | 0 | 0 | 0 | 0 | 0 | 0 | 0 | 0 | 0 | 0 | 0 | 0 | 0 | 0 | 0 | 0 | 0 | 0 | 0 | 0 | 0 | 0 | 0 | 105 | 80 | 0 | 0 | 1 | 1 | 0 | 0 | 0 | 0 | 0 | -2392.615 | 86 | 1910.79 | Lugo - Victorville area constraint | South of Magunden Constraint | South of Magunden Constraint |  | 0 | 0 | 0 | 0 | 0 | 0 | 69.65 | 86 | 1910.79 | South of Magunden Constraint | South of Magunden Constraint | South of Magunden Constraint |  | 5 | 1 | YES | 2 | 1 | 1 | NO | 1
SCE Metro | Pauda | 230 | 0 | 0 | 0 | 0 | 0 | 0 | 0 | 0 | 0 | 1 | 0 | 0 | 0 | 0 | 0 | 0 | 0 | 0 | 0 | 0 | 0 | 0 | 0 | 0 | 0 | 0 | 0 | 0 | 0 | 0 | 0 | 0 | 0 | 0 | 0 | 0 | 0 | 0 | 0 | 0 | 0 | 0 | 0 | 0 | 0 | 0 | 0 | 0 | 0 | 0 | 0 | 0 | 0 | 0 | 0 | 0 | 0 | 0 | 0 | 0 | 0 | 0 | 0 | 0 | 0 | 0 | 0 | 0 | 0 | 0 | 0 | 0 | 0 | 0 | 0 | 0 | 0 | 0 | 0 | 0 | 0 | 0 | 0 | 0 | 0 | 0 | 0 | 0 | 0 | 0 | 0 | 0 | 0 | 0 | 0 | 0 | 0 | 0 |  | 0 | 0 | 0 | 0 | 0 | 0 | 0 | 0 | 0 | 0 | 0 | 0 | 0 | 0 | 0 | 0 | 0 | 0 | 0 | 0 | 0 | 0 | 0 | 0 | 0 | 0 | 120 | 0 | 0 | 1 | 0 | 0 | 0 | 0 | 0 | 0 | 9384.6 | 11197.7 | 14407.5055 | SCE Metro Area Default Constraint | SCE Metro Area Default Constraint | SCE Metro Area Default Constraint |  | 0 | 0 | 0 | 0 | 0 | 0 | 9384.6 | 11197.7 | 14407.5055 | SCE Metro Area Default Constraint | SCE Metro Area Default Constraint | SCE Metro Area Default Constraint |  | 1 | 1 | NO | 1 | 1 | 1 | NO | 1
PG&E GBA | Paul Sweet | 115 | 0 | 0 | 0 | 0 | 0 | 0 | 0 | 0 | 0 | 0 | 0 | 0 | 0 | 0 | 0 | 0 | 0 | 0 | 0 | 0 | 0 | 0 | 0 | 0 | 0 | 0 | 0 | 0 | 0 | 0 | 0 | 0 | 0 | 0 | 0 | 0 | 0 | 0 | 0 | 0 | 0 | 0 | 0 | 0 | 0 | 0 | 0 | 0 | 0 | 0 | 0 | 0 | 0 | 0 | 0 | 0 | 0 | 0 | 0 | 0 | 0 | 0 | 0 | 0 | 1 | 0 | 0 | 0 | 0 | 0 | 0 | 0 | 0 | 0 | 0 | 0 | 0 | 0 | 0 | 0 | 0 | 0 | 0 | 0 | 0 | 0 | 0 | 0 | 0 | 0 | 0 | 0 | 0 | 0 | 0 | 0 | 0 | 0 |  | 0 | 0 | 0 | 0 | 0 | 0 | 0 | 0 | 0 | 0 | 0 | 0 | 0 | 0 | 0 | 0 | 0 | 0 | 0 | 0 | 0 | 0 | 0 | 0 | 0 | 0 | 0 | 0 | 0 | 0 | 0 | 0 | 0 | 0 | 0 | 0 | 311.45 | 344.91 | 296.38 | Morganhill-Metcalf 115kV Line | Morganhill-Metcalf 115kV Line | Morganhill-Metcalf 115kV Line |  | 0 | 0 | 0 | 0 | 0 | 0 | 311.45 | 344.91 | 296.38 | Morganhill-Metcalf 115kV Line | Morganhill-Metcalf 115kV Line | Morganhill-Metcalf 115kV Line |  | 1 | 1 | NO | 1 | 1 | 1 | NO | 1
PG&E NGBA | Peabody | 230 | 0 | 0 | 0 | 0 | 0 | 0 | 0 | 0 | 0 | 0 | 0 | 0 | 0 | 0 | 0 | 0 | 0 | 0 | 0 | 0 | 0 | 0 | 0 | 0 | 0 | 0 | 0 | 0 | 0 | 0 | 0 | 0 | 0 | 0 | 0 | 0 | 0 | 0 | 0 | 1 | 0 | 0 | 0 | 0 | 0 | 0 | 0 | 0 | 0 | 0 | 0 | 0 | 0 | 1 | 1 | 1 | 0 | 0 | 0 | 0 | 0 | 0 | 0 | 0 | 0 | 1 | 1 | 0 | 0 | 0 | 0 | 0 | 0 | 0 | 0 | 0 | 0 | 0 | 0 | 0 | 0 | 0 | 0 | 0 | 0 | 0 | 0 | 0 | 0 | 0 | 0 | 0 | 0 | 0 | 0 | 0 | 0 | 0 |  | 0 | 0 | 0 | 0 | 0 | 0 | 0 | 0 | 0 | 0 | 0 | 0 | 0 | 0 | 0 | 0 | 0 | 0 | 0 | 0 | 0 | 0 | 0 | 8 | 0 | 0 | 0 | 0 | 0 | 1 | 4 | 0 | 2 | 0 | 0 | 0 | -1552.755 | -353.559 | 634.382 | Collinsville-Tesla 500 kV Line | Windmaster-Delta pumps 230 kV line | Birds Landing-Contra Costa 230kV Line |  | 0 | 0 | 0 | 0 | 0 | 0 | 1338.475 | 1615.723 | 634.382 | Birds Landing-Contra Costa 230kV Line | Birds Landing-Contra Costa 230kV Line | Birds Landing-Contra Costa 230kV Line |  | 5 | 1 | YES | 2 | 1 | 1 | NO | 1
PG&E NGBA | Pease | 115 | 0 | 0 | 0 | 0 | 0 | 0 | 0 | 0 | 0 | 0 | 0 | 0 | 0 | 0 | 0 | 0 | 0 | 0 | 0 | 0 | 0 | 0 | 0 | 0 | 0 | 0 | 0 | 0 | 0 | 0 | 0 | 0 | 0 | 0 | 0 | 0 | 0 | 0 | 0 | 1 | 0 | 0 | 0 | 0 | 1 | 1 | 1 | 1 | 0 | 0 | 0 | 0 | 0 | 0 | 0 | 0 | 0 | 0 | 0 | 1 | 1 | 0 | 0 | 0 | 0 | 0 | 0 | 0 | 0 | 0 | 0 | 0 | 0 | 0 | 0 | 0 | 0 | 0 | 0 | 0 | 0 | 0 | 0 | 0 | 0 | 0 | 0 | 0 | 0 | 0 | 0 | 0 | 0 | 0 | 0 | 0 | 0 | 0 |  | 0 | 0 | 0 | 0 | 0 | 0 | 0 | 0 | 0 | 0 | 0 | 0 | 0 | 0 | 0 | 0 | 0 | 0 | 0 | 0 | 0 | 0 | 0 | 0 | 0 | 0 | 0 | 0 | 0 | 0 | 3 | 0 | 1 | 0 | 0 | 0 | -1552.755 | -1083.3241 | 81.4956 | Collinsville-Tesla 500 kV Line | Bellota-Weber 230kV line | Rocklin-Pleaseant grove 115kV line |  | 0 | 2 | 0 | 1 | 0 | 0 | -1091.3965 | -623.3241 | 81.4956 | Tesla-Bellota 230 kV line | Bellota-Weber 230kV line | Rocklin-Pleaseant grove 115kV line |  | 5 | 4 | YES | 4 | 1 | 1 | NO | 1
PG&E NGBA | Pease | 60 | 0 | 0 | 0 | 0 | 0 | 0 | 0 | 0 | 0 | 0 | 0 | 0 | 0 | 0 | 0 | 0 | 0 | 0 | 0 | 0 | 0 | 0 | 0 | 0 | 0 | 0 | 0 | 0 | 0 | 0 | 0 | 0 | 0 | 0 | 0 | 0 | 0 | 0 | 0 | 1 | 0 | 0 | 0 | 0 | 1 | 1 | 1 | 1 | 0 | 0 | 0 | 0 | 0 | 0 | 0 | 0 | 0 | 0 | 0 | 1 | 1 | 0 | 0 | 0 | 0 | 0 | 0 | 0 | 0 | 0 | 0 | 0 | 0 | 0 | 0 | 0 | 0 | 0 | 0 | 0 | 0 | 0 | 0 | 0 | 0 | 0 | 0 | 0 | 0 | 0 | 0 | 0 | 0 | 0 | 0 | 0 | 0 | 0 |  | 0 | 0 | 0 | 0 | 0 | 0 | 0 | 0 | 0 | 0 | 0 | 0 | 0 | 0 | 0 | 0 | 0 | 0 | 0 | 0 | 0 | 0 | 0 | 3 | 0 | 0 | 0 | 0 | 0 | 1 | 3 | 0 | 1 | 0 | 0 | 0 | -1552.755 | -1083.3241 | 81.4956 | Collinsville-Tesla 500 kV Line | Bellota-Weber 230kV line | Rocklin-Pleaseant grove 115kV line |  | 0 | 2 | 0 | 1 | 0 | 0 | -1091.3965 | -623.3241 | 81.4956 | Tesla-Bellota 230 kV line | Bellota-Weber 230kV line | Rocklin-Pleaseant grove 115kV line |  | 5 | 4 | YES | 4 | 1 | 1 | NO | 1
SDGE | Penasquitos | 138 | 0 | 0 | 0 | 0 | 0 | 0 | 0 | 0 | 0 | 0 | 0 | 0 | 0 | 0 | 0 | 0 | 0 | 0 | 0 | 0 | 0 | 0 | 0 | 0 | 0 | 0 | 0 | 0 | 0 | 0 | 1 | 0 | 1 | 0 | 0 | 0 | 0 | 0 | 0 | 0 | 0 | 0 | 0 | 0 | 0 | 0 | 0 | 0 | 0 | 0 | 0 | 0 | 0 | 0 | 0 | 0 | 0 | 0 | 0 | 0 | 0 | 0 | 0 | 0 | 0 | 0 | 0 | 0 | 0 | 0 | 0 | 0 | 0 | 0 | 0 | 0 | 0 | 0 | 0 | 0 | 0 | 0 | 0 | 0 | 0 | 0 | 0 | 0 | 0 | 0 | 0 | 0 | 0 | 0 | 0 | 0 | 0 | 2 |  | 0 | 0 | 0 | 0 | 0 | 0 | 0 | 0 | 0 | 0 | 0 | 0 | 0 | 0 | 0 | 0 | 0 | 0 | 0 | 0 | 0 | 0 | 0 | 0 | 0 | 0 | 0 | 0 | 0 | 0 | 0 | 0 | 0 | 0 | 0 | 0 | 246.81 | 1766.905 | 8002.2844 | San Luis Rey-San Onofre 230 kV line constraint | San Luis Rey-San Onofre 230 kV line constraint | Encina - San Luis Rey 230 kV constraint |  | 0 | 0 | 0 | 0 | 0 | 0 | 246.81 | 1766.905 | 8002.2844 | San Luis Rey-San Onofre 230 kV line constraint | San Luis Rey-San Onofre 230 kV line constraint | Encina - San Luis Rey 230 kV constraint |  | 1 | 1 | NO | 1 | 1 | 1 | NO | 1
SDGE | Penasquitos | 230 | 0 | 0 | 0 | 0 | 0 | 0 | 0 | 0 | 0 | 0 | 0 | 0 | 0 | 0 | 0 | 0 | 0 | 0 | 0 | 0 | 0 | 0 | 0 | 0 | 0 | 0 | 0 | 0 | 0 | 0 | 1 | 0 | 1 | 0 | 0 | 0 | 0 | 0 | 0 | 0 | 0 | 0 | 0 | 0 | 0 | 0 | 0 | 0 | 0 | 0 | 0 | 0 | 0 | 0 | 0 | 0 | 0 | 0 | 0 | 0 | 0 | 0 | 0 | 0 | 0 | 0 | 0 | 0 | 0 | 0 | 0 | 0 | 0 | 0 | 0 | 0 | 0 | 0 | 0 | 0 | 0 | 0 | 0 | 0 | 0 | 0 | 0 | 0 | 0 | 0 | 0 | 0 | 0 | 0 | 0 | 0 | 0 | 2 |  | 0 | 0 | 0 | 0 | 0 | 0 | 0 | 0 | 0 | 0 | 0 | 0 | 0 | 0 | 0 | 0 | 0 | 0 | 0 | 0 | 0 | 0 | 0 | 0 | 0 | 0 | 0 | 0 | 0 | 0 | 0 | 0 | 0 | 0 | 0 | 0 | 246.81 | 1766.905 | 8002.2844 | San Luis Rey-San Onofre 230 kV line constraint | San Luis Rey-San Onofre 230 kV line constraint | Encina - San Luis Rey 230 kV constraint |  | 0 | 0 | 0 | 0 | 0 | 0 | 246.81 | 1766.905 | 8002.2844 | San Luis Rey-San Onofre 230 kV line constraint | San Luis Rey-San Onofre 230 kV line constraint | Encina - San Luis Rey 230 kV constraint |  | 1 | 1 | NO | 1 | 1 | 1 | NO | 1
SDGE | Penasquitos | 69 | 0 | 0 | 0 | 0 | 0 | 0 | 0 | 0 | 0 | 0 | 0 | 0 | 0 | 0 | 0 | 0 | 0 | 0 | 0 | 0 | 0 | 0 | 0 | 0 | 0 | 0 | 0 | 0 | 0 | 0 | 1 | 0 | 1 | 0 | 0 | 0 | 0 | 0 | 0 | 0 | 0 | 0 | 0 | 0 | 0 | 0 | 0 | 0 | 0 | 0 | 0 | 0 | 0 | 0 | 0 | 0 | 0 | 0 | 0 | 0 | 0 | 0 | 0 | 0 | 0 | 0 | 0 | 0 | 0 | 0 | 0 | 0 | 0 | 0 | 0 | 0 | 0 | 0 | 0 | 0 | 0 | 0 | 0 | 0 | 0 | 0 | 0 | 0 | 0 | 0 | 0 | 0 | 0 | 0 | 0 | 0 | 0 | 2 |  | 0 | 0 | 0 | 0 | 0 | 0 | 0 | 0 | 0 | 0 | 0 | 0 | 0 | 0 | 0 | 0 | 0 | 0 | 0 | 0 | 0 | 0 | 0 | 0 | 0 | 0 | 0 | 0 | 0 | 0 | 0 | 0 | 0 | 0 | 0 | 0 | 246.81 | 1766.905 | 8002.2844 | San Luis Rey-San Onofre 230 kV line constraint | San Luis Rey-San Onofre 230 kV line constraint | Encina - San Luis Rey 230 kV constraint |  | 0 | 0 | 0 | 0 | 0 | 0 | 246.81 | 1766.905 | 8002.2844 | San Luis Rey-San Onofre 230 kV line constraint | San Luis Rey-San Onofre 230 kV line constraint | Encina - San Luis Rey 230 kV constraint |  | 1 | 1 | NO | 1 | 1 | 1 | NO | 1
SDGE | Pendleton | 69 | 0 | 0 | 0 | 0 | 0 | 0 | 0 | 0 | 0 | 0 | 0 | 0 | 0 | 0 | 0 | 0 | 0 | 0 | 0 | 0 | 0 | 0 | 0 | 0 | 0 | 1 | 0 | 0 | 0 | 0 | 0 | 0 | 1 | 1 | 0 | 0 | 0 | 1 | 0 | 0 | 0 | 0 | 0 | 0 | 0 | 0 | 0 | 0 | 0 | 0 | 0 | 0 | 0 | 0 | 0 | 0 | 0 | 0 | 0 | 0 | 0 | 0 | 0 | 0 | 0 | 0 | 0 | 0 | 0 | 0 | 0 | 0 | 0 | 0 | 0 | 0 | 0 | 0 | 0 | 0 | 0 | 0 | 0 | 0 | 0 | 0 | 0 | 0 | 0 | 0 | 0 | 0 | 0 | 0 | 0 | 0 | 0 | 1 |  | 0 | 0 | 0 | 0 | 0 | 0 | 0 | 0 | 0 | 0 | 0 | 0 | 0 | 0 | 0 | 0 | 0 | 0 | 0 | 0 | 0 | 0 | 0 | 0 | 0 | 0 | 0 | 50 | 0 | 1 | 0 | 0 | 0 | 0 | 0 | 0 | 94.4 | 149.2 | 313.6 | Ocean Ranch 69 kV constraint | Ocean Ranch 69 kV constraint | Ocean Ranch 69 kV constraint |  | 0 | 0 | 0 | 0 | 0 | 0 | 94.4 | 149.2 | 313.6 | Ocean Ranch 69 kV constraint | Ocean Ranch 69 kV constraint | Ocean Ranch 69 kV constraint |  | 1 | 1 | NO | 1 | 1 | 1 | NO | 1
PG&E NGBA | Penngrove | 115 | 0 | 0 | 0 | 0 | 0 | 0 | 0 | 0 | 0 | 0 | 0 | 0 | 0 | 0 | 0 | 0 | 0 | 0 | 0 | 0 | 0 | 0 | 0 | 0 | 0 | 0 | 0 | 0 | 0 | 0 | 0 | 0 | 0 | 0 | 0 | 0 | 0 | 0 | 0 | 1 | 0 | 0 | 0 | 0 | 0 | 0 | 0 | 0 | 0 | 0 | 0 | 0 | 1 | 0 | 0 | 0 | 0 | 0 | 0 | 0 | 0 | 0 | 0 | 0 | 0 | 0 | 1 | 0 | 0 | 0 | 0 | 0 | 0 | 0 | 0 | 0 | 0 | 0 | 0 | 0 | 0 | 0 | 0 | 0 | 0 | 0 | 0 | 0 | 0 | 0 | 0 | 0 | 0 | 0 | 0 | 0 | 0 | 1 |  | 0 | 0 | 0 | 0 | 0 | 0 | 0 | 0 | 0 | 0 | 0 | 0 | 0 | 0 | 0 | 0 | 0 | 0 | 0 | 0 | 0 | 0 | 0 | 0 | 0 | 0 | 0 | 0 | 0 | 0 | 2 | 0 | 1 | 0 | 0 | 0 | -1552.755 | -150.277 | 634.382 | Collinsville-Tesla 500 kV Line | Birds Landing-Contra Costa 230kV Line | Birds Landing-Contra Costa 230kV Line |  | 0 | 0 | 0 | 0 | 0 | 0 | 1338.475 | 1615.723 | 634.382 | Birds Landing-Contra Costa 230kV Line | Birds Landing-Contra Costa 230kV Line | Birds Landing-Contra Costa 230kV Line |  | 5 | 1 | YES | 2 | 1 | 1 | NO | 1
PG&E GBA | Peoria | 115 | 0 | 0 | 0 | 0 | 0 | 0 | 0 | 0 | 0 | 0 | 0 | 0 | 0 | 0 | 0 | 0 | 0 | 0 | 0 | 0 | 0 | 0 | 0 | 0 | 0 | 0 | 0 | 0 | 0 | 0 | 0 | 0 | 0 | 0 | 0 | 0 | 0 | 0 | 0 | 0 | 0 | 0 | 0 | 0 | 0 | 1 | 0 | 0 | 0 | 0 | 0 | 0 | 0 | 0 | 0 | 1 | 0 | 1 | 0 | 1 | 0 | 0 | 0 | 0 | 0 | 1 | 0 | 0 | 0 | 0 | 0 | 0 | 0 | 0 | 0 | 0 | 0 | 0 | 0 | 0 | 0 | 0 | 0 | 0 | 0 | 0 | 0 | 0 | 0 | 0 | 0 | 0 | 0 | 0 | 0 | 0 | 0 | 0 |  | 0 | 0 | 0 | 0 | 0 | 0 | 0 | 0 | 0 | 0 | 0 | 10 | 0 | 0 | 1 | 0 | 1 | 0 | 0 | 0 | 0 | 0 | 0 | 0 | 0 | 0 | 10 | 0 | 0 | 1 | 3 | 0 | 1 | 0 | 0 | 0 | -1391.3965 | -1083.3241 | 692.3714 | Tesla-Bellota 230 kV line | Bellota-Weber 230kV line | Kasson Jct-Heinz 115 kV line |  | 0 | 2 | 0 | 1 | 0 | 0 | -1091.3965 | -623.3241 | 692.3714 | Tesla-Bellota 230 kV line | Bellota-Weber 230kV line | Kasson Jct-Heinz 115 kV line |  | 5 | 4 | YES | 4 | 1 | 1 | NO | 1
PG&E GBA | Piercy | 115 | 0 | 0 | 0 | 0 | 0 | 0 | 0 | 0 | 0 | 0 | 0 | 0 | 0 | 0 | 0 | 0 | 0 | 0 | 0 | 0 | 0 | 0 | 0 | 0 | 0 | 0 | 0 | 0 | 0 | 0 | 0 | 0 | 0 | 0 | 0 | 0 | 0 | 0 | 0 | 0 | 0 | 0 | 0 | 0 | 0 | 0 | 0 | 0 | 0 | 0 | 0 | 0 | 0 | 0 | 0 | 1 | 0 | 0 | 0 | 1 | 0 | 0 | 0 | 0 | 0 | 0 | 0 | 0 | 0 | 0 | 0 | 0 | 0 | 0 | 0 | 0 | 0 | 0 | 0 | 0 | 0 | 0 | 0 | 0 | 0 | 0 | 0 | 0 | 0 | 0 | 0 | 0 | 0 | 0 | 0 | 0 | 0 | 0 |  | 0 | 0 | 0 | 0 | 0 | 0 | 0 | 0 | 0 | 0 | 0 | 0 | 0 | 0 | 0 | 0 | 0 | 0 | 0 | 0 | 0 | 0 | 0 | 0 | 0 | 0 | 0 | 0 | 0 | 0 | 2 | 0 | 0 | 0 | 0 | 0 | -1391.3965 | 675.6364 | 3949.977 | Tesla-Bellota 230 kV line | Tesla-Bellota 230 kV line | Tesla-Bellota 230 kV line |  | 0 | 1 | 0 | 0 | 0 | 0 | -1091.3965 | 975.6364 | 3949.977 | Tesla-Bellota 230 kV line | Tesla-Bellota 230 kV line | Tesla-Bellota 230 kV line |  | 5 | 4 | YES | 4 | 1 | 1 | NO | 1
PG&E FRESNO | Pine Flat | 230 | 0 | 0 | 0 | 0 | 0 | 0 | 0 | 0 | 0 | 0 | 0 | 0 | 0 | 0 | 0 | 0 | 0 | 0 | 0 | 0 | 0 | 0 | 0 | 0 | 0 | 0 | 0 | 0 | 0 | 0 | 0 | 0 | 0 | 0 | 0 | 0 | 0 | 0 | 0 | 0 | 0 | 0 | 0 | 0 | 0 | 1 | 0 | 0 | 0 | 0 | 0 | 0 | 0 | 0 | 0 | 0 | 0 | 0 | 0 | 0 | 0 | 0 | 0 | 0 | 0 | 0 | 0 | 0 | 0 | 0 | 0 | 0 | 0 | 0 | 0 | 0 | 0 | 0 | 1 | 1 | 0 | 1 | 0 | 0 | 0 | 1 | 0 | 0 | 0 | 1 | 0 | 0 | 0 | 0 | 0 | 0 | 0 | 1 |  | 0 | 0 | 0 | 0 | 0 | 0 | 0 | 0 | 0 | 0 | 0 | 0 | 0 | 0 | 0 | 0 | 0 | 0 | 0 | 0 | 0 | 0 | 0 | 0 | 0 | 0 | 0 | 0 | 0 | 0 | 4 | 0 | 4 | 0 | 4 | 0 | -1745.05 | -1701.25 | -1707.7948 | Borden-Storey #1 230kV line | Borden-Storey #1 230kV line | Gates 500/230kV TB #12 |  | 0 | 2 | 0 | 2 | 0 | 0 | -680.5815 | -623.3241 | 109.8191 | Bellota-Weber 230kV line | Bellota-Weber 230kV line | Tranquility-Helm 230kV Line |  | 5 | 4 | YES | 4 | 5 | 1 | YES | 2
SCE NOL | Pisgah | 230 | 0 | 0 | 0 | 0 | 0 | 0 | 0 | 0 | 0 | 0 | 0 | 0 | 0 | 1 | 1 | 0 | 0 | 0 | 0 | 0 | 0 | 0 | 0 | 0 | 0 | 0 | 0 | 0 | 0 | 0 | 0 | 0 | 0 | 0 | 0 | 0 | 0 | 0 | 0 | 0 | 0 | 0 | 0 | 0 | 0 | 0 | 0 | 0 | 0 | 0 | 0 | 0 | 0 | 0 | 0 | 0 | 0 | 0 | 0 | 0 | 0 | 0 | 0 | 0 | 0 | 0 | 0 | 0 | 0 | 0 | 0 | 0 | 0 | 0 | 0 | 0 | 0 | 0 | 0 | 0 | 0 | 0 | 0 | 0 | 0 | 0 | 0 | 0 | 0 | 0 | 0 | 0 | 0 | 0 | 0 | 0 | 0 | 1 |  | 0 | 0 | 0 | 0 | 0 | 0 | 0 | 0 | 0 | 0 | 0 | 0 | 0 | 0 | 0 | 0 | 0 | 0 | 0 | 0 | 0 | 0 | 0 | 0 | 100 | 400 | 0 | 205 | 0 | 1 | 1 | 0 | 1 | 0 | 0 | 0 | -236 | -179.5 | 57.92 | Calcite to Lugo Area Constraint | Calcite to Lugo Area Constraint | Calcite to Lugo Area Constraint |  | 0 | 0 | 0 | 0 | 0 | 0 | 82.45 | 113.35 | 57.92 | Lugo Transformer Area Constraint | Lugo Transformer Area Constraint | Calcite to Lugo Area Constraint |  | 5 | 1 | YES | 2 | 1 | 1 | NO | 1
PG&E NGBA | Pit 1 | 230 | 0 | 0 | 0 | 0 | 0 | 0 | 0 | 0 | 0 | 0 | 0 | 0 | 0 | 0 | 0 | 0 | 0 | 0 | 0 | 0 | 0 | 0 | 0 | 0 | 0 | 0 | 0 | 0 | 0 | 0 | 0 | 0 | 0 | 0 | 0 | 0 | 0 | 0 | 0 | 1 | 0 | 0 | 0 | 1 | 0 | 0 | 0 | 0 | 0 | 0 | 0 | 0 | 0 | 0 | 0 | 0 | 0 | 0 | 0 | 0 | 0 | 0 | 0 | 0 | 0 | 0 | 0 | 0 | 0 | 0 | 0 | 0 | 0 | 0 | 0 | 0 | 0 | 0 | 0 | 0 | 0 | 0 | 0 | 0 | 0 | 0 | 0 | 0 | 0 | 0 | 0 | 0 | 0 | 0 | 0 | 0 | 0 | 0 |  | 0 | 0 | 0 | 0 | 0 | 0 | 0 | 0 | 0 | 0 | 0 | 0 | 0 | 0 | 0 | 0 | 0 | 0 | 0 | 0 | 0 | 0 | 0 | 0 | 0 | 0 | 0 | 0 | 0 | 0 | 2 | 0 | 1 | 0 | 0 | 1 | -1552.755 | -40.48 | -114.78 | Collinsville-Tesla 500 kV Line | Carberry-Round Mountain 230kV Line | Carberry-Round Mountain 230kV Line |  | 0 | 1 | 0 | 1 | 0 | 1 | -76.48 | -14.48 | -89.78 | Carberry-Round Mountain 230kV Line | Carberry-Round Mountain 230kV Line | Carberry-Round Mountain 230kV Line |  | 5 | 3 | YES | 3 | 3 | 3 | NO | 3
PG&E NGBA | Pit 1 | 60 | 0 | 0 | 0 | 0 | 0 | 0 | 0 | 0 | 0 | 0 | 0 | 0 | 0 | 0 | 0 | 0 | 0 | 0 | 0 | 0 | 0 | 0 | 0 | 0 | 0 | 0 | 0 | 0 | 0 | 0 | 0 | 0 | 0 | 0 | 0 | 0 | 0 | 0 | 0 | 1 | 0 | 0 | 0 | 1 | 0 | 0 | 0 | 0 | 0 | 0 | 0 | 0 | 0 | 0 | 0 | 0 | 0 | 0 | 0 | 0 | 0 | 0 | 0 | 0 | 0 | 0 | 0 | 0 | 0 | 0 | 0 | 0 | 0 | 0 | 0 | 0 | 0 | 0 | 0 | 0 | 0 | 0 | 0 | 0 | 0 | 0 | 0 | 0 | 0 | 0 | 0 | 0 | 0 | 0 | 0 | 0 | 0 | 0 |  | 0 | 0 | 0 | 0 | 0 | 0 | 0 | 0 | 0 | 0 | 0 | 0 | 0 | 0 | 0 | 0 | 0 | 0 | 0 | 0 | 0 | 0 | 0 | 0 | 0 | 0 | 0 | 0 | 0 | 0 | 2 | 0 | 1 | 0 | 0 | 1 | -1552.755 | -40.48 | -114.78 | Collinsville-Tesla 500 kV Line | Carberry-Round Mountain 230kV Line | Carberry-Round Mountain 230kV Line |  | 0 | 1 | 0 | 1 | 0 | 1 | -76.48 | -14.48 | -89.78 | Carberry-Round Mountain 230kV Line | Carberry-Round Mountain 230kV Line | Carberry-Round Mountain 230kV Line |  | 5 | 3 | YES | 3 | 3 | 3 | NO | 3
PG&E NGBA | Pit 3 | 230 | 0 | 0 | 0 | 0 | 0 | 0 | 0 | 0 | 0 | 0 | 0 | 0 | 0 | 0 | 0 | 0 | 0 | 0 | 0 | 0 | 0 | 0 | 0 | 0 | 0 | 0 | 0 | 0 | 0 | 0 | 0 | 0 | 0 | 0 | 0 | 0 | 0 | 0 | 0 | 1 | 0 | 0 | 0 | 1 | 0 | 0 | 0 | 0 | 0 | 0 | 0 | 0 | 0 | 0 | 0 | 0 | 0 | 0 | 0 | 0 | 0 | 0 | 0 | 0 | 0 | 0 | 0 | 0 | 0 | 0 | 0 | 0 | 0 | 0 | 0 | 0 | 0 | 0 | 0 | 0 | 0 | 0 | 0 | 0 | 0 | 0 | 0 | 0 | 0 | 0 | 0 | 0 | 0 | 0 | 0 | 0 | 0 | 0 |  | 0 | 0 | 0 | 0 | 0 | 0 | 0 | 0 | 0 | 0 | 0 | 0 | 0 | 0 | 0 | 0 | 0 | 0 | 0 | 0 | 0 | 0 | 0 | 0 | 0 | 0 | 0 | 0 | 0 | 0 | 2 | 0 | 1 | 0 | 0 | 1 | -1552.755 | -40.48 | -114.78 | Collinsville-Tesla 500 kV Line | Carberry-Round Mountain 230kV Line | Carberry-Round Mountain 230kV Line |  | 0 | 1 | 0 | 1 | 0 | 1 | -76.48 | -14.48 | -89.78 | Carberry-Round Mountain 230kV Line | Carberry-Round Mountain 230kV Line | Carberry-Round Mountain 230kV Line |  | 5 | 3 | YES | 3 | 3 | 3 | NO | 3
PG&E NGBA | Pit 4 | 230 | 0 | 0 | 0 | 0 | 0 | 0 | 0 | 0 | 0 | 0 | 0 | 0 | 0 | 0 | 0 | 0 | 0 | 0 | 0 | 0 | 0 | 0 | 0 | 0 | 0 | 0 | 0 | 0 | 0 | 0 | 0 | 0 | 0 | 0 | 0 | 0 | 0 | 0 | 0 | 1 | 0 | 0 | 0 | 0 | 0 | 0 | 0 | 0 | 0 | 0 | 0 | 0 | 0 | 0 | 0 | 0 | 0 | 0 | 0 | 0 | 0 | 0 | 0 | 0 | 0 | 0 | 0 | 0 | 0 | 0 | 0 | 0 | 0 | 0 | 0 | 0 | 0 | 0 | 0 | 0 | 0 | 0 | 0 | 0 | 0 | 0 | 0 | 0 | 0 | 0 | 0 | 0 | 0 | 0 | 0 | 0 | 0 | 0 |  | 0 | 0 | 0 | 0 | 0 | 0 | 0 | 0 | 0 | 0 | 0 | 0 | 0 | 0 | 0 | 0 | 0 | 0 | 0 | 0 | 0 | 0 | 0 | 0 | 0 | 0 | 0 | 0 | 0 | 0 | 1 | 0 | 0 | 0 | 0 | 0 | -1552.755 | 590.186 | 5456.3208 | Collinsville-Tesla 500 kV Line | Collinsville-Tesla 500 kV Line | Collinsville-Tesla 500 kV Line |  | 0 | 0 | 0 | 0 | 0 | 0 | 7092.245 | 9235.186 | 5456.3208 | Collinsville-Tesla 500 kV Line | Collinsville-Tesla 500 kV Line | Collinsville-Tesla 500 kV Line |  | 5 | 1 | YES | 2 | 1 | 1 | NO | 1
PG&E GBA | Pittsburg | 115 | 0 | 0 | 0 | 0 | 0 | 0 | 0 | 0 | 0 | 0 | 0 | 0 | 0 | 0 | 0 | 0 | 0 | 0 | 0 | 0 | 0 | 0 | 0 | 0 | 0 | 0 | 0 | 0 | 0 | 0 | 0 | 0 | 0 | 0 | 0 | 0 | 0 | 0 | 0 | 1 | 0 | 0 | 0 | 0 | 0 | 0 | 0 | 0 | 0 | 1 | 0 | 0 | 1 | 1 | 0 | 1 | 0 | 0 | 1 | 1 | 0 | 0 | 0 | 0 | 0 | 1 | 0 | 0 | 0 | 0 | 0 | 0 | 0 | 0 | 0 | 0 | 0 | 0 | 0 | 0 | 0 | 0 | 0 | 0 | 0 | 0 | 0 | 0 | 0 | 0 | 0 | 0 | 0 | 0 | 0 | 0 | 0 | 2 |  | 0 | 0 | 0 | 0 | 0 | 0 | 0 | 0 | 0 | 0 | 0 | 0 | 0 | 0 | 0 | 0 | 0 | 0 | 0 | 0 | 0 | 0 | 0 | 0 | 0 | 0 | 0 | 75 | 0 | 1 | 4 | 0 | 1 | 0 | 0 | 0 | -1552.755 | -353.559 | 3949.977 | Collinsville-Tesla 500 kV Line | Windmaster-Delta pumps 230 kV line | Tesla-Bellota 230 kV line |  | 0 | 1 | 0 | 0 | 0 | 0 | -1091.3965 | 975.6364 | 3949.977 | Tesla-Bellota 230 kV line | Tesla-Bellota 230 kV line | Tesla-Bellota 230 kV line |  | 5 | 4 | YES | 4 | 1 | 1 | NO | 1
PG&E GBA | Pittsburg | 230 | 0 | 0 | 0 | 0 | 0 | 0 | 0 | 0 | 0 | 0 | 0 | 0 | 0 | 0 | 0 | 0 | 0 | 0 | 0 | 0 | 0 | 0 | 0 | 0 | 0 | 0 | 0 | 0 | 0 | 0 | 0 | 0 | 0 | 0 | 0 | 0 | 0 | 0 | 0 | 1 | 0 | 0 | 0 | 0 | 0 | 0 | 0 | 0 | 0 | 1 | 0 | 0 | 1 | 1 | 1 | 1 | 0 | 0 | 1 | 1 | 0 | 0 | 0 | 0 | 0 | 1 | 0 | 0 | 0 | 0 | 0 | 0 | 0 | 0 | 0 | 0 | 0 | 0 | 0 | 0 | 0 | 0 | 0 | 0 | 0 | 0 | 0 | 0 | 0 | 0 | 0 | 0 | 0 | 0 | 0 | 0 | 0 | 2 |  | 0 | 0 | 0 | 0 | 0 | 0 | 0 | 0 | 0 | 0 | 0 | 0 | 0 | 0 | 0 | 0 | 0 | 0 | 0 | 0 | 0 | 0 | 0 | 0 | 0 | 0 | 0 | 175 | 0 | 1 | 4 | 0 | 1 | 0 | 0 | 0 | -1552.755 | -353.559 | 3710.906 | Collinsville-Tesla 500 kV Line | Windmaster-Delta pumps 230 kV line | Contra Costa- Windmaster 230 kV line |  | 0 | 1 | 0 | 0 | 0 | 0 | -1091.3965 | 975.6364 | 3710.906 | Tesla-Bellota 230 kV line | Tesla-Bellota 230 kV line | Contra Costa- Windmaster 230 kV line |  | 5 | 4 | YES | 4 | 1 | 1 | NO | 1
PG&E NGBA | Pleasant Grove | 115 | 0 | 0 | 0 | 0 | 0 | 0 | 0 | 0 | 0 | 0 | 0 | 0 | 0 | 0 | 0 | 0 | 0 | 0 | 0 | 0 | 0 | 0 | 0 | 0 | 0 | 0 | 0 | 0 | 0 | 0 | 0 | 0 | 0 | 0 | 0 | 0 | 0 | 0 | 0 | 1 | 0 | 0 | 1 | 0 | 1 | 1 | 1 | 1 | 0 | 0 | 0 | 0 | 0 | 0 | 0 | 0 | 0 | 0 | 0 | 1 | 1 | 0 | 0 | 0 | 0 | 0 | 0 | 0 | 0 | 0 | 0 | 0 | 0 | 0 | 0 | 0 | 0 | 0 | 0 | 0 | 0 | 0 | 0 | 0 | 0 | 0 | 0 | 0 | 0 | 0 | 0 | 0 | 0 | 0 | 0 | 0 | 0 | 0 |  | 0 | 0 | 0 | 0 | 0 | 0 | 0 | 0 | 0 | 0 | 0 | 0 | 0 | 0 | 0 | 0 | 0 | 0 | 0 | 0 | 0 | 0 | 0 | 0 | 0 | 0 | 0 | 0 | 0 | 0 | 3 | 0 | 1 | 0 | 0 | 0 | -1552.755 | -1083.3241 | 81.4956 | Collinsville-Tesla 500 kV Line | Bellota-Weber 230kV line | Rocklin-Pleaseant grove 115kV line |  | 0 | 2 | 0 | 1 | 0 | 0 | -1091.3965 | -623.3241 | 81.4956 | Tesla-Bellota 230 kV line | Bellota-Weber 230kV line | Rocklin-Pleaseant grove 115kV line |  | 5 | 4 | YES | 4 | 1 | 1 | NO | 1
PG&E NGBA | POE | 230 | 0 | 0 | 0 | 0 | 0 | 0 | 0 | 0 | 0 | 0 | 0 | 0 | 0 | 0 | 0 | 0 | 0 | 0 | 0 | 0 | 0 | 0 | 0 | 0 | 0 | 0 | 0 | 0 | 0 | 0 | 0 | 0 | 0 | 0 | 0 | 0 | 0 | 0 | 0 | 1 | 1 | 0 | 1 | 0 | 1 | 1 | 1 | 1 | 0 | 0 | 0 | 0 | 0 | 0 | 0 | 0 | 0 | 0 | 0 | 1 | 1 | 0 | 0 | 0 | 0 | 0 | 0 | 0 | 0 | 0 | 0 | 0 | 0 | 0 | 0 | 0 | 0 | 0 | 0 | 0 | 0 | 0 | 0 | 0 | 0 | 0 | 0 | 0 | 0 | 0 | 0 | 0 | 0 | 0 | 0 | 0 | 0 | 0 |  | 0 | 0 | 0 | 0 | 0 | 0 | 0 | 0 | 0 | 0 | 0 | 0 | 0 | 0 | 0 | 0 | 0 | 0 | 0 | 0 | 0 | 0 | 0 | 0 | 0 | 0 | 0 | 0 | 0 | 0 | 3 | 0 | 1 | 0 | 0 | 0 | -1552.755 | -1083.3241 | 32.84 | Collinsville-Tesla 500 kV Line | Bellota-Weber 230kV line | Woodland- Davis 115kV line |  | 0 | 2 | 0 | 1 | 0 | 0 | -1091.3965 | -623.3241 | 32.84 | Tesla-Bellota 230 kV line | Bellota-Weber 230kV line | Woodland- Davis 115kV line |  | 5 | 4 | YES | 4 | 1 | 1 | NO | 1
SDGE | Point Loma | 69 | 0 | 0 | 0 | 0 | 0 | 0 | 0 | 0 | 0 | 0 | 0 | 0 | 0 | 0 | 0 | 0 | 0 | 0 | 0 | 0 | 0 | 0 | 0 | 0 | 0 | 0 | 0 | 0 | 1 | 0 | 1 | 0 | 1 | 0 | 0 | 0 | 0 | 0 | 0 | 0 | 0 | 0 | 0 | 0 | 0 | 0 | 0 | 0 | 0 | 0 | 0 | 0 | 0 | 0 | 0 | 0 | 0 | 0 | 0 | 0 | 0 | 0 | 0 | 0 | 0 | 0 | 0 | 0 | 0 | 0 | 0 | 0 | 0 | 0 | 0 | 0 | 0 | 0 | 0 | 0 | 0 | 0 | 0 | 0 | 0 | 0 | 0 | 0 | 0 | 0 | 0 | 0 | 0 | 0 | 0 | 0 | 0 | 3 |  | 0 | 0 | 0 | 0 | 0 | 0 | 0 | 0 | 0 | 0 | 0 | 0 | 0 | 0 | 0 | 0 | 0 | 0 | 0 | 0 | 0 | 0 | 0 | 0 | 0 | 0 | 0 | 0 | 0 | 0 | 0 | 0 | 0 | 0 | 0 | 0 | 246.81 | 1766.905 | 8002.2844 | San Luis Rey-San Onofre 230 kV line constraint | San Luis Rey-San Onofre 230 kV line constraint | Encina - San Luis Rey 230 kV constraint |  | 0 | 0 | 0 | 0 | 0 | 0 | 246.81 | 1766.905 | 8002.2844 | San Luis Rey-San Onofre 230 kV line constraint | San Luis Rey-San Onofre 230 kV line constraint | Encina - San Luis Rey 230 kV constraint |  | 1 | 1 | NO | 1 | 1 | 1 | NO | 1
SDGE | Pomerado | 69 | 0 | 0 | 0 | 0 | 0 | 0 | 0 | 0 | 0 | 0 | 0 | 0 | 0 | 0 | 0 | 0 | 0 | 0 | 0 | 0 | 0 | 0 | 0 | 0 | 0 | 1 | 0 | 0 | 1 | 0 | 1 | 0 | 1 | 0 | 0 | 0 | 0 | 1 | 0 | 0 | 0 | 0 | 0 | 0 | 0 | 0 | 0 | 0 | 0 | 0 | 0 | 0 | 0 | 0 | 0 | 0 | 0 | 0 | 0 | 0 | 0 | 0 | 0 | 0 | 0 | 0 | 0 | 0 | 0 | 0 | 0 | 0 | 0 | 0 | 0 | 0 | 0 | 0 | 0 | 0 | 0 | 0 | 0 | 0 | 0 | 0 | 0 | 0 | 0 | 0 | 0 | 0 | 0 | 0 | 0 | 0 | 0 | 3 |  | 0 | 0 | 0 | 0 | 0 | 0 | 0 | 0 | 0 | 0 | 0 | 0 | 0 | 0 | 0 | 0 | 0 | 0 | 0 | 0 | 0 | 0 | 0 | 0 | 0 | 0 | 100 | 0 | 0 | 1 | 0 | 0 | 0 | 0 | 0 | 0 | 242.87 | 692.035 | 1692.03 | Capistrano-San Onofre 230 kV constraint | Talega 230 kV constraint | Talega 230 kV constraint |  | 0 | 0 | 0 | 0 | 0 | 0 | 242.87 | 692.035 | 1692.03 | Capistrano-San Onofre 230 kV constraint | Talega 230 kV constraint | Talega 230 kV constraint |  | 1 | 1 | NO | 1 | 1 | 1 | NO | 1
PG&E KERN | Poso Mountain | 115 | 0 | 0 | 0 | 0 | 0 | 0 | 0 | 0 | 0 | 0 | 0 | 0 | 0 | 0 | 0 | 0 | 0 | 0 | 0 | 0 | 0 | 0 | 0 | 0 | 0 | 0 | 0 | 0 | 0 | 0 | 0 | 0 | 0 | 0 | 0 | 0 | 0 | 0 | 0 | 0 | 0 | 0 | 0 | 0 | 0 | 0 | 0 | 0 | 0 | 0 | 0 | 0 | 0 | 0 | 0 | 0 | 0 | 0 | 0 | 0 | 0 | 0 | 0 | 0 | 0 | 0 | 0 | 0 | 1 | 0 | 1 | 0 | 0 | 0 | 1 | 0 | 0 | 0 | 1 | 0 | 0 | 0 | 0 | 0 | 0 | 0 | 0 | 0 | 0 | 0 | 0 | 0 | 0 | 0 | 1 | 0 | 0 | 0 |  | 0 | 0 | 0 | 0 | 0 | 0 | 0 | 0 | 0 | 0 | 0 | 0 | 0 | 0 | 0 | 0 | 0 | 0 | 0 | 0 | 0 | 0 | 0 | 0 | 0 | 0 | 0 | 0 | 0 | 0 | 1 | 0 | 0 | 0 | 1 | 1 | -820.765 | 69.2197 | -2088.8969 | Mustang-Henrietta 230 kV line | Mustang-Henrietta 230 kV line | Mustang-Henrietta 230 kV line |  | 0 | 0 | 0 | 0 | 0 | 0 | 1341.25 | 1249.45 | 390.1031 | Gates-Arco 230 kV Line | Gates-Arco 230 kV Line | Mustang-Henrietta 230 kV line |  | 5 | 1 | YES | 2 | 5 | 1 | YES | 2
EOP | Primm | 230 | 0 | 0 | 0 | 0 | 0 | 0 | 0 | 0 | 0 | 0 | 0 | 0 | 0 | 0 | 0 | 0 | 0 | 0 | 0 | 0 | 0 | 0 | 0 | 1 | 1 | 0 | 0 | 0 | 0 | 0 | 0 | 0 | 0 | 0 | 0 | 0 | 0 | 0 | 0 | 0 | 0 | 0 | 0 | 0 | 0 | 0 | 0 | 0 | 0 | 0 | 0 | 0 | 0 | 0 | 0 | 0 | 0 | 0 | 0 | 0 | 0 | 0 | 0 | 0 | 0 | 0 | 0 | 0 | 0 | 0 | 0 | 0 | 0 | 0 | 0 | 0 | 0 | 0 | 0 | 0 | 0 | 0 | 0 | 0 | 0 | 0 | 0 | 0 | 0 | 0 | 0 | 0 | 0 | 0 | 0 | 0 | 0 | 1 |  | 0 | 0 | 0 | 0 | 0 | 0 | 0 | 0 | 0 | 0 | 0 | 0 | 0 | 0 | 0 | 0 | 0 | 0 | 0 | 0 | 0 | 0 | 0 | 0 | 0 | 0 | 200 | 0 | 0 | 1 | 1 | 1 | 0 | 0 | 0 | 0 | -2392.615 | 660.59 | 1396.66 | Lugo - Victorville area constraint | Sloan Canyon - Eldorado 500 kV constraint | Sloan Canyon - Eldorado 500 kV constraint |  | 0 | 1 | 0 | 0 | 0 | 0 | -250.55 | 660.59 | 1396.66 | Sloan Canyon - Eldorado 500 kV constraint | Sloan Canyon - Eldorado 500 kV constraint | Sloan Canyon - Eldorado 500 kV constraint |  | 5 | 4 | YES | 4 | 1 | 1 | NO | 1
PG&E NGBA | Putah Creek | 115 | 0 | 0 | 0 | 0 | 0 | 0 | 0 | 0 | 0 | 0 | 0 | 0 | 0 | 0 | 0 | 0 | 0 | 0 | 0 | 0 | 0 | 0 | 0 | 0 | 0 | 0 | 0 | 0 | 0 | 0 | 0 | 0 | 0 | 0 | 0 | 0 | 0 | 0 | 0 | 1 | 0 | 0 | 0 | 0 | 0 | 0 | 0 | 0 | 0 | 0 | 0 | 0 | 0 | 1 | 1 | 1 | 0 | 0 | 0 | 0 | 0 | 0 | 0 | 0 | 0 | 0 | 1 | 0 | 0 | 0 | 0 | 0 | 0 | 0 | 0 | 0 | 0 | 0 | 0 | 0 | 0 | 0 | 0 | 0 | 0 | 0 | 0 | 0 | 0 | 0 | 0 | 0 | 0 | 0 | 0 | 0 | 0 | 0 |  | 0 | 0 | 0 | 0 | 0 | 0 | 0 | 0 | 0 | 0 | -3 | -3 | 0 | 0 | 1 | 0 | 0 | 0 | 0 | 0 | 0 | 0 | 0 | 4.3 | 0 | 0 | 0 | 0 | 0 | 1 | 4 | 0 | 2 | 0 | 0 | 0 | -1552.755 | -353.559 | 634.382 | Collinsville-Tesla 500 kV Line | Windmaster-Delta pumps 230 kV line | Birds Landing-Contra Costa 230kV Line |  | 0 | 0 | 0 | 0 | 0 | 0 | 1338.475 | 1615.723 | 634.382 | Birds Landing-Contra Costa 230kV Line | Birds Landing-Contra Costa 230kV Line | Birds Landing-Contra Costa 230kV Line |  | 5 | 1 | YES | 2 | 1 | 1 | NO | 1
SDGE | Q1806 | 138 | 0 | 0 | 0 | 0 | 0 | 0 | 0 | 0 | 0 | 0 | 0 | 0 | 0 | 0 | 0 | 0 | 0 | 0 | 0 | 0 | 0 | 0 | 0 | 0 | 0 | 0 | 0 | 0 | 0 | 0 | 0 | 0 | 0 | 0 | 0 | 0 | 0 | 1 | 1 | 0 | 0 | 0 | 0 | 0 | 0 | 0 | 0 | 0 | 0 | 0 | 0 | 0 | 0 | 0 | 0 | 0 | 0 | 0 | 0 | 0 | 0 | 0 | 0 | 0 | 0 | 0 | 0 | 0 | 0 | 0 | 0 | 0 | 0 | 0 | 0 | 0 | 0 | 0 | 0 | 0 | 0 | 0 | 0 | 0 | 0 | 0 | 0 | 0 | 0 | 0 | 0 | 0 | 0 | 0 | 0 | 0 | 0 | 0 |  | 0 | 0 | 0 | 0 | 0 | 0 | 0 | 0 | 0 | 0 | 0 | 0 | 0 | 0 | 0 | 0 | 0 | 0 | 0 | 0 | 0 | 0 | 0 | 0 | 0 | 0 | 0 | 0 | 0 | 0 | 0 | 0 | 0 | 0 | 0 | 0 | 356.07 | 461 | 581 | Talega 230 kV constraint | Trabuco-Capistrano 138 kV constraint | Trabuco-Capistrano 138 kV constraint |  | 0 | 0 | 0 | 0 | 0 | 0 | 356.07 | 461 | 581 | Talega 230 kV constraint | Trabuco-Capistrano 138 kV constraint | Trabuco-Capistrano 138 kV constraint |  | 1 | 1 | NO | 1 | 1 | 1 | NO | 1
PG&E FRESNO | Quinto | 230 | 0 | 0 | 0 | 0 | 0 | 0 | 0 | 0 | 0 | 0 | 0 | 0 | 0 | 0 | 0 | 0 | 0 | 0 | 0 | 0 | 0 | 0 | 0 | 0 | 0 | 0 | 0 | 0 | 0 | 0 | 0 | 0 | 0 | 0 | 0 | 0 | 0 | 0 | 0 | 0 | 0 | 0 | 0 | 0 | 0 | 0 | 0 | 0 | 0 | 0 | 0 | 0 | 0 | 0 | 0 | 0 | 0 | 0 | 0 | 0 | 0 | 0 | 0 | 0 | 0 | 0 | 0 | 0 | 0 | 0 | 0 | 0 | 0 | 0 | 0 | 0 | 0 | 0 | 0 | 1 | 0 | 0 | 0 | 0 | 0 | 1 | 0 | 0 | 0 | 0 | 0 | 0 | 0 | 0 | 0 | 0 | 0 | 1 |  | 0 | 0 | 0 | 0 | 0 | 0 | 0 | 0 | 0 | 0 | 0 | 0 | 0 | 0 | 0 | 0 | 0 | 0 | 0 | 0 | 0 | 0 | 0 | 0 | 160 | 290 | 0 | 100 | 0 | 1 | 1 | 0 | 1 | 0 | 1 | 0 | -399.853 | -457.5793 | -1079.1245 | Gates 500/230kV TB #11 | Gates 500/230kV TB #11 | Gates 500/230kV TB #11 |  | 0 | 0 | 0 | 0 | 0 | 0 | 2257.512 | 2475.146 | 3727.6321 | Los Banos 500/230kV TB | Los Banos 500/230kV TB | Los Banos 500/230kV TB |  | 5 | 1 | YES | 2 | 5 | 1 | YES | 2
PG&E GBA | Race Track | 115 | 0 | 0 | 0 | 0 | 0 | 0 | 0 | 0 | 0 | 0 | 0 | 0 | 0 | 0 | 0 | 0 | 0 | 0 | 0 | 0 | 0 | 0 | 0 | 0 | 0 | 0 | 0 | 0 | 0 | 0 | 0 | 0 | 0 | 0 | 0 | 0 | 0 | 0 | 0 | 0 | 0 | 0 | 0 | 0 | 0 | 1 | 0 | 0 | 0 | 0 | 0 | 0 | 0 | 0 | 0 | 1 | 0 | 1 | 0 | 1 | 0 | 0 | 0 | 0 | 0 | 1 | 0 | 0 | 0 | 0 | 0 | 0 | 0 | 0 | 0 | 0 | 0 | 0 | 0 | 0 | 0 | 0 | 0 | 0 | 0 | 0 | 0 | 0 | 0 | 0 | 0 | 0 | 0 | 0 | 0 | 0 | 0 | 0 |  | 0 | 0 | 0 | 0 | 0 | 0 | 0 | 0 | 0 | 0 | 0 | 0 | 0 | 0 | 0 | 0 | 0 | 0 | 0 | 0 | 0 | 0 | 0 | 0 | 0 | 0 | 0 | 0 | 0 | 0 | 3 | 0 | 1 | 0 | 0 | 0 | -1391.3965 | -1083.3241 | 692.3714 | Tesla-Bellota 230 kV line | Bellota-Weber 230kV line | Kasson Jct-Heinz 115 kV line |  | 0 | 2 | 0 | 1 | 0 | 0 | -1091.3965 | -623.3241 | 692.3714 | Tesla-Bellota 230 kV line | Bellota-Weber 230kV line | Kasson Jct-Heinz 115 kV line |  | 5 | 4 | YES | 4 | 1 | 1 | NO | 1
SDGE | Rancho Mission Viejo | 138 | 0 | 0 | 0 | 0 | 0 | 0 | 0 | 0 | 0 | 0 | 0 | 0 | 0 | 0 | 0 | 0 | 0 | 0 | 0 | 0 | 0 | 0 | 0 | 0 | 0 | 1 | 0 | 0 | 0 | 0 | 0 | 0 | 0 | 0 | 0 | 0 | 0 | 1 | 1 | 0 | 0 | 0 | 0 | 0 | 0 | 0 | 0 | 0 | 0 | 0 | 0 | 0 | 0 | 0 | 0 | 0 | 0 | 0 | 0 | 0 | 0 | 0 | 0 | 0 | 0 | 0 | 0 | 0 | 0 | 0 | 0 | 0 | 0 | 0 | 0 | 0 | 0 | 0 | 0 | 0 | 0 | 0 | 0 | 0 | 0 | 0 | 0 | 0 | 0 | 0 | 0 | 0 | 0 | 0 | 0 | 0 | 0 | 0 |  | 0 | 0 | 0 | 0 | 0 | 0 | 0 | 0 | 0 | 0 | 0 | 0 | 0 | 0 | 0 | 0 | 0 | 0 | 0 | 0 | 0 | 0 | 0 | 0 | 0 | 0 | 0 | 0 | 0 | 0 | 0 | 0 | 0 | 0 | 0 | 0 | 242.87 | 461 | 581 | Capistrano-San Onofre 230 kV constraint | Trabuco-Capistrano 138 kV constraint | Trabuco-Capistrano 138 kV constraint |  | 0 | 0 | 0 | 0 | 0 | 0 | 242.87 | 461 | 581 | Capistrano-San Onofre 230 kV constraint | Trabuco-Capistrano 138 kV constraint | Trabuco-Capistrano 138 kV constraint |  | 1 | 1 | NO | 1 | 1 | 1 | NO | 1
PG&E GBA | Rancho Seco | 230 | 0 | 0 | 0 | 0 | 0 | 0 | 0 | 0 | 0 | 0 | 0 | 0 | 0 | 0 | 0 | 0 | 0 | 0 | 0 | 0 | 0 | 0 | 0 | 0 | 0 | 0 | 0 | 0 | 0 | 0 | 0 | 0 | 0 | 0 | 0 | 0 | 0 | 0 | 0 | 0 | 0 | 0 | 0 | 0 | 0 | 1 | 0 | 0 | 0 | 0 | 0 | 0 | 0 | 0 | 0 | 0 | 0 | 0 | 0 | 1 | 1 | 0 | 0 | 0 | 0 | 0 | 0 | 0 | 0 | 0 | 0 | 0 | 0 | 0 | 0 | 0 | 0 | 0 | 0 | 0 | 0 | 0 | 0 | 0 | 0 | 0 | 0 | 0 | 0 | 0 | 0 | 0 | 0 | 0 | 0 | 0 | 0 | 0 |  | 0 | 0 | 0 | 0 | 0 | 0 | 0 | 0 | 0 | 0 | 0 | 0 | 0 | 0 | 0 | 0 | 0 | 0 | 0 | 0 | 0 | 0 | 0 | 0 | 0 | 0 | 0 | 0 | 0 | 0 | 2 | 0 | 1 | 0 | 0 | 0 | -1391.3965 | -1083.3241 | 1018.0822 | Tesla-Bellota 230 kV line | Bellota-Weber 230kV line | Bellota-Weber 230kV line |  | 0 | 2 | 0 | 1 | 0 | 0 | -1091.3965 | -623.3241 | 1018.0822 | Tesla-Bellota 230 kV line | Bellota-Weber 230kV line | Bellota-Weber 230kV line |  | 5 | 4 | YES | 4 | 1 | 1 | NO | 1
SCE Metro | Rancho Vista | 230 | 0 | 0 | 0 | 0 | 0 | 0 | 0 | 0 | 0 | 1 | 0 | 0 | 0 | 0 | 0 | 0 | 0 | 0 | 0 | 0 | 0 | 0 | 0 | 0 | 0 | 0 | 0 | 0 | 0 | 0 | 0 | 0 | 0 | 0 | 0 | 0 | 0 | 0 | 0 | 0 | 0 | 0 | 0 | 0 | 0 | 0 | 0 | 0 | 0 | 0 | 0 | 0 | 0 | 0 | 0 | 0 | 0 | 0 | 0 | 0 | 0 | 0 | 0 | 0 | 0 | 0 | 0 | 0 | 0 | 0 | 0 | 0 | 0 | 0 | 0 | 0 | 0 | 0 | 0 | 0 | 0 | 0 | 0 | 0 | 0 | 0 | 0 | 0 | 0 | 0 | 0 | 0 | 0 | 0 | 0 | 0 | 0 | 0 |  | 0 | 0 | 0 | 0 | 0 | 0 | 0 | 0 | 0 | 0 | 0 | 0 | 0 | 0 | 0 | 0 | 0 | 0 | 0 | 0 | 0 | 0 | 0 | 0 | 0 | 0 | 0 | 0 | 0 | 0 | 0 | 0 | 0 | 0 | 0 | 0 | 9384.6 | 11197.7 | 14407.5055 | SCE Metro Area Default Constraint | SCE Metro Area Default Constraint | SCE Metro Area Default Constraint |  | 0 | 0 | 0 | 0 | 0 | 0 | 9384.6 | 11197.7 | 14407.5055 | SCE Metro Area Default Constraint | SCE Metro Area Default Constraint | SCE Metro Area Default Constraint |  | 1 | 1 | NO | 1 | 1 | 1 | NO | 1
SCE Metro | Rancho Vista | 500 | 0 | 0 | 0 | 0 | 0 | 0 | 0 | 0 | 0 | 1 | 0 | 0 | 0 | 0 | 0 | 0 | 0 | 0 | 0 | 0 | 0 | 0 | 0 | 0 | 0 | 0 | 0 | 0 | 0 | 0 | 0 | 0 | 0 | 0 | 0 | 0 | 0 | 0 | 0 | 0 | 0 | 0 | 0 | 0 | 0 | 0 | 0 | 0 | 0 | 0 | 0 | 0 | 0 | 0 | 0 | 0 | 0 | 0 | 0 | 0 | 0 | 0 | 0 | 0 | 0 | 0 | 0 | 0 | 0 | 0 | 0 | 0 | 0 | 0 | 0 | 0 | 0 | 0 | 0 | 0 | 0 | 0 | 0 | 0 | 0 | 0 | 0 | 0 | 0 | 0 | 0 | 0 | 0 | 0 | 0 | 0 | 0 | 0 |  | 0 | 0 | 0 | 0 | 0 | 0 | 0 | 0 | 0 | 0 | 0 | 0 | 0 | 0 | 0 | 0 | 0 | 0 | 0 | 0 | 0 | 0 | 0 | 0 | 0 | 0 | 0 | 0 | 0 | 0 | 0 | 0 | 0 | 0 | 0 | 0 | 9384.6 | 11197.7 | 14407.5055 | SCE Metro Area Default Constraint | SCE Metro Area Default Constraint | SCE Metro Area Default Constraint |  | 0 | 0 | 0 | 0 | 0 | 0 | 9384.6 | 11197.7 | 14407.5055 | SCE Metro Area Default Constraint | SCE Metro Area Default Constraint | SCE Metro Area Default Constraint |  | 1 | 1 | NO | 1 | 1 | 1 | NO | 1
SCE NOL | Ransburg | 115 | 0 | 0 | 0 | 0 | 0 | 0 | 0 | 0 | 0 | 0 | 0 | 1 | 1 | 1 | 0 | 0 | 0 | 0 | 0 | 0 | 0 | 0 | 0 | 0 | 0 | 0 | 0 | 0 | 0 | 0 | 0 | 0 | 0 | 0 | 0 | 0 | 0 | 0 | 0 | 0 | 0 | 0 | 0 | 0 | 0 | 0 | 0 | 0 | 0 | 0 | 0 | 0 | 0 | 0 | 0 | 0 | 0 | 0 | 0 | 0 | 0 | 0 | 0 | 0 | 0 | 0 | 0 | 0 | 0 | 0 | 0 | 0 | 0 | 0 | 0 | 0 | 0 | 0 | 0 | 0 | 0 | 0 | 0 | 0 | 0 | 0 | 0 | 0 | 0 | 0 | 0 | 0 | 0 | 0 | 0 | 0 | 0 | 3 |  | 0 | 0 | 0 | 0 | 0 | 0 | 0 | 0 | 0 | 0 | 0 | 0 | 0 | 0 | 0 | 0 | 0 | 0 | 0 | 0 | 0 | 0 | 0 | 3.3 | 0 | 0 | 0 | 0 | 0 | 1 | 0 | 2 | 0 | 2 | 0 | 0 | -96.42 | -45.65 | 1021.4838 | South of Kramer Area Constraint | South of Kramer Area Constraint | South of Kramer Area Constraint |  | 0 | 2 | 0 | 2 | 0 | 0 | -96.42 | -45.65 | 1021.4838 | South of Kramer Area Constraint | South of Kramer Area Constraint | South of Kramer Area Constraint |  | 3 | 3 | NO | 3 | 1 | 1 | NO | 1
PG&E GBA | Ravenswood | 115 | 0 | 0 | 0 | 0 | 0 | 0 | 0 | 0 | 0 | 0 | 0 | 0 | 0 | 0 | 0 | 0 | 0 | 0 | 0 | 0 | 0 | 0 | 0 | 0 | 0 | 0 | 0 | 0 | 0 | 0 | 0 | 0 | 0 | 0 | 0 | 0 | 0 | 0 | 0 | 1 | 0 | 0 | 0 | 0 | 0 | 0 | 0 | 0 | 0 | 0 | 0 | 0 | 1 | 0 | 0 | 1 | 0 | 0 | 0 | 0 | 0 | 0 | 0 | 0 | 0 | 0 | 0 | 0 | 0 | 0 | 0 | 0 | 0 | 0 | 0 | 0 | 0 | 0 | 0 | 0 | 0 | 0 | 0 | 0 | 0 | 0 | 0 | 0 | 0 | 0 | 0 | 0 | 0 | 0 | 0 | 0 | 0 | 1 |  | 0 | 0 | 0 | 0 | 0 | 0 | 0 | 0 | 0 | 0 | 0 | 0 | 0 | 0 | 0 | 0 | 0 | 0 | 0 | 0 | 0 | 0 | 0 | 0 | 0 | 0 | 0 | 0 | 0 | 0 | 2 | 0 | 0 | 0 | 0 | 0 | -1552.755 | 590.186 | 5456.3208 | Collinsville-Tesla 500 kV Line | Collinsville-Tesla 500 kV Line | Collinsville-Tesla 500 kV Line |  | 0 | 0 | 0 | 0 | 0 | 0 | 2231.175 | 2603.935 | 5456.3208 | Sobrante-Moraga 230 kV line | Sobrante-Moraga 230 kV line | Collinsville-Tesla 500 kV Line |  | 5 | 1 | YES | 2 | 1 | 1 | NO | 1
PG&E GBA | Ravenswood | 230 | 0 | 0 | 0 | 0 | 0 | 0 | 0 | 0 | 0 | 0 | 0 | 0 | 0 | 0 | 0 | 0 | 0 | 0 | 0 | 0 | 0 | 0 | 0 | 0 | 0 | 0 | 0 | 0 | 0 | 0 | 0 | 0 | 0 | 0 | 0 | 0 | 0 | 0 | 0 | 1 | 0 | 0 | 0 | 0 | 0 | 0 | 0 | 0 | 0 | 0 | 0 | 0 | 1 | 0 | 0 | 1 | 0 | 0 | 0 | 0 | 0 | 0 | 0 | 0 | 0 | 0 | 0 | 0 | 0 | 0 | 0 | 0 | 0 | 0 | 0 | 0 | 0 | 0 | 0 | 0 | 0 | 0 | 0 | 0 | 0 | 0 | 0 | 0 | 0 | 0 | 0 | 0 | 0 | 0 | 0 | 0 | 0 | 1 |  | 0 | 0 | 0 | 0 | 0 | 0 | 0 | 0 | 0 | 0 | 0 | 0 | 0 | 0 | 0 | 0 | 0 | 0 | 0 | 0 | 0 | 0 | 0 | 0 | 0 | 0 | 0 | 0 | 0 | 0 | 2 | 0 | 0 | 0 | 0 | 0 | -1552.755 | 590.186 | 5456.3208 | Collinsville-Tesla 500 kV Line | Collinsville-Tesla 500 kV Line | Collinsville-Tesla 500 kV Line |  | 0 | 0 | 0 | 0 | 0 | 0 | 2231.175 | 2603.935 | 5456.3208 | Sobrante-Moraga 230 kV line | Sobrante-Moraga 230 kV line | Collinsville-Tesla 500 kV Line |  | 5 | 1 | YES | 2 | 1 | 1 | NO | 1
SCE Northern | Rector | 230 | 1 | 0 | 1 | 0 | 0 | 1 | 1 | 0 | 0 | 0 | 0 | 0 | 0 | 0 | 0 | 0 | 0 | 0 | 0 | 0 | 0 | 0 | 0 | 0 | 0 | 0 | 0 | 0 | 0 | 0 | 0 | 0 | 0 | 0 | 0 | 0 | 0 | 0 | 0 | 0 | 0 | 0 | 0 | 0 | 0 | 0 | 0 | 0 | 0 | 0 | 0 | 0 | 0 | 0 | 0 | 0 | 0 | 0 | 0 | 0 | 0 | 0 | 0 | 0 | 0 | 0 | 0 | 0 | 0 | 0 | 0 | 0 | 0 | 0 | 0 | 0 | 0 | 0 | 0 | 0 | 0 | 0 | 0 | 0 | 0 | 0 | 0 | 0 | 0 | 0 | 0 | 0 | 0 | 0 | 0 | 0 | 0 | 0 |  | 0 | 0 | 0 | 0 | 0 | 0 | 0 | 0 | 0 | 0 | 0 | 0 | 0 | 0 | 0 | 0 | 0 | 0 | 0 | 0 | 0 | 0 | 0 | 15 | 0 | 200 | 0 | 50 | 0 | 1 | 0 | 0 | 0 | 0 | 0 | 0 | 48.65 | 25 | 1300.64 | North of Magunden Constraint | North of Magunden Constraint | North of Magunden Constraint |  | 0 | 0 | 0 | 0 | 0 | 0 | 48.65 | 25 | 1300.64 | North of Magunden Constraint | North of Magunden Constraint | North of Magunden Constraint |  | 1 | 1 | NO | 1 | 1 | 1 | NO | 1
SCE Eastern | Red Bluff | 230 | 0 | 0 | 0 | 0 | 0 | 0 | 0 | 0 | 0 | 0 | 0 | 0 | 0 | 0 | 0 | 0 | 0 | 1 | 0 | 1 | 1 | 1 | 0 | 0 | 0 | 0 | 0 | 0 | 0 | 0 | 0 | 0 | 0 | 0 | 0 | 0 | 0 | 0 | 0 | 0 | 0 | 0 | 0 | 0 | 0 | 0 | 0 | 0 | 0 | 0 | 0 | 0 | 0 | 0 | 0 | 0 | 0 | 0 | 0 | 0 | 0 | 0 | 0 | 0 | 0 | 0 | 0 | 0 | 0 | 0 | 0 | 0 | 0 | 0 | 0 | 0 | 0 | 0 | 0 | 0 | 0 | 0 | 0 | 0 | 0 | 0 | 0 | 0 | 0 | 0 | 0 | 0 | 0 | 0 | 0 | 0 | 0 | 2 |  | 0 | 0 | 0 | 0 | 0 | 0 | 0 | 0 | 0 | 0 | 0 | 0 | 0 | 0 | 0 | 0 | 0 | 0 | 0 | 0 | 0 | 0 | 0 | 0 | 0 | 463.5 | 446 | 0 | 0 | 1 | 0 | 0 | 0 | 0 | 0 | 0 | 334.27 | 1227 | 1692.105 | Serrano-Alberhill-Valley Constraint | Red Bluff 500/230 kV Constraint | Red Bluff 500/230 kV Constraint |  | 0 | 0 | 0 | 0 | 0 | 0 | 334.27 | 1227 | 1692.105 | Serrano-Alberhill-Valley Constraint | Red Bluff 500/230 kV Constraint | Red Bluff 500/230 kV Constraint |  | 1 | 1 | NO | 1 | 1 | 1 | NO | 1
SCE Eastern | Red Bluff | 500 | 0 | 0 | 0 | 0 | 0 | 0 | 0 | 0 | 0 | 0 | 0 | 0 | 0 | 0 | 0 | 0 | 0 | 1 | 0 | 1 | 0 | 1 | 0 | 0 | 0 | 0 | 0 | 0 | 0 | 0 | 0 | 0 | 0 | 0 | 0 | 0 | 0 | 0 | 0 | 0 | 0 | 0 | 0 | 0 | 0 | 0 | 0 | 0 | 0 | 0 | 0 | 0 | 0 | 0 | 0 | 0 | 0 | 0 | 0 | 0 | 0 | 0 | 0 | 0 | 0 | 0 | 0 | 0 | 0 | 0 | 0 | 0 | 0 | 0 | 0 | 0 | 0 | 0 | 0 | 0 | 0 | 0 | 0 | 0 | 0 | 0 | 0 | 0 | 0 | 0 | 0 | 0 | 0 | 0 | 0 | 0 | 0 | 2 |  | 0 | 0 | 0 | 0 | 0 | 0 | 0 | 0 | 0 | 0 | -250 | -125 | 0 | 0 | 1 | 0 | 0 | 0 | 0 | 0 | 0 | 0 | 0 | 0 | 175 | 0 | 100 | 100 | 0 | 1 | 0 | 0 | 0 | 0 | 0 | 0 | 334.27 | 2584.375 | 3998.075 | Serrano-Alberhill-Valley Constraint | Etiwanda-Rancho Vista Constraint | Devers-Red Bluff Constraint |  | 0 | 0 | 0 | 0 | 0 | 0 | 334.27 | 2584.375 | 3998.075 | Serrano-Alberhill-Valley Constraint | Etiwanda-Rancho Vista Constraint | Devers-Red Bluff Constraint |  | 1 | 1 | NO | 1 | 1 | 1 | NO | 1
PG&E NGBA | Redbud | 115 | 0 | 0 | 0 | 0 | 0 | 0 | 0 | 0 | 0 | 0 | 0 | 0 | 0 | 0 | 0 | 0 | 0 | 0 | 0 | 0 | 0 | 0 | 0 | 0 | 0 | 0 | 0 | 0 | 0 | 0 | 0 | 0 | 0 | 0 | 0 | 0 | 0 | 0 | 0 | 1 | 0 | 0 | 0 | 0 | 0 | 0 | 0 | 0 | 0 | 0 | 0 | 0 | 1 | 0 | 0 | 0 | 0 | 0 | 0 | 0 | 0 | 0 | 0 | 0 | 0 | 0 | 1 | 0 | 0 | 0 | 0 | 0 | 0 | 0 | 0 | 0 | 0 | 0 | 0 | 0 | 0 | 0 | 0 | 0 | 0 | 0 | 0 | 0 | 0 | 0 | 0 | 0 | 0 | 0 | 0 | 0 | 0 | 1 |  | 0 | 0 | 0 | 0 | 0 | 0 | 0 | 0 | 0 | 0 | 0 | 0 | 0 | 0 | 0 | 0 | 0 | 0 | 0 | 0 | 0 | 0 | 0 | 0 | 0 | 0 | 0 | 0 | 0 | 0 | 2 | 0 | 1 | 0 | 0 | 0 | -1552.755 | -150.277 | 634.382 | Collinsville-Tesla 500 kV Line | Birds Landing-Contra Costa 230kV Line | Birds Landing-Contra Costa 230kV Line |  | 0 | 0 | 0 | 0 | 0 | 0 | 1338.475 | 1615.723 | 634.382 | Birds Landing-Contra Costa 230kV Line | Birds Landing-Contra Costa 230kV Line | Birds Landing-Contra Costa 230kV Line |  | 5 | 1 | YES | 2 | 1 | 1 | NO | 1
SCE Metro | Redondo | 230 | 0 | 0 | 0 | 0 | 0 | 0 | 0 | 0 | 0 | 1 | 0 | 0 | 0 | 0 | 0 | 0 | 0 | 0 | 0 | 0 | 0 | 0 | 0 | 0 | 0 | 0 | 0 | 0 | 0 | 0 | 0 | 0 | 0 | 0 | 0 | 0 | 0 | 0 | 0 | 0 | 0 | 0 | 0 | 0 | 0 | 0 | 0 | 0 | 0 | 0 | 0 | 0 | 0 | 0 | 0 | 0 | 0 | 0 | 0 | 0 | 0 | 0 | 0 | 0 | 0 | 0 | 0 | 0 | 0 | 0 | 0 | 0 | 0 | 0 | 0 | 0 | 0 | 0 | 0 | 0 | 0 | 0 | 0 | 0 | 0 | 0 | 0 | 0 | 0 | 0 | 0 | 0 | 0 | 0 | 0 | 0 | 0 | 0 |  | 0 | 0 | 0 | 0 | 0 | 0 | 0 | 0 | 0 | 0 | 0 | 0 | 0 | 0 | 0 | 0 | 0 | 0 | 0 | 0 | 0 | 0 | 0 | 0 | 0 | 0 | 0 | 0 | 0 | 0 | 0 | 0 | 0 | 0 | 0 | 0 | 9384.6 | 11197.7 | 14407.5055 | SCE Metro Area Default Constraint | SCE Metro Area Default Constraint | SCE Metro Area Default Constraint |  | 0 | 0 | 0 | 0 | 0 | 0 | 9384.6 | 11197.7 | 14407.5055 | SCE Metro Area Default Constraint | SCE Metro Area Default Constraint | SCE Metro Area Default Constraint |  | 1 | 1 | NO | 1 | 1 | 1 | NO | 1
PG&E FRESNO | Reedley | 115 | 0 | 0 | 0 | 0 | 0 | 0 | 0 | 0 | 0 | 0 | 0 | 0 | 0 | 0 | 0 | 0 | 0 | 0 | 0 | 0 | 0 | 0 | 0 | 0 | 0 | 0 | 0 | 0 | 0 | 0 | 0 | 0 | 0 | 0 | 0 | 0 | 0 | 0 | 0 | 0 | 0 | 0 | 0 | 0 | 0 | 1 | 0 | 0 | 0 | 0 | 0 | 0 | 0 | 0 | 0 | 0 | 0 | 0 | 0 | 0 | 0 | 0 | 0 | 0 | 0 | 0 | 0 | 0 | 0 | 0 | 0 | 0 | 0 | 0 | 0 | 0 | 0 | 0 | 1 | 0 | 0 | 1 | 0 | 0 | 1 | 1 | 0 | 0 | 0 | 1 | 0 | 0 | 0 | 0 | 1 | 0 | 0 | 2 |  | 0 | 0 | 0 | 0 | 0 | 0 | 0 | 0 | 0 | 0 | 0 | 0 | 0 | 0 | 0 | 0 | 0 | 0 | 0 | 0 | 0 | 0 | 0 | 0 | 0 | 0 | 0 | 0 | 0 | 0 | 4 | 0 | 3 | 0 | 3 | 1 | -1745.05 | -1701.25 | -2088.8969 | Borden-Storey #1 230kV line | Borden-Storey #1 230kV line | Mustang-Henrietta 230 kV line |  | 0 | 2 | 0 | 2 | 0 | 0 | -680.5815 | -623.3241 | 109.8191 | Bellota-Weber 230kV line | Bellota-Weber 230kV line | Tranquility-Helm 230kV Line |  | 5 | 4 | YES | 4 | 5 | 1 | YES | 2
PG&E KERN | Renfro | 115 | 0 | 0 | 0 | 0 | 0 | 0 | 0 | 0 | 0 | 0 | 0 | 0 | 0 | 0 | 0 | 0 | 0 | 0 | 0 | 0 | 0 | 0 | 0 | 0 | 0 | 0 | 0 | 0 | 0 | 0 | 0 | 0 | 0 | 0 | 0 | 0 | 0 | 0 | 0 | 0 | 0 | 0 | 0 | 0 | 0 | 0 | 0 | 0 | 0 | 0 | 0 | 0 | 0 | 0 | 0 | 0 | 0 | 0 | 0 | 0 | 0 | 0 | 0 | 0 | 0 | 0 | 0 | 1 | 0 | 0 | 0 | 0 | 0 | 0 | 1 | 0 | 0 | 0 | 1 | 1 | 0 | 0 | 0 | 0 | 0 | 0 | 0 | 0 | 0 | 0 | 0 | 0 | 0 | 0 | 0 | 0 | 0 | 0 |  | 0 | 0 | 0 | 0 | 0 | 0 | 0 | 0 | 0 | 0 | 0 | 0 | 0 | 0 | 0 | 0 | 0 | 0 | 0 | 0 | 0 | 0 | 0 | 0 | 0 | 0 | 0 | 0 | 0 | 0 | 1 | 0 | 1 | 0 | 2 | 0 | -399.853 | -457.5793 | -1707.7948 | Gates 500/230kV TB #11 | Gates 500/230kV TB #11 | Gates 500/230kV TB #12 |  | 0 | 0 | 0 | 0 | 0 | 0 | 35.715 | 4.0117 | 3.675 | Cal Flat-Gates 230 kV line | Cal Flat-Gates 230 kV line | Cal Flat-Gates 230 kV line |  | 5 | 1 | YES | 2 | 5 | 1 | YES | 2
PG&E GBA | Richmond R | 115 | 0 | 0 | 0 | 0 | 0 | 0 | 0 | 0 | 0 | 0 | 0 | 0 | 0 | 0 | 0 | 0 | 0 | 0 | 0 | 0 | 0 | 0 | 0 | 0 | 0 | 0 | 0 | 0 | 0 | 0 | 0 | 0 | 0 | 0 | 0 | 0 | 0 | 0 | 0 | 1 | 0 | 0 | 0 | 0 | 0 | 0 | 0 | 0 | 0 | 1 | 0 | 0 | 1 | 1 | 1 | 1 | 0 | 0 | 1 | 1 | 0 | 1 | 0 | 0 | 0 | 1 | 0 | 0 | 0 | 0 | 0 | 0 | 0 | 0 | 0 | 0 | 0 | 0 | 0 | 0 | 0 | 0 | 0 | 0 | 0 | 0 | 0 | 0 | 0 | 0 | 0 | 0 | 0 | 0 | 0 | 0 | 0 | 2 |  | 0 | 0 | 0 | 0 | 0 | 0 | 0 | 0 | 0 | 0 | 0 | 0 | 0 | 0 | 0 | 0 | 0.5 | 0 | 0 | 0 | 0 | 0 | 0 | 8 | 0 | 0 | 0 | 0 | 0 | 1 | 4 | 0 | 1 | 0 | 0 | 0 | -1552.755 | -353.559 | 1214.56 | Collinsville-Tesla 500 kV Line | Windmaster-Delta pumps 230 kV line | Grant - Eastshore #2 line 115 kV |  | 0 | 1 | 0 | 0 | 0 | 0 | -1091.3965 | 962.4 | 1214.56 | Tesla-Bellota 230 kV line | Grant - Eastshore #2 line 115 kV | Grant - Eastshore #2 line 115 kV |  | 5 | 4 | YES | 4 | 1 | 1 | NO | 1
PG&E NGBA | Rincon | 115 | 0 | 0 | 0 | 0 | 0 | 0 | 0 | 0 | 0 | 0 | 0 | 0 | 0 | 0 | 0 | 0 | 0 | 0 | 0 | 0 | 0 | 0 | 0 | 0 | 0 | 0 | 0 | 0 | 0 | 0 | 0 | 0 | 0 | 0 | 0 | 0 | 0 | 0 | 0 | 1 | 0 | 1 | 0 | 0 | 0 | 0 | 0 | 0 | 0 | 0 | 0 | 1 | 1 | 1 | 1 | 1 | 0 | 0 | 0 | 0 | 0 | 0 | 0 | 0 | 0 | 1 | 1 | 0 | 0 | 0 | 0 | 0 | 0 | 0 | 0 | 0 | 0 | 0 | 0 | 0 | 0 | 0 | 0 | 0 | 0 | 0 | 0 | 0 | 0 | 0 | 0 | 0 | 0 | 0 | 0 | 0 | 0 | 2 |  | 0 | 0 | 0 | 0 | 0 | 0 | 0 | 0 | 0 | 0 | 0 | 0 | 0 | 0 | 0 | 0 | 0 | 0 | 0 | 0 | 0 | 0 | 0 | 0 | 0 | 0 | 0 | 0 | 0 | 0 | 4 | 0 | 2 | 0 | 0 | 0 | -1552.755 | -353.559 | 634.382 | Collinsville-Tesla 500 kV Line | Windmaster-Delta pumps 230 kV line | Birds Landing-Contra Costa 230kV Line |  | 0 | 0 | 0 | 0 | 0 | 0 | 733.3 | 787.18 | 634.382 | Cortina-Eagle Rock 115 kV line | Cortina-Eagle Rock 115 kV line | Birds Landing-Contra Costa 230kV Line |  | 5 | 1 | YES | 2 | 1 | 1 | NO | 1
PG&E KERN | Rio Bravo | 115 | 0 | 0 | 0 | 0 | 0 | 0 | 0 | 0 | 0 | 0 | 0 | 0 | 0 | 0 | 0 | 0 | 0 | 0 | 0 | 0 | 0 | 0 | 0 | 0 | 0 | 0 | 0 | 0 | 0 | 0 | 0 | 0 | 0 | 0 | 0 | 0 | 0 | 0 | 0 | 0 | 0 | 0 | 0 | 0 | 0 | 0 | 0 | 0 | 0 | 0 | 0 | 0 | 0 | 0 | 0 | 0 | 0 | 0 | 0 | 0 | 0 | 0 | 0 | 0 | 0 | 0 | 0 | 1 | 0 | 0 | 0 | 0 | 0 | 0 | 1 | 0 | 0 | 0 | 1 | 1 | 0 | 0 | 0 | 0 | 0 | 0 | 0 | 0 | 0 | 0 | 0 | 0 | 0 | 0 | 0 | 0 | 0 | 0 |  | 0 | 0 | 0 | 0 | 0 | 0 | 0 | 0 | 0 | 0 | 0 | 0 | 0 | 0 | 0 | 0 | 0 | 0 | 0 | 0 | 0 | 0 | 0 | 0 | 0 | 0 | 0 | 0 | 0 | 0 | 1 | 0 | 1 | 0 | 2 | 0 | -399.853 | -457.5793 | -1707.7948 | Gates 500/230kV TB #11 | Gates 500/230kV TB #11 | Gates 500/230kV TB #12 |  | 0 | 0 | 0 | 0 | 0 | 0 | 35.715 | 4.0117 | 3.675 | Cal Flat-Gates 230 kV line | Cal Flat-Gates 230 kV line | Cal Flat-Gates 230 kV line |  | 5 | 1 | YES | 2 | 5 | 1 | YES | 2
SCE Metro | Rio Hondo | 230 | 0 | 0 | 0 | 0 | 0 | 0 | 0 | 0 | 0 | 1 | 0 | 0 | 0 | 0 | 0 | 0 | 0 | 0 | 0 | 0 | 0 | 0 | 0 | 0 | 0 | 0 | 0 | 0 | 0 | 0 | 0 | 0 | 0 | 0 | 0 | 0 | 0 | 0 | 0 | 0 | 0 | 0 | 0 | 0 | 0 | 0 | 0 | 0 | 0 | 0 | 0 | 0 | 0 | 0 | 0 | 0 | 0 | 0 | 0 | 0 | 0 | 0 | 0 | 0 | 0 | 0 | 0 | 0 | 0 | 0 | 0 | 0 | 0 | 0 | 0 | 0 | 0 | 0 | 0 | 0 | 0 | 0 | 0 | 0 | 0 | 0 | 0 | 0 | 0 | 0 | 0 | 0 | 0 | 0 | 0 | 0 | 0 | 0 |  | 0 | 0 | 0 | 0 | 0 | 0 | 0 | 0 | 0 | 0 | 0 | 0 | 0 | 0 | 0 | 0 | 0 | 0 | 0 | 0 | 0 | 0 | 0 | 0 | 0 | 0 | 265 | 10 | 0 | 1 | 0 | 0 | 0 | 0 | 0 | 0 | 9384.6 | 11197.7 | 14407.5055 | SCE Metro Area Default Constraint | SCE Metro Area Default Constraint | SCE Metro Area Default Constraint |  | 0 | 0 | 0 | 0 | 0 | 0 | 9384.6 | 11197.7 | 14407.5055 | SCE Metro Area Default Constraint | SCE Metro Area Default Constraint | SCE Metro Area Default Constraint |  | 1 | 1 | NO | 1 | 1 | 1 | NO | 1
PG&E NGBA | Rio Oso | 115 | 0 | 0 | 0 | 0 | 0 | 0 | 0 | 0 | 0 | 0 | 0 | 0 | 0 | 0 | 0 | 0 | 0 | 0 | 0 | 0 | 0 | 0 | 0 | 0 | 0 | 0 | 0 | 0 | 0 | 0 | 0 | 0 | 0 | 0 | 0 | 0 | 0 | 0 | 0 | 1 | 1 | 0 | 1 | 0 | 1 | 1 | 1 | 1 | 0 | 0 | 0 | 0 | 0 | 0 | 0 | 0 | 0 | 0 | 0 | 1 | 1 | 0 | 0 | 0 | 0 | 0 | 0 | 0 | 0 | 0 | 0 | 0 | 0 | 0 | 0 | 0 | 0 | 0 | 0 | 0 | 0 | 0 | 0 | 0 | 0 | 0 | 0 | 0 | 0 | 0 | 0 | 0 | 0 | 0 | 0 | 0 | 0 | 0 |  | 0 | 0 | 0 | 0 | 0 | 0 | 0 | 0 | 0 | 0 | 0 | 0 | 0 | 0 | 0 | 0 | 0 | 0 | 0 | 0 | 0 | 0 | 0 | 0 | 0 | 0 | 0 | 0 | 0 | 0 | 3 | 0 | 1 | 0 | 0 | 0 | -1552.755 | -1083.3241 | 32.84 | Collinsville-Tesla 500 kV Line | Bellota-Weber 230kV line | Woodland- Davis 115kV line |  | 0 | 2 | 0 | 1 | 0 | 0 | -1091.3965 | -623.3241 | 32.84 | Tesla-Bellota 230 kV line | Bellota-Weber 230kV line | Woodland- Davis 115kV line |  | 5 | 4 | YES | 4 | 1 | 1 | NO | 1
PG&E NGBA | Rio Oso | 230 | 0 | 0 | 0 | 0 | 0 | 0 | 0 | 0 | 0 | 0 | 0 | 0 | 0 | 0 | 0 | 0 | 0 | 0 | 0 | 0 | 0 | 0 | 0 | 0 | 0 | 0 | 0 | 0 | 0 | 0 | 0 | 0 | 0 | 0 | 0 | 0 | 0 | 0 | 0 | 1 | 1 | 0 | 1 | 0 | 1 | 1 | 1 | 1 | 0 | 0 | 0 | 0 | 0 | 0 | 0 | 0 | 0 | 0 | 0 | 1 | 1 | 0 | 0 | 0 | 0 | 0 | 0 | 0 | 0 | 0 | 0 | 0 | 0 | 0 | 0 | 0 | 0 | 0 | 0 | 0 | 0 | 0 | 0 | 0 | 0 | 0 | 0 | 0 | 0 | 0 | 0 | 0 | 0 | 0 | 0 | 0 | 0 | 0 |  | 0 | 0 | 0 | 0 | 0 | 0 | 0 | 0 | 0 | 0 | 0 | 0 | 0 | 0 | 0 | 0 | 0 | 0 | 0 | 0 | 0 | 0 | 0 | 0 | 0 | 0 | 0 | 0 | 0 | 0 | 3 | 0 | 1 | 0 | 0 | 0 | -1552.755 | -1083.3241 | 32.84 | Collinsville-Tesla 500 kV Line | Bellota-Weber 230kV line | Woodland- Davis 115kV line |  | 0 | 2 | 0 | 1 | 0 | 0 | -1091.3965 | -623.3241 | 32.84 | Tesla-Bellota 230 kV line | Bellota-Weber 230kV line | Woodland- Davis 115kV line |  | 5 | 4 | YES | 4 | 1 | 1 | NO | 1
PG&E GBA | Ripon | 115 | 0 | 0 | 0 | 0 | 0 | 0 | 0 | 0 | 0 | 0 | 0 | 0 | 0 | 0 | 0 | 0 | 0 | 0 | 0 | 0 | 0 | 0 | 0 | 0 | 0 | 0 | 0 | 0 | 0 | 0 | 0 | 0 | 0 | 0 | 0 | 0 | 0 | 0 | 0 | 0 | 0 | 0 | 0 | 0 | 0 | 1 | 0 | 0 | 0 | 0 | 0 | 0 | 0 | 0 | 0 | 1 | 0 | 1 | 0 | 1 | 0 | 0 | 0 | 1 | 0 | 1 | 0 | 0 | 0 | 0 | 0 | 0 | 0 | 0 | 0 | 0 | 0 | 0 | 0 | 0 | 0 | 0 | 0 | 0 | 0 | 0 | 0 | 0 | 0 | 0 | 0 | 0 | 0 | 0 | 0 | 0 | 0 | 0 |  | 0 | 0 | 0 | 0 | 0 | 0 | 0 | 0 | 0 | 0 | 0 | 0 | 0 | 0 | 0 | 0 | 0 | 0 | 0 | 0 | 0 | 0 | 0 | 2.6 | 0 | 0 | 99 | 0 | 0 | 1 | 3 | 0 | 1 | 0 | 0 | 0 | -1391.3965 | -1083.3241 | 278.4144 | Tesla-Bellota 230 kV line | Bellota-Weber 230kV line | Tesla-Salado 115 kV line |  | 0 | 2 | 0 | 1 | 0 | 0 | -1091.3965 | -623.3241 | 278.4144 | Tesla-Bellota 230 kV line | Bellota-Weber 230kV line | Tesla-Salado 115 kV line |  | 5 | 4 | YES | 4 | 1 | 1 | NO | 1
PG&E GBA | Riverbank | 115 | 0 | 0 | 0 | 0 | 0 | 0 | 0 | 0 | 0 | 0 | 0 | 0 | 0 | 0 | 0 | 0 | 0 | 0 | 0 | 0 | 0 | 0 | 0 | 0 | 0 | 0 | 0 | 0 | 0 | 0 | 0 | 0 | 0 | 0 | 0 | 0 | 0 | 0 | 0 | 0 | 0 | 0 | 0 | 0 | 0 | 1 | 0 | 0 | 0 | 0 | 0 | 0 | 0 | 0 | 0 | 1 | 0 | 1 | 0 | 1 | 0 | 0 | 0 | 0 | 0 | 1 | 0 | 0 | 0 | 0 | 0 | 0 | 0 | 0 | 0 | 0 | 0 | 0 | 0 | 0 | 0 | 0 | 0 | 0 | 0 | 0 | 0 | 0 | 0 | 0 | 0 | 0 | 0 | 0 | 0 | 0 | 0 | 0 |  | 0 | 0 | 0 | 0 | 0 | 0 | 0 | 0 | 0 | 0 | 0 | 0 | 0 | 0 | 0 | 0 | 0 | 0 | 0 | 0 | 0 | 0 | 0 | 0 | 0 | 0 | 0 | 0 | 0 | 0 | 3 | 0 | 1 | 0 | 0 | 0 | -1391.3965 | -1083.3241 | 692.3714 | Tesla-Bellota 230 kV line | Bellota-Weber 230kV line | Kasson Jct-Heinz 115 kV line |  | 0 | 2 | 0 | 1 | 0 | 0 | -1091.3965 | -623.3241 | 692.3714 | Tesla-Bellota 230 kV line | Bellota-Weber 230kV line | Kasson Jct-Heinz 115 kV line |  | 5 | 4 | YES | 4 | 1 | 1 | NO | 1
SCE NOL | Roadway | 115 | 0 | 0 | 0 | 0 | 0 | 0 | 0 | 0 | 0 | 0 | 0 | 0 | 1 | 1 | 0 | 0 | 0 | 0 | 0 | 0 | 0 | 0 | 0 | 0 | 0 | 0 | 0 | 0 | 0 | 0 | 0 | 0 | 0 | 0 | 0 | 0 | 0 | 0 | 0 | 0 | 0 | 0 | 0 | 0 | 0 | 0 | 0 | 0 | 0 | 0 | 0 | 0 | 0 | 0 | 0 | 0 | 0 | 0 | 0 | 0 | 0 | 0 | 0 | 0 | 0 | 0 | 0 | 0 | 0 | 0 | 0 | 0 | 0 | 0 | 0 | 0 | 0 | 0 | 0 | 0 | 0 | 0 | 0 | 0 | 0 | 0 | 0 | 0 | 0 | 0 | 0 | 0 | 0 | 0 | 0 | 0 | 0 | 2 |  | 0 | 0 | 0 | 0 | 0 | 0 | 0 | 0 | 0 | 0 | 0 | 0 | 0 | 0 | 0 | 0 | 2.7 | 0 | 0 | 0 | 0 | 0 | 0 | 2 | 211 | 34 | 100 | 10 | 0 | 1 | 0 | 0 | 0 | 0 | 0 | 0 | 82.45 | 113.35 | 1551.5038 | Lugo Transformer Area Constraint | Lugo Transformer Area Constraint | Victor to Lugo Area Constraint |  | 0 | 0 | 0 | 0 | 0 | 0 | 82.45 | 113.35 | 1551.5038 | Lugo Transformer Area Constraint | Lugo Transformer Area Constraint | Victor to Lugo Area Constraint |  | 1 | 1 | NO | 1 | 1 | 1 | NO | 1
PG&E NGBA | Rock Creek 1 | 230 | 0 | 0 | 0 | 0 | 0 | 0 | 0 | 0 | 0 | 0 | 0 | 0 | 0 | 0 | 0 | 0 | 0 | 0 | 0 | 0 | 0 | 0 | 0 | 0 | 0 | 0 | 0 | 0 | 0 | 0 | 0 | 0 | 0 | 0 | 0 | 0 | 0 | 0 | 0 | 1 | 0 | 0 | 0 | 0 | 0 | 1 | 0 | 1 | 0 | 0 | 0 | 0 | 0 | 0 | 0 | 0 | 0 | 0 | 0 | 1 | 1 | 0 | 0 | 0 | 0 | 0 | 0 | 0 | 0 | 0 | 0 | 0 | 0 | 0 | 0 | 0 | 0 | 0 | 0 | 0 | 0 | 0 | 0 | 0 | 0 | 0 | 0 | 0 | 0 | 0 | 0 | 0 | 0 | 0 | 0 | 0 | 0 | 0 |  | 0 | 0 | 0 | 0 | 0 | 0 | 0 | 0 | 0 | 0 | 0 | 0 | 0 | 0 | 0 | 0 | 0 | 0 | 0 | 0 | 0 | 0 | 0 | 0 | 0 | 0 | 0 | 0 | 0 | 0 | 3 | 0 | 1 | 0 | 0 | 0 | -1552.755 | -1083.3241 | 919.2036 | Collinsville-Tesla 500 kV Line | Bellota-Weber 230kV line | Rio Oso-Lockeford 230kV line |  | 0 | 2 | 0 | 1 | 0 | 0 | -1091.3965 | -623.3241 | 919.2036 | Tesla-Bellota 230 kV line | Bellota-Weber 230kV line | Rio Oso-Lockeford 230kV line |  | 5 | 4 | YES | 4 | 1 | 1 | NO | 1
SCE Northern | Rosamond | 66 | 1 | 0 | 1 | 0 | 0 | 0 | 0 | 0 | 0 | 0 | 0 | 0 | 0 | 0 | 0 | 0 | 0 | 0 | 0 | 0 | 0 | 0 | 0 | 0 | 0 | 0 | 0 | 0 | 0 | 0 | 0 | 0 | 0 | 0 | 0 | 0 | 0 | 0 | 0 | 0 | 0 | 0 | 0 | 0 | 0 | 0 | 0 | 0 | 0 | 0 | 0 | 0 | 0 | 0 | 0 | 0 | 0 | 0 | 0 | 0 | 0 | 0 | 0 | 0 | 0 | 0 | 0 | 0 | 0 | 0 | 0 | 0 | 0 | 0 | 0 | 0 | 0 | 0 | 0 | 0 | 0 | 0 | 0 | 0 | 0 | 0 | 0 | 0 | 0 | 0 | 0 | 0 | 0 | 0 | 0 | 0 | 0 | 0 |  | 0 | 0 | 0 | 0 | 0 | 0 | 0 | 0 | 0 | 0 | 0 | 0 | 0 | 0 | 0 | 0 | 0 | 0 | 0 | 0 | 0 | 0 | 0 | 0 | 0 | 0 | 0 | 0 | 0 | 0 | 0 | 0 | 0 | 0 | 0 | 0 | 1527.175 | 2284 | 6908.79 | Antelope-Vincent Constraint | Pardee-Sylmar Constraint | Pardee-Sylmar Constraint |  | 0 | 0 | 0 | 0 | 0 | 0 | 1527.175 | 2284 | 6908.79 | Antelope-Vincent Constraint | Pardee-Sylmar Constraint | Pardee-Sylmar Constraint |  | 1 | 1 | NO | 1 | 1 | 1 | NO | 1
PG&E GBA | Rossmoor | 230 | 0 | 0 | 0 | 0 | 0 | 0 | 0 | 0 | 0 | 0 | 0 | 0 | 0 | 0 | 0 | 0 | 0 | 0 | 0 | 0 | 0 | 0 | 0 | 0 | 0 | 0 | 0 | 0 | 0 | 0 | 0 | 0 | 0 | 0 | 0 | 0 | 0 | 0 | 0 | 1 | 0 | 0 | 0 | 0 | 0 | 0 | 0 | 0 | 0 | 0 | 0 | 0 | 0 | 0 | 0 | 1 | 0 | 0 | 0 | 0 | 0 | 0 | 0 | 0 | 0 | 0 | 1 | 0 | 0 | 0 | 0 | 0 | 0 | 0 | 0 | 0 | 0 | 0 | 0 | 0 | 0 | 0 | 0 | 0 | 0 | 0 | 0 | 0 | 0 | 0 | 0 | 0 | 0 | 0 | 0 | 0 | 0 | 0 |  | 0 | 0 | 0 | 0 | 0 | 0 | 0 | 0 | 0 | 0 | 0 | 0 | 0 | 0 | 0 | 0 | 0 | 0 | 0 | 0 | 0 | 0 | 0 | 0 | 0 | 0 | 0 | 0 | 0 | 0 | 3 | 0 | 1 | 0 | 0 | 0 | -1552.755 | -150.277 | 634.382 | Collinsville-Tesla 500 kV Line | Birds Landing-Contra Costa 230kV Line | Birds Landing-Contra Costa 230kV Line |  | 0 | 0 | 0 | 0 | 0 | 0 | 1338.475 | 1615.723 | 634.382 | Birds Landing-Contra Costa 230kV Line | Birds Landing-Contra Costa 230kV Line | Birds Landing-Contra Costa 230kV Line |  | 5 | 1 | YES | 2 | 1 | 1 | NO | 1
PG&E NGBA | Round Mountain | 230 | 0 | 0 | 0 | 0 | 0 | 0 | 0 | 0 | 0 | 0 | 0 | 0 | 0 | 0 | 0 | 0 | 0 | 0 | 0 | 0 | 0 | 0 | 0 | 0 | 0 | 0 | 0 | 0 | 0 | 0 | 0 | 0 | 0 | 0 | 0 | 0 | 0 | 0 | 0 | 1 | 0 | 0 | 0 | 0 | 0 | 0 | 0 | 0 | 0 | 0 | 0 | 0 | 0 | 0 | 0 | 0 | 0 | 0 | 0 | 0 | 0 | 0 | 0 | 0 | 0 | 0 | 0 | 0 | 0 | 0 | 0 | 0 | 0 | 0 | 0 | 0 | 0 | 0 | 0 | 0 | 0 | 0 | 0 | 0 | 0 | 0 | 0 | 0 | 0 | 0 | 0 | 0 | 0 | 0 | 0 | 0 | 0 | 0 |  | 0 | 0 | 0 | 0 | 0 | 0 | 0 | 0 | 0 | 0 | 0 | 0 | 0 | 0 | 0 | 0 | 0 | 0 | 0 | 0 | 0 | 0 | 0 | 0 | 0 | 0 | 0 | 0 | 0 | 0 | 1 | 0 | 0 | 0 | 0 | 0 | -1552.755 | 590.186 | 5456.3208 | Collinsville-Tesla 500 kV Line | Collinsville-Tesla 500 kV Line | Collinsville-Tesla 500 kV Line |  | 0 | 0 | 0 | 0 | 0 | 0 | 7092.245 | 9235.186 | 5456.3208 | Collinsville-Tesla 500 kV Line | Collinsville-Tesla 500 kV Line | Collinsville-Tesla 500 kV Line |  | 5 | 1 | YES | 2 | 1 | 1 | NO | 1
PG&E NGBA | Round Mountain | 500 | 0 | 0 | 0 | 0 | 0 | 0 | 0 | 0 | 0 | 0 | 0 | 0 | 0 | 0 | 0 | 0 | 0 | 0 | 0 | 0 | 0 | 0 | 0 | 0 | 0 | 0 | 0 | 0 | 0 | 0 | 0 | 0 | 0 | 0 | 0 | 0 | 0 | 0 | 0 | 1 | 0 | 0 | 0 | 0 | 0 | 0 | 0 | 0 | 0 | 0 | 0 | 0 | 0 | 0 | 0 | 0 | 0 | 0 | 0 | 0 | 0 | 0 | 0 | 0 | 0 | 0 | 0 | 0 | 0 | 0 | 0 | 0 | 0 | 0 | 0 | 0 | 0 | 0 | 0 | 0 | 0 | 0 | 0 | 0 | 0 | 0 | 0 | 0 | 0 | 0 | 0 | 0 | 0 | 0 | 0 | 0 | 0 | 0 |  | 0 | 0 | 0 | 0 | 0 | 0 | 0 | 0 | 0 | 0 | 0 | 0 | 0 | 0 | 0 | 0 | 0 | 0 | 0 | 0 | 0 | 0 | 0 | 0 | 0 | 0 | 0 | 0 | 0 | 0 | 1 | 0 | 0 | 0 | 0 | 0 | -1552.755 | 590.186 | 5456.3208 | Collinsville-Tesla 500 kV Line | Collinsville-Tesla 500 kV Line | Collinsville-Tesla 500 kV Line |  | 0 | 0 | 0 | 0 | 0 | 0 | 7092.245 | 9235.186 | 5456.3208 | Collinsville-Tesla 500 kV Line | Collinsville-Tesla 500 kV Line | Collinsville-Tesla 500 kV Line |  | 5 | 1 | YES | 2 | 1 | 1 | NO | 1
PG&E GBA | Salado | 115 | 0 | 0 | 0 | 0 | 0 | 0 | 0 | 0 | 0 | 0 | 0 | 0 | 0 | 0 | 0 | 0 | 0 | 0 | 0 | 0 | 0 | 0 | 0 | 0 | 0 | 0 | 0 | 0 | 0 | 0 | 0 | 0 | 0 | 0 | 0 | 0 | 0 | 0 | 0 | 0 | 0 | 0 | 0 | 0 | 0 | 0 | 0 | 0 | 0 | 0 | 0 | 0 | 0 | 0 | 0 | 1 | 0 | 0 | 0 | 1 | 0 | 0 | 0 | 1 | 0 | 0 | 0 | 0 | 0 | 0 | 0 | 0 | 0 | 0 | 0 | 0 | 0 | 0 | 0 | 0 | 0 | 0 | 0 | 0 | 0 | 0 | 0 | 0 | 0 | 0 | 0 | 0 | 0 | 0 | 0 | 0 | 0 | 0 |  | 0 | 0 | 0 | 0 | 0 | 0 | 0 | 0 | 0 | 0 | 0 | 0 | 0 | 0 | 0 | 0 | 0 | 0 | 0 | 0 | 0 | 0 | 0 | 0 | 0 | 0 | 0 | 0 | 0 | 0 | 2 | 0 | 0 | 0 | 0 | 0 | -1391.3965 | 117.5109 | 278.4144 | Tesla-Bellota 230 kV line | Tesla-Salado 115 kV line | Tesla-Salado 115 kV line |  | 0 | 1 | 0 | 0 | 0 | 0 | -1091.3965 | 117.5109 | 278.4144 | Tesla-Bellota 230 kV line | Tesla-Salado 115 kV line | Tesla-Salado 115 kV line |  | 5 | 4 | YES | 4 | 1 | 1 | NO | 1
PG&E GBA | Salado | 60 | 0 | 0 | 0 | 0 | 0 | 0 | 0 | 0 | 0 | 0 | 0 | 0 | 0 | 0 | 0 | 0 | 0 | 0 | 0 | 0 | 0 | 0 | 0 | 0 | 0 | 0 | 0 | 0 | 0 | 0 | 0 | 0 | 0 | 0 | 0 | 0 | 0 | 0 | 0 | 0 | 0 | 0 | 0 | 0 | 0 | 0 | 0 | 0 | 0 | 0 | 0 | 0 | 0 | 0 | 0 | 1 | 0 | 0 | 0 | 1 | 0 | 0 | 0 | 1 | 0 | 0 | 0 | 0 | 0 | 0 | 0 | 0 | 0 | 0 | 0 | 0 | 0 | 0 | 0 | 0 | 0 | 0 | 0 | 0 | 0 | 0 | 0 | 0 | 0 | 0 | 0 | 0 | 0 | 0 | 0 | 0 | 0 | 0 |  | 0 | 0 | 0 | 0 | 0 | 0 | 0 | 0 | 0 | 0 | 0 | 0 | 0 | 0 | 0 | 0 | 0 | 0 | 0 | 0 | 0 | 0 | 0 | 0 | 0 | 0 | 0 | 0 | 0 | 0 | 2 | 0 | 0 | 0 | 0 | 0 | -1391.3965 | 117.5109 | 278.4144 | Tesla-Bellota 230 kV line | Tesla-Salado 115 kV line | Tesla-Salado 115 kV line |  | 0 | 1 | 0 | 0 | 0 | 0 | -1091.3965 | 117.5109 | 278.4144 | Tesla-Bellota 230 kV line | Tesla-Salado 115 kV line | Tesla-Salado 115 kV line |  | 5 | 4 | YES | 4 | 1 | 1 | NO | 1
PG&E GBA | Salinas | 115 | 0 | 0 | 0 | 0 | 0 | 0 | 0 | 0 | 0 | 0 | 0 | 0 | 0 | 0 | 0 | 0 | 0 | 0 | 0 | 0 | 0 | 0 | 0 | 0 | 0 | 0 | 0 | 0 | 0 | 0 | 0 | 0 | 0 | 0 | 0 | 0 | 0 | 0 | 0 | 0 | 0 | 0 | 0 | 0 | 0 | 0 | 0 | 0 | 0 | 0 | 0 | 0 | 0 | 0 | 0 | 0 | 0 | 0 | 0 | 0 | 0 | 0 | 0 | 0 | 1 | 0 | 0 | 0 | 0 | 0 | 0 | 0 | 0 | 0 | 0 | 0 | 0 | 0 | 0 | 0 | 0 | 0 | 0 | 0 | 0 | 0 | 0 | 0 | 0 | 0 | 0 | 0 | 0 | 0 | 0 | 0 | 1 | 0 |  | 0 | 0 | 0 | 0 | 0 | 0 | 0 | 0 | 0 | 0 | 0 | 0 | 16 | 0 | 1 | 0 | 3.25 | 0 | 0 | 0 | 0 | 0 | 0 | 3 | 0 | 0 | 0 | 16 | 0 | 1 | 0 | 0 | 0 | 0 | 0 | 0 | 311.45 | 344.91 | 296.38 | Morganhill-Metcalf 115kV Line | Morganhill-Metcalf 115kV Line | Morganhill-Metcalf 115kV Line |  | 0 | 0 | 0 | 0 | 0 | 0 | 311.45 | 344.91 | 296.38 | Morganhill-Metcalf 115kV Line | Morganhill-Metcalf 115kV Line | Morganhill-Metcalf 115kV Line |  | 1 | 1 | NO | 1 | 1 | 1 | NO | 1
SDGE | Salt Creek | 69 | 0 | 0 | 0 | 0 | 0 | 0 | 0 | 0 | 0 | 0 | 0 | 0 | 0 | 0 | 0 | 0 | 0 | 0 | 0 | 0 | 0 | 0 | 0 | 0 | 0 | 0 | 0 | 1 | 1 | 1 | 1 | 0 | 1 | 0 | 0 | 1 | 1 | 0 | 0 | 0 | 0 | 0 | 0 | 0 | 0 | 0 | 0 | 0 | 0 | 0 | 0 | 0 | 0 | 0 | 0 | 0 | 0 | 0 | 0 | 0 | 0 | 0 | 0 | 0 | 0 | 0 | 0 | 0 | 0 | 0 | 0 | 0 | 0 | 0 | 0 | 0 | 0 | 0 | 0 | 0 | 0 | 0 | 0 | 0 | 0 | 0 | 0 | 0 | 0 | 0 | 0 | 0 | 0 | 0 | 0 | 0 | 0 | 5 |  | 0 | 0 | 0 | 0 | 0 | 0 | 0 | 0 | 0 | 0 | 0 | 0 | 0 | 0 | 0 | 0 | 0 | 0 | 0 | 0 | 0 | 0 | 0 | 0 | 0 | 0 | 0 | 0 | 0 | 0 | 0 | 0 | 0 | 0 | 0 | 0 | 159.09 | 195.045 | 299.0864 | Miguel 69 kV constraint | Miguel 69 kV constraint | Miguel 69 kV constraint |  | 0 | 0 | 0 | 0 | 0 | 0 | 159.09 | 195.045 | 299.0864 | Miguel 69 kV constraint | Miguel 69 kV constraint | Miguel 69 kV constraint |  | 1 | 1 | NO | 1 | 1 | 1 | NO | 1
SCE Eastern | San Bernardino | 230 | 0 | 0 | 0 | 0 | 0 | 0 | 0 | 0 | 0 | 0 | 0 | 0 | 0 | 0 | 0 | 0 | 0 | 0 | 0 | 1 | 0 | 1 | 0 | 0 | 0 | 0 | 0 | 0 | 0 | 0 | 0 | 0 | 0 | 0 | 0 | 0 | 0 | 0 | 0 | 0 | 0 | 0 | 0 | 0 | 0 | 0 | 0 | 0 | 0 | 0 | 0 | 0 | 0 | 0 | 0 | 0 | 0 | 0 | 0 | 0 | 0 | 0 | 0 | 0 | 0 | 0 | 0 | 0 | 0 | 0 | 0 | 0 | 0 | 0 | 0 | 0 | 0 | 0 | 0 | 0 | 0 | 0 | 0 | 0 | 0 | 0 | 0 | 0 | 0 | 0 | 0 | 0 | 0 | 0 | 0 | 0 | 0 | 1 |  | 0 | 0 | 0 | 0 | 0 | 0 | 0 | 0 | 0 | 0 | 0 | 0 | 0 | 0 | 0 | 0 | 5.25 | 0 | 0 | 0 | 0 | 0 | 0 | 0 | 0 | 0 | 0 | 0 | 0 | 1 | 0 | 0 | 0 | 0 | 0 | 0 | 334.27 | 2584.375 | 8822.375 | Serrano-Alberhill-Valley Constraint | Etiwanda-Rancho Vista Constraint | Etiwanda-Rancho Vista Constraint |  | 0 | 0 | 0 | 0 | 0 | 0 | 334.27 | 2584.375 | 8822.375 | Serrano-Alberhill-Valley Constraint | Etiwanda-Rancho Vista Constraint | Etiwanda-Rancho Vista Constraint |  | 1 | 1 | NO | 1 | 1 | 1 | NO | 1
PG&E GBA | SAN FRAN A (POTRERO PP) | 115 | 0 | 0 | 0 | 0 | 0 | 0 | 0 | 0 | 0 | 0 | 0 | 0 | 0 | 0 | 0 | 0 | 0 | 0 | 0 | 0 | 0 | 0 | 0 | 0 | 0 | 0 | 0 | 0 | 0 | 0 | 0 | 0 | 0 | 0 | 0 | 0 | 0 | 0 | 0 | 1 | 0 | 0 | 0 | 0 | 0 | 0 | 0 | 0 | 0 | 0 | 0 | 0 | 1 | 0 | 0 | 0 | 0 | 0 | 0 | 0 | 0 | 0 | 0 | 0 | 0 | 0 | 0 | 0 | 0 | 0 | 0 | 0 | 0 | 0 | 0 | 0 | 0 | 0 | 0 | 0 | 0 | 0 | 0 | 0 | 0 | 0 | 0 | 0 | 0 | 0 | 0 | 0 | 0 | 0 | 0 | 0 | 0 | 1 |  | 0 | 0 | 0 | 0 | 0 | 0 | 0 | 0 | 0 | 0 | 0 | 0 | 0 | 0 | 0 | 0 | 0 | 0 | 0 | 0 | 0 | 0 | 0 | 0 | 0 | 0 | 0 | 0 | 0 | 0 | 1 | 0 | 0 | 0 | 0 | 0 | -1552.755 | 590.186 | 5456.3208 | Collinsville-Tesla 500 kV Line | Collinsville-Tesla 500 kV Line | Collinsville-Tesla 500 kV Line |  | 0 | 0 | 0 | 0 | 0 | 0 | 2231.175 | 2603.935 | 5456.3208 | Sobrante-Moraga 230 kV line | Sobrante-Moraga 230 kV line | Collinsville-Tesla 500 kV Line |  | 5 | 1 | YES | 2 | 1 | 1 | NO | 1
PG&E GBA | SAN FRAN A (POTRERO PP) | 230 | 0 | 0 | 0 | 0 | 0 | 0 | 0 | 0 | 0 | 0 | 0 | 0 | 0 | 0 | 0 | 0 | 0 | 0 | 0 | 0 | 0 | 0 | 0 | 0 | 0 | 0 | 0 | 0 | 0 | 0 | 0 | 0 | 0 | 0 | 0 | 0 | 0 | 0 | 0 | 1 | 0 | 0 | 0 | 0 | 0 | 0 | 0 | 0 | 0 | 0 | 0 | 0 | 1 | 0 | 0 | 0 | 0 | 0 | 0 | 0 | 0 | 0 | 0 | 0 | 0 | 0 | 0 | 0 | 0 | 0 | 0 | 0 | 0 | 0 | 0 | 0 | 0 | 0 | 0 | 0 | 0 | 0 | 0 | 0 | 0 | 0 | 0 | 0 | 0 | 0 | 0 | 0 | 0 | 0 | 0 | 0 | 0 | 1 |  | 0 | 0 | 0 | 0 | 0 | 0 | 0 | 0 | 0 | 0 | 0 | 0 | 0 | 0 | 0 | 0 | 0 | 0 | 0 | 0 | 0 | 0 | 0 | 0 | 0 | 0 | 0 | 0 | 0 | 0 | 1 | 0 | 0 | 0 | 0 | 0 | -1552.755 | 590.186 | 5456.3208 | Collinsville-Tesla 500 kV Line | Collinsville-Tesla 500 kV Line | Collinsville-Tesla 500 kV Line |  | 0 | 0 | 0 | 0 | 0 | 0 | 2231.175 | 2603.935 | 5456.3208 | Sobrante-Moraga 230 kV line | Sobrante-Moraga 230 kV line | Collinsville-Tesla 500 kV Line |  | 5 | 1 | YES | 2 | 1 | 1 | NO | 1
PG&E GBA | San Jose A | 115 | 0 | 0 | 0 | 0 | 0 | 0 | 0 | 0 | 0 | 0 | 0 | 0 | 0 | 0 | 0 | 0 | 0 | 0 | 0 | 0 | 0 | 0 | 0 | 0 | 0 | 0 | 0 | 0 | 0 | 0 | 0 | 0 | 0 | 0 | 0 | 0 | 0 | 0 | 0 | 0 | 0 | 0 | 0 | 0 | 0 | 0 | 0 | 0 | 0 | 0 | 0 | 0 | 0 | 0 | 0 | 1 | 0 | 0 | 0 | 1 | 0 | 0 | 0 | 0 | 0 | 0 | 0 | 0 | 0 | 0 | 0 | 0 | 0 | 0 | 0 | 0 | 0 | 0 | 0 | 0 | 0 | 0 | 0 | 0 | 0 | 0 | 0 | 0 | 0 | 0 | 0 | 0 | 0 | 0 | 0 | 0 | 1 | 0 |  | 0 | 0 | 0 | 0 | 0 | 0 | 0 | 0 | 0 | 0 | 0 | 0 | 0 | 0 | 0 | 0 | 0 | 0 | 0 | 0 | 0 | 0 | 0 | 0 | 0 | 0 | 0 | 0 | 0 | 0 | 2 | 0 | 0 | 0 | 0 | 0 | -1391.3965 | 675.6364 | 3949.977 | Tesla-Bellota 230 kV line | Tesla-Bellota 230 kV line | Tesla-Bellota 230 kV line |  | 0 | 1 | 0 | 0 | 0 | 0 | -1091.3965 | 975.6364 | 3949.977 | Tesla-Bellota 230 kV line | Tesla-Bellota 230 kV line | Tesla-Bellota 230 kV line |  | 5 | 4 | YES | 4 | 1 | 1 | NO | 1
PG&E GBA | San Jose B | 115 | 0 | 0 | 0 | 0 | 0 | 0 | 0 | 0 | 0 | 0 | 0 | 0 | 0 | 0 | 0 | 0 | 0 | 0 | 0 | 0 | 0 | 0 | 0 | 0 | 0 | 0 | 0 | 0 | 0 | 0 | 0 | 0 | 0 | 0 | 0 | 0 | 0 | 0 | 0 | 0 | 0 | 0 | 0 | 0 | 0 | 0 | 0 | 0 | 0 | 0 | 0 | 0 | 0 | 0 | 0 | 1 | 0 | 0 | 0 | 1 | 0 | 0 | 0 | 0 | 0 | 0 | 0 | 0 | 0 | 0 | 0 | 0 | 0 | 0 | 0 | 0 | 0 | 0 | 0 | 0 | 0 | 0 | 0 | 0 | 0 | 0 | 0 | 0 | 0 | 0 | 0 | 0 | 0 | 0 | 0 | 0 | 0 | 0 |  | 0 | 0 | 0 | 0 | 0 | 0 | 0 | 0 | 0 | 0 | 0 | 0 | 0 | 0 | 0 | 0 | 0 | 0 | 0 | 0 | 0 | 0 | 0 | 0 | 0 | 0 | 0 | 0 | 0 | 0 | 2 | 0 | 0 | 0 | 0 | 0 | -1391.3965 | 675.6364 | 3949.977 | Tesla-Bellota 230 kV line | Tesla-Bellota 230 kV line | Tesla-Bellota 230 kV line |  | 0 | 1 | 0 | 0 | 0 | 0 | -1091.3965 | 975.6364 | 3949.977 | Tesla-Bellota 230 kV line | Tesla-Bellota 230 kV line | Tesla-Bellota 230 kV line |  | 5 | 4 | YES | 4 | 1 | 1 | NO | 1
PG&E GBA | San Leandro U | 115 | 0 | 0 | 0 | 0 | 0 | 0 | 0 | 0 | 0 | 0 | 0 | 0 | 0 | 0 | 0 | 0 | 0 | 0 | 0 | 0 | 0 | 0 | 0 | 0 | 0 | 0 | 0 | 0 | 0 | 0 | 0 | 0 | 0 | 0 | 0 | 0 | 0 | 0 | 0 | 1 | 0 | 0 | 0 | 0 | 0 | 0 | 0 | 0 | 0 | 0 | 0 | 0 | 1 | 0 | 0 | 1 | 0 | 0 | 0 | 0 | 0 | 0 | 0 | 0 | 0 | 0 | 0 | 0 | 0 | 0 | 0 | 0 | 0 | 0 | 0 | 0 | 0 | 0 | 0 | 0 | 0 | 0 | 0 | 0 | 0 | 0 | 0 | 0 | 0 | 0 | 0 | 0 | 0 | 0 | 0 | 0 | 0 | 1 |  | 0 | 0 | 0 | 0 | 0 | 0 | 0 | 0 | 0 | 0 | 0 | 0 | 0 | 0 | 0 | 0 | 0 | 0 | 0 | 0 | 0 | 0 | 0 | 0 | 0 | 0 | 0 | 0 | 0 | 0 | 2 | 0 | 0 | 0 | 0 | 0 | -1552.755 | 590.186 | 5456.3208 | Collinsville-Tesla 500 kV Line | Collinsville-Tesla 500 kV Line | Collinsville-Tesla 500 kV Line |  | 0 | 0 | 0 | 0 | 0 | 0 | 2231.175 | 2603.935 | 5456.3208 | Sobrante-Moraga 230 kV line | Sobrante-Moraga 230 kV line | Collinsville-Tesla 500 kV Line |  | 5 | 1 | YES | 2 | 1 | 1 | NO | 1
PG&E KERN | San Luis Obispo | 115 | 0 | 0 | 0 | 0 | 0 | 0 | 0 | 0 | 0 | 0 | 0 | 0 | 0 | 0 | 0 | 0 | 0 | 0 | 0 | 0 | 0 | 0 | 0 | 0 | 0 | 0 | 0 | 0 | 0 | 0 | 0 | 0 | 0 | 0 | 0 | 0 | 0 | 0 | 0 | 0 | 0 | 0 | 0 | 0 | 0 | 0 | 0 | 0 | 0 | 0 | 0 | 0 | 0 | 0 | 0 | 0 | 0 | 0 | 0 | 0 | 0 | 0 | 0 | 0 | 0 | 0 | 0 | 1 | 1 | 0 | 0 | 0 | 0 | 0 | 0 | 0 | 0 | 0 | 0 | 1 | 0 | 0 | 0 | 0 | 0 | 1 | 0 | 0 | 0 | 0 | 0 | 0 | 0 | 0 | 0 | 1 | 0 | 1 |  | 0 | 0 | 0 | 0 | 0 | 0 | 0 | 0 | 0 | 0 | 0 | 0 | 0 | 0 | 0 | 0 | 0 | 0 | 0 | 0 | 0 | 0 | 0 | 0 | 0 | 0 | 0 | 0 | 0 | 0 | 1 | 0 | 1 | 0 | 1 | 0 | -399.853 | -457.5793 | -1079.1245 | Gates 500/230kV TB #11 | Gates 500/230kV TB #11 | Gates 500/230kV TB #11 |  | 0 | 0 | 0 | 0 | 0 | 0 | 35.715 | 4.0117 | 3.675 | Cal Flat-Gates 230 kV line | Cal Flat-Gates 230 kV line | Cal Flat-Gates 230 kV line |  | 5 | 1 | YES | 2 | 5 | 1 | YES | 2
PG&E KERN | San Luis Obispo | 70 | 0 | 0 | 0 | 0 | 0 | 0 | 0 | 0 | 0 | 0 | 0 | 0 | 0 | 0 | 0 | 0 | 0 | 0 | 0 | 0 | 0 | 0 | 0 | 0 | 0 | 0 | 0 | 0 | 0 | 0 | 0 | 0 | 0 | 0 | 0 | 0 | 0 | 0 | 0 | 0 | 0 | 0 | 0 | 0 | 0 | 0 | 0 | 0 | 0 | 0 | 0 | 0 | 0 | 0 | 0 | 0 | 0 | 0 | 0 | 0 | 0 | 0 | 0 | 0 | 0 | 0 | 0 | 1 | 1 | 0 | 0 | 0 | 0 | 0 | 0 | 0 | 0 | 0 | 0 | 1 | 0 | 0 | 0 | 0 | 0 | 1 | 0 | 0 | 0 | 0 | 0 | 0 | 0 | 0 | 0 | 1 | 0 | 1 |  | 0 | 0 | 0 | 0 | 0 | 0 | 0 | 0 | 0 | 0 | 0 | 0 | 0 | 0 | 0 | 0 | 11 | 0 | 0 | 0 | 0 | 0 | 0 | 0 | 0 | 0 | 0 | 0 | 0 | 1 | 1 | 0 | 1 | 0 | 1 | 0 | -399.853 | -457.5793 | -1079.1245 | Gates 500/230kV TB #11 | Gates 500/230kV TB #11 | Gates 500/230kV TB #11 |  | 0 | 0 | 0 | 0 | 0 | 0 | 35.715 | 4.0117 | 3.675 | Cal Flat-Gates 230 kV line | Cal Flat-Gates 230 kV line | Cal Flat-Gates 230 kV line |  | 5 | 1 | YES | 2 | 5 | 1 | YES | 2
SDGE | San Luis Rey | 230 | 0 | 0 | 0 | 0 | 0 | 0 | 0 | 0 | 0 | 0 | 0 | 0 | 0 | 0 | 0 | 0 | 0 | 0 | 0 | 0 | 0 | 0 | 0 | 0 | 0 | 0 | 0 | 0 | 0 | 0 | 0 | 0 | 1 | 0 | 0 | 0 | 0 | 0 | 0 | 0 | 0 | 0 | 0 | 0 | 0 | 0 | 0 | 0 | 0 | 0 | 0 | 0 | 0 | 0 | 0 | 0 | 0 | 0 | 0 | 0 | 0 | 0 | 0 | 0 | 0 | 0 | 0 | 0 | 0 | 0 | 0 | 0 | 0 | 0 | 0 | 0 | 0 | 0 | 0 | 0 | 0 | 0 | 0 | 0 | 0 | 0 | 0 | 0 | 0 | 0 | 0 | 0 | 0 | 0 | 0 | 0 | 0 | 1 |  | 0 | 0 | 0 | 0 | 0 | 0 | 0 | 0 | 0 | 0 | 0 | 0 | 0 | 0 | 0 | 0 | 0 | 0 | 0 | 0 | 0 | 0 | 0 | 0 | 0 | 0 | 0 | 0 | 0 | 0 | 0 | 0 | 0 | 0 | 0 | 0 | 246.81 | 1766.905 | 8085.9494 | San Luis Rey-San Onofre 230 kV line constraint | San Luis Rey-San Onofre 230 kV line constraint | San Luis Rey-San Onofre 230 kV line constraint |  | 0 | 0 | 0 | 0 | 0 | 0 | 246.81 | 1766.905 | 8085.9494 | San Luis Rey-San Onofre 230 kV line constraint | San Luis Rey-San Onofre 230 kV line constraint | San Luis Rey-San Onofre 230 kV line constraint |  | 1 | 1 | NO | 1 | 1 | 1 | NO | 1
SDGE | San Luis Rey | 69 | 0 | 0 | 0 | 0 | 0 | 0 | 0 | 0 | 0 | 0 | 0 | 0 | 0 | 0 | 0 | 0 | 0 | 0 | 0 | 0 | 0 | 0 | 0 | 0 | 0 | 1 | 0 | 0 | 0 | 0 | 0 | 0 | 1 | 0 | 0 | 0 | 0 | 1 | 0 | 0 | 0 | 0 | 0 | 0 | 0 | 0 | 0 | 0 | 0 | 0 | 0 | 0 | 0 | 0 | 0 | 0 | 0 | 0 | 0 | 0 | 0 | 0 | 0 | 0 | 0 | 0 | 0 | 0 | 0 | 0 | 0 | 0 | 0 | 0 | 0 | 0 | 0 | 0 | 0 | 0 | 0 | 0 | 0 | 0 | 0 | 0 | 0 | 0 | 0 | 0 | 0 | 0 | 0 | 0 | 0 | 0 | 0 | 1 |  | 0 | 0 | 0 | 0 | 0 | 0 | 0 | 0 | 0 | 0 | 0 | 0 | 0 | 0 | 0 | 0 | 0 | 0 | 0 | 0 | 0 | 0 | 0 | 0 | 0 | 0 | 0 | 0 | 0 | 0 | 0 | 0 | 0 | 0 | 0 | 0 | 242.87 | 692.035 | 1692.03 | Capistrano-San Onofre 230 kV constraint | Talega 230 kV constraint | Talega 230 kV constraint |  | 0 | 0 | 0 | 0 | 0 | 0 | 242.87 | 692.035 | 1692.03 | Capistrano-San Onofre 230 kV constraint | Talega 230 kV constraint | Talega 230 kV constraint |  | 1 | 1 | NO | 1 | 1 | 1 | NO | 1
SDGE | San Marcos | 69 | 0 | 0 | 0 | 0 | 0 | 0 | 0 | 0 | 0 | 0 | 0 | 0 | 0 | 0 | 0 | 0 | 0 | 0 | 0 | 0 | 0 | 0 | 0 | 0 | 0 | 1 | 0 | 0 | 0 | 0 | 1 | 0 | 1 | 1 | 0 | 0 | 0 | 1 | 0 | 0 | 0 | 0 | 0 | 0 | 0 | 0 | 0 | 0 | 0 | 0 | 0 | 0 | 0 | 0 | 0 | 0 | 0 | 0 | 0 | 0 | 0 | 0 | 0 | 0 | 0 | 0 | 0 | 0 | 0 | 0 | 0 | 0 | 0 | 0 | 0 | 0 | 0 | 0 | 0 | 0 | 0 | 0 | 0 | 0 | 0 | 0 | 0 | 0 | 0 | 0 | 0 | 0 | 0 | 0 | 0 | 0 | 0 | 2 |  | 0 | 0 | 0 | 0 | 0 | 0 | 0 | 0 | 0 | 0 | 0 | 0 | 0 | 0 | 0 | 0 | 0 | 0 | 0 | 0 | 0 | 0 | 0 | 0 | 0 | 0 | 0 | 0 | 0 | 0 | 0 | 0 | 0 | 0 | 0 | 0 | 94.4 | 149.2 | 313.6 | Ocean Ranch 69 kV constraint | Ocean Ranch 69 kV constraint | Ocean Ranch 69 kV constraint |  | 0 | 0 | 0 | 0 | 0 | 0 | 94.4 | 149.2 | 313.6 | Ocean Ranch 69 kV constraint | Ocean Ranch 69 kV constraint | Ocean Ranch 69 kV constraint |  | 1 | 1 | NO | 1 | 1 | 1 | NO | 1
SCE Metro | San Onofre | 230 | 0 | 0 | 0 | 0 | 0 | 0 | 0 | 0 | 0 | 1 | 0 | 0 | 0 | 0 | 0 | 0 | 0 | 0 | 0 | 0 | 0 | 0 | 0 | 0 | 0 | 0 | 0 | 0 | 0 | 0 | 0 | 0 | 0 | 0 | 0 | 0 | 0 | 0 | 0 | 0 | 0 | 0 | 0 | 0 | 0 | 0 | 0 | 0 | 0 | 0 | 0 | 0 | 0 | 0 | 0 | 0 | 0 | 0 | 0 | 0 | 0 | 0 | 0 | 0 | 0 | 0 | 0 | 0 | 0 | 0 | 0 | 0 | 0 | 0 | 0 | 0 | 0 | 0 | 0 | 0 | 0 | 0 | 0 | 0 | 0 | 0 | 0 | 0 | 0 | 0 | 0 | 0 | 0 | 0 | 0 | 0 | 0 | 0 |  | 0 | 0 | 0 | 0 | 0 | 0 | 0 | 0 | 0 | 0 | 0 | 0 | 0 | 0 | 0 | 0 | 0 | 0 | 0 | 0 | 0 | 0 | 0 | 0 | 0 | 0 | 0 | 0 | 0 | 0 | 0 | 0 | 0 | 0 | 0 | 0 | 9384.6 | 11197.7 | 14407.5055 | SCE Metro Area Default Constraint | SCE Metro Area Default Constraint | SCE Metro Area Default Constraint |  | 0 | 0 | 0 | 0 | 0 | 0 | 9384.6 | 11197.7 | 14407.5055 | SCE Metro Area Default Constraint | SCE Metro Area Default Constraint | SCE Metro Area Default Constraint |  | 1 | 1 | NO | 1 | 1 | 1 | NO | 1
PG&E GBA | San Pablo | 115 | 0 | 0 | 0 | 0 | 0 | 0 | 0 | 0 | 0 | 0 | 0 | 0 | 0 | 0 | 0 | 0 | 0 | 0 | 0 | 0 | 0 | 0 | 0 | 0 | 0 | 0 | 0 | 0 | 0 | 0 | 0 | 0 | 0 | 0 | 0 | 0 | 0 | 0 | 0 | 1 | 0 | 0 | 0 | 0 | 0 | 0 | 0 | 0 | 0 | 1 | 0 | 0 | 1 | 1 | 1 | 1 | 0 | 0 | 1 | 1 | 0 | 1 | 0 | 0 | 0 | 1 | 0 | 0 | 0 | 0 | 0 | 0 | 0 | 0 | 0 | 0 | 0 | 0 | 0 | 0 | 0 | 0 | 0 | 0 | 0 | 0 | 0 | 0 | 0 | 0 | 0 | 0 | 0 | 0 | 0 | 0 | 0 | 2 |  | 0 | 0 | 0 | 0 | 0 | 0 | 0 | 0 | 0 | 0 | 0 | 0 | 0 | 0 | 0 | 0 | 0 | 0 | 0 | 0 | 0 | 0 | 0 | 0 | 0 | 0 | 0 | 0 | 0 | 0 | 4 | 0 | 1 | 0 | 0 | 0 | -1552.755 | -353.559 | 1214.56 | Collinsville-Tesla 500 kV Line | Windmaster-Delta pumps 230 kV line | Grant - Eastshore #2 line 115 kV |  | 0 | 1 | 0 | 0 | 0 | 0 | -1091.3965 | 962.4 | 1214.56 | Tesla-Bellota 230 kV line | Grant - Eastshore #2 line 115 kV | Grant - Eastshore #2 line 115 kV |  | 5 | 4 | YES | 4 | 1 | 1 | NO | 1
PG&E GBA | San Ramon | 230 | 0 | 0 | 0 | 0 | 0 | 0 | 0 | 0 | 0 | 0 | 0 | 0 | 0 | 0 | 0 | 0 | 0 | 0 | 0 | 0 | 0 | 0 | 0 | 0 | 0 | 0 | 0 | 0 | 0 | 0 | 0 | 0 | 0 | 0 | 0 | 0 | 0 | 0 | 0 | 1 | 0 | 0 | 0 | 0 | 0 | 0 | 0 | 0 | 0 | 0 | 0 | 0 | 0 | 0 | 0 | 1 | 0 | 0 | 0 | 0 | 0 | 0 | 0 | 0 | 0 | 0 | 0 | 0 | 0 | 0 | 0 | 0 | 0 | 0 | 0 | 0 | 0 | 0 | 0 | 0 | 0 | 0 | 0 | 0 | 0 | 0 | 0 | 0 | 0 | 0 | 0 | 0 | 0 | 0 | 0 | 0 | 0 | 0 |  | 0 | 0 | 0 | 0 | 0 | 0 | 0 | 0 | 0 | 0 | 0 | 0 | 0 | 0 | 0 | 0 | 0 | 0 | 0 | 0 | 0 | 0 | 0 | 0 | 0 | 0 | 0 | 0 | 0 | 0 | 2 | 0 | 0 | 0 | 0 | 0 | -1552.755 | 590.186 | 5456.3208 | Collinsville-Tesla 500 kV Line | Collinsville-Tesla 500 kV Line | Collinsville-Tesla 500 kV Line |  | 0 | 0 | 0 | 0 | 0 | 0 | 3406.8785 | 5638.4844 | 5456.3208 | Tesla-Tracy-Pump 230 kV line #2 | Tesla-Tracy-Pump 230 kV line #2 | Collinsville-Tesla 500 kV Line |  | 5 | 1 | YES | 2 | 1 | 1 | NO | 1
SDGE | San Ysidro | 69 | 0 | 0 | 0 | 0 | 0 | 0 | 0 | 0 | 0 | 0 | 0 | 0 | 0 | 0 | 0 | 0 | 0 | 0 | 0 | 0 | 0 | 0 | 0 | 0 | 0 | 0 | 0 | 0 | 0 | 1 | 1 | 0 | 1 | 0 | 0 | 1 | 1 | 0 | 0 | 0 | 0 | 0 | 0 | 0 | 0 | 0 | 0 | 0 | 0 | 0 | 0 | 0 | 0 | 0 | 0 | 0 | 0 | 0 | 0 | 0 | 0 | 0 | 0 | 0 | 0 | 0 | 0 | 0 | 0 | 0 | 0 | 0 | 0 | 0 | 0 | 0 | 0 | 0 | 0 | 0 | 0 | 0 | 0 | 0 | 0 | 0 | 0 | 0 | 0 | 0 | 0 | 0 | 0 | 0 | 0 | 0 | 0 | 4 |  | 0 | 0 | 0 | 0 | 0 | 0 | 0 | 0 | 0 | 0 | 0 | 0 | 0 | 0 | 0 | 0 | 0 | 0 | 0 | 0 | 0 | 0 | 0 | 0 | 0 | 0 | 0 | 0 | 0 | 0 | 0 | 0 | 0 | 0 | 0 | 0 | 159.09 | 195.045 | 299.0864 | Miguel 69 kV constraint | Miguel 69 kV constraint | Miguel 69 kV constraint |  | 0 | 0 | 0 | 0 | 0 | 0 | 159.09 | 195.045 | 299.0864 | Miguel 69 kV constraint | Miguel 69 kV constraint | Miguel 69 kV constraint |  | 1 | 1 | NO | 1 | 1 | 1 | NO | 1
SCE NOL | Sandlot | 230 | 0 | 0 | 0 | 0 | 0 | 0 | 0 | 0 | 0 | 0 | 0 | 1 | 1 | 1 | 0 | 0 | 0 | 0 | 0 | 0 | 0 | 0 | 0 | 0 | 0 | 0 | 0 | 0 | 0 | 0 | 0 | 0 | 0 | 0 | 0 | 0 | 0 | 0 | 0 | 0 | 0 | 0 | 0 | 0 | 0 | 0 | 0 | 0 | 0 | 0 | 0 | 0 | 0 | 0 | 0 | 0 | 0 | 0 | 0 | 0 | 0 | 0 | 0 | 0 | 0 | 0 | 0 | 0 | 0 | 0 | 0 | 0 | 0 | 0 | 0 | 0 | 0 | 0 | 0 | 0 | 0 | 0 | 0 | 0 | 0 | 0 | 0 | 0 | 0 | 0 | 0 | 0 | 0 | 0 | 0 | 0 | 0 | 3 |  | 0 | 0 | 0 | 0 | 0 | 0 | 0 | 0 | 0 | 0 | 0 | 0 | 0 | 0 | 0 | 0 | 0 | 0 | 0 | 0 | 0 | 0 | 0 | 0 | 0 | 0 | 0 | 0 | 0 | 0 | 0 | 2 | 0 | 2 | 0 | 0 | -96.42 | -45.65 | 1021.4838 | South of Kramer Area Constraint | South of Kramer Area Constraint | South of Kramer Area Constraint |  | 0 | 2 | 0 | 2 | 0 | 0 | -96.42 | -45.65 | 1021.4838 | South of Kramer Area Constraint | South of Kramer Area Constraint | South of Kramer Area Constraint |  | 3 | 3 | NO | 3 | 1 | 1 | NO | 1
EOP | Sandy | 138 | 0 | 0 | 0 | 0 | 0 | 0 | 0 | 0 | 0 | 0 | 0 | 0 | 0 | 0 | 0 | 0 | 0 | 0 | 0 | 0 | 0 | 0 | 1 | 1 | 1 | 0 | 0 | 0 | 0 | 0 | 0 | 0 | 0 | 0 | 0 | 0 | 0 | 0 | 0 | 0 | 0 | 0 | 0 | 0 | 0 | 0 | 0 | 0 | 0 | 0 | 0 | 0 | 0 | 0 | 0 | 0 | 0 | 0 | 0 | 0 | 0 | 0 | 0 | 0 | 0 | 0 | 0 | 0 | 0 | 0 | 0 | 0 | 0 | 0 | 0 | 0 | 0 | 0 | 0 | 0 | 0 | 0 | 0 | 0 | 0 | 0 | 0 | 0 | 0 | 0 | 0 | 0 | 0 | 0 | 0 | 0 | 0 | 2 |  | 0 | 0 | 0 | 0 | 0 | 0 | 0 | 0 | 0 | 0 | 0 | 0 | 0 | 0 | 0 | 0 | 0 | 0 | 0 | 0 | 0 | 0 | 0 | 0 | 0 | 0 | 0 | 0 | 0 | 0 | 1 | 1 | 0 | 0 | 0 | 0 | -2392.615 | 660.59 | 1077.53 | Lugo - Victorville area constraint | Sloan Canyon - Eldorado 500 kV constraint | GLW 230kV area constraint |  | 0 | 1 | 0 | 0 | 0 | 0 | -250.55 | 660.59 | 1077.53 | Sloan Canyon - Eldorado 500 kV constraint | Sloan Canyon - Eldorado 500 kV constraint | GLW 230kV area constraint |  | 5 | 4 | YES | 4 | 1 | 1 | NO | 1
PG&E FRESNO | Sanger | 115 | 0 | 0 | 0 | 0 | 0 | 0 | 0 | 0 | 0 | 0 | 0 | 0 | 0 | 0 | 0 | 0 | 0 | 0 | 0 | 0 | 0 | 0 | 0 | 0 | 0 | 0 | 0 | 0 | 0 | 0 | 0 | 0 | 0 | 0 | 0 | 0 | 0 | 0 | 0 | 0 | 0 | 0 | 0 | 0 | 0 | 1 | 0 | 0 | 0 | 0 | 0 | 0 | 0 | 0 | 0 | 0 | 0 | 0 | 0 | 0 | 0 | 0 | 0 | 0 | 0 | 0 | 0 | 0 | 0 | 0 | 0 | 0 | 0 | 0 | 0 | 0 | 0 | 0 | 1 | 1 | 0 | 1 | 0 | 1 | 1 | 1 | 0 | 0 | 0 | 1 | 0 | 0 | 0 | 0 | 1 | 0 | 0 | 2 |  | 0 | 0 | 0 | 0 | 0 | 0 | 0 | 0 | 0 | 0 | 0 | 0 | 0 | 0 | 0 | 0 | 1.5 | 0 | 0 | 0 | 0 | 0 | 0 | 0 | 100 | 100 | 0 | 30 | 0 | 1 | 6 | 0 | 5 | 0 | 5 | 1 | -1745.05 | -1701.25 | -2088.8969 | Borden-Storey #1 230kV line | Borden-Storey #1 230kV line | Mustang-Henrietta 230 kV line |  | 0 | 2 | 0 | 2 | 1 | 0 | -680.5815 | -623.3241 | -210.6574 | Bellota-Weber 230kV line | Bellota-Weber 230kV line | Chowchilla-Le grand 115kV Line |  | 5 | 4 | YES | 4 | 5 | 5 | NO | 5
SCE Northern | Santa Clara | 230 | 0 | 0 | 1 | 0 | 1 | 0 | 0 | 0 | 0 | 0 | 0 | 0 | 0 | 0 | 0 | 0 | 0 | 0 | 0 | 0 | 0 | 0 | 0 | 0 | 1 | 0 | 0 | 0 | 0 | 0 | 0 | 0 | 0 | 0 | 0 | 0 | 0 | 0 | 0 | 0 | 0 | 0 | 0 | 0 | 0 | 0 | 0 | 0 | 0 | 0 | 0 | 0 | 0 | 0 | 0 | 0 | 0 | 0 | 0 | 0 | 0 | 0 | 0 | 0 | 0 | 0 | 0 | 0 | 0 | 0 | 0 | 0 | 0 | 0 | 0 | 0 | 0 | 0 | 0 | 0 | 0 | 0 | 0 | 0 | 0 | 0 | 0 | 0 | 0 | 0 | 0 | 0 | 0 | 0 | 0 | 0 | 0 | 0 |  | 0 | 0 | 0 | 0 | 0 | 0 | 0 | 0 | 0 | 0 | 0 | 15 | 0 | 0 | 1 | 0 | 0 | 0 | 0 | 0 | 0 | 0 | 0 | 0 | 0 | 0 | 15 | 0 | 0 | 1 | 1 | 0 | 0 | 0 | 0 | 0 | -2392.615 | 646.5 | 3256 | Lugo - Victorville area constraint | Moorpark-Pardee Constraint | Moorpark-Pardee Constraint |  | 0 | 0 | 0 | 0 | 0 | 0 | 339 | 646.5 | 3256 | Moorpark-Pardee Constraint | Moorpark-Pardee Constraint | Moorpark-Pardee Constraint |  | 5 | 1 | YES | 2 | 1 | 1 | NO | 1
PG&E NGBA | Santa Rosa A | 115 | 0 | 0 | 0 | 0 | 0 | 0 | 0 | 0 | 0 | 0 | 0 | 0 | 0 | 0 | 0 | 0 | 0 | 0 | 0 | 0 | 0 | 0 | 0 | 0 | 0 | 0 | 0 | 0 | 0 | 0 | 0 | 0 | 0 | 0 | 0 | 0 | 0 | 0 | 0 | 1 | 0 | 0 | 0 | 0 | 0 | 0 | 0 | 0 | 0 | 0 | 0 | 0 | 1 | 0 | 0 | 0 | 0 | 0 | 0 | 0 | 0 | 0 | 0 | 0 | 0 | 0 | 1 | 0 | 0 | 0 | 0 | 0 | 0 | 0 | 0 | 0 | 0 | 0 | 0 | 0 | 0 | 0 | 0 | 0 | 0 | 0 | 0 | 0 | 0 | 0 | 0 | 0 | 0 | 0 | 0 | 0 | 0 | 1 |  | 0 | 0 | 0 | 0 | 0 | 0 | 0 | 0 | 0 | 0 | 0 | 0 | 0 | 0 | 0 | 0 | 0 | 0 | 0 | 0 | 0 | 0 | 0 | 0 | 0 | 0 | 0 | 0 | 0 | 0 | 2 | 0 | 1 | 0 | 0 | 0 | -1552.755 | -150.277 | 634.382 | Collinsville-Tesla 500 kV Line | Birds Landing-Contra Costa 230kV Line | Birds Landing-Contra Costa 230kV Line |  | 0 | 0 | 0 | 0 | 0 | 0 | 1338.475 | 1615.723 | 634.382 | Birds Landing-Contra Costa 230kV Line | Birds Landing-Contra Costa 230kV Line | Birds Landing-Contra Costa 230kV Line |  | 5 | 1 | YES | 2 | 1 | 1 | NO | 1
PG&E GBA | Santa Teresa | 115 | 0 | 0 | 0 | 0 | 0 | 0 | 0 | 0 | 0 | 0 | 0 | 0 | 0 | 0 | 0 | 0 | 0 | 0 | 0 | 0 | 0 | 0 | 0 | 0 | 0 | 0 | 0 | 0 | 0 | 0 | 0 | 0 | 0 | 0 | 0 | 0 | 0 | 0 | 0 | 0 | 0 | 0 | 0 | 0 | 0 | 0 | 0 | 0 | 0 | 0 | 0 | 0 | 0 | 0 | 0 | 1 | 0 | 0 | 0 | 1 | 0 | 0 | 0 | 0 | 0 | 0 | 0 | 0 | 0 | 0 | 0 | 0 | 0 | 0 | 0 | 0 | 0 | 0 | 0 | 0 | 0 | 0 | 0 | 0 | 0 | 0 | 0 | 0 | 0 | 0 | 0 | 0 | 0 | 0 | 0 | 0 | 1 | 0 |  | 0 | 0 | 0 | 0 | 0 | 0 | 0 | 0 | 0 | 0 | 0 | 0 | 0 | 0 | 0 | 0 | 0 | 0 | 0 | 0 | 0 | 0 | 0 | 0 | 0 | 0 | 0 | 0 | 0 | 0 | 2 | 0 | 0 | 0 | 0 | 0 | -1391.3965 | 675.6364 | 3949.977 | Tesla-Bellota 230 kV line | Tesla-Bellota 230 kV line | Tesla-Bellota 230 kV line |  | 0 | 1 | 0 | 0 | 0 | 0 | -1091.3965 | 975.6364 | 3949.977 | Tesla-Bellota 230 kV line | Tesla-Bellota 230 kV line | Tesla-Bellota 230 kV line |  | 5 | 4 | YES | 4 | 1 | 1 | NO | 1
SDGE | Santee | 138 | 0 | 0 | 0 | 0 | 0 | 0 | 0 | 0 | 0 | 0 | 0 | 0 | 0 | 0 | 0 | 0 | 0 | 0 | 0 | 0 | 0 | 0 | 0 | 0 | 0 | 0 | 1 | 0 | 1 | 0 | 1 | 0 | 1 | 0 | 0 | 0 | 0 | 0 | 0 | 0 | 0 | 0 | 0 | 0 | 0 | 0 | 0 | 0 | 0 | 0 | 0 | 0 | 0 | 0 | 0 | 0 | 0 | 0 | 0 | 0 | 0 | 0 | 0 | 0 | 0 | 0 | 0 | 0 | 0 | 0 | 0 | 0 | 0 | 0 | 0 | 0 | 0 | 0 | 0 | 0 | 0 | 0 | 0 | 0 | 0 | 0 | 0 | 0 | 0 | 0 | 0 | 0 | 0 | 0 | 0 | 0 | 0 | 3 |  | 0 | 0 | 0 | 0 | 0 | 0 | 0 | 0 | 0 | 0 | 0 | 0 | 0 | 0 | 0 | 0 | 0 | 0 | 0 | 0 | 0 | 0 | 0 | 0 | 0 | 0 | 10 | 0 | 0 | 1 | 1 | 0 | 0 | 0 | 0 | 0 | -86 | 69 | 534 | Chicarita 138 kV constraint | Chicarita 138 kV constraint | Chicarita 138 kV constraint |  | 1 | 0 | 0 | 0 | 0 | 0 | -86 | 69 | 534 | Chicarita 138 kV constraint | Chicarita 138 kV constraint | Chicarita 138 kV constraint |  | 5 | 5 | NO | 5 | 1 | 1 | NO | 1
SCE Metro | Santiago | 230 | 0 | 0 | 0 | 0 | 0 | 0 | 0 | 0 | 0 | 1 | 0 | 0 | 0 | 0 | 0 | 0 | 0 | 0 | 0 | 0 | 0 | 0 | 0 | 0 | 0 | 0 | 0 | 0 | 0 | 0 | 0 | 0 | 0 | 0 | 0 | 0 | 0 | 0 | 0 | 0 | 0 | 0 | 0 | 0 | 0 | 0 | 0 | 0 | 0 | 0 | 0 | 0 | 0 | 0 | 0 | 0 | 0 | 0 | 0 | 0 | 0 | 0 | 0 | 0 | 0 | 0 | 0 | 0 | 0 | 0 | 0 | 0 | 0 | 0 | 0 | 0 | 0 | 0 | 0 | 0 | 0 | 0 | 0 | 0 | 0 | 0 | 0 | 0 | 0 | 0 | 0 | 0 | 0 | 0 | 0 | 0 | 0 | 0 |  | 0 | 0 | 0 | 0 | 0 | 0 | 0 | 0 | 0 | 0 | 0 | 0 | 0 | 0 | 0 | 0 | 0 | 0 | 0 | 0 | 0 | 0 | 0 | 0 | 0 | 0 | 0 | 0 | 0 | 0 | 0 | 0 | 0 | 0 | 0 | 0 | 9384.6 | 11197.7 | 14407.5055 | SCE Metro Area Default Constraint | SCE Metro Area Default Constraint | SCE Metro Area Default Constraint |  | 0 | 0 | 0 | 0 | 0 | 0 | 9384.6 | 11197.7 | 14407.5055 | SCE Metro Area Default Constraint | SCE Metro Area Default Constraint | SCE Metro Area Default Constraint |  | 1 | 1 | NO | 1 | 1 | 1 | NO | 1
PG&E GBA | Saratoga | 230 | 0 | 0 | 0 | 0 | 0 | 0 | 0 | 0 | 0 | 0 | 0 | 0 | 0 | 0 | 0 | 0 | 0 | 0 | 0 | 0 | 0 | 0 | 0 | 0 | 0 | 0 | 0 | 0 | 0 | 0 | 0 | 0 | 0 | 0 | 0 | 0 | 0 | 0 | 0 | 0 | 0 | 0 | 0 | 0 | 0 | 0 | 0 | 0 | 0 | 0 | 0 | 0 | 1 | 0 | 0 | 1 | 0 | 0 | 0 | 1 | 0 | 0 | 0 | 0 | 0 | 0 | 0 | 0 | 0 | 0 | 0 | 0 | 0 | 0 | 0 | 0 | 0 | 0 | 0 | 0 | 0 | 0 | 0 | 0 | 0 | 0 | 0 | 0 | 0 | 0 | 0 | 0 | 0 | 0 | 0 | 0 | 0 | 1 |  | 0 | 0 | 0 | 0 | 0 | 0 | 0 | 0 | 0 | 0 | 0 | 0 | 0 | 0 | 0 | 0 | 0 | 0 | 0 | 0 | 0 | 0 | 0 | 0 | 0 | 0 | 0 | 0 | 0 | 0 | 2 | 0 | 0 | 0 | 0 | 0 | -1391.3965 | 675.6364 | 3949.977 | Tesla-Bellota 230 kV line | Tesla-Bellota 230 kV line | Tesla-Bellota 230 kV line |  | 0 | 1 | 0 | 0 | 0 | 0 | -1091.3965 | 975.6364 | 3949.977 | Tesla-Bellota 230 kV line | Tesla-Bellota 230 kV line | Tesla-Bellota 230 kV line |  | 5 | 4 | YES | 4 | 1 | 1 | NO | 1
SCE Northern | Saugus | 230 | 0 | 0 | 0 | 0 | 0 | 0 | 0 | 0 | 0 | 0 | 0 | 0 | 0 | 0 | 0 | 0 | 0 | 0 | 0 | 0 | 0 | 0 | 0 | 0 | 1 | 0 | 0 | 0 | 0 | 0 | 0 | 0 | 0 | 0 | 0 | 0 | 0 | 0 | 0 | 0 | 0 | 0 | 0 | 0 | 0 | 0 | 0 | 0 | 0 | 0 | 0 | 0 | 0 | 0 | 0 | 0 | 0 | 0 | 0 | 0 | 0 | 0 | 0 | 0 | 0 | 0 | 0 | 0 | 0 | 0 | 0 | 0 | 0 | 0 | 0 | 0 | 0 | 0 | 0 | 0 | 0 | 0 | 0 | 0 | 0 | 0 | 0 | 0 | 0 | 0 | 0 | 0 | 0 | 0 | 0 | 0 | 0 | 0 |  | 0 | 0 | 0 | 0 | 0 | 0 | 0 | 0 | 0 | 0 | 0 | 0 | 0 | 0 | 0 | 0 | 0 | 0 | 0 | 0 | 0 | 0 | 0 | 0 | 0 | 0 | 0 | 0 | 0 | 0 | 1 | 0 | 0 | 0 | 0 | 0 | -2392.615 | 1442.61 | 4165.195 | Lugo - Victorville area constraint | Lugo - Victorville area constraint | Lugo - Victorville area constraint |  | 0 | 0 | 0 | 0 | 0 | 0 | 4407.385 | 8242.61 | 10965.195 | Lugo - Victorville area constraint | Lugo - Victorville area constraint | Lugo - Victorville area constraint |  | 5 | 1 | YES | 2 | 1 | 1 | NO | 1
PG&E FRESNO | Schindler | 115 | 0 | 0 | 0 | 0 | 0 | 0 | 0 | 0 | 0 | 0 | 0 | 0 | 0 | 0 | 0 | 0 | 0 | 0 | 0 | 0 | 0 | 0 | 0 | 0 | 0 | 0 | 0 | 0 | 0 | 0 | 0 | 0 | 0 | 0 | 0 | 0 | 0 | 0 | 0 | 0 | 0 | 0 | 0 | 0 | 0 | 0 | 0 | 0 | 0 | 0 | 0 | 0 | 0 | 0 | 0 | 0 | 0 | 0 | 0 | 0 | 0 | 0 | 0 | 0 | 0 | 0 | 0 | 0 | 0 | 0 | 0 | 0 | 0 | 0 | 0 | 0 | 0 | 0 | 0 | 1 | 0 | 0 | 0 | 0 | 0 | 0 | 0 | 1 | 0 | 0 | 0 | 0 | 0 | 0 | 0 | 0 | 0 | 0 |  | 0 | 0 | 0 | 0 | 0 | 0 | 0 | 0 | 0 | 0 | 0 | 0 | 0 | 0 | 0 | 0 | 0 | 0 | 0 | 0 | 0 | 0 | 0 | 0 | 100 | 0 | 0 | 40 | 0 | 1 | 1 | 0 | 1 | 0 | 1 | 0 | -399.853 | -457.5793 | -1079.1245 | Gates 500/230kV TB #11 | Gates 500/230kV TB #11 | Gates 500/230kV TB #11 |  | 0 | 0 | 0 | 0 | 0 | 0 | 1192.35 | 985.55 | 136.2041 | Panoche- Mendota 115 kV line | Panoche- Mendota 115 kV line | Panoche- Mendota 115 kV line |  | 5 | 1 | YES | 2 | 5 | 1 | YES | 2
PG&E FRESNO | Schindler | 70 | 0 | 0 | 0 | 0 | 0 | 0 | 0 | 0 | 0 | 0 | 0 | 0 | 0 | 0 | 0 | 0 | 0 | 0 | 0 | 0 | 0 | 0 | 0 | 0 | 0 | 0 | 0 | 0 | 0 | 0 | 0 | 0 | 0 | 0 | 0 | 0 | 0 | 0 | 0 | 0 | 0 | 0 | 0 | 0 | 0 | 0 | 0 | 0 | 0 | 0 | 0 | 0 | 0 | 0 | 0 | 0 | 0 | 0 | 0 | 0 | 0 | 0 | 0 | 0 | 0 | 0 | 0 | 0 | 0 | 0 | 0 | 0 | 0 | 0 | 0 | 0 | 0 | 0 | 1 | 0 | 1 | 1 | 1 | 0 | 0 | 1 | 0 | 1 | 0 | 0 | 0 | 0 | 0 | 0 | 0 | 0 | 0 | 1 |  | 0 | 0 | 0 | 0 | 0 | 0 | 0 | 0 | 0 | 0 | 0 | 0 | 0 | 0 | 0 | 0 | 0 | 0 | 0 | 0 | 0 | 0 | 0 | 0 | 0 | 0 | 0 | 0 | 0 | 0 | 1 | 0 | 1 | 0 | 2 | 0 | -517.15 | -565.905 | -1707.7948 | Tranquility-Helm 230kV Line | Tranquility-Helm 230kV Line | Gates 500/230kV TB #12 |  | 0 | 0 | 0 | 0 | 0 | 0 | 235.67 | 77.67 | 26.4415 | Gates 230/70kV TB #5 | Gates 230/70kV TB #5 | Gates 230/70kV TB #5 |  | 5 | 1 | YES | 2 | 5 | 1 | YES | 2
PG&E GBA | Schulte | 115 | 0 | 0 | 0 | 0 | 0 | 0 | 0 | 0 | 0 | 0 | 0 | 0 | 0 | 0 | 0 | 0 | 0 | 0 | 0 | 0 | 0 | 0 | 0 | 0 | 0 | 0 | 0 | 0 | 0 | 0 | 0 | 0 | 0 | 0 | 0 | 0 | 0 | 0 | 0 | 0 | 0 | 0 | 0 | 0 | 0 | 1 | 0 | 0 | 0 | 0 | 0 | 0 | 0 | 0 | 0 | 0 | 0 | 1 | 0 | 1 | 0 | 0 | 0 | 0 | 0 | 1 | 0 | 0 | 0 | 0 | 0 | 0 | 0 | 0 | 0 | 0 | 0 | 0 | 0 | 0 | 0 | 0 | 0 | 0 | 0 | 0 | 0 | 0 | 0 | 0 | 0 | 0 | 0 | 0 | 0 | 0 | 0 | 0 |  | 0 | 0 | 0 | 0 | 0 | 0 | 0 | 0 | 0 | 0 | 0 | 0 | 0 | 0 | 0 | 0 | 0 | 0 | 0 | 0 | 0 | 0 | 0 | 0 | 0 | 0 | 0 | 0 | 0 | 0 | 2 | 0 | 1 | 0 | 0 | 0 | -1391.3965 | -1083.3241 | 692.3714 | Tesla-Bellota 230 kV line | Bellota-Weber 230kV line | Kasson Jct-Heinz 115 kV line |  | 0 | 2 | 0 | 1 | 0 | 0 | -1091.3965 | -623.3241 | 692.3714 | Tesla-Bellota 230 kV line | Bellota-Weber 230kV line | Kasson Jct-Heinz 115 kV line |  | 5 | 4 | YES | 4 | 1 | 1 | NO | 1
SDGE | Scripps | 69 | 0 | 0 | 0 | 0 | 0 | 0 | 0 | 0 | 0 | 0 | 0 | 0 | 0 | 0 | 0 | 0 | 0 | 0 | 0 | 0 | 0 | 0 | 0 | 0 | 0 | 1 | 0 | 0 | 0 | 0 | 1 | 0 | 1 | 0 | 0 | 0 | 0 | 0 | 0 | 0 | 0 | 0 | 0 | 0 | 0 | 0 | 0 | 0 | 0 | 0 | 0 | 0 | 0 | 0 | 0 | 0 | 0 | 0 | 0 | 0 | 0 | 0 | 0 | 0 | 0 | 0 | 0 | 0 | 0 | 0 | 0 | 0 | 0 | 0 | 0 | 0 | 0 | 0 | 0 | 0 | 0 | 0 | 0 | 0 | 0 | 0 | 0 | 0 | 0 | 0 | 0 | 0 | 0 | 0 | 0 | 0 | 0 | 2 |  | 0 | 0 | 0 | 0 | 0 | 0 | 0 | 0 | 0 | 0 | 0 | 0 | 0 | 0 | 0 | 0 | 0 | 0 | 0 | 0 | 0 | 0 | 0 | 0 | 0 | 0 | 0 | 0 | 0 | 0 | 0 | 0 | 0 | 0 | 0 | 0 | 242.87 | 783.435 | 2397.23 | Capistrano-San Onofre 230 kV constraint | Capistrano-San Onofre 230 kV constraint | Capistrano-San Onofre 230 kV constraint |  | 0 | 0 | 0 | 0 | 0 | 0 | 242.87 | 783.435 | 2397.23 | Capistrano-San Onofre 230 kV constraint | Capistrano-San Onofre 230 kV constraint | Capistrano-San Onofre 230 kV constraint |  | 1 | 1 | NO | 1 | 1 | 1 | NO | 1
PG&E KERN | Semitropic | 115 | 0 | 0 | 0 | 0 | 0 | 0 | 0 | 0 | 0 | 0 | 0 | 0 | 0 | 0 | 0 | 0 | 0 | 0 | 0 | 0 | 0 | 0 | 0 | 0 | 0 | 0 | 0 | 0 | 0 | 0 | 0 | 0 | 0 | 0 | 0 | 0 | 0 | 0 | 0 | 0 | 0 | 0 | 0 | 0 | 0 | 0 | 0 | 0 | 0 | 0 | 0 | 0 | 0 | 0 | 0 | 0 | 0 | 0 | 0 | 0 | 0 | 0 | 0 | 0 | 0 | 0 | 0 | 1 | 1 | 0 | 0 | 0 | 0 | 0 | 0 | 1 | 0 | 0 | 0 | 1 | 0 | 0 | 0 | 0 | 0 | 0 | 0 | 0 | 0 | 0 | 0 | 0 | 0 | 0 | 0 | 0 | 0 | 0 |  | 0 | 0 | 0 | 0 | 0 | 0 | 0 | 0 | 0 | 0 | 0 | 0 | 0 | 0 | 0 | 0 | 0 | 0 | 0 | 0 | 0 | 0 | 0 | 4.66 | 0 | 0 | 0 | 0 | 0 | 1 | 1 | 0 | 1 | 0 | 1 | 0 | -399.853 | -457.5793 | -1079.1245 | Gates 500/230kV TB #11 | Gates 500/230kV TB #11 | Gates 500/230kV TB #11 |  | 0 | 0 | 0 | 0 | 0 | 0 | 35.715 | 4.0117 | 3.675 | Cal Flat-Gates 230 kV line | Cal Flat-Gates 230 kV line | Cal Flat-Gates 230 kV line |  | 5 | 1 | YES | 2 | 5 | 1 | YES | 2
SCE Metro | Serrano | 230 | 0 | 0 | 0 | 0 | 0 | 0 | 0 | 0 | 0 | 1 | 0 | 0 | 0 | 0 | 0 | 0 | 0 | 0 | 0 | 0 | 0 | 0 | 0 | 0 | 0 | 0 | 0 | 0 | 0 | 0 | 0 | 0 | 0 | 0 | 0 | 0 | 0 | 0 | 0 | 0 | 0 | 0 | 0 | 0 | 0 | 0 | 0 | 0 | 0 | 0 | 0 | 0 | 0 | 0 | 0 | 0 | 0 | 0 | 0 | 0 | 0 | 0 | 0 | 0 | 0 | 0 | 0 | 0 | 0 | 0 | 0 | 0 | 0 | 0 | 0 | 0 | 0 | 0 | 0 | 0 | 0 | 0 | 0 | 0 | 0 | 0 | 0 | 0 | 0 | 0 | 0 | 0 | 0 | 0 | 0 | 0 | 0 | 0 |  | 0 | 0 | 0 | 0 | 0 | 0 | 0 | 0 | 0 | 0 | 0 | 0 | 0 | 0 | 0 | 0 | 0 | 0 | 0 | 0 | 0 | 0 | 0 | 0 | 0 | 0 | 0 | 0 | 0 | 0 | 0 | 0 | 0 | 0 | 0 | 0 | 9384.6 | 11197.7 | 14407.5055 | SCE Metro Area Default Constraint | SCE Metro Area Default Constraint | SCE Metro Area Default Constraint |  | 0 | 0 | 0 | 0 | 0 | 0 | 9384.6 | 11197.7 | 14407.5055 | SCE Metro Area Default Constraint | SCE Metro Area Default Constraint | SCE Metro Area Default Constraint |  | 1 | 1 | NO | 1 | 1 | 1 | NO | 1
SCE Metro | Serrano | 500 | 0 | 0 | 0 | 0 | 0 | 0 | 0 | 0 | 0 | 1 | 0 | 0 | 0 | 0 | 0 | 0 | 0 | 0 | 0 | 0 | 0 | 0 | 0 | 0 | 0 | 0 | 0 | 0 | 0 | 0 | 0 | 0 | 0 | 0 | 0 | 0 | 0 | 0 | 0 | 0 | 0 | 0 | 0 | 0 | 0 | 0 | 0 | 0 | 0 | 0 | 0 | 0 | 0 | 0 | 0 | 0 | 0 | 0 | 0 | 0 | 0 | 0 | 0 | 0 | 0 | 0 | 0 | 0 | 0 | 0 | 0 | 0 | 0 | 0 | 0 | 0 | 0 | 0 | 0 | 0 | 0 | 0 | 0 | 0 | 0 | 0 | 0 | 0 | 0 | 0 | 0 | 0 | 0 | 0 | 0 | 0 | 0 | 0 |  | 0 | 0 | 0 | 0 | 0 | 0 | 0 | 0 | 0 | 0 | 0 | 0 | 0 | 0 | 0 | 0 | 0 | 0 | 0 | 0 | 0 | 0 | 0 | 0 | 0 | 0 | 0 | 0 | 0 | 0 | 0 | 0 | 0 | 0 | 0 | 0 | 9384.6 | 11197.7 | 14407.5055 | SCE Metro Area Default Constraint | SCE Metro Area Default Constraint | SCE Metro Area Default Constraint |  | 0 | 0 | 0 | 0 | 0 | 0 | 9384.6 | 11197.7 | 14407.5055 | SCE Metro Area Default Constraint | SCE Metro Area Default Constraint | SCE Metro Area Default Constraint |  | 1 | 1 | NO | 1 | 1 | 1 | NO | 1
SDGE | Shadowridge | 138 | 0 | 0 | 0 | 0 | 0 | 0 | 0 | 0 | 0 | 0 | 0 | 0 | 0 | 0 | 0 | 0 | 0 | 0 | 0 | 0 | 0 | 0 | 0 | 0 | 0 | 0 | 0 | 0 | 1 | 0 | 1 | 0 | 1 | 0 | 0 | 0 | 0 | 0 | 0 | 0 | 0 | 0 | 0 | 0 | 0 | 0 | 0 | 0 | 0 | 0 | 0 | 0 | 0 | 0 | 0 | 0 | 0 | 0 | 0 | 0 | 0 | 0 | 0 | 0 | 0 | 0 | 0 | 0 | 0 | 0 | 0 | 0 | 0 | 0 | 0 | 0 | 0 | 0 | 0 | 0 | 0 | 0 | 0 | 0 | 0 | 0 | 0 | 0 | 0 | 0 | 0 | 0 | 0 | 0 | 0 | 0 | 0 | 3 |  | 0 | 0 | 0 | 0 | 0 | 0 | 0 | 0 | 0 | 0 | 0 | 0 | 0 | 0 | 0 | 0 | 0 | 0 | 0 | 0 | 0 | 0 | 0 | 0 | 0 | 0 | 0 | 0 | 0 | 0 | 0 | 0 | 0 | 0 | 0 | 0 | 246.81 | 1766.905 | 8002.2844 | San Luis Rey-San Onofre 230 kV line constraint | San Luis Rey-San Onofre 230 kV line constraint | Encina - San Luis Rey 230 kV constraint |  | 0 | 0 | 0 | 0 | 0 | 0 | 246.81 | 1766.905 | 8002.2844 | San Luis Rey-San Onofre 230 kV line constraint | San Luis Rey-San Onofre 230 kV line constraint | Encina - San Luis Rey 230 kV constraint |  | 1 | 1 | NO | 1 | 1 | 1 | NO | 1
PG&E KERN | Shafter | 115 | 0 | 0 | 0 | 0 | 0 | 0 | 0 | 0 | 0 | 0 | 0 | 0 | 0 | 0 | 0 | 0 | 0 | 0 | 0 | 0 | 0 | 0 | 0 | 0 | 0 | 0 | 0 | 0 | 0 | 0 | 0 | 0 | 0 | 0 | 0 | 0 | 0 | 0 | 0 | 0 | 0 | 0 | 0 | 0 | 0 | 0 | 0 | 0 | 0 | 0 | 0 | 0 | 0 | 0 | 0 | 0 | 0 | 0 | 0 | 0 | 0 | 0 | 0 | 0 | 0 | 0 | 0 | 1 | 0 | 0 | 0 | 0 | 0 | 0 | 1 | 0 | 0 | 0 | 1 | 1 | 0 | 0 | 0 | 0 | 0 | 0 | 0 | 0 | 0 | 0 | 0 | 0 | 0 | 0 | 1 | 0 | 0 | 0 |  | 0 | 0 | 0 | 0 | 0 | 0 | 0 | 0 | 0 | 0 | 0 | 0 | 0 | 0 | 0 | 0 | 0 | 0 | 0 | 0 | 0 | 0 | 0 | 2.25 | 0 | 0 | 0 | 0 | 0 | 1 | 2 | 0 | 1 | 0 | 2 | 1 | -820.765 | -457.5793 | -2088.8969 | Mustang-Henrietta 230 kV line | Gates 500/230kV TB #11 | Mustang-Henrietta 230 kV line |  | 0 | 0 | 0 | 0 | 0 | 0 | 35.715 | 4.0117 | 3.675 | Cal Flat-Gates 230 kV line | Cal Flat-Gates 230 kV line | Cal Flat-Gates 230 kV line |  | 5 | 1 | YES | 2 | 5 | 1 | YES | 2
PG&E NGBA | Silverado | 115 | 0 | 0 | 0 | 0 | 0 | 0 | 0 | 0 | 0 | 0 | 0 | 0 | 0 | 0 | 0 | 0 | 0 | 0 | 0 | 0 | 0 | 0 | 0 | 0 | 0 | 0 | 0 | 0 | 0 | 0 | 0 | 0 | 0 | 0 | 0 | 0 | 0 | 0 | 0 | 1 | 0 | 1 | 0 | 0 | 0 | 0 | 0 | 0 | 0 | 0 | 0 | 1 | 1 | 1 | 1 | 1 | 0 | 0 | 0 | 0 | 0 | 0 | 0 | 0 | 0 | 1 | 1 | 0 | 0 | 0 | 0 | 0 | 0 | 0 | 0 | 0 | 0 | 0 | 0 | 0 | 0 | 0 | 0 | 0 | 0 | 0 | 0 | 0 | 0 | 0 | 0 | 0 | 0 | 0 | 0 | 0 | 0 | 2 |  | 0 | 0 | 0 | 0 | 0 | 0 | 0 | 0 | 0 | 0 | 0 | 0 | 0 | 0 | 0 | 0 | 0 | 0 | 0 | 0 | 0 | 0 | 0 | 0 | 0 | 0 | 0 | 0 | 0 | 0 | 4 | 0 | 2 | 0 | 0 | 0 | -1552.755 | -353.559 | 634.382 | Collinsville-Tesla 500 kV Line | Windmaster-Delta pumps 230 kV line | Birds Landing-Contra Costa 230kV Line |  | 0 | 0 | 0 | 0 | 0 | 0 | 733.3 | 787.18 | 634.382 | Cortina-Eagle Rock 115 kV line | Cortina-Eagle Rock 115 kV line | Birds Landing-Contra Costa 230kV Line |  | 5 | 1 | YES | 2 | 1 | 1 | NO | 1
SDGE | Silvergate | 230 | 0 | 0 | 0 | 0 | 0 | 0 | 0 | 0 | 0 | 0 | 0 | 0 | 0 | 0 | 0 | 0 | 0 | 0 | 0 | 0 | 0 | 0 | 0 | 0 | 0 | 0 | 0 | 0 | 1 | 0 | 1 | 0 | 1 | 0 | 0 | 0 | 1 | 0 | 0 | 0 | 0 | 0 | 0 | 0 | 0 | 0 | 0 | 0 | 0 | 0 | 0 | 0 | 0 | 0 | 0 | 0 | 0 | 0 | 0 | 0 | 0 | 0 | 0 | 0 | 0 | 0 | 0 | 0 | 0 | 0 | 0 | 0 | 0 | 0 | 0 | 0 | 0 | 0 | 0 | 0 | 0 | 0 | 0 | 0 | 0 | 0 | 0 | 0 | 0 | 0 | 0 | 0 | 0 | 0 | 0 | 0 | 0 | 4 |  | 0 | 0 | 0 | 0 | 0 | 0 | 0 | 0 | 0 | 0 | 0 | 100 | 0 | 0 | 1 | 0 | 0 | 0 | 0 | 0 | 0 | 0 | 0 | 0 | 0 | 0 | 100 | 0 | 0 | 1 | 0 | 0 | 0 | 0 | 0 | 0 | 246.81 | 1413.17 | 1766.9044 | San Luis Rey-San Onofre 230 kV line constraint | Silvergate-Old Town 230 kV constraint | Silvergate-Old Town 230 kV constraint |  | 0 | 0 | 0 | 0 | 0 | 0 | 246.81 | 1413.17 | 1766.9044 | San Luis Rey-San Onofre 230 kV line constraint | Silvergate-Old Town 230 kV constraint | Silvergate-Old Town 230 kV constraint |  | 1 | 1 | NO | 1 | 1 | 1 | NO | 1
SDGE | Silvergate | 69 | 0 | 0 | 0 | 0 | 0 | 0 | 0 | 0 | 0 | 0 | 0 | 0 | 0 | 0 | 0 | 0 | 0 | 0 | 0 | 0 | 0 | 0 | 0 | 0 | 0 | 0 | 0 | 0 | 0 | 0 | 1 | 0 | 1 | 0 | 0 | 0 | 1 | 0 | 0 | 0 | 0 | 0 | 0 | 0 | 0 | 0 | 0 | 0 | 0 | 0 | 0 | 0 | 0 | 0 | 0 | 0 | 0 | 0 | 0 | 0 | 0 | 0 | 0 | 0 | 0 | 0 | 0 | 0 | 0 | 0 | 0 | 0 | 0 | 0 | 0 | 0 | 0 | 0 | 0 | 0 | 0 | 0 | 0 | 0 | 0 | 0 | 0 | 0 | 0 | 0 | 0 | 0 | 0 | 0 | 0 | 0 | 0 | 3 |  | 0 | 0 | 0 | 0 | 0 | 0 | 0 | 0 | 0 | 0 | 0 | 0 | 0 | 0 | 0 | 0 | 0 | 0 | 0 | 0 | 0 | 0 | 0 | 0 | 0 | 0 | 0 | 0 | 0 | 0 | 0 | 0 | 0 | 0 | 0 | 0 | 246.81 | 1413.17 | 1766.9044 | San Luis Rey-San Onofre 230 kV line constraint | Silvergate-Old Town 230 kV constraint | Silvergate-Old Town 230 kV constraint |  | 0 | 0 | 0 | 0 | 0 | 0 | 246.81 | 1413.17 | 1766.9044 | San Luis Rey-San Onofre 230 kV line constraint | Silvergate-Old Town 230 kV constraint | Silvergate-Old Town 230 kV constraint |  | 1 | 1 | NO | 1 | 1 | 1 | NO | 1
PG&E KERN | Sisquoc | 115 | 0 | 0 | 0 | 0 | 0 | 0 | 0 | 0 | 0 | 0 | 0 | 0 | 0 | 0 | 0 | 0 | 0 | 0 | 0 | 0 | 0 | 0 | 0 | 0 | 0 | 0 | 0 | 0 | 0 | 0 | 0 | 0 | 0 | 0 | 0 | 0 | 0 | 0 | 0 | 0 | 0 | 0 | 0 | 0 | 0 | 0 | 0 | 0 | 0 | 0 | 0 | 0 | 0 | 0 | 0 | 0 | 0 | 0 | 0 | 0 | 0 | 0 | 0 | 0 | 0 | 0 | 0 | 1 | 1 | 0 | 0 | 0 | 0 | 0 | 0 | 0 | 0 | 0 | 0 | 1 | 0 | 0 | 0 | 0 | 0 | 1 | 0 | 0 | 0 | 0 | 0 | 0 | 0 | 0 | 0 | 1 | 0 | 1 |  | 0 | 0 | 0 | 0 | 0 | 0 | 0 | 0 | 0 | 0 | 0 | 0 | 0 | 0 | 0 | 0 | 0 | 0 | 0 | 0 | 0 | 0 | 0 | 0 | 0 | 0 | 0 | 0 | 0 | 0 | 1 | 0 | 1 | 0 | 1 | 0 | -399.853 | -457.5793 | -1079.1245 | Gates 500/230kV TB #11 | Gates 500/230kV TB #11 | Gates 500/230kV TB #11 |  | 0 | 0 | 0 | 0 | 0 | 0 | 35.715 | 4.0117 | 3.675 | Cal Flat-Gates 230 kV line | Cal Flat-Gates 230 kV line | Cal Flat-Gates 230 kV line |  | 5 | 1 | YES | 2 | 5 | 1 | YES | 2
EOP | Sloan Canyon | 230 | 0 | 0 | 0 | 0 | 0 | 0 | 0 | 0 | 0 | 0 | 0 | 0 | 0 | 0 | 0 | 0 | 0 | 0 | 0 | 0 | 0 | 0 | 0 | 1 | 1 | 0 | 0 | 0 | 0 | 0 | 0 | 0 | 0 | 0 | 0 | 0 | 0 | 0 | 0 | 0 | 0 | 0 | 0 | 0 | 0 | 0 | 0 | 0 | 0 | 0 | 0 | 0 | 0 | 0 | 0 | 0 | 0 | 0 | 0 | 0 | 0 | 0 | 0 | 0 | 0 | 0 | 0 | 0 | 0 | 0 | 0 | 0 | 0 | 0 | 0 | 0 | 0 | 0 | 0 | 0 | 0 | 0 | 0 | 0 | 0 | 0 | 0 | 0 | 0 | 0 | 0 | 0 | 0 | 0 | 0 | 0 | 0 | 1 |  | 0 | 0 | 0 | 0 | 0 | 0 | 0 | 0 | 0 | 0 | 0 | 0 | 0 | 0 | 0 | 0 | 0 | 260 | 50 | 0 | 0 | 0 | 0 | 0 | 0 | 0 | 0 | 0 | 0 | 1 | 1 | 1 | 0 | 0 | 0 | 0 | -2392.615 | 660.59 | 1396.66 | Lugo - Victorville area constraint | Sloan Canyon - Eldorado 500 kV constraint | Sloan Canyon - Eldorado 500 kV constraint |  | 0 | 1 | 0 | 0 | 0 | 0 | -250.55 | 660.59 | 1396.66 | Sloan Canyon - Eldorado 500 kV constraint | Sloan Canyon - Eldorado 500 kV constraint | Sloan Canyon - Eldorado 500 kV constraint |  | 5 | 4 | YES | 4 | 1 | 1 | NO | 1
EOP | Sloan Canyon | 500 | 0 | 0 | 0 | 0 | 0 | 0 | 0 | 0 | 0 | 0 | 0 | 0 | 0 | 0 | 0 | 0 | 0 | 0 | 0 | 0 | 0 | 0 | 0 | 1 | 1 | 0 | 0 | 0 | 0 | 0 | 0 | 0 | 0 | 0 | 0 | 0 | 0 | 0 | 0 | 0 | 0 | 0 | 0 | 0 | 0 | 0 | 0 | 0 | 0 | 0 | 0 | 0 | 0 | 0 | 0 | 0 | 0 | 0 | 0 | 0 | 0 | 0 | 0 | 0 | 0 | 0 | 0 | 0 | 0 | 0 | 0 | 0 | 0 | 0 | 0 | 0 | 0 | 0 | 0 | 0 | 0 | 0 | 0 | 0 | 0 | 0 | 0 | 0 | 0 | 0 | 0 | 0 | 0 | 0 | 0 | 0 | 0 | 1 |  | 0 | 0 | 0 | 0 | 0 | 0 | 0 | 0 | 0 | 0 | 0 | 0 | 0 | 0 | 0 | 0 | 0 | 0 | 0 | 0 | 0 | 0 | 0 | 0 | 0 | 0 | 0 | 0 | 0 | 0 | 1 | 1 | 0 | 0 | 0 | 0 | -2392.615 | 660.59 | 1396.66 | Lugo - Victorville area constraint | Sloan Canyon - Eldorado 500 kV constraint | Sloan Canyon - Eldorado 500 kV constraint |  | 0 | 1 | 0 | 0 | 0 | 0 | -250.55 | 660.59 | 1396.66 | Sloan Canyon - Eldorado 500 kV constraint | Sloan Canyon - Eldorado 500 kV constraint | Sloan Canyon - Eldorado 500 kV constraint |  | 5 | 4 | YES | 4 | 1 | 1 | NO | 1
PG&E KERN | Smyrna | 115 | 0 | 0 | 0 | 0 | 0 | 0 | 0 | 0 | 0 | 0 | 0 | 0 | 0 | 0 | 0 | 0 | 0 | 0 | 0 | 0 | 0 | 0 | 0 | 0 | 0 | 0 | 0 | 0 | 0 | 0 | 0 | 0 | 0 | 0 | 0 | 0 | 0 | 0 | 0 | 0 | 0 | 0 | 0 | 0 | 0 | 0 | 0 | 0 | 0 | 0 | 0 | 0 | 0 | 0 | 0 | 0 | 0 | 0 | 0 | 0 | 0 | 0 | 0 | 0 | 0 | 0 | 0 | 1 | 0 | 1 | 1 | 0 | 0 | 0 | 1 | 1 | 0 | 0 | 1 | 0 | 0 | 0 | 0 | 0 | 0 | 0 | 0 | 0 | 0 | 0 | 0 | 0 | 0 | 0 | 1 | 0 | 0 | 0 |  | 0 | 0 | 0 | 0 | 0 | 0 | 0 | 0 | 0 | 0 | 0 | 0 | 0 | 0 | 0 | 0 | 0 | 0 | 0 | 0 | 0 | 0 | 0 | 6 | 0 | 0 | 0 | 0 | 0 | 1 | 1 | 0 | 0 | 0 | 1 | 1 | -820.765 | 4.0117 | -2088.8969 | Mustang-Henrietta 230 kV line | Cal Flat-Gates 230 kV line | Mustang-Henrietta 230 kV line |  | 0 | 0 | 0 | 0 | 0 | 0 | 35.715 | 4.0117 | 3.675 | Cal Flat-Gates 230 kV line | Cal Flat-Gates 230 kV line | Cal Flat-Gates 230 kV line |  | 5 | 1 | YES | 2 | 5 | 1 | YES | 2
PG&E GBA | Sobrante | 115 | 0 | 0 | 0 | 0 | 0 | 0 | 0 | 0 | 0 | 0 | 0 | 0 | 0 | 0 | 0 | 0 | 0 | 0 | 0 | 0 | 0 | 0 | 0 | 0 | 0 | 0 | 0 | 0 | 0 | 0 | 0 | 0 | 0 | 0 | 0 | 0 | 0 | 0 | 0 | 1 | 0 | 0 | 0 | 0 | 0 | 0 | 0 | 0 | 0 | 1 | 0 | 0 | 1 | 1 | 1 | 1 | 0 | 0 | 1 | 1 | 0 | 1 | 0 | 0 | 0 | 1 | 0 | 0 | 0 | 0 | 0 | 0 | 0 | 0 | 0 | 0 | 0 | 0 | 0 | 0 | 0 | 0 | 0 | 0 | 0 | 0 | 0 | 0 | 0 | 0 | 0 | 0 | 0 | 0 | 0 | 0 | 0 | 2 |  | 0 | 0 | 0 | 0 | 0 | 0 | 0 | 0 | 0 | 0 | 0 | 0 | 0 | 0 | 0 | 0 | 0 | 0 | 0 | 0 | 0 | 0 | 0 | 0 | 0 | 0 | 0 | 0 | 0 | 0 | 4 | 0 | 1 | 0 | 0 | 0 | -1552.755 | -353.559 | 1214.56 | Collinsville-Tesla 500 kV Line | Windmaster-Delta pumps 230 kV line | Grant - Eastshore #2 line 115 kV |  | 0 | 1 | 0 | 0 | 0 | 0 | -1091.3965 | 962.4 | 1214.56 | Tesla-Bellota 230 kV line | Grant - Eastshore #2 line 115 kV | Grant - Eastshore #2 line 115 kV |  | 5 | 4 | YES | 4 | 1 | 1 | NO | 1
PG&E GBA | Sobrante | 230 | 0 | 0 | 0 | 0 | 0 | 0 | 0 | 0 | 0 | 0 | 0 | 0 | 0 | 0 | 0 | 0 | 0 | 0 | 0 | 0 | 0 | 0 | 0 | 0 | 0 | 0 | 0 | 0 | 0 | 0 | 0 | 0 | 0 | 0 | 0 | 0 | 0 | 0 | 0 | 1 | 0 | 0 | 0 | 0 | 0 | 0 | 0 | 0 | 0 | 1 | 0 | 0 | 1 | 1 | 1 | 1 | 0 | 0 | 1 | 1 | 0 | 0 | 0 | 0 | 0 | 1 | 0 | 0 | 0 | 0 | 0 | 0 | 0 | 0 | 0 | 0 | 0 | 0 | 0 | 0 | 0 | 0 | 0 | 0 | 0 | 0 | 0 | 0 | 0 | 0 | 0 | 0 | 0 | 0 | 0 | 0 | 0 | 2 |  | 0 | 0 | 0 | 0 | 0 | 0 | 0 | 0 | 0 | 0 | 0 | 0 | 0 | 0 | 0 | 0 | 0 | 0 | 0 | 0 | 0 | 0 | 0 | 0 | 0 | 0 | 0 | 0 | 0 | 0 | 4 | 0 | 1 | 0 | 0 | 0 | -1552.755 | -353.559 | 3710.906 | Collinsville-Tesla 500 kV Line | Windmaster-Delta pumps 230 kV line | Contra Costa- Windmaster 230 kV line |  | 0 | 1 | 0 | 0 | 0 | 0 | -1091.3965 | 975.6364 | 3710.906 | Tesla-Bellota 230 kV line | Tesla-Bellota 230 kV line | Contra Costa- Windmaster 230 kV line |  | 5 | 4 | YES | 4 | 1 | 1 | NO | 1
PG&E KERN | Solar | 230 | 0 | 0 | 0 | 0 | 0 | 0 | 0 | 0 | 0 | 0 | 0 | 0 | 0 | 0 | 0 | 0 | 0 | 0 | 0 | 0 | 0 | 0 | 0 | 0 | 0 | 0 | 0 | 0 | 0 | 0 | 0 | 0 | 0 | 0 | 0 | 0 | 0 | 0 | 0 | 0 | 0 | 0 | 0 | 0 | 0 | 0 | 0 | 0 | 0 | 0 | 0 | 0 | 0 | 0 | 0 | 0 | 0 | 0 | 0 | 0 | 0 | 0 | 0 | 0 | 0 | 0 | 0 | 1 | 0 | 0 | 0 | 0 | 0 | 0 | 0 | 0 | 0 | 0 | 1 | 1 | 0 | 0 | 0 | 0 | 0 | 0 | 0 | 0 | 0 | 0 | 0 | 0 | 0 | 0 | 1 | 1 | 0 | 0 |  | 0 | 0 | 0 | 0 | 0 | 0 | 0 | 0 | 0 | 0 | 0 | 0 | 0 | 0 | 0 | 0 | 0 | 0 | 0 | 0 | 0 | 0 | 0 | 0 | 0 | 0 | 0 | 0 | 0 | 0 | 2 | 0 | 1 | 0 | 2 | 1 | -820.765 | -457.5793 | -2088.8969 | Mustang-Henrietta 230 kV line | Gates 500/230kV TB #11 | Mustang-Henrietta 230 kV line |  | 0 | 0 | 0 | 0 | 0 | 0 | 35.715 | 4.0117 | 3.675 | Cal Flat-Gates 230 kV line | Cal Flat-Gates 230 kV line | Cal Flat-Gates 230 kV line |  | 5 | 1 | YES | 2 | 5 | 1 | YES | 2
PG&E GBA | Soledad | 115 | 0 | 0 | 0 | 0 | 0 | 0 | 0 | 0 | 0 | 0 | 0 | 0 | 0 | 0 | 0 | 0 | 0 | 0 | 0 | 0 | 0 | 0 | 0 | 0 | 0 | 0 | 0 | 0 | 0 | 0 | 0 | 0 | 0 | 0 | 0 | 0 | 0 | 0 | 0 | 0 | 0 | 0 | 0 | 0 | 0 | 0 | 0 | 0 | 0 | 0 | 0 | 0 | 0 | 0 | 0 | 0 | 0 | 0 | 0 | 0 | 0 | 0 | 0 | 0 | 1 | 0 | 0 | 0 | 0 | 0 | 0 | 0 | 0 | 0 | 0 | 0 | 0 | 0 | 0 | 0 | 0 | 0 | 0 | 0 | 0 | 0 | 0 | 0 | 0 | 0 | 0 | 0 | 0 | 0 | 0 | 0 | 1 | 0 |  | 0 | 0 | 0 | 0 | 0 | 0 | 0 | 0 | 0 | 0 | 0 | 0 | 0 | 0 | 0 | 0 | 0 | 0 | 0 | 0 | 0 | 0 | 0 | 0 | 0 | 0 | 0 | 0 | 0 | 0 | 0 | 0 | 0 | 0 | 0 | 0 | 311.45 | 344.91 | 296.38 | Morganhill-Metcalf 115kV Line | Morganhill-Metcalf 115kV Line | Morganhill-Metcalf 115kV Line |  | 0 | 0 | 0 | 0 | 0 | 0 | 311.45 | 344.91 | 296.38 | Morganhill-Metcalf 115kV Line | Morganhill-Metcalf 115kV Line | Morganhill-Metcalf 115kV Line |  | 1 | 1 | NO | 1 | 1 | 1 | NO | 1
PG&E GBA | Soledad | 60 | 0 | 0 | 0 | 0 | 0 | 0 | 0 | 0 | 0 | 0 | 0 | 0 | 0 | 0 | 0 | 0 | 0 | 0 | 0 | 0 | 0 | 0 | 0 | 0 | 0 | 0 | 0 | 0 | 0 | 0 | 0 | 0 | 0 | 0 | 0 | 0 | 0 | 0 | 0 | 0 | 0 | 0 | 0 | 0 | 0 | 0 | 0 | 0 | 0 | 0 | 0 | 0 | 0 | 0 | 0 | 1 | 0 | 0 | 0 | 1 | 0 | 0 | 0 | 0 | 1 | 0 | 0 | 0 | 0 | 0 | 0 | 0 | 0 | 0 | 0 | 0 | 0 | 0 | 0 | 0 | 0 | 0 | 0 | 0 | 0 | 0 | 0 | 0 | 0 | 0 | 0 | 0 | 0 | 0 | 0 | 0 | 1 | 0 |  | 0 | 0 | 0 | 0 | 0 | 0 | 0 | 0 | 0 | 0 | 0 | 0 | 10 | 0 | 1 | 0 | 0 | 6 | 0 | 0 | 0 | 0 | 0 | 0 | 0 | 0 | 0 | 10 | 0 | 1 | 2 | 0 | 0 | 0 | 0 | 0 | -1391.3965 | 344.91 | 296.38 | Tesla-Bellota 230 kV line | Morganhill-Metcalf 115kV Line | Morganhill-Metcalf 115kV Line |  | 0 | 1 | 0 | 0 | 0 | 0 | -1091.3965 | 344.91 | 296.38 | Tesla-Bellota 230 kV line | Morganhill-Metcalf 115kV Line | Morganhill-Metcalf 115kV Line |  | 5 | 4 | YES | 4 | 1 | 1 | NO | 1
SDGE | Spring Valley | 69 | 0 | 0 | 0 | 0 | 0 | 0 | 0 | 0 | 0 | 0 | 0 | 0 | 0 | 0 | 0 | 0 | 0 | 0 | 0 | 0 | 0 | 0 | 0 | 0 | 0 | 0 | 0 | 1 | 0 | 0 | 1 | 0 | 1 | 0 | 0 | 0 | 1 | 0 | 0 | 0 | 0 | 0 | 0 | 0 | 0 | 0 | 0 | 0 | 0 | 0 | 0 | 0 | 0 | 0 | 0 | 0 | 0 | 0 | 0 | 0 | 0 | 0 | 0 | 0 | 0 | 0 | 0 | 0 | 0 | 0 | 0 | 0 | 0 | 0 | 0 | 0 | 0 | 0 | 0 | 0 | 0 | 0 | 0 | 0 | 0 | 0 | 0 | 0 | 0 | 0 | 0 | 0 | 0 | 0 | 0 | 0 | 0 | 3 |  | 0 | 0 | 0 | 0 | 0 | 0 | 0 | 0 | 0 | 0 | 0 | 0 | 0 | 0 | 0 | 0 | 0 | 0 | 0 | 0 | 0 | 0 | 0 | 0 | 0 | 0 | 0 | 0 | 0 | 0 | 0 | 0 | 0 | 0 | 0 | 0 | 246.81 | 366.23 | 481.7164 | San Luis Rey-San Onofre 230 kV line constraint | El Cajon 69 kV constraint | El Cajon 69 kV constraint |  | 0 | 0 | 0 | 0 | 0 | 0 | 246.81 | 366.23 | 481.7164 | San Luis Rey-San Onofre 230 kV line constraint | El Cajon 69 kV constraint | El Cajon 69 kV constraint |  | 1 | 1 | NO | 1 | 1 | 1 | NO | 1
SCE Northern | Springville | 230 | 1 | 0 | 1 | 0 | 0 | 1 | 1 | 0 | 0 | 0 | 0 | 0 | 0 | 0 | 0 | 0 | 0 | 0 | 0 | 0 | 0 | 0 | 0 | 0 | 0 | 0 | 0 | 0 | 0 | 0 | 0 | 0 | 0 | 0 | 0 | 0 | 0 | 0 | 0 | 0 | 0 | 0 | 0 | 0 | 0 | 0 | 0 | 0 | 0 | 0 | 0 | 0 | 0 | 0 | 0 | 0 | 0 | 0 | 0 | 0 | 0 | 0 | 0 | 0 | 0 | 0 | 0 | 0 | 0 | 0 | 0 | 0 | 0 | 0 | 0 | 0 | 0 | 0 | 0 | 0 | 0 | 0 | 0 | 0 | 0 | 0 | 0 | 0 | 0 | 0 | 0 | 0 | 0 | 0 | 0 | 0 | 0 | 0 |  | 0 | 0 | 0 | 0 | 0 | 0 | 0 | 0 | 0 | 0 | 0 | 0 | 0 | 0 | 0 | 0 | 0 | 0 | 0 | 0 | 0 | 0 | 0 | 3 | 170 | 180 | 225 | 50 | 0 | 1 | 0 | 0 | 0 | 0 | 0 | 0 | 48.65 | 25 | 1300.64 | North of Magunden Constraint | North of Magunden Constraint | North of Magunden Constraint |  | 0 | 0 | 0 | 0 | 0 | 0 | 48.65 | 25 | 1300.64 | North of Magunden Constraint | North of Magunden Constraint | North of Magunden Constraint |  | 1 | 1 | NO | 1 | 1 | 1 | NO | 1
PG&E GBA | Stagg | 230 | 0 | 0 | 0 | 0 | 0 | 0 | 0 | 0 | 0 | 0 | 0 | 0 | 0 | 0 | 0 | 0 | 0 | 0 | 0 | 0 | 0 | 0 | 0 | 0 | 0 | 0 | 0 | 0 | 0 | 0 | 0 | 0 | 0 | 0 | 0 | 0 | 0 | 0 | 0 | 1 | 0 | 0 | 0 | 0 | 0 | 1 | 0 | 0 | 0 | 0 | 0 | 0 | 0 | 0 | 0 | 0 | 0 | 0 | 0 | 1 | 1 | 0 | 0 | 0 | 0 | 1 | 0 | 0 | 0 | 0 | 0 | 0 | 0 | 0 | 0 | 0 | 0 | 0 | 0 | 0 | 0 | 0 | 0 | 0 | 0 | 0 | 0 | 0 | 0 | 0 | 0 | 0 | 0 | 0 | 0 | 0 | 0 | 0 |  | 0 | 0 | 0 | 0 | 0 | 0 | 0 | 0 | 0 | 0 | 0 | 0 | 0 | 0 | 0 | 0 | 0 | 0 | 0 | 0 | 0 | 0 | 0 | 0 | 0 | 0 | 0 | 0 | 0 | 0 | 3 | 0 | 1 | 0 | 0 | 0 | -1552.755 | -1083.3241 | 1018.0822 | Collinsville-Tesla 500 kV Line | Bellota-Weber 230kV line | Bellota-Weber 230kV line |  | 0 | 2 | 0 | 1 | 0 | 0 | -1091.3965 | -623.3241 | 1018.0822 | Tesla-Bellota 230 kV line | Bellota-Weber 230kV line | Bellota-Weber 230kV line |  | 5 | 4 | YES | 4 | 1 | 1 | NO | 1
PG&E GBA | Standard Oil | 115 | 0 | 0 | 0 | 0 | 0 | 0 | 0 | 0 | 0 | 0 | 0 | 0 | 0 | 0 | 0 | 0 | 0 | 0 | 0 | 0 | 0 | 0 | 0 | 0 | 0 | 0 | 0 | 0 | 0 | 0 | 0 | 0 | 0 | 0 | 0 | 0 | 0 | 0 | 0 | 1 | 0 | 0 | 0 | 0 | 0 | 0 | 0 | 0 | 0 | 1 | 0 | 0 | 1 | 1 | 1 | 1 | 0 | 0 | 1 | 1 | 0 | 1 | 0 | 0 | 0 | 1 | 0 | 0 | 0 | 0 | 0 | 0 | 0 | 0 | 0 | 0 | 0 | 0 | 0 | 0 | 0 | 0 | 0 | 0 | 0 | 0 | 0 | 0 | 0 | 0 | 0 | 0 | 0 | 0 | 0 | 0 | 0 | 2 |  | 0 | 0 | 0 | 0 | 0 | 0 | 0 | 0 | 0 | 0 | 0 | 0 | 0 | 0 | 0 | 0 | 0 | 0 | 0 | 0 | 0 | 0 | 0 | 0 | 0 | 0 | 0 | 0 | 0 | 0 | 4 | 0 | 1 | 0 | 0 | 0 | -1552.755 | -353.559 | 1214.56 | Collinsville-Tesla 500 kV Line | Windmaster-Delta pumps 230 kV line | Grant - Eastshore #2 line 115 kV |  | 0 | 1 | 0 | 0 | 0 | 0 | -1091.3965 | 962.4 | 1214.56 | Tesla-Bellota 230 kV line | Grant - Eastshore #2 line 115 kV | Grant - Eastshore #2 line 115 kV |  | 5 | 4 | YES | 4 | 1 | 1 | NO | 1
PG&E GBA | Stanislaus | 115 | 0 | 0 | 0 | 0 | 0 | 0 | 0 | 0 | 0 | 0 | 0 | 0 | 0 | 0 | 0 | 0 | 0 | 0 | 0 | 0 | 0 | 0 | 0 | 0 | 0 | 0 | 0 | 0 | 0 | 0 | 0 | 0 | 0 | 0 | 0 | 0 | 0 | 0 | 0 | 0 | 0 | 0 | 0 | 0 | 0 | 1 | 0 | 0 | 0 | 0 | 0 | 0 | 0 | 0 | 0 | 1 | 0 | 1 | 0 | 1 | 0 | 0 | 0 | 0 | 0 | 1 | 0 | 0 | 0 | 0 | 0 | 0 | 0 | 0 | 0 | 0 | 0 | 0 | 0 | 0 | 0 | 0 | 0 | 0 | 0 | 0 | 0 | 0 | 0 | 0 | 0 | 0 | 0 | 0 | 0 | 0 | 0 | 0 |  | 0 | 0 | 0 | 0 | 0 | 0 | 0 | 0 | 0 | 0 | 0 | 0 | 0 | 0 | 0 | 0 | 0 | 0 | 0 | 0 | 0 | 0 | 0 | 0 | 0 | 0 | 0 | 0 | 0 | 0 | 3 | 0 | 1 | 0 | 0 | 0 | -1391.3965 | -1083.3241 | 692.3714 | Tesla-Bellota 230 kV line | Bellota-Weber 230kV line | Kasson Jct-Heinz 115 kV line |  | 0 | 2 | 0 | 1 | 0 | 0 | -1091.3965 | -623.3241 | 692.3714 | Tesla-Bellota 230 kV line | Bellota-Weber 230kV line | Kasson Jct-Heinz 115 kV line |  | 5 | 4 | YES | 4 | 1 | 1 | NO | 1
PG&E KERN | Stockdale | 115 | 0 | 0 | 0 | 0 | 0 | 0 | 0 | 0 | 0 | 0 | 0 | 0 | 0 | 0 | 0 | 0 | 0 | 0 | 0 | 0 | 0 | 0 | 0 | 0 | 0 | 0 | 0 | 0 | 0 | 0 | 0 | 0 | 0 | 0 | 0 | 0 | 0 | 0 | 0 | 0 | 0 | 0 | 0 | 0 | 0 | 0 | 0 | 0 | 0 | 0 | 0 | 0 | 0 | 0 | 0 | 0 | 0 | 0 | 0 | 0 | 0 | 0 | 0 | 0 | 0 | 0 | 0 | 1 | 1 | 0 | 0 | 0 | 0 | 1 | 0 | 0 | 0 | 0 | 0 | 1 | 0 | 0 | 0 | 0 | 0 | 0 | 0 | 0 | 0 | 0 | 0 | 0 | 0 | 0 | 0 | 0 | 0 | 0 |  | 0 | 0 | 0 | 0 | 0 | 0 | 0 | 0 | 0 | 0 | 0 | 0 | 0 | 0 | 0 | 0 | 0 | 0 | 0 | 0 | 0 | 0 | 0 | 1.8 | 0 | 0 | 0 | 0 | 0 | 1 | 1 | 0 | 1 | 0 | 1 | 0 | -399.853 | -457.5793 | -1079.1245 | Gates 500/230kV TB #11 | Gates 500/230kV TB #11 | Gates 500/230kV TB #11 |  | 0 | 0 | 0 | 0 | 0 | 0 | 35.715 | 4.0117 | 1.418 | Cal Flat-Gates 230 kV line | Cal Flat-Gates 230 kV line | Kern-Tevis-Stockdale-Lamont 115kV line |  | 5 | 1 | YES | 2 | 5 | 1 | YES | 2
PG&E KERN | Stockdale | 230 | 0 | 0 | 0 | 0 | 0 | 0 | 0 | 0 | 0 | 0 | 0 | 0 | 0 | 0 | 0 | 0 | 0 | 0 | 0 | 0 | 0 | 0 | 0 | 0 | 0 | 0 | 0 | 0 | 0 | 0 | 0 | 0 | 0 | 0 | 0 | 0 | 0 | 0 | 0 | 0 | 0 | 0 | 0 | 0 | 0 | 0 | 0 | 0 | 0 | 0 | 0 | 0 | 0 | 0 | 0 | 0 | 0 | 0 | 0 | 0 | 0 | 0 | 0 | 0 | 0 | 0 | 0 | 1 | 1 | 0 | 0 | 0 | 0 | 0 | 0 | 0 | 0 | 0 | 0 | 1 | 0 | 0 | 0 | 0 | 0 | 0 | 0 | 0 | 0 | 0 | 0 | 0 | 0 | 0 | 0 | 0 | 0 | 0 |  | 0 | 0 | 0 | 0 | 0 | 0 | 0 | 0 | 0 | 0 | 0 | 0 | 0 | 0 | 0 | 0 | 0 | 0 | 0 | 0 | 0 | 0 | 0 | 0 | 0 | 0 | 0 | 0 | 0 | 0 | 1 | 0 | 1 | 0 | 1 | 0 | -399.853 | -457.5793 | -1079.1245 | Gates 500/230kV TB #11 | Gates 500/230kV TB #11 | Gates 500/230kV TB #11 |  | 0 | 0 | 0 | 0 | 0 | 0 | 35.715 | 4.0117 | 3.675 | Cal Flat-Gates 230 kV line | Cal Flat-Gates 230 kV line | Cal Flat-Gates 230 kV line |  | 5 | 1 | YES | 2 | 5 | 1 | YES | 2
PG&E GBA | Stockton A | 115 | 0 | 0 | 0 | 0 | 0 | 0 | 0 | 0 | 0 | 0 | 0 | 0 | 0 | 0 | 0 | 0 | 0 | 0 | 0 | 0 | 0 | 0 | 0 | 0 | 0 | 0 | 0 | 0 | 0 | 0 | 0 | 0 | 0 | 0 | 0 | 0 | 0 | 0 | 0 | 0 | 0 | 0 | 0 | 0 | 0 | 1 | 0 | 0 | 0 | 0 | 0 | 0 | 0 | 0 | 0 | 0 | 0 | 0 | 0 | 1 | 1 | 0 | 0 | 0 | 0 | 0 | 0 | 0 | 0 | 0 | 0 | 0 | 0 | 0 | 0 | 0 | 0 | 0 | 0 | 0 | 0 | 0 | 0 | 0 | 0 | 1 | 0 | 0 | 0 | 0 | 0 | 0 | 0 | 0 | 0 | 0 | 0 | 1 |  | 0 | 0 | 0 | 0 | 0 | 0 | 0 | 0 | 0 | 0 | 0 | 0 | 0 | 0 | 0 | 0 | 0 | 0 | 0 | 0 | 0 | 0 | 0 | 0 | 0 | 0 | 0 | 0 | 0 | 0 | 2 | 0 | 1 | 0 | 0 | 0 | -1391.3965 | -1083.3241 | 1018.0822 | Tesla-Bellota 230 kV line | Bellota-Weber 230kV line | Bellota-Weber 230kV line |  | 0 | 2 | 0 | 1 | 0 | 0 | -1091.3965 | -623.3241 | 1018.0822 | Tesla-Bellota 230 kV line | Bellota-Weber 230kV line | Bellota-Weber 230kV line |  | 5 | 4 | YES | 4 | 1 | 1 | NO | 1
PG&E GBA | Stone | 115 | 0 | 0 | 0 | 0 | 0 | 0 | 0 | 0 | 0 | 0 | 0 | 0 | 0 | 0 | 0 | 0 | 0 | 0 | 0 | 0 | 0 | 0 | 0 | 0 | 0 | 0 | 0 | 0 | 0 | 0 | 0 | 0 | 0 | 0 | 0 | 0 | 0 | 0 | 0 | 0 | 0 | 0 | 0 | 0 | 0 | 0 | 0 | 0 | 0 | 0 | 0 | 0 | 0 | 0 | 0 | 0 | 0 | 0 | 0 | 1 | 0 | 0 | 0 | 0 | 0 | 0 | 0 | 0 | 0 | 0 | 0 | 0 | 0 | 0 | 0 | 0 | 0 | 0 | 0 | 0 | 0 | 0 | 0 | 0 | 0 | 0 | 0 | 0 | 0 | 0 | 0 | 0 | 0 | 0 | 0 | 0 | 1 | 0 |  | 0 | 0 | 0 | 0 | 0 | 0 | 0 | 0 | 0 | 0 | 0 | 0 | 0 | 0 | 0 | 0 | 0 | 0 | 0 | 0 | 0 | 0 | 0 | 0 | 0 | 0 | 0 | 0 | 0 | 0 | 1 | 0 | 0 | 0 | 0 | 0 | -1391.3965 | 675.6364 | 3949.977 | Tesla-Bellota 230 kV line | Tesla-Bellota 230 kV line | Tesla-Bellota 230 kV line |  | 0 | 1 | 0 | 0 | 0 | 0 | -1091.3965 | 975.6364 | 3949.977 | Tesla-Bellota 230 kV line | Tesla-Bellota 230 kV line | Tesla-Bellota 230 kV line |  | 5 | 4 | YES | 4 | 1 | 1 | NO | 1
PG&E FRESNO | Storey | 230 | 0 | 0 | 0 | 0 | 0 | 0 | 0 | 0 | 0 | 0 | 0 | 0 | 0 | 0 | 0 | 0 | 0 | 0 | 0 | 0 | 0 | 0 | 0 | 0 | 0 | 0 | 0 | 0 | 0 | 0 | 0 | 0 | 0 | 0 | 0 | 0 | 0 | 0 | 0 | 0 | 0 | 0 | 0 | 0 | 0 | 1 | 0 | 0 | 0 | 0 | 0 | 0 | 0 | 0 | 0 | 0 | 0 | 0 | 0 | 0 | 0 | 0 | 0 | 0 | 0 | 0 | 0 | 0 | 0 | 0 | 0 | 0 | 0 | 0 | 0 | 0 | 0 | 0 | 1 | 1 | 0 | 1 | 1 | 1 | 1 | 1 | 0 | 1 | 1 | 1 | 0 | 0 | 1 | 0 | 1 | 0 | 0 | 2 |  | 0 | 0 | 0 | 0 | 0 | 0 | 0 | 0 | 0 | 0 | 0 | 0 | 0 | 0 | 0 | 0 | 0 | 0 | 0 | 0 | 0 | 0 | 0 | 0 | 0 | 0 | 0 | 0 | 0 | 0 | 6 | 0 | 5 | 0 | 6 | 1 | -1745.05 | -1701.25 | -2088.8969 | Borden-Storey #1 230kV line | Borden-Storey #1 230kV line | Mustang-Henrietta 230 kV line |  | 0 | 2 | 0 | 2 | 2 | 0 | -680.5815 | -623.3241 | -239.7374 | Bellota-Weber 230kV line | Bellota-Weber 230kV line | Oro Loma-El Nido 115kV Line |  | 5 | 4 | YES | 4 | 5 | 5 | NO | 5
PG&E NGBA | Summit | 115 | 0 | 0 | 0 | 0 | 0 | 0 | 0 | 0 | 0 | 0 | 0 | 0 | 0 | 0 | 0 | 0 | 0 | 0 | 0 | 0 | 0 | 0 | 0 | 0 | 0 | 0 | 0 | 0 | 0 | 0 | 0 | 0 | 0 | 0 | 0 | 0 | 0 | 0 | 0 | 1 | 1 | 0 | 1 | 0 | 0 | 1 | 1 | 1 | 0 | 0 | 0 | 0 | 0 | 0 | 0 | 0 | 0 | 0 | 0 | 1 | 1 | 0 | 0 | 0 | 0 | 0 | 0 | 0 | 0 | 0 | 0 | 0 | 0 | 0 | 0 | 0 | 0 | 0 | 0 | 0 | 0 | 0 | 0 | 0 | 0 | 0 | 0 | 0 | 0 | 0 | 0 | 0 | 0 | 0 | 0 | 0 | 0 | 0 |  | 40 | 0 | 0 | 0 | 0 | 0 | 0 | 0 | 0 | 0 | 0 | 0 | 0 | 0 | 1 | 40 | 0 | 0 | 0 | 0 | 0 | 0 | 0 | 0 | 0 | 0 | 0 | 0 | 0 | 1 | 3 | 0 | 1 | 0 | 0 | 0 | -1552.755 | -1083.3241 | 32.84 | Collinsville-Tesla 500 kV Line | Bellota-Weber 230kV line | Woodland- Davis 115kV line |  | 0 | 2 | 0 | 1 | 0 | 0 | -1091.3965 | -623.3241 | 32.84 | Tesla-Bellota 230 kV line | Bellota-Weber 230kV line | Woodland- Davis 115kV line |  | 5 | 4 | YES | 4 | 1 | 1 | NO | 1
SDGE | Suncrest | 230 | 0 | 0 | 0 | 0 | 0 | 0 | 0 | 0 | 0 | 0 | 0 | 0 | 0 | 0 | 0 | 0 | 0 | 0 | 0 | 0 | 0 | 0 | 0 | 0 | 0 | 0 | 0 | 0 | 0 | 0 | 1 | 0 | 1 | 0 | 0 | 1 | 0 | 0 | 0 | 0 | 0 | 0 | 0 | 0 | 0 | 0 | 0 | 0 | 0 | 0 | 0 | 0 | 0 | 0 | 0 | 0 | 0 | 0 | 0 | 0 | 0 | 0 | 0 | 0 | 0 | 0 | 0 | 0 | 0 | 0 | 0 | 0 | 0 | 0 | 0 | 0 | 0 | 0 | 0 | 0 | 0 | 0 | 0 | 0 | 0 | 0 | 0 | 0 | 0 | 0 | 0 | 0 | 0 | 0 | 0 | 0 | 0 | 3 |  | 0 | 0 | 0 | 0 | 0 | 0 | 0 | 0 | 0 | 0 | 0 | 0 | 0 | 0 | 0 | 0 | 0 | 0 | 0 | 0 | 0 | 0 | 0 | 0 | 0 | 0 | 0 | 0 | 0 | 0 | 0 | 0 | 0 | 0 | 0 | 0 | 246.81 | 1766.905 | 4282.768 | San Luis Rey-San Onofre 230 kV line constraint | San Luis Rey-San Onofre 230 kV line constraint | Silvergate - Bay Blvd 230 kV constraint |  | 0 | 0 | 0 | 0 | 0 | 0 | 246.81 | 1766.905 | 4282.768 | San Luis Rey-San Onofre 230 kV line constraint | San Luis Rey-San Onofre 230 kV line constraint | Silvergate - Bay Blvd 230 kV constraint |  | 1 | 1 | NO | 1 | 1 | 1 | NO | 1
SDGE | Suncrest | 500 | 0 | 0 | 0 | 0 | 0 | 0 | 0 | 0 | 0 | 0 | 0 | 0 | 0 | 0 | 0 | 0 | 0 | 0 | 0 | 0 | 0 | 0 | 0 | 0 | 0 | 0 | 0 | 0 | 0 | 0 | 1 | 0 | 1 | 0 | 0 | 1 | 0 | 0 | 0 | 0 | 0 | 0 | 0 | 0 | 0 | 0 | 0 | 0 | 0 | 0 | 0 | 0 | 0 | 0 | 0 | 0 | 0 | 0 | 0 | 0 | 0 | 0 | 0 | 0 | 0 | 0 | 0 | 0 | 0 | 0 | 0 | 0 | 0 | 0 | 0 | 0 | 0 | 0 | 0 | 0 | 0 | 0 | 0 | 0 | 0 | 0 | 0 | 0 | 0 | 0 | 0 | 0 | 0 | 0 | 0 | 0 | 0 | 3 |  | 0 | 0 | 0 | 0 | 0 | 0 | 0 | 0 | 0 | 0 | 0 | 0 | 0 | 0 | 0 | 0 | 0 | 0 | 0 | 0 | 0 | 0 | 0 | 0 | 0 | 0 | 0 | 0 | 0 | 0 | 0 | 0 | 0 | 0 | 0 | 0 | 246.81 | 1766.905 | 4282.768 | San Luis Rey-San Onofre 230 kV line constraint | San Luis Rey-San Onofre 230 kV line constraint | Silvergate - Bay Blvd 230 kV constraint |  | 0 | 0 | 0 | 0 | 0 | 0 | 246.81 | 1766.905 | 4282.768 | San Luis Rey-San Onofre 230 kV line constraint | San Luis Rey-San Onofre 230 kV line constraint | Silvergate - Bay Blvd 230 kV constraint |  | 1 | 1 | NO | 1 | 1 | 1 | NO | 1
PG&E KERN | Sunrise | 230 | 0 | 0 | 0 | 0 | 0 | 0 | 0 | 0 | 0 | 0 | 0 | 0 | 0 | 0 | 0 | 0 | 0 | 0 | 0 | 0 | 0 | 0 | 0 | 0 | 0 | 0 | 0 | 0 | 0 | 0 | 0 | 0 | 0 | 0 | 0 | 0 | 0 | 0 | 0 | 0 | 0 | 0 | 0 | 0 | 0 | 0 | 0 | 0 | 0 | 0 | 0 | 0 | 0 | 0 | 0 | 0 | 0 | 0 | 0 | 0 | 0 | 0 | 0 | 0 | 0 | 0 | 0 | 1 | 1 | 0 | 0 | 0 | 0 | 0 | 1 | 0 | 0 | 0 | 1 | 0 | 0 | 0 | 0 | 0 | 0 | 0 | 0 | 0 | 0 | 0 | 0 | 0 | 0 | 0 | 1 | 0 | 0 | 0 |  | 0 | 0 | 0 | 0 | 0 | 0 | 0 | 0 | 0 | 0 | 0 | 0 | 0 | 0 | 0 | 0 | 0 | 0 | 0 | 0 | 0 | 0 | 0 | 0 | 0 | 0 | 0 | 0 | 0 | 0 | 1 | 0 | 0 | 0 | 1 | 1 | -820.765 | 4.0117 | -2088.8969 | Mustang-Henrietta 230 kV line | Cal Flat-Gates 230 kV line | Mustang-Henrietta 230 kV line |  | 0 | 0 | 0 | 0 | 0 | 0 | 35.715 | 4.0117 | 3.675 | Cal Flat-Gates 230 kV line | Cal Flat-Gates 230 kV line | Cal Flat-Gates 230 kV line |  | 5 | 1 | YES | 2 | 5 | 1 | YES | 2
PG&E KERN | Sunset | 230 | 0 | 0 | 0 | 0 | 0 | 0 | 0 | 0 | 0 | 0 | 0 | 0 | 0 | 0 | 0 | 0 | 0 | 0 | 0 | 0 | 0 | 0 | 0 | 0 | 0 | 0 | 0 | 0 | 0 | 0 | 0 | 0 | 0 | 0 | 0 | 0 | 0 | 0 | 0 | 0 | 0 | 0 | 0 | 0 | 0 | 0 | 0 | 0 | 0 | 0 | 0 | 0 | 0 | 0 | 0 | 0 | 0 | 0 | 0 | 0 | 0 | 0 | 0 | 0 | 0 | 0 | 0 | 1 | 1 | 0 | 1 | 0 | 0 | 0 | 1 | 0 | 0 | 0 | 1 | 0 | 0 | 0 | 0 | 0 | 0 | 0 | 0 | 0 | 0 | 0 | 0 | 0 | 0 | 0 | 1 | 0 | 0 | 0 |  | 0 | 0 | 0 | 0 | 0 | 0 | 0 | 0 | 0 | 0 | 0 | 0 | 0 | 0 | 0 | 0 | 0 | 0 | 0 | 0 | 0 | 0 | 0 | 0 | 0 | 0 | 0 | 0 | 0 | 0 | 1 | 0 | 0 | 0 | 1 | 1 | -820.765 | 4.0117 | -2088.8969 | Mustang-Henrietta 230 kV line | Cal Flat-Gates 230 kV line | Mustang-Henrietta 230 kV line |  | 0 | 0 | 0 | 0 | 0 | 0 | 35.715 | 4.0117 | 3.675 | Cal Flat-Gates 230 kV line | Cal Flat-Gates 230 kV line | Cal Flat-Gates 230 kV line |  | 5 | 1 | YES | 2 | 5 | 1 | YES | 2
PG&E GBA | Swift | 115 | 0 | 0 | 0 | 0 | 0 | 0 | 0 | 0 | 0 | 0 | 0 | 0 | 0 | 0 | 0 | 0 | 0 | 0 | 0 | 0 | 0 | 0 | 0 | 0 | 0 | 0 | 0 | 0 | 0 | 0 | 0 | 0 | 0 | 0 | 0 | 0 | 0 | 0 | 0 | 0 | 0 | 0 | 0 | 0 | 0 | 0 | 0 | 0 | 0 | 0 | 0 | 0 | 0 | 0 | 0 | 1 | 0 | 0 | 0 | 1 | 0 | 0 | 0 | 0 | 0 | 0 | 0 | 0 | 0 | 0 | 0 | 0 | 0 | 0 | 0 | 0 | 0 | 0 | 0 | 0 | 0 | 0 | 0 | 0 | 0 | 0 | 0 | 0 | 0 | 0 | 0 | 0 | 0 | 0 | 0 | 0 | 0 | 0 |  | 0 | 0 | 0 | 0 | 0 | 0 | 0 | 0 | 0 | 0 | 0 | 0 | 0 | 0 | 0 | 0 | 0 | 0 | 0 | 0 | 0 | 0 | 0 | 0 | 0 | 0 | 0 | 0 | 0 | 0 | 2 | 0 | 0 | 0 | 0 | 0 | -1391.3965 | 675.6364 | 3949.977 | Tesla-Bellota 230 kV line | Tesla-Bellota 230 kV line | Tesla-Bellota 230 kV line |  | 0 | 1 | 0 | 0 | 0 | 0 | -1091.3965 | 975.6364 | 3949.977 | Tesla-Bellota 230 kV line | Tesla-Bellota 230 kV line | Tesla-Bellota 230 kV line |  | 5 | 4 | YES | 4 | 1 | 1 | NO | 1
SDGE | Sycamore Canyon | 138 | 0 | 0 | 0 | 0 | 0 | 0 | 0 | 0 | 0 | 0 | 0 | 0 | 0 | 0 | 0 | 0 | 0 | 0 | 0 | 0 | 0 | 0 | 0 | 0 | 0 | 0 | 1 | 0 | 1 | 0 | 1 | 0 | 1 | 0 | 0 | 0 | 0 | 0 | 0 | 0 | 0 | 0 | 0 | 0 | 0 | 0 | 0 | 0 | 0 | 0 | 0 | 0 | 0 | 0 | 0 | 0 | 0 | 0 | 0 | 0 | 0 | 0 | 0 | 0 | 0 | 0 | 0 | 0 | 0 | 0 | 0 | 0 | 0 | 0 | 0 | 0 | 0 | 0 | 0 | 0 | 0 | 0 | 0 | 0 | 0 | 0 | 0 | 0 | 0 | 0 | 0 | 0 | 0 | 0 | 0 | 0 | 0 | 3 |  | 0 | 0 | 0 | 0 | 0 | 0 | 0 | 0 | 0 | 0 | 0 | 300 | 0 | 0 | 1 | 0 | 0 | 0 | 0 | 0 | 0 | 0 | 0 | 0 | 0 | 0 | 300 | 0 | 0 | 1 | 1 | 0 | 0 | 0 | 0 | 0 | -86 | 69 | 534 | Chicarita 138 kV constraint | Chicarita 138 kV constraint | Chicarita 138 kV constraint |  | 1 | 0 | 0 | 0 | 0 | 0 | -86 | 69 | 534 | Chicarita 138 kV constraint | Chicarita 138 kV constraint | Chicarita 138 kV constraint |  | 5 | 5 | NO | 5 | 1 | 1 | NO | 1
SDGE | Sycamore Canyon | 230 | 0 | 0 | 0 | 0 | 0 | 0 | 0 | 0 | 0 | 0 | 0 | 0 | 0 | 0 | 0 | 0 | 0 | 0 | 0 | 0 | 0 | 0 | 0 | 0 | 0 | 1 | 0 | 0 | 1 | 0 | 1 | 0 | 1 | 0 | 0 | 0 | 0 | 0 | 0 | 0 | 0 | 0 | 0 | 0 | 0 | 0 | 0 | 0 | 0 | 0 | 0 | 0 | 0 | 0 | 0 | 0 | 0 | 0 | 0 | 0 | 0 | 0 | 0 | 0 | 0 | 0 | 0 | 0 | 0 | 0 | 0 | 0 | 0 | 0 | 0 | 0 | 0 | 0 | 0 | 0 | 0 | 0 | 0 | 0 | 0 | 0 | 0 | 0 | 0 | 0 | 0 | 0 | 0 | 0 | 0 | 0 | 0 | 3 |  | 0 | 0 | 0 | 0 | 0 | 0 | 0 | 0 | 0 | 0 | 0 | 0 | 0 | 0 | 0 | 0 | 0 | 0 | 0 | 0 | 0 | 0 | 0 | 0 | 0 | 0 | 0 | 0 | 409.2 | 1 | 0 | 0 | 0 | 0 | 0 | 0 | 242.87 | 783.435 | 2397.23 | Capistrano-San Onofre 230 kV constraint | Capistrano-San Onofre 230 kV constraint | Capistrano-San Onofre 230 kV constraint |  | 0 | 0 | 0 | 0 | 0 | 0 | 242.87 | 783.435 | 2397.23 | Capistrano-San Onofre 230 kV constraint | Capistrano-San Onofre 230 kV constraint | Capistrano-San Onofre 230 kV constraint |  | 1 | 1 | NO | 1 | 1 | 1 | NO | 1
SDGE | Sycamore Canyon | 69 | 0 | 0 | 0 | 0 | 0 | 0 | 0 | 0 | 0 | 0 | 0 | 0 | 0 | 0 | 0 | 0 | 0 | 0 | 0 | 0 | 0 | 0 | 0 | 0 | 0 | 1 | 0 | 0 | 0 | 0 | 1 | 0 | 1 | 0 | 0 | 0 | 0 | 0 | 0 | 0 | 0 | 0 | 0 | 0 | 0 | 0 | 0 | 0 | 0 | 0 | 0 | 0 | 0 | 0 | 0 | 0 | 0 | 0 | 0 | 0 | 0 | 0 | 0 | 0 | 0 | 0 | 0 | 0 | 0 | 0 | 0 | 0 | 0 | 0 | 0 | 0 | 0 | 0 | 0 | 0 | 0 | 0 | 0 | 0 | 0 | 0 | 0 | 0 | 0 | 0 | 0 | 0 | 0 | 0 | 0 | 0 | 0 | 2 |  | 0 | 0 | 0 | 0 | 0 | 0 | 0 | 0 | 0 | 0 | 0 | 0 | 0 | 0 | 0 | 0 | 0 | 0 | 0 | 0 | 0 | 0 | 0 | 0 | 0 | 0 | 0 | 0 | 0 | 0 | 0 | 0 | 0 | 0 | 0 | 0 | 242.87 | 783.435 | 2397.23 | Capistrano-San Onofre 230 kV constraint | Capistrano-San Onofre 230 kV constraint | Capistrano-San Onofre 230 kV constraint |  | 0 | 0 | 0 | 0 | 0 | 0 | 242.87 | 783.435 | 2397.23 | Capistrano-San Onofre 230 kV constraint | Capistrano-San Onofre 230 kV constraint | Capistrano-San Onofre 230 kV constraint |  | 1 | 1 | NO | 1 | 1 | 1 | NO | 1
SCE Northern | Sylmar | 230 | 0 | 0 | 0 | 0 | 0 | 0 | 0 | 0 | 0 | 0 | 0 | 0 | 0 | 0 | 0 | 0 | 0 | 0 | 0 | 0 | 0 | 0 | 0 | 0 | 1 | 0 | 0 | 0 | 0 | 0 | 0 | 0 | 0 | 0 | 0 | 0 | 0 | 0 | 0 | 0 | 0 | 0 | 0 | 0 | 0 | 0 | 0 | 0 | 0 | 0 | 0 | 0 | 0 | 0 | 0 | 0 | 0 | 0 | 0 | 0 | 0 | 0 | 0 | 0 | 0 | 0 | 0 | 0 | 0 | 0 | 0 | 0 | 0 | 0 | 0 | 0 | 0 | 0 | 0 | 0 | 0 | 0 | 0 | 0 | 0 | 0 | 0 | 0 | 0 | 0 | 0 | 0 | 0 | 0 | 0 | 0 | 0 | 0 |  | 0 | 0 | 0 | 0 | 0 | 0 | 0 | 0 | 0 | 0 | 0 | 0 | 0 | 0 | 0 | 0 | 0 | 0 | 0 | 0 | 0 | 0 | 0 | 0 | 0 | 0 | 0 | 0 | 0 | 0 | 1 | 0 | 0 | 0 | 0 | 0 | -2392.615 | 1442.61 | 4165.195 | Lugo - Victorville area constraint | Lugo - Victorville area constraint | Lugo - Victorville area constraint |  | 0 | 0 | 0 | 0 | 0 | 0 | 4407.385 | 8242.61 | 10965.195 | Lugo - Victorville area constraint | Lugo - Victorville area constraint | Lugo - Victorville area constraint |  | 5 | 1 | YES | 2 | 1 | 1 | NO | 1
PG&E NGBA | Table Mountain | 115 | 0 | 0 | 0 | 0 | 0 | 0 | 0 | 0 | 0 | 0 | 0 | 0 | 0 | 0 | 0 | 0 | 0 | 0 | 0 | 0 | 0 | 0 | 0 | 0 | 0 | 0 | 0 | 0 | 0 | 0 | 0 | 0 | 0 | 0 | 0 | 0 | 0 | 0 | 0 | 1 | 0 | 0 | 0 | 0 | 0 | 0 | 0 | 0 | 0 | 0 | 0 | 0 | 0 | 0 | 0 | 0 | 0 | 0 | 0 | 0 | 0 | 0 | 0 | 0 | 0 | 0 | 0 | 0 | 0 | 0 | 0 | 0 | 0 | 0 | 0 | 0 | 0 | 0 | 0 | 0 | 0 | 0 | 0 | 0 | 0 | 0 | 0 | 0 | 0 | 0 | 0 | 0 | 0 | 0 | 0 | 0 | 0 | 0 |  | 0 | 0 | 0 | 0 | 0 | 0 | 0 | 0 | 0 | 0 | 0 | 0 | 0 | 0 | 0 | 0 | 0 | 0 | 0 | 0 | 0 | 0 | 0 | 0 | 0 | 0 | 0 | 0 | 0 | 0 | 1 | 0 | 0 | 0 | 0 | 0 | -1552.755 | 590.186 | 5456.3208 | Collinsville-Tesla 500 kV Line | Collinsville-Tesla 500 kV Line | Collinsville-Tesla 500 kV Line |  | 0 | 0 | 0 | 0 | 0 | 0 | 7092.245 | 9235.186 | 5456.3208 | Collinsville-Tesla 500 kV Line | Collinsville-Tesla 500 kV Line | Collinsville-Tesla 500 kV Line |  | 5 | 1 | YES | 2 | 1 | 1 | NO | 1
PG&E NGBA | Table Mountain | 230 | 0 | 0 | 0 | 0 | 0 | 0 | 0 | 0 | 0 | 0 | 0 | 0 | 0 | 0 | 0 | 0 | 0 | 0 | 0 | 0 | 0 | 0 | 0 | 0 | 0 | 0 | 0 | 0 | 0 | 0 | 0 | 0 | 0 | 0 | 0 | 0 | 0 | 0 | 0 | 1 | 0 | 0 | 0 | 0 | 0 | 1 | 0 | 0 | 0 | 0 | 0 | 0 | 0 | 0 | 0 | 0 | 0 | 0 | 0 | 1 | 0 | 0 | 0 | 0 | 0 | 0 | 0 | 0 | 0 | 0 | 0 | 0 | 0 | 0 | 0 | 0 | 0 | 0 | 0 | 0 | 0 | 0 | 0 | 0 | 0 | 0 | 0 | 0 | 0 | 0 | 0 | 0 | 0 | 0 | 0 | 0 | 0 | 0 |  | 0 | 0 | 0 | 0 | 0 | 0 | 0 | 0 | 0 | 0 | 0 | 0 | 0 | 0 | 0 | 0 | 0 | 90.5 | 22.5 | 0 | 0 | 0 | 0 | 0 | 0 | 0 | 0 | 0 | 0 | 1 | 3 | 0 | 1 | 0 | 0 | 0 | -1552.755 | -1083.3241 | 1018.0822 | Collinsville-Tesla 500 kV Line | Bellota-Weber 230kV line | Bellota-Weber 230kV line |  | 0 | 2 | 0 | 1 | 0 | 0 | -1091.3965 | -623.3241 | 1018.0822 | Tesla-Bellota 230 kV line | Bellota-Weber 230kV line | Bellota-Weber 230kV line |  | 5 | 4 | YES | 4 | 1 | 1 | NO | 1
PG&E NGBA | Table Mountain | 500 | 0 | 0 | 0 | 0 | 0 | 0 | 0 | 0 | 0 | 0 | 0 | 0 | 0 | 0 | 0 | 0 | 0 | 0 | 0 | 0 | 0 | 0 | 0 | 0 | 0 | 0 | 0 | 0 | 0 | 0 | 0 | 0 | 0 | 0 | 0 | 0 | 0 | 0 | 0 | 1 | 0 | 0 | 0 | 0 | 0 | 0 | 0 | 0 | 0 | 0 | 0 | 0 | 0 | 0 | 0 | 0 | 0 | 0 | 0 | 0 | 0 | 0 | 0 | 0 | 0 | 0 | 0 | 0 | 0 | 0 | 0 | 0 | 0 | 0 | 0 | 0 | 0 | 0 | 0 | 0 | 0 | 0 | 0 | 0 | 0 | 0 | 0 | 0 | 0 | 0 | 0 | 0 | 0 | 0 | 0 | 0 | 0 | 0 |  | 0 | 0 | 0 | 0 | 0 | 0 | 0 | 0 | 0 | 0 | 0 | 0 | 0 | 0 | 0 | 0 | 0 | 0 | 0 | 0 | 0 | 0 | 0 | 0 | 0 | 0 | 0 | 0 | 0 | 0 | 1 | 0 | 0 | 0 | 0 | 0 | -1552.755 | 590.186 | 5456.3208 | Collinsville-Tesla 500 kV Line | Collinsville-Tesla 500 kV Line | Collinsville-Tesla 500 kV Line |  | 0 | 0 | 0 | 0 | 0 | 0 | 7092.245 | 9235.186 | 5456.3208 | Collinsville-Tesla 500 kV Line | Collinsville-Tesla 500 kV Line | Collinsville-Tesla 500 kV Line |  | 5 | 1 | YES | 2 | 1 | 1 | NO | 1
PG&E NGBA | Table Mountain | 60 | 0 | 0 | 0 | 0 | 0 | 0 | 0 | 0 | 0 | 0 | 0 | 0 | 0 | 0 | 0 | 0 | 0 | 0 | 0 | 0 | 0 | 0 | 0 | 0 | 0 | 0 | 0 | 0 | 0 | 0 | 0 | 0 | 0 | 0 | 0 | 0 | 0 | 0 | 0 | 1 | 0 | 0 | 0 | 0 | 0 | 1 | 0 | 0 | 0 | 0 | 0 | 0 | 0 | 0 | 0 | 0 | 0 | 0 | 0 | 1 | 0 | 0 | 0 | 0 | 0 | 0 | 0 | 0 | 0 | 0 | 0 | 0 | 0 | 0 | 0 | 0 | 0 | 0 | 0 | 0 | 0 | 0 | 0 | 0 | 0 | 0 | 0 | 0 | 0 | 0 | 0 | 0 | 0 | 0 | 0 | 0 | 0 | 0 |  | 0 | 0 | 0 | 0 | 0 | 0 | 0 | 0 | 0 | 0 | 0 | 0 | 0 | 0 | 0 | 0 | 0 | 0 | 0 | 0 | 0 | 0 | 0 | 0 | 0 | 0 | 0 | 0 | 0 | 0 | 3 | 0 | 1 | 0 | 0 | 0 | -1552.755 | -1083.3241 | 1018.0822 | Collinsville-Tesla 500 kV Line | Bellota-Weber 230kV line | Bellota-Weber 230kV line |  | 0 | 2 | 0 | 1 | 0 | 0 | -1091.3965 | -623.3241 | 1018.0822 | Tesla-Bellota 230 kV line | Bellota-Weber 230kV line | Bellota-Weber 230kV line |  | 5 | 4 | YES | 4 | 1 | 1 | NO | 1
PG&E KERN | Taft | 115 | 0 | 0 | 0 | 0 | 0 | 0 | 0 | 0 | 0 | 0 | 0 | 0 | 0 | 0 | 0 | 0 | 0 | 0 | 0 | 0 | 0 | 0 | 0 | 0 | 0 | 0 | 0 | 0 | 0 | 0 | 0 | 0 | 0 | 0 | 0 | 0 | 0 | 0 | 0 | 0 | 0 | 0 | 0 | 0 | 0 | 0 | 0 | 0 | 0 | 0 | 0 | 0 | 0 | 0 | 0 | 0 | 0 | 0 | 0 | 0 | 0 | 0 | 0 | 0 | 0 | 0 | 0 | 1 | 1 | 0 | 1 | 0 | 0 | 0 | 1 | 0 | 0 | 0 | 1 | 0 | 0 | 0 | 0 | 0 | 0 | 0 | 0 | 0 | 0 | 0 | 0 | 0 | 0 | 0 | 1 | 0 | 0 | 0 |  | 0 | 0 | 0 | 0 | 0 | 0 | 0 | 0 | 0 | 0 | 0 | 0 | 0 | 0 | 0 | 0 | 0 | 0 | 0 | 0 | 0 | 0 | 0 | 8 | 0 | 3 | 3 | 0 | 0 | 1 | 1 | 0 | 0 | 0 | 1 | 1 | -820.765 | 4.0117 | -2088.8969 | Mustang-Henrietta 230 kV line | Cal Flat-Gates 230 kV line | Mustang-Henrietta 230 kV line |  | 0 | 0 | 0 | 0 | 0 | 0 | 35.715 | 4.0117 | 3.675 | Cal Flat-Gates 230 kV line | Cal Flat-Gates 230 kV line | Cal Flat-Gates 230 kV line |  | 5 | 1 | YES | 2 | 5 | 1 | YES | 2
SDGE | Talega | 138 | 0 | 0 | 0 | 0 | 0 | 0 | 0 | 0 | 0 | 0 | 0 | 0 | 0 | 0 | 0 | 0 | 0 | 0 | 0 | 0 | 0 | 0 | 0 | 0 | 0 | 1 | 0 | 0 | 0 | 0 | 0 | 0 | 0 | 0 | 0 | 0 | 0 | 1 | 1 | 0 | 0 | 0 | 0 | 0 | 0 | 0 | 0 | 0 | 0 | 0 | 0 | 0 | 0 | 0 | 0 | 0 | 0 | 0 | 0 | 0 | 0 | 0 | 0 | 0 | 0 | 0 | 0 | 0 | 0 | 0 | 0 | 0 | 0 | 0 | 0 | 0 | 0 | 0 | 0 | 0 | 0 | 0 | 0 | 0 | 0 | 0 | 0 | 0 | 0 | 0 | 0 | 0 | 0 | 0 | 0 | 0 | 0 | 0 |  | 0 | 0 | 0 | 0 | 0 | 0 | 0 | 0 | 0 | 0 | 0 | 0 | 0 | 0 | 0 | 0 | 0 | 0 | 0 | 0 | 0 | 0 | 0 | 0 | 0 | 0 | 0 | 80 | 0 | 1 | 0 | 0 | 0 | 0 | 0 | 0 | 242.87 | 461 | 581 | Capistrano-San Onofre 230 kV constraint | Trabuco-Capistrano 138 kV constraint | Trabuco-Capistrano 138 kV constraint |  | 0 | 0 | 0 | 0 | 0 | 0 | 242.87 | 461 | 581 | Capistrano-San Onofre 230 kV constraint | Trabuco-Capistrano 138 kV constraint | Trabuco-Capistrano 138 kV constraint |  | 1 | 1 | NO | 1 | 1 | 1 | NO | 1
SDGE | Talega | 230 | 0 | 0 | 0 | 0 | 0 | 0 | 0 | 0 | 0 | 0 | 0 | 0 | 0 | 0 | 0 | 0 | 0 | 0 | 0 | 0 | 0 | 0 | 0 | 0 | 0 | 1 | 0 | 0 | 0 | 0 | 0 | 0 | 0 | 0 | 0 | 0 | 0 | 1 | 0 | 0 | 0 | 0 | 0 | 0 | 0 | 0 | 0 | 0 | 0 | 0 | 0 | 0 | 0 | 0 | 0 | 0 | 0 | 0 | 0 | 0 | 0 | 0 | 0 | 0 | 0 | 0 | 0 | 0 | 0 | 0 | 0 | 0 | 0 | 0 | 0 | 0 | 0 | 0 | 0 | 0 | 0 | 0 | 0 | 0 | 0 | 0 | 0 | 0 | 0 | 0 | 0 | 0 | 0 | 0 | 0 | 0 | 0 | 0 |  | 0 | 0 | 0 | 0 | 0 | 0 | 0 | 0 | 0 | 0 | 0 | 0 | 0 | 0 | 0 | 0 | 0 | 0 | 0 | 0 | 0 | 0 | 0 | 0 | 0 | 0 | 0 | 0 | 0 | 0 | 0 | 0 | 0 | 0 | 0 | 0 | 242.87 | 692.035 | 1692.03 | Capistrano-San Onofre 230 kV constraint | Talega 230 kV constraint | Talega 230 kV constraint |  | 0 | 0 | 0 | 0 | 0 | 0 | 242.87 | 692.035 | 1692.03 | Capistrano-San Onofre 230 kV constraint | Talega 230 kV constraint | Talega 230 kV constraint |  | 1 | 1 | NO | 1 | 1 | 1 | NO | 1
PG&E GBA | Tassajara | 230 | 0 | 0 | 0 | 0 | 0 | 0 | 0 | 0 | 0 | 0 | 0 | 0 | 0 | 0 | 0 | 0 | 0 | 0 | 0 | 0 | 0 | 0 | 0 | 0 | 0 | 0 | 0 | 0 | 0 | 0 | 0 | 0 | 0 | 0 | 0 | 0 | 0 | 0 | 0 | 1 | 0 | 0 | 0 | 0 | 0 | 0 | 0 | 0 | 0 | 0 | 0 | 0 | 0 | 0 | 0 | 0 | 0 | 0 | 0 | 0 | 0 | 0 | 0 | 0 | 0 | 0 | 0 | 0 | 0 | 0 | 0 | 0 | 0 | 0 | 0 | 0 | 0 | 0 | 0 | 0 | 0 | 0 | 0 | 0 | 0 | 0 | 0 | 0 | 0 | 0 | 0 | 0 | 0 | 0 | 0 | 0 | 0 | 0 |  | 0 | 0 | 0 | 0 | 0 | 0 | 0 | 0 | 0 | 0 | 0 | 0 | 0 | 0 | 0 | 0 | 0 | 0 | 0 | 0 | 0 | 0 | 0 | 0 | 0 | 0 | 0 | 0 | 0 | 0 | 1 | 0 | 0 | 0 | 0 | 0 | -1552.755 | 590.186 | 5456.3208 | Collinsville-Tesla 500 kV Line | Collinsville-Tesla 500 kV Line | Collinsville-Tesla 500 kV Line |  | 0 | 0 | 0 | 0 | 0 | 0 | 7092.245 | 9235.186 | 5456.3208 | Collinsville-Tesla 500 kV Line | Collinsville-Tesla 500 kV Line | Collinsville-Tesla 500 kV Line |  | 5 | 1 | YES | 2 | 1 | 1 | NO | 1
PG&E KERN | Tejon | 70 | 0 | 0 | 0 | 0 | 0 | 0 | 0 | 0 | 0 | 0 | 0 | 0 | 0 | 0 | 0 | 0 | 0 | 0 | 0 | 0 | 0 | 0 | 0 | 0 | 0 | 0 | 0 | 0 | 0 | 0 | 0 | 0 | 0 | 0 | 0 | 0 | 0 | 0 | 0 | 0 | 0 | 0 | 0 | 0 | 0 | 0 | 0 | 0 | 0 | 0 | 0 | 0 | 0 | 0 | 0 | 0 | 0 | 0 | 0 | 0 | 0 | 0 | 0 | 0 | 0 | 0 | 0 | 1 | 1 | 0 | 0 | 0 | 0 | 0 | 0 | 0 | 0 | 0 | 0 | 1 | 0 | 0 | 0 | 0 | 0 | 0 | 0 | 0 | 0 | 0 | 0 | 0 | 0 | 0 | 0 | 0 | 0 | 0 |  | 0 | 0 | 0 | 0 | 0 | 0 | 0 | 0 | 0 | 0 | 0 | 0 | 0 | 0 | 0 | 0 | 0 | 0 | 0 | 0 | 0 | 0 | 0 | 0 | 0 | 0 | 0 | 0 | 0 | 0 | 1 | 0 | 1 | 0 | 1 | 0 | -399.853 | -457.5793 | -1079.1245 | Gates 500/230kV TB #11 | Gates 500/230kV TB #11 | Gates 500/230kV TB #11 |  | 0 | 0 | 0 | 0 | 0 | 0 | 35.715 | 4.0117 | 3.675 | Cal Flat-Gates 230 kV line | Cal Flat-Gates 230 kV line | Cal Flat-Gates 230 kV line |  | 5 | 1 | YES | 2 | 5 | 1 | YES | 2
SDGE | Telegraph Canyon | 138 | 0 | 0 | 0 | 0 | 0 | 0 | 0 | 0 | 0 | 0 | 0 | 0 | 0 | 0 | 0 | 0 | 0 | 0 | 0 | 0 | 0 | 0 | 0 | 0 | 0 | 0 | 0 | 0 | 0 | 0 | 1 | 0 | 1 | 0 | 0 | 1 | 1 | 0 | 0 | 0 | 0 | 0 | 0 | 0 | 0 | 0 | 0 | 0 | 0 | 0 | 0 | 0 | 0 | 0 | 0 | 0 | 0 | 0 | 0 | 0 | 0 | 0 | 0 | 0 | 0 | 0 | 0 | 0 | 0 | 0 | 0 | 0 | 0 | 0 | 0 | 0 | 0 | 0 | 0 | 0 | 0 | 0 | 0 | 0 | 0 | 0 | 0 | 0 | 0 | 0 | 0 | 0 | 0 | 0 | 0 | 0 | 0 | 4 |  | 0 | 0 | 0 | 0 | 0 | 0 | 0 | 0 | 0 | 0 | 0 | 0 | 0 | 0 | 0 | 0 | 0 | 0 | 0 | 0 | 0 | 0 | 0 | 0 | 0 | 0 | 0 | 0 | 0 | 0 | 0 | 0 | 0 | 0 | 0 | 0 | 246.81 | 1413.17 | 1766.9044 | San Luis Rey-San Onofre 230 kV line constraint | Silvergate-Old Town 230 kV constraint | Silvergate-Old Town 230 kV constraint |  | 0 | 0 | 0 | 0 | 0 | 0 | 246.81 | 1413.17 | 1766.9044 | San Luis Rey-San Onofre 230 kV line constraint | Silvergate-Old Town 230 kV constraint | Silvergate-Old Town 230 kV constraint |  | 1 | 1 | NO | 1 | 1 | 1 | NO | 1
PG&E KERN | Temblor | 115 | 0 | 0 | 0 | 0 | 0 | 0 | 0 | 0 | 0 | 0 | 0 | 0 | 0 | 0 | 0 | 0 | 0 | 0 | 0 | 0 | 0 | 0 | 0 | 0 | 0 | 0 | 0 | 0 | 0 | 0 | 0 | 0 | 0 | 0 | 0 | 0 | 0 | 0 | 0 | 0 | 0 | 0 | 0 | 0 | 0 | 0 | 0 | 0 | 0 | 0 | 0 | 0 | 0 | 0 | 0 | 0 | 0 | 0 | 0 | 0 | 0 | 0 | 0 | 0 | 0 | 0 | 0 | 1 | 1 | 0 | 0 | 0 | 0 | 0 | 1 | 0 | 0 | 0 | 1 | 0 | 0 | 0 | 0 | 0 | 0 | 0 | 0 | 0 | 0 | 0 | 0 | 0 | 0 | 0 | 1 | 0 | 0 | 0 |  | 0 | 0 | 0 | 0 | 0 | 0 | 0 | 0 | 0 | 0 | 0 | 0 | 0 | 0 | 0 | 0 | 0 | 0 | 0 | 0 | 0 | 0 | 0 | 0 | 0 | 0 | 0 | 0 | 0 | 0 | 1 | 0 | 0 | 0 | 1 | 1 | -820.765 | 4.0117 | -2088.8969 | Mustang-Henrietta 230 kV line | Cal Flat-Gates 230 kV line | Mustang-Henrietta 230 kV line |  | 0 | 0 | 0 | 0 | 0 | 0 | 35.715 | 4.0117 | 3.675 | Cal Flat-Gates 230 kV line | Cal Flat-Gates 230 kV line | Cal Flat-Gates 230 kV line |  | 5 | 1 | YES | 2 | 5 | 1 | YES | 2
PG&E KERN | Templeton | 230 | 0 | 0 | 0 | 0 | 0 | 0 | 0 | 0 | 0 | 0 | 0 | 0 | 0 | 0 | 0 | 0 | 0 | 0 | 0 | 0 | 0 | 0 | 0 | 0 | 0 | 0 | 0 | 0 | 0 | 0 | 0 | 0 | 0 | 0 | 0 | 0 | 0 | 0 | 0 | 0 | 0 | 0 | 0 | 0 | 0 | 0 | 0 | 0 | 0 | 0 | 0 | 0 | 0 | 0 | 0 | 0 | 0 | 0 | 0 | 0 | 0 | 0 | 0 | 0 | 0 | 0 | 0 | 1 | 0 | 0 | 0 | 0 | 0 | 0 | 0 | 0 | 0 | 0 | 1 | 1 | 0 | 0 | 0 | 0 | 0 | 0 | 0 | 0 | 0 | 0 | 0 | 0 | 0 | 0 | 1 | 1 | 0 | 0 |  | 0 | 0 | 0 | 0 | 0 | 0 | 0 | 0 | 0 | 0 | 0 | 0 | 0 | 0 | 0 | 0 | 0 | 113.07 | 0 | 0 | 0 | 0 | 0 | 0 | 0 | 0 | 0 | 0 | 0 | 1 | 2 | 0 | 1 | 0 | 2 | 1 | -820.765 | -457.5793 | -2088.8969 | Mustang-Henrietta 230 kV line | Gates 500/230kV TB #11 | Mustang-Henrietta 230 kV line |  | 0 | 0 | 0 | 0 | 0 | 0 | 35.715 | 4.0117 | 3.675 | Cal Flat-Gates 230 kV line | Cal Flat-Gates 230 kV line | Cal Flat-Gates 230 kV line |  | 5 | 1 | YES | 2 | 5 | 1 | YES | 2
PG&E KERN | Templeton | 70 | 0 | 0 | 0 | 0 | 0 | 0 | 0 | 0 | 0 | 0 | 0 | 0 | 0 | 0 | 0 | 0 | 0 | 0 | 0 | 0 | 0 | 0 | 0 | 0 | 0 | 0 | 0 | 0 | 0 | 0 | 0 | 0 | 0 | 0 | 0 | 0 | 0 | 0 | 0 | 0 | 0 | 0 | 0 | 0 | 0 | 0 | 0 | 0 | 0 | 0 | 0 | 0 | 0 | 0 | 0 | 0 | 0 | 0 | 0 | 0 | 0 | 0 | 0 | 0 | 0 | 0 | 0 | 1 | 1 | 0 | 0 | 0 | 0 | 0 | 0 | 0 | 0 | 0 | 0 | 1 | 0 | 0 | 0 | 0 | 0 | 1 | 0 | 0 | 0 | 0 | 0 | 0 | 0 | 0 | 0 | 1 | 0 | 1 |  | 0 | 0 | 0 | 0 | 0 | 0 | 0 | 0 | 0 | 0 | 0 | 0 | 0 | 0 | 0 | 0 | 3 | 0 | 0 | 0 | 0 | 0 | 0 | 0 | 0 | 0 | 0 | 0 | 0 | 1 | 1 | 0 | 1 | 0 | 1 | 0 | -399.853 | -457.5793 | -1079.1245 | Gates 500/230kV TB #11 | Gates 500/230kV TB #11 | Gates 500/230kV TB #11 |  | 0 | 0 | 0 | 0 | 0 | 0 | 35.715 | 4.0117 | 3.675 | Cal Flat-Gates 230 kV line | Cal Flat-Gates 230 kV line | Cal Flat-Gates 230 kV line |  | 5 | 1 | YES | 2 | 5 | 1 | YES | 2
PG&E GBA | Tesla | 115 | 0 | 0 | 0 | 0 | 0 | 0 | 0 | 0 | 0 | 0 | 0 | 0 | 0 | 0 | 0 | 0 | 0 | 0 | 0 | 0 | 0 | 0 | 0 | 0 | 0 | 0 | 0 | 0 | 0 | 0 | 0 | 0 | 0 | 0 | 0 | 0 | 0 | 0 | 0 | 0 | 0 | 0 | 0 | 0 | 0 | 0 | 0 | 0 | 0 | 0 | 0 | 0 | 0 | 0 | 0 | 1 | 0 | 0 | 0 | 1 | 0 | 0 | 0 | 0 | 0 | 1 | 0 | 0 | 0 | 0 | 0 | 0 | 0 | 0 | 0 | 0 | 0 | 0 | 0 | 0 | 0 | 0 | 0 | 0 | 0 | 0 | 0 | 0 | 0 | 0 | 0 | 0 | 0 | 0 | 0 | 0 | 0 | 0 |  | 0 | 0 | 0 | 0 | 0 | 0 | 0 | 0 | 0 | 0 | 0 | 0 | 0 | 0 | 0 | 0 | 0 | 0 | 0 | 0 | 0 | 0 | 0 | 0 | 0 | 0 | 0 | 0 | 0 | 0 | 2 | 0 | 0 | 0 | 0 | 0 | -1391.3965 | 675.6364 | 3949.977 | Tesla-Bellota 230 kV line | Tesla-Bellota 230 kV line | Tesla-Bellota 230 kV line |  | 0 | 1 | 0 | 0 | 0 | 0 | -1091.3965 | 975.6364 | 3949.977 | Tesla-Bellota 230 kV line | Tesla-Bellota 230 kV line | Tesla-Bellota 230 kV line |  | 5 | 4 | YES | 4 | 1 | 1 | NO | 1
PG&E GBA | Tesla | 230 | 0 | 0 | 0 | 0 | 0 | 0 | 0 | 0 | 0 | 0 | 0 | 0 | 0 | 0 | 0 | 0 | 0 | 0 | 0 | 0 | 0 | 0 | 0 | 0 | 0 | 0 | 0 | 0 | 0 | 0 | 0 | 0 | 0 | 0 | 0 | 0 | 0 | 0 | 0 | 1 | 0 | 0 | 0 | 0 | 0 | 0 | 0 | 0 | 0 | 0 | 0 | 0 | 0 | 1 | 0 | 1 | 0 | 0 | 1 | 1 | 0 | 0 | 0 | 0 | 0 | 1 | 0 | 0 | 0 | 0 | 0 | 0 | 0 | 0 | 0 | 0 | 0 | 0 | 0 | 0 | 0 | 0 | 0 | 0 | 0 | 0 | 0 | 0 | 0 | 0 | 0 | 0 | 0 | 0 | 0 | 0 | 0 | 0 |  | 0 | 0 | 0 | 0 | 0 | 0 | 0 | 0 | 0 | 0 | 0 | 400 | 0 | 0 | 1 | 0 | 0 | 100 | 76.5 | 0 | 0 | 0 | 0 | 0 | 0 | 0 | 525 | 0 | 0 | 1 | 4 | 0 | 1 | 0 | 0 | 0 | -1552.755 | -353.559 | 3949.977 | Collinsville-Tesla 500 kV Line | Windmaster-Delta pumps 230 kV line | Tesla-Bellota 230 kV line |  | 0 | 1 | 0 | 0 | 0 | 0 | -1091.3965 | 975.6364 | 3949.977 | Tesla-Bellota 230 kV line | Tesla-Bellota 230 kV line | Tesla-Bellota 230 kV line |  | 5 | 4 | YES | 4 | 1 | 1 | NO | 1
PG&E GBA | Tesla | 500 | 0 | 0 | 0 | 0 | 0 | 0 | 0 | 0 | 0 | 0 | 0 | 0 | 0 | 0 | 0 | 0 | 0 | 0 | 0 | 0 | 0 | 0 | 0 | 0 | 0 | 0 | 0 | 0 | 0 | 0 | 0 | 0 | 0 | 0 | 0 | 0 | 0 | 0 | 0 | 0 | 0 | 0 | 0 | 0 | 0 | 0 | 0 | 0 | 0 | 0 | 0 | 0 | 0 | 0 | 0 | 1 | 0 | 0 | 1 | 1 | 0 | 0 | 0 | 0 | 0 | 1 | 0 | 0 | 0 | 0 | 0 | 0 | 0 | 0 | 0 | 0 | 0 | 0 | 0 | 0 | 0 | 0 | 0 | 0 | 0 | 0 | 0 | 0 | 0 | 0 | 0 | 0 | 0 | 0 | 0 | 0 | 0 | 0 |  | 0 | 0 | 0 | 0 | 0 | 0 | 0 | 0 | 0 | 0 | 0 | 0 | 0 | 0 | 0 | 0 | 0 | 300 | 0 | 1707 | 0 | 0 | 0 | 0 | 0 | 400 | 0 | 200 | 0 | 1 | 2 | 0 | 0 | 0 | 0 | 0 | -1391.3965 | 675.6364 | 3949.977 | Tesla-Bellota 230 kV line | Tesla-Bellota 230 kV line | Tesla-Bellota 230 kV line |  | 0 | 1 | 0 | 0 | 0 | 0 | -1091.3965 | 975.6364 | 3949.977 | Tesla-Bellota 230 kV line | Tesla-Bellota 230 kV line | Tesla-Bellota 230 kV line |  | 5 | 4 | YES | 4 | 1 | 1 | NO | 1
PG&E KERN | Tevis | 115 | 0 | 0 | 0 | 0 | 0 | 0 | 0 | 0 | 0 | 0 | 0 | 0 | 0 | 0 | 0 | 0 | 0 | 0 | 0 | 0 | 0 | 0 | 0 | 0 | 0 | 0 | 0 | 0 | 0 | 0 | 0 | 0 | 0 | 0 | 0 | 0 | 0 | 0 | 0 | 0 | 0 | 0 | 0 | 0 | 0 | 0 | 0 | 0 | 0 | 0 | 0 | 0 | 0 | 0 | 0 | 0 | 0 | 0 | 0 | 0 | 0 | 0 | 0 | 0 | 0 | 0 | 0 | 0 | 0 | 0 | 1 | 0 | 0 | 0 | 0 | 0 | 0 | 0 | 1 | 1 | 0 | 0 | 0 | 0 | 0 | 0 | 0 | 0 | 0 | 0 | 0 | 0 | 0 | 0 | 1 | 0 | 0 | 0 |  | 0 | 0 | 0 | 0 | 0 | 0 | 0 | 0 | 0 | 0 | 0 | 0 | 0 | 0 | 0 | 0 | 0 | 0 | 0 | 0 | 0 | 0 | 0 | 0 | 0 | 0 | 0 | 0 | 0 | 0 | 2 | 0 | 1 | 0 | 2 | 1 | -820.765 | -457.5793 | -2088.8969 | Mustang-Henrietta 230 kV line | Gates 500/230kV TB #11 | Mustang-Henrietta 230 kV line |  | 0 | 0 | 0 | 0 | 0 | 0 | 1658.235 | 1813.3 | 390.1031 | Mustang-Henrietta 230 kV line | Kern 230/115kV TB #4 | Mustang-Henrietta 230 kV line |  | 5 | 1 | YES | 2 | 5 | 1 | YES | 2
EOP | Thousandaire | 138 | 0 | 0 | 0 | 0 | 0 | 0 | 0 | 0 | 0 | 0 | 0 | 0 | 0 | 0 | 0 | 0 | 0 | 0 | 0 | 0 | 0 | 0 | 1 | 1 | 1 | 0 | 0 | 0 | 0 | 0 | 0 | 0 | 0 | 0 | 0 | 0 | 0 | 0 | 0 | 0 | 0 | 0 | 0 | 0 | 0 | 0 | 0 | 0 | 0 | 0 | 0 | 0 | 0 | 0 | 0 | 0 | 0 | 0 | 0 | 0 | 0 | 0 | 0 | 0 | 0 | 0 | 0 | 0 | 0 | 0 | 0 | 0 | 0 | 0 | 0 | 0 | 0 | 0 | 0 | 0 | 0 | 0 | 0 | 0 | 0 | 0 | 0 | 0 | 0 | 0 | 0 | 0 | 0 | 0 | 0 | 0 | 0 | 2 |  | 0 | 0 | 0 | 0 | 0 | 0 | 0 | 0 | 0 | 0 | 0 | 0 | 0 | 0 | 0 | 0 | 0 | 0 | 0 | 0 | 0 | 0 | 0 | 0 | 0 | 0 | 0 | 0 | 0 | 0 | 1 | 1 | 0 | 0 | 0 | 0 | -2392.615 | 660.59 | 1077.53 | Lugo - Victorville area constraint | Sloan Canyon - Eldorado 500 kV constraint | GLW 230kV area constraint |  | 0 | 1 | 0 | 0 | 0 | 0 | -250.55 | 660.59 | 1077.53 | Sloan Canyon - Eldorado 500 kV constraint | Sloan Canyon - Eldorado 500 kV constraint | GLW 230kV area constraint |  | 5 | 4 | YES | 4 | 1 | 1 | NO | 1
PG&E KERN | Topaz | 230 | 0 | 0 | 0 | 0 | 0 | 0 | 0 | 0 | 0 | 0 | 0 | 0 | 0 | 0 | 0 | 0 | 0 | 0 | 0 | 0 | 0 | 0 | 0 | 0 | 0 | 0 | 0 | 0 | 0 | 0 | 0 | 0 | 0 | 0 | 0 | 0 | 0 | 0 | 0 | 0 | 0 | 0 | 0 | 0 | 0 | 0 | 0 | 0 | 0 | 0 | 0 | 0 | 0 | 0 | 0 | 0 | 0 | 0 | 0 | 0 | 0 | 0 | 0 | 0 | 0 | 0 | 0 | 1 | 0 | 0 | 0 | 0 | 0 | 0 | 0 | 0 | 0 | 0 | 1 | 1 | 0 | 0 | 0 | 0 | 0 | 0 | 0 | 0 | 0 | 0 | 0 | 0 | 0 | 0 | 1 | 1 | 0 | 0 |  | 0 | 0 | 0 | 0 | 0 | 0 | 0 | 0 | 0 | 0 | 0 | 0 | 0 | 0 | 0 | 0 | 0 | 0 | 0 | 0 | 0 | 0 | 0 | 0 | 0 | 0 | 0 | 0 | 0 | 0 | 2 | 0 | 1 | 0 | 2 | 1 | -820.765 | -457.5793 | -2088.8969 | Mustang-Henrietta 230 kV line | Gates 500/230kV TB #11 | Mustang-Henrietta 230 kV line |  | 0 | 0 | 0 | 0 | 0 | 0 | 35.715 | 4.0117 | 3.675 | Cal Flat-Gates 230 kV line | Cal Flat-Gates 230 kV line | Cal Flat-Gates 230 kV line |  | 5 | 1 | YES | 2 | 5 | 1 | YES | 2
SCE NOL | Tortilla | 115 | 0 | 0 | 0 | 0 | 0 | 0 | 0 | 0 | 0 | 0 | 0 | 1 | 1 | 1 | 0 | 0 | 0 | 0 | 0 | 0 | 0 | 0 | 0 | 0 | 0 | 0 | 0 | 0 | 0 | 0 | 0 | 0 | 0 | 0 | 0 | 0 | 0 | 0 | 0 | 0 | 0 | 0 | 0 | 0 | 0 | 0 | 0 | 0 | 0 | 0 | 0 | 0 | 0 | 0 | 0 | 0 | 0 | 0 | 0 | 0 | 0 | 0 | 0 | 0 | 0 | 0 | 0 | 0 | 0 | 0 | 0 | 0 | 0 | 0 | 0 | 0 | 0 | 0 | 0 | 0 | 0 | 0 | 0 | 0 | 0 | 0 | 0 | 0 | 0 | 0 | 0 | 0 | 0 | 0 | 0 | 0 | 0 | 3 |  | 0 | 0 | 0 | 0 | 0 | 0 | 0 | 0 | 0 | 0 | 0 | 0 | 0 | 0 | 0 | 0 | 0 | 0 | 0 | 0 | 0 | 0 | 0 | 3 | 0 | 0 | 0 | 0 | 0 | 1 | 0 | 2 | 0 | 2 | 0 | 0 | -96.42 | -45.65 | 1021.4838 | South of Kramer Area Constraint | South of Kramer Area Constraint | South of Kramer Area Constraint |  | 0 | 2 | 0 | 2 | 0 | 0 | -96.42 | -45.65 | 1021.4838 | South of Kramer Area Constraint | South of Kramer Area Constraint | South of Kramer Area Constraint |  | 3 | 3 | NO | 3 | 1 | 1 | NO | 1
SDGE | Trabuco | 138 | 0 | 0 | 0 | 0 | 0 | 0 | 0 | 0 | 0 | 0 | 0 | 0 | 0 | 0 | 0 | 0 | 0 | 0 | 0 | 0 | 0 | 0 | 0 | 0 | 0 | 1 | 0 | 0 | 0 | 0 | 0 | 0 | 0 | 0 | 0 | 0 | 0 | 1 | 1 | 0 | 0 | 0 | 0 | 0 | 0 | 0 | 0 | 0 | 0 | 0 | 0 | 0 | 0 | 0 | 0 | 0 | 0 | 0 | 0 | 0 | 0 | 0 | 0 | 0 | 0 | 0 | 0 | 0 | 0 | 0 | 0 | 0 | 0 | 0 | 0 | 0 | 0 | 0 | 0 | 0 | 0 | 0 | 0 | 0 | 0 | 0 | 0 | 0 | 0 | 0 | 0 | 0 | 0 | 0 | 0 | 0 | 0 | 0 |  | 0 | 0 | 0 | 0 | 0 | 0 | 0 | 0 | 0 | 0 | 0 | 0 | 0 | 0 | 0 | 0 | 0 | 0 | 0 | 0 | 0 | 0 | 0 | 0 | 0 | 0 | 0 | 0 | 0 | 0 | 0 | 0 | 0 | 0 | 0 | 0 | 242.87 | 461 | 581 | Capistrano-San Onofre 230 kV constraint | Trabuco-Capistrano 138 kV constraint | Trabuco-Capistrano 138 kV constraint |  | 0 | 0 | 0 | 0 | 0 | 0 | 242.87 | 461 | 581 | Capistrano-San Onofre 230 kV constraint | Trabuco-Capistrano 138 kV constraint | Trabuco-Capistrano 138 kV constraint |  | 1 | 1 | NO | 1 | 1 | 1 | NO | 1
PG&E GBA | Tracy | 115 | 0 | 0 | 0 | 0 | 0 | 0 | 0 | 0 | 0 | 0 | 0 | 0 | 0 | 0 | 0 | 0 | 0 | 0 | 0 | 0 | 0 | 0 | 0 | 0 | 0 | 0 | 0 | 0 | 0 | 0 | 0 | 0 | 0 | 0 | 0 | 0 | 0 | 0 | 0 | 0 | 0 | 0 | 0 | 0 | 0 | 1 | 0 | 0 | 0 | 0 | 0 | 0 | 0 | 0 | 0 | 1 | 0 | 0 | 0 | 1 | 0 | 0 | 0 | 0 | 0 | 0 | 0 | 0 | 0 | 0 | 0 | 0 | 0 | 0 | 0 | 0 | 0 | 0 | 0 | 0 | 0 | 0 | 0 | 0 | 0 | 0 | 0 | 0 | 0 | 0 | 0 | 0 | 0 | 0 | 0 | 0 | 0 | 0 |  | 0 | 0 | 0 | 0 | 0 | 0 | 0 | 0 | 0 | 0 | 0 | 0 | 0 | 0 | 0 | 0 | 3 | 0 | 0 | 0 | 0 | 0 | 0 | 0 | 0 | 0 | 0 | 0 | 0 | 1 | 3 | 0 | 1 | 0 | 0 | 0 | -1391.3965 | -1083.3241 | 1018.0822 | Tesla-Bellota 230 kV line | Bellota-Weber 230kV line | Bellota-Weber 230kV line |  | 0 | 2 | 0 | 1 | 0 | 0 | -1091.3965 | -623.3241 | 1018.0822 | Tesla-Bellota 230 kV line | Bellota-Weber 230kV line | Bellota-Weber 230kV line |  | 5 | 4 | YES | 4 | 1 | 1 | NO | 1
PG&E FRESNO | Tranquility | 230 | 0 | 0 | 0 | 0 | 0 | 0 | 0 | 0 | 0 | 0 | 0 | 0 | 0 | 0 | 0 | 0 | 0 | 0 | 0 | 0 | 0 | 0 | 0 | 0 | 0 | 0 | 0 | 0 | 0 | 0 | 0 | 0 | 0 | 0 | 0 | 0 | 0 | 0 | 0 | 0 | 0 | 0 | 0 | 0 | 0 | 1 | 0 | 0 | 0 | 0 | 0 | 0 | 0 | 0 | 0 | 0 | 0 | 0 | 0 | 0 | 0 | 0 | 0 | 0 | 0 | 0 | 0 | 0 | 0 | 0 | 0 | 0 | 0 | 0 | 0 | 0 | 0 | 0 | 1 | 1 | 0 | 1 | 0 | 0 | 0 | 1 | 0 | 0 | 0 | 1 | 0 | 0 | 0 | 0 | 0 | 0 | 0 | 1 |  | 0 | 0 | 0 | 0 | 0 | 0 | 0 | 0 | 0 | 200 | 0 | 40 | 0 | 0 | 1 | 0 | 0 | 0 | 0 | 0 | 0 | 0 | 0 | 0 | 500 | 1000 | 702 | 160 | 0 | 1 | 4 | 0 | 4 | 0 | 4 | 0 | -1745.05 | -1701.25 | -1707.7948 | Borden-Storey #1 230kV line | Borden-Storey #1 230kV line | Gates 500/230kV TB #12 |  | 0 | 2 | 0 | 2 | 0 | 0 | -680.5815 | -623.3241 | 109.8191 | Bellota-Weber 230kV line | Bellota-Weber 230kV line | Tranquility-Helm 230kV Line |  | 5 | 4 | YES | 4 | 5 | 1 | YES | 2
PG&E GBA | Trimble | 115 | 0 | 0 | 0 | 0 | 0 | 0 | 0 | 0 | 0 | 0 | 0 | 0 | 0 | 0 | 0 | 0 | 0 | 0 | 0 | 0 | 0 | 0 | 0 | 0 | 0 | 0 | 0 | 0 | 0 | 0 | 0 | 0 | 0 | 0 | 0 | 0 | 0 | 0 | 0 | 0 | 0 | 0 | 0 | 0 | 0 | 0 | 0 | 0 | 0 | 0 | 0 | 0 | 0 | 0 | 0 | 1 | 0 | 0 | 0 | 1 | 0 | 0 | 0 | 0 | 0 | 0 | 0 | 0 | 0 | 0 | 0 | 0 | 0 | 0 | 0 | 0 | 0 | 0 | 0 | 0 | 0 | 0 | 0 | 0 | 0 | 0 | 0 | 0 | 0 | 0 | 0 | 0 | 0 | 0 | 0 | 0 | 1 | 0 |  | 0 | 0 | 0 | 0 | 0 | 0 | 0 | 0 | 0 | 0 | 0 | 0 | 0 | 0 | 0 | 0 | 0 | 0 | 0 | 0 | 0 | 0 | 0 | 0 | 0 | 0 | 0 | 0 | 0 | 0 | 2 | 0 | 0 | 0 | 0 | 0 | -1391.3965 | 675.6364 | 3949.977 | Tesla-Bellota 230 kV line | Tesla-Bellota 230 kV line | Tesla-Bellota 230 kV line |  | 0 | 1 | 0 | 0 | 0 | 0 | -1091.3965 | 975.6364 | 3949.977 | Tesla-Bellota 230 kV line | Tesla-Bellota 230 kV line | Tesla-Bellota 230 kV line |  | 5 | 4 | YES | 4 | 1 | 1 | NO | 1
EOP | Trout Canyon | 230 | 0 | 0 | 0 | 0 | 0 | 0 | 0 | 0 | 0 | 0 | 0 | 0 | 0 | 0 | 0 | 0 | 0 | 0 | 0 | 0 | 0 | 0 | 1 | 1 | 1 | 0 | 0 | 0 | 0 | 0 | 0 | 0 | 0 | 0 | 0 | 0 | 0 | 0 | 0 | 0 | 0 | 0 | 0 | 0 | 0 | 0 | 0 | 0 | 0 | 0 | 0 | 0 | 0 | 0 | 0 | 0 | 0 | 0 | 0 | 0 | 0 | 0 | 0 | 0 | 0 | 0 | 0 | 0 | 0 | 0 | 0 | 0 | 0 | 0 | 0 | 0 | 0 | 0 | 0 | 0 | 0 | 0 | 0 | 0 | 0 | 0 | 0 | 0 | 0 | 0 | 0 | 0 | 0 | 0 | 0 | 0 | 0 | 2 |  | 0 | 0 | 0 | 0 | 0 | 0 | 0 | 0 | 0 | 0 | 0 | -15 | 0 | 0 | 1 | 0 | 0 | 0 | 0 | 0 | 0 | 0 | 0 | 0 | 666 | 1245 | 716 | 260 | 0 | 1 | 1 | 1 | 0 | 0 | 0 | 0 | -2392.615 | 660.59 | 1077.53 | Lugo - Victorville area constraint | Sloan Canyon - Eldorado 500 kV constraint | GLW 230kV area constraint |  | 0 | 1 | 0 | 0 | 0 | 0 | -250.55 | 660.59 | 1077.53 | Sloan Canyon - Eldorado 500 kV constraint | Sloan Canyon - Eldorado 500 kV constraint | GLW 230kV area constraint |  | 5 | 4 | YES | 4 | 1 | 1 | NO | 1
EOP | Trout Canyon | 500 | 0 | 0 | 0 | 0 | 0 | 0 | 0 | 0 | 0 | 0 | 0 | 0 | 0 | 0 | 0 | 0 | 0 | 0 | 0 | 0 | 0 | 0 | 1 | 1 | 1 | 0 | 0 | 0 | 0 | 0 | 0 | 0 | 0 | 0 | 0 | 0 | 0 | 0 | 0 | 0 | 0 | 0 | 0 | 0 | 0 | 0 | 0 | 0 | 0 | 0 | 0 | 0 | 0 | 0 | 0 | 0 | 0 | 0 | 0 | 0 | 0 | 0 | 0 | 0 | 0 | 0 | 0 | 0 | 0 | 0 | 0 | 0 | 0 | 0 | 0 | 0 | 0 | 0 | 0 | 0 | 0 | 0 | 0 | 0 | 0 | 0 | 0 | 0 | 0 | 0 | 0 | 0 | 0 | 0 | 0 | 0 | 0 | 2 |  | 0 | 0 | 0 | 0 | 0 | 0 | 0 | 0 | 0 | 0 | 0 | 0 | 0 | 0 | 0 | 0 | 0 | 0 | 0 | 0 | 0 | 0 | 0 | 0 | 0 | 0 | 0 | 0 | 0 | 0 | 1 | 1 | 0 | 0 | 0 | 0 | -2392.615 | 660.59 | 1077.53 | Lugo - Victorville area constraint | Sloan Canyon - Eldorado 500 kV constraint | GLW 230kV area constraint |  | 0 | 1 | 0 | 0 | 0 | 0 | -250.55 | 660.59 | 1077.53 | Sloan Canyon - Eldorado 500 kV constraint | Sloan Canyon - Eldorado 500 kV constraint | GLW 230kV area constraint |  | 5 | 4 | YES | 4 | 1 | 1 | NO | 1
PG&E NGBA | Tulucay | 230 | 0 | 0 | 0 | 0 | 0 | 0 | 0 | 0 | 0 | 0 | 0 | 0 | 0 | 0 | 0 | 0 | 0 | 0 | 0 | 0 | 0 | 0 | 0 | 0 | 0 | 0 | 0 | 0 | 0 | 0 | 0 | 0 | 0 | 0 | 0 | 0 | 0 | 0 | 0 | 1 | 0 | 0 | 0 | 0 | 0 | 0 | 0 | 0 | 0 | 0 | 0 | 0 | 1 | 0 | 0 | 0 | 0 | 0 | 0 | 0 | 0 | 0 | 0 | 0 | 0 | 0 | 1 | 0 | 0 | 0 | 0 | 0 | 0 | 0 | 0 | 0 | 0 | 0 | 0 | 0 | 0 | 0 | 0 | 0 | 0 | 0 | 0 | 0 | 0 | 0 | 0 | 0 | 0 | 0 | 0 | 0 | 0 | 1 |  | 0 | 0 | 0 | 0 | 0 | 0 | 0 | 0 | 0 | 0 | 0 | 0 | 0 | 0 | 0 | 0 | 0 | 0 | 0 | 0 | 0 | 0 | 0 | 0 | 0 | 0 | 0 | 0 | 0 | 0 | 2 | 0 | 1 | 0 | 0 | 0 | -1552.755 | -150.277 | 634.382 | Collinsville-Tesla 500 kV Line | Birds Landing-Contra Costa 230kV Line | Birds Landing-Contra Costa 230kV Line |  | 0 | 0 | 0 | 0 | 0 | 0 | 1338.475 | 1615.723 | 634.382 | Birds Landing-Contra Costa 230kV Line | Birds Landing-Contra Costa 230kV Line | Birds Landing-Contra Costa 230kV Line |  | 5 | 1 | YES | 2 | 1 | 1 | NO | 1
PG&E NGBA | Tulucay | 60 | 0 | 0 | 0 | 0 | 0 | 0 | 0 | 0 | 0 | 0 | 0 | 0 | 0 | 0 | 0 | 0 | 0 | 0 | 0 | 0 | 0 | 0 | 0 | 0 | 0 | 0 | 0 | 0 | 0 | 0 | 0 | 0 | 0 | 0 | 0 | 0 | 0 | 0 | 0 | 1 | 0 | 0 | 0 | 0 | 0 | 0 | 0 | 0 | 0 | 0 | 0 | 1 | 1 | 1 | 1 | 1 | 0 | 0 | 0 | 0 | 0 | 0 | 0 | 0 | 0 | 1 | 1 | 0 | 0 | 0 | 0 | 0 | 0 | 0 | 0 | 0 | 0 | 0 | 0 | 0 | 0 | 0 | 0 | 0 | 0 | 0 | 0 | 0 | 0 | 0 | 0 | 0 | 0 | 0 | 0 | 0 | 0 | 2 |  | 0 | 0 | 0 | 0 | 0 | 0 | 0 | 0 | 0 | 0 | 0 | 0 | 0 | 0 | 0 | 0 | 0 | 0 | 0 | 0 | 0 | 0 | 0 | 0 | 24.5 | 0 | 0 | 0 | 0 | 1 | 4 | 0 | 2 | 0 | 0 | 0 | -1552.755 | -353.559 | 634.382 | Collinsville-Tesla 500 kV Line | Windmaster-Delta pumps 230 kV line | Birds Landing-Contra Costa 230kV Line |  | 0 | 0 | 0 | 0 | 0 | 0 | 1338.475 | 1615.723 | 634.382 | Birds Landing-Contra Costa 230kV Line | Birds Landing-Contra Costa 230kV Line | Birds Landing-Contra Costa 230kV Line |  | 5 | 1 | YES | 2 | 1 | 1 | NO | 1
PG&E KERN | Tupman | 115 | 0 | 0 | 0 | 0 | 0 | 0 | 0 | 0 | 0 | 0 | 0 | 0 | 0 | 0 | 0 | 0 | 0 | 0 | 0 | 0 | 0 | 0 | 0 | 0 | 0 | 0 | 0 | 0 | 0 | 0 | 0 | 0 | 0 | 0 | 0 | 0 | 0 | 0 | 0 | 0 | 0 | 0 | 0 | 0 | 0 | 0 | 0 | 0 | 0 | 0 | 0 | 0 | 0 | 0 | 0 | 0 | 0 | 0 | 0 | 0 | 0 | 0 | 0 | 0 | 0 | 0 | 0 | 1 | 0 | 0 | 0 | 0 | 0 | 0 | 1 | 0 | 0 | 0 | 1 | 0 | 0 | 0 | 0 | 0 | 0 | 0 | 0 | 0 | 0 | 0 | 0 | 0 | 0 | 0 | 1 | 0 | 0 | 0 |  | 0 | 0 | 0 | 0 | 0 | 0 | 0 | 0 | 0 | 0 | 0 | 0 | 0 | 0 | 0 | 0 | 0 | 0 | 0 | 0 | 0 | 0 | 0 | 0 | 0 | 0 | 0 | 0 | 0 | 0 | 1 | 0 | 0 | 0 | 1 | 1 | -820.765 | 4.0117 | -2088.8969 | Mustang-Henrietta 230 kV line | Cal Flat-Gates 230 kV line | Mustang-Henrietta 230 kV line |  | 0 | 0 | 0 | 0 | 0 | 0 | 35.715 | 4.0117 | 3.675 | Cal Flat-Gates 230 kV line | Cal Flat-Gates 230 kV line | Cal Flat-Gates 230 kV line |  | 5 | 1 | YES | 2 | 5 | 1 | YES | 2
PG&E NGBA | Ukiah | 115 | 0 | 0 | 0 | 0 | 0 | 0 | 0 | 0 | 0 | 0 | 0 | 0 | 0 | 0 | 0 | 0 | 0 | 0 | 0 | 0 | 0 | 0 | 0 | 0 | 0 | 0 | 0 | 0 | 0 | 0 | 0 | 0 | 0 | 0 | 0 | 0 | 0 | 0 | 0 | 1 | 0 | 1 | 0 | 0 | 0 | 0 | 0 | 0 | 0 | 0 | 0 | 0 | 1 | 0 | 1 | 1 | 0 | 0 | 0 | 0 | 0 | 0 | 0 | 0 | 0 | 0 | 1 | 0 | 0 | 0 | 0 | 0 | 0 | 0 | 0 | 0 | 0 | 0 | 0 | 0 | 0 | 0 | 0 | 0 | 0 | 0 | 0 | 0 | 0 | 0 | 0 | 0 | 0 | 0 | 0 | 0 | 0 | 1 |  | 0 | 0 | 0 | 0 | 0 | 0 | 0 | 0 | 0 | 0 | 0 | 0 | 0 | 0 | 0 | 0 | 0 | 0 | 0 | 0 | 0 | 0 | 0 | 0 | 0 | 0 | 0 | 0 | 0 | 0 | 3 | 0 | 1 | 0 | 0 | 0 | -1552.755 | -150.277 | 634.382 | Collinsville-Tesla 500 kV Line | Birds Landing-Contra Costa 230kV Line | Birds Landing-Contra Costa 230kV Line |  | 0 | 0 | 0 | 0 | 0 | 0 | 733.3 | 787.18 | 634.382 | Cortina-Eagle Rock 115 kV line | Cortina-Eagle Rock 115 kV line | Birds Landing-Contra Costa 230kV Line |  | 5 | 1 | YES | 2 | 1 | 1 | NO | 1
PG&E KERN | Union (Estrella) | 70 | 0 | 0 | 0 | 0 | 0 | 0 | 0 | 0 | 0 | 0 | 0 | 0 | 0 | 0 | 0 | 0 | 0 | 0 | 0 | 0 | 0 | 0 | 0 | 0 | 0 | 0 | 0 | 0 | 0 | 0 | 0 | 0 | 0 | 0 | 0 | 0 | 0 | 0 | 0 | 0 | 0 | 0 | 0 | 0 | 0 | 0 | 0 | 0 | 0 | 0 | 0 | 0 | 0 | 0 | 0 | 0 | 0 | 0 | 0 | 0 | 0 | 0 | 0 | 0 | 0 | 0 | 0 | 1 | 1 | 0 | 0 | 0 | 0 | 0 | 0 | 0 | 0 | 0 | 0 | 1 | 0 | 0 | 0 | 0 | 0 | 1 | 0 | 0 | 0 | 0 | 0 | 0 | 0 | 0 | 0 | 1 | 0 | 1 |  | 0 | 0 | 0 | 0 | 0 | 0 | 0 | 0 | 0 | 0 | 0 | 0 | 0 | 0 | 0 | 0 | 0 | 0 | 0 | 0 | 0 | 0 | 0 | 0 | 0 | 0 | 0 | 0 | 0 | 0 | 1 | 0 | 1 | 0 | 1 | 0 | -399.853 | -457.5793 | -1079.1245 | Gates 500/230kV TB #11 | Gates 500/230kV TB #11 | Gates 500/230kV TB #11 |  | 0 | 0 | 0 | 0 | 0 | 0 | 35.715 | 4.0117 | 3.675 | Cal Flat-Gates 230 kV line | Cal Flat-Gates 230 kV line | Cal Flat-Gates 230 kV line |  | 5 | 1 | YES | 2 | 5 | 1 | YES | 2
PG&E NGBA | Vaca Dixon | 115 | 0 | 0 | 0 | 0 | 0 | 0 | 0 | 0 | 0 | 0 | 0 | 0 | 0 | 0 | 0 | 0 | 0 | 0 | 0 | 0 | 0 | 0 | 0 | 0 | 0 | 0 | 0 | 0 | 0 | 0 | 0 | 0 | 0 | 0 | 0 | 0 | 0 | 0 | 0 | 1 | 0 | 0 | 0 | 0 | 0 | 0 | 0 | 0 | 0 | 0 | 0 | 0 | 0 | 1 | 1 | 1 | 0 | 0 | 0 | 0 | 0 | 0 | 0 | 0 | 0 | 0 | 1 | 0 | 0 | 0 | 0 | 0 | 0 | 0 | 0 | 0 | 0 | 0 | 0 | 0 | 0 | 0 | 0 | 0 | 0 | 0 | 0 | 0 | 0 | 0 | 0 | 0 | 0 | 0 | 0 | 0 | 0 | 0 |  | 0 | 0 | 0 | 0 | 0 | 0 | 0 | 0 | 0 | 0 | 0 | 0 | 0 | 0 | 0 | 0 | 0 | 0 | 0 | 0 | 0 | 0 | 0 | 0 | 0 | 0 | 0 | 0 | 0 | 0 | 4 | 0 | 2 | 0 | 0 | 0 | -1552.755 | -353.559 | 634.382 | Collinsville-Tesla 500 kV Line | Windmaster-Delta pumps 230 kV line | Birds Landing-Contra Costa 230kV Line |  | 0 | 0 | 0 | 0 | 0 | 0 | 1338.475 | 1615.723 | 634.382 | Birds Landing-Contra Costa 230kV Line | Birds Landing-Contra Costa 230kV Line | Birds Landing-Contra Costa 230kV Line |  | 5 | 1 | YES | 2 | 1 | 1 | NO | 1
PG&E NGBA | Vaca Dixon | 230 | 0 | 0 | 0 | 0 | 0 | 0 | 0 | 0 | 0 | 0 | 0 | 0 | 0 | 0 | 0 | 0 | 0 | 0 | 0 | 0 | 0 | 0 | 0 | 0 | 0 | 0 | 0 | 0 | 0 | 0 | 0 | 0 | 0 | 0 | 0 | 0 | 0 | 0 | 0 | 1 | 0 | 0 | 0 | 0 | 0 | 0 | 0 | 0 | 0 | 0 | 0 | 0 | 0 | 1 | 1 | 0 | 0 | 0 | 0 | 0 | 0 | 0 | 0 | 0 | 0 | 0 | 1 | 0 | 0 | 0 | 0 | 0 | 0 | 0 | 0 | 0 | 0 | 0 | 0 | 0 | 0 | 0 | 0 | 0 | 0 | 0 | 0 | 0 | 0 | 0 | 0 | 0 | 0 | 0 | 0 | 0 | 0 | 0 |  | 0 | 0 | 0 | 0 | 0 | 0 | 0 | 0 | 0 | 0 | 0 | 300 | 0 | 0 | 1 | 0 | 0 | 0 | 0 | 0 | 0 | 0 | 0 | 0 | 0 | 0 | 300 | 0 | 0 | 1 | 3 | 0 | 2 | 0 | 0 | 0 | -1552.755 | -353.559 | 634.382 | Collinsville-Tesla 500 kV Line | Windmaster-Delta pumps 230 kV line | Birds Landing-Contra Costa 230kV Line |  | 0 | 0 | 0 | 0 | 0 | 0 | 1338.475 | 1615.723 | 634.382 | Birds Landing-Contra Costa 230kV Line | Birds Landing-Contra Costa 230kV Line | Birds Landing-Contra Costa 230kV Line |  | 5 | 1 | YES | 2 | 1 | 1 | NO | 1
PG&E NGBA | Vaca Dixon | 500 | 0 | 0 | 0 | 0 | 0 | 0 | 0 | 0 | 0 | 0 | 0 | 0 | 0 | 0 | 0 | 0 | 0 | 0 | 0 | 0 | 0 | 0 | 0 | 0 | 0 | 0 | 0 | 0 | 0 | 0 | 0 | 0 | 0 | 0 | 0 | 0 | 0 | 0 | 0 | 1 | 0 | 0 | 0 | 0 | 0 | 0 | 0 | 0 | 0 | 0 | 0 | 0 | 0 | 0 | 1 | 0 | 0 | 0 | 0 | 0 | 0 | 0 | 0 | 0 | 0 | 0 | 1 | 0 | 0 | 0 | 0 | 0 | 0 | 0 | 0 | 0 | 0 | 0 | 0 | 0 | 0 | 0 | 0 | 0 | 0 | 0 | 0 | 0 | 0 | 0 | 0 | 0 | 0 | 0 | 0 | 0 | 0 | 0 |  | 0 | 0 | 0 | 0 | 0 | 0 | 0 | 0 | 0 | 0 | 0 | 0 | 0 | 0 | 0 | 0 | 0 | 0 | 0 | 0 | 0 | 0 | 0 | 0 | 0 | 0 | 0 | 0 | 0 | 0 | 2 | 0 | 1 | 0 | 0 | 0 | -1552.755 | -150.277 | 634.382 | Collinsville-Tesla 500 kV Line | Birds Landing-Contra Costa 230kV Line | Birds Landing-Contra Costa 230kV Line |  | 0 | 0 | 0 | 0 | 0 | 0 | 1338.475 | 1615.723 | 634.382 | Birds Landing-Contra Costa 230kV Line | Birds Landing-Contra Costa 230kV Line | Birds Landing-Contra Costa 230kV Line |  | 5 | 1 | YES | 2 | 1 | 1 | NO | 1
PG&E NGBA | Vaca Dixon | 60 | 0 | 0 | 0 | 0 | 0 | 0 | 0 | 0 | 0 | 0 | 0 | 0 | 0 | 0 | 0 | 0 | 0 | 0 | 0 | 0 | 0 | 0 | 0 | 0 | 0 | 0 | 0 | 0 | 0 | 0 | 0 | 0 | 0 | 0 | 0 | 0 | 0 | 0 | 0 | 1 | 0 | 0 | 0 | 0 | 0 | 0 | 0 | 0 | 0 | 0 | 0 | 0 | 0 | 1 | 1 | 1 | 0 | 0 | 0 | 0 | 0 | 0 | 0 | 0 | 0 | 0 | 1 | 0 | 0 | 0 | 0 | 0 | 0 | 0 | 0 | 0 | 0 | 0 | 0 | 0 | 0 | 0 | 0 | 0 | 0 | 0 | 0 | 0 | 0 | 0 | 0 | 0 | 0 | 0 | 0 | 0 | 0 | 0 |  | 0 | 0 | 0 | 0 | 0 | 0 | 0 | 0 | 0 | 0 | 0 | 0 | 0 | 0 | 0 | 0 | 0 | 0 | 0 | 0 | 0 | 0 | 0 | 0 | 0 | 0 | 0 | 0 | 0 | 0 | 4 | 0 | 2 | 0 | 0 | 0 | -1552.755 | -353.559 | 634.382 | Collinsville-Tesla 500 kV Line | Windmaster-Delta pumps 230 kV line | Birds Landing-Contra Costa 230kV Line |  | 0 | 0 | 0 | 0 | 0 | 0 | 1338.475 | 1615.723 | 634.382 | Birds Landing-Contra Costa 230kV Line | Birds Landing-Contra Costa 230kV Line | Birds Landing-Contra Costa 230kV Line |  | 5 | 1 | YES | 2 | 1 | 1 | NO | 1
SCE Eastern | Valley (SCE) | 500 | 0 | 0 | 0 | 0 | 0 | 0 | 0 | 0 | 0 | 0 | 0 | 0 | 0 | 0 | 0 | 0 | 0 | 0 | 0 | 1 | 0 | 1 | 0 | 0 | 0 | 0 | 0 | 0 | 0 | 0 | 0 | 0 | 0 | 0 | 0 | 0 | 0 | 0 | 0 | 0 | 0 | 0 | 0 | 0 | 0 | 0 | 0 | 0 | 0 | 0 | 0 | 0 | 0 | 0 | 0 | 0 | 0 | 0 | 0 | 0 | 0 | 0 | 0 | 0 | 0 | 0 | 0 | 0 | 0 | 0 | 0 | 0 | 0 | 0 | 0 | 0 | 0 | 0 | 0 | 0 | 0 | 0 | 0 | 0 | 0 | 0 | 0 | 0 | 0 | 0 | 0 | 0 | 0 | 0 | 0 | 0 | 0 | 1 |  | 0 | 0 | 0 | 0 | 0 | 0 | 0 | 0 | 0 | 0 | 0 | 0 | 0 | 0 | 0 | 0 | 0 | 0 | 0 | 0 | 0 | 0 | 0 | 0 | 0 | 0 | 720 | 0 | 0 | 1 | 0 | 0 | 0 | 0 | 0 | 0 | 334.27 | 2584.375 | 8822.375 | Serrano-Alberhill-Valley Constraint | Etiwanda-Rancho Vista Constraint | Etiwanda-Rancho Vista Constraint |  | 0 | 0 | 0 | 0 | 0 | 0 | 334.27 | 2584.375 | 8822.375 | Serrano-Alberhill-Valley Constraint | Etiwanda-Rancho Vista Constraint | Etiwanda-Rancho Vista Constraint |  | 1 | 1 | NO | 1 | 1 | 1 | NO | 1
EOP | Valley (VEA) | 138 | 0 | 0 | 0 | 0 | 0 | 0 | 0 | 0 | 0 | 0 | 0 | 0 | 0 | 0 | 0 | 0 | 0 | 0 | 0 | 0 | 0 | 0 | 1 | 1 | 1 | 0 | 0 | 0 | 0 | 0 | 0 | 0 | 0 | 0 | 0 | 0 | 0 | 0 | 0 | 0 | 0 | 0 | 0 | 0 | 0 | 0 | 0 | 0 | 0 | 0 | 0 | 0 | 0 | 0 | 0 | 0 | 0 | 0 | 0 | 0 | 0 | 0 | 0 | 0 | 0 | 0 | 0 | 0 | 0 | 0 | 0 | 0 | 0 | 0 | 0 | 0 | 0 | 0 | 0 | 0 | 0 | 0 | 0 | 0 | 0 | 0 | 0 | 0 | 0 | 0 | 0 | 0 | 0 | 0 | 0 | 0 | 0 | 2 |  | 0 | 0 | 0 | 0 | 0 | 0 | 0 | 0 | 0 | 0 | 0 | 0 | 0 | 0 | 0 | 0 | 0 | 0 | 0 | 0 | 0 | 0 | 0 | 0 | 0 | 0 | 0 | 40 | 0 | 1 | 1 | 1 | 0 | 0 | 0 | 0 | -2392.615 | 660.59 | 1077.53 | Lugo - Victorville area constraint | Sloan Canyon - Eldorado 500 kV constraint | GLW 230kV area constraint |  | 0 | 1 | 0 | 0 | 0 | 0 | -250.55 | 660.59 | 1077.53 | Sloan Canyon - Eldorado 500 kV constraint | Sloan Canyon - Eldorado 500 kV constraint | GLW 230kV area constraint |  | 5 | 4 | YES | 4 | 1 | 1 | NO | 1
SDGE | Valley Center | 69 | 0 | 0 | 0 | 0 | 0 | 0 | 0 | 0 | 0 | 0 | 0 | 0 | 0 | 0 | 0 | 0 | 0 | 0 | 0 | 0 | 0 | 0 | 0 | 0 | 0 | 1 | 0 | 0 | 0 | 0 | 1 | 0 | 1 | 0 | 0 | 0 | 0 | 1 | 0 | 0 | 0 | 0 | 0 | 0 | 0 | 0 | 0 | 0 | 0 | 0 | 0 | 0 | 0 | 0 | 0 | 0 | 0 | 0 | 0 | 0 | 0 | 0 | 0 | 0 | 0 | 0 | 0 | 0 | 0 | 0 | 0 | 0 | 0 | 0 | 0 | 0 | 0 | 0 | 0 | 0 | 0 | 0 | 0 | 0 | 0 | 0 | 0 | 0 | 0 | 0 | 0 | 0 | 0 | 0 | 0 | 0 | 0 | 2 |  | 0 | 0 | 0 | 0 | 0 | 0 | 0 | 0 | 0 | 0 | 0 | 0 | 0 | 0 | 0 | 0 | 0 | 0 | 0 | 0 | 0 | 0 | 0 | 10 | 0 | 0 | 0 | 0 | 0 | 1 | 0 | 0 | 0 | 0 | 0 | 0 | 242.87 | 692.035 | 1692.03 | Capistrano-San Onofre 230 kV constraint | Talega 230 kV constraint | Talega 230 kV constraint |  | 0 | 0 | 0 | 0 | 0 | 0 | 242.87 | 692.035 | 1692.03 | Capistrano-San Onofre 230 kV constraint | Talega 230 kV constraint | Talega 230 kV constraint |  | 1 | 1 | NO | 1 | 1 | 1 | NO | 1
PG&E GBA | Valley Home | 115 | 0 | 0 | 0 | 0 | 0 | 0 | 0 | 0 | 0 | 0 | 0 | 0 | 0 | 0 | 0 | 0 | 0 | 0 | 0 | 0 | 0 | 0 | 0 | 0 | 0 | 0 | 0 | 0 | 0 | 0 | 0 | 0 | 0 | 0 | 0 | 0 | 0 | 0 | 0 | 0 | 0 | 0 | 0 | 0 | 0 | 1 | 0 | 0 | 0 | 0 | 0 | 0 | 0 | 0 | 0 | 1 | 0 | 0 | 0 | 1 | 0 | 0 | 0 | 1 | 0 | 0 | 0 | 0 | 0 | 0 | 0 | 0 | 0 | 0 | 0 | 0 | 0 | 0 | 0 | 0 | 0 | 0 | 0 | 0 | 0 | 0 | 0 | 0 | 0 | 0 | 0 | 0 | 0 | 0 | 0 | 0 | 0 | 0 |  | 0 | 0 | 0 | 0 | 0 | 0 | 0 | 0 | 0 | 0 | 0 | 0 | 0 | 0 | 0 | 0 | 0 | 0 | 0 | 0 | 0 | 0 | 0 | 0 | 0 | 0 | 0 | 0 | 0 | 0 | 3 | 0 | 1 | 0 | 0 | 0 | -1391.3965 | -1083.3241 | 278.4144 | Tesla-Bellota 230 kV line | Bellota-Weber 230kV line | Tesla-Salado 115 kV line |  | 0 | 2 | 0 | 1 | 0 | 0 | -1091.3965 | -623.3241 | 278.4144 | Tesla-Bellota 230 kV line | Bellota-Weber 230kV line | Tesla-Salado 115 kV line |  | 5 | 4 | YES | 4 | 1 | 1 | NO | 1
PG&E GBA | Valley Springs | 230 | 0 | 0 | 0 | 0 | 0 | 0 | 0 | 0 | 0 | 0 | 0 | 0 | 0 | 0 | 0 | 0 | 0 | 0 | 0 | 0 | 0 | 0 | 0 | 0 | 0 | 0 | 0 | 0 | 0 | 0 | 0 | 0 | 0 | 0 | 0 | 0 | 0 | 0 | 0 | 0 | 0 | 0 | 0 | 0 | 0 | 1 | 0 | 0 | 0 | 0 | 0 | 0 | 0 | 0 | 0 | 0 | 0 | 0 | 0 | 1 | 1 | 0 | 0 | 0 | 0 | 0 | 0 | 0 | 0 | 0 | 0 | 0 | 0 | 0 | 0 | 0 | 0 | 0 | 0 | 0 | 0 | 0 | 0 | 0 | 0 | 1 | 0 | 0 | 0 | 0 | 0 | 0 | 0 | 0 | 0 | 0 | 0 | 1 |  | 0 | 0 | 0 | 0 | 0 | 0 | 0 | 0 | 0 | 0 | 0 | 0 | 0 | 0 | 0 | 0 | 3 | 0 | 0 | 0 | 0 | 0 | 0 | 0 | 0 | 0 | 0 | 0 | 0 | 1 | 2 | 0 | 1 | 0 | 0 | 0 | -1391.3965 | -1083.3241 | 1018.0822 | Tesla-Bellota 230 kV line | Bellota-Weber 230kV line | Bellota-Weber 230kV line |  | 0 | 2 | 0 | 1 | 0 | 0 | -1091.3965 | -623.3241 | 1018.0822 | Tesla-Bellota 230 kV line | Bellota-Weber 230kV line | Bellota-Weber 230kV line |  | 5 | 4 | YES | 4 | 1 | 1 | NO | 1
PG&E GBA | Valley Springs | 60 | 0 | 0 | 0 | 0 | 0 | 0 | 0 | 0 | 0 | 0 | 0 | 0 | 0 | 0 | 0 | 0 | 0 | 0 | 0 | 0 | 0 | 0 | 0 | 0 | 0 | 0 | 0 | 0 | 0 | 0 | 0 | 0 | 0 | 0 | 0 | 0 | 0 | 0 | 0 | 0 | 0 | 0 | 0 | 0 | 0 | 1 | 0 | 0 | 0 | 0 | 0 | 0 | 0 | 0 | 0 | 0 | 0 | 0 | 0 | 1 | 1 | 0 | 0 | 0 | 0 | 0 | 0 | 0 | 0 | 0 | 0 | 0 | 0 | 0 | 0 | 0 | 0 | 0 | 0 | 0 | 0 | 0 | 0 | 0 | 0 | 0 | 0 | 0 | 0 | 0 | 0 | 0 | 0 | 0 | 0 | 0 | 0 | 0 |  | 0 | 0 | 0 | 0 | 0 | 0 | 0 | 0 | 0 | 0 | 0 | 0 | 0 | 0 | 0 | 0 | 0 | 0 | 0 | 0 | 0 | 0 | 0 | 0 | 0 | 0 | 0 | 0 | 0 | 0 | 2 | 0 | 1 | 0 | 0 | 0 | -1391.3965 | -1083.3241 | 1018.0822 | Tesla-Bellota 230 kV line | Bellota-Weber 230kV line | Bellota-Weber 230kV line |  | 0 | 2 | 0 | 1 | 0 | 0 | -1091.3965 | -623.3241 | 1018.0822 | Tesla-Bellota 230 kV line | Bellota-Weber 230kV line | Bellota-Weber 230kV line |  | 5 | 4 | YES | 4 | 1 | 1 | NO | 1
EOP | Valley Switch | 138 | 0 | 0 | 0 | 0 | 0 | 0 | 0 | 0 | 0 | 0 | 0 | 0 | 0 | 0 | 0 | 0 | 0 | 0 | 0 | 0 | 0 | 0 | 1 | 1 | 1 | 0 | 0 | 0 | 0 | 0 | 0 | 0 | 0 | 0 | 0 | 0 | 0 | 0 | 0 | 0 | 0 | 0 | 0 | 0 | 0 | 0 | 0 | 0 | 0 | 0 | 0 | 0 | 0 | 0 | 0 | 0 | 0 | 0 | 0 | 0 | 0 | 0 | 0 | 0 | 0 | 0 | 0 | 0 | 0 | 0 | 0 | 0 | 0 | 0 | 0 | 0 | 0 | 0 | 0 | 0 | 0 | 0 | 0 | 0 | 0 | 0 | 0 | 0 | 0 | 0 | 0 | 0 | 0 | 0 | 0 | 0 | 0 | 2 |  | 0 | 0 | 0 | 0 | 0 | 0 | 0 | 0 | 0 | 0 | 0 | 0 | 0 | 0 | 0 | 0 | 0 | 0 | 0 | 0 | 0 | 0 | 0 | 0 | 0 | 0 | 0 | 0 | 0 | 0 | 1 | 1 | 0 | 0 | 0 | 0 | -2392.615 | 660.59 | 1077.53 | Lugo - Victorville area constraint | Sloan Canyon - Eldorado 500 kV constraint | GLW 230kV area constraint |  | 0 | 1 | 0 | 0 | 0 | 0 | -250.55 | 660.59 | 1077.53 | Sloan Canyon - Eldorado 500 kV constraint | Sloan Canyon - Eldorado 500 kV constraint | GLW 230kV area constraint |  | 5 | 4 | YES | 4 | 1 | 1 | NO | 1
EOP | Valley Switch | 230 | 0 | 0 | 0 | 0 | 0 | 0 | 0 | 0 | 0 | 0 | 0 | 0 | 0 | 0 | 0 | 0 | 0 | 0 | 0 | 0 | 0 | 0 | 1 | 1 | 1 | 0 | 0 | 0 | 0 | 0 | 0 | 0 | 0 | 0 | 0 | 0 | 0 | 0 | 0 | 0 | 0 | 0 | 0 | 0 | 0 | 0 | 0 | 0 | 0 | 0 | 0 | 0 | 0 | 0 | 0 | 0 | 0 | 0 | 0 | 0 | 0 | 0 | 0 | 0 | 0 | 0 | 0 | 0 | 0 | 0 | 0 | 0 | 0 | 0 | 0 | 0 | 0 | 0 | 0 | 0 | 0 | 0 | 0 | 0 | 0 | 0 | 0 | 0 | 0 | 0 | 0 | 0 | 0 | 0 | 0 | 0 | 0 | 2 |  | 0 | 0 | 0 | 0 | 0 | 0 | 0 | 0 | 0 | 0 | 0 | 0 | 0 | 0 | 0 | 0 | 0 | 0 | 0 | 0 | 0 | 0 | 0 | 0 | 0 | 0 | 0 | 0 | 0 | 0 | 1 | 1 | 0 | 0 | 0 | 0 | -2392.615 | 660.59 | 1077.53 | Lugo - Victorville area constraint | Sloan Canyon - Eldorado 500 kV constraint | GLW 230kV area constraint |  | 0 | 1 | 0 | 0 | 0 | 0 | -250.55 | 660.59 | 1077.53 | Sloan Canyon - Eldorado 500 kV constraint | Sloan Canyon - Eldorado 500 kV constraint | GLW 230kV area constraint |  | 5 | 4 | YES | 4 | 1 | 1 | NO | 1
PG&E GBA | Vasco | 230 | 0 | 0 | 0 | 0 | 0 | 0 | 0 | 0 | 0 | 0 | 0 | 0 | 0 | 0 | 0 | 0 | 0 | 0 | 0 | 0 | 0 | 0 | 0 | 0 | 0 | 0 | 0 | 0 | 0 | 0 | 0 | 0 | 0 | 0 | 0 | 0 | 0 | 0 | 0 | 1 | 0 | 0 | 0 | 0 | 0 | 0 | 0 | 0 | 0 | 0 | 0 | 0 | 0 | 0 | 0 | 1 | 0 | 0 | 0 | 1 | 0 | 0 | 0 | 0 | 0 | 0 | 1 | 0 | 0 | 0 | 0 | 0 | 0 | 0 | 0 | 0 | 0 | 0 | 0 | 0 | 0 | 0 | 0 | 0 | 0 | 0 | 0 | 0 | 0 | 0 | 0 | 0 | 0 | 0 | 0 | 0 | 0 | 0 |  | 0 | 0 | 0 | 0 | 0 | 0 | 0 | 0 | 0 | 0 | 0 | 0 | 0 | 0 | 0 | 0 | 0 | 0 | 0 | 0 | 0 | 0 | 0 | 0 | 0 | 0 | 0 | 0 | 0 | 0 | 4 | 0 | 1 | 0 | 0 | 0 | -1552.755 | -150.277 | 634.382 | Collinsville-Tesla 500 kV Line | Birds Landing-Contra Costa 230kV Line | Birds Landing-Contra Costa 230kV Line |  | 0 | 1 | 0 | 0 | 0 | 0 | -1091.3965 | 975.6364 | 634.382 | Tesla-Bellota 230 kV line | Tesla-Bellota 230 kV line | Birds Landing-Contra Costa 230kV Line |  | 5 | 4 | YES | 4 | 1 | 1 | NO | 1
PG&E GBA | Vasona | 230 | 0 | 0 | 0 | 0 | 0 | 0 | 0 | 0 | 0 | 0 | 0 | 0 | 0 | 0 | 0 | 0 | 0 | 0 | 0 | 0 | 0 | 0 | 0 | 0 | 0 | 0 | 0 | 0 | 0 | 0 | 0 | 0 | 0 | 0 | 0 | 0 | 0 | 0 | 0 | 0 | 0 | 0 | 0 | 0 | 0 | 0 | 0 | 0 | 0 | 0 | 0 | 0 | 1 | 0 | 0 | 0 | 0 | 0 | 0 | 1 | 0 | 0 | 0 | 0 | 0 | 0 | 0 | 0 | 0 | 0 | 0 | 0 | 0 | 0 | 0 | 0 | 0 | 0 | 0 | 0 | 0 | 0 | 0 | 0 | 0 | 0 | 0 | 0 | 0 | 0 | 0 | 0 | 0 | 0 | 0 | 0 | 1 | 1 |  | 0 | 0 | 0 | 0 | 0 | 0 | 0 | 0 | 0 | 0 | 0 | 0 | 0 | 0 | 0 | 0 | 0 | 0 | 0 | 0 | 0 | 0 | 0 | 0 | 0 | 0 | 0 | 0 | 0 | 0 | 1 | 0 | 0 | 0 | 0 | 0 | -1391.3965 | 675.6364 | 3949.977 | Tesla-Bellota 230 kV line | Tesla-Bellota 230 kV line | Tesla-Bellota 230 kV line |  | 0 | 1 | 0 | 0 | 0 | 0 | -1091.3965 | 975.6364 | 3949.977 | Tesla-Bellota 230 kV line | Tesla-Bellota 230 kV line | Tesla-Bellota 230 kV line |  | 5 | 4 | YES | 4 | 1 | 1 | NO | 1
SCE Northern | Vestal | 230 | 1 | 0 | 1 | 0 | 0 | 1 | 1 | 0 | 0 | 0 | 0 | 0 | 0 | 0 | 0 | 0 | 0 | 0 | 0 | 0 | 0 | 0 | 0 | 0 | 0 | 0 | 0 | 0 | 0 | 0 | 0 | 0 | 0 | 0 | 0 | 0 | 0 | 0 | 0 | 0 | 0 | 0 | 0 | 0 | 0 | 0 | 0 | 0 | 0 | 0 | 0 | 0 | 0 | 0 | 0 | 0 | 0 | 0 | 0 | 0 | 0 | 0 | 0 | 0 | 0 | 0 | 0 | 0 | 0 | 0 | 0 | 0 | 0 | 0 | 0 | 0 | 0 | 0 | 0 | 0 | 0 | 0 | 0 | 0 | 0 | 0 | 0 | 0 | 0 | 0 | 0 | 0 | 0 | 0 | 0 | 0 | 0 | 0 |  | 0 | 0 | 0 | 0 | 0 | 0 | 0 | 0 | 0 | 300 | 0 | 180 | 0 | 0 | 1 | 0 | 0 | 0 | 0 | 0 | 0 | 0 | 0 | 0 | 425 | 275 | 290 | 55 | 0 | 1 | 0 | 0 | 0 | 0 | 0 | 0 | 48.65 | 25 | 1300.64 | North of Magunden Constraint | North of Magunden Constraint | North of Magunden Constraint |  | 0 | 0 | 0 | 0 | 0 | 0 | 48.65 | 25 | 1300.64 | North of Magunden Constraint | North of Magunden Constraint | North of Magunden Constraint |  | 1 | 1 | NO | 1 | 1 | 1 | NO | 1
SCE Northern | Vestal | 66 | 1 | 0 | 1 | 0 | 0 | 1 | 1 | 0 | 0 | 0 | 0 | 0 | 0 | 0 | 0 | 0 | 0 | 0 | 0 | 0 | 0 | 0 | 0 | 0 | 0 | 0 | 0 | 0 | 0 | 0 | 0 | 0 | 0 | 0 | 0 | 0 | 0 | 0 | 0 | 0 | 0 | 0 | 0 | 0 | 0 | 0 | 0 | 0 | 0 | 0 | 0 | 0 | 0 | 0 | 0 | 0 | 0 | 0 | 0 | 0 | 0 | 0 | 0 | 0 | 0 | 0 | 0 | 0 | 0 | 0 | 0 | 0 | 0 | 0 | 0 | 0 | 0 | 0 | 0 | 0 | 0 | 0 | 0 | 0 | 0 | 0 | 0 | 0 | 0 | 0 | 0 | 0 | 0 | 0 | 0 | 0 | 0 | 0 |  | 0 | 0 | 0 | 0 | 0 | 0 | 0 | 0 | 0 | 0 | 0 | 0 | 0 | 0 | 0 | 0 | 0 | 0 | 0 | 0 | 0 | 0 | 0 | 0 | 0 | 0 | 80 | 0 | 0 | 1 | 0 | 0 | 0 | 0 | 0 | 0 | 48.65 | 25 | 1300.64 | North of Magunden Constraint | North of Magunden Constraint | North of Magunden Constraint |  | 0 | 0 | 0 | 0 | 0 | 0 | 48.65 | 25 | 1300.64 | North of Magunden Constraint | North of Magunden Constraint | North of Magunden Constraint |  | 1 | 1 | NO | 1 | 1 | 1 | NO | 1
SCE NOL | Victor | 115 | 0 | 0 | 0 | 0 | 0 | 0 | 0 | 0 | 0 | 0 | 0 | 0 | 1 | 1 | 0 | 0 | 0 | 0 | 0 | 0 | 0 | 0 | 0 | 0 | 0 | 0 | 0 | 0 | 0 | 0 | 0 | 0 | 0 | 0 | 0 | 0 | 0 | 0 | 0 | 0 | 0 | 0 | 0 | 0 | 0 | 0 | 0 | 0 | 0 | 0 | 0 | 0 | 0 | 0 | 0 | 0 | 0 | 0 | 0 | 0 | 0 | 0 | 0 | 0 | 0 | 0 | 0 | 0 | 0 | 0 | 0 | 0 | 0 | 0 | 0 | 0 | 0 | 0 | 0 | 0 | 0 | 0 | 0 | 0 | 0 | 0 | 0 | 0 | 0 | 0 | 0 | 0 | 0 | 0 | 0 | 0 | 0 | 2 |  | 0 | 0 | 0 | 0 | 0 | 0 | 0 | 0 | 0 | 0 | 0 | 0 | 0 | 0 | 0 | 0 | 0 | 0 | 0 | 0 | 0 | 0 | 0 | 7 | 0 | 115 | 0 | 20 | 0 | 1 | 0 | 0 | 0 | 0 | 0 | 0 | 82.45 | 113.35 | 1551.5038 | Lugo Transformer Area Constraint | Lugo Transformer Area Constraint | Victor to Lugo Area Constraint |  | 0 | 0 | 0 | 0 | 0 | 0 | 82.45 | 113.35 | 1551.5038 | Lugo Transformer Area Constraint | Lugo Transformer Area Constraint | Victor to Lugo Area Constraint |  | 1 | 1 | NO | 1 | 1 | 1 | NO | 1
SCE NOL | Victor | 230 | 0 | 0 | 0 | 0 | 0 | 0 | 0 | 0 | 0 | 0 | 0 | 0 | 1 | 1 | 0 | 0 | 0 | 0 | 0 | 0 | 0 | 0 | 0 | 0 | 0 | 0 | 0 | 0 | 0 | 0 | 0 | 0 | 0 | 0 | 0 | 0 | 0 | 0 | 0 | 0 | 0 | 0 | 0 | 0 | 0 | 0 | 0 | 0 | 0 | 0 | 0 | 0 | 0 | 0 | 0 | 0 | 0 | 0 | 0 | 0 | 0 | 0 | 0 | 0 | 0 | 0 | 0 | 0 | 0 | 0 | 0 | 0 | 0 | 0 | 0 | 0 | 0 | 0 | 0 | 0 | 0 | 0 | 0 | 0 | 0 | 0 | 0 | 0 | 0 | 0 | 0 | 0 | 0 | 0 | 0 | 0 | 0 | 2 |  | 0 | 0 | 0 | 0 | 0 | 0 | 0 | 0 | 0 | 0 | 0 | 0 | 0 | 0 | 0 | 0 | 0 | 0 | 0 | 0 | 0 | 0 | 0 | 5 | 0 | 0 | 0 | 0 | 0 | 1 | 0 | 0 | 0 | 0 | 0 | 0 | 82.45 | 113.35 | 1551.5038 | Lugo Transformer Area Constraint | Lugo Transformer Area Constraint | Victor to Lugo Area Constraint |  | 0 | 0 | 0 | 0 | 0 | 0 | 82.45 | 113.35 | 1551.5038 | Lugo Transformer Area Constraint | Lugo Transformer Area Constraint | Victor to Lugo Area Constraint |  | 1 | 1 | NO | 1 | 1 | 1 | NO | 1
SCE Metro | Viejo | 230 | 0 | 0 | 0 | 0 | 0 | 0 | 0 | 0 | 0 | 1 | 0 | 0 | 0 | 0 | 0 | 0 | 0 | 0 | 0 | 0 | 0 | 0 | 0 | 0 | 0 | 0 | 0 | 0 | 0 | 0 | 0 | 0 | 0 | 0 | 0 | 0 | 0 | 0 | 0 | 0 | 0 | 0 | 0 | 0 | 0 | 0 | 0 | 0 | 0 | 0 | 0 | 0 | 0 | 0 | 0 | 0 | 0 | 0 | 0 | 0 | 0 | 0 | 0 | 0 | 0 | 0 | 0 | 0 | 0 | 0 | 0 | 0 | 0 | 0 | 0 | 0 | 0 | 0 | 0 | 0 | 0 | 0 | 0 | 0 | 0 | 0 | 0 | 0 | 0 | 0 | 0 | 0 | 0 | 0 | 0 | 0 | 0 | 0 |  | 0 | 0 | 0 | 0 | 0 | 0 | 0 | 0 | 0 | 0 | 0 | 0 | 0 | 0 | 0 | 0 | 0 | 0 | 0 | 0 | 0 | 0 | 0 | 0 | 0 | 0 | 0 | 0 | 0 | 0 | 0 | 0 | 0 | 0 | 0 | 0 | 9384.6 | 11197.7 | 14407.5055 | SCE Metro Area Default Constraint | SCE Metro Area Default Constraint | SCE Metro Area Default Constraint |  | 0 | 0 | 0 | 0 | 0 | 0 | 9384.6 | 11197.7 | 14407.5055 | SCE Metro Area Default Constraint | SCE Metro Area Default Constraint | SCE Metro Area Default Constraint |  | 1 | 1 | NO | 1 | 1 | 1 | NO | 1
PG&E GBA | Vierra | 115 | 0 | 0 | 0 | 0 | 0 | 0 | 0 | 0 | 0 | 0 | 0 | 0 | 0 | 0 | 0 | 0 | 0 | 0 | 0 | 0 | 0 | 0 | 0 | 0 | 0 | 0 | 0 | 0 | 0 | 0 | 0 | 0 | 0 | 0 | 0 | 0 | 0 | 0 | 0 | 0 | 0 | 0 | 0 | 0 | 0 | 1 | 0 | 0 | 0 | 0 | 0 | 0 | 0 | 0 | 0 | 1 | 0 | 1 | 0 | 1 | 0 | 0 | 0 | 0 | 0 | 1 | 0 | 0 | 0 | 0 | 0 | 0 | 0 | 0 | 0 | 0 | 0 | 0 | 0 | 0 | 0 | 0 | 0 | 0 | 0 | 0 | 0 | 0 | 0 | 0 | 0 | 0 | 0 | 0 | 0 | 0 | 0 | 0 |  | 0 | 0 | 0 | 0 | 0 | 0 | 0 | 0 | 0 | 0 | 0 | 0 | 0 | 0 | 0 | 0 | 0 | 0 | 0 | 0 | 0 | 0 | 0 | 2.975 | 0 | 0 | 92 | 0 | 0 | 1 | 3 | 0 | 1 | 0 | 0 | 0 | -1391.3965 | -1083.3241 | 692.3714 | Tesla-Bellota 230 kV line | Bellota-Weber 230kV line | Kasson Jct-Heinz 115 kV line |  | 0 | 2 | 0 | 1 | 0 | 0 | -1091.3965 | -623.3241 | 692.3714 | Tesla-Bellota 230 kV line | Bellota-Weber 230kV line | Kasson Jct-Heinz 115 kV line |  | 5 | 4 | YES | 4 | 1 | 1 | NO | 1
SCE Metro | Villa Park | 230 | 0 | 0 | 0 | 0 | 0 | 0 | 0 | 0 | 0 | 1 | 0 | 0 | 0 | 0 | 0 | 0 | 0 | 0 | 0 | 0 | 0 | 0 | 0 | 0 | 0 | 0 | 0 | 0 | 0 | 0 | 0 | 0 | 0 | 0 | 0 | 0 | 0 | 0 | 0 | 0 | 0 | 0 | 0 | 0 | 0 | 0 | 0 | 0 | 0 | 0 | 0 | 0 | 0 | 0 | 0 | 0 | 0 | 0 | 0 | 0 | 0 | 0 | 0 | 0 | 0 | 0 | 0 | 0 | 0 | 0 | 0 | 0 | 0 | 0 | 0 | 0 | 0 | 0 | 0 | 0 | 0 | 0 | 0 | 0 | 0 | 0 | 0 | 0 | 0 | 0 | 0 | 0 | 0 | 0 | 0 | 0 | 0 | 0 |  | 0 | 0 | 0 | 0 | 0 | 0 | 0 | 0 | 0 | 0 | 0 | 0 | 0 | 0 | 0 | 0 | 0 | 0 | 0 | 0 | 0 | 0 | 0 | 0 | 0 | 0 | 0 | 0 | 0 | 0 | 0 | 0 | 0 | 0 | 0 | 0 | 9384.6 | 11197.7 | 14407.5055 | SCE Metro Area Default Constraint | SCE Metro Area Default Constraint | SCE Metro Area Default Constraint |  | 0 | 0 | 0 | 0 | 0 | 0 | 9384.6 | 11197.7 | 14407.5055 | SCE Metro Area Default Constraint | SCE Metro Area Default Constraint | SCE Metro Area Default Constraint |  | 1 | 1 | NO | 1 | 1 | 1 | NO | 1
SCE Northern | Vincent | 230 | 0 | 1 | 0 | 0 | 0 | 0 | 0 | 0 | 0 | 0 | 0 | 0 | 0 | 0 | 0 | 0 | 0 | 0 | 0 | 0 | 0 | 0 | 0 | 0 | 0 | 0 | 0 | 0 | 0 | 0 | 0 | 0 | 0 | 0 | 0 | 0 | 0 | 0 | 0 | 0 | 0 | 0 | 0 | 0 | 0 | 0 | 0 | 0 | 0 | 0 | 0 | 0 | 0 | 0 | 0 | 0 | 0 | 0 | 0 | 0 | 0 | 0 | 0 | 0 | 0 | 0 | 0 | 0 | 0 | 0 | 0 | 0 | 0 | 0 | 0 | 0 | 0 | 0 | 0 | 0 | 0 | 0 | 0 | 0 | 0 | 0 | 0 | 0 | 0 | 0 | 0 | 0 | 0 | 0 | 0 | 0 | 0 | 0 |  | 0 | 0 | 0 | 0 | 0 | 0 | 0 | 0 | 0 | 0 | 0 | 0 | 0 | 0 | 0 | 0 | 0 | 0 | 0 | 0 | 0 | 0 | 0 | 0 | 0 | 780 | 399 | 375 | 0 | 1 | 0 | 0 | 0 | 0 | 0 | 0 | 2456.895 | 3781.16 | 9152.595 | Vincent-Lugo Constraint | Vincent-Lugo Constraint | Vincent-Lugo Constraint |  | 0 | 0 | 0 | 0 | 0 | 0 | 2456.895 | 3781.16 | 9152.595 | Vincent-Lugo Constraint | Vincent-Lugo Constraint | Vincent-Lugo Constraint |  | 1 | 1 | NO | 1 | 1 | 1 | NO | 1
SCE Northern | Vincent | 500 | 0 | 1 | 0 | 0 | 0 | 0 | 0 | 0 | 0 | 0 | 0 | 0 | 0 | 0 | 0 | 0 | 0 | 0 | 0 | 0 | 0 | 0 | 0 | 0 | 0 | 0 | 0 | 0 | 0 | 0 | 0 | 0 | 0 | 0 | 0 | 0 | 0 | 0 | 0 | 0 | 0 | 0 | 0 | 0 | 0 | 0 | 0 | 0 | 0 | 0 | 0 | 0 | 0 | 0 | 0 | 0 | 0 | 0 | 0 | 0 | 0 | 0 | 0 | 0 | 0 | 0 | 0 | 0 | 0 | 0 | 0 | 0 | 0 | 0 | 0 | 0 | 0 | 0 | 0 | 0 | 0 | 0 | 0 | 0 | 0 | 0 | 0 | 0 | 0 | 0 | 0 | 0 | 0 | 0 | 0 | 0 | 0 | 0 |  | 0 | 0 | 0 | 0 | 0 | 0 | 0 | 0 | 0 | 0 | 0 | 0 | 0 | 0 | 0 | 0 | 0 | 0 | 0 | 0 | 0 | 0 | 0 | 0 | 0 | 0 | 0 | 0 | 0 | 0 | 0 | 0 | 0 | 0 | 0 | 0 | 2456.895 | 3781.16 | 9152.595 | Vincent-Lugo Constraint | Vincent-Lugo Constraint | Vincent-Lugo Constraint |  | 0 | 0 | 0 | 0 | 0 | 0 | 2456.895 | 3781.16 | 9152.595 | Vincent-Lugo Constraint | Vincent-Lugo Constraint | Vincent-Lugo Constraint |  | 1 | 1 | NO | 1 | 1 | 1 | NO | 1
PG&E GBA | Vineyard | 230 | 0 | 0 | 0 | 0 | 0 | 0 | 0 | 0 | 0 | 0 | 0 | 0 | 0 | 0 | 0 | 0 | 0 | 0 | 0 | 0 | 0 | 0 | 0 | 0 | 0 | 0 | 0 | 0 | 0 | 0 | 0 | 0 | 0 | 0 | 0 | 0 | 0 | 0 | 0 | 1 | 0 | 0 | 0 | 0 | 0 | 0 | 0 | 0 | 0 | 0 | 0 | 0 | 0 | 0 | 0 | 1 | 0 | 0 | 0 | 1 | 0 | 0 | 0 | 0 | 0 | 0 | 1 | 0 | 0 | 0 | 0 | 0 | 0 | 0 | 0 | 0 | 0 | 0 | 0 | 0 | 0 | 0 | 0 | 0 | 0 | 0 | 0 | 0 | 0 | 0 | 0 | 0 | 0 | 0 | 0 | 0 | 0 | 0 |  | 0 | 0 | 0 | 0 | 0 | 0 | 0 | 0 | 0 | 0 | 0 | 0 | 0 | 0 | 0 | 0 | 0 | 0 | 0 | 0 | 0 | 0 | 0 | 0 | 0 | 0 | 0 | 0 | 0 | 0 | 4 | 0 | 1 | 0 | 0 | 0 | -1552.755 | -150.277 | 634.382 | Collinsville-Tesla 500 kV Line | Birds Landing-Contra Costa 230kV Line | Birds Landing-Contra Costa 230kV Line |  | 0 | 1 | 0 | 0 | 0 | 0 | -1091.3965 | 975.6364 | 634.382 | Tesla-Bellota 230 kV line | Tesla-Bellota 230 kV line | Birds Landing-Contra Costa 230kV Line |  | 5 | 4 | YES | 4 | 1 | 1 | NO | 1
SDGE | Vineyard | 69 | 0 | 0 | 0 | 0 | 0 | 0 | 0 | 0 | 0 | 0 | 0 | 0 | 0 | 0 | 0 | 0 | 0 | 0 | 0 | 0 | 0 | 0 | 0 | 0 | 0 | 0 | 0 | 0 | 0 | 0 | 1 | 0 | 1 | 0 | 0 | 0 | 1 | 0 | 0 | 0 | 0 | 0 | 0 | 0 | 0 | 0 | 0 | 0 | 0 | 0 | 0 | 0 | 0 | 0 | 0 | 0 | 0 | 0 | 0 | 0 | 0 | 0 | 0 | 0 | 0 | 0 | 0 | 0 | 0 | 0 | 0 | 0 | 0 | 0 | 0 | 0 | 0 | 0 | 0 | 0 | 0 | 0 | 0 | 0 | 0 | 0 | 0 | 0 | 0 | 0 | 0 | 0 | 0 | 0 | 0 | 0 | 0 | 3 |  | 0 | 0 | 0 | 0 | 0 | 0 | 0 | 0 | 0 | 0 | 0 | 0 | 0 | 0 | 0 | 0 | 0 | 0 | 0 | 0 | 0 | 0 | 0 | 0 | 0 | 0 | 0 | 0 | 0 | 0 | 0 | 0 | 0 | 0 | 0 | 0 | 246.81 | 1413.17 | 1766.9044 | San Luis Rey-San Onofre 230 kV line constraint | Silvergate-Old Town 230 kV constraint | Silvergate-Old Town 230 kV constraint |  | 0 | 0 | 0 | 0 | 0 | 0 | 246.81 | 1413.17 | 1766.9044 | San Luis Rey-San Onofre 230 kV line constraint | Silvergate-Old Town 230 kV constraint | Silvergate-Old Town 230 kV constraint |  | 1 | 1 | NO | 1 | 1 | 1 | NO | 1
SCE Eastern | Vista (SCE) | 230 | 0 | 0 | 0 | 0 | 0 | 0 | 0 | 0 | 0 | 0 | 0 | 0 | 0 | 0 | 0 | 0 | 0 | 0 | 0 | 1 | 0 | 1 | 0 | 0 | 0 | 0 | 0 | 0 | 0 | 0 | 0 | 0 | 0 | 0 | 0 | 0 | 0 | 0 | 0 | 0 | 0 | 0 | 0 | 0 | 0 | 0 | 0 | 0 | 0 | 0 | 0 | 0 | 0 | 0 | 0 | 0 | 0 | 0 | 0 | 0 | 0 | 0 | 0 | 0 | 0 | 0 | 0 | 0 | 0 | 0 | 0 | 0 | 0 | 0 | 0 | 0 | 0 | 0 | 0 | 0 | 0 | 0 | 0 | 0 | 0 | 0 | 0 | 0 | 0 | 0 | 0 | 0 | 0 | 0 | 0 | 0 | 0 | 1 |  | 0 | -2.6 | 0 | 0 | 0 | 0 | 0 | 0 | 0 | 0 | 0 | 0 | 0 | 0 | 1 | 0 | 0 | 0 | 0 | 0 | 0 | 0 | 0 | 0 | 0 | 0 | 200 | 0 | 0 | 1 | 0 | 0 | 0 | 0 | 0 | 0 | 334.27 | 2584.375 | 8822.375 | Serrano-Alberhill-Valley Constraint | Etiwanda-Rancho Vista Constraint | Etiwanda-Rancho Vista Constraint |  | 0 | 0 | 0 | 0 | 0 | 0 | 334.27 | 2584.375 | 8822.375 | Serrano-Alberhill-Valley Constraint | Etiwanda-Rancho Vista Constraint | Etiwanda-Rancho Vista Constraint |  | 1 | 1 | NO | 1 | 1 | 1 | NO | 1
EOP | Vista (VEA) | 138 | 0 | 0 | 0 | 0 | 0 | 0 | 0 | 0 | 0 | 0 | 0 | 0 | 0 | 0 | 0 | 0 | 0 | 0 | 0 | 0 | 0 | 0 | 1 | 1 | 1 | 0 | 0 | 0 | 0 | 0 | 0 | 0 | 0 | 0 | 0 | 0 | 0 | 0 | 0 | 0 | 0 | 0 | 0 | 0 | 0 | 0 | 0 | 0 | 0 | 0 | 0 | 0 | 0 | 0 | 0 | 0 | 0 | 0 | 0 | 0 | 0 | 0 | 0 | 0 | 0 | 0 | 0 | 0 | 0 | 0 | 0 | 0 | 0 | 0 | 0 | 0 | 0 | 0 | 0 | 0 | 0 | 0 | 0 | 0 | 0 | 0 | 0 | 0 | 0 | 0 | 0 | 0 | 0 | 0 | 0 | 0 | 0 | 2 |  | 0 | 0 | 0 | 0 | 0 | 0 | 0 | 0 | 0 | 0 | 0 | 0 | 0 | 0 | 0 | 0 | 0 | 0 | 0 | 0 | 0 | 0 | 0 | 0 | 0 | 0 | 0 | 0 | 0 | 0 | 1 | 1 | 0 | 0 | 0 | 0 | -2392.615 | 660.59 | 1077.53 | Lugo - Victorville area constraint | Sloan Canyon - Eldorado 500 kV constraint | GLW 230kV area constraint |  | 0 | 1 | 0 | 0 | 0 | 0 | -250.55 | 660.59 | 1077.53 | Sloan Canyon - Eldorado 500 kV constraint | Sloan Canyon - Eldorado 500 kV constraint | GLW 230kV area constraint |  | 5 | 4 | YES | 4 | 1 | 1 | NO | 1
EOP | Vista (VEA) | 230 | 0 | 0 | 0 | 0 | 0 | 0 | 0 | 0 | 0 | 0 | 0 | 0 | 0 | 0 | 0 | 0 | 0 | 0 | 0 | 0 | 0 | 0 | 1 | 1 | 1 | 0 | 0 | 0 | 0 | 0 | 0 | 0 | 0 | 0 | 0 | 0 | 0 | 0 | 0 | 0 | 0 | 0 | 0 | 0 | 0 | 0 | 0 | 0 | 0 | 0 | 0 | 0 | 0 | 0 | 0 | 0 | 0 | 0 | 0 | 0 | 0 | 0 | 0 | 0 | 0 | 0 | 0 | 0 | 0 | 0 | 0 | 0 | 0 | 0 | 0 | 0 | 0 | 0 | 0 | 0 | 0 | 0 | 0 | 0 | 0 | 0 | 0 | 0 | 0 | 0 | 0 | 0 | 0 | 0 | 0 | 0 | 0 | 2 |  | 0 | 0 | 0 | 0 | 0 | 0 | 0 | 0 | 0 | 0 | 0 | 0 | 0 | 0 | 0 | 0 | 0 | 0 | 0 | 0 | 0 | 0 | 0 | 0 | 50 | 150 | 0 | 40 | 0 | 1 | 1 | 1 | 0 | 0 | 0 | 0 | -2392.615 | 660.59 | 1077.53 | Lugo - Victorville area constraint | Sloan Canyon - Eldorado 500 kV constraint | GLW 230kV area constraint |  | 0 | 1 | 0 | 0 | 0 | 0 | -250.55 | 660.59 | 1077.53 | Sloan Canyon - Eldorado 500 kV constraint | Sloan Canyon - Eldorado 500 kV constraint | GLW 230kV area constraint |  | 5 | 4 | YES | 4 | 1 | 1 | NO | 1
PG&E FRESNO | Wahtoke | 115 | 0 | 0 | 0 | 0 | 0 | 0 | 0 | 0 | 0 | 0 | 0 | 0 | 0 | 0 | 0 | 0 | 0 | 0 | 0 | 0 | 0 | 0 | 0 | 0 | 0 | 0 | 0 | 0 | 0 | 0 | 0 | 0 | 0 | 0 | 0 | 0 | 0 | 0 | 0 | 0 | 0 | 0 | 0 | 0 | 0 | 0 | 0 | 0 | 0 | 0 | 0 | 0 | 0 | 0 | 0 | 0 | 0 | 0 | 0 | 0 | 0 | 0 | 0 | 0 | 0 | 0 | 0 | 0 | 1 | 0 | 0 | 0 | 0 | 0 | 0 | 0 | 0 | 0 | 0 | 1 | 0 | 1 | 0 | 1 | 0 | 1 | 0 | 0 | 0 | 0 | 0 | 0 | 0 | 0 | 0 | 0 | 0 | 1 |  | 0 | 0 | 0 | 0 | 0 | 0 | 0 | 0 | 0 | 0 | 0 | 0 | 0 | 0 | 0 | 0 | 0 | 0 | 0 | 0 | 0 | 0 | 0 | 0 | 0 | 0 | 0 | 0 | 0 | 0 | 3 | 0 | 3 | 0 | 3 | 0 | -724.15 | -774.45 | -1079.1245 | Chowchilla-Le grand 115kV Line | Chowchilla-Le grand 115kV Line | Gates 500/230kV TB #11 |  | 0 | 0 | 0 | 0 | 1 | 0 | 486.85 | 436.55 | -210.6574 | Chowchilla-Le grand 115kV Line | Chowchilla-Le grand 115kV Line | Chowchilla-Le grand 115kV Line |  | 5 | 1 | YES | 2 | 5 | 5 | NO | 5
SCE Northern | Wakefield | 66 | 0 | 0 | 1 | 0 | 1 | 0 | 0 | 0 | 0 | 0 | 0 | 0 | 0 | 0 | 0 | 0 | 0 | 0 | 0 | 0 | 0 | 0 | 0 | 0 | 1 | 0 | 0 | 0 | 0 | 0 | 0 | 0 | 0 | 0 | 0 | 0 | 0 | 0 | 0 | 0 | 0 | 0 | 0 | 0 | 0 | 0 | 0 | 0 | 0 | 0 | 0 | 0 | 0 | 0 | 0 | 0 | 0 | 0 | 0 | 0 | 0 | 0 | 0 | 0 | 0 | 0 | 0 | 0 | 0 | 0 | 0 | 0 | 0 | 0 | 0 | 0 | 0 | 0 | 0 | 0 | 0 | 0 | 0 | 0 | 0 | 0 | 0 | 0 | 0 | 0 | 0 | 0 | 0 | 0 | 0 | 0 | 0 | 0 |  | 0 | 0 | 0 | 0 | 0 | 0 | 0 | 0 | 0 | 0 | 0 | 15 | 0 | 0 | 1 | 0 | 0 | 0 | 0 | 0 | 0 | 0 | 0 | 0 | 0 | 0 | 30 | 0 | 0 | 1 | 1 | 0 | 0 | 0 | 0 | 0 | -2392.615 | 646.5 | 3256 | Lugo - Victorville area constraint | Moorpark-Pardee Constraint | Moorpark-Pardee Constraint |  | 0 | 0 | 0 | 0 | 0 | 0 | 339 | 646.5 | 3256 | Moorpark-Pardee Constraint | Moorpark-Pardee Constraint | Moorpark-Pardee Constraint |  | 5 | 1 | YES | 2 | 1 | 1 | NO | 1
SCE Metro | Walnut | 230 | 0 | 0 | 0 | 0 | 0 | 0 | 0 | 0 | 0 | 1 | 0 | 0 | 0 | 0 | 0 | 0 | 0 | 0 | 0 | 0 | 0 | 0 | 0 | 0 | 0 | 0 | 0 | 0 | 0 | 0 | 0 | 0 | 0 | 0 | 0 | 0 | 0 | 0 | 0 | 0 | 0 | 0 | 0 | 0 | 0 | 0 | 0 | 0 | 0 | 0 | 0 | 0 | 0 | 0 | 0 | 0 | 0 | 0 | 0 | 0 | 0 | 0 | 0 | 0 | 0 | 0 | 0 | 0 | 0 | 0 | 0 | 0 | 0 | 0 | 0 | 0 | 0 | 0 | 0 | 0 | 0 | 0 | 0 | 0 | 0 | 0 | 0 | 0 | 0 | 0 | 0 | 0 | 0 | 0 | 0 | 0 | 0 | 0 |  | 0 | 0 | 0 | 0 | 0 | 0 | 0 | 0 | 0 | 0 | 0 | 0 | 0 | 0 | 0 | 0 | 0 | 0 | 0 | 0 | 0 | 0 | 0 | 0 | 0 | 0 | 400 | 0 | 0 | 1 | 0 | 0 | 0 | 0 | 0 | 0 | 9384.6 | 11197.7 | 14407.5055 | SCE Metro Area Default Constraint | SCE Metro Area Default Constraint | SCE Metro Area Default Constraint |  | 0 | 0 | 0 | 0 | 0 | 0 | 9384.6 | 11197.7 | 14407.5055 | SCE Metro Area Default Constraint | SCE Metro Area Default Constraint | SCE Metro Area Default Constraint |  | 1 | 1 | NO | 1 | 1 | 1 | NO | 1
SCE Northern | Warne | 230 | 0 | 0 | 1 | 0 | 0 | 0 | 1 | 0 | 0 | 0 | 0 | 0 | 0 | 0 | 0 | 0 | 0 | 0 | 0 | 0 | 0 | 0 | 0 | 0 | 1 | 0 | 0 | 0 | 0 | 0 | 0 | 0 | 0 | 0 | 0 | 0 | 0 | 0 | 0 | 0 | 0 | 0 | 0 | 0 | 0 | 0 | 0 | 0 | 0 | 0 | 0 | 0 | 0 | 0 | 0 | 0 | 0 | 0 | 0 | 0 | 0 | 0 | 0 | 0 | 0 | 0 | 0 | 0 | 0 | 0 | 0 | 0 | 0 | 0 | 0 | 0 | 0 | 0 | 0 | 0 | 0 | 0 | 0 | 0 | 0 | 0 | 0 | 0 | 0 | 0 | 0 | 0 | 0 | 0 | 0 | 0 | 0 | 0 |  | 0 | 0 | 0 | 0 | 0 | 0 | 0 | 0 | 0 | 0 | 0 | 0 | 0 | 0 | 0 | 0 | 0 | 0 | 0 | 0 | 0 | 0 | 0 | 0 | 0 | 0 | 0 | 0 | 0 | 0 | 1 | 0 | 0 | 0 | 0 | 0 | -2392.615 | 86 | 1910.79 | Lugo - Victorville area constraint | South of Magunden Constraint | South of Magunden Constraint |  | 0 | 0 | 0 | 0 | 0 | 0 | 69.65 | 86 | 1910.79 | South of Magunden Constraint | South of Magunden Constraint | South of Magunden Constraint |  | 5 | 1 | YES | 2 | 1 | 1 | NO | 1
PG&E GBA | Warnerville | 230 | 0 | 0 | 0 | 0 | 0 | 0 | 0 | 0 | 0 | 0 | 0 | 0 | 0 | 0 | 0 | 0 | 0 | 0 | 0 | 0 | 0 | 0 | 0 | 0 | 0 | 0 | 0 | 0 | 0 | 0 | 0 | 0 | 0 | 0 | 0 | 0 | 0 | 0 | 0 | 0 | 0 | 0 | 0 | 0 | 0 | 1 | 0 | 0 | 0 | 0 | 0 | 0 | 0 | 0 | 0 | 0 | 0 | 0 | 0 | 1 | 1 | 0 | 0 | 0 | 0 | 0 | 0 | 0 | 0 | 0 | 0 | 0 | 0 | 0 | 0 | 0 | 0 | 0 | 1 | 1 | 0 | 1 | 1 | 0 | 1 | 0 | 0 | 1 | 1 | 1 | 0 | 0 | 1 | 0 | 0 | 0 | 0 | 1 |  | 0 | 0 | 0 | 0 | 0 | 0 | 0 | 0 | 0 | 0 | 0 | 0 | 0 | 0 | 0 | 0 | 0 | 0 | 0 | 0 | 0 | 0 | 0 | 0 | 0 | 0 | 0 | 0 | 0 | 0 | 5 | 0 | 4 | 0 | 5 | 0 | -1745.05 | -1701.25 | -1707.7948 | Borden-Storey #1 230kV line | Borden-Storey #1 230kV line | Gates 500/230kV TB #12 |  | 0 | 3 | 0 | 2 | 1 | 0 | -1091.3965 | -623.3241 | -239.7374 | Tesla-Bellota 230 kV line | Bellota-Weber 230kV line | Oro Loma-El Nido 115kV Line |  | 5 | 4 | YES | 4 | 5 | 5 | NO | 5
PG&E FRESNO | Waukena | 115 | 0 | 0 | 0 | 0 | 0 | 0 | 0 | 0 | 0 | 0 | 0 | 0 | 0 | 0 | 0 | 0 | 0 | 0 | 0 | 0 | 0 | 0 | 0 | 0 | 0 | 0 | 0 | 0 | 0 | 0 | 0 | 0 | 0 | 0 | 0 | 0 | 0 | 0 | 0 | 0 | 0 | 0 | 0 | 0 | 0 | 0 | 0 | 0 | 0 | 0 | 0 | 0 | 0 | 0 | 0 | 0 | 0 | 0 | 0 | 0 | 0 | 0 | 0 | 0 | 0 | 0 | 0 | 0 | 1 | 0 | 0 | 0 | 0 | 0 | 0 | 0 | 0 | 0 | 0 | 1 | 0 | 1 | 0 | 1 | 0 | 1 | 0 | 0 | 0 | 0 | 0 | 0 | 0 | 0 | 0 | 0 | 0 | 1 |  | 0 | 0 | 0 | 0 | 0 | 0 | 0 | 0 | 0 | 0 | 0 | 0 | 0 | 0 | 0 | 0 | 0 | 0 | 0 | 0 | 0 | 0 | 0 | 0 | 0 | 0 | 0 | 0 | 0 | 0 | 3 | 0 | 3 | 0 | 3 | 0 | -724.15 | -774.45 | -1079.1245 | Chowchilla-Le grand 115kV Line | Chowchilla-Le grand 115kV Line | Gates 500/230kV TB #11 |  | 0 | 0 | 0 | 0 | 1 | 0 | 486.85 | 436.55 | -210.6574 | Chowchilla-Le grand 115kV Line | Chowchilla-Le grand 115kV Line | Chowchilla-Le grand 115kV Line |  | 5 | 1 | YES | 2 | 5 | 5 | NO | 5
PG&E GBA | Weber | 230 | 0 | 0 | 0 | 0 | 0 | 0 | 0 | 0 | 0 | 0 | 0 | 0 | 0 | 0 | 0 | 0 | 0 | 0 | 0 | 0 | 0 | 0 | 0 | 0 | 0 | 0 | 0 | 0 | 0 | 0 | 0 | 0 | 0 | 0 | 0 | 0 | 0 | 0 | 0 | 0 | 0 | 0 | 0 | 0 | 0 | 1 | 0 | 0 | 0 | 0 | 0 | 0 | 0 | 0 | 0 | 0 | 0 | 0 | 0 | 1 | 1 | 0 | 0 | 0 | 0 | 0 | 0 | 0 | 0 | 0 | 0 | 0 | 0 | 0 | 0 | 0 | 0 | 0 | 0 | 0 | 0 | 0 | 0 | 0 | 0 | 0 | 0 | 0 | 0 | 0 | 0 | 0 | 0 | 0 | 0 | 0 | 0 | 0 |  | 0 | 0 | 0 | 0 | 0 | 0 | 0 | 0 | 0 | 0 | 0 | 0 | 0 | 0 | 0 | 0 | 0 | 0 | 0 | 0 | 0 | 0 | 0 | 0 | 0 | 0 | 0 | 0 | 0 | 0 | 2 | 0 | 1 | 0 | 0 | 0 | -1391.3965 | -1083.3241 | 1018.0822 | Tesla-Bellota 230 kV line | Bellota-Weber 230kV line | Bellota-Weber 230kV line |  | 0 | 2 | 0 | 1 | 0 | 0 | -1091.3965 | -623.3241 | 1018.0822 | Tesla-Bellota 230 kV line | Bellota-Weber 230kV line | Bellota-Weber 230kV line |  | 5 | 4 | YES | 4 | 1 | 1 | NO | 1
PG&E GBA | Weber | 60 | 0 | 0 | 0 | 0 | 0 | 0 | 0 | 0 | 0 | 0 | 0 | 0 | 0 | 0 | 0 | 0 | 0 | 0 | 0 | 0 | 0 | 0 | 0 | 0 | 0 | 0 | 0 | 0 | 0 | 0 | 0 | 0 | 0 | 0 | 0 | 0 | 0 | 0 | 0 | 0 | 0 | 0 | 0 | 0 | 0 | 1 | 0 | 0 | 0 | 0 | 0 | 0 | 0 | 0 | 0 | 0 | 0 | 0 | 0 | 1 | 1 | 0 | 0 | 0 | 0 | 0 | 0 | 0 | 0 | 0 | 0 | 0 | 0 | 0 | 0 | 0 | 0 | 0 | 0 | 0 | 0 | 0 | 0 | 0 | 0 | 0 | 0 | 0 | 0 | 0 | 0 | 0 | 0 | 0 | 0 | 0 | 0 | 0 |  | 0 | 0 | 0 | 0 | 0 | 0 | 0 | 0 | 0 | 0 | 0 | 0 | 0 | 0 | 0 | 0 | 0 | 0 | 0 | 0 | 0 | 0 | 0 | 4 | 0 | 0 | 20 | 0 | 0 | 1 | 2 | 0 | 1 | 0 | 0 | 0 | -1391.3965 | -1083.3241 | 1018.0822 | Tesla-Bellota 230 kV line | Bellota-Weber 230kV line | Bellota-Weber 230kV line |  | 0 | 2 | 0 | 1 | 0 | 0 | -1091.3965 | -623.3241 | 1018.0822 | Tesla-Bellota 230 kV line | Bellota-Weber 230kV line | Bellota-Weber 230kV line |  | 5 | 4 | YES | 4 | 1 | 1 | NO | 1
PG&E FRESNO | West Fresno | 115 | 0 | 0 | 0 | 0 | 0 | 0 | 0 | 0 | 0 | 0 | 0 | 0 | 0 | 0 | 0 | 0 | 0 | 0 | 0 | 0 | 0 | 0 | 0 | 0 | 0 | 0 | 0 | 0 | 0 | 0 | 0 | 0 | 0 | 0 | 0 | 0 | 0 | 0 | 0 | 0 | 0 | 0 | 0 | 0 | 0 | 1 | 0 | 0 | 0 | 0 | 0 | 0 | 0 | 0 | 0 | 0 | 0 | 0 | 0 | 0 | 0 | 0 | 0 | 0 | 0 | 0 | 0 | 0 | 0 | 0 | 0 | 0 | 0 | 0 | 0 | 0 | 0 | 0 | 1 | 1 | 0 | 1 | 0 | 0 | 0 | 1 | 0 | 0 | 0 | 1 | 0 | 0 | 0 | 0 | 0 | 0 | 0 | 1 |  | 0 | 0 | 0 | 0 | 0 | 0 | 0 | 0 | 0 | 0 | 0 | 0 | 0 | 0 | 0 | 0 | 0 | 0 | 0 | 0 | 0 | 0 | 0 | 0 | 0 | 0 | 0 | 0 | 0 | 0 | 4 | 0 | 4 | 0 | 4 | 0 | -1745.05 | -1701.25 | -1707.7948 | Borden-Storey #1 230kV line | Borden-Storey #1 230kV line | Gates 500/230kV TB #12 |  | 0 | 2 | 0 | 2 | 0 | 0 | -680.5815 | -623.3241 | 109.8191 | Bellota-Weber 230kV line | Bellota-Weber 230kV line | Tranquility-Helm 230kV Line |  | 5 | 4 | YES | 4 | 5 | 1 | YES | 2
PG&E FRESNO | Westley | 230 | 0 | 0 | 0 | 0 | 0 | 0 | 0 | 0 | 0 | 0 | 0 | 0 | 0 | 0 | 0 | 0 | 0 | 0 | 0 | 0 | 0 | 0 | 0 | 0 | 0 | 0 | 0 | 0 | 0 | 0 | 0 | 0 | 0 | 0 | 0 | 0 | 0 | 0 | 0 | 0 | 0 | 0 | 0 | 0 | 0 | 0 | 0 | 0 | 0 | 0 | 0 | 0 | 0 | 0 | 0 | 0 | 0 | 0 | 0 | 0 | 0 | 0 | 0 | 0 | 0 | 0 | 0 | 0 | 0 | 0 | 0 | 0 | 0 | 0 | 0 | 0 | 0 | 0 | 0 | 0 | 0 | 0 | 0 | 0 | 0 | 1 | 0 | 0 | 0 | 0 | 0 | 0 | 0 | 0 | 0 | 0 | 0 | 1 |  | 0 | 0 | 0 | 0 | 0 | 0 | 0 | 0 | 0 | 0 | 0 | 0 | 0 | 0 | 0 | 0 | 0 | 0 | 0 | 0 | 0 | 0 | 0 | 0 | 0 | 0 | 0 | 0 | 0 | 0 | 0 | 0 | 0 | 0 | 0 | 0 | 2257.512 | 2475.146 | 3727.6321 | Los Banos 500/230kV TB | Los Banos 500/230kV TB | Los Banos 500/230kV TB |  | 0 | 0 | 0 | 0 | 0 | 0 | 2257.512 | 2475.146 | 3727.6321 | Los Banos 500/230kV TB | Los Banos 500/230kV TB | Los Banos 500/230kV TB |  | 1 | 1 | NO | 1 | 1 | 1 | NO | 1
PG&E KERN | Westpark | 115 | 0 | 0 | 0 | 0 | 0 | 0 | 0 | 0 | 0 | 0 | 0 | 0 | 0 | 0 | 0 | 0 | 0 | 0 | 0 | 0 | 0 | 0 | 0 | 0 | 0 | 0 | 0 | 0 | 0 | 0 | 0 | 0 | 0 | 0 | 0 | 0 | 0 | 0 | 0 | 0 | 0 | 0 | 0 | 0 | 0 | 0 | 0 | 0 | 0 | 0 | 0 | 0 | 0 | 0 | 0 | 0 | 0 | 0 | 0 | 0 | 0 | 0 | 0 | 0 | 0 | 0 | 0 | 1 | 1 | 0 | 0 | 0 | 0 | 0 | 0 | 0 | 0 | 0 | 0 | 1 | 0 | 0 | 0 | 0 | 0 | 0 | 0 | 0 | 0 | 0 | 0 | 0 | 0 | 0 | 0 | 0 | 0 | 0 |  | 0 | 0 | 0 | 0 | 0 | 0 | 0 | 0 | 0 | 0 | 0 | 0 | 0 | 0 | 0 | 0 | 0 | 0 | 0 | 0 | 0 | 0 | 0 | 0 | 0 | 0 | 0 | 0 | 0 | 0 | 1 | 0 | 1 | 0 | 1 | 0 | -399.853 | -457.5793 | -1079.1245 | Gates 500/230kV TB #11 | Gates 500/230kV TB #11 | Gates 500/230kV TB #11 |  | 0 | 0 | 0 | 0 | 0 | 0 | 35.715 | 4.0117 | 3.675 | Cal Flat-Gates 230 kV line | Cal Flat-Gates 230 kV line | Cal Flat-Gates 230 kV line |  | 5 | 1 | YES | 2 | 5 | 1 | YES | 2
PG&E KERN | Wheeler Ridge | 230 | 0 | 0 | 0 | 0 | 0 | 0 | 0 | 0 | 0 | 0 | 0 | 0 | 0 | 0 | 0 | 0 | 0 | 0 | 0 | 0 | 0 | 0 | 0 | 0 | 0 | 0 | 0 | 0 | 0 | 0 | 0 | 0 | 0 | 0 | 0 | 0 | 0 | 0 | 0 | 0 | 0 | 0 | 0 | 0 | 0 | 0 | 0 | 0 | 0 | 0 | 0 | 0 | 0 | 0 | 0 | 0 | 0 | 0 | 0 | 0 | 0 | 0 | 0 | 0 | 0 | 0 | 0 | 0 | 0 | 0 | 0 | 0 | 0 | 0 | 0 | 0 | 1 | 0 | 1 | 1 | 0 | 0 | 0 | 0 | 0 | 0 | 0 | 0 | 0 | 0 | 0 | 0 | 0 | 0 | 1 | 0 | 0 | 0 |  | 0 | 0 | 0 | 0 | 0 | 0 | 0 | 0 | 0 | 0 | 0 | 0 | 0 | 0 | 0 | 0 | 0 | 0 | 0 | 0 | 0 | 0 | 0 | 0 | 250 | 350 | 0 | 120 | 0 | 1 | 2 | 0 | 1 | 0 | 2 | 1 | -820.765 | -457.5793 | -2088.8969 | Mustang-Henrietta 230 kV line | Gates 500/230kV TB #11 | Mustang-Henrietta 230 kV line |  | 0 | 0 | 0 | 0 | 0 | 0 | 141 | 83.75 | 140.2 | Midway-Buena Vista Jct 230kV Line | Midway-Buena Vista Jct 230kV Line | Midway-Buena Vista Jct 230kV Line |  | 5 | 1 | YES | 2 | 5 | 1 | YES | 2
PG&E KERN | Wheeler Ridge | 115 | 0 | 0 | 0 | 0 | 0 | 0 | 0 | 0 | 0 | 0 | 0 | 0 | 0 | 0 | 0 | 0 | 0 | 0 | 0 | 0 | 0 | 0 | 0 | 0 | 0 | 0 | 0 | 0 | 0 | 0 | 0 | 0 | 0 | 0 | 0 | 0 | 0 | 0 | 0 | 0 | 0 | 0 | 0 | 0 | 0 | 0 | 0 | 0 | 0 | 0 | 0 | 0 | 0 | 0 | 0 | 0 | 0 | 0 | 0 | 0 | 0 | 0 | 0 | 0 | 0 | 0 | 0 | 1 | 1 | 0 | 0 | 0 | 0 | 0 | 0 | 0 | 0 | 0 | 0 | 1 | 0 | 0 | 0 | 0 | 0 | 0 | 0 | 0 | 0 | 0 | 0 | 0 | 0 | 0 | 0 | 0 | 0 | 0 |  | 0 | 0 | 0 | 0 | 0 | 0 | 0 | 0 | 0 | 0 | 0 | 0 | 0 | 0 | 0 | 0 | 0 | 0 | 0 | 0 | 0 | 0 | 0 | 0 | 0 | 0 | 0 | 0 | 0 | 0 | 1 | 0 | 1 | 0 | 1 | 0 | -399.853 | -457.5793 | -1079.1245 | Gates 500/230kV TB #11 | Gates 500/230kV TB #11 | Gates 500/230kV TB #11 |  | 0 | 0 | 0 | 0 | 0 | 0 | 35.715 | 4.0117 | 3.675 | Cal Flat-Gates 230 kV line | Cal Flat-Gates 230 kV line | Cal Flat-Gates 230 kV line |  | 5 | 1 | YES | 2 | 5 | 1 | YES | 2
PG&E KERN | Wheeler Ridge | 70 | 0 | 0 | 0 | 0 | 0 | 0 | 0 | 0 | 0 | 0 | 0 | 0 | 0 | 0 | 0 | 0 | 0 | 0 | 0 | 0 | 0 | 0 | 0 | 0 | 0 | 0 | 0 | 0 | 0 | 0 | 0 | 0 | 0 | 0 | 0 | 0 | 0 | 0 | 0 | 0 | 0 | 0 | 0 | 0 | 0 | 0 | 0 | 0 | 0 | 0 | 0 | 0 | 0 | 0 | 0 | 0 | 0 | 0 | 0 | 0 | 0 | 0 | 0 | 0 | 0 | 0 | 0 | 0 | 0 | 0 | 0 | 0 | 0 | 0 | 0 | 0 | 1 | 0 | 1 | 1 | 0 | 0 | 0 | 0 | 0 | 0 | 0 | 0 | 0 | 0 | 0 | 0 | 0 | 0 | 1 | 0 | 0 | 0 |  | 0 | 0 | 0 | 0 | 0 | 0 | 0 | 0 | 0 | 100 | 0 | 0 | 0 | 0 | 1 | 0 | 0 | 0 | 0 | 0 | 0 | 0 | 0 | 0 | 100 | 0 | 92 | 0 | 0 | 1 | 2 | 0 | 1 | 0 | 2 | 1 | -820.765 | -457.5793 | -2088.8969 | Mustang-Henrietta 230 kV line | Gates 500/230kV TB #11 | Mustang-Henrietta 230 kV line |  | 0 | 0 | 0 | 0 | 0 | 0 | 141 | 83.75 | 140.2 | Midway-Buena Vista Jct 230kV Line | Midway-Buena Vista Jct 230kV Line | Midway-Buena Vista Jct 230kV Line |  | 5 | 1 | YES | 2 | 5 | 1 | YES | 2
SCE Northern | Whirlwind | 230 | 1 | 1 | 0 | 0 | 0 | 0 | 0 | 0 | 0 | 0 | 0 | 0 | 0 | 0 | 0 | 0 | 0 | 0 | 0 | 0 | 0 | 0 | 0 | 0 | 0 | 0 | 0 | 0 | 0 | 0 | 0 | 0 | 0 | 0 | 0 | 0 | 0 | 0 | 0 | 0 | 0 | 0 | 0 | 0 | 0 | 0 | 0 | 0 | 0 | 0 | 0 | 0 | 0 | 0 | 0 | 0 | 0 | 0 | 0 | 0 | 0 | 0 | 0 | 0 | 0 | 0 | 0 | 0 | 0 | 0 | 0 | 0 | 0 | 0 | 0 | 0 | 0 | 0 | 0 | 0 | 0 | 0 | 0 | 0 | 0 | 0 | 0 | 0 | 0 | 0 | 0 | 0 | 0 | 0 | 0 | 0 | 0 | 0 |  | 0 | 0 | 0 | 0 | 0 | 0 | 0 | 0 | 0 | -174 | 0 | 0 | 69 | 0 | 1 | 0 | 0 | 300 | 0 | 0 | 0 | 0 | 0 | 0 | 144 | 588 | 837 | 723 | 400 | 1 | 0 | 0 | 0 | 0 | 0 | 0 | 1527.175 | 2509.04 | 9035.93 | Antelope-Vincent Constraint | Antelope-Vincent Constraint | Antelope-Vincent Constraint |  | 0 | 0 | 0 | 0 | 0 | 0 | 1527.175 | 2509.04 | 9035.93 | Antelope-Vincent Constraint | Antelope-Vincent Constraint | Antelope-Vincent Constraint |  | 1 | 1 | NO | 1 | 1 | 1 | NO | 1
SCE Northern | Whirlwind | 500 | 1 | 1 | 0 | 0 | 0 | 0 | 0 | 0 | 0 | 0 | 0 | 0 | 0 | 0 | 0 | 0 | 0 | 0 | 0 | 0 | 0 | 0 | 0 | 0 | 0 | 0 | 0 | 0 | 0 | 0 | 0 | 0 | 0 | 0 | 0 | 0 | 0 | 0 | 0 | 0 | 0 | 0 | 0 | 0 | 0 | 0 | 0 | 0 | 0 | 0 | 0 | 0 | 0 | 0 | 0 | 0 | 0 | 0 | 0 | 0 | 0 | 0 | 0 | 0 | 0 | 0 | 0 | 0 | 0 | 0 | 0 | 0 | 0 | 0 | 0 | 0 | 0 | 0 | 0 | 0 | 0 | 0 | 0 | 0 | 0 | 0 | 0 | 0 | 0 | 0 | 0 | 0 | 0 | 0 | 0 | 0 | 0 | 0 |  | 0 | 0 | 0 | 0 | 0 | 0 | 0 | 0 | 0 | 0 | 0 | 0 | 0 | 0 | 0 | 0 | 0 | 0 | 0 | 0 | 0 | 0 | 0 | 0 | 0 | 0 | 0 | 0 | 0 | 0 | 0 | 0 | 0 | 0 | 0 | 0 | 1527.175 | 2509.04 | 9035.93 | Antelope-Vincent Constraint | Antelope-Vincent Constraint | Antelope-Vincent Constraint |  | 0 | 0 | 0 | 0 | 0 | 0 | 1527.175 | 2509.04 | 9035.93 | Antelope-Vincent Constraint | Antelope-Vincent Constraint | Antelope-Vincent Constraint |  | 1 | 1 | NO | 1 | 1 | 1 | NO | 1
PG&E GBA | Whisman | 115 | 0 | 0 | 0 | 0 | 0 | 0 | 0 | 0 | 0 | 0 | 0 | 0 | 0 | 0 | 0 | 0 | 0 | 0 | 0 | 0 | 0 | 0 | 0 | 0 | 0 | 0 | 0 | 0 | 0 | 0 | 0 | 0 | 0 | 0 | 0 | 0 | 0 | 0 | 0 | 0 | 0 | 0 | 0 | 0 | 0 | 0 | 0 | 0 | 0 | 0 | 0 | 0 | 1 | 0 | 0 | 1 | 0 | 0 | 0 | 0 | 0 | 0 | 0 | 0 | 0 | 0 | 0 | 0 | 0 | 0 | 0 | 0 | 0 | 0 | 0 | 0 | 0 | 0 | 0 | 0 | 0 | 0 | 0 | 0 | 0 | 0 | 0 | 0 | 0 | 0 | 0 | 0 | 0 | 0 | 0 | 0 | 1 | 1 |  | 0 | 0 | 0 | 0 | 0 | 0 | 0 | 0 | 0 | 0 | 0 | 0 | 0 | 0 | 0 | 0 | 0 | 0 | 0 | 0 | 0 | 0 | 0 | 0 | 0 | 0 | 0 | 0 | 0 | 0 | 1 | 0 | 0 | 0 | 0 | 0 | -114.1215 | 1036.51 | 5570.668 | Tesla-Tracy-Pump 230 kV line #2 | NEW-Metcalf-Mosslanding 500kV | Sobrante-Moraga 230 kV line |  | 0 | 0 | 0 | 0 | 0 | 0 | 906.65 | 1036.51 | 5570.668 | NEW-Metcalf-Mosslanding 500kV | NEW-Metcalf-Mosslanding 500kV | Sobrante-Moraga 230 kV line |  | 5 | 1 | YES | 2 | 1 | 1 | NO | 1
SCE Eastern | Wildlife | 230 | 0 | 0 | 0 | 0 | 0 | 0 | 0 | 0 | 0 | 0 | 0 | 0 | 0 | 0 | 0 | 0 | 0 | 0 | 0 | 1 | 0 | 1 | 0 | 0 | 0 | 0 | 0 | 0 | 0 | 0 | 0 | 0 | 0 | 0 | 0 | 0 | 0 | 0 | 0 | 0 | 0 | 0 | 0 | 0 | 0 | 0 | 0 | 0 | 0 | 0 | 0 | 0 | 0 | 0 | 0 | 0 | 0 | 0 | 0 | 0 | 0 | 0 | 0 | 0 | 0 | 0 | 0 | 0 | 0 | 0 | 0 | 0 | 0 | 0 | 0 | 0 | 0 | 0 | 0 | 0 | 0 | 0 | 0 | 0 | 0 | 0 | 0 | 0 | 0 | 0 | 0 | 0 | 0 | 0 | 0 | 0 | 0 | 1 |  | 0 | 0 | 0 | 0 | 0 | 0 | 0 | 0 | 0 | 0 | 0 | 0 | 0 | 0 | 0 | 0 | 0 | 0 | 0 | 0 | 0 | 0 | 0 | 0 | 0 | 0 | 0 | 0 | 0 | 0 | 0 | 0 | 0 | 0 | 0 | 0 | 334.27 | 2584.375 | 8822.375 | Serrano-Alberhill-Valley Constraint | Etiwanda-Rancho Vista Constraint | Etiwanda-Rancho Vista Constraint |  | 0 | 0 | 0 | 0 | 0 | 0 | 334.27 | 2584.375 | 8822.375 | Serrano-Alberhill-Valley Constraint | Etiwanda-Rancho Vista Constraint | Etiwanda-Rancho Vista Constraint |  | 1 | 1 | NO | 1 | 1 | 1 | NO | 1
PG&E FRESNO | Wilson | 115 | 0 | 0 | 0 | 0 | 0 | 0 | 0 | 0 | 0 | 0 | 0 | 0 | 0 | 0 | 0 | 0 | 0 | 0 | 0 | 0 | 0 | 0 | 0 | 0 | 0 | 0 | 0 | 0 | 0 | 0 | 0 | 0 | 0 | 0 | 0 | 0 | 0 | 0 | 0 | 0 | 0 | 0 | 0 | 0 | 0 | 1 | 0 | 0 | 0 | 0 | 0 | 0 | 0 | 0 | 0 | 0 | 0 | 0 | 0 | 1 | 0 | 0 | 0 | 0 | 0 | 0 | 0 | 0 | 0 | 0 | 0 | 0 | 0 | 0 | 0 | 0 | 0 | 0 | 1 | 1 | 0 | 1 | 1 | 0 | 1 | 1 | 0 | 1 | 1 | 1 | 0 | 0 | 1 | 0 | 0 | 0 | 0 | 2 |  | 0 | 0 | 0 | 0 | 0 | 0 | 0 | 0 | 0 | 0 | 0 | 0 | 0 | 0 | 0 | 0 | 0 | 0 | 0 | 0 | 0 | 0 | 0 | 0 | 0 | 0 | 0 | 25 | 0 | 1 | 5 | 0 | 4 | 0 | 5 | 0 | -1745.05 | -1701.25 | -1707.7948 | Borden-Storey #1 230kV line | Borden-Storey #1 230kV line | Gates 500/230kV TB #12 |  | 0 | 3 | 0 | 2 | 1 | 0 | -1091.3965 | -623.3241 | -239.7374 | Tesla-Bellota 230 kV line | Bellota-Weber 230kV line | Oro Loma-El Nido 115kV Line |  | 5 | 4 | YES | 4 | 5 | 5 | NO | 5
PG&E FRESNO | Wilson | 230 | 0 | 0 | 0 | 0 | 0 | 0 | 0 | 0 | 0 | 0 | 0 | 0 | 0 | 0 | 0 | 0 | 0 | 0 | 0 | 0 | 0 | 0 | 0 | 0 | 0 | 0 | 0 | 0 | 0 | 0 | 0 | 0 | 0 | 0 | 0 | 0 | 0 | 0 | 0 | 0 | 0 | 0 | 0 | 0 | 0 | 1 | 0 | 0 | 0 | 0 | 0 | 0 | 0 | 0 | 0 | 0 | 0 | 0 | 0 | 1 | 0 | 0 | 0 | 0 | 0 | 0 | 0 | 0 | 0 | 0 | 0 | 0 | 0 | 0 | 0 | 0 | 0 | 0 | 1 | 1 | 0 | 1 | 1 | 1 | 1 | 1 | 0 | 1 | 1 | 1 | 0 | 0 | 1 | 0 | 1 | 0 | 0 | 2 |  | 0 | 0 | 0 | 0 | 0 | 0 | 0 | 0 | 0 | 0 | 0 | 0 | 0 | 0 | 0 | 0 | 0 | 150 | 50 | 0 | 0 | 0 | 0 | 0 | 0 | 0 | 0 | 0 | 0 | 1 | 7 | 0 | 5 | 0 | 6 | 1 | -1745.05 | -1701.25 | -2088.8969 | Borden-Storey #1 230kV line | Borden-Storey #1 230kV line | Mustang-Henrietta 230 kV line |  | 0 | 3 | 0 | 2 | 2 | 0 | -1091.3965 | -623.3241 | -239.7374 | Tesla-Bellota 230 kV line | Bellota-Weber 230kV line | Oro Loma-El Nido 115kV Line |  | 5 | 4 | YES | 4 | 5 | 5 | NO | 5
SCE Northern | Windhub | 230 | 1 | 1 | 0 | 1 | 0 | 0 | 0 | 0 | 0 | 0 | 0 | 0 | 0 | 0 | 0 | 0 | 0 | 0 | 0 | 0 | 0 | 0 | 0 | 0 | 0 | 0 | 0 | 0 | 0 | 0 | 0 | 0 | 0 | 0 | 0 | 0 | 0 | 0 | 0 | 0 | 0 | 0 | 0 | 0 | 0 | 0 | 0 | 0 | 0 | 0 | 0 | 0 | 0 | 0 | 0 | 0 | 0 | 0 | 0 | 0 | 0 | 0 | 0 | 0 | 0 | 0 | 0 | 0 | 0 | 0 | 0 | 0 | 0 | 0 | 0 | 0 | 0 | 0 | 0 | 0 | 0 | 0 | 0 | 0 | 0 | 0 | 0 | 0 | 0 | 0 | 0 | 0 | 0 | 0 | 0 | 0 | 0 | 0 |  | 0 | 0 | 0 | 0 | 0 | 0 | 0 | 0 | 0 | 0 | 0 | 0 | 0 | 0 | 0 | 0 | 0 | 174 | 0 | 0 | 0 | 0 | 0 | 0 | 130 | 1220 | 1000 | 70 | 0 | 1 | 0 | 0 | 0 | 0 | 0 | 0 | 1020.375 | 981.12 | 1832.795 | Windhub Constraint | Windhub Constraint | Windhub Constraint |  | 0 | 0 | 0 | 0 | 0 | 0 | 1020.375 | 981.12 | 1832.795 | Windhub Constraint | Windhub Constraint | Windhub Constraint |  | 1 | 1 | NO | 1 | 1 | 1 | NO | 1
SCE Northern | Windhub | 500 | 1 | 1 | 0 | 1 | 0 | 0 | 0 | 0 | 0 | 0 | 0 | 0 | 0 | 0 | 0 | 0 | 0 | 0 | 0 | 0 | 0 | 0 | 0 | 0 | 0 | 0 | 0 | 0 | 0 | 0 | 0 | 0 | 0 | 0 | 0 | 0 | 0 | 0 | 0 | 0 | 0 | 0 | 0 | 0 | 0 | 0 | 0 | 0 | 0 | 0 | 0 | 0 | 0 | 0 | 0 | 0 | 0 | 0 | 0 | 0 | 0 | 0 | 0 | 0 | 0 | 0 | 0 | 0 | 0 | 0 | 0 | 0 | 0 | 0 | 0 | 0 | 0 | 0 | 0 | 0 | 0 | 0 | 0 | 0 | 0 | 0 | 0 | 0 | 0 | 0 | 0 | 0 | 0 | 0 | 0 | 0 | 0 | 0 |  | 0 | 0 | 0 | 0 | 0 | 0 | 0 | 0 | 0 | 0 | 0 | 0 | 0 | 0 | 0 | 0 | 0 | 0 | 0 | 0 | 0 | 0 | 0 | 0 | 878.5 | 200 | 15 | 80 | 0 | 1 | 0 | 0 | 0 | 0 | 0 | 0 | 1020.375 | 981.12 | 1832.795 | Windhub Constraint | Windhub Constraint | Windhub Constraint |  | 0 | 0 | 0 | 0 | 0 | 0 | 1020.375 | 981.12 | 1832.795 | Windhub Constraint | Windhub Constraint | Windhub Constraint |  | 1 | 1 | NO | 1 | 1 | 1 | NO | 1
PG&E GBA | Windmaster | 230 | 0 | 0 | 0 | 0 | 0 | 0 | 0 | 0 | 0 | 0 | 0 | 0 | 0 | 0 | 0 | 0 | 0 | 0 | 0 | 0 | 0 | 0 | 0 | 0 | 0 | 0 | 0 | 0 | 0 | 0 | 0 | 0 | 0 | 0 | 0 | 0 | 0 | 0 | 0 | 1 | 0 | 0 | 0 | 0 | 0 | 0 | 0 | 0 | 0 | 0 | 0 | 0 | 0 | 1 | 0 | 1 | 0 | 0 | 0 | 0 | 0 | 0 | 0 | 0 | 0 | 1 | 0 | 0 | 0 | 0 | 0 | 0 | 0 | 0 | 0 | 0 | 0 | 0 | 0 | 0 | 0 | 0 | 0 | 0 | 0 | 0 | 0 | 0 | 0 | 0 | 0 | 0 | 0 | 0 | 0 | 0 | 0 | 0 |  | 0 | 0 | 0 | 0 | 0 | 0 | 0 | 0 | 0 | 0 | 0 | 0 | 0 | 0 | 0 | 0 | 0 | 0 | 0 | 0 | 0 | 0 | 0 | 0 | 0 | 0 | 0 | 0 | 0 | 0 | 3 | 0 | 1 | 0 | 0 | 0 | -1552.755 | -353.559 | 4387.2095 | Collinsville-Tesla 500 kV Line | Windmaster-Delta pumps 230 kV line | Windmaster-Delta pumps 230 kV line |  | 0 | 0 | 0 | 0 | 0 | 0 | 3406.8785 | 5638.4844 | 4387.2095 | Tesla-Tracy-Pump 230 kV line #2 | Tesla-Tracy-Pump 230 kV line #2 | Windmaster-Delta pumps 230 kV line |  | 5 | 1 | YES | 2 | 1 | 1 | NO | 1
PG&E NGBA | Windsor | 60 | 0 | 0 | 0 | 0 | 0 | 0 | 0 | 0 | 0 | 0 | 0 | 0 | 0 | 0 | 0 | 0 | 0 | 0 | 0 | 0 | 0 | 0 | 0 | 0 | 0 | 0 | 0 | 0 | 0 | 0 | 0 | 0 | 0 | 0 | 0 | 0 | 0 | 0 | 0 | 1 | 0 | 0 | 0 | 0 | 0 | 0 | 0 | 0 | 0 | 0 | 0 | 0 | 1 | 0 | 0 | 0 | 0 | 0 | 0 | 0 | 0 | 0 | 0 | 0 | 0 | 0 | 1 | 0 | 0 | 0 | 0 | 0 | 0 | 0 | 0 | 0 | 0 | 0 | 0 | 0 | 0 | 0 | 0 | 0 | 0 | 0 | 0 | 0 | 0 | 0 | 0 | 0 | 0 | 0 | 0 | 0 | 0 | 1 |  | 0 | 0 | 0 | 0 | 0 | 0 | 0 | 0 | 0 | 0 | 0 | 0 | 0 | 0 | 0 | 0 | 0 | 0 | 0 | 0 | 0 | 0 | 0 | 0 | 0 | 0 | 0 | 0 | 0 | 0 | 2 | 0 | 1 | 0 | 0 | 0 | -1552.755 | -150.277 | 634.382 | Collinsville-Tesla 500 kV Line | Birds Landing-Contra Costa 230kV Line | Birds Landing-Contra Costa 230kV Line |  | 0 | 0 | 0 | 0 | 0 | 0 | 1338.475 | 1615.723 | 634.382 | Birds Landing-Contra Costa 230kV Line | Birds Landing-Contra Costa 230kV Line | Birds Landing-Contra Costa 230kV Line |  | 5 | 1 | YES | 2 | 1 | 1 | NO | 1
PG&E NGBA | Woodland | 115 | 0 | 0 | 0 | 0 | 0 | 0 | 0 | 0 | 0 | 0 | 0 | 0 | 0 | 0 | 0 | 0 | 0 | 0 | 0 | 0 | 0 | 0 | 0 | 0 | 0 | 0 | 0 | 0 | 0 | 0 | 0 | 0 | 0 | 0 | 0 | 0 | 0 | 0 | 0 | 1 | 1 | 0 | 1 | 0 | 1 | 1 | 0 | 1 | 0 | 0 | 0 | 0 | 0 | 0 | 0 | 0 | 0 | 0 | 0 | 1 | 1 | 0 | 0 | 0 | 0 | 0 | 0 | 0 | 0 | 0 | 0 | 0 | 0 | 0 | 0 | 0 | 0 | 0 | 0 | 0 | 0 | 0 | 0 | 0 | 0 | 0 | 0 | 0 | 0 | 0 | 0 | 0 | 0 | 0 | 0 | 0 | 0 | 0 |  | 0 | 0 | 0 | 0 | 0 | 0 | 0 | 0 | 0 | 0 | 0 | 0 | 0 | 0 | 0 | 0 | 0 | 0 | 0 | 0 | 0 | 0 | 0 | 0 | 0 | 12 | 0 | 0 | 0 | 1 | 3 | 0 | 1 | 0 | 0 | 0 | -1552.755 | -1083.3241 | 32.84 | Collinsville-Tesla 500 kV Line | Bellota-Weber 230kV line | Woodland- Davis 115kV line |  | 0 | 2 | 0 | 1 | 0 | 0 | -1091.3965 | -623.3241 | 32.84 | Tesla-Bellota 230 kV line | Bellota-Weber 230kV line | Woodland- Davis 115kV line |  | 5 | 4 | YES | 4 | 1 | 1 | NO | 1
PG&E FRESNO | Woodward | 115 | 0 | 0 | 0 | 0 | 0 | 0 | 0 | 0 | 0 | 0 | 0 | 0 | 0 | 0 | 0 | 0 | 0 | 0 | 0 | 0 | 0 | 0 | 0 | 0 | 0 | 0 | 0 | 0 | 0 | 0 | 0 | 0 | 0 | 0 | 0 | 0 | 0 | 0 | 0 | 0 | 0 | 0 | 0 | 0 | 0 | 0 | 0 | 0 | 0 | 0 | 0 | 0 | 0 | 0 | 0 | 0 | 0 | 0 | 0 | 0 | 0 | 0 | 0 | 0 | 0 | 0 | 0 | 0 | 0 | 0 | 0 | 0 | 0 | 0 | 0 | 0 | 0 | 0 | 0 | 1 | 0 | 1 | 1 | 1 | 0 | 1 | 0 | 1 | 0 | 0 | 0 | 0 | 1 | 0 | 0 | 0 | 0 | 1 |  | 0 | 0 | 0 | 0 | 0 | 0 | 0 | 0 | 0 | 0 | 0 | 0 | 0 | 0 | 0 | 0 | 0 | 0 | 0 | 0 | 0 | 0 | 0 | 0 | 0 | 0 | 0 | 0 | 0 | 0 | 3 | 0 | 3 | 0 | 4 | 0 | -724.15 | -774.45 | -1079.1245 | Chowchilla-Le grand 115kV Line | Chowchilla-Le grand 115kV Line | Gates 500/230kV TB #11 |  | 0 | 0 | 0 | 0 | 2 | 0 | 145.35 | 167.85 | -239.7374 | Oro Loma-El Nido 115kV Line | Oro Loma-El Nido 115kV Line | Oro Loma-El Nido 115kV Line |  | 5 | 1 | YES | 2 | 5 | 5 | NO | 5
PG&E NGBA | Wyandotte | 115 | 0 | 0 | 0 | 0 | 0 | 0 | 0 | 0 | 0 | 0 | 0 | 0 | 0 | 0 | 0 | 0 | 0 | 0 | 0 | 0 | 0 | 0 | 0 | 0 | 0 | 0 | 0 | 0 | 0 | 0 | 0 | 0 | 0 | 0 | 0 | 0 | 0 | 0 | 0 | 1 | 0 | 0 | 0 | 0 | 1 | 1 | 1 | 1 | 0 | 0 | 0 | 0 | 0 | 0 | 0 | 0 | 0 | 0 | 0 | 1 | 1 | 0 | 0 | 0 | 0 | 0 | 0 | 0 | 0 | 0 | 0 | 0 | 0 | 0 | 0 | 0 | 0 | 0 | 0 | 0 | 0 | 0 | 0 | 0 | 0 | 0 | 0 | 0 | 0 | 0 | 0 | 0 | 0 | 0 | 0 | 0 | 0 | 0 |  | 0 | 0 | 0 | 0 | 0 | 0 | 0 | 0 | 0 | 0 | 0 | 0 | 0 | 0 | 0 | 0 | 10 | 0 | 0 | 0 | 0 | 0 | 0 | 3.6 | 0 | 0 | 0 | 0 | 0 | 1 | 3 | 0 | 1 | 0 | 0 | 0 | -1552.755 | -1083.3241 | 81.4956 | Collinsville-Tesla 500 kV Line | Bellota-Weber 230kV line | Rocklin-Pleaseant grove 115kV line |  | 0 | 2 | 0 | 1 | 0 | 0 | -1091.3965 | -623.3241 | 81.4956 | Tesla-Bellota 230 kV line | Bellota-Weber 230kV line | Rocklin-Pleaseant grove 115kV line |  | 5 | 4 | YES | 4 | 1 | 1 | NO | 1

## Tx_Calculator_2040
|  | CAISO Study Area | SCE Northern Area | [7 empty] | SCE Metro Area |  | SCE North of Lugo Area |  |  |  |  | SCE Eastern Area | [6 empty] | East of Pisgah Area |  |  | SDG&E Study Area | [13 empty] | PG&E North of Greater Bay Area | [9 empty] | PG&E Greater Bay Area | [17 empty] | PG&E Kern Area | [9 empty] | PG&E Fresno Area
White Paper Constraint Info |  | White Paper Name | Antelope-Vincent Constraint | Vincent-Lugo Constraint | Pardee-Sylmar Constraint | Windhub Constraint | Moorpark-Pardee Constraint | North of Magunden Constraint | South of Magunden Constraint | Antelope-Neenach Constraint | Hinson - Del Amo Constraint | SCE Metro Area Default Constraint | Control to Inyokern area constraint | South of Kramer Area Constraint | Victor to Lugo Area Constraint | Lugo Transformer Area Constraint | Calcite to Lugo Area Constraint | Colorado River 500/230 kV Constraint | DCRT Constraint | Devers-Red Bluff Constraint | Eagle Mountain Constraint | Etiwanda-Rancho Vista Constraint | Red Bluff 500/230 kV Constraint | Serrano-Alberhill-Valley Constraint | GLW 230kV area constraint | Sloan Canyon - Eldorado 500 kV constraint | Lugo - Victorville area constraint | Capistrano-San Onofre 230 kV constraint | Chicarita 138 kV constraint | El Cajon 69 kV constraint | Internal San Diego Area constraint | Miguel 69 kV constraint | Encina - San Luis Rey 230 kV constraint | East of Miguel constraint | San Luis Rey-San Onofre 230 kV line constraint | Ocean Ranch 69 kV constraint | Otay Mesa 230 kV constraint | Silvergate - Bay Blvd 230 kV constraint | Silvergate-Old Town 230 kV constraint | Talega 230 kV constraint | Trabuco-Capistrano 138 kV constraint | Collinsville-Tesla 500 kV Line | Woodland- Davis 115kV line | Cortina-Eagle Rock 115 kV line | Bell-Placer 115kV Line | Carberry-Round Mountain 230kV Line | Rocklin-Pleaseant grove 115kV line | Bellota-Weber 230kV line | Rio Oso-Brighton 230kV line | Rio Oso-Lockeford 230kV line | Humboldt Offshore Wind constraint | Dumbarton-Newark 115 kV line | Eastshore-San Mateo 230 kV line | Lakeville-Ignacio 230 kV line | Sobrante-Moraga 230 kV line | Windmaster-Delta pumps 230 kV line | Contra Costa- Windmaster 230 kV line | Tesla-Tracy-Pump 230 kV line #2 | Contra Costa #1 115kV Line | Kasson Jct-Heinz 115 kV line | Newark-Newark Distribution 115 kV line | Tesla-Bellota 230 kV line | Eight Mile-Tesla 230 kV line | Grant - Eastshore #2 line 115 kV | Salado-Crow Creek Sw Sta 60 kV line | Tesla-Salado 115 kV line | Morganhill-Metcalf 115kV Line | Tesla-Tracy Pump 230 kV Line #1 | Birds Landing-Contra Costa 230kV Line | Cal Flat-Gates 230 kV line | Gates-Arco 230 kV Line | Smyrna-Atwell Jct 115kV Line | Kern 230/115kV TB #4 | Maricopa-Copus 70 kV line | Midway-Taft 115 kV line | Kern-Tevis-Stockdale-Lamont 115kV line | Midway 230/115kV TB #3 | Semitropic-Midway 115kV Line | Midway-Buena Vista Jct 230kV Line | Manning 500kV | Gates 500/230kV TB #12 | Gates 500/230kV TB #11 | Gates 230/70kV TB #5 | Tranquility-Helm 230kV Line | Dairyland-Chowchilla 115kV Line | Chowchilla-Le grand 115kV Line | NEW- Melones-Cottle 230kV line | Los Banos 500/230kV TB | Schindler 115/70kV TB #1 | Panoche- Mendota 115 kV line | Panoche-Oro Loma 115kV Line | Borden-Storey #1 230kV line | Merced 115/70kV TB#2 | Helm 230/70kV TB #1 | Oro Loma-El Nido 115kV Line | Diablo-Gates 500 kV line | Mustang-Henrietta 230 kV line | Gates-Panoche 230 kV #1 and #2 Lines | NEW-Metcalf-Mosslanding 500kV
|  | PTO area | SCE | SCE | SCE | SCE | SCE | SCE | SCE | SCE | SCE | SCE | SCE | SCE | SCE | SCE | SCE | SCE | SCE | SCE | SCE | SCE | SCE | SCE | VEA | VEA | SCE | SDGE | SDGE | SDGE | SDGE | SDGE | SDGE | SDGE | SDGE | SDGE | SDGE | SDGE | SDGE | SDGE | SDGE | PGE | PGE | PGE | PGE | PGE | PGE | PGE | PGE | PGE | PGE | PGE | PGE | PGE | PGE | PGE | PGE | PGE | PGE | PGE | PGE | PGE | PGE | PGE | PGE | PGE | PGE | PGE | PGE | PGE | PGE | PGE | PGE | PGE | PGE | PGE | PGE | PGE | PGE | PGE | PGE | PGE | PGE | PGE | PGE | PGE | PGE | PGE | PGE | PGE | PGE | PGE | PGE | PGE | PGE | PGE | PGE | PGE | PGE
|  | Wind/Solar Designation Area | Solar | Solar | Solar | Solar | Solar | Solar | Solar | Solar | Solar | Solar | Solar | Solar | Solar | Solar | Solar | Solar | Solar | Solar | Solar | Solar | Solar | Solar | Solar | Solar | Solar | Solar | Solar | Solar | Solar | Solar | Solar | Solar | Solar | Solar | Solar | Solar | Solar | Solar | Solar | Wind | Wind | Wind | Wind | Wind | Wind | Wind | Wind | Wind | Wind | Wind | Wind | Wind | Wind | Wind | Wind | Wind | Wind | Wind | Wind | Wind | Wind | Wind | Wind | Wind | Wind | Wind | Wind | Solar | Solar | Solar | Solar | Solar | Solar | Solar | Solar | Solar | Solar | Solar | Solar | Solar | Solar | Solar | Solar | Solar | Solar | Solar | Solar | Solar | Solar | Solar | Solar | Solar | Solar | Solar | Solar | Solar | Solar
White Paper Constraint Initial Capacity |  | FCDS | 6149.12 | 6733.24 | 3530 | 2400 | 954 | 876 | 977 | 0 | 2700 | 13500 | 0 | 256 | 1034 | 1328 | 297 | 1160 | 2300 | 6133 | 0 | 4824 | 1450 | 6651 | 3372 | 4032 | 10105 | 1324 | 224 | 406 | 602 | 231 | 1832.4 | 1035 | 1677.4 | 204 | 1175 | 2169.2 | 682.4 | 1028 | 501 | 3379 | 90.45 | 971 | 347 | 15 | 50 | 1661 | 423 | 1042 | 0 | 1290 | 2146 | 2257 | 3140 | 546 | 1233 | 4574 | 32 | 298 | 8054 | 3154 | 926 | 962.9 | 102.97 | 178.92 | 382 | 9287 | 656 | 927 | 1562 | 231 | 1912 | 94.45 | 17.78 | 184.8 | 1592 | 240 | 471 | 2280 | 5406 | 5336.9 | 300.67 | 2921 | 1110.5 | 0 | 687 | 6411 | 0 | 1985 | 1782 | 412 | 122 | 38 | 528 | 5161 | 5581 | 4562 | 1666
|  | FCDS Limit Type | Actual | Actual | Actual | Actual | Actual | Actual | Actual | Actual | Actual | Default | Actual | Default | Default | Default | Actual | Actual | Actual | Default | Actual | Actual | Actual | Default | Actual | Actual | Actual | Actual | Actual | Actual | Actual | Actual | Actual | Actual | Actual | Actual | Actual | Actual | Actual | Actual | Actual | Actual | Actual | Actual | Actual | Actual | Actual | Actual | Actual | Actual | Actual | Actual | Actual | Actual | Actual | Actual | Actual | Actual | Actual | Actual | Actual | Actual | Actual | Actual | Actual | Actual | Actual | Actual | Actual | Actual | Actual | Actual | Actual | Actual | Actual | Actual | Actual | Actual | Actual | Default | Actual | Actual | Actual | Actual | Actual | Actual | Actual | Actual | Actual | Actual | Actual | Actual | Actual | Actual | Actual | Actual | Actual | Actual | Default
|  | EODS | 8920.36 | 8496.34 | 6426 | 2614.3 | 2641 | 1527 | 2138 | 0 | 2700 | 13500 | 120 | 1190 | 1878 | 2427 | 552 | 2202 | 2300 | 7328 | 392 | 7313 | 1603 | 10182 | 3642 | 4302 | 12605 | 1324 | 224 | 406 | 602 | 231 | 5579 | 1377 | 5624 | 204 | 1175 | 2169.2 | 2369 | 1028 | 501 | 7706 | 81 | 1422 | 379 | 15 | 96 | 2539 | 463 | 975 | 0 | 3728 | 4811 | 768 | 5136 | 3673 | 3667 | 10136 | 77 | 495 | 7290 | 4254 | 3909 | 1220 | 102.97 | 180 | 273 | 9538 | 1176 | 1005 | 1226 | 144 | 1928 | 58 | 270 | 109 | 1377 | 255 | 471 | 2280 | 3581 | 5027 | 272 | 2777 | 1066 | 158 | 945 | 7216 | 50 | 1216 | 1903 | 780 | 156 | 128 | 308 | 5581 | 5617 | 4589 | 6083
|  | EODS Limit Type | Default | Default | Default | Default | Default | Default | Actual | Actual | Default | Default | Default | Default | Default | Default | Default | Actual | Default | Default | Default | Default | Actual | Default | Actual | Actual | Default | Default | Default | Default | Actual | Default | Actual | Actual | Actual | Default | Default | Actual | Default | Default | Default | Default | Default | Default | Default | Default | Default | Default | Default | Default | Actual | Default | Default | Default | Default | Default | Default | Default | Default | Default | Default | Default | Default | Default | Default | Default | Default | Default | Default | Actual | Actual | Actual | Default | Actual | Default | Actual | Actual | Actual | Default | Default | Actual | Actual | Actual | Actual | Actual | Actual | Actual | Actual | Actual | Actual | Default | Actual | Actual | Actual | Actual | Actual | Default | Default | Actual
White Paper Transmission Upgrade Info |  | FCDS AMOUNT | 1500 | 2000 | 1800 | 2500 | 900 | 500 | 2000 | 2000 | 800 | N/A | 186 | 200 | N/A | N/A | 1046 | 1370 | 3000 | 532 | 600 | 3350 | 1200 | 1522 | N/A | N/A | 6800 | 920 | 700 | 547 | 9999 | 431 | 2047.6 | 2823 | 2208.6 | 692 | 2189 | 548 | 1686.8 | 2201 | 556 | 8645 | 109 | 50 | 480 | 26 | 707 | 460 | 574 | 485 | 2300 | N/A | N/A | N/A | N/A | 6034 | 5601 | 3521 | 131 | 1255 | 831 | 300 | 163 | 290 | 74 | 70 | 712 | 4344 | 1766 | 1418 | 16891 | 687 | 179 | 206 | 9 | 367 | 784 | 637 | 234 | N/A | 14825 | 10038 | 47 | 2274 | 1211 | 1211 | N/A | N/A | 3160 | 2019 | 588 | 1247 | 358 | 60 | 3192 | 4125 | 2479 | 8379 | N/A
|  | Est. Cost (millions): | 13.2 | 85.9 | 660 | 612 | 600 | 1253 | 4358 | 100 | 28 | - | 329 | N/A | N/A | N/A | 239 | 67 | 463 | N/A | 1182 | 89 | 69 | N/A | N/A | N/A | 2165 | 58.1 | 100 | 14.7 | N/A | 671.054 | N/A | N/A | N/A | 28.3 | 79.91 | N/A | N/A | 210.6 | 103.366 | 2851.848 | 9.329 | 50 | 185 | 180 | 125 | 400 | 0 | 0 | N/A | N/A | 0 | 0 | 0 | 417.332 | 0 | 0 | 185 | 1700 | 0 | 0 | 0 | 125 | 400 | 0 | 380 | 25 | 700 | 1008.032 | 940 | 220 | 30 | 620 | 0 | 120 | 150 | 760 | 100 | N/A | 35 | 0 | 110 | 1500 | 250 | 550 | N/A | N/A | 370 | 0 | 0 | 50 | 125 | 135 | 330 | 830 | 0 | 214 | 200
|  | Est. In Service Date: | 2028 | 2030 | 2035 | 2035 | 2035 | 2035 | 2035 | 2028 | 2028 | 0 | 2035 | 2033 | 0 | 0 | 2035 | 2030 | 2032 | 2034 | 2036 | 2029 | 2030 | 2034 | 0 | 0 | 2036 | 2031 | 2030 | 2030 | 2032 | 2030 | 2034 | 2034 | 2034 | 2030 | 2031 | 2034 | 2034 | 2031 | 2030 | 2038 | 2031 | 2031 | 2036 | 2033 | 2033 | 2036 | 2036 | 2036 | 2034 | 2028 | 2028 | 2028 | 2028 | 2033 | 2033 | 2033 | 2036 | 2044 | 2044 | 2044 | 2044 | 2033 | 2038 | 2038 | 2038 | 2031 | 2038 | 2034 | 2038 | 2034 | 2031 | 2037 | 2037 | 2033 | 2034 | 2038 | 2032 | 0 | 2030 | 2030 | 2034 | 2041 | 2036 | 2041 | 2028 | 2028 | 2036 | 2036 | 2033 | 2033 | 2038 | 2033 | 2036 | 2034 | 2034 | 2033 | 0
|  | EODS AMOUNT | N/A | N/A | N/A | N/A | N/A | N/A | 2000 | 15 | N/A | N/A | N/A | N/A | N/A | N/A | N/A | 1299 | N/A | 532 | N/A | N/A | 1200 | 1522 | N/A | N/A | 6800 | N/A | N/A | N/A | 9999 | N/A | 2048 | 4680 | 2209 | N/A | N/A | 2724.8 | N/A | N/A | N/A | N/A | N/A | N/A | N/A | 25 | N/A | N/A | N/A | N/A | 2300 | N/A | N/A | N/A | N/A | N/A | N/A | N/A | N/A | N/A | N/A | N/A | N/A | N/A | N/A | N/A | N/A | N/A | N/A | 230 | 962 | 632 | N/A | 67.7 | N/A | 106.58 | 1477 | 475 | N/A | N/A | 6843 | 6343 | 390 | 607 | 122 | 546 | N/A | N/A | 87 | 302 | N/A | 2047 | 291 | 226 | 65 | 4125 | 2479 | N/A | N/A
|  | Est. Cost (millions): | N/A | N/A | N/A | N/A | N/A | N/A | 66 | 45 | N/A | N/A | N/A | N/A | N/A | N/A | N/A | 67 | N/A | N/A | N/A | N/A | 69 | N/A | N/A | N/A | 2165 | N/A | N/A | N/A | N/A | N/A | N/A | N/A | N/A | N/A | N/A | N/A | N/A | N/A | N/A | N/A | N/A | N/A | N/A | 180 | N/A | N/A | N/A | N/A | N/A | N/A | N/A | N/A | N/A | N/A | N/A | N/A | N/A | N/A | N/A | N/A | N/A | N/A | N/A | N/A | N/A | N/A | N/A | 1008.032 | 940 | 220 | N/A | 620 | 0 | 120 | 150 | 760 | 100 | N/A | 35 | 0 | 110 | 1500 | 250 | 550 | N/A | N/A | 370 | 0 | N/A | N/A | 125 | 135 | 330 | 830 | 0 | N/A | N/A
|  | Est. In Service Date: | 0 | 0 | 0 | 0 | 0 | 0 | 2035 | 2029 | 0 | 0 | 0 | 2033 | 0 | 0 | 0 | 2029 | 0 | 2034 | 0 | 0 | 0 | 2034 | 0 | 0 | 2036 | 0 | 0 | 0 | 2032 | 0 | 2034 | 2034 | 2034 | 0 | 0 | 2034 | 0 | 0 | 0 | 0 | 0 | 0 | 0 | 2033 | 0 | 0 | 0 | 0 | 2034 | 0 | 0 | 0 | 0 | 0 | 0 | 0 | 0 | 0 | 0 | 0 | 0 | 0 | 0 | 0 | 0 | 0 | 0 | 2034 | 2038 | 2034 | 0 | 2037 | 2037 | 2033 | 2034 | 2038 | 2032 | 0 | 2030 | 2030 | 2034 | 2041 | 2036 | 2041 | 2028 | 2028 | 2036 | 2036 | 0 | 2033 | 2038 | 2033 | 2036 | 2034 | 2034 | 0 | 0
|  | Upgrades are same | None | None | None | None | None | None | No | No | None | None | None | Yes | None | None | None | Yes | None | Yes | None | None | Yes | Yes | Yes | Yes | Yes | None | None | None | Yes | None | Yes | Yes | YES | None | None | Yes | None | None | None | None | None | None | None | Yes | None | None | None | None | Yes | None | None | None | None | None | None | None | None | None | None | None | None | None | None | None | None | None | None | Yes | Yes | Yes | None | Yes | Yes | Yes | Yes | Yes | Yes | None | Yes | Yes | Yes | Yes | Yes | Yes | Yes | Yes | Yes | Yes | None | Yes | Yes | Yes | Yes | Yes | Yes | None | No
|  | Upgrade approved | No | No | No | No | No | No | No | No | No | No | No | Yes | Yes | Yes | No | No | No | Yes | No | No | No | Yes | Yes | Yes | No | No | No | No | Yes | No | Yes | Yes | Yes | No | No | Yes | Yes | No | No | No | No | No | No | No | No | No | No | No | Yes | Yes | Yes | Yes | Yes | No | No | No | No | No | No | No | No | No | No | No | No | No | No | No | No | No | No | No | No | No | No | No | No | No | No | No | No | No | No | No | Yes | Yes | No | No | No | No | No | No | No | No | No | No | No
Tx Calculations for Mapped Portfolio Resources
FCDS | Mapped MWs
|  | Geothermal | 0 | 0 | 0 | 0 | 0 | 0 | 0 | 0 | 0 | 422 | 13 | 13 | 13 | 13 | 0 | 0 | 0 | 0 | 530 | 530 | 0 | 530 | 400 | 562.3 | 562.3 | 0 | 0 | 0 | 125 | 0 | 125 | 125 | 125 | 0 | 0 | 125 | 125 | 0 | 0 | 163 | 40 | 123 | 40 | 0 | 0 | 40 | 40 | 40 | 0 | 0 | 0 | 0 | 123 | 55.5 | 123 | 123 | 0 | 0 | 55.5 | 95.5 | 40 | 0 | 0 | 0 | 0 | 55.5 | 123 | 0 | 0 | 0 | 0 | 0 | 0 | 0 | 0 | 0 | 0 | 0 | 0 | 0 | 0 | 0 | 0 | 0 | 0 | 0 | 0 | 0 | 0 | 0 | 0 | 0 | 0 | 0 | 0 | 0 | 0
|  | Biomass | 0 | 0 | 0 | 0 | 0 | 0 | 0 | 0 | 0 | 0 | 0 | 1.5 | 4.2 | 4.2 | 0 | 0 | 0 | 0 | 0 | 5.25 | 0 | 5.25 | 0 | 0 | 0 | 0 | 0 | 0 | 0 | 0 | 0 | 0 | 0 | 0 | 0 | 0 | 0 | 0 | 0 | 112.13 | 0 | 18.7 | 10 | 17.48 | 18.5 | 44.3 | 18.5 | 28.5 | 0 | 0.5 | 0 | 0 | 20.95 | 1.15 | 19.85 | 33.75 | 0 | 3.8 | 0.5 | 54.45 | 34.3 | 0.5 | 0 | 0 | 4.35 | 2.15 | 27.5 | 18.3 | 17 | 0 | 5 | 0 | 0 | 5 | 1.3 | 3 | 0 | 0 | 16.288 | 29.888 | 0 | 7.9 | 6.4 | 5.9 | 4 | 28.888 | 0 | 6.4 | 2.5 | 6 | 4 | 0 | 6.4 | 0 | 7.3 | 14 | 4.35
|  | Wind | 674 | 474 | 0 | 174 | 0 | 0 | 0 | 0 | 0 | 0 | 0 | 180 | 180 | 330 | 150 | 0 | 0 | 0 | 0 | 287.5 | 0 | 287.5 | 300 | 560 | 1052 | 0 | 0 | 0 | 900 | 0 | 1260 | 1200 | 1260 | 0 | 0 | 1260 | 960 | 0 | 0 | 2125.6 | 0 | 98 | 0 | 200 | 0 | 410.5 | 0 | 0 | 0 | 0 | 0 | 0 | 98 | 415.6 | 332.8 | 924.6 | 0 | 0 | 634.8 | 981.3 | 0 | 0 | 0 | 0 | 6 | 720.6 | 332.8 | 113.07 | 0 | 0 | 0 | 0 | 0 | 0 | 0 | 0 | 0 | 0 | 779.97 | 779.97 | 0 | 320 | 320 | 320 | 150 | 666.9 | 0 | 320 | 320 | 320 | 0 | 0 | 150 | 0 | 263.07 | 113.07 | 106
|  | OOS Wind | 0 | 0 | 0 | 0 | 0 | 0 | 0 | 0 | 0 | 1750 | 0 | 0 | 0 | 0 | 0 | 0 | 0 | 3099 | 0 | 0 | 0 | 3099 | 0 | 1151 | 7250 | 0 | 0 | 0 | 0 | 0 | 0 | 0 | 0 | 0 | 0 | 0 | 0 | 0 | 0 | 0 | 0 | 0 | 0 | 0 | 0 | 0 | 0 | 0 | 0 | 0 | 0 | 0 | 0 | 0 | 0 | 1707 | 0 | 0 | 1707 | 1707 | 0 | 0 | 0 | 0 | 0 | 1707 | 0 | 0 | 0 | 0 | 0 | 0 | 0 | 0 | 0 | 0 | 0 | 0 | 0 | 0 | 0 | 0 | 0 | 0 | 0 | 0 | 0 | 0 | 0 | 0 | 0 | 0 | 0 | 0 | 0 | 0 | 0
|  | Offshore Wind | 0 | 0 | 0 | 0 | 0 | 0 | 0 | 0 | 0 | 0 | 0 | 0 | 0 | 0 | 0 | 0 | 0 | 0 | 0 | 0 | 0 | 0 | 0 | 0 | 0 | 0 | 0 | 0 | 0 | 0 | 0 | 0 | 0 | 0 | 0 | 0 | 0 | 0 | 0 | 1607 | 0 | 0 | 0 | 0 | 0 | 0 | 0 | 0 | 1607 | 0 | 0 | 0 | 0 | 0 | 0 | 0 | 0 | 0 | 0 | 0 | 0 | 0 | 0 | 0 | 0 | 0 | 0 | 0 | 0 | 0 | 0 | 0 | 0 | 0 | 0 | 0 | 0 | 0 | 0 | 0 | 0 | 0 | 0 | 0 | 0 | 0 | 0 | 0 | 0 | 0 | 0 | 0 | 0 | 2924 | 2924 | 0 | 0
|  | Solar | 1872.5 | 1152.5 | 595 | 1008.5 | 0 | 595 | 595 | 0 | 0 | 10 | 0 | 314 | 525 | 825 | 300 | 500 | 650 | 1625 | 0 | 225 | 0 | 1375 | 1566 | 1566 | 2853.5 | 0 | 0 | 0 | 100 | 0 | 250 | 787.5 | 487.5 | 0 | 0 | 100 | 250 | 0 | 0 | 429.5 | 0 | 0 | 0 | 0 | 0 | 2088.21 | 0 | 0 | 0 | 0 | 0 | 24.5 | 24.5 | 44.5 | 44.5 | 100.71 | 0 | 6.21 | 0 | 258.21 | 252 | 0 | 6.21 | 6.21 | 0 | 30.71 | 329.5 | 748 | 305 | 40 | 70 | 0 | 0 | 30 | 245 | 40 | 350 | 900 | 4198.2 | 4658.2 | 300 | 2808 | 875 | 675 | 375 | 2968 | 300 | 975 | 275 | 1655 | 80 | 5 | 275 | 0 | 3543.2 | 628 | 400
|  | Battery_4hr | 2527 | 2251 | 1235 | 1015 | 465 | 595 | 675 | 0 | 525 | 1909.6 | 0 | 399.7 | 499.7 | 499.7 | 0 | 180 | 1549.4 | 2370.4 | 310 | 2671 | 446 | 4130.4 | 716 | 1195 | 3926.9 | 166.93 | 310 | 79.54 | 1137.35 | 71.91 | 1302.14 | 1230.5 | 1969.74 | 59.6 | 0 | 693.6 | 800.06 | 166.93 | 0 | 1138.45 | 0 | 42 | 0 | 0 | 0 | 1078.8 | 0 | 0 | 0 | 0 | 0 | 50 | 280 | 1114.7 | 503 | 1301 | 0 | 216 | 663.8 | 1028.1 | 20 | 0 | 15 | 114 | 0 | 1211.8 | 402.2 | 299.25 | 13 | 30 | 33 | 0 | 0 | 0 | 33 | 30 | 157.5 | 0 | 2033.95 | 1967.15 | 0 | 1289.05 | 0 | 32 | 0 | 1619.95 | 0 | 0 | 0 | 842.8 | 0 | 35 | 0 | 0 | 1106.05 | 456.25 | 0
|  | Battery_8hr | 1128 | 1248 | 305 | 150 | 150 | 155 | 155 | 0 | 350 | 610 | 0 | 11 | 41 | 463 | 422 | 150 | 350 | 690 | 0 | 280 | 0 | 780 | 1110 | 1360 | 2275 | 505 | 0 | 0 | 400 | 0 | 565 | 455 | 665 | 50 | 0 | 150 | 315 | 505 | 80 | 1020 | 0 | 0 | 0 | 0 | 0 | 670 | 0 | 0 | 0 | 250 | 0 | 0 | 427.2 | 350 | 275 | 1604.275 | 0 | 0 | 515 | 1384.275 | 40 | 0 | 0 | 0 | 63.2 | 780 | 310 | 405 | 145 | 0 | 55 | 0 | 0 | 55 | 60 | 0 | 120 | 545 | 2186 | 2511 | 20 | 1420 | 300 | 285 | 290 | 1586 | 20 | 340 | 260 | 760 | 80 | 0 | 260 | 0 | 2140 | 530 | 642
|  | LDES | 400 | 400 | 0 | 0 | 0 | 0 | 0 | 0 | 0 | 0 | 0 | 0 | 0 | 0 | 0 | 0 | 0 | 0 | 0 | 0 | 0 | 0 | 0 | 0 | 0 | 409.2 | 0 | 0 | 409.2 | 0 | 409.2 | 0 | 409.2 | 0 | 0 | 0 | 0 | 0 | 0 | 5 | 0 | 5 | 0 | 0 | 0 | 450 | 0 | 0 | 0 | 0 | 0 | 0 | 5 | 0 | 5 | 5 | 0 | 0 | 0 | 310 | 310 | 0 | 0 | 0 | 0 | 0 | 5 | 0 | 0 | 0 | 0 | 0 | 0 | 0 | 0 | 0 | 0 | 0 | 140 | 140 | 0 | 140 | 140 | 140 | 0 | 140 | 0 | 140 | 140 | 140 | 0 | 0 | 0 | 0 | 0 | 0 | 0
EODS | Mapped MWs
|  | Wind | 0 | 0 | 0 | 0 | 0 | 0 | 0 | 0 | 0 | 0 | 0 | 32.18 | 32.18 | 32.18 | 0 | 0 | 0 | 0 | 0 | 37 | 0 | 37 | 0 | 50 | 176.5 | 0 | 0 | 0 | 452.5 | 0 | 555.8 | 552.5 | 555.8 | 0 | 0 | 555.8 | 455.8 | 0 | 0 | 284.65 | 0 | 33.2 | 0 | 6 | 0 | 92.5 | 0 | 0 | 0 | 0 | 0 | 0 | 33.2 | 186.95 | 140.2 | 220.15 | 0 | 0 | 183.5 | 256 | 0 | 0 | 0 | 0 | 0 | 186.95 | 140.2 | 0 | 0 | 0 | 0 | 0 | 0 | 0 | 0 | 0 | 0 | 0 | 70 | 70 | 0 | 70 | 70 | 70 | 50 | 70 | 0 | 70 | 70 | 70 | 0 | 0 | 50 | 0 | 50 | 0 | 0
|  | OOS Wind | 0 | 0 | 0 | 0 | 0 | 0 | 0 | 0 | 0 | 0 | 0 | 0 | 0 | 0 | 0 | 0 | 0 | 0 | 0 | 0 | 0 | 0 | 0 | 0 | 0 | 0 | 0 | 0 | 0 | 0 | 0 | 0 | 0 | 0 | 0 | 0 | 0 | 0 | 0 | 0 | 0 | 0 | 0 | 0 | 0 | 0 | 0 | 0 | 0 | 0 | 0 | 0 | 0 | 0 | 0 | 0 | 0 | 0 | 0 | 0 | 0 | 0 | 0 | 0 | 0 | 0 | 0 | 0 | 0 | 0 | 0 | 0 | 0 | 0 | 0 | 0 | 0 | 0 | 0 | 0 | 0 | 0 | 0 | 0 | 0 | 0 | 0 | 0 | 0 | 0 | 0 | 0 | 0 | 0 | 0 | 0 | 0
|  | Offshore Wind | 0 | 0 | 0 | 0 | 0 | 0 | 0 | 0 | 0 | 0 | 0 | 0 | 0 | 0 | 0 | 0 | 0 | 0 | 0 | 0 | 0 | 0 | 0 | 0 | 0 | 0 | 0 | 0 | 0 | 0 | 0 | 0 | 0 | 0 | 0 | 0 | 0 | 0 | 0 | 0 | 0 | 0 | 0 | 0 | 0 | 0 | 0 | 0 | 0 | 0 | 0 | 0 | 0 | 0 | 0 | 0 | 0 | 0 | 0 | 0 | 0 | 0 | 0 | 0 | 0 | 0 | 0 | 0 | 0 | 0 | 0 | 0 | 0 | 0 | 0 | 0 | 0 | 0 | 0 | 0 | 0 | 0 | 0 | 0 | 0 | 0 | 0 | 0 | 0 | 0 | 0 | 0 | 0 | 0 | 0 | 0 | 0
|  | Distributed Solar | 25.5 | 0 | 18 | 0 | 0 | 18 | 18 | 0 | 6.96 | 12.85 | 0 | 10.3 | 24.3 | 24.3 | 0 | 0 | 0 | 0 | 0 | 0 | 0 | 0 | 0 | 0 | 0 | 10 | 0 | 4.84 | 0 | 4.84 | 14.84 | 0 | 14.84 | 0 | 0 | 0 | 4.84 | 10 | 0 | 69.429 | 0 | 4 | 1.9 | 0 | 9.33 | 81.015 | 8.5 | 11.23 | 0 | 8 | 0 | 4 | 31.2 | 26.3 | 30.3 | 49.175 | 0 | 7.075 | 10 | 47.605 | 15.23 | 8 | 0 | 2.6 | 3 | 32.575 | 29.6 | 47.98 | 29.33 | 9 | 29.65 | 2.4 | 2.4 | 5.8 | 29.4 | 22.28 | 0 | 0 | 103.3 | 95.73 | 6.15 | 61.71 | 42.21 | 39.06 | 23.56 | 75.61 | 0 | 47.21 | 19.06 | 45.56 | 7.56 | 0 | 31.06 | 0 | 60.69 | 4.5 | 3
|  | Solar | 2833 | 2788 | 760 | 1420 | 0 | 655 | 760 | 0 | 0 | 0 | 0 | 289.8 | 438.8 | 1242.8 | 804 | 950 | 2875 | 4668.5 | 290 | 773.5 | 463.5 | 4598.5 | 3445 | 3445 | 8421 | 0 | 0 | 0 | 442 | 0 | 972 | 2111 | 1861 | 0 | 0 | 572 | 972 | 0 | 0 | 1155 | 12 | 0 | 12 | 0 | 12 | 2776.11 | 0 | 12 | 0 | 0 | 0 | 0 | 50 | 393 | 393 | 937.11 | 0 | 14.11 | 700 | 1176.11 | 412 | 0 | 14.11 | 14.11 | 50 | 714.11 | 873 | 1300 | 405 | 0 | 173 | 0 | 0 | 170 | 183 | 0 | 420 | 1100 | 7438.7 | 8347.7 | 30 | 4664 | 735 | 805 | 705 | 5197 | 30 | 735 | 605 | 2745 | 205 | 65 | 605 | 0 | 6383.7 | 1542 | 500
| HSN Output | HSN
|  | Geothermal | 0 | 0 | 0 | 0 | 0 | 0 | 0 | 0 | 0 | 422 | 13 | 13 | 13 | 13 | 0 | 0 | 0 | 0 | 530 | 530 | 0 | 530 | 400 | 562.3 | 562.3 | 0 | 0 | 0 | 125 | 0 | 125 | 125 | 125 | 0 | 0 | 125 | 125 | 0 | 0 | 163 | 40 | 123 | 40 | 0 | 0 | 40 | 40 | 40 | 0 | 0 | 0 | 0 | 123 | 55.5 | 123 | 123 | 0 | 0 | 55.5 | 95.5 | 40 | 0 | 0 | 0 | 0 | 55.5 | 123 | 0 | 0 | 0 | 0 | 0 | 0 | 0 | 0 | 0 | 0 | 0 | 0 | 0 | 0 | 0 | 0 | 0 | 0 | 0 | 0 | 0 | 0 | 0 | 0 | 0 | 0 | 0 | 0 | 0 | 0
|  | Biomass | 0 | 0 | 0 | 0 | 0 | 0 | 0 | 0 | 0 | 0 | 0 | 1.5 | 4.2 | 4.2 | 0 | 0 | 0 | 0 | 0 | 5.25 | 0 | 5.25 | 0 | 0 | 0 | 0 | 0 | 0 | 0 | 0 | 0 | 0 | 0 | 0 | 0 | 0 | 0 | 0 | 0 | 112.13 | 0 | 18.7 | 10 | 17.48 | 18.5 | 44.3 | 18.5 | 28.5 | 0 | 0.5 | 0 | 0 | 20.95 | 1.15 | 19.85 | 33.75 | 0 | 3.8 | 0.5 | 54.45 | 34.3 | 0.5 | 0 | 0 | 4.35 | 2.15 | 27.5 | 18.3 | 17 | 0 | 5 | 0 | 0 | 5 | 1.3 | 3 | 0 | 0 | 16.288 | 29.888 | 0 | 7.9 | 6.4 | 5.9 | 4 | 28.888 | 0 | 6.4 | 2.5 | 6 | 4 | 0 | 6.4 | 0 | 7.3 | 14 | 4.35
|  | Wind | 323.52 | 227.52 | 0 | 83.52 | 0 | 0 | 0 | 0 | 0 | 0 | 0 | 86.4 | 86.4 | 158.4 | 72 | 0 | 0 | 0 | 0 | 138 | 0 | 138 | 144 | 268.8 | 504.96 | 0 | 0 | 0 | 315 | 0 | 441 | 420 | 441 | 0 | 0 | 441 | 336 | 0 | 0 | 1062.8 | 0 | 49 | 0 | 100 | 0 | 205.25 | 0 | 0 | 0 | 0 | 0 | 0 | 49 | 207.8 | 166.4 | 462.3 | 0 | 0 | 317.4 | 490.65 | 0 | 0 | 0 | 0 | 3 | 360.3 | 166.4 | 56.535 | 0 | 0 | 0 | 0 | 0 | 0 | 0 | 0 | 0 | 0 | 389.985 | 389.985 | 0 | 160 | 160 | 160 | 75 | 333.45 | 0 | 160 | 160 | 160 | 0 | 0 | 75 | 0 | 131.535 | 56.535 | 53
|  | OOS Wind | 0 | 0 | 0 | 0 | 0 | 0 | 0 | 0 | 0 | 1172.5 | 0 | 0 | 0 | 0 | 0 | 0 | 0 | 2076.33 | 0 | 0 | 0 | 2076.33 | 0 | 771.17 | 4857.5 | 0 | 0 | 0 | 0 | 0 | 0 | 0 | 0 | 0 | 0 | 0 | 0 | 0 | 0 | 0 | 0 | 0 | 0 | 0 | 0 | 0 | 0 | 0 | 0 | 0 | 0 | 0 | 0 | 0 | 0 | 1143.69 | 0 | 0 | 1143.69 | 1143.69 | 0 | 0 | 0 | 0 | 0 | 1143.69 | 0 | 0 | 0 | 0 | 0 | 0 | 0 | 0 | 0 | 0 | 0 | 0 | 0 | 0 | 0 | 0 | 0 | 0 | 0 | 0 | 0 | 0 | 0 | 0 | 0 | 0 | 0 | 0 | 0 | 0 | 0
|  | Offshore Wind | 0 | 0 | 0 | 0 | 0 | 0 | 0 | 0 | 0 | 0 | 0 | 0 | 0 | 0 | 0 | 0 | 0 | 0 | 0 | 0 | 0 | 0 | 0 | 0 | 0 | 0 | 0 | 0 | 0 | 0 | 0 | 0 | 0 | 0 | 0 | 0 | 0 | 0 | 0 | 1365.95 | 0 | 0 | 0 | 0 | 0 | 0 | 0 | 0 | 1365.95 | 0 | 0 | 0 | 0 | 0 | 0 | 0 | 0 | 0 | 0 | 0 | 0 | 0 | 0 | 0 | 0 | 0 | 0 | 0 | 0 | 0 | 0 | 0 | 0 | 0 | 0 | 0 | 0 | 0 | 0 | 0 | 0 | 0 | 0 | 0 | 0 | 0 | 0 | 0 | 0 | 0 | 0 | 0 | 0 | 2485.4 | 2485.4 | 0 | 0
|  | Solar | 243.425 | 149.825 | 77.35 | 131.105 | 0 | 77.35 | 77.35 | 0 | 0 | 1.3 | 0 | 40.82 | 68.25 | 107.25 | 39 | 65 | 84.5 | 211.25 | 0 | 29.25 | 0 | 178.75 | 125.28 | 125.28 | 370.955 | 0 | 0 | 0 | 6 | 0 | 15 | 47.25 | 29.25 | 0 | 0 | 6 | 15 | 0 | 0 | 64.425 | 0 | 0 | 0 | 0 | 0 | 313.2315 | 0 | 0 | 0 | 0 | 0 | 3.675 | 3.675 | 6.675 | 6.675 | 15.1065 | 0 | 0.9315 | 0 | 38.7315 | 37.8 | 0 | 0.9315 | 0.9315 | 0 | 4.6065 | 49.425 | 112.2 | 45.75 | 6 | 10.5 | 0 | 0 | 4.5 | 36.75 | 6 | 52.5 | 135 | 629.73 | 698.73 | 45 | 421.2 | 131.25 | 101.25 | 56.25 | 445.2 | 45 | 146.25 | 41.25 | 248.25 | 12 | 0.75 | 41.25 | 0 | 531.48 | 94.2 | 60
|  | Battery_4hr | 2527 | 2251 | 1235 | 1015 | 465 | 595 | 675 | 0 | 525 | 1909.6 | 0 | 399.7 | 499.7 | 499.7 | 0 | 180 | 1549.4 | 2370.4 | 310 | 2671 | 446 | 4130.4 | 716 | 1195 | 3926.9 | 166.93 | 310 | 79.54 | 1137.35 | 71.91 | 1302.14 | 1230.5 | 1969.74 | 59.6 | 0 | 693.6 | 800.06 | 166.93 | 0 | 1138.45 | 0 | 42 | 0 | 0 | 0 | 1078.8 | 0 | 0 | 0 | 0 | 0 | 50 | 280 | 1114.7 | 503 | 1301 | 0 | 216 | 663.8 | 1028.1 | 20 | 0 | 15 | 114 | 0 | 1211.8 | 402.2 | 299.25 | 13 | 30 | 33 | 0 | 0 | 0 | 33 | 30 | 157.5 | 0 | 2033.95 | 1967.15 | 0 | 1289.05 | 0 | 32 | 0 | 1619.95 | 0 | 0 | 0 | 842.8 | 0 | 35 | 0 | 0 | 1106.05 | 456.25 | 0
|  | Battery_8hr | 1128 | 1248 | 305 | 150 | 150 | 155 | 155 | 0 | 350 | 610 | 0 | 11 | 41 | 463 | 422 | 150 | 350 | 690 | 0 | 280 | 0 | 780 | 1110 | 1360 | 2275 | 505 | 0 | 0 | 400 | 0 | 565 | 455 | 665 | 50 | 0 | 150 | 315 | 505 | 80 | 1020 | 0 | 0 | 0 | 0 | 0 | 670 | 0 | 0 | 0 | 250 | 0 | 0 | 427.2 | 350 | 275 | 1604.275 | 0 | 0 | 515 | 1384.275 | 40 | 0 | 0 | 0 | 63.2 | 780 | 310 | 405 | 145 | 0 | 55 | 0 | 0 | 55 | 60 | 0 | 120 | 545 | 2186 | 2511 | 20 | 1420 | 300 | 285 | 290 | 1586 | 20 | 340 | 260 | 760 | 80 | 0 | 260 | 0 | 2140 | 530 | 642
|  | LDES | 400 | 400 | 0 | 0 | 0 | 0 | 0 | 0 | 0 | 0 | 0 | 0 | 0 | 0 | 0 | 0 | 0 | 0 | 0 | 0 | 0 | 0 | 0 | 0 | 0 | 409.2 | 0 | 0 | 409.2 | 0 | 409.2 | 0 | 409.2 | 0 | 0 | 0 | 0 | 0 | 0 | 5 | 0 | 5 | 0 | 0 | 0 | 450 | 0 | 0 | 0 | 0 | 0 | 0 | 5 | 0 | 5 | 5 | 0 | 0 | 0 | 310 | 310 | 0 | 0 | 0 | 0 | 0 | 5 | 0 | 0 | 0 | 0 | 0 | 0 | 0 | 0 | 0 | 0 | 0 | 140 | 140 | 0 | 140 | 140 | 140 | 0 | 140 | 0 | 140 | 140 | 140 | 0 | 0 | 0 | 0 | 0 | 0 | 0
|  | Total | 4621.945 | 4276.345 | 1617.35 | 1379.625 | 615 | 827.35 | 907.35 | 0 | 875 | 4115.4 | 13 | 552.42 | 712.55 | 1245.55 | 533 | 395 | 1983.9 | 5347.98 | 840 | 3653.5 | 446 | 7838.73 | 2495.28 | 4282.55 | 12497.615 | 1081.13 | 310 | 79.54 | 2392.55 | 71.91 | 2857.34 | 2277.75 | 3639.19 | 109.6 | 0 | 1415.6 | 1591.06 | 671.93 | 80 | 4931.755 | 40 | 237.7 | 50 | 117.48 | 18.5 | 2801.5815 | 58.5 | 68.5 | 1365.95 | 250.5 | 0 | 53.675 | 908.825 | 1735.825 | 1098.925 | 4688.1215 | 0 | 220.7315 | 2695.89 | 4545.3965 | 482.1 | 0.5 | 15.9315 | 114.9315 | 70.55 | 3558.0465 | 1083.525 | 891.285 | 220.75 | 36 | 103.5 | 0 | 0 | 64.5 | 131.05 | 39 | 330 | 680 | 5395.953 | 5736.753 | 65 | 3438.15 | 737.65 | 724.15 | 425.25 | 4153.488 | 65 | 792.65 | 603.75 | 2157.05 | 96 | 35.75 | 382.65 | 2485.4 | 6401.765 | 1150.985 | 759.35
| SSN Output | SSN
|  | Geothermal | 0 | 0 | 0 | 0 | 0 | 0 | 0 | 0 | 0 | 422 | 13 | 13 | 13 | 13 | 0 | 0 | 0 | 0 | 530 | 530 | 0 | 530 | 400 | 562.3 | 562.3 | 0 | 0 | 0 | 125 | 0 | 125 | 125 | 125 | 0 | 0 | 125 | 125 | 0 | 0 | 163 | 40 | 123 | 40 | 0 | 0 | 40 | 40 | 40 | 0 | 0 | 0 | 0 | 123 | 55.5 | 123 | 123 | 0 | 0 | 55.5 | 95.5 | 40 | 0 | 0 | 0 | 0 | 55.5 | 123 | 0 | 0 | 0 | 0 | 0 | 0 | 0 | 0 | 0 | 0 | 0 | 0 | 0 | 0 | 0 | 0 | 0 | 0 | 0 | 0 | 0 | 0 | 0 | 0 | 0 | 0 | 0 | 0 | 0 | 0