## Chart
Field | Real-Levelized Fixed Costs ($/kW-yr)
Scenario | Mid
Dollar Year | 2022
2022 $
| Resource | Legend | 2021 | 2022 | 2023 | 2024 | 2025 | 2026 | 2027 | 2028 | 2029 | 2030 | 2031 | 2032 | 2033 | 2034 | 2035 | 2036 | 2037 | 2038 | 2039 | 2040 | 2041 | 2042 | 2043 | 2044 | 2045 | 2046 | 2047 | 2048 | 2049 | 2050
| Utility-Scale Solar | Utility Solar (36%) | 146.13 | 146.13 | 153.29 | 150.4 | 147.44 | 142.72 | 138.17 | 132.46 | 128.4 | 124.44 | 120.57 | 116.79 | 113.09 | 109.48 | 105.94 | 103.5 | 101.13 | 98.84 | 96.61 | 94.45 | 92.35 | 90.32 | 88.34 | 86.42 | 84.56 | 82.75 | 81.55 | 80.54 | 79.71 | 78.08
| Distributed Solar | Distributed Solar (26%) | 158.25 | 158.25 | 146.19 | 144.9 | 143.5 | 139.37 | 135.32 | 129.41 | 125.96 | 122.5 | 119.05 | 115.59 | 112.14 | 108.68 | 105.23 | 103.82 | 102.4 | 100.99 | 99.57 | 98.16 | 96.74 | 95.33 | 93.91 | 92.5 | 91.08 | 89.67 | 95.09 | 100.99 | 117.74 | 115.63
| Onshore Wind | In-State Wind (29%) | 164.79 | 164.79 | 165.94 | 164.54 | 163.01 | 160.38 | 157.86 | 154.26 | 151.89 | 149.55 | 147.56 | 145.6 | 143.67 | 141.77 | 139.91 | 138.08 | 136.28 | 134.51 | 132.77 | 131.06 | 129.38 | 127.73 | 126.1 | 124.5 | 122.92 | 121.37 | 120.61 | 120.11 | 120.4 | 118.93
| Out-of-State Wind | Out-of-State Wind (38%) | 219.72 | 219.72 | 220.76 | 219.16 | 217.47 | 214.85 | 212.34 | 209.01 | 206.8 | 204.63 | 202.75 | 200.9 | 199.08 | 197.3 | 195.55 | 193.83 | 192.13 | 190.47 | 188.84 | 187.23 | 185.66 | 184.11 | 182.58 | 181.08 | 179.61 | 178.16 | 177.67 | 177.46 | 178.97 | 177.58
| Offshore Wind | Offshore Wind (46%) | 659.65 | 659.65 | 675.33 | 691.02 | 706.7 | 710.99 | 715.53 | 704.64 | 704.64 | 704.64 | 615.45 | 550.38 | 527.89 | 510.9 | 497.36 | 467.43 | 447.45 | 432.64 | 420.96 | 411.37 | 403.28 | 396.3 | 390.17 | 384.73 | 379.84 | 375.4 | 371.35 | 367.63 | 364.19 | 360.99
| Geothermal | Geothermal (80%) | 608.86 | 608.86 | 661.66 | 663.54 | 665.87 | 657.75 | 650.48 | 631.13 | 622.46 | 614.23 | 606.39 | 598.88 | 591.67 | 584.74 | 578.04 | 575.97 | 573.9 | 571.85 | 569.81 | 567.77 | 565.75 | 563.74 | 561.74 | 559.75 | 557.76 | 555.79 | 607.27 | 665.5 | 819.65 | 816.37
| Near-Field EGS | EGS - Near-Field | 832.1 | 832.1 | 903.38 | 895.8 | 889.99 | 871.24 | 854.62 | 821.62 | 803.31 | 786.21 | 770.15 | 754.98 | 740.6 | 726.9 | 713.81 | 711.2 | 708.61 | 706.02 | 703.46 | 700.9 | 698.36 | 695.83 | 693.31 | 690.81 | 688.32 | 685.84 | 750.89 | 824.77 | 1021.75 | 1017.61
| Deep EGS | EGS - Deep | 1146.23 | 1146.23 | 1194.55 | 1148.09 | 1115.24 | 1072.54 | 1037.29 | 985 | 953.41 | 924.98 | 899.09 | 875.24 | 853.09 | 832.37 | 812.87 | 809.78 | 806.71 | 803.66 | 800.63 | 797.6 | 794.6 | 791.61 | 788.63 | 785.67 | 782.72 | 779.79 | 856.68 | 944.02 | 1176.99 | 1172.09
| Biomass | Biomass | 647.75 | 647.75 | 649.34 | 649.73 | 462.49 | 459.86 | 459.35 | 451.48 | 450.09 | 448.74 | 447.01 | 445.4 | 444.05 | 442.64 | 441.27 | 439.7 | 438.13 | 436.7 | 435.03 | 433.57 | 432.27 | 430.72 | 429.36 | 427.88 | 426.31 | 424.76 | 456.92 | 492.26 | 580.92 | 576.13
| Li-ion Battery (4-hr) | Li-ion Battery (4-hr) | 148.47 | 148.47 | 150.69 | 148.46 | 144.08 | 141.98 | 139.92 | 135.41 | 132.81 | 130.24 | 128.46 | 126.71 | 124.98 | 123.27 | 121.59 | 119.92 | 118.28 | 116.66 | 115.06 | 113.48 | 111.92 | 110.38 | 108.86 | 107.35 | 105.86 | 104.4 | 109.99 | 116.21 | 134.47 | 132.53
| Li-ion Battery (8-hr) | Li-ion Battery (8-hr) | 252.83 | 252.83 | 256.53 | 251.84 | 243.46 | 239.31 | 235.24 | 227.02 | 222.05 | 217.13 | 213.88 | 210.68 | 207.52 | 204.4 | 201.33 | 198.29 | 195.29 | 192.33 | 189.4 | 186.51 | 183.66 | 180.85 | 178.06 | 175.31 | 172.6 | 169.91 | 179.96 | 191.14 | 224.26 | 220.73
| Gas CCGT | CCGT | 178.67 | 178.67 | 177.19 | 175.8 | 174.41 | 170.99 | 167.74 | 164.45 | 163.11 | 161.77 | 160.32 | 158.99 | 157.54 | 156.2 | 154.87 | 153.69 | 152.61 | 151.53 | 150.45 | 149.37 | 148.19 | 147.12 | 146.04 | 144.97 | 143.78 | 142.71 | 141.63 | 140.56 | 139.48 | 138.3
| Gas CT - Frame | CT - Frame | 137.68 | 137.68 | 137.68 | 137.68 | 136.83 | 134.33 | 131.98 | 129.7 | 128.76 | 127.94 | 127.12 | 126.18 | 125.36 | 124.54 | 123.72 | 122.78 | 121.96 | 121.14 | 120.21 | 119.38 | 118.56 | 117.62 | 116.8 | 115.98 | 115.04 | 114.22 | 113.4 | 112.47 | 111.64 | 110.82
| Gas CT - Aero | CT - Aero | 209.22 | 209.22 | 209.22 | 209.22 | 207.85 | 203.94 | 200.26 | 196.69 | 195.2 | 193.87 | 192.54 | 191.03 | 189.71 | 188.38 | 187.05 | 185.54 | 184.21 | 182.88 | 181.39 | 180.05 | 178.72 | 177.23 | 175.9 | 174.57 | 173.07 | 171.74 | 170.41 | 168.92 | 167.58 | 166.25
| Reciprocating Engine | Reciprocating Engine | 319.62 | 319.62 | 319.62 | 319.62 | 317.45 | 311.46 | 305.83 | 300.35 | 298 | 295.9 | 293.81 | 291.43 | 289.34 | 287.24 | 285.15 | 282.77 | 280.68 | 278.58 | 276.23 | 274.11 | 272.02 | 269.66 | 267.57 | 265.47 | 263.1 | 261 | 258.91 | 256.55 | 254.44 | 252.34
| PHS - Existing Reservoir | PHS - Existing (12-hr) | 138.72 | 138.72 | 142.48 | 146.24 | 150 | 150.21 | 150.53 | 147.18 | 147.18 | 147.18 | 147.18 | 147.18 | 147.18 | 147.18 | 147.18 | 147.18 | 147.18 | 147.18 | 147.18 | 147.18 | 147.19 | 147.19 | 147.19 | 147.19 | 147.19 | 147.19 | 162.51 | 179.94 | 225.71 | 225.71
| PHS - New Reservoir | PHS - New (12-hr) | 235.3 | 235.3 | 242.86 | 250.42 | 257.98 | 259.07 | 260.34 | 254.23 | 254.23 | 254.23 | 254.23 | 254.23 | 254.23 | 254.23 | 254.23 | 254.23 | 254.23 | 254.23 | 254.23 | 254.23 | 254.25 | 254.25 | 254.25 | 254.25 | 254.25 | 254.25 | 284.39 | 318.94 | 411.06 | 411.06
| Generic LDES (12-hr) | Generic LDES (12-hr) | 377.04 | 377.1 | 385.48 | 388.98 | 392.27 | 389.07 | 385.94 | 375.03 | 370.11 | 365.2 | 355.34 | 351.97 | 348.67 | 345.46 | 342.33 | 339.27 | 336.29 | 333.38 | 330.54 | 327.77 | 325.07 | 322.43 | 319.86 | 317.36 | 314.91 | 312.53 | 330.87 | 357.22 | 450.87 | 447.63
| Generic LDES (24-hr) | Generic LDES (24-hr) | 351.34 | 351.39 | 358.93 | 362.33 | 365.55 | 363.42 | 361.35 | 352.24 | 348.06 | 343.87 | 343.87 | 343.87 | 343.87 | 343.87 | 343.86 | 343.86 | 343.86 | 343.85 | 343.85 | 343.85 | 343.84 | 343.84 | 343.84 | 343.84 | 343.84 | 343.84 | 364.51 | 393.96 | 494.01 | 494.01
| Generic LDES (100-hr) | Generic LDES (100-hr) | 269.64 | 265.82 | 267.94 | 269.73 | 271.31 | 268.67 | 266.05 | 258.01 | 253.77 | 249.52 | 246.91 | 245.65 | 244.39 | 243.13 | 241.6 | 239.24 | 237.98 | 236.72 | 235.46 | 234.47 | 234.47 | 234.47 | 234.47 | 234.47 | 234.47 | 234.47 | 254.43 | 277.04 | 337.56 | 337.56

## Draft 2025 I&A - Low
Year-by-Year Levelized Resource Costs, Real $2022
All values hard-coded by macro
|  | Utility-Scale Solar | Distributed Solar | Onshore Wind | Out-of-State Wind | Offshore Wind | Geothermal | Near-Field EGS | Deep EGS | Biomass | Li-ion Battery (4-hr) | Li-ion Battery (8-hr) | Gas CCGT | Gas CT - Frame | Gas CT - Aero | Reciprocating Engine | PHS - Existing Reservoir | PHS - New Reservoir | Generic LDES (12-hr) | Generic LDES (24-hr) | Generic LDES (100-hr)
| Technology | Solar | Solar | Wind | Wind | Wind | Geothermal | Geothermal | Geothermal | Biopower | Li-ion Battery | Li-ion Battery | Gas | Gas | Gas | Gas | Pumped Storage Hydropower | Pumped Storage Hydropower | Flow Battery | Thermal Storage | Long-Duration Energy Storage
| Type | Utility PV | Commercial PV | Onshore | Onshore | Offshore | Hydro - Binary | EGS - NF - Binary | EGS - Deep - Binary | Dedicated | Utility Standalone | Utility Standalone | CCGT - F Class | CT - Frame - F Class | CT - Aeroderivative | Reciprocating | Existing Reservoir | New Reservoir | Vanadium | n/a | CPUC Adjusted
| Cost Class | n/a | n/a | n/a | n/a | 12 | n/a | n/a | n/a | n/a | n/a | n/a | n/a | n/a | n/a | n/a | 3 | 8 | n/a | n/a | n/a
| Storage Duration (hr) | [9 empty] | 4 | 8 |  |  |  |  | 12 | 12 | 12 | 24 | 100
| State | CA | CA | CA | NM | CA | CA | CA | CA | CA | CA | CA | CA | CA | CA | CA | CA | CA | CA | CA | CA
| ITC/PTC | PTC | ITC | PTC | PTC | ITC | ITC | ITC | ITC | ITC | ITC | ITC | None | None | None | None | ITC | ITC | ITC | ITC | ITC
| IRA Tax Credit Scenario | Bonus | Bonus | Bonus | Bonus | Bonus | Bonus | Bonus | Bonus | Bonus | Bonus | Bonus | Bonus | Bonus | Bonus | Bonus | Bonus | Bonus | Bonus | Bonus | Bonus
| Capital Cost Initial Value Source | Custom | ATB | Custom | Custom | ATB | ATB | ATB | ATB | ATB | Custom | Custom | ATB | ATB | ATB | ATB | ATB | ATB | ATB | ATB | ATB
| Capital Cost Trajectory Source | Custom | ATB | Custom | Custom | ATB | ATB | ATB | ATB | ATB | Custom | Custom | ATB | ATB | ATB | ATB | ATB | ATB | ATB | ATB | ATB
| Capital Cost Trajectory Scenario | Low | Low | Low | Low | Low | Low | Low | Low | Low | Low | Low | Low | Low | Low | Low | Low | Low | Low | Low | Low
| O&M Cost Trajectory Scenario | Low | Low | Low | Low | Low | Low | Low | Low | Low | Low | Low | Low | Low | Low | Low | Low | Low | Low | Low | Low
| Financing Data Source | Custom | Custom | Custom | Custom | Custom | Custom | Custom | Custom | Custom | Custom | Custom | Custom | Custom | Custom | Custom | Custom | Custom | Custom | Custom | Custom
| Financing Trajectory Scenario | Low | Low | Low | Low | Low | Low | Low | Low | Low | Low | Low | Low | Low | Low | Low | Low | Low | Low | Low | Low
< Expand for Resource Settings >
1 | Capacity Factor, %
| 2021 | 35.61% | 26.26% | 28.82% | 37.63% | 46.42% | 80% | 80% | 80% | 60% | 16.67% | 16.67% | 75% | 10% | 10% | 10% | 20.83% | 20.83% | 15% | 5% | 10%
| 2022 | 35.61% | 26.26% | 28.82% | 37.63% | 46.42% | 80% | 80% | 80% | 60% | 16.67% | 16.67% | 75% | 10% | 10% | 10% | 20.83% | 20.83% | 15% | 5% | 10%
| 2023 | 35.61% | 26.26% | 28.82% | 37.63% | 46.42% | 80% | 80% | 80% | 60% | 16.67% | 16.67% | 75% | 10% | 10% | 10% | 20.83% | 20.83% | 15% | 5% | 10%
| 2024 | 35.61% | 26.26% | 28.82% | 37.63% | 46.42% | 80% | 80% | 80% | 60% | 16.67% | 16.67% | 75% | 10% | 10% | 10% | 20.83% | 20.83% | 15% | 5% | 10%
| 2025 | 35.61% | 26.26% | 28.82% | 37.63% | 46.42% | 80% | 80% | 80% | 60% | 16.67% | 16.67% | 75% | 10% | 10% | 10% | 20.83% | 20.83% | 15% | 5% | 10%
| 2026 | 35.61% | 26.26% | 28.82% | 37.63% | 46.42% | 80% | 80% | 80% | 60% | 16.67% | 16.67% | 75% | 10% | 10% | 10% | 20.83% | 20.83% | 15% | 5% | 10%
| 2027 | 35.61% | 26.26% | 28.82% | 37.63% | 46.42% | 80% | 80% | 80% | 60% | 16.67% | 16.67% | 75% | 10% | 10% | 10% | 20.83% | 20.83% | 15% | 5% | 10%
| 2028 | 35.61% | 26.26% | 28.82% | 37.63% | 46.42% | 80% | 80% | 80% | 60% | 16.67% | 16.67% | 75% | 10% | 10% | 10% | 20.83% | 20.83% | 15% | 5% | 10%
| 2029 | 35.61% | 26.26% | 28.82% | 37.63% | 46.42% | 80% | 80% | 80% | 60% | 16.67% | 16.67% | 75% | 10% | 10% | 10% | 20.83% | 20.83% | 15% | 5% | 10%
| 2030 | 35.61% | 26.26% | 28.82% | 37.63% | 46.42% | 80% | 80% | 80% | 60% | 16.67% | 16.67% | 75% | 10% | 10% | 10% | 20.83% | 20.83% | 15% | 5% | 10%
| 2031 | 35.61% | 26.26% | 28.82% | 37.63% | 46.42% | 80% | 80% | 80% | 60% | 16.67% | 16.67% | 75% | 10% | 10% | 10% | 20.83% | 20.83% | 15% | 5% | 10%
| 2032 | 35.61% | 26.26% | 28.82% | 37.63% | 46.42% | 80% | 80% | 80% | 60% | 16.67% | 16.67% | 75% | 10% | 10% | 10% | 20.83% | 20.83% | 15% | 5% | 10%
| 2033 | 35.61% | 26.26% | 28.82% | 37.63% | 46.42% | 80% | 80% | 80% | 60% | 16.67% | 16.67% | 75% | 10% | 10% | 10% | 20.83% | 20.83% | 15% | 5% | 10%
| 2034 | 35.61% | 26.26% | 28.82% | 37.63% | 46.42% | 80% | 80% | 80% | 60% | 16.67% | 16.67% | 75% | 10% | 10% | 10% | 20.83% | 20.83% | 15% | 5% | 10%
| 2035 | 35.61% | 26.26% | 28.82% | 37.63% | 46.42% | 80% | 80% | 80% | 60% | 16.67% | 16.67% | 75% | 10% | 10% | 10% | 20.83% | 20.83% | 15% | 5% | 10%
| 2036 | 35.61% | 26.26% | 28.82% | 37.63% | 46.42% | 80% | 80% | 80% | 60% | 16.67% | 16.67% | 75% | 10% | 10% | 10% | 20.83% | 20.83% | 15% | 5% | 10%
| 2037 | 35.61% | 26.26% | 28.82% | 37.63% | 46.42% | 80% | 80% | 80% | 60% | 16.67% | 16.67% | 75% | 10% | 10% | 10% | 20.83% | 20.83% | 15% | 5% | 10%
| 2038 | 35.61% | 26.26% | 28.82% | 37.63% | 46.42% | 80% | 80% | 80% | 60% | 16.67% | 16.67% | 75% | 10% | 10% | 10% | 20.83% | 20.83% | 15% | 5% | 10%
| 2039 | 35.61% | 26.26% | 28.82% | 37.63% | 46.42% | 80% | 80% | 80% | 60% | 16.67% | 16.67% | 75% | 10% | 10% | 10% | 20.83% | 20.83% | 15% | 5% | 10%
| 2040 | 35.61% | 26.26% | 28.82% | 37.63% | 46.42% | 80% | 80% | 80% | 60% | 16.67% | 16.67% | 75% | 10% | 10% | 10% | 20.83% | 20.83% | 15% | 5% | 10%
| 2041 | 35.61% | 26.26% | 28.82% | 37.63% | 46.42% | 80% | 80% | 80% | 60% | 16.67% | 16.67% | 75% | 10% | 10% | 10% | 20.83% | 20.83% | 15% | 5% | 10%
| 2042 | 35.61% | 26.26% | 28.82% | 37.63% | 46.42% | 80% | 80% | 80% | 60% | 16.67% | 16.67% | 75% | 10% | 10% | 10% | 20.83% | 20.83% | 15% | 5% | 10%
| 2043 | 35.61% | 26.26% | 28.82% | 37.63% | 46.42% | 80% | 80% | 80% | 60% | 16.67% | 16.67% | 75% | 10% | 10% | 10% | 20.83% | 20.83% | 15% | 5% | 10%
| 2044 | 35.61% | 26.26% | 28.82% | 37.63% | 46.42% | 80% | 80% | 80% | 60% | 16.67% | 16.67% | 75% | 10% | 10% | 10% | 20.83% | 20.83% | 15% | 5% | 10%
| 2045 | 35.61% | 26.26% | 28.82% | 37.63% | 46.42% | 80% | 80% | 80% | 60% | 16.67% | 16.67% | 75% | 10% | 10% | 10% | 20.83% | 20.83% | 15% | 5% | 10%
| 2046 | 35.61% | 26.26% | 28.82% | 37.63% | 46.42% | 80% | 80% | 80% | 60% | 16.67% | 16.67% | 75% | 10% | 10% | 10% | 20.83% | 20.83% | 15% | 5% | 10%
| 2047 | 35.61% | 26.26% | 28.82% | 37.63% | 46.42% | 80% | 80% | 80% | 60% | 16.67% | 16.67% | 75% | 10% | 10% | 10% | 20.83% | 20.83% | 15% | 5% | 10%
| 2048 | 35.61% | 26.26% | 28.82% | 37.63% | 46.42% | 80% | 80% | 80% | 60% | 16.67% | 16.67% | 75% | 10% | 10% | 10% | 20.83% | 20.83% | 15% | 5% | 10%
| 2049 | 35.61% | 26.26% | 28.82% | 37.63% | 46.42% | 80% | 80% | 80% | 60% | 16.67% | 16.67% | 75% | 10% | 10% | 10% | 20.83% | 20.83% | 15% | 5% | 10%
| 2050 | 35.61% | 26.26% | 28.82% | 37.63% | 46.42% | 80% | 80% | 80% | 60% | 16.67% | 16.67% | 75% | 10% | 10% | 10% | 20.83% | 20.83% | 15% | 5% | 10%
2 | Nominal After-Tax WACC (%)
| 2021 | 5.863% | 5.859% | 5.924% | 5.981% | 7.835% | 7.502% | 7.896% | 7.896% | 7.555% | 7.461% | 7.461% | 5.849% | 5.849% | 5.849% | 5.849% | 7.453% | 7.831% | 7.456% | 7.835% | 7.835%
| 2022 | 5.863% | 5.859% | 5.924% | 5.981% | 7.835% | 7.502% | 7.896% | 7.896% | 7.555% | 7.461% | 7.461% | 5.849% | 5.849% | 5.849% | 5.849% | 7.453% | 7.831% | 7.456% | 7.834% | 7.835%
| 2023 | 5.857% | 5.859% | 5.915% | 5.975% | 7.835% | 7.456% | 7.835% | 7.835% | 7.555% | 7.461% | 7.461% | 5.849% | 5.849% | 5.849% | 5.849% | 7.453% | 7.831% | 7.455% | 7.834% | 7.835%
| 2024 | 5.861% | 5.859% | 5.925% | 5.982% | 7.835% | 7.456% | 7.835% | 7.835% | 7.555% | 7.461% | 7.461% | 5.849% | 5.849% | 5.849% | 5.849% | 7.453% | 7.831% | 7.455% | 7.834% | 7.835%
| 2025 | 5.865% | 5.859% | 5.936% | 5.989% | 7.835% | 7.456% | 7.835% | 7.835% | 7.477% | 7.461% | 7.461% | 5.849% | 5.849% | 5.849% | 5.849% | 7.453% | 7.831% | 7.456% | 7.834% | 7.835%
| 2026 | 5.643% | 5.622% | 5.782% | 5.828% | 7.605% | 7.226% | 7.605% | 7.605% | 7.229% | 7.226% | 7.226% | 5.602% | 5.602% | 5.602% | 5.602% | 7.225% | 7.603% | 7.226% | 7.604% | 7.604%
| 2027 | 5.431% | 5.385% | 5.637% | 5.676% | 7.374% | 6.995% | 7.374% | 7.374% | 6.983% | 6.992% | 6.992% | 5.355% | 5.355% | 5.355% | 5.355% | 6.997% | 7.375% | 6.996% | 7.374% | 7.374%
| 2028 | 5.446% | 5.385% | 5.651% | 5.688% | 7.374% | 6.995% | 7.374% | 7.374% | 6.983% | 6.992% | 6.992% | 5.355% | 5.355% | 5.355% | 5.355% | 6.997% | 7.375% | 6.996% | 7.374% | 7.374%
| 2029 | 5.464% | 5.385% | 5.665% | 5.702% | 7.374% | 6.995% | 7.374% | 7.374% | 6.984% | 6.992% | 6.992% | 5.355% | 5.355% | 5.355% | 5.355% | 6.997% | 7.375% | 6.996% | 7.374% | 7.374%
| 2030 | 5.482% | 5.385% | 5.68% | 5.715% | 7.374% | 6.995% | 7.374% | 7.374% | 6.984% | 6.992% | 6.992% | 5.355% | 5.355% | 5.355% | 5.355% | 6.997% | 7.375% | 6.996% | 7.374% | 7.374%
| 2031 | 5.503% | 5.385% | 5.686% | 5.721% | 7.374% | 6.995% | 7.374% | 7.374% | 6.984% | 6.992% | 6.992% | 5.355% | 5.355% | 5.355% | 5.355% | 6.997% | 7.375% | 6.996% | 7.374% | 7.374%
| 2032 | 5.525% | 5.385% | 5.692% | 5.726% | 7.374% | 6.995% | 7.374% | 7.374% | 6.985% | 6.992% | 6.992% | 5.355% | 5.355% | 5.355% | 5.355% | 6.997% | 7.375% | 6.996% | 7.374% | 7.374%
| 2033 | 5.549% | 5.385% | 5.698% | 5.731% | 7.374% | 6.995% | 7.374% | 7.374% | 6.985% | 6.992% | 6.992% | 5.355% | 5.355% | 5.355% | 5.355% | 6.997% | 7.375% | 6.996% | 7.374% | 7.374%
| 2034 | 5.576% | 5.385% | 5.704% | 5.737% | 7.374% | 6.995% | 7.374% | 7.374% | 6.985% | 6.992% | 6.992% | 5.355% | 5.355% | 5.355% | 5.355% | 6.997% | 7.375% | 6.996% | 7.374% | 7.374%
| 2035 | 5.605% | 5.385% | 5.71% | 5.742% | 7.374% | 6.995% | 7.374% | 7.374% | 6.986% | 6.992% | 6.992% | 5.355% | 5.355% | 5.355% | 5.355% | 6.997% | 7.375% | 6.996% | 7.374% | 7.374%
| 2036 | 5.614% | 5.385% | 5.716% | 5.748% | 7.374% | 6.995% | 7.374% | 7.374% | 6.986% | 6.992% | 6.992% | 5.355% | 5.355% | 5.355% | 5.355% | 6.997% | 7.375% | 6.996% | 7.374% | 7.374%
| 2037 | 5.624% | 5.385% | 5.722% | 5.754% | 7.374% | 6.995% | 7.374% | 7.374% | 6.986% | 6.992% | 6.992% | 5.355% | 5.355% | 5.355% | 5.355% | 6.997% | 7.375% | 6.996% | 7.374% | 7.374%
| 2038 | 5.633% | 5.385% | 5.729% | 5.76% | 7.374% | 6.995% | 7.374% | 7.374% | 6.987% | 6.992% | 6.992% | 5.355% | 5.355% | 5.355% | 5.355% | 6.997% | 7.375% | 6.996% | 7.374% | 7.374%
| 2039 | 5.643% | 5.385% | 5.735% | 5.766% | 7.374% | 6.995% | 7.374% | 7.374% | 6.987% | 6.992% | 6.992% | 5.355% | 5.355% | 5.355% | 5.355% | 6.997% | 7.375% | 6.996% | 7.374% | 7.374%
| 2040 | 5.653% | 5.385% | 5.742% | 5.772% | 7.374% | 6.995% | 7.374% | 7.374% | 6.987% | 6.992% | 6.992% | 5.355% | 5.355% | 5.355% | 5.355% | 6.997% | 7.375% | 6.995% | 7.374% | 7.374%
| 2041 | 5.664% | 5.385% | 5.749% | 5.778% | 7.374% | 6.995% | 7.374% | 7.374% | 6.988% | 6.992% | 6.992% | 5.355% | 5.355% | 5.355% | 5.355% | 6.997% | 7.375% | 6.995% | 7.374% | 7.374%
| 2042 | 5.674% | 5.385% | 5.756% | 5.785% | 7.374% | 6.995% | 7.374% | 7.374% | 6.988% | 6.992% | 6.992% | 5.355% | 5.355% | 5.355% | 5.355% | 6.997% | 7.375% | 6.995% | 7.374% | 7.374%
| 2043 | 5.685% | 5.385% | 5.763% | 5.791% | 7.374% | 6.995% | 7.374% | 7.374% | 6.989% | 6.992% | 6.992% | 5.355% | 5.355% | 5.355% | 5.355% | 6.997% | 7.375% | 6.995% | 7.374% | 7.374%
| 2044 | 5.697% | 5.385% | 5.77% | 5.798% | 7.374% | 6.995% | 7.374% | 7.374% | 6.989% | 6.992% | 6.992% | 5.355% | 5.355% | 5.355% | 5.355% | 6.997% | 7.375% | 6.995% | 7.374% | 7.374%
| 2045 | 5.708% | 5.385% | 5.778% | 5.805% | 7.374% | 6.995% | 7.374% | 7.374% | 6.989% | 6.992% | 6.992% | 5.355% | 5.355% | 5.355% | 5.355% | 6.997% | 7.375% | 6.995% | 7.374% | 7.374%
| 2046 | 5.72% | 5.385% | 5.785% | 5.812% | 7.374% | 6.995% | 7.374% | 7.374% | 6.99% | 6.992% | 6.992% | 5.355% | 5.355% | 5.355% | 5.355% | 6.997% | 7.375% | 6.995% | 7.374% | 7.374%
| 2047 | 5.569% | 5.307% | 5.624% | 5.664% | 7.374% | 6.976% | 7.365% | 7.365% | 6.975% | 6.971% | 6.971% | 5.355% | 5.355% | 5.355% | 5.355% | 6.977% | 7.366% | 6.959% | 7.357% | 7.364%
| 2048 | 5.412% | 5.228% | 5.46% | 5.513% | 7.374% | 6.956% | 7.356% | 7.356% | 6.961% | 6.951% | 6.951% | 5.355% | 5.355% | 5.355% | 5.355% | 6.958% | 7.357% | 6.932% | 7.344% | 7.354%
| 2049 | 5.078% | 5.071% | 5.118% | 5.2% | 7.374% | 6.917% | 7.337% | 7.337% | 6.931% | 6.91% | 6.91% | 5.355% | 5.355% | 5.355% | 5.355% | 6.918% | 7.338% | 6.91% | 7.334% | 7.334%
| 2050 | 5.078% | 5.071% | 5.118% | 5.2% | 7.374% | 6.917% | 7.337% | 7.337% | 6.931% | 6.91% | 6.91% | 5.355% | 5.355% | 5.355% | 5.355% | 6.918% | 7.338% | 6.91% | 7.334% | 7.334%
3 | Capital Cost, $/kW
| 2021 | 1449.89 | 2565.3 | 1583.89 | 1532.79 | 5013.42 | 9788.32 | 13781.96 | 20369.29 | 5834.19 | 1172.41 | 2110.35 | 1459.25 | 1090.42 | 1795.98 | 2817.22 | 2562.18 | 4806.02 | 4706.21 | 1869.54 | 3351.21
| 2022 | 1449.89 | 2565.3 | 1583.89 | 1532.79 | 5013.42 | 9788.32 | 13781.96 | 20369.29 | 5834.19 | 1172.41 | 2110.35 | 1459.25 | 1090.42 | 1795.98 | 2817.22 | 2562.18 | 4806.02 | 4706.21 | 1869.54 | 3232.85
| 2023 | 1449.89 | 2299.75 | 1583.73 | 1532.64 | 5013.42 | 9426.13 | 12480.46 | 16973.45 | 5632.91 | 1172.41 | 2110.35 | 1443.78 | 1090.42 | 1795.98 | 2817.22 | 2536.3 | 4757.48 | 4706.21 | 1869.54 | 3114.48
| 2024 | 1393.65 | 2204.61 | 1545.11 | 1495.25 | 5013.42 | 9092.72 | 11439.05 | 14706.3 | 5431.62 | 1143.82 | 2058.87 | 1428.2 | 1090.42 | 1795.98 | 2817.22 | 2510.42 | 4708.93 | 4603.5 | 1873.13 | 2996.11
| 2025 | 1339.6 | 2109.47 | 1507.42 | 1458.78 | 5013.42 | 8784.34 | 10582.2 | 13061.85 | 5271.45 | 1115.92 | 2008.66 | 1412.73 | 1081.69 | 1781.6 | 2794.67 | 2510.42 | 4708.93 | 4500.78 | 1876.72 | 2877.75
| 2026 | 1287.65 | 2014.34 | 1470.65 | 1423.2 | 5013.42 | 8497.87 | 9861.71 | 11802.09 | 5173.4 | 1088.7 | 1959.67 | 1397.15 | 1072.96 | 1767.22 | 2772.11 | 2484.54 | 4660.38 | 4398.06 | 1880.31 | 2759.38
| 2027 | 1237.7 | 1919.2 | 1434.79 | 1388.49 | 5013.42 | 8230.71 | 9245.22 | 10798.84 | 5121.47 | 1062.15 | 1911.87 | 1381.56 | 1064.11 | 1752.66 | 2749.27 | 2484.54 | 4660.38 | 4295.35 | 1883.9 | 2641.01
| 2028 | 1189.7 | 1824.06 | 1399.79 | 1354.63 | 5013.42 | 7980.69 | 8710.13 | 9976.36 | 5087.75 | 1036.24 | 1865.24 | 1366.1 | 1055.38 | 1738.28 | 2726.71 | 2458.66 | 4611.84 | 4192.63 | 1887.49 | 2522.65
| 2029 | 1143.56 | 1728.92 | 1365.65 | 1321.59 | 5013.42 | 7745.95 | 8240.11 | 9286.73 | 5056.51 | 1010.97 | 1819.75 | 1350.51 | 1046.65 | 1723.9 | 2704.16 | 2432.78 | 4563.29 | 4089.91 | 1891.08 | 2404.28
| 2030 | 1099.21 | 1633.79 | 1332.34 | 1289.35 | 5013.42 | 7524.93 | 7823.05 | 8698 | 5026.19 | 986.31 | 1775.36 | 1335.05 | 1037.92 | 1709.52 | 2681.6 | 2432.78 | 4563.29 | 3987.2 | 1894.67 | 2285.91
| 2031 | 1056.57 | 1538.65 | 1299.84 | 1257.91 | 4402.82 | 7316.26 | 7449.77 | 8187.96 | 4987.22 | 962.26 | 1732.06 | 1319.46 | 1029.19 | 1695.14 | 2659.04 | 2406.9 | 4514.75 | 3893.89 | 1894.67 | 2210.48
| 2032 | 1015.59 | 1443.51 | 1268.14 | 1227.22 | 4059.25 | 7118.76 | 7113.13 | 7740.64 | 4951.18 | 938.79 | 1689.81 | 1304 | 1020.35 | 1680.58 | 2636.2 | 2406.9 | 4514.75 | 3802.77 | 1894.67 | 2174.12
| 2033 | 976.2 | 1348.37 | 1237.21 | 1197.29 | 3825.63 | 6931.41 | 6807.54 | 7344.27 | 4920.97 | 915.89 | 1648.6 | 1288.41 | 1011.62 | 1666.2 | 2613.65 | 2381.02 | 4466.2 | 3713.78 | 1894.67 | 2137.76
| 2034 | 938.34 | 1253.24 | 1207.03 | 1168.09 | 3651.13 | 6753.32 | 6528.5 | 6989.89 | 4889.36 | 893.55 | 1608.39 | 1272.83 | 1002.89 | 1651.82 | 2591.09 | 2381.02 | 4466.2 | 3626.89 | 1894.67 | 2101.39
| 2035 | 901.95 | 1158.1 | 1177.6 | 1139.6 | 3513.15 | 6583.7 | 6272.4 | 6670.62 | 4858.67 | 871.76 | 1569.16 | 1257.36 | 994.16 | 1637.44 | 2568.54 | 2355.14 | 4417.66 | 3542.03 | 1894.67 | 2057.32
| 2036 | 866.97 | 1145.19 | 1148.87 | 1111.81 | 3212.1 | 6550.78 | 6241.03 | 6637.27 | 4823.51 | 850.49 | 1530.89 | 1245.76 | 985.32 | 1622.88 | 2545.69 | 2355.14 | 4417.66 | 3459.16 | 1894.67 | 1989.33
| 2037 | 833.34 | 1132.29 | 1120.85 | 1084.69 | 3014.28 | 6518.03 | 6209.83 | 6604.08 | 4788.65 | 829.75 | 1493.55 | 1234.05 | 976.59 | 1608.5 | 2523.14 | 2355.14 | 4417.66 | 3378.23 | 1894.67 | 1952.97
| 2038 | 801.02 | 1119.38 | 1093.51 | 1058.23 | 2869.27 | 6485.44 | 6178.78 | 6571.06 | 4756.75 | 809.51 | 1457.12 | 1222.45 | 967.86 | 1594.12 | 2500.58 | 2329.26 | 4369.11 | 3299.2 | 1894.67 | 1916.61
| 2039 | 769.95 | 1106.48 | 1066.84 | 1032.42 | 2755.98 | 6453.01 | 6147.89 | 6538.21 | 4719.42 | 789.77 | 1421.58 | 1210.85 | 959.13 | 1579.74 | 2478.03 | 2329.26 | 4369.11 | 3222.02 | 1894.67 | 1880.24
| 2040 | 740.09 | 1093.57 | 1040.82 | 1007.24 | 2663.69 | 6420.75 | 6117.15 | 6505.52 | 4687.04 | 770.51 | 1386.91 | 1199.25 | 950.29 | 1565.18 | 2455.18 | 2329.26 | 4369.11 | 3146.65 | 1894.67 | 1851.59
| 2041 | 711.39 | 1080.67 | 1015.44 | 982.67 | 2586.25 | 6388.64 | 6086.56 | 6472.99 | 4658.04 | 751.71 | 1353.08 | 1187.53 | 941.56 | 1550.8 | 2432.63 | 2329.26 | 4369.11 | 3073.05 | 1894.67 | 1851.59
| 2042 | 683.8 | 1067.76 | 990.67 | 958.71 | 2519.82 | 6356.7 | 6056.13 | 6440.62 | 4623.78 | 733.38 | 1320.08 | 1175.93 | 932.83 | 1536.42 | 2410.07 | 2303.38 | 4320.56 | 3001.18 | 1894.67 | 1851.59
| 2043 | 657.27 | 1054.86 | 966.51 | 935.32 | 2461.83 | 6324.92 | 6025.85 | 6408.42 | 4593.52 | 715.49 | 1287.88 | 1164.33 | 924.1 | 1522.04 | 2387.52 | 2303.38 | 4320.56 | 2930.98 | 1894.67 | 1851.59
| 2044 | 631.78 | 1041.95 | 942.93 | 912.51 | 2410.53 | 6293.29 | 5995.72 | 6376.38 | 4560.78 | 698.04 | 1256.47 | 1152.73 | 915.37 | 1507.66 | 2364.96 | 2303.38 | 4320.56 | 2862.44 | 1894.67 | 1851.59
| 2045 | 607.28 | 1029.05 | 919.94 | 890.25 | 2364.63 | 6261.83 | 5965.74 | 6344.5 | 4525.91 | 681.01 | 1225.83 | 1141.01 | 906.53 | 1493.1 | 2342.12 | 2303.38 | 4320.56 | 2795.49 | 1894.67 | 1851.59
| 2046 | 583.73 | 1016.14 | 897.5 | 868.54 | 2323.18 | 6230.52 | 5935.91 | 6312.77 | 4491.75 | 664.4 | 1195.93 | 1129.41 | 897.79 | 1478.72 | 2319.56 | 2303.38 | 4320.56 | 2730.12 | 1894.67 | 1851.59
| 2047 | 561.09 | 1003.24 | 875.61 | 847.36 | 2285.45 | 6199.36 | 5906.23 | 6281.21 | 4459.37 | 648.2 | 1166.76 | 1117.81 | 889.06 | 1464.34 | 2297.01 | 2277.5 | 4272.02 | 2666.28 | 1894.67 | 1851.59
| 2048 | 539.32 | 990.33 | 854.25 | 826.69 | 2250.87 | 6168.37 | 5876.7 | 6249.8 | 4424.95 | 632.39 | 1138.3 | 1106.21 | 880.33 | 1449.96 | 2274.45 | 2277.5 | 4272.02 | 2603.93 | 1894.67 | 1851.59
| 2049 | 518.41 | 977.43 | 833.42 | 806.53 | 2219 | 6137.53 | 5847.32 | 6218.56 | 4388.59 | 616.97 | 1110.54 | 1094.49 | 871.49 | 1435.4 | 2251.61 | 2277.5 | 4272.02 | 2543.05 | 1894.67 | 1851.59
| 2050 | 498.3 | 964.52 | 813.09 | 786.85 | 2189.48 | 6106.84 | 5818.08 | 6187.46 | 4333.94 | 601.92 | 1083.45 | 1082.89 | 862.76 | 1421.02 | 2229.05 | 2277.5 | 4272.02 | 2483.59 | 1894.67 | 1851.59
4 | Levelized Capital Cost, $/kW-yr
| 2021 | 85.06 | 150.46 | 93.18 | 90.91 | 370.82 | 693.52 | 1016.85 | 1502.88 | 402.64 | 95.59 | 172.05 | 103.49 | 77.34 | 127.38 | 199.8 | 155.79 | 307.29 | 384.28 | 157.3 | 281.96
| 2022 | 85.06 | 150.46 | 93.18 | 90.91 | 370.82 | 693.52 | 1016.85 | 1502.88 | 402.64 | 95.59 | 172.05 | 103.49 | 77.34 | 127.38 | 199.8 | 155.79 | 307.29 | 384.29 | 157.3 | 272
| 2023 | 85.98 | 136.39 | 94.02 | 91.67 | 377.15 | 679.53 | 938.89 | 1276.9 | 400.2 | 97.1 | 174.79 | 102.4 | 77.34 | 127.38 | 199.8 | 156.86 | 309.8 | 390.25 | 159.92 | 266.4
| 2024 | 83.56 | 132.19 | 92.58 | 90.08 | 383.48 | 665.75 | 874.99 | 1124.91 | 396.95 | 96.21 | 173.18 | 101.29 | 77.34 | 127.38 | 199.8 | 157.88 | 312.2 | 387.55 | 162.84 | 260.46
| 2025 | 81.18 | 127.87 | 91.11 | 88.49 | 389.81 | 653.09 | 822.81 | 1015.62 | 393.97 | 95.31 | 171.55 | 100.19 | 76.72 | 126.36 | 198.21 | 160.5 | 317.76 | 384.59 | 165.78 | 254.2
| 2026 | 77 | 120.42 | 88.23 | 85.56 | 388.34 | 628.3 | 763.89 | 914.19 | 384.32 | 92.56 | 166.61 | 96.91 | 74.43 | 122.58 | 192.29 | 157.27 | 312.06 | 374.13 | 165.61 | 243.04
| 2027 | 73.13 | 113.22 | 85.55 | 82.82 | 387.1 | 605.55 | 713.86 | 833.82 | 378.48 | 89.94 | 161.89 | 93.74 | 72.2 | 118.92 | 186.55 | 155.87 | 309.96 | 363.94 | 165.54 | 232.07
| 2028 | 70.33 | 107.61 | 83.52 | 80.84 | 387.1 | 587.16 | 672.54 | 770.31 | 375.94 | 87.75 | 157.94 | 92.69 | 71.61 | 117.95 | 185.02 | 154.25 | 306.73 | 355.24 | 165.86 | 221.67
| 2029 | 67.65 | 101.99 | 81.54 | 78.9 | 387.1 | 569.89 | 636.25 | 717.06 | 373.59 | 85.61 | 154.09 | 91.64 | 71.02 | 116.97 | 183.49 | 152.62 | 303.5 | 346.53 | 166.17 | 211.27
| 2030 | 65.07 | 96.38 | 79.62 | 77.02 | 387.1 | 553.63 | 604.05 | 671.6 | 371.31 | 83.52 | 150.33 | 90.59 | 70.43 | 116 | 181.96 | 152.62 | 303.5 | 337.83 | 166.49 | 200.86
| 2031 | 62.6 | 90.77 | 77.7 | 75.15 | 339.96 | 538.28 | 575.22 | 632.22 | 368.38 | 81.48 | 146.66 | 89.53 | 69.83 | 115.02 | 180.42 | 151 | 300.27 | 329.92 | 166.49 | 194.24
| 2032 | 60.23 | 85.16 | 75.83 | 73.33 | 313.43 | 523.75 | 549.23 | 597.68 | 365.67 | 79.49 | 143.09 | 88.48 | 69.23 | 114.03 | 178.87 | 151 | 300.27 | 322.2 | 166.49 | 191.04
| 2033 | 57.96 | 79.54 | 74 | 71.56 | 295.39 | 509.96 | 525.64 | 567.08 | 363.4 | 77.55 | 139.6 | 87.42 | 68.64 | 113.06 | 177.34 | 149.38 | 297.04 | 314.66 | 166.49 | 187.85
| 2034 | 55.78 | 73.93 | 72.22 | 69.83 | 281.91 | 496.86 | 504.09 | 539.72 | 361.02 | 75.66 | 136.19 | 86.37 | 68.05 | 112.08 | 175.81 | 149.38 | 297.04 | 307.3 | 166.49 | 184.65
| 2035 | 53.69 | 68.32 | 70.48 | 68.14 | 271.26 | 484.38 | 484.32 | 515.06 | 358.71 | 73.82 | 132.87 | 85.32 | 67.46 | 111.11 | 174.28 | 147.75 | 293.82 | 300.11 | 166.49 | 180.78
| 2036 | 51.63 | 67.56 | 68.79 | 66.5 | 248.02 | 481.96 | 481.89 | 512.49 | 356.07 | 72.02 | 129.63 | 84.53 | 66.86 | 110.12 | 172.73 | 147.75 | 293.82 | 293.09 | 166.49 | 174.8
| 2037 | 49.65 | 66.8 | 67.13 | 64.89 | 232.74 | 479.55 | 479.49 | 509.93 | 353.45 | 70.26 | 126.47 | 83.73 | 66.26 | 109.14 | 171.2 | 147.75 | 293.82 | 286.23 | 166.49 | 171.61
| 2038 | 47.75 | 66.04 | 65.52 | 63.32 | 221.54 | 477.15 | 477.09 | 507.38 | 351.05 | 68.55 | 123.38 | 82.95 | 65.67 | 108.17 | 169.67 | 146.13 | 290.59 | 279.53 | 166.49 | 168.41
| 2039 | 45.92 | 65.27 | 63.95 | 61.79 | 212.8 | 474.77 | 474.7 | 504.84 | 348.24 | 66.87 | 120.37 | 82.16 | 65.08 | 107.19 | 168.14 | 146.13 | 290.59 | 272.99 | 166.49 | 165.22
| 2040 | 44.16 | 64.51 | 62.41 | 60.3 | 205.67 | 472.39 | 472.33 | 502.32 | 345.81 | 65.24 | 117.44 | 81.37 | 64.48 | 106.2 | 166.59 | 146.13 | 290.59 | 266.61 | 166.48 | 162.7
| 2041 | 42.47 | 63.75 | 60.91 | 58.85 | 199.69 | 470.03 | 469.97 | 499.81 | 343.63 | 63.65 | 114.57 | 80.58 | 63.89 | 105.23 | 165.06 | 146.13 | 290.59 | 260.37 | 166.48 | 162.7
| 2042 | 40.85 | 62.99 | 59.45 | 57.43 | 194.56 | 467.68 | 467.62 | 497.31 | 341.05 | 62.1 | 111.78 | 79.79 | 63.3 | 104.25 | 163.53 | 144.51 | 287.36 | 254.28 | 166.48 | 162.7
| 2043 | 39.29 | 62.23 | 58.02 | 56.04 | 190.09 | 465.34 | 465.28 | 494.82 | 338.77 | 60.58 | 109.05 | 79 | 62.7 | 103.28 | 162 | 144.51 | 287.36 | 248.33 | 166.48 | 162.7
| 2044 | 37.79 | 61.47 | 56.63 | 54.69 | 186.12 | 463.02 | 462.95 | 492.35 | 336.31 | 59.11 | 106.39 | 78.22 | 62.11 | 102.3 | 160.47 | 144.51 | 287.36 | 242.53 | 166.48 | 162.7
| 2045 | 36.35 | 60.71 | 55.28 | 53.37 | 182.58 | 460.7 | 460.64 | 489.89 | 333.69 | 57.66 | 103.8 | 77.42 | 61.51 | 101.31 | 158.92 | 144.51 | 287.36 | 236.85 | 166.48 | 162.7
| 2046 | 34.96 | 59.95 | 53.95 | 52.09 | 179.38 | 458.4 | 458.34 | 487.44 | 331.12 | 56.26 | 101.26 | 76.63 | 60.92 | 100.34 | 157.39 | 144.51 | 287.36 | 231.32 | 166.48 | 162.7
| 2047 | 33.34 | 59.05 | 52.17 | 50.52 | 176.47 | 459.35 | 459.87 | 489.06 | 330.45 | 54.64 | 98.36 | 75.85 | 60.33 | 99.36 | 155.86 | 143.3 | 285.09 | 223.97 | 165.46 | 162.22
| 2048 | 31.84 | 58.17 | 50.53 | 49.12 | 173.8 | 459.9 | 460.83 | 490.08 | 329.47 | 52.97 | 95.35 | 75.06 | 59.73 | 98.38 | 154.33 | 143.14 | 284.75 | 216.26 | 163.86 | 161.41
| 2049 | 30.26 | 57.02 | 48.78 | 48.08 | 171.34 | 458.36 | 459.35 | 488.52 | 328.48 | 50.34 | 90.6 | 74.26 | 59.13 | 97.4 | 152.78 | 139.08 | 276.42 | 207.47 | 161.2 | 157.53
| 2050 | 29.09 | 56.27 | 47.59 | 46.91 | 169.06 | 456.07 | 457.06 | 486.07 | 324.39 | 49.11 | 88.39 | 73.48 | 58.54 | 96.42 | 151.25 | 139.08 | 276.42 | 202.62 | 161.2 | 157.53
5 | Levelized Interconnection Cost, $/kW-yr
| 2021 | 7.88 | 12.16 | 12.47 | 4.9 | 126.47 | 21.04 | 21.42 | 21.42 | 15.48 | 16.9 | 16.9 | 15.81 | 15.81 | 15.81 | 15.81 | 12.94 | 13.61 | 16.93 | 17.44 | 17.44
| 2022 | 7.88 | 12.16 | 12.47 | 4.9 | 126.47 | 21.04 | 21.42 | 21.42 | 15.48 | 16.9 | 16.9 | 15.81 | 15.81 | 15.81 | 15.81 | 12.94 | 13.61 | 16.93 | 17.44 | 17.44
| 2023 | 14.79 | 12.3 | 12.59 | 4.94 | 128.63 | 21.26 | 21.71 | 21.71 | 15.93 | 17.17 | 17.17 | 15.81 | 15.81 | 15.81 | 15.81 | 13.17 | 13.86 | 17.19 | 17.73 | 17.73
| 2024 | 14.23 | 12.43 | 12.7 | 4.98 | 130.79 | 21.44 | 21.93 | 21.93 | 16.39 | 17.44 | 17.44 | 15.81 | 15.81 | 15.81 | 15.81 | 13.39 | 14.11 | 17.45 | 18.02 | 18.02
| 2025 | 13.64 | 12.57 | 12.81 | 5.01 | 132.95 | 21.62 | 22.15 | 22.15 | 16.76 | 17.71 | 17.71 | 15.81 | 15.81 | 15.81 | 15.81 | 13.61 | 14.37 | 17.71 | 18.31 | 18.31
| 2026 | 12.73 | 12.4 | 12.72 | 4.97 | 132.45 | 21.35 | 21.93 | 21.93 | 16.66 | 17.62 | 17.62 | 15.46 | 15.46 | 15.46 | 15.46 | 13.48 | 14.26 | 17.63 | 18.26 | 18.26
| 2027 | 11.86 | 12.23 | 12.64 | 4.93 | 132.03 | 21.09 | 21.72 | 21.72 | 16.57 | 17.55 | 17.55 | 15.12 | 15.12 | 15.12 | 15.12 | 13.36 | 14.16 | 17.57 | 18.22 | 18.22
| 2028 | 11.15 | 12.23 | 12.65 | 4.93 | 132.03 | 20.94 | 21.58 | 21.58 | 16.57 | 17.55 | 17.55 | 15.12 | 15.12 | 15.12 | 15.12 | 13.36 | 14.16 | 17.56 | 18.22 | 18.22
| 2029 | 10.44 | 12.23 | 12.66 | 4.93 | 132.03 | 20.79 | 21.44 | 21.44 | 16.57 | 17.55 | 17.55 | 15.12 | 15.12 | 15.12 | 15.12 | 13.36 | 14.16 | 17.56 | 18.22 | 18.22
| 2030 | 9.73 | 12.23 | 12.67 | 4.94 | 132.03 | 20.64 | 21.3 | 21.3 | 16.57 | 17.55 | 17.55 | 15.12 | 15.12 | 15.12 | 15.12 | 13.36 | 14.16 | 17.56 | 18.22 | 18.22
| 2031 | 9.02 | 12.23 | 12.67 | 4.94 | 115.95 | 20.49 | 21.16 | 21.16 | 16.57 | 17.55 | 17.55 | 15.12 | 15.12 | 15.12 | 15.12 | 13.36 | 14.16 | 17.56 | 18.22 | 18.22
| 2032 | 8.31 | 12.23 | 12.68 | 4.94 | 106.9 | 20.34 | 21.02 | 21.02 | 16.56 | 17.55 | 17.55 | 15.12 | 15.12 | 15.12 | 15.12 | 13.36 | 14.16 | 17.56 | 18.22 | 18.22
| 2033 | 7.59 | 12.23 | 12.68 | 4.94 | 100.75 | 20.19 | 20.88 | 20.88 | 16.56 | 17.55 | 17.55 | 15.12 | 15.12 | 15.12 | 15.12 | 13.36 | 14.16 | 17.56 | 18.22 | 18.22
| 2034 | 6.88 | 12.23 | 12.68 | 4.94 | 96.15 | 20.04 | 20.74 | 20.74 | 16.56 | 17.55 | 17.55 | 15.12 | 15.12 | 15.12 | 15.12 | 13.36 | 14.16 | 17.56 | 18.22 | 18.22
| 2035 | 6.17 | 12.23 | 12.69 | 4.94 | 92.52 | 19.89 | 20.6 | 20.6 | 16.56 | 17.55 | 17.55 | 15.12 | 15.12 | 15.12 | 15.12 | 13.36 | 14.16 | 17.56 | 18.22 | 18.22
| 2036 | 6.17 | 12.23 | 12.69 | 4.94 | 84.59 | 19.89 | 20.6 | 20.6 | 16.56 | 17.55 | 17.55 | 15.12 | 15.12 | 15.12 | 15.12 | 13.36 | 14.16 | 17.56 | 18.22 | 18.22
| 2037 | 6.17 | 12.23 | 12.7 | 4.94 | 79.38 | 19.89 | 20.6 | 20.6 | 16.55 | 17.55 | 17.55 | 15.12 | 15.12 | 15.12 | 15.12 | 13.36 | 14.16 | 17.56 | 18.22 | 18.22
| 2038 | 6.17 | 12.23 | 12.7 | 4.94 | 75.56 | 19.89 | 20.6 | 20.6 | 16.55 | 17.55 | 17.55 | 15.12 | 15.12 | 15.12 | 15.12 | 13.36 | 14.16 | 17.56 | 18.22 | 18.22
| 2039 | 6.18 | 12.23 | 12.71 | 4.94 | 72.58 | 19.89 | 20.6 | 20.6 | 16.55 | 17.55 | 17.55 | 15.12 | 15.12 | 15.12 | 15.12 | 13.36 | 14.16 | 17.56 | 18.22 | 18.22
| 2040 | 6.18 | 12.23 | 12.71 | 4.95 | 70.15 | 19.89 | 20.6 | 20.6 | 16.55 | 17.55 | 17.55 | 15.12 | 15.12 | 15.12 | 15.12 | 13.36 | 14.16 | 17.56 | 18.22 | 18.22
| 2041 | 6.18 | 12.23 | 12.72 | 4.95 | 68.11 | 19.89 | 20.6 | 20.6 | 16.54 | 17.55 | 17.55 | 15.12 | 15.12 | 15.12 | 15.12 | 13.36 | 14.16 | 17.56 | 18.22 | 18.22
| 2042 | 6.19 | 12.23 | 12.72 | 4.95 | 66.36 | 19.89 | 20.6 | 20.6 | 16.54 | 17.55 | 17.55 | 15.12 | 15.12 | 15.12 | 15.12 | 13.36 | 14.16 | 17.56 | 18.22 | 18.22
| 2043 | 6.19 | 12.23 | 12.73 | 4.95 | 64.83 | 19.89 | 20.6 | 20.6 | 16.54 | 17.55 | 17.55 | 15.12 | 15.12 | 15.12 | 15.12 | 13.36 | 14.16 | 17.56 | 18.22 | 18.22
| 2044 | 6.2 | 12.23 | 12.73 | 4.95 | 63.48 | 19.89 | 20.6 | 20.6 | 16.54 | 17.55 | 17.55 | 15.12 | 15.12 | 15.12 | 15.12 | 13.36 | 14.16 | 17.56 | 18.22 | 18.22
| 2045 | 6.2 | 12.23 | 12.74 | 4.95 | 62.27 | 19.89 | 20.6 | 20.6 | 16.54 | 17.55 | 17.55 | 15.12 | 15.12 | 15.12 | 15.12 | 13.36 | 14.16 | 17.56 | 18.22 | 18.22
| 2046 | 6.2 | 12.23 | 12.74 | 4.95 | 61.18 | 19.89 | 20.6 | 20.6 | 16.53 | 17.55 | 17.55 | 15.12 | 15.12 | 15.12 | 15.12 | 13.36 | 14.16 | 17.56 | 18.22 | 18.22
| 2047 | 6.16 | 12.2 | 12.63 | 4.93 | 60.19 | 20.04 | 20.77 | 20.77 | 16.62 | 17.48 | 17.48 | 15.12 | 15.12 | 15.12 | 15.12 | 13.4 | 14.21 | 17.41 | 18.1 | 18.16
| 2048 | 6.12 | 12.18 | 12.54 | 4.91 | 59.28 | 20.16 | 20.92 | 20.92 | 16.7 | 17.37 | 17.37 | 15.12 | 15.12 | 15.12 | 15.12 | 13.38 | 14.19 | 17.22 | 17.93 | 18.07
| 2049 | 6.05 | 12.1 | 12.41 | 4.93 | 58.44 | 20.19 | 20.96 | 20.96 | 16.79 | 16.91 | 16.91 | 15.12 | 15.12 | 15.12 | 15.12 | 13 | 13.78 | 16.91 | 17.64 | 17.64
| 2050 | 6.05 | 12.1 | 12.41 | 4.93 | 57.66 | 20.19 | 20.96 | 20.96 | 16.79 | 16.91 | 16.91 | 15.12 | 15.12 | 15.12 | 15.12 | 13 | 13.78 | 16.91 | 17.64 | 17.64
6 | Levelized Property Tax, $/kW-yr
| 2021 | 0 | 0 | 0 | 0 | 0 | 0 | 0 | 0 | 0 | 0 | 0 | 0 | 0 | 0 | 0 | 0 | 0 | 39.21 | 15.85 | 28.4
| 2022 | 0 | 0 | 0 | 0 | 0 | 0 | 0 | 0 | 0 | 0 | 0 | 0 | 0 | 0 | 0 | 0 | 0 | 39.21 | 15.84 | 27.4
| 2023 | 0 | 0 | 0 | 0 | 0 | 0 | 0 | 0 | 0 | 0 | 0 | 0 | 0 | 0 | 0 | 0 | 0 | 39.21 | 15.84 | 26.4
| 2024 | 0 | 0 | 0 | 0 | 0 | 0 | 0 | 0 | 0 | 0 | 0 | 0 | 0 | 0 | 0 | 0 | 0 | 38.35 | 15.87 | 25.39
| 2025 | 0 | 0 | 0 | 0 | 0 | 0 | 0 | 0 | 0 | 0 | 0 | 0 | 0 | 0 | 0 | 0 | 0 | 37.5 | 15.9 | 24.39
| 2026 | 0 | 0 | 0 | 0 | 0 | 0 | 0 | 0 | 0 | 0 | 0 | 0 | 0 | 0 | 0 | 0 | 0 | 36.64 | 15.94 | 23.39
| 2027 | 0 | 0 | 0 | 0 | 0 | 0 | 0 | 0 | 0 | 0 | 0 | 0 | 0 | 0 | 0 | 0 | 0 | 35.79 | 15.97 | 22.38
| 2028 | 0 | 0 | 0 | 0 | 0 | 0 | 0 | 0 | 0 | 0 | 0 | 0 | 0 | 0 | 0 | 0 | 0 | 34.93 | 16 | 21.38
| 2029 | 0 | 0 | 0 | 0 | 0 | 0 | 0 | 0 | 0 | 0 | 0 | 0 | 0 | 0 | 0 | 0 | 0 | 34.08 | 16.03 | 20.38
| 2030 | 0 | 0 | 0 | 0 | 0 | 0 | 0 | 0 | 0 | 0 | 0 | 0 | 0 | 0 | 0 | 0 | 0 | 33.22 | 16.06 | 19.37
| 2031 | 0 | 0 | 0 | 0 | 0 | 0 | 0 | 0 | 0 | 0 | 0 | 0 | 0 | 0 | 0 | 0 | 0 | 32.44 | 16.06 | 18.73
| 2032 | 0 | 0 | 0 | 0 | 0 | 0 | 0 | 0 | 0 | 0 | 0 | 0 | 0 | 0 | 0 | 0 | 0 | 31.68 | 16.06 | 18.43
| 2033 | 0 | 0 | 0 | 0 | 0 | 0 | 0 | 0 | 0 | 0 | 0 | 0 | 0 | 0 | 0 | 0 | 0 | 30.94 | 16.06 | 18.12
| 2034 | 0 | 0 | 0 | 0 | 0 | 0 | 0 | 0 | 0 | 0 | 0 | 0 | 0 | 0 | 0 | 0 | 0 | 30.22 | 16.06 | 17.81
| 2035 | 0 | 0 | 0 | 0 | 0 | 0 | 0 | 0 | 0 | 0 | 0 | 0 | 0 | 0 | 0 | 0 | 0 | 29.51 | 16.06 | 17.44
| 2036 | 0 | 0 | 0 | 0 | 0 | 0 | 0 | 0 | 0 | 0 | 0 | 0 | 0 | 0 | 0 | 0 | 0 | 28.82 | 16.06 | 16.86
| 2037 | 0 | 0 | 0 | 0 | 0 | 0 | 0 | 0 | 0 | 0 | 0 | 0 | 0 | 0 | 0 | 0 | 0 | 28.15 | 16.06 | 16.55
| 2038 | 0 | 0 | 0 | 0 | 0 | 0 | 0 | 0 | 0 | 0 | 0 | 0 | 0 | 0 | 0 | 0 | 0 | 27.49 | 16.06 | 16.24
| 2039 | 0 | 0 | 0 | 0 | 0 | 0 | 0 | 0 | 0 | 0 | 0 | 0 | 0 | 0 | 0 | 0 | 0 | 26.85 | 16.06 | 15.94
| 2040 | 0 | 0 | 0 | 0 | 0 | 0 | 0 | 0 | 0 | 0 | 0 | 0 | 0 | 0 | 0 | 0 | 0 | 26.22 | 16.06 | 15.69
| 2041 | 0 | 0 | 0 | 0 | 0 | 0 | 0 | 0 | 0 | 0 | 0 | 0 | 0 | 0 | 0 | 0 | 0 | 25.61 | 16.06 | 15.69
| 2042 | 0 | 0 | 0 | 0 | 0 | 0 | 0 | 0 | 0 | 0 | 0 | 0 | 0 | 0 | 0 | 0 | 0 | 25.01 | 16.06 | 15.69
| 2043 | 0 | 0 | 0 | 0 | 0 | 0 | 0 | 0 | 0 | 0 | 0 | 0 | 0 | 0 | 0 | 0 | 0 | 24.42 | 16.06 | 15.69
| 2044 | 0 | 0 | 0 | 0 | 0 | 0 | 0 | 0 | 0 | 0 | 0 | 0 | 0 | 0 | 0 | 0 | 0 | 23.85 | 16.06 | 15.69
| 2045 | 0 | 0 | 0 | 0 | 0 | 0 | 0 | 0 | 0 | 0 | 0 | 0 | 0 | 0 | 0 | 0 | 0 | 23.29 | 16.06 | 15.69
| 2046 | 0 | 0 | 0 | 0 | 0 | 0 | 0 | 0 | 0 | 0 | 0 | 0 | 0 | 0 | 0 | 0 | 0 | 22.75 | 16.06 | 15.69
| 2047 | 0 | 0 | 0 | 0 | 0 | 0 | 0 | 0 | 0 | 0 | 0 | 0 | 0 | 0 | 0 | 0 | 0 | 23.24 | 16.85 | 16.11
| 2048 | 0 | 0 | 0 | 0 | 0 | 0 | 0 | 0 | 0 | 0 | 0 | 0 | 0 | 0 | 0 | 0 | 0 | 23.74 | 17.66 | 16.63
| 2049 | 0 | 0 | 0 | 0 | 0 | 0 | 0 | 0 | 0 | 0 | 0 | 0 | 0 | 0 | 0 | 0 | 0 | 24.41 | 18.62 | 18.19
| 2050 | 0 | 0 | 0 | 0 | 0 | 0 | 0 | 0 | 0 | 0 | 0 | 0 | 0 | 0 | 0 | 0 | 0 | 23.84 | 18.62 | 18.19
7 | Passthrough Fixed Cost, $/kW-yr
| 2021 | 0 | 0 | 0 | 76.44 | 0 | 0 | 0 | 0 | 0 | 0 | 0 | 0 | 0 | 0 | 0 | 0 | 0 | 0 | 0 | 0
| 2022 | 0 | 0 | 0 | 76.44 | 0 | 0 | 0 | 0 | 0 | 0 | 0 | 0 | 0 | 0 | 0 | 0 | 0 | 0 | 0 | 0
| 2023 | 0 | 0 | 0 | 76.44 | 0 | 0 | 0 | 0 | 0 | 0 | 0 | 0 | 0 | 0 | 0 | 0 | 0 | 0 | 0 | 0
| 2024 | 0 | 0 | 0 | 76.44 | 0 | 0 | 0 | 0 | 0 | 0 | 0 | 0 | 0 | 0 | 0 | 0 | 0 | 0 | 0 | 0
| 2025 | 0 | 0 | 0 | 76.44 | 0 | 0 | 0 | 0 | 0 | 0 | 0 | 0 | 0 | 0 | 0 | 0 | 0 | 0 | 0 | 0
| 2026 | 0 | 0 | 0 | 76.44 | 0 | 0 | 0 | 0 | 0 | 0 | 0 | 0 | 0 | 0 | 0 | 0 | 0 | 0 | 0 | 0
| 2027 | 0 | 0 | 0 | 76.44 | 0 | 0 | 0 | 0 | 0 | 0 | 0 | 0 | 0 | 0 | 0 | 0 | 0 | 0 | 0 | 0
| 2028 | 0 | 0 | 0 | 76.44 | 0 | 0 | 0 | 0 | 0 | 0 | 0 | 0 | 0 | 0 | 0 | 0 | 0 | 0 | 0 | 0
| 2029 | 0 | 0 | 0 | 76.44 | 0 | 0 | 0 | 0 | 0 | 0 | 0 | 0 | 0 | 0 | 0 | 0 | 0 | 0 | 0 | 0
| 2030 | 0 | 0 | 0 | 76.44 | 0 | 0 | 0 | 0 | 0 | 0 | 0 | 0 | 0 | 0 | 0 | 0 | 0 | 0 | 0 | 0
| 2031 | 0 | 0 | 0 | 76.44 | 0 | 0 | 0 | 0 | 0 | 0 | 0 | 0 | 0 | 0 | 0 | 0 | 0 | 0 | 0 | 0
| 2032 | 0 | 0 | 0 | 76.44 | 0 | 0 | 0 | 0 | 0 | 0 | 0 | 0 | 0 | 0 | 0 | 0 | 0 | 0 | 0 | 0
| 2033 | 0 | 0 | 0 | 76.44 | 0 | 0 | 0 | 0 | 0 | 0 | 0 | 0 | 0 | 0 | 0 | 0 | 0 | 0 | 0 | 0
| 2034 | 0 | 0 | 0 | 76.44 | 0 | 0 | 0 | 0 | 0 | 0 | 0 | 0 | 0 | 0 | 0 | 0 | 0 | 0 | 0 | 0
| 2035 | 0 | 0 | 0 | 76.44 | 0 | 0 | 0 | 0 | 0 | 0 | 0 | 0 | 0 | 0 | 0 | 0 | 0 | 0 | 0 | 0
| 2036 | 0 | 0 | 0 | 76.44 | 0 | 0 | 0 | 0 | 0 | 0 | 0 | 0 | 0 | 0 | 0 | 0 | 0 | 0 | 0 | 0
| 2037 | 0 | 0 | 0 | 76.44 | 0 | 0 | 0 | 0 | 0 | 0 | 0 | 0 | 0 | 0 | 0 | 0 | 0 | 0 | 0 | 0
| 2038 | 0 | 0 | 0 | 76.44 | 0 | 0 | 0 | 0 | 0 | 0 | 0 | 0 | 0 | 0 | 0 | 0 | 0 | 0 | 0 | 0
| 2039 | 0 | 0 | 0 | 76.44 | 0 | 0 | 0 | 0 | 0 | 0 | 0 | 0 | 0 | 0 | 0 | 0 | 0 | 0 | 0 | 0
| 2040 | 0 | 0 | 0 | 76.44 | 0 | 0 | 0 | 0 | 0 | 0 | 0 | 0 | 0 | 0 | 0 | 0 | 0 | 0 | 0 | 0
| 2041 | 0 | 0 | 0 | 76.44 | 0 | 0 | 0 | 0 | 0 | 0 | 0 | 0 | 0 | 0 | 0 | 0 | 0 | 0 | 0 | 0
| 2042 | 0 | 0 | 0 | 76.44 | 0 | 0 | 0 | 0 | 0 | 0 | 0 | 0 | 0 | 0 | 0 | 0 | 0 | 0 | 0 | 0
| 2043 | 0 | 0 | 0 | 76.44 | 0 | 0 | 0 | 0 | 0 | 0 | 0 | 0 | 0 | 0 | 0 | 0 | 0 | 0 | 0 | 0
| 2044 | 0 | 0 | 0 | 76.44 | 0 | 0 | 0 | 0 | 0 | 0 | 0 | 0 | 0 | 0 | 0 | 0 | 0 | 0 | 0 | 0
| 2045 | 0 | 0 | 0 | 76.44 | 0 | 0 | 0 | 0 | 0 | 0 | 0 | 0 | 0 | 0 | 0 | 0 | 0 | 0 | 0 | 0
| 2046 | 0 | 0 | 0 | 76.44 | 0 | 0 | 0 | 0 | 0 | 0 | 0 | 0 | 0 | 0 | 0 | 0 | 0 | 0 | 0 | 0
| 2047 | 0 | 0 | 0 | 76.44 | 0 | 0 | 0 | 0 | 0 | 0 | 0 | 0 | 0 | 0 | 0 | 0 | 0 | 0 | 0 | 0
| 2048 | 0 | 0 | 0 | 76.44 | 0 | 0 | 0 | 0 | 0 | 0 | 0 | 0 | 0 | 0 | 0 | 0 | 0 | 0 | 0 | 0
| 2049 | 0 | 0 | 0 | 76.44 | 0 | 0 | 0 | 0 | 0 | 0 | 0 | 0 | 0 | 0 | 0 | 0 | 0 | 0 | 0 | 0
| 2050 | 0 | 0 | 0 | 76.44 | 0 | 0 | 0 | 0 | 0 | 0 | 0 | 0 | 0 | 0 | 0 | 0 | 0 | 0 | 0 | 0
8 | Levelized Investment Tax Credit, $/kW-yr
| 2021 | 0 | -54.92 | 0 | 0 | -149.36 | -310.35 | -466.75 | -689.84 | 0 | -37.34 | -67.21 | 0 | 0 | 0 | 0 | -67.01 | -134.74 | -148.42 | -61.75 | -110.69
| 2022 | 0 | -54.92 | 0 | 0 | -149.36 | -310.35 | -466.75 | -689.84 | 0 | -37.34 | -67.21 | 0 | 0 | 0 | 0 | -67.01 | -134.74 | -148.39 | -61.74 | -106.78
| 2023 | 0 | -49.38 | 0 | 0 | -149.97 | -265.84 | -373.37 | -507.78 | 0 | -37.47 | -67.45 | 0 | 0 | 0 | 0 | -66.59 | -133.91 | -148.95 | -61.98 | -103.29
| 2024 | 0 | -47.47 | 0 | 0 | -150.58 | -257.42 | -343.6 | -441.74 | 0 | -36.7 | -66.06 | 0 | 0 | 0 | 0 | -66.16 | -133.08 | -146.26 | -62.35 | -99.77
| 2025 | 0 | -45.56 | 0 | 0 | -151.19 | -249.64 | -319.15 | -393.93 | -157.78 | -35.95 | -64.71 | 0 | 0 | 0 | 0 | -66.41 | -133.62 | -143.56 | -62.73 | -96.22
| 2026 | 0 | -43.63 | 0 | 0 | -151.8 | -242.42 | -298.62 | -357.38 | -154.9 | -35.21 | -63.37 | 0 | 0 | 0 | 0 | -65.98 | -132.77 | -140.82 | -63.1 | -92.63
| 2027 | 0 | -41.69 | 0 | 0 | -152.41 | -235.7 | -281.08 | -328.31 | -153.64 | -34.48 | -62.07 | 0 | 0 | 0 | 0 | -66.23 | -133.3 | -138.05 | -63.48 | -89.01
| 2028 | 0 | -39.62 | 0 | 0 | -152.41 | -228.54 | -264.81 | -303.31 | -152.43 | -33.64 | -60.56 | 0 | 0 | 0 | 0 | -65.54 | -131.91 | -134.75 | -63.6 | -85.02
| 2029 | 0 | -37.56 | 0 | 0 | -152.41 | -221.82 | -250.52 | -282.34 | -151.31 | -32.82 | -59.08 | 0 | 0 | 0 | 0 | -64.85 | -130.52 | -131.46 | -63.72 | -81.03
| 2030 | 0 | -35.49 | 0 | 0 | -152.41 | -215.49 | -237.84 | -264.44 | -150.23 | -32.02 | -57.64 | 0 | 0 | 0 | 0 | -64.85 | -130.52 | -128.16 | -63.85 | -77.04
| 2031 | 0 | -33.42 | 0 | 0 | -133.85 | -209.52 | -226.5 | -248.94 | -148.83 | -31.24 | -56.24 | 0 | 0 | 0 | 0 | -64.16 | -129.13 | -125.16 | -63.85 | -74.5
| 2032 | 0 | -31.36 | 0 | 0 | -123.4 | -203.86 | -216.26 | -235.34 | -147.54 | -30.48 | -54.87 | 0 | 0 | 0 | 0 | -64.16 | -129.13 | -122.23 | -63.85 | -73.27
| 2033 | 0 | -29.29 | 0 | 0 | -116.3 | -198.5 | -206.97 | -223.29 | -146.46 | -29.74 | -53.53 | 0 | 0 | 0 | 0 | -63.47 | -127.75 | -119.37 | -63.85 | -72.05
| 2034 | 0 | -27.22 | 0 | 0 | -111 | -193.4 | -198.49 | -212.52 | -145.33 | -29.01 | -52.23 | 0 | 0 | 0 | 0 | -63.47 | -127.75 | -116.58 | -63.85 | -70.82
| 2035 | 0 | -25.16 | 0 | 0 | -106.8 | -188.54 | -190.7 | -202.81 | -144.23 | -28.31 | -50.95 | 0 | 0 | 0 | 0 | -62.78 | -126.36 | -113.86 | -63.85 | -69.34
| 2036 | 0 | -24.88 | 0 | 0 | -97.65 | -187.6 | -189.75 | -201.8 | -142.98 | -27.62 | -49.71 | 0 | 0 | 0 | 0 | -62.78 | -126.36 | -111.19 | -63.85 | -67.05
| 2037 | 0 | -24.6 | 0 | 0 | -91.64 | -186.66 | -188.8 | -200.79 | -141.74 | -26.95 | -48.5 | 0 | 0 | 0 | 0 | -62.78 | -126.36 | -108.6 | -63.85 | -65.82
| 2038 | 0 | -24.32 | 0 | 0 | -87.23 | -185.73 | -187.86 | -199.79 | -140.6 | -26.29 | -47.32 | 0 | 0 | 0 | 0 | -62.09 | -124.97 | -106.06 | -63.86 | -64.6
| 2039 | 0 | -24.04 | 0 | 0 | -83.78 | -184.8 | -186.92 | -198.79 | -139.27 | -25.65 | -46.17 | 0 | 0 | 0 | 0 | -62.09 | -124.97 | -103.58 | -63.86 | -63.37
| 2040 | 0 | -23.76 | 0 | 0 | -80.98 | -183.88 | -185.99 | -197.79 | -138.12 | -25.02 | -45.04 | 0 | 0 | 0 | 0 | -62.09 | -124.97 | -101.16 | -63.86 | -62.4
| 2041 | 0 | -23.48 | 0 | 0 | -78.62 | -182.96 | -185.06 | -196.81 | -137.09 | -24.41 | -43.94 | 0 | 0 | 0 | 0 | -62.08 | -124.96 | -98.79 | -63.86 | -62.4
| 2042 | 0 | -23.2 | 0 | 0 | -76.6 | -182.04 | -184.13 | -195.82 | -135.88 | -23.82 | -42.87 | 0 | 0 | 0 | 0 | -61.39 | -123.57 | -96.49 | -63.86 | -62.4
| 2043 | 0 | -22.91 | 0 | 0 | -74.84 | -181.14 | -183.21 | -194.85 | -134.81 | -23.24 | -41.83 | 0 | 0 | 0 | 0 | -61.39 | -123.57 | -94.23 | -63.86 | -62.4
| 2044 | 0 | -22.63 | 0 | 0 | -73.28 | -180.23 | -182.3 | -193.87 | -133.65 | -22.67 | -40.81 | 0 | 0 | 0 | 0 | -61.39 | -123.57 | -92.03 | -63.86 | -62.4
| 2045 | 0 | -22.35 | 0 | 0 | -71.89 | -179.33 | -181.39 | -192.9 | -132.41 | -22.12 | -39.82 | 0 | 0 | 0 | 0 | -61.39 | -123.57 | -89.87 | -63.86 | -62.4
| 2046 | 0 | -22.07 | 0 | 0 | -70.63 | -178.43 | -180.48 | -191.94 | -131.21 | -21.58 | -38.85 | 0 | 0 | 0 | 0 | -61.39 | -123.57 | -87.77 | -63.86 | -62.4
| 2047 | 0 | -17.2 | 0 | 0 | -69.48 | -143.92 | -146.27 | -155.55 | -103.61 | -16.89 | -30.4 | 0 | 0 | 0 | 0 | -49.85 | -100.71 | -72.91 | -54.83 | -50.37
| 2048 | 0 | -12.07 | 0 | 0 | -68.43 | -104.79 | -107.02 | -113.82 | -73.37 | -11.94 | -21.5 | 0 | 0 | 0 | 0 | -36.94 | -74.87 | -54.01 | -41.92 | -36.78
| 2049 | 0 | 0 | 0 | 0 | -67.46 | 0 | 0 | 0 | 0 | 0 | 0 | 0 | 0 | 0 | 0 | 0 | 0 | 0 | 0 | 0
| 2050 | 0 | 0 | 0 | 0 | -66.56 | 0 | 0 | 0 | 0 | 0 | 0 | 0 | 0 | 0 | 0 | 0 | 0 | 0 | 0 | 0
9 | Fixed O&M, $/kW-yr
| 2021 | 36.57 | 38.01 | 39.81 | 29.47 | 82.94 | 167.39 | 207.68 | 235.05 | 176.3 | 49.41 | 89.51 | 36.28 | 26.51 | 38.33 | 62.28 | 21.81 | 21.9 | 25.64 | 26.11 | 24.63
| 2022 | 36.57 | 38.01 | 39.81 | 29.47 | 82.94 | 167.39 | 207.68 | 235.05 | 176.3 | 49.41 | 89.51 | 36.28 | 26.51 | 38.33 | 62.28 | 21.81 | 21.9 | 25.64 | 26.11 | 24.63
| 2023 | 34.19 | 34.73 | 38.87 | 28.77 | 82.94 | 164.55 | 201.35 | 226.49 | 176.3 | 48.9 | 88.59 | 35.75 | 26.51 | 38.33 | 62.28 | 21.81 | 21.9 | 25.64 | 26.11 | 24.63
| 2024 | 32.94 | 33.55 | 37.93 | 28.08 | 82.94 | 161.71 | 195.03 | 217.93 | 176.3 | 40.37 | 73.14 | 35.22 | 26.51 | 38.33 | 62.28 | 21.81 | 21.9 | 24.88 | 26.22 | 24.49
| 2025 | 31.7 | 32.37 | 36.99 | 27.38 | 82.94 | 158.87 | 188.7 | 209.37 | 176.3 | 31.84 | 57.71 | 34.7 | 26.4 | 38.17 | 62.01 | 21.81 | 21.9 | 24.12 | 26.33 | 24.35
| 2026 | 30.47 | 31.19 | 36.05 | 26.69 | 82.94 | 156.04 | 182.37 | 200.8 | 176.3 | 30.49 | 55.25 | 34.28 | 26.18 | 37.84 | 61.49 | 21.81 | 21.9 | 23.35 | 26.45 | 24.21
| 2027 | 29.24 | 30 | 35.11 | 25.99 | 82.94 | 153.2 | 176.05 | 192.24 | 176.3 | 29.14 | 52.79 | 33.75 | 26.06 | 37.68 | 61.23 | 21.81 | 21.9 | 22.59 | 26.56 | 24.07
| 2028 | 28.02 | 28.82 | 34.17 | 25.29 | 82.94 | 150.36 | 169.72 | 183.68 | 176.3 | 27.79 | 50.33 | 33.23 | 25.95 | 37.52 | 60.96 | 21.81 | 21.9 | 21.83 | 26.67 | 23.93
| 2029 | 26.81 | 27.64 | 33.23 | 24.6 | 82.94 | 147.52 | 163.39 | 175.12 | 176.3 | 26.44 | 47.87 | 32.7 | 25.73 | 37.2 | 60.44 | 21.81 | 21.9 | 21.07 | 26.78 | 23.79
| 2030 | 25.6 | 26.45 | 32.29 | 23.9 | 82.94 | 144.68 | 157.07 | 166.56 | 176.3 | 25.08 | 45.45 | 32.28 | 25.62 | 37.03 | 60.18 | 21.81 | 21.9 | 20.3 | 26.89 | 23.64
| 2031 | 24.4 | 25.27 | 31.68 | 23.45 | 80.27 | 141.84 | 150.74 | 158 | 176.3 | 24.64 | 44.65 | 31.75 | 25.5 | 36.87 | 59.91 | 21.81 | 21.9 | 19.65 | 26.89 | 23.64
| 2032 | 23.2 | 24.09 | 31.07 | 23 | 78.77 | 139 | 144.41 | 149.44 | 176.3 | 24.2 | 43.86 | 31.23 | 25.28 | 36.55 | 59.39 | 21.81 | 21.9 | 19.02 | 26.89 | 23.64
| 2033 | 22.01 | 22.91 | 30.46 | 22.55 | 77.75 | 136.16 | 138.09 | 140.88 | 176.3 | 23.76 | 43.03 | 30.7 | 25.17 | 36.39 | 59.12 | 21.81 | 21.9 | 18.42 | 26.89 | 23.64
| 2034 | 20.82 | 21.72 | 29.86 | 22.1 | 76.99 | 133.33 | 131.76 | 132.32 | 176.3 | 23.32 | 42.24 | 30.28 | 25.06 | 36.23 | 58.86 | 21.81 | 21.9 | 17.83 | 26.89 | 23.64
| 2035 | 19.64 | 20.54 | 29.25 | 21.65 | 76.38 | 130.49 | 125.44 | 123.76 | 176.3 | 22.89 | 41.49 | 29.76 | 24.95 | 36.06 | 58.6 | 21.81 | 21.9 | 17.27 | 26.89 | 23.64
| 2036 | 19.5 | 20.38 | 28.64 | 21.2 | 75.07 | 130.49 | 125.44 | 123.76 | 176.3 | 22.45 | 40.66 | 29.44 | 24.72 | 35.74 | 58.07 | 21.81 | 21.9 | 16.73 | 26.89 | 23.64
| 2037 | 19.35 | 20.22 | 28.03 | 20.75 | 74.2 | 130.49 | 125.44 | 123.76 | 176.3 | 22.01 | 39.87 | 29.23 | 24.61 | 35.58 | 57.81 | 21.81 | 21.9 | 16.21 | 26.89 | 23.64
| 2038 | 19.21 | 20.06 | 27.42 | 20.3 | 73.57 | 130.49 | 125.44 | 123.76 | 176.3 | 21.57 | 39.07 | 29.02 | 24.5 | 35.42 | 57.55 | 21.81 | 21.9 | 15.7 | 26.89 | 23.64
| 2039 | 19.07 | 19.9 | 26.81 | 19.85 | 73.08 | 130.49 | 125.44 | 123.76 | 176.3 | 21.13 | 38.28 | 28.71 | 24.27 | 35.09 | 57.02 | 21.81 | 21.9 | 15.22 | 26.89 | 23.64
| 2040 | 18.92 | 19.74 | 26.2 | 19.4 | 72.67 | 130.49 | 125.44 | 123.76 | 176.3 | 20.69 | 37.45 | 28.49 | 24.16 | 34.93 | 56.76 | 21.81 | 21.9 | 14.75 | 26.89 | 23.64
| 2041 | 18.78 | 19.58 | 25.59 | 18.95 | 72.33 | 130.49 | 125.44 | 123.76 | 176.3 | 20.25 | 36.66 | 28.18 | 24.05 | 34.77 | 56.5 | 21.81 | 21.9 | 14.3 | 26.89 | 23.64
| 2042 | 18.64 | 19.42 | 24.99 | 18.5 | 72.04 | 130.49 | 125.44 | 123.76 | 176.3 | 19.81 | 35.91 | 27.97 | 23.83 | 34.45 | 55.97 | 21.81 | 21.9 | 13.86 | 26.89 | 23.64
| 2043 | 18.5 | 19.26 | 24.38 | 18.05 | 71.79 | 130.49 | 125.44 | 123.76 | 176.3 | 19.37 | 35.11 | 27.76 | 23.71 | 34.29 | 55.71 | 21.81 | 21.9 | 13.44 | 26.89 | 23.64
| 2044 | 18.36 | 19.1 | 23.77 | 17.59 | 71.57 | 130.49 | 125.44 | 123.76 | 176.3 | 18.93 | 34.29 | 27.44 | 23.6 | 34.12 | 55.45 | 21.81 | 21.9 | 13.04 | 26.89 | 23.64
| 2045 | 18.21 | 18.94 | 23.16 | 17.14 | 71.37 | 130.49 | 125.44 | 123.76 | 176.3 | 18.49 | 33.49 | 27.23 | 23.38 | 33.8 | 54.92 | 21.81 | 21.9 | 12.65 | 26.89 | 23.64
| 2046 | 18.07 | 18.78 | 22.55 | 16.69 | 71.19 | 130.49 | 125.44 | 123.76 | 176.3 | 18.05 | 32.7 | 26.92 | 23.27 | 33.64 | 54.66 | 21.81 | 21.9 | 12.27 | 26.89 | 23.64
| 2047 | 17.93 | 18.62 | 21.94 | 16.24 | 71.02 | 130.49 | 125.44 | 123.76 | 176.3 | 17.61 | 31.91 | 26.71 | 23.16 | 33.48 | 54.39 | 21.92 | 21.99 | 11.91 | 26.89 | 23.64
| 2048 | 17.79 | 18.45 | 21.33 | 15.79 | 70.87 | 130.49 | 125.44 | 123.76 | 176.3 | 17.17 | 31.08 | 26.39 | 22.93 | 33.15 | 53.87 | 22.02 | 22.07 | 11.56 | 26.89 | 23.64
| 2049 | 17.65 | 18.29 | 20.73 | 15.34 | 70.73 | 130.49 | 125.44 | 123.76 | 176.3 | 16.73 | 30.29 | 26.18 | 22.82 | 32.99 | 53.61 | 22.17 | 22.19 | 11.22 | 26.89 | 23.64
| 2050 | 17.51 | 18.13 | 20.12 | 14.89 | 70.6 | 130.49 | 125.44 | 123.76 | 176.3 | 16.29 | 29.53 | 25.97 | 22.71 | 32.83 | 53.34 | 22.17 | 22.19 | 10.89 | 26.89 | 23.64
10 | Periodic Replacement & Augmentation, $/kW-yr
| 2021 | 0 | 0 | 0 | 0 | 0 | 0 | 0 | 0 | 0 | 0 | 0 | 0 | 0 | 0 | 0 | 0 | 0 | 0 | 0 | 0
| 2022 | 0 | 0 | 0 | 0 | 0 | 0 | 0 | 0 | 0 | 0 | 0 | 0 | 0 | 0 | 0 | 0 | 0 | 0 | 0 | 0
| 2023 | 0 | 0 | 0 | 0 | 0 | 0 | 0 | 0 | 0 | 0 | 0 | 0 | 0 | 0 | 0 | 0 | 0 | 0 | 0 | 0
| 2024 | 0 | 0 | 0 | 0 | 0 | 0 | 0 | 0 | 0 | 0 | 0 | 0 | 0 | 0 | 0 | 0 | 0 | 0 | 0 | 0
| 2025 | 0 | 0 | 0 | 0 | 0 | 0 | 0 | 0 | 0 | 0 | 0 | 0 | 0 | 0 | 0 | 0 | 0 | 0 | 0 | 0
| 2026 | 0 | 0 | 0 | 0 | 0 | 0 | 0 | 0 | 0 | 0 | 0 | 0 | 0 | 0 | 0 | 0 | 0 | 0 | 0 | 0
| 2027 | 0 | 0 | 0 | 0 | 0 | 0 | 0 | 0 | 0 | 0 | 0 | 0 | 0 | 0 | 0 | 0 | 0 | 0 | 0 | 0
| 2028 | 0 | 0 | 0 | 0 | 0 | 0 | 0 | 0 | 0 | 0 | 0 | 0 | 0 | 0 | 0 | 0 | 0 | 0 | 0 | 0
| 2029 | 0 | 0 | 0 | 0 | 0 | 0 | 0 | 0 | 0 | 0 | 0 | 0 | 0 | 0 | 0 | 0 | 0 | 0 | 0 | 0
| 2030 | 0 | 0 | 0 | 0 | 0 | 0 | 0 | 0 | 0 | 0 | 0 | 0 | 0 | 0 | 0 | 0 | 0 | 0 | 0 | 0
| 2031 | 0 | 0 | 0 | 0 | 0 | 0 | 0 | 0 | 0 | 0 | 0 | 0 | 0 | 0 | 0 | 0 | 0 | 0 | 0 | 0
| 2032 | 0 | 0 | 0 | 0 | 0 | 0 | 0 | 0 | 0 | 0 | 0 | 0 | 0 | 0 | 0 | 0 | 0 | 0 | 0 | 0
| 2033 | 0 | 0 | 0 | 0 | 0 | 0 | 0 | 0 | 0 | 0 | 0 | 0 | 0 | 0 | 0 | 0 | 0 | 0 | 0 | 0
| 2034 | 0 | 0 | 0 | 0 | 0 | 0 | 0 | 0 | 0 | 0 | 0 | 0 | 0 | 0 | 0 | 0 | 0 | 0 | 0 | 0
| 2035 | 0 | 0 | 0 | 0 | 0 | 0 | 0 | 0 | 0 | 0 | 0 | 0 | 0 | 0 | 0 | 0 | 0 | 0 | 0 | 0
| 2036 | 0 | 0 | 0 | 0 | 0 | 0 | 0 | 0 | 0 | 0 | 0 | 0 | 0 | 0 | 0 | 0 | 0 | 0 | 0 | 0
| 2037 | 0 | 0 | 0 | 0 | 0 | 0 | 0 | 0 | 0 | 0 | 0 | 0 | 0 | 0 | 0 | 0 | 0 | 0 | 0 | 0
| 2038 | 0 | 0 | 0 | 0 | 0 | 0 | 0 | 0 | 0 | 0 | 0 | 0 | 0 | 0 | 0 | 0 | 0 | 0 | 0 | 0
| 2039 | 0 | 0 | 0 | 0 | 0 | 0 | 0 | 0 | 0 | 0 | 0 | 0 | 0 | 0 | 0 | 0 | 0 | 0 | 0 | 0
| 2040 | 0 | 0 | 0 | 0 | 0 | 0 | 0 | 0 | 0 | 0 | 0 | 0 | 0 | 0 | 0 | 0 | 0 | 0 | 0 | 0
| 2041 | 0 | 0 | 0 | 0 | 0 | 0 | 0 | 0 | 0 | 0 | 0 | 0 | 0 | 0 | 0 | 0 | 0 | 0 | 0 | 0
| 2042 | 0 | 0 | 0 | 0 | 0 | 0 | 0 | 0 | 0 | 0 | 0 | 0 | 0 | 0 | 0 | 0 | 0 | 0 | 0 | 0
| 2043 | 0 | 0 | 0 | 0 | 0 | 0 | 0 | 0 | 0 | 0 | 0 | 0 | 0 | 0 | 0 | 0 | 0 | 0 | 0 | 0
| 2044 | 0 | 0 | 0 | 0 | 0 | 0 | 0 | 0 | 0 | 0 | 0 | 0 | 0 | 0 | 0 | 0 | 0 | 0 | 0 | 0
| 2045 | 0 | 0 | 0 | 0 | 0 | 0 | 0 | 0 | 0 | 0 | 0 | 0 | 0 | 0 | 0 | 0 | 0 | 0 | 0 | 0
| 2046 | 0 | 0 | 0 | 0 | 0 | 0 | 0 | 0 | 0 | 0 | 0 | 0 | 0 | 0 | 0 | 0 | 0 | 0 | 0 | 0
| 2047 | 0 | 0 | 0 | 0 | 0 | 0 | 0 | 0 | 0 | 0 | 0 | 0 | 0 | 0 | 0 | 0 | 0 | 0 | 0 | 0
| 2048 | 0 | 0 | 0 | 0 | 0 | 0 | 0 | 0 | 0 | 0 | 0 | 0 | 0 | 0 | 0 | 0 | 0 | 0 | 0 | 0
| 2049 | 0 | 0 | 0 | 0 | 0 | 0 | 0 | 0 | 0 | 0 | 0 | 0 | 0 | 0 | 0 | 0 | 0 | 0 | 0 | 0
| 2050 | 0 | 0 | 0 | 0 | 0 | 0 | 0 | 0 | 0 | 0 | 0 | 0 | 0 | 0 | 0 | 0 | 0 | 0 | 0 | 0
11 | Variable O&M, $/MWh
| 2021 | 0 | 0 | 0 | 0 | 0 | 0 | 0 | 0 | 5.25 | 0 | 0 | 2.17 | 5.06 | 5.29 | 6.4 | 0.58 | 0.58 | 0 | 0 | 0
| 2022 | 0 | 0 | 0 | 0 | 0 | 0 | 0 | 0 | 5.25 | 0 | 0 | 2.17 | 5.06 | 5.29 | 6.4 | 0.58 | 0.58 | 0 | 0 | 0
| 2023 | 0 | 0 | 0 | 0 | 0 | 0 | 0 | 0 | 5.25 | 0 | 0 | 2.15 | 5.06 | 5.29 | 6.4 | 0.58 | 0.58 | 0 | 0 | 0
| 2024 | 0 | 0 | 0 | 0 | 0 | 0 | 0 | 0 | 5.25 | 0 | 0 | 2.13 | 5.06 | 5.29 | 6.4 | 0.58 | 0.58 | 0 | 0 | 0
| 2025 | 0 | 0 | 0 | 0 | 0 | 0 | 0 | 0 | 5.25 | 0 | 0 | 2.1 | 5.06 | 5.29 | 6.4 | 0.58 | 0.58 | 0 | 0 | 0
| 2026 | 0 | 0 | 0 | 0 | 0 | 0 | 0 | 0 | 5.25 | 0 | 0 | 2.08 | 5.06 | 5.29 | 6.4 | 0.58 | 0.58 | 0 | 0 | 0
| 2027 | 0 | 0 | 0 | 0 | 0 | 0 | 0 | 0 | 5.25 | 0 | 0 | 2.06 | 5.06 | 5.29 | 6.4 | 0.58 | 0.58 | 0 | 0 | 0
| 2028 | 0 | 0 | 0 | 0 | 0 | 0 | 0 | 0 | 5.25 | 0 | 0 | 2.04 | 5.06 | 5.29 | 6.4 | 0.58 | 0.58 | 0 | 0 | 0
| 2029 | 0 | 0 | 0 | 0 | 0 | 0 | 0 | 0 | 5.25 | 0 | 0 | 2.02 | 5.06 | 5.29 | 6.4 | 0.58 | 0.58 | 0 | 0 | 0
| 2030 | 0 | 0 | 0 | 0 | 0 | 0 | 0 | 0 | 5.25 | 0 | 0 | 2 | 5.06 | 5.29 | 6.4 | 0.58 | 0.58 | 0 | 0 | 0
| 2031 | 0 | 0 | 0 | 0 | 0 | 0 | 0 | 0 | 5.25 | 0 | 0 | 1.98 | 5.06 | 5.29 | 6.4 | 0.58 | 0.58 | 0 | 0 | 0
| 2032 | 0 | 0 | 0 | 0 | 0 | 0 | 0 | 0 | 5.25 | 0 | 0 | 1.95 | 5.06 | 5.29 | 6.4 | 0.58 | 0.58 | 0 | 0 | 0
| 2033 | 0 | 0 | 0 | 0 | 0 | 0 | 0 | 0 | 5.25 | 0 | 0 | 1.93 | 5.06 | 5.29 | 6.4 | 0.58 | 0.58 | 0 | 0 | 0
| 2034 | 0 | 0 | 0 | 0 | 0 | 0 | 0 | 0 | 5.25 | 0 | 0 | 1.91 | 5.06 | 5.29 | 6.4 | 0.58 | 0.58 | 0 | 0 | 0
| 2035 | 0 | 0 | 0 | 0 | 0 | 0 | 0 | 0 | 5.25 | 0 | 0 | 1.89 | 5.06 | 5.29 | 6.4 | 0.58 | 0.58 | 0 | 0 | 0
| 2036 | 0 | 0 | 0 | 0 | 0 | 0 | 0 | 0 | 5.25 | 0 | 0 | 1.88 | 5.06 | 5.29 | 6.4 | 0.58 | 0.58 | 0 | 0 | 0
| 2037 | 0 | 0 | 0 | 0 | 0 | 0 | 0 | 0 | 5.25 | 0 | 0 | 1.87 | 5.06 | 5.29 | 6.4 | 0.58 | 0.58 | 0 | 0 | 0
| 2038 | 0 | 0 | 0 | 0 | 0 | 0 | 0 | 0 | 5.25 | 0 | 0 | 1.85 | 5.06 | 5.29 | 6.4 | 0.58 | 0.58 | 0 | 0 | 0
| 2039 | 0 | 0 | 0 | 0 | 0 | 0 | 0 | 0 | 5.25 | 0 | 0 | 1.84 | 5.06 | 5.29 | 6.4 | 0.58 | 0.58 | 0 | 0 | 0
| 2040 | 0 | 0 | 0 | 0 | 0 | 0 | 0 | 0 | 5.25 | 0 | 0 | 1.83 | 5.06 | 5.29 | 6.4 | 0.58 | 0.58 | 0 | 0 | 0
| 2041 | 0 | 0 | 0 | 0 | 0 | 0 | 0 | 0 | 5.25 | 0 | 0 | 1.82 | 5.06 | 5.29 | 6.4 | 0.58 | 0.58 | 0 | 0 | 0
| 2042 | 0 | 0 | 0 | 0 | 0 | 0 | 0 | 0 | 5.25 | 0 | 0 | 1.8 | 5.06 | 5.29 | 6.4 | 0.58 | 0.58 | 0 | 0 | 0
| 2043 | 0 | 0 | 0 | 0 | 0 | 0 | 0 | 0 | 5.25 | 0 | 0 | 1.79 | 5.06 | 5.29 | 6.4 | 0.58 | 0.58 | 0 | 0 | 0
| 2044 | 0 | 0 | 0 | 0 | 0 | 0 | 0 | 0 | 5.25 | 0 | 0 | 1.78 | 5.06 | 5.29 | 6.4 | 0.58 | 0.58 | 0 | 0 | 0
| 2045 | 0 | 0 | 0 | 0 | 0 | 0 | 0 | 0 | 5.25 | 0 | 0 | 1.76 | 5.06 | 5.29 | 6.4 | 0.58 | 0.58 | 0 | 0 | 0
| 2046 | 0 | 0 | 0 | 0 | 0 | 0 | 0 | 0 | 5.25 | 0 | 0 | 1.75 | 5.06 | 5.29 | 6.4 | 0.58 | 0.58 | 0 | 0 | 0
| 2047 | 0 | 0 | 0 | 0 | 0 | 0 | 0 | 0 | 5.25 | 0 | 0 | 1.74 | 5.06 | 5.29 | 6.4 | 0.58 | 0.58 | 0 | 0 | 0
| 2048 | 0 | 0 | 0 | 0 | 0 | 0 | 0 | 0 | 5.25 | 0 | 0 | 1.73 | 5.06 | 5.29 | 6.4 | 0.58 | 0.58 | 0 | 0 | 0
| 2049 | 0 | 0 | 0 | 0 | 0 | 0 | 0 | 0 | 5.25 | 0 | 0 | 1.71 | 5.06 | 5.29 | 6.4 | 0.58 | 0.58 | 0 | 0 | 0
| 2050 | 0 | 0 | 0 | 0 | 0 | 0 | 0 | 0 | 5.25 | 0 | 0 | 1.7 | 5.06 | 5.29 | 6.4 | 0.58 | 0.58 | 0 | 0 | 0
12 | Fuel Cost, $/MWh
| 2021 | 0 | 0 | 0 | 0 | 0 | 0 | 0 | 0 | 73.58 | 0 | 0 | 19.09 | 29.72 | 27.37 | 24.89 | 0 | 0 | 0 | 0 | 0
| 2022 | 0 | 0 | 0 | 0 | 0 | 0 | 0 | 0 | 73.58 | 0 | 0 | 19.09 | 29.72 | 27.37 | 24.89 | 0 | 0 | 0 | 0 | 0
| 2023 | 0 | 0 | 0 | 0 | 0 | 0 | 0 | 0 | 73.58 | 0 | 0 | 19 | 29.72 | 27.37 | 24.89 | 0 | 0 | 0 | 0 | 0
| 2024 | 0 | 0 | 0 | 0 | 0 | 0 | 0 | 0 | 73.58 | 0 | 0 | 18.9 | 29.72 | 27.37 | 24.89 | 0 | 0 | 0 | 0 | 0
| 2025 | 0 | 0 | 0 | 0 | 0 | 0 | 0 | 0 | 73.58 | 0 | 0 | 18.81 | 29.72 | 27.37 | 24.89 | 0 | 0 | 0 | 0 | 0
| 2026 | 0 | 0 | 0 | 0 | 0 | 0 | 0 | 0 | 73.58 | 0 | 0 | 18.71 | 29.72 | 27.37 | 24.89 | 0 | 0 | 0 | 0 | 0
| 2027 | 0 | 0 | 0 | 0 | 0 | 0 | 0 | 0 | 73.58 | 0 | 0 | 18.62 | 29.72 | 27.37 | 24.89 | 0 | 0 | 0 | 0 | 0
| 2028 | 0 | 0 | 0 | 0 | 0 | 0 | 0 | 0 | 73.58 | 0 | 0 | 18.53 | 29.72 | 27.37 | 24.89 | 0 | 0 | 0 | 0 | 0
| 2029 | 0 | 0 | 0 | 0 | 0 | 0 | 0 | 0 | 73.58 | 0 | 0 | 18.43 | 29.72 | 27.37 | 24.89 | 0 | 0 | 0 | 0 | 0
| 2030 | 0 | 0 | 0 | 0 | 0 | 0 | 0 | 0 | 73.58 | 0 | 0 | 18.34 | 29.72 | 27.37 | 24.89 | 0 | 0 | 0 | 0 | 0
| 2031 | 0 | 0 | 0 | 0 | 0 | 0 | 0 | 0 | 73.58 | 0 | 0 | 18.24 | 29.72 | 27.37 | 24.89 | 0 | 0 | 0 | 0 | 0
| 2032 | 0 | 0 | 0 | 0 | 0 | 0 | 0 | 0 | 73.58 | 0 | 0 | 18.15 | 29.72 | 27.37 | 24.89 | 0 | 0 | 0 | 0 | 0
| 2033 | 0 | 0 | 0 | 0 | 0 | 0 | 0 | 0 | 73.58 | 0 | 0 | 18.05 | 29.72 | 27.37 | 24.89 | 0 | 0 | 0 | 0 | 0
| 2034 | 0 | 0 | 0 | 0 | 0 | 0 | 0 | 0 | 73.58 | 0 | 0 | 17.96 | 29.72 | 27.37 | 24.89 | 0 | 0 | 0 | 0 | 0
| 2035 | 0 | 0 | 0 | 0 | 0 | 0 | 0 | 0 | 73.58 | 0 | 0 | 17.87 | 29.72 | 27.37 | 24.89 | 0 | 0 | 0 | 0 | 0
| 2036 | 0 | 0 | 0 | 0 | 0 | 0 | 0 | 0 | 73.58 | 0 | 0 | 17.87 | 29.72 | 27.37 | 24.89 | 0 | 0 | 0 | 0 | 0
| 2037 | 0 | 0 | 0 | 0 | 0 | 0 | 0 | 0 | 73.58 | 0 | 0 | 17.87 | 29.72 | 27.37 | 24.89 | 0 | 0 | 0 | 0 | 0
| 2038 | 0 | 0 | 0 | 0 | 0 | 0 | 0 | 0 | 73.58 | 0 | 0 | 17.87 | 29.72 | 27.37 | 24.89 | 0 | 0 | 0 | 0 | 0
| 2039 | 0 | 0 | 0 | 0 | 0 | 0 | 0 | 0 | 73.58 | 0 | 0 | 17.87 | 29.72 | 27.37 | 24.89 | 0 | 0 | 0 | 0 | 0
| 2040 | 0 | 0 | 0 | 0 | 0 | 0 | 0 | 0 | 73.58 | 0 | 0 | 17.87 | 29.72 | 27.37 | 24.89 | 0 | 0 | 0 | 0 | 0
| 2041 | 0 | 0 | 0 | 0 | 0 | 0 | 0 | 0 | 73.58 | 0 | 0 | 17.87 | 29.72 | 27.37 | 24.89 | 0 | 0 | 0 | 0 | 0
| 2042 | 0 | 0 | 0 | 0 | 0 | 0 | 0 | 0 | 73.58 | 0 | 0 | 17.87 | 29.72 | 27.37 | 24.89 | 0 | 0 | 0 | 0 | 0
| 2043 | 0 | 0 | 0 | 0 | 0 | 0 | 0 | 0 | 73.58 | 0 | 0 | 17.87 | 29.72 | 27.37 | 24.89 | 0 | 0 | 0 | 0 | 0
| 2044 | 0 | 0 | 0 | 0 | 0 | 0 | 0 | 0 | 73.58 | 0 | 0 | 17.87 | 29.72 | 27.37 | 24.89 | 0 | 0 | 0 | 0 | 0
| 2045 | 0 | 0 | 0 | 0 | 0 | 0 | 0 | 0 | 73.58 | 0 | 0 | 17.87 | 29.72 | 27.37 | 24.89 | 0 | 0 | 0 | 0 | 0
| 2046 | 0 | 0 | 0 | 0 | 0 | 0 | 0 | 0 | 73.58 | 0 | 0 | 17.87 | 29.72 | 27.37 | 24.89 | 0 | 0 | 0 | 0 | 0
| 2047 | 0 | 0 | 0 | 0 | 0 | 0 | 0 | 0 | 73.58 | 0 | 0 | 17.87 | 29.72 | 27.37 | 24.89 | 0 | 0 | 0 | 0 | 0
| 2048 | 0 | 0 | 0 | 0 | 0 | 0 | 0 | 0 | 73.58 | 0 | 0 | 17.87 | 29.72 | 27.37 | 24.89 | 0 | 0 | 0 | 0 | 0
| 2049 | 0 | 0 | 0 | 0 | 0 | 0 | 0 | 0 | 73.58 | 0 | 0 | 17.87 | 29.72 | 27.37 | 24.89 | 0 | 0 | 0 | 0 | 0
| 2050 | 0 | 0 | 0 | 0 | 0 | 0 | 0 | 0 | 73.58 | 0 | 0 | 17.87 | 29.72 | 27.37 | 24.89 | 0 | 0 | 0 | 0 | 0
13 | Levelized Production Tax Credit, $/MWh
| 2021 | -18.14 | 0 | -16.74 | -16.12 | 0 | 0 | 0 | 0 | 0 | 0 | 0 | 0 | 0 | 0 | 0 | 0 | 0 | 0 | 0 | 0
| 2022 | -18.14 | 0 | -16.74 | -16.12 | 0 | 0 | 0 | 0 | 0 | 0 | 0 | 0 | 0 | 0 | 0 | 0 | 0 | 0 | 0 | 0
| 2023 | -18.25 | 0 | -16.83 | -16.21 | 0 | 0 | 0 | 0 | 0 | 0 | 0 | 0 | 0 | 0 | 0 | 0 | 0 | 0 | 0 | 0
| 2024 | -18.18 | 0 | -16.72 | -16.1 | 0 | 0 | 0 | 0 | 0 | 0 | 0 | 0 | 0 | 0 | 0 | 0 | 0 | 0 | 0 | 0
| 2025 | -18.1 | 0 | -16.61 | -15.99 | 0 | 0 | 0 | 0 | 0 | 0 | 0 | 0 | 0 | 0 | 0 | 0 | 0 | 0 | 0 | 0
| 2026 | -18.02 | 0 | -16.56 | -15.95 | 0 | 0 | 0 | 0 | 0 | 0 | 0 | 0 | 0 | 0 | 0 | 0 | 0 | 0 | 0 | 0
| 2027 | -17.94 | 0 | -16.52 | -15.91 | 0 | 0 | 0 | 0 | 0 | 0 | 0 | 0 | 0 | 0 | 0 | 0 | 0 | 0 | 0 | 0
| 2028 | -17.86 | 0 | -16.47 | -15.87 | 0 | 0 | 0 | 0 | 0 | 0 | 0 | 0 | 0 | 0 | 0 | 0 | 0 | 0 | 0 | 0
| 2029 | -17.77 | 0 | -16.43 | -15.82 | 0 | 0 | 0 | 0 | 0 | 0 | 0 | 0 | 0 | 0 | 0 | 0 | 0 | 0 | 0 | 0
| 2030 | -17.69 | 0 | -16.38 | -15.78 | 0 | 0 | 0 | 0 | 0 | 0 | 0 | 0 | 0 | 0 | 0 | 0 | 0 | 0 | 0 | 0
| 2031 | -17.59 | 0 | -16.37 | -15.76 | 0 | 0 | 0 | 0 | 0 | 0 | 0 | 0 | 0 | 0 | 0 | 0 | 0 | 0 | 0 | 0
| 2032 | -17.5 | 0 | -16.35 | -15.75 | 0 | 0 | 0 | 0 | 0 | 0 | 0 | 0 | 0 | 0 | 0 | 0 | 0 | 0 | 0 | 0
| 2033 | -17.4 | 0 | -16.33 | -15.73 | 0 | 0 | 0 | 0 | 0 | 0 | 0 | 0 | 0 | 0 | 0 | 0 | 0 | 0 | 0 | 0
| 2034 | -17.3 | 0 | -16.32 | -15.71 | 0 | 0 | 0 | 0 | 0 | 0 | 0 | 0 | 0 | 0 | 0 | 0 | 0 | 0 | 0 | 0
| 2035 | -17.19 | 0 | -16.3 | -15.7 | 0 | 0 | 0 | 0 | 0 | 0 | 0 | 0 | 0 | 0 | 0 | 0 | 0 | 0 | 0 | 0
| 2036 | -17.16 | 0 | -16.28 | -15.68 | 0 | 0 | 0 | 0 | 0 | 0 | 0 | 0 | 0 | 0 | 0 | 0 | 0 | 0 | 0 | 0
| 2037 | -17.13 | 0 | -16.26 | -15.66 | 0 | 0 | 0 | 0 | 0 | 0 | 0 | 0 | 0 | 0 | 0 | 0 | 0 | 0 | 0 | 0
| 2038 | -17.1 | 0 | -16.25 | -15.65 | 0 | 0 | 0 | 0 | 0 | 0 | 0 | 0 | 0 | 0 | 0 | 0 | 0 | 0 | 0 | 0
| 2039 | -17.07 | 0 | -16.23 | -15.63 | 0 | 0 | 0 | 0 | 0 | 0 | 0 | 0 | 0 | 0 | 0 | 0 | 0 | 0 | 0 | 0
| 2040 | -17.04 | 0 | -16.21 | -15.61 | 0 | 0 | 0 | 0 | 0 | 0 | 0 | 0 | 0 | 0 | 0 | 0 | 0 | 0 | 0 | 0
| 2041 | -17 | 0 | -16.19 | -15.6 | 0 | 0 | 0 | 0 | 0 | 0 | 0 | 0 | 0 | 0 | 0 | 0 | 0 | 0 | 0 | 0
| 2042 | -16.97 | 0 | -16.17 | -15.58 | 0 | 0 | 0 | 0 | 0 | 0 | 0 | 0 | 0 | 0 | 0 | 0 | 0 | 0 | 0 | 0
| 2043 | -16.94 | 0 | -16.16 | -15.56 | 0 | 0 | 0 | 0 | 0 | 0 | 0 | 0 | 0 | 0 | 0 | 0 | 0 | 0 | 0 | 0
| 2044 | -16.91 | 0 | -16.14 | -15.54 | 0 | 0 | 0 | 0 | 0 | 0 | 0 | 0 | 0 | 0 | 0 | 0 | 0 | 0 | 0 | 0
| 2045 | -16.87 | 0 | -16.12 | -15.52 | 0 | 0 | 0 | 0 | 0 | 0 | 0 | 0 | 0 | 0 | 0 | 0 | 0 | 0 | 0 | 0
| 2046 | -16.84 | 0 | -16.1 | -15.51 | 0 | 0 | 0 | 0 | 0 | 0 | 0 | 0 | 0 | 0 | 0 | 0 | 0 | 0 | 0 | 0
| 2047 | -12.99 | 0 | -12.42 | -11.96 | 0 | 0 | 0 | 0 | 0 | 0 | 0 | 0 | 0 | 0 | 0 | 0 | 0 | 0 | 0 | 0
| 2048 | -9.02 | 0 | -8.62 | -8.3 | 0 | 0 | 0 | 0 | 0 | 0 | 0 | 0 | 0 | 0 | 0 | 0 | 0 | 0 | 0 | 0
| 2049 | 0 | 0 | 0 | 0 | 0 | 0 | 0 | 0 | 0 | 0 | 0 | 0 | 0 | 0 | 0 | 0 | 0 | 0 | 0 | 0
| 2050 | 0 | 0 | 0 | 0 | 0 | 0 | 0 | 0 | 0 | 0 | 0 | 0 | 0 | 0 | 0 | 0 | 0 | 0 | 0 | 0
14 | Levelized Fixed Cost, $/kW-yr
| 2021 | 129.5 | 145.71 | 145.46 | 201.72 | 430.88 | 571.59 | 779.21 | 1069.51 | 594.42 | 124.56 | 211.25 | 155.58 | 119.65 | 181.51 | 277.89 | 123.53 | 208.06 | 317.64 | 154.95 | 241.75
| 2022 | 129.5 | 145.71 | 145.46 | 201.72 | 430.88 | 571.59 | 779.21 | 1069.51 | 594.42 | 124.56 | 211.25 | 155.58 | 119.65 | 181.51 | 277.89 | 123.53 | 208.06 | 317.68 | 154.97 | 234.69
| 2023 | 134.96 | 134.05 | 145.47 | 201.83 | 438.75 | 599.5 | 788.59 | 1017.31 | 592.44 | 125.7 | 213.09 | 153.95 | 119.65 | 181.51 | 277.89 | 125.25 | 211.64 | 323.34 | 157.63 | 231.87
| 2024 | 130.73 | 130.7 | 143.21 | 199.58 | 446.63 | 591.49 | 748.35 | 923.03 | 589.64 | 117.32 | 197.69 | 152.32 | 119.65 | 181.51 | 277.89 | 126.92 | 215.12 | 321.97 | 160.61 | 228.6
| 2025 | 126.52 | 127.25 | 140.92 | 197.32 | 454.51 | 583.94 | 714.52 | 853.2 | 429.26 | 108.91 | 182.26 | 150.7 | 118.92 | 180.33 | 276.03 | 129.51 | 220.4 | 320.36 | 163.6 | 225.03
| 2026 | 120.2 | 120.37 | 137 | 193.65 | 451.92 | 563.26 | 669.57 | 779.55 | 422.39 | 105.47 | 176.11 | 146.65 | 116.06 | 175.89 | 269.24 | 126.58 | 215.44 | 310.94 | 163.15 | 216.26
| 2027 | 114.24 | 113.76 | 133.3 | 190.18 | 449.66 | 544.15 | 630.55 | 719.47 | 417.71 | 102.15 | 170.17 | 142.62 | 113.39 | 171.73 | 262.9 | 124.81 | 212.72 | 301.83 | 162.8 | 207.72
| 2028 | 109.51 | 109.04 | 130.34 | 187.5 | 449.66 | 529.92 | 599.03 | 672.27 | 416.38 | 99.44 | 165.27 | 141.04 | 112.69 | 170.59 | 261.1 | 123.88 | 210.87 | 294.81 | 163.13 | 200.17
| 2029 | 104.9 | 104.31 | 127.43 | 184.87 | 449.66 | 516.38 | 570.56 | 631.28 | 415.15 | 96.77 | 160.43 | 139.46 | 111.87 | 169.29 | 259.05 | 122.94 | 209.03 | 287.78 | 163.47 | 192.61
| 2030 | 100.41 | 99.58 | 124.58 | 182.3 | 449.66 | 503.46 | 544.57 | 595.02 | 413.96 | 94.13 | 155.69 | 137.99 | 111.17 | 168.15 | 257.25 | 122.94 | 209.03 | 280.76 | 163.8 | 185.06
| 2031 | 96.02 | 94.85 | 122.05 | 179.98 | 402.33 | 491.1 | 520.63 | 562.44 | 412.42 | 92.44 | 152.63 | 136.41 | 110.46 | 167.02 | 255.46 | 122.01 | 207.19 | 274.42 | 163.8 | 180.33
| 2032 | 91.74 | 90.12 | 119.58 | 177.71 | 375.69 | 479.23 | 498.4 | 532.8 | 411 | 90.77 | 149.63 | 134.83 | 109.64 | 165.7 | 253.38 | 122.01 | 207.19 | 268.24 | 163.8 | 178.05
| 2033 | 87.56 | 85.39 | 117.15 | 175.49 | 357.58 | 467.83 | 477.63 | 505.55 | 409.8 | 89.13 | 146.65 | 133.25 | 108.93 | 164.57 | 251.59 | 121.08 | 205.35 | 262.21 | 163.8 | 175.77
| 2034 | 83.48 | 80.66 | 114.76 | 173.31 | 344.06 | 456.83 | 458.1 | 480.26 | 408.55 | 87.53 | 143.76 | 131.77 | 108.23 | 163.43 | 249.8 | 121.08 | 205.35 | 256.33 | 163.8 | 173.5
| 2035 | 79.5 | 75.94 | 112.42 | 171.17 | 333.36 | 446.22 | 439.65 | 456.61 | 407.34 | 85.95 | 140.95 | 130.2 | 107.52 | 162.29 | 248 | 120.14 | 203.51 | 250.6 | 163.79 | 170.74
| 2036 | 77.3 | 75.29 | 110.12 | 169.08 | 310.03 | 444.74 | 438.18 | 455.05 | 405.95 | 84.4 | 138.13 | 129.09 | 106.7 | 160.98 | 245.93 | 120.14 | 203.51 | 245.01 | 163.79 | 166.48
| 2037 | 75.18 | 74.65 | 107.86 | 167.02 | 294.69 | 443.27 | 436.72 | 453.5 | 404.57 | 82.87 | 135.39 | 128.09 | 106 | 159.84 | 244.14 | 120.14 | 203.51 | 239.55 | 163.79 | 164.2
| 2038 | 73.13 | 74.01 | 105.64 | 165.01 | 283.45 | 441.81 | 435.26 | 451.95 | 403.3 | 81.38 | 132.69 | 127.09 | 105.29 | 158.71 | 242.34 | 119.21 | 201.67 | 234.23 | 163.79 | 161.92
| 2039 | 71.16 | 73.37 | 103.47 | 163.03 | 274.67 | 440.35 | 433.82 | 450.41 | 401.82 | 79.9 | 130.04 | 125.99 | 104.48 | 157.41 | 240.29 | 119.21 | 201.67 | 229.04 | 163.79 | 159.64
| 2040 | 69.27 | 72.73 | 101.33 | 161.09 | 267.51 | 438.9 | 432.38 | 448.88 | 400.53 | 78.46 | 127.4 | 124.99 | 103.76 | 156.26 | 238.47 | 119.21 | 201.67 | 223.98 | 163.79 | 157.85
| 2041 | 67.44 | 72.09 | 99.22 | 159.18 | 261.51 | 437.45 | 430.95 | 447.36 | 399.38 | 77.04 | 124.84 | 123.88 | 103.06 | 155.12 | 236.68 | 119.21 | 201.68 | 219.05 | 163.79 | 157.85
| 2042 | 65.68 | 71.45 | 97.16 | 157.31 | 256.36 | 436.02 | 429.52 | 445.84 | 398.01 | 75.64 | 122.36 | 122.88 | 102.24 | 153.82 | 234.62 | 118.28 | 199.84 | 214.23 | 163.78 | 157.85
| 2043 | 63.98 | 70.8 | 95.13 | 155.48 | 251.87 | 434.59 | 428.1 | 444.33 | 396.81 | 74.27 | 119.89 | 121.88 | 101.54 | 152.68 | 232.83 | 118.28 | 199.84 | 209.53 | 163.78 | 157.85
| 2044 | 62.34 | 70.16 | 93.13 | 153.68 | 247.89 | 433.17 | 426.69 | 442.83 | 395.5 | 72.91 | 117.42 | 120.78 | 100.84 | 151.55 | 231.04 | 118.28 | 199.84 | 204.95 | 163.78 | 157.85
| 2045 | 60.76 | 69.52 | 91.17 | 151.91 | 244.33 | 431.75 | 425.29 | 441.34 | 394.11 | 71.58 | 115.03 | 119.78 | 100.01 | 150.23 | 228.96 | 118.28 | 199.84 | 200.49 | 163.78 | 157.85
| 2046 | 59.24 | 68.88 | 89.25 | 150.18 | 241.12 | 430.35 | 423.89 | 439.85 | 392.75 | 70.28 | 112.67 | 118.67 | 99.31 | 149.1 | 227.17 | 118.28 | 199.84 | 196.13 | 163.78 | 157.85
| 2047 | 57.43 | 72.67 | 86.75 | 148.14 | 238.19 | 465.96 | 459.81 | 478.04 | 419.76 | 72.83 | 117.34 | 117.68 | 98.6 | 147.96 | 225.38 | 128.76 | 220.58 | 203.62 | 172.46 | 169.77
| 2048 | 55.75 | 76.73 | 84.4 | 146.26 | 235.51 | 505.76 | 500.16 | 520.94 | 449.1 | 75.56 | 122.29 | 116.57 | 97.79 | 146.66 | 223.32 | 141.59 | 246.14 | 214.76 | 184.41 | 182.98
| 2049 | 53.96 | 87.41 | 81.91 | 144.79 | 233.04 | 609.04 | 605.75 | 633.23 | 521.57 | 83.97 | 137.81 | 115.57 | 97.08 | 145.51 | 221.51 | 174.25 | 312.39 | 260.02 | 224.34 | 217.01
| 2050 | 52.65 | 86.5 | 80.11 | 143.17 | 230.76 | 606.75 | 603.45 | 630.79 | 517.48 | 82.31 | 134.84 | 114.57 | 96.37 | 144.37 | 219.71 | 174.25 | 312.39 | 254.27 | 224.34 | 217.01
15 | Levelized Fixed Cost w/ PTC, $/kW-yr
| 2021 | 75.73 | 145.71 | 103.21 | 148.58 | 430.88 | 571.59 | 779.21 | 1069.51 | 594.42 | 124.56 | 211.25 | 155.58 | 119.65 | 181.51 | 277.89 | 123.53 | 208.06 | 317.64 | 154.95 | 241.75
| 2022 | 75.73 | 145.71 | 103.21 | 148.58 | 430.88 | 571.59 | 779.21 | 1069.51 | 594.42 | 124.56 | 211.25 | 155.58 | 119.65 | 181.51 | 277.89 | 123.53 | 208.06 | 317.68 | 154.97 | 234.69
| 2023 | 80.86 | 134.05 | 102.99 | 148.39 | 438.75 | 599.5 | 788.59 | 1017.31 | 592.44 | 125.7 | 213.09 | 153.95 | 119.65 | 181.51 | 277.89 | 125.25 | 211.64 | 323.34 | 157.63 | 231.87
| 2024 | 76.86 | 130.7 | 101 | 146.49 | 446.63 | 591.49 | 748.35 | 923.03 | 589.64 | 117.32 | 197.69 | 152.32 | 119.65 | 181.51 | 277.89 | 126.92 | 215.12 | 321.97 | 160.61 | 228.6
| 2025 | 72.88 | 127.25 | 99 | 144.59 | 454.51 | 583.94 | 714.52 | 853.2 | 429.26 | 108.91 | 182.26 | 150.7 | 118.92 | 180.33 | 276.03 | 129.51 | 220.4 | 320.36 | 163.6 | 225.03
| 2026 | 66.8 | 120.37 | 95.19 | 141.06 | 451.92 | 563.26 | 669.57 | 779.55 | 422.39 | 105.47 | 176.11 | 146.65 | 116.06 | 175.89 | 269.24 | 126.58 | 215.44 | 310.94 | 163.15 | 216.26
| 2027 | 61.09 | 113.76 | 91.6 | 137.73 | 449.66 | 544.15 | 630.55 | 719.47 | 417.71 | 102.15 | 170.17 | 142.62 | 113.39 | 171.73 | 262.9 | 124.81 | 212.72 | 301.83 | 162.8 | 207.72
| 2028 | 56.62 | 109.04 | 88.75 | 135.2 | 449.66 | 529.92 | 599.03 | 672.27 | 416.38 | 99.44 | 165.27 | 141.04 | 112.69 | 170.59 | 261.1 | 123.88 | 210.87 | 294.81 | 163.13 | 200.17
| 2029 | 52.28 | 104.31 | 85.96 | 132.71 | 449.66 | 516.38 | 570.56 | 631.28 | 415.15 | 96.77 | 160.43 | 139.46 | 111.87 | 169.29 | 259.05 | 122.94 | 209.03 | 287.78 | 163.47 | 192.61
| 2030 | 48.06 | 99.58 | 83.22 | 130.28 | 449.66 | 503.46 | 544.57 | 595.02 | 413.96 | 94.13 | 155.69 | 137.99 | 111.17 | 168.15 | 257.25 | 122.94 | 209.03 | 280.76 | 163.8 | 185.06
| 2031 | 43.96 | 94.85 | 80.74 | 128.02 | 402.33 | 491.1 | 520.63 | 562.44 | 412.42 | 92.44 | 152.63 | 136.41 | 110.46 | 167.02 | 255.46 | 122.01 | 207.19 | 274.42 | 163.8 | 180.33
| 2032 | 39.97 | 90.12 | 78.3 | 125.8 | 375.69 | 479.23 | 498.4 | 532.8 | 411 | 90.77 | 149.63 | 134.83 | 109.64 | 165.7 | 253.38 | 122.01 | 207.19 | 268.24 | 163.8 | 178.05
| 2033 | 36.1 | 85.39 | 75.92 | 123.63 | 357.58 | 467.83 | 477.63 | 505.55 | 409.8 | 89.13 | 146.65 | 133.25 | 108.93 | 164.57 | 251.59 | 121.08 | 205.35 | 262.21 | 163.8 | 175.77
| 2034 | 32.34 | 80.66 | 73.57 | 121.51 | 344.06 | 456.83 | 458.1 | 480.26 | 408.55 | 87.53 | 143.76 | 131.77 | 108.23 | 163.43 | 249.8 | 121.08 | 205.35 | 256.33 | 163.8 | 173.5
| 2035 | 28.68 | 75.94 | 71.27 | 119.43 | 333.36 | 446.22 | 439.65 | 456.61 | 407.34 | 85.95 | 140.95 | 130.2 | 107.52 | 162.29 | 248 | 120.14 | 203.51 | 250.6 | 163.79 | 170.74
| 2036 | 26.58 | 75.29 | 69.02 | 117.38 | 310.03 | 444.74 | 438.18 | 455.05 | 405.95 | 84.4 | 138.13 | 129.09 | 106.7 | 160.98 | 245.93 | 120.14 | 203.51 | 245.01 | 163.79 | 166.48
| 2037 | 24.55 | 74.65 | 66.8 | 115.38 | 294.69 | 443.27 | 436.72 | 453.5 | 404.57 | 82.87 | 135.39 | 128.09 | 106 | 159.84 | 244.14 | 120.14 | 203.51 | 239.55 | 163.79 | 164.2
| 2038 | 22.61 | 74.01 | 64.63 | 113.42 | 283.45 | 441.81 | 435.26 | 451.95 | 403.3 | 81.38 | 132.69 | 127.09 | 105.29 | 158.71 | 242.34 | 119.21 | 201.67 | 234.23 | 163.79 | 161.92
| 2039 | 20.74 | 73.37 | 62.5 | 111.5 | 274.67 | 440.35 | 433.82 | 450.41 | 401.82 | 79.9 | 130.04 | 125.99 | 104.48 | 157.41 | 240.29 | 119.21 | 201.67 | 229.04 | 163.79 | 159.64
| 2040 | 18.94 | 72.73 | 60.4 | 109.62 | 267.51 | 438.9 | 432.38 | 448.88 | 400.53 | 78.46 | 127.4 | 124.99 | 103.76 | 156.26 | 238.47 | 119.21 | 201.67 | 223.98 | 163.79 | 157.85
| 2041 | 17.21 | 72.09 | 58.35 | 107.77 | 261.51 | 437.45 | 430.95 | 447.36 | 399.38 | 77.04 | 124.84 | 123.88 | 103.06 | 155.12 | 236.68 | 119.21 | 201.68 | 219.05 | 163.79 | 157.85
| 2042 | 15.55 | 71.45 | 56.33 | 105.96 | 256.36 | 436.02 | 429.52 | 445.84 | 398.01 | 75.64 | 122.36 | 122.88 | 102.24 | 153.82 | 234.62 | 118.28 | 199.84 | 214.23 | 163.78 | 157.85
| 2043 | 13.95 | 70.8 | 54.34 | 104.18 | 251.87 | 434.59 | 428.1 | 444.33 | 396.81 | 74.27 | 119.89 | 121.88 | 101.54 | 152.68 | 232.83 | 118.28 | 199.84 | 209.53 | 163.78 | 157.85
| 2044 | 12.42 | 70.16 | 52.39 | 102.44 | 247.89 | 433.17 | 426.69 | 442.83 | 395.5 | 72.91 | 117.42 | 120.78 | 100.84 | 151.55 | 231.04 | 118.28 | 199.84 | 204.95 | 163.78 | 157.85
| 2045 | 10.94 | 69.52 | 50.48 | 100.73 | 244.33 | 431.75 | 425.29 | 441.34 | 394.11 | 71.58 | 115.03 | 119.78 | 100.01 | 150.23 | 228.96 | 118.28 | 199.84 | 200.49 | 163.78 | 157.85
| 2046 | 9.52 | 68.88 | 48.6 | 99.06 | 241.12 | 430.35 | 423.89 | 439.85 | 392.75 | 70.28 | 112.67 | 118.67 | 99.31 | 149.1 | 227.17 | 118.28 | 199.84 | 196.13 | 163.78 | 157.85
| 2047 | 19.02 | 72.67 | 55.39 | 108.7 | 238.19 | 465.96 | 459.81 | 478.04 | 419.76 | 72.83 | 117.34 | 117.68 | 98.6 | 147.96 | 225.38 | 128.76 | 220.58 | 203.62 | 172.46 | 169.77
| 2048 | 29.02 | 76.73 | 62.65 | 118.9 | 235.51 | 505.76 | 500.16 | 520.94 | 449.1 | 75.56 | 122.29 | 116.57 | 97.79 | 146.66 | 223.32 | 141.59 | 246.14 | 214.76 | 184.41 | 182.98
| 2049 | 53.96 | 87.41 | 81.91 | 144.79 | 233.04 | 609.04 | 605.75 | 633.23 | 521.57 | 83.97 | 137.81 | 115.57 | 97.08 | 145.51 | 221.51 | 174.25 | 312.39 | 260.02 | 224.34 | 217.01
| 2050 | 52.65 | 86.5 | 80.11 | 143.17 | 230.76 | 606.75 | 603.45 | 630.79 | 517.48 | 82.31 | 134.84 | 114.57 | 96.37 | 144.37 | 219.71 | 174.25 | 312.39 | 254.27 | 224.34 | 217.01
16 | Levelized Cost of Electricity, $/MWh
| 2021 | 25.55 | 66.67 | 40.88 | 45.07 | 105.96 | 81.56 | 111.19 | 152.61 | 191.92 | 85.31 | 144.69 | 44.94 | 171.37 | 239.87 | 348.51 | 69.56 | 116.3 | 241.73 | 353.76 | 275.97
| 2022 | 25.55 | 66.67 | 40.88 | 45.07 | 105.96 | 81.56 | 111.19 | 152.61 | 191.92 | 85.31 | 144.69 | 44.94 | 171.37 | 239.87 | 348.51 | 69.56 | 116.3 | 241.76 | 353.81 | 267.91
| 2023 | 27.27 | 61.33 | 40.79 | 45.01 | 107.9 | 85.55 | 112.53 | 145.16 | 191.54 | 86.1 | 145.96 | 44.58 | 171.37 | 239.87 | 348.51 | 70.51 | 118.29 | 246.07 | 359.88 | 264.69
| 2024 | 25.93 | 59.8 | 40.01 | 44.44 | 109.84 | 84.4 | 106.79 | 131.71 | 191.01 | 80.36 | 135.41 | 44.21 | 171.37 | 239.87 | 348.51 | 71.45 | 120.23 | 245.03 | 366.69 | 260.96
| 2025 | 24.59 | 58.22 | 39.21 | 43.86 | 111.78 | 83.32 | 101.96 | 121.75 | 160.49 | 74.59 | 124.83 | 43.84 | 170.53 | 238.52 | 346.38 | 72.89 | 123.16 | 243.81 | 373.51 | 256.88
| 2026 | 22.55 | 55.07 | 37.71 | 42.79 | 111.14 | 80.37 | 95.54 | 111.24 | 159.18 | 72.24 | 120.62 | 43.12 | 167.26 | 233.44 | 338.63 | 71.26 | 120.4 | 236.64 | 372.49 | 246.88
| 2027 | 20.62 | 52.05 | 36.28 | 41.78 | 110.58 | 77.65 | 89.98 | 102.66 | 158.29 | 69.97 | 116.55 | 42.39 | 164.22 | 228.7 | 331.39 | 70.27 | 118.89 | 229.7 | 371.68 | 237.13
| 2028 | 19.12 | 49.89 | 35.16 | 41.01 | 110.58 | 75.62 | 85.48 | 95.93 | 158.04 | 68.11 | 113.2 | 42.03 | 163.41 | 227.4 | 329.35 | 69.75 | 117.86 | 224.36 | 372.45 | 228.5
| 2029 | 17.66 | 47.72 | 34.05 | 40.26 | 110.58 | 73.68 | 81.42 | 90.08 | 157.81 | 66.28 | 109.89 | 41.68 | 162.48 | 225.92 | 327 | 69.23 | 116.84 | 219.01 | 373.21 | 219.88
| 2030 | 16.24 | 45.56 | 32.96 | 39.52 | 110.58 | 71.84 | 77.71 | 84.91 | 157.58 | 64.47 | 106.64 | 41.34 | 161.68 | 224.62 | 324.95 | 69.23 | 116.84 | 213.67 | 373.97 | 211.25
| 2031 | 14.86 | 43.4 | 31.98 | 38.83 | 98.94 | 70.08 | 74.29 | 80.26 | 157.29 | 63.31 | 104.54 | 40.99 | 160.87 | 223.32 | 322.91 | 68.71 | 115.82 | 208.84 | 373.97 | 205.86
| 2032 | 13.51 | 41.23 | 31.02 | 38.16 | 92.39 | 68.38 | 71.12 | 76.03 | 157.02 | 62.17 | 102.49 | 40.62 | 159.93 | 221.82 | 320.54 | 68.71 | 115.82 | 204.14 | 373.97 | 203.26
| 2033 | 12.21 | 39.07 | 30.07 | 37.5 | 87.94 | 66.76 | 68.16 | 72.14 | 156.79 | 61.05 | 100.45 | 40.27 | 159.13 | 220.52 | 318.49 | 68.18 | 114.79 | 199.55 | 373.96 | 200.66
| 2034 | 10.94 | 36.91 | 29.14 | 36.86 | 84.61 | 65.19 | 65.37 | 68.53 | 156.55 | 59.95 | 98.47 | 39.92 | 158.32 | 219.23 | 316.44 | 68.18 | 114.79 | 195.08 | 373.96 | 198.06
| 2035 | 9.7 | 34.74 | 28.23 | 36.23 | 81.98 | 63.67 | 62.74 | 65.16 | 156.32 | 58.87 | 96.54 | 39.57 | 157.52 | 217.93 | 314.39 | 67.66 | 113.77 | 190.71 | 373.96 | 194.9
| 2036 | 8.99 | 34.45 | 27.34 | 35.61 | 76.24 | 63.46 | 62.53 | 64.93 | 156.06 | 57.81 | 94.61 | 39.39 | 156.58 | 216.43 | 312.03 | 67.66 | 113.77 | 186.46 | 373.96 | 190.04
| 2037 | 8.31 | 34.16 | 26.46 | 35 | 72.47 | 63.25 | 62.32 | 64.71 | 155.79 | 56.76 | 92.73 | 39.23 | 155.78 | 215.13 | 309.98 | 67.66 | 113.77 | 182.31 | 373.95 | 187.44
| 2038 | 7.65 | 33.86 | 25.6 | 34.4 | 69.71 | 63.04 | 62.11 | 64.49 | 155.55 | 55.74 | 90.88 | 39.06 | 154.97 | 213.83 | 307.93 | 67.14 | 112.75 | 178.26 | 373.95 | 184.84
| 2039 | 7.02 | 33.57 | 24.76 | 33.82 | 67.55 | 62.84 | 61.9 | 64.27 | 155.27 | 54.73 | 89.07 | 38.88 | 154.04 | 212.35 | 305.58 | 67.14 | 112.75 | 174.31 | 373.95 | 182.24
| 2040 | 6.41 | 33.27 | 23.93 | 33.25 | 65.79 | 62.63 | 61.7 | 64.05 | 155.03 | 53.74 | 87.26 | 38.72 | 153.23 | 211.04 | 303.52 | 67.14 | 112.75 | 170.46 | 373.94 | 180.19
| 2041 | 5.83 | 32.98 | 23.11 | 32.69 | 64.31 | 62.42 | 61.49 | 63.84 | 154.81 | 52.76 | 85.51 | 38.54 | 152.42 | 209.74 | 301.47 | 67.14 | 112.75 | 166.7 | 373.94 | 180.19
| 2042 | 5.26 | 32.69 | 22.31 | 32.14 | 63.05 | 62.22 | 61.29 | 63.62 | 154.55 | 51.81 | 83.81 | 38.37 | 151.49 | 208.26 | 299.12 | 66.62 | 111.73 | 163.04 | 373.94 | 180.19
| 2043 | 4.72 | 32.39 | 21.53 | 31.6 | 61.94 | 62.01 | 61.09 | 63.4 | 154.32 | 50.87 | 82.12 | 38.21 | 150.69 | 206.96 | 297.07 | 66.62 | 111.73 | 159.46 | 373.93 | 180.19
| 2044 | 4.2 | 32.1 | 20.75 | 31.07 | 60.96 | 61.81 | 60.89 | 63.19 | 154.07 | 49.94 | 80.42 | 38.03 | 149.88 | 205.66 | 295.03 | 66.62 | 111.73 | 155.98 | 373.93 | 180.19
| 2045 | 3.7 | 31.81 | 20 | 30.55 | 60.09 | 61.61 | 60.69 | 62.98 | 153.8 | 49.03 | 78.79 | 37.86 | 148.94 | 204.16 | 292.66 | 66.62 | 111.73 | 152.58 | 373.93 | 180.19
| 2046 | 3.22 | 31.51 | 19.25 | 30.05 | 59.3 | 61.41 | 60.49 | 62.76 | 153.55 | 48.13 | 77.17 | 37.68 | 148.14 | 202.86 | 290.61 | 66.62 | 111.73 | 149.26 | 373.93 | 180.19
| 2047 | 6.43 | 33.2 | 21.94 | 32.97 | 58.58 | 66.49 | 65.61 | 68.21 | 158.68 | 49.89 | 80.37 | 37.52 | 147.34 | 201.57 | 288.56 | 72.12 | 122.73 | 154.96 | 393.75 | 193.8
| 2048 | 9.79 | 34.98 | 24.82 | 36.07 | 57.92 | 72.17 | 71.37 | 74.34 | 164.27 | 51.75 | 83.76 | 37.34 | 146.4 | 200.08 | 286.22 | 78.89 | 136.37 | 163.44 | 421.04 | 208.88
| 2049 | 18.04 | 39.61 | 32.45 | 43.92 | 57.31 | 86.91 | 86.44 | 90.36 | 178.05 | 57.52 | 94.39 | 37.17 | 145.59 | 198.77 | 284.15 | 96.3 | 172.02 | 197.88 | 512.19 | 247.72
| 2050 | 17.6 | 39.19 | 31.73 | 43.43 | 56.75 | 86.58 | 86.11 | 90.01 | 177.28 | 56.38 | 92.36 | 37 | 144.79 | 197.47 | 282.1 | 96.3 | 172.02 | 193.51 | 512.19 | 247.72

## Draft 2025 I&A - Mid
Year-by-Year Levelized Resource Costs, Real $2022
All values hard-coded by macro
|  | Utility-Scale Solar | Distributed Solar | Onshore Wind | Out-of-State Wind | Offshore Wind | Geothermal | Near-Field EGS | Deep EGS | Biomass | Li-ion Battery (4-hr) | Li-ion Battery (8-hr) | Gas CCGT | Gas CT - Frame | Gas CT - Aero | Reciprocating Engine | PHS - Existing Reservoir | PHS - New Reservoir | Generic LDES (12-hr) | Generic LDES (24-hr) | Generic LDES (100-hr)
| Technology | Solar | Solar | Wind | Wind | Wind | Geothermal | Geothermal | Geothermal | Biopower | Li-ion Battery | Li-ion Battery | Gas | Gas | Gas | Gas | Pumped Storage Hydropower | Pumped Storage Hydropower | Flow Battery | Thermal Storage | Long-Duration Energy Storage
| Type | Utility PV | Commercial PV | Onshore | Onshore | Offshore | Hydro - Binary | EGS - NF - Binary | EGS - Deep - Binary | Dedicated | Utility Standalone | Utility Standalone | CCGT - F Class | CT - Frame - F Class | CT - Aeroderivative | Reciprocating | Existing Reservoir | New Reservoir | Vanadium | n/a | CPUC Adjusted
| Cost Class | n/a | n/a | n/a | n/a | 12 | n/a | n/a | n/a | n/a | n/a | n/a | n/a | n/a | n/a | n/a | 3 | 8 | n/a | n/a | n/a
| Storage Duration (hr) | [9 empty] | 4 | 8 |  |  |  |  | 12 | 12 | 12 | 24 | 100
| State | CA | CA | CA | NM | CA | CA | CA | CA | CA | CA | CA | CA | CA | CA | CA | CA | CA | CA | CA | CA
| ITC/PTC | PTC | ITC | PTC | PTC | ITC | ITC | ITC | ITC | ITC | ITC | ITC | None | None | None | None | ITC | ITC | ITC | ITC | ITC
| IRA Tax Credit Scenario | Bonus | Bonus | Bonus | Bonus | Bonus | Bonus | Bonus | Bonus | Bonus | Bonus | Bonus | Bonus | Bonus | Bonus | Bonus | Bonus | Bonus | Bonus | Bonus | Bonus
| Capital Cost Initial Value Source | Custom | ATB | Custom | Custom | ATB | ATB | ATB | ATB | ATB | Custom | Custom | ATB | ATB | ATB | ATB | ATB | ATB | ATB | ATB | ATB
| Capital Cost Trajectory Source | Custom | ATB | Custom | Custom | ATB | ATB | ATB | ATB | ATB | Custom | Custom | ATB | ATB | ATB | ATB | ATB | ATB | ATB | ATB | ATB
| Capital Cost Trajectory Scenario | Mid | Mid | Mid | Mid | Mid | Mid | Mid | Mid | Mid | Mid | Mid | Mid | Mid | Mid | Mid | Mid | Mid | Mid | Mid | Mid
| O&M Cost Trajectory Scenario | Mid | Mid | Mid | Mid | Mid | Mid | Mid | Mid | Mid | Mid | Mid | Mid | Mid | Mid | Mid | Mid | Mid | Mid | Mid | Mid
| Financing Data Source | Custom | Custom | Custom | Custom | Custom | Custom | Custom | Custom | Custom | Custom | Custom | Custom | Custom | Custom | Custom | Custom | Custom | Custom | Custom | Custom
| Financing Trajectory Scenario | Mid | Mid | Mid | Mid | Mid | Mid | Mid | Mid | Mid | Mid | Mid | Mid | Mid | Mid | Mid | Mid | Mid | Mid | Mid | Mid
< Expand for Resource Settings >
1 | Capacity Factor, %
| 2021 | 35.61% | 26.26% | 28.82% | 37.63% | 46.42% | 80% | 80% | 80% | 60% | 16.67% | 16.67% | 75% | 10% | 10% | 10% | 20.83% | 20.83% | 15% | 5% | 10%
| 2022 | 35.61% | 26.26% | 28.82% | 37.63% | 46.42% | 80% | 80% | 80% | 60% | 16.67% | 16.67% | 75% | 10% | 10% | 10% | 20.83% | 20.83% | 15% | 5% | 10%
| 2023 | 35.61% | 26.26% | 28.82% | 37.63% | 46.42% | 80% | 80% | 80% | 60% | 16.67% | 16.67% | 75% | 10% | 10% | 10% | 20.83% | 20.83% | 15% | 5% | 10%
| 2024 | 35.61% | 26.26% | 28.82% | 37.63% | 46.42% | 80% | 80% | 80% | 60% | 16.67% | 16.67% | 75% | 10% | 10% | 10% | 20.83% | 20.83% | 15% | 5% | 10%
| 2025 | 35.61% | 26.26% | 28.82% | 37.63% | 46.42% | 80% | 80% | 80% | 60% | 16.67% | 16.67% | 75% | 10% | 10% | 10% | 20.83% | 20.83% | 15% | 5% | 10%
| 2026 | 35.61% | 26.26% | 28.82% | 37.63% | 46.42% | 80% | 80% | 80% | 60% | 16.67% | 16.67% | 75% | 10% | 10% | 10% | 20.83% | 20.83% | 15% | 5% | 10%
| 2027 | 35.61% | 26.26% | 28.82% | 37.63% | 46.42% | 80% | 80% | 80% | 60% | 16.67% | 16.67% | 75% | 10% | 10% | 10% | 20.83% | 20.83% | 15% | 5% | 10%
| 2028 | 35.61% | 26.26% | 28.82% | 37.63% | 46.42% | 80% | 80% | 80% | 60% | 16.67% | 16.67% | 75% | 10% | 10% | 10% | 20.83% | 20.83% | 15% | 5% | 10%
| 2029 | 35.61% | 26.26% | 28.82% | 37.63% | 46.42% | 80% | 80% | 80% | 60% | 16.67% | 16.67% | 75% | 10% | 10% | 10% | 20.83% | 20.83% | 15% | 5% | 10%
| 2030 | 35.61% | 26.26% | 28.82% | 37.63% | 46.42% | 80% | 80% | 80% | 60% | 16.67% | 16.67% | 75% | 10% | 10% | 10% | 20.83% | 20.83% | 15% | 5% | 10%
| 2031 | 35.61% | 26.26% | 28.82% | 37.63% | 46.42% | 80% | 80% | 80% | 60% | 16.67% | 16.67% | 75% | 10% | 10% | 10% | 20.83% | 20.83% | 15% | 5% | 10%
| 2032 | 35.61% | 26.26% | 28.82% | 37.63% | 46.42% | 80% | 80% | 80% | 60% | 16.67% | 16.67% | 75% | 10% | 10% | 10% | 20.83% | 20.83% | 15% | 5% | 10%
| 2033 | 35.61% | 26.26% | 28.82% | 37.63% | 46.42% | 80% | 80% | 80% | 60% | 16.67% | 16.67% | 75% | 10% | 10% | 10% | 20.83% | 20.83% | 15% | 5% | 10%
| 2034 | 35.61% | 26.26% | 28.82% | 37.63% | 46.42% | 80% | 80% | 80% | 60% | 16.67% | 16.67% | 75% | 10% | 10% | 10% | 20.83% | 20.83% | 15% | 5% | 10%
| 2035 | 35.61% | 26.26% | 28.82% | 37.63% | 46.42% | 80% | 80% | 80% | 60% | 16.67% | 16.67% | 75% | 10% | 10% | 10% | 20.83% | 20.83% | 15% | 5% | 10%
| 2036 | 35.61% | 26.26% | 28.82% | 37.63% | 46.42% | 80% | 80% | 80% | 60% | 16.67% | 16.67% | 75% | 10% | 10% | 10% | 20.83% | 20.83% | 15% | 5% | 10%
| 2037 | 35.61% | 26.26% | 28.82% | 37.63% | 46.42% | 80% | 80% | 80% | 60% | 16.67% | 16.67% | 75% | 10% | 10% | 10% | 20.83% | 20.83% | 15% | 5% | 10%
| 2038 | 35.61% | 26.26% | 28.82% | 37.63% | 46.42% | 80% | 80% | 80% | 60% | 16.67% | 16.67% | 75% | 10% | 10% | 10% | 20.83% | 20.83% | 15% | 5% | 10%
| 2039 | 35.61% | 26.26% | 28.82% | 37.63% | 46.42% | 80% | 80% | 80% | 60% | 16.67% | 16.67% | 75% | 10% | 10% | 10% | 20.83% | 20.83% | 15% | 5% | 10%
| 2040 | 35.61% | 26.26% | 28.82% | 37.63% | 46.42% | 80% | 80% | 80% | 60% | 16.67% | 16.67% | 75% | 10% | 10% | 10% | 20.83% | 20.83% | 15% | 5% | 10%
| 2041 | 35.61% | 26.26% | 28.82% | 37.63% | 46.42% | 80% | 80% | 80% | 60% | 16.67% | 16.67% | 75% | 10% | 10% | 10% | 20.83% | 20.83% | 15% | 5% | 10%
| 2042 | 35.61% | 26.26% | 28.82% | 37.63% | 46.42% | 80% | 80% | 80% | 60% | 16.67% | 16.67% | 75% | 10% | 10% | 10% | 20.83% | 20.83% | 15% | 5% | 10%
| 2043 | 35.61% | 26.26% | 28.82% | 37.63% | 46.42% | 80% | 80% | 80% | 60% | 16.67% | 16.67% | 75% | 10% | 10% | 10% | 20.83% | 20.83% | 15% | 5% | 10%
| 2044 | 35.61% | 26.26% | 28.82% | 37.63% | 46.42% | 80% | 80% | 80% | 60% | 16.67% | 16.67% | 75% | 10% | 10% | 10% | 20.83% | 20.83% | 15% | 5% | 10%
| 2045 | 35.61% | 26.26% | 28.82% | 37.63% | 46.42% | 80% | 80% | 80% | 60% | 16.67% | 16.67% | 75% | 10% | 10% | 10% | 20.83% | 20.83% | 15% | 5% | 10%
| 2046 | 35.61% | 26.26% | 28.82% | 37.63% | 46.42% | 80% | 80% | 80% | 60% | 16.67% | 16.67% | 75% | 10% | 10% | 10% | 20.83% | 20.83% | 15% | 5% | 10%
| 2047 | 35.61% | 26.26% | 28.82% | 37.63% | 46.42% | 80% | 80% | 80% | 60% | 16.67% | 16.67% | 75% | 10% | 10% | 10% | 20.83% | 20.83% | 15% | 5% | 10%
| 2048 | 35.61% | 26.26% | 28.82% | 37.63% | 46.42% | 80% | 80% | 80% | 60% | 16.67% | 16.67% | 75% | 10% | 10% | 10% | 20.83% | 20.83% | 15% | 5% | 10%
| 2049 | 35.61% | 26.26% | 28.82% | 37.63% | 46.42% | 80% | 80% | 80% | 60% | 16.67% | 16.67% | 75% | 10% | 10% | 10% | 20.83% | 20.83% | 15% | 5% | 10%
| 2050 | 35.61% | 26.26% | 28.82% | 37.63% | 46.42% | 80% | 80% | 80% | 60% | 16.67% | 16.67% | 75% | 10% | 10% | 10% | 20.83% | 20.83% | 15% | 5% | 10%
2 | Nominal After-Tax WACC (%)
| 2021 | 7.016% | 7.019% | 6.948% | 7.009% | 9.187% | 8.863% | 9.294% | 9.294% | 8.979% | 8.774% | 8.774% | 7.031% | 7.031% | 7.031% | 7.031% | 8.758% | 9.18% | 8.763% | 9.185% | 9.185%
| 2022 | 7.016% | 7.019% | 6.948% | 7.009% | 9.187% | 8.863% | 9.294% | 9.294% | 8.979% | 8.774% | 8.774% | 7.031% | 7.031% | 7.031% | 7.031% | 8.758% | 9.18% | 8.762% | 9.185% | 9.185%
| 2023 | 7.022% | 7.019% | 6.957% | 7.021% | 9.187% | 8.764% | 9.187% | 9.187% | 8.979% | 8.774% | 8.774% | 7.031% | 7.031% | 7.031% | 7.031% | 8.758% | 9.18% | 8.762% | 9.185% | 9.185%
| 2024 | 7.018% | 7.019% | 6.946% | 7.007% | 9.187% | 8.764% | 9.187% | 9.187% | 8.979% | 8.774% | 8.774% | 7.031% | 7.031% | 7.031% | 7.031% | 8.758% | 9.18% | 8.762% | 9.185% | 9.185%
| 2025 | 7.013% | 7.019% | 6.934% | 6.991% | 9.187% | 8.764% | 9.187% | 9.187% | 8.809% | 8.774% | 8.774% | 7.031% | 7.031% | 7.031% | 7.031% | 8.758% | 9.18% | 8.762% | 9.185% | 9.185%
| 2026 | 6.846% | 6.85% | 6.817% | 6.868% | 9.023% | 8.6% | 9.023% | 9.023% | 8.631% | 8.607% | 8.607% | 6.855% | 6.855% | 6.855% | 6.855% | 8.595% | 9.017% | 8.599% | 9.021% | 9.022%
| 2027 | 6.686% | 6.681% | 6.705% | 6.75% | 8.858% | 8.436% | 8.858% | 8.858% | 8.454% | 8.44% | 8.44% | 6.679% | 6.679% | 6.679% | 6.679% | 8.433% | 8.855% | 8.435% | 8.858% | 8.858%
| 2028 | 6.533% | 6.513% | 6.6% | 6.64% | 8.694% | 8.271% | 8.694% | 8.694% | 8.279% | 8.273% | 8.273% | 6.502% | 6.502% | 6.502% | 6.502% | 8.27% | 8.692% | 8.271% | 8.694% | 8.694%
| 2029 | 6.538% | 6.513% | 6.605% | 6.644% | 8.694% | 8.271% | 8.694% | 8.694% | 8.279% | 8.273% | 8.273% | 6.502% | 6.502% | 6.502% | 6.502% | 8.27% | 8.692% | 8.271% | 8.694% | 8.694%
| 2030 | 6.545% | 6.513% | 6.61% | 6.647% | 8.694% | 8.271% | 8.694% | 8.694% | 8.278% | 8.273% | 8.273% | 6.502% | 6.502% | 6.502% | 6.502% | 8.27% | 8.692% | 8.271% | 8.694% | 8.694%
| 2031 | 6.551% | 6.513% | 6.612% | 6.648% | 8.694% | 8.271% | 8.694% | 8.694% | 8.278% | 8.273% | 8.273% | 6.502% | 6.502% | 6.502% | 6.502% | 8.27% | 8.692% | 8.271% | 8.694% | 8.694%
| 2032 | 6.558% | 6.513% | 6.614% | 6.65% | 8.694% | 8.271% | 8.694% | 8.694% | 8.278% | 8.273% | 8.273% | 6.502% | 6.502% | 6.502% | 6.502% | 8.27% | 8.692% | 8.271% | 8.694% | 8.694%
| 2033 | 6.566% | 6.513% | 6.615% | 6.651% | 8.694% | 8.271% | 8.694% | 8.694% | 8.278% | 8.273% | 8.273% | 6.502% | 6.502% | 6.502% | 6.502% | 8.27% | 8.692% | 8.271% | 8.694% | 8.694%
| 2034 | 6.575% | 6.513% | 6.617% | 6.653% | 8.694% | 8.271% | 8.694% | 8.694% | 8.278% | 8.273% | 8.273% | 6.502% | 6.502% | 6.502% | 6.502% | 8.27% | 8.692% | 8.271% | 8.694% | 8.694%
| 2035 | 6.585% | 6.513% | 6.619% | 6.654% | 8.694% | 8.271% | 8.694% | 8.694% | 8.277% | 8.273% | 8.273% | 6.502% | 6.502% | 6.502% | 6.502% | 8.27% | 8.692% | 8.271% | 8.694% | 8.694%
| 2036 | 6.588% | 6.513% | 6.622% | 6.656% | 8.694% | 8.271% | 8.694% | 8.694% | 8.277% | 8.273% | 8.273% | 6.502% | 6.502% | 6.502% | 6.502% | 8.27% | 8.692% | 8.271% | 8.694% | 8.694%
| 2037 | 6.591% | 6.513% | 6.624% | 6.657% | 8.694% | 8.271% | 8.694% | 8.694% | 8.277% | 8.273% | 8.273% | 6.502% | 6.502% | 6.502% | 6.502% | 8.27% | 8.692% | 8.271% | 8.694% | 8.694%
| 2038 | 6.594% | 6.513% | 6.626% | 6.659% | 8.694% | 8.271% | 8.694% | 8.694% | 8.277% | 8.273% | 8.273% | 6.502% | 6.502% | 6.502% | 6.502% | 8.27% | 8.692% | 8.271% | 8.694% | 8.694%
| 2039 | 6.597% | 6.513% | 6.628% | 6.66% | 8.694% | 8.271% | 8.694% | 8.694% | 8.276% | 8.273% | 8.273% | 6.502% | 6.502% | 6.502% | 6.502% | 8.27% | 8.692% | 8.271% | 8.694% | 8.694%
| 2040 | 6.601% | 6.513% | 6.63% | 6.662% | 8.694% | 8.271% | 8.694% | 8.694% | 8.276% | 8.273% | 8.273% | 6.502% | 6.502% | 6.502% | 6.502% | 8.27% | 8.692% | 8.271% | 8.694% | 8.694%
| 2041 | 6.604% | 6.513% | 6.632% | 6.664% | 8.694% | 8.271% | 8.694% | 8.694% | 8.276% | 8.273% | 8.273% | 6.502% | 6.502% | 6.502% | 6.502% | 8.27% | 8.692% | 8.271% | 8.694% | 8.694%
| 2042 | 6.608% | 6.513% | 6.635% | 6.665% | 8.694% | 8.271% | 8.694% | 8.694% | 8.276% | 8.273% | 8.273% | 6.502% | 6.502% | 6.502% | 6.502% | 8.27% | 8.692% | 8.271% | 8.694% | 8.694%
| 2043 | 6.611% | 6.513% | 6.637% | 6.667% | 8.694% | 8.271% | 8.694% | 8.694% | 8.275% | 8.273% | 8.273% | 6.502% | 6.502% | 6.502% | 6.502% | 8.27% | 8.692% | 8.271% | 8.694% | 8.694%
| 2044 | 6.615% | 6.513% | 6.639% | 6.669% | 8.694% | 8.271% | 8.694% | 8.694% | 8.275% | 8.273% | 8.273% | 6.502% | 6.502% | 6.502% | 6.502% | 8.27% | 8.692% | 8.271% | 8.694% | 8.694%
| 2045 | 6.619% | 6.513% | 6.642% | 6.671% | 8.694% | 8.271% | 8.694% | 8.694% | 8.275% | 8.273% | 8.273% | 6.502% | 6.502% | 6.502% | 6.502% | 8.27% | 8.692% | 8.271% | 8.694% | 8.694%
| 2046 | 6.623% | 6.513% | 6.644% | 6.672% | 8.694% | 8.271% | 8.694% | 8.694% | 8.275% | 8.273% | 8.273% | 6.502% | 6.502% | 6.502% | 6.502% | 8.27% | 8.692% | 8.271% | 8.694% | 8.694%
| 2047 | 6.573% | 6.487% | 6.591% | 6.634% | 8.694% | 8.284% | 8.712% | 8.712% | 8.284% | 8.286% | 8.286% | 6.502% | 6.502% | 6.502% | 6.502% | 8.283% | 8.71% | 8.294% | 8.727% | 8.713%
| 2048 | 6.521% | 6.461% | 6.537% | 6.594% | 8.694% | 8.296% | 8.73% | 8.73% | 8.293% | 8.299% | 8.299% | 6.502% | 6.502% | 6.502% | 6.502% | 8.295% | 8.728% | 8.311% | 8.751% | 8.733%
| 2049 | 6.411% | 6.409% | 6.425% | 6.512% | 8.694% | 8.321% | 8.765% | 8.765% | 8.312% | 8.326% | 8.326% | 6.502% | 6.502% | 6.502% | 6.502% | 8.32% | 8.764% | 8.326% | 8.772% | 8.772%
| 2050 | 6.411% | 6.409% | 6.425% | 6.512% | 8.694% | 8.321% | 8.765% | 8.765% | 8.312% | 8.326% | 8.326% | 6.502% | 6.502% | 6.502% | 6.502% | 8.32% | 8.764% | 8.326% | 8.772% | 8.772%
3 | Capital Cost, $/kW
| 2021 | 1492.34 | 2565.3 | 1663.93 | 1610.24 | 7267 | 9788.32 | 13781.96 | 20369.29 | 5834.19 | 1494.5 | 2690.09 | 1459.25 | 1090.42 | 1795.98 | 2817.22 | 2562.18 | 4806.02 | 5229.23 | 4243.04 | 3423.68
| 2022 | 1492.34 | 2565.3 | 1663.93 | 1610.24 | 7267 | 9788.32 | 13781.96 | 20369.29 | 5834.19 | 1494.5 | 2690.09 | 1459.25 | 1090.42 | 1795.98 | 2817.22 | 2562.18 | 4806.02 | 5229.23 | 4243.04 | 3364.49
| 2023 | 1492.47 | 2299.75 | 1663.74 | 1610.06 | 7267 | 9569.87 | 13214.12 | 18423.44 | 5632.91 | 1494.5 | 2690.09 | 1446.71 | 1090.42 | 1795.98 | 2817.22 | 2562.18 | 4806.02 | 5229.23 | 4243.04 | 3305.31
| 2024 | 1444.79 | 2236.82 | 1634.5 | 1581.76 | 7267 | 9375.42 | 12726.26 | 17074.92 | 5431.62 | 1469.66 | 2645.39 | 1434.06 | 1090.42 | 1795.98 | 2817.22 | 2562.18 | 4806.02 | 5167.14 | 4192.74 | 3246.13
| 2025 | 1398.69 | 2173.9 | 1605.84 | 1554.03 | 7267 | 9200.41 | 12299.56 | 16056.18 | 5271.45 | 1445.3 | 2601.53 | 1421.4 | 1081.69 | 1781.6 | 2794.67 | 2562.18 | 4806.02 | 5105.05 | 4142.45 | 3186.94
| 2026 | 1354.13 | 2110.97 | 1577.75 | 1526.84 | 7267 | 9041.43 | 11920.99 | 15244.08 | 5173.4 | 1421.39 | 2558.51 | 1408.86 | 1072.96 | 1767.22 | 2772.11 | 2562.18 | 4806.02 | 5042.95 | 4092.15 | 3127.76
| 2027 | 1311.05 | 2048.05 | 1550.22 | 1500.2 | 7267 | 8895.88 | 11581.21 | 14572.47 | 5121.47 | 1397.94 | 2516.29 | 1396.21 | 1064.11 | 1752.66 | 2749.27 | 2562.18 | 4806.02 | 4980.86 | 4041.86 | 3068.58
| 2028 | 1269.4 | 1985.12 | 1523.24 | 1474.09 | 7267 | 8761.74 | 11273.28 | 14001.98 | 5087.75 | 1374.93 | 2474.88 | 1383.56 | 1055.38 | 1738.28 | 2726.71 | 2562.18 | 4806.02 | 4918.77 | 3991.57 | 3009.39
| 2029 | 1229.14 | 1922.2 | 1496.79 | 1448.5 | 7267 | 8637.4 | 10991.91 | 13507.41 | 5056.51 | 1352.35 | 2434.24 | 1371.02 | 1046.65 | 1723.9 | 2704.16 | 2562.18 | 4806.02 | 4856.67 | 3941.27 | 2950.21
| 2030 | 1190.2 | 1859.27 | 1470.87 | 1423.41 | 7267 | 8521.56 | 10733.02 | 13071.74 | 5026.19 | 1330.2 | 2394.36 | 1358.36 | 1037.92 | 1709.52 | 2681.6 | 2562.18 | 4806.02 | 4794.58 | 3890.98 | 2891.03
| 2031 | 1152.55 | 1796.34 | 1445.45 | 1398.82 | 6243.31 | 8413.16 | 10493.37 | 12682.96 | 4987.22 | 1308.46 | 2355.23 | 1345.71 | 1029.19 | 1695.14 | 2659.04 | 2562.18 | 4806.02 | 4659.94 | 3890.98 | 2853.31
| 2032 | 1116.15 | 1733.42 | 1420.54 | 1374.71 | 5491.46 | 8311.32 | 10270.34 | 12332.31 | 4951.18 | 1287.13 | 2316.83 | 1333.17 | 1020.35 | 1680.58 | 2636.2 | 2562.18 | 4806.02 | 4614.38 | 3890.98 | 2835.13
| 2033 | 1080.94 | 1670.49 | 1396.12 | 1351.07 | 5237.86 | 8215.3 | 10061.82 | 12013.22 | 4920.97 | 1266.19 | 2279.15 | 1320.52 | 1011.62 | 1666.2 | 2613.65 | 2562.18 | 4806.02 | 4569.88 | 3890.98 | 2816.95
| 2034 | 1046.9 | 1607.57 | 1372.18 | 1327.9 | 5046.37 | 8124.49 | 9866.06 | 11720.63 | 4889.36 | 1245.65 | 2242.16 | 1307.86 | 1002.89 | 1651.82 | 2591.09 | 2562.18 | 4806.02 | 4526.44 | 3890.98 | 2798.77
| 2035 | 1013.97 | 1544.64 | 1348.7 | 1305.19 | 4893.66 | 8038.36 | 9681.59 | 11450.59 | 4858.67 | 1225.48 | 2205.87 | 1295.33 | 994.16 | 1637.44 | 2568.54 | 2562.18 | 4806.02 | 4484.01 | 3890.98 | 2776.73
| 2036 | 982.13 | 1518.87 | 1325.69 | 1282.91 | 4556.14 | 7998.17 | 9633.19 | 11393.34 | 4823.51 | 1205.69 | 2170.24 | 1284.66 | 985.32 | 1622.88 | 2545.69 | 2562.18 | 4806.02 | 4442.57 | 3890.98 | 2742.74
| 2037 | 951.33 | 1493.1 | 1303.12 | 1261.07 | 4330.89 | 7958.18 | 9585.02 | 11336.37 | 4788.65 | 1186.26 | 2135.27 | 1274 | 976.59 | 1608.5 | 2523.14 | 2562.18 | 4806.02 | 4402.11 | 3890.98 | 2724.56
| 2038 | 921.54 | 1467.33 | 1280.99 | 1239.66 | 4163.86 | 7918.39 | 9537.1 | 11279.69 | 4756.75 | 1167.2 | 2100.95 | 1263.34 | 967.86 | 1594.12 | 2500.58 | 2562.18 | 4806.02 | 4362.59 | 3890.98 | 2706.37
| 2039 | 892.72 | 1441.56 | 1259.29 | 1218.66 | 4032.19 | 7878.8 | 9489.41 | 11223.29 | 4719.42 | 1148.48 | 2067.26 | 1252.56 | 959.13 | 1579.74 | 2478.03 | 2562.18 | 4806.02 | 4324 | 3890.98 | 2688.19
| 2040 | 864.84 | 1415.79 | 1238.02 | 1198.07 | 3924.11 | 7839.4 | 9441.96 | 11167.17 | 4687.04 | 1130.1 | 2034.19 | 1241.9 | 950.29 | 1565.18 | 2455.18 | 2562.18 | 4806.02 | 4286.32 | 3890.98 | 2673.87
| 2041 | 837.88 | 1390.02 | 1217.15 | 1177.88 | 3832.83 | 7800.2 | 9394.75 | 11111.34 | 4658.04 | 1112.07 | 2001.72 | 1231.23 | 941.56 | 1550.8 | 2432.63 | 2562.18 | 4806.02 | 4249.52 | 3890.98 | 2673.87
| 2042 | 811.79 | 1364.25 | 1196.69 | 1158.08 | 3754.09 | 7761.2 | 9347.78 | 11055.78 | 4623.78 | 1094.36 | 1969.84 | 1220.57 | 932.83 | 1536.42 | 2410.07 | 2562.18 | 4806.02 | 4213.58 | 3890.98 | 2673.87
| 2043 | 786.55 | 1338.49 | 1176.62 | 1138.65 | 3685.02 | 7722.4 | 9301.04 | 11000.5 | 4593.52 | 1076.97 | 1938.55 | 1209.91 | 924.1 | 1522.04 | 2387.52 | 2562.18 | 4806.02 | 4178.48 | 3890.98 | 2673.87
| 2044 | 762.13 | 1312.72 | 1156.93 | 1119.61 | 3623.63 | 7683.79 | 9254.54 | 10945.5 | 4560.78 | 1059.9 | 1907.82 | 1199.25 | 915.37 | 1507.66 | 2364.96 | 2562.18 | 4806.02 | 4144.21 | 3890.98 | 2673.87
| 2045 | 738.5 | 1286.95 | 1137.63 | 1100.92 | 3568.48 | 7645.37 | 9208.26 | 10890.77 | 4525.91 | 1043.14 | 1877.66 | 1188.58 | 906.53 | 1493.1 | 2342.12 | 2562.18 | 4806.02 | 4110.74 | 3890.98 | 2673.87
| 2046 | 715.64 | 1261.18 | 1118.69 | 1082.6 | 3518.5 | 7607.14 | 9162.22 | 10836.32 | 4491.75 | 1026.69 | 1848.03 | 1177.92 | 897.79 | 1478.72 | 2319.56 | 2562.18 | 4806.02 | 4078.05 | 3890.98 | 2673.87
| 2047 | 693.51 | 1235.41 | 1100.12 | 1064.62 | 3472.84 | 7569.1 | 9116.41 | 10782.14 | 4459.37 | 1010.53 | 1818.95 | 1167.26 | 889.06 | 1464.34 | 2297.01 | 2562.18 | 4806.02 | 4046.13 | 3890.98 | 2673.87
| 2048 | 672.1 | 1209.64 | 1081.9 | 1046.99 | 3430.86 | 7531.26 | 9070.83 | 10728.23 | 4424.95 | 994.66 | 1790.38 | 1156.6 | 880.33 | 1449.96 | 2274.45 | 2562.18 | 4806.02 | 4014.96 | 3890.98 | 2673.87
| 2049 | 651.38 | 1183.87 | 1064.02 | 1029.69 | 3392.06 | 7493.6 | 9025.47 | 10674.58 | 4388.59 | 979.07 | 1762.33 | 1145.93 | 871.49 | 1435.4 | 2251.61 | 2562.18 | 4806.02 | 3984.52 | 3890.98 | 2673.87
| 2050 | 631.33 | 1158.1 | 1046.48 | 1012.72 | 3356.01 | 7456.13 | 8980.35 | 10621.21 | 4333.94 | 963.77 | 1734.79 | 1135.27 | 862.76 | 1421.02 | 2229.05 | 2562.18 | 4806.02 | 3954.79 | 3890.98 | 2673.87
4 | Levelized Capital Cost, $/kW-yr
| 2021 | 100.52 | 172.85 | 110.86 | 108.26 | 615.71 | 792.34 | 1160.22 | 1714.76 | 454 | 135.06 | 243.1 | 123.53 | 92.3 | 152.03 | 238.48 | 183.33 | 360.73 | 473.25 | 396.53 | 319.96
| 2022 | 100.52 | 172.85 | 110.86 | 108.26 | 615.71 | 792.34 | 1160.22 | 1714.76 | 454 | 135.06 | 243.1 | 123.53 | 92.3 | 152.03 | 238.48 | 183.33 | 360.73 | 473.27 | 396.54 | 314.43
| 2023 | 102.05 | 157.18 | 112.31 | 109.59 | 628.31 | 792.87 | 1142.5 | 1592.91 | 454.92 | 137.65 | 247.78 | 122.46 | 92.3 | 152.03 | 238.48 | 187.14 | 368.71 | 482.12 | 404.43 | 315.04
| 2024 | 100.11 | 155.04 | 111.27 | 108.32 | 640.91 | 791.42 | 1122.39 | 1505.92 | 454.66 | 137.91 | 248.24 | 121.39 | 92.3 | 152.03 | 238.48 | 190.95 | 376.69 | 485.14 | 407.43 | 315.43
| 2025 | 98.12 | 152.78 | 110.13 | 106.96 | 653.51 | 791.03 | 1106.09 | 1443.92 | 456.08 | 138.13 | 248.64 | 120.32 | 91.57 | 150.81 | 236.57 | 194.76 | 384.66 | 487.94 | 410.23 | 315.61
| 2026 | 94.64 | 148.01 | 108.01 | 104.72 | 657.62 | 781.03 | 1078.78 | 1379.5 | 449.91 | 136.56 | 245.82 | 117.59 | 89.55 | 147.5 | 231.37 | 195.3 | 386.44 | 484.47 | 407.91 | 311.78
| 2027 | 91.32 | 143.3 | 105.99 | 102.58 | 661.9 | 772.29 | 1054.87 | 1327.33 | 447.86 | 135.05 | 243.09 | 114.91 | 87.58 | 144.24 | 226.26 | 195.92 | 388.39 | 481.05 | 405.63 | 307.96
| 2028 | 87.03 | 136.75 | 103.03 | 99.68 | 653.78 | 750.94 | 1014.22 | 1259.71 | 438.78 | 131.21 | 236.17 | 112.29 | 85.66 | 141.08 | 221.3 | 192.84 | 382.54 | 469.36 | 395.95 | 298.53
| 2029 | 84.17 | 132.41 | 101.16 | 97.84 | 653.78 | 740.28 | 988.9 | 1215.22 | 436.02 | 129.05 | 232.29 | 111.27 | 84.95 | 139.91 | 219.47 | 192.84 | 382.54 | 463.43 | 390.97 | 292.66
| 2030 | 81.39 | 128.08 | 99.33 | 96.04 | 653.78 | 730.35 | 965.61 | 1176.02 | 433.34 | 126.94 | 228.49 | 110.25 | 84.24 | 138.75 | 217.64 | 192.84 | 382.54 | 457.51 | 385.98 | 286.78
| 2031 | 78.7 | 123.74 | 97.58 | 94.34 | 561.68 | 721.06 | 944.05 | 1141.04 | 429.89 | 124.86 | 224.75 | 109.22 | 83.53 | 137.58 | 215.81 | 192.84 | 382.54 | 444.66 | 385.98 | 283.04
| 2032 | 76.1 | 119.41 | 95.87 | 92.67 | 494.04 | 712.33 | 923.99 | 1109.5 | 426.7 | 122.83 | 221.09 | 108.2 | 82.81 | 136.4 | 213.96 | 192.84 | 382.54 | 440.31 | 385.98 | 281.24
| 2033 | 73.58 | 115.07 | 94.2 | 91.04 | 471.23 | 704.11 | 905.23 | 1080.79 | 424.03 | 120.83 | 217.49 | 107.17 | 82.1 | 135.23 | 212.12 | 192.84 | 382.54 | 436.07 | 385.98 | 279.44
| 2034 | 71.14 | 110.74 | 92.55 | 89.44 | 454 | 696.32 | 887.62 | 1054.47 | 421.24 | 118.87 | 213.96 | 106.15 | 81.39 | 134.06 | 210.29 | 192.84 | 382.54 | 431.92 | 385.98 | 277.63
| 2035 | 68.77 | 106.4 | 90.94 | 87.87 | 440.26 | 688.94 | 871.02 | 1030.17 | 418.52 | 116.94 | 210.5 | 105.13 | 80.69 | 132.9 | 208.46 | 192.84 | 382.54 | 427.87 | 385.98 | 275.45
| 2036 | 66.57 | 104.63 | 89.36 | 86.34 | 409.9 | 685.5 | 866.67 | 1025.02 | 415.41 | 115.06 | 207.1 | 104.26 | 79.97 | 131.71 | 206.61 | 192.84 | 382.54 | 423.92 | 385.98 | 272.07
| 2037 | 64.45 | 102.85 | 87.81 | 84.83 | 389.63 | 682.07 | 862.34 | 1019.9 | 412.33 | 113.2 | 203.76 | 103.4 | 79.26 | 130.55 | 204.78 | 192.84 | 382.54 | 420.06 | 385.98 | 270.27
| 2038 | 62.4 | 101.08 | 86.29 | 83.35 | 374.6 | 678.66 | 858.02 | 1014.8 | 409.51 | 111.38 | 200.49 | 102.53 | 78.55 | 129.38 | 202.95 | 192.84 | 382.54 | 416.29 | 385.98 | 268.47
| 2039 | 60.41 | 99.3 | 84.8 | 81.9 | 362.76 | 675.27 | 853.73 | 1009.73 | 406.21 | 109.6 | 197.27 | 101.66 | 77.84 | 128.21 | 201.12 | 192.84 | 382.54 | 412.6 | 385.98 | 266.66
| 2040 | 58.49 | 97.53 | 83.34 | 80.48 | 353.03 | 671.89 | 849.47 | 1004.68 | 403.35 | 107.84 | 194.12 | 100.79 | 77.13 | 127.03 | 199.26 | 192.84 | 382.54 | 409.01 | 385.98 | 265.24
| 2041 | 56.64 | 95.75 | 81.91 | 79.09 | 344.82 | 668.53 | 845.22 | 999.66 | 400.78 | 106.12 | 191.02 | 99.93 | 76.42 | 125.86 | 197.43 | 192.84 | 382.54 | 405.5 | 385.98 | 265.24
| 2042 | 54.84 | 93.98 | 80.51 | 77.72 | 337.74 | 665.19 | 840.99 | 994.66 | 397.75 | 104.43 | 187.98 | 99.06 | 75.71 | 124.7 | 195.6 | 192.84 | 382.54 | 402.07 | 385.98 | 265.24
| 2043 | 53.1 | 92.2 | 79.13 | 76.38 | 331.52 | 661.86 | 836.79 | 989.69 | 395.08 | 102.77 | 184.99 | 98.2 | 75 | 123.53 | 193.77 | 192.84 | 382.54 | 398.72 | 385.98 | 265.24
| 2044 | 51.42 | 90.43 | 77.78 | 75.07 | 326 | 658.56 | 832.61 | 984.74 | 392.18 | 101.14 | 182.06 | 97.33 | 74.29 | 122.36 | 191.94 | 192.84 | 382.54 | 395.45 | 385.98 | 265.24
| 2045 | 49.8 | 88.65 | 76.46 | 73.78 | 321.04 | 655.26 | 828.44 | 979.82 | 389.1 | 99.54 | 179.18 | 96.47 | 73.57 | 121.18 | 190.09 | 192.84 | 382.54 | 392.25 | 385.98 | 265.24
| 2046 | 48.23 | 86.88 | 75.16 | 72.52 | 316.54 | 651.99 | 824.3 | 974.92 | 386.07 | 97.97 | 176.35 | 95.6 | 72.87 | 120.01 | 188.26 | 192.84 | 382.54 | 389.14 | 385.98 | 265.24
| 2047 | 47.14 | 85.63 | 74.53 | 72.14 | 312.44 | 655.31 | 828.71 | 980.13 | 386.12 | 96.39 | 173.51 | 94.74 | 72.16 | 118.85 | 186.43 | 193.57 | 383.84 | 385.54 | 386.04 | 265.44
| 2048 | 46.2 | 84.3 | 74.1 | 72.03 | 308.66 | 657.46 | 831.41 | 983.32 | 385.61 | 94.66 | 170.39 | 93.87 | 71.45 | 117.68 | 184.6 | 193.36 | 383.22 | 380.21 | 384.14 | 265.12
| 2049 | 45.4 | 82.44 | 74.35 | 73.51 | 305.17 | 655.6 | 828.55 | 979.94 | 384.95 | 91.52 | 164.73 | 93 | 70.73 | 116.5 | 182.74 | 187.89 | 372.35 | 372.45 | 379.68 | 260.91
| 2050 | 44 | 80.65 | 73.13 | 72.3 | 301.92 | 652.33 | 824.4 | 975.04 | 380.15 | 90.09 | 162.16 | 92.14 | 70.02 | 115.33 | 180.91 | 187.89 | 372.35 | 369.67 | 379.68 | 260.91
5 | Levelized Interconnection Cost, $/kW-yr
| 2021 | 9.04 | 13.97 | 14.12 | 5.55 | 210 | 24.03 | 24.44 | 24.44 | 17.45 | 18.73 | 18.73 | 18.87 | 18.87 | 18.87 | 18.87 | 15.23 | 15.98 | 18.76 | 19.37 | 19.37
| 2022 | 9.04 | 13.97 | 14.12 | 5.55 | 210 | 24.03 | 24.44 | 24.44 | 17.45 | 18.73 | 18.73 | 18.87 | 18.87 | 18.87 | 18.87 | 15.23 | 15.98 | 18.76 | 19.37 | 19.37
| 2023 | 17.05 | 14.17 | 14.31 | 5.62 | 214.29 | 24.57 | 25.01 | 25.01 | 18.11 | 19.09 | 19.09 | 18.87 | 18.87 | 18.87 | 18.87 | 15.55 | 16.33 | 19.11 | 19.76 | 19.76
| 2024 | 17.04 | 14.37 | 14.43 | 5.66 | 218.59 | 25 | 25.4 | 25.4 | 18.77 | 19.45 | 19.45 | 18.87 | 18.87 | 18.87 | 18.87 | 15.87 | 16.69 | 19.46 | 20.15 | 20.14
| 2025 | 17 | 14.57 | 14.54 | 5.69 | 222.89 | 25.43 | 25.8 | 25.8 | 19.4 | 19.81 | 19.81 | 18.87 | 18.87 | 18.87 | 18.87 | 16.18 | 17.04 | 19.81 | 20.53 | 20.53
| 2026 | 16.69 | 14.54 | 14.51 | 5.67 | 224.29 | 25.52 | 25.86 | 25.86 | 19.5 | 19.92 | 19.92 | 18.6 | 18.6 | 18.6 | 18.6 | 16.23 | 17.12 | 19.92 | 20.66 | 20.67
| 2027 | 16.39 | 14.51 | 14.49 | 5.65 | 225.75 | 25.61 | 25.92 | 25.92 | 19.61 | 20.03 | 20.03 | 18.34 | 18.34 | 18.34 | 18.34 | 16.28 | 17.2 | 20.02 | 20.8 | 20.81
| 2028 | 15.89 | 14.28 | 14.34 | 5.59 | 222.98 | 25.25 | 25.5 | 25.5 | 19.34 | 19.78 | 19.78 | 18.09 | 18.09 | 18.09 | 18.09 | 16.02 | 16.95 | 19.78 | 20.56 | 20.56
| 2029 | 15.63 | 14.28 | 14.33 | 5.58 | 222.98 | 25.22 | 25.39 | 25.39 | 19.34 | 19.78 | 19.78 | 18.09 | 18.09 | 18.09 | 18.09 | 16.02 | 16.95 | 19.78 | 20.56 | 20.56
| 2030 | 15.37 | 14.28 | 14.32 | 5.57 | 222.98 | 25.19 | 25.29 | 25.29 | 19.34 | 19.78 | 19.78 | 18.09 | 18.09 | 18.09 | 18.09 | 16.02 | 16.95 | 19.78 | 20.56 | 20.56
| 2031 | 15.11 | 14.28 | 14.31 | 5.57 | 191.57 | 25.16 | 25.18 | 25.18 | 19.33 | 19.78 | 19.78 | 18.09 | 18.09 | 18.09 | 18.09 | 16.02 | 16.95 | 19.78 | 20.56 | 20.56
| 2032 | 14.84 | 14.28 | 14.31 | 5.57 | 168.5 | 25.12 | 25.08 | 25.08 | 19.33 | 19.78 | 19.78 | 18.09 | 18.09 | 18.09 | 18.09 | 16.02 | 16.95 | 19.78 | 20.56 | 20.56
| 2033 | 14.58 | 14.28 | 14.3 | 5.57 | 160.72 | 25.09 | 24.97 | 24.97 | 19.33 | 19.78 | 19.78 | 18.09 | 18.09 | 18.09 | 18.09 | 16.02 | 16.95 | 19.78 | 20.56 | 20.56
| 2034 | 14.32 | 14.28 | 14.3 | 5.56 | 154.84 | 25.06 | 24.87 | 24.87 | 19.32 | 19.78 | 19.78 | 18.09 | 18.09 | 18.09 | 18.09 | 16.02 | 16.95 | 19.78 | 20.56 | 20.56
| 2035 | 14.05 | 14.28 | 14.29 | 5.56 | 150.16 | 25.03 | 24.76 | 24.76 | 19.32 | 19.78 | 19.78 | 18.09 | 18.09 | 18.09 | 18.09 | 16.02 | 16.95 | 19.78 | 20.56 | 20.56
| 2036 | 14.04 | 14.28 | 14.29 | 5.56 | 139.8 | 25.03 | 24.76 | 24.76 | 19.32 | 19.78 | 19.78 | 18.09 | 18.09 | 18.09 | 18.09 | 16.02 | 16.95 | 19.78 | 20.56 | 20.56
| 2037 | 14.04 | 14.28 | 14.29 | 5.56 | 132.89 | 25.03 | 24.76 | 24.76 | 19.31 | 19.78 | 19.78 | 18.09 | 18.09 | 18.09 | 18.09 | 16.02 | 16.95 | 19.78 | 20.56 | 20.56
| 2038 | 14.03 | 14.28 | 14.28 | 5.56 | 127.76 | 25.03 | 24.76 | 24.76 | 19.31 | 19.78 | 19.78 | 18.09 | 18.09 | 18.09 | 18.09 | 16.02 | 16.95 | 19.78 | 20.56 | 20.56
| 2039 | 14.02 | 14.28 | 14.28 | 5.55 | 123.72 | 25.03 | 24.76 | 24.76 | 19.3 | 19.78 | 19.78 | 18.09 | 18.09 | 18.09 | 18.09 | 16.02 | 16.95 | 19.78 | 20.56 | 20.56
| 2040 | 14.01 | 14.28 | 14.27 | 5.55 | 120.41 | 25.03 | 24.76 | 24.76 | 19.3 | 19.78 | 19.78 | 18.09 | 18.09 | 18.09 | 18.09 | 16.02 | 16.95 | 19.78 | 20.56 | 20.56
| 2041 | 14 | 14.28 | 14.27 | 5.55 | 117.61 | 25.03 | 24.76 | 24.76 | 19.3 | 19.78 | 19.78 | 18.09 | 18.09 | 18.09 | 18.09 | 16.02 | 16.95 | 19.78 | 20.56 | 20.56
| 2042 | 13.99 | 14.28 | 14.26 | 5.54 | 115.19 | 25.03 | 24.76 | 24.76 | 19.29 | 19.78 | 19.78 | 18.09 | 18.09 | 18.09 | 18.09 | 16.02 | 16.95 | 19.78 | 20.56 | 20.56
| 2043 | 13.99 | 14.28 | 14.26 | 5.54 | 113.07 | 25.03 | 24.76 | 24.76 | 19.29 | 19.78 | 19.78 | 18.09 | 18.09 | 18.09 | 18.09 | 16.02 | 16.95 | 19.78 | 20.56 | 20.56
| 2044 | 13.98 | 14.28 | 14.25 | 5.54 | 111.19 | 25.03 | 24.76 | 24.76 | 19.29 | 19.78 | 19.78 | 18.09 | 18.09 | 18.09 | 18.09 | 16.02 | 16.95 | 19.78 | 20.56 | 20.56
| 2045 | 13.97 | 14.28 | 14.25 | 5.54 | 109.5 | 25.03 | 24.76 | 24.76 | 19.28 | 19.78 | 19.78 | 18.09 | 18.09 | 18.09 | 18.09 | 16.02 | 16.95 | 19.78 | 20.56 | 20.56
| 2046 | 13.96 | 14.28 | 14.24 | 5.53 | 107.96 | 25.03 | 24.76 | 24.76 | 19.28 | 19.78 | 19.78 | 18.09 | 18.09 | 18.09 | 18.09 | 16.02 | 16.95 | 19.78 | 20.56 | 20.56
| 2047 | 14.08 | 14.37 | 14.36 | 5.6 | 106.56 | 25.28 | 25.02 | 25.02 | 19.42 | 19.78 | 19.78 | 18.09 | 18.09 | 18.09 | 18.09 | 16.08 | 17 | 19.75 | 20.57 | 20.58
| 2048 | 14.24 | 14.45 | 14.52 | 5.68 | 105.27 | 25.49 | 25.23 | 25.23 | 19.54 | 19.73 | 19.73 | 18.09 | 18.09 | 18.09 | 18.09 | 16.07 | 16.98 | 19.63 | 20.47 | 20.56
| 2049 | 14.44 | 14.44 | 14.81 | 5.9 | 104.08 | 25.55 | 25.27 | 25.27 | 19.67 | 19.38 | 19.38 | 18.09 | 18.09 | 18.09 | 18.09 | 15.61 | 16.49 | 19.38 | 20.23 | 20.23
| 2050 | 14.44 | 14.44 | 14.81 | 5.9 | 102.98 | 25.55 | 25.27 | 25.27 | 19.67 | 19.38 | 19.38 | 18.09 | 18.09 | 18.09 | 18.09 | 15.61 | 16.49 | 19.38 | 20.23 | 20.23
6 | Levelized Property Tax, $/kW-yr
| 2021 | 0 | 0 | 0 | 0 | 0 | 0 | 0 | 0 | 0 | 0 | 0 | 0 | 0 | 0 | 0 | 0 | 0 | 45.82 | 37.8 | 30.5
| 2022 | 0 | 0 | 0 | 0 | 0 | 0 | 0 | 0 | 0 | 0 | 0 | 0 | 0 | 0 | 0 | 0 | 0 | 45.82 | 37.8 | 29.97
| 2023 | 0 | 0 | 0 | 0 | 0 | 0 | 0 | 0 | 0 | 0 | 0 | 0 | 0 | 0 | 0 | 0 | 0 | 45.82 | 37.8 | 29.45
| 2024 | 0 | 0 | 0 | 0 | 0 | 0 | 0 | 0 | 0 | 0 | 0 | 0 | 0 | 0 | 0 | 0 | 0 | 45.27 | 37.35 | 28.92
| 2025 | 0 | 0 | 0 | 0 | 0 | 0 | 0 | 0 | 0 | 0 | 0 | 0 | 0 | 0 | 0 | 0 | 0 | 44.73 | 36.9 | 28.39
| 2026 | 0 | 0 | 0 | 0 | 0 | 0 | 0 | 0 | 0 | 0 | 0 | 0 | 0 | 0 | 0 | 0 | 0 | 44.19 | 36.45 | 27.87
| 2027 | 0 | 0 | 0 | 0 | 0 | 0 | 0 | 0 | 0 | 0 | 0 | 0 | 0 | 0 | 0 | 0 | 0 | 43.64 | 36.01 | 27.34
| 2028 | 0 | 0 | 0 | 0 | 0 | 0 | 0 | 0 | 0 | 0 | 0 | 0 | 0 | 0 | 0 | 0 | 0 | 43.1 | 35.56 | 26.81
| 2029 | 0 | 0 | 0 | 0 | 0 | 0 | 0 | 0 | 0 | 0 | 0 | 0 | 0 | 0 | 0 | 0 | 0 | 42.56 | 35.11 | 26.28
| 2030 | 0 | 0 | 0 | 0 | 0 | 0 | 0 | 0 | 0 | 0 | 0 | 0 | 0 | 0 | 0 | 0 | 0 | 42.01 | 34.66 | 25.76
| 2031 | 0 | 0 | 0 | 0 | 0 | 0 | 0 | 0 | 0 | 0 | 0 | 0 | 0 | 0 | 0 | 0 | 0 | 40.83 | 34.66 | 25.42
| 2032 | 0 | 0 | 0 | 0 | 0 | 0 | 0 | 0 | 0 | 0 | 0 | 0 | 0 | 0 | 0 | 0 | 0 | 40.43 | 34.66 | 25.26
| 2033 | 0 | 0 | 0 | 0 | 0 | 0 | 0 | 0 | 0 | 0 | 0 | 0 | 0 | 0 | 0 | 0 | 0 | 40.04 | 34.66 | 25.1
| 2034 | 0 | 0 | 0 | 0 | 0 | 0 | 0 | 0 | 0 | 0 | 0 | 0 | 0 | 0 | 0 | 0 | 0 | 39.66 | 34.66 | 24.93
| 2035 | 0 | 0 | 0 | 0 | 0 | 0 | 0 | 0 | 0 | 0 | 0 | 0 | 0 | 0 | 0 | 0 | 0 | 39.29 | 34.66 | 24.74
| 2036 | 0 | 0 | 0 | 0 | 0 | 0 | 0 | 0 | 0 | 0 | 0 | 0 | 0 | 0 | 0 | 0 | 0 | 38.93 | 34.66 | 24.43
| 2037 | 0 | 0 | 0 | 0 | 0 | 0 | 0 | 0 | 0 | 0 | 0 | 0 | 0 | 0 | 0 | 0 | 0 | 38.57 | 34.66 | 24.27
| 2038 | 0 | 0 | 0 | 0 | 0 | 0 | 0 | 0 | 0 | 0 | 0 | 0 | 0 | 0 | 0 | 0 | 0 | 38.23 | 34.66 | 24.11
| 2039 | 0 | 0 | 0 | 0 | 0 | 0 | 0 | 0 | 0 | 0 | 0 | 0 | 0 | 0 | 0 | 0 | 0 | 37.89 | 34.66 | 23.95
| 2040 | 0 | 0 | 0 | 0 | 0 | 0 | 0 | 0 | 0 | 0 | 0 | 0 | 0 | 0 | 0 | 0 | 0 | 37.56 | 34.67 | 23.82
| 2041 | 0 | 0 | 0 | 0 | 0 | 0 | 0 | 0 | 0 | 0 | 0 | 0 | 0 | 0 | 0 | 0 | 0 | 37.24 | 34.67 | 23.82
| 2042 | 0 | 0 | 0 | 0 | 0 | 0 | 0 | 0 | 0 | 0 | 0 | 0 | 0 | 0 | 0 | 0 | 0 | 36.92 | 34.67 | 23.82
| 2043 | 0 | 0 | 0 | 0 | 0 | 0 | 0 | 0 | 0 | 0 | 0 | 0 | 0 | 0 | 0 | 0 | 0 | 36.62 | 34.67 | 23.82
| 2044 | 0 | 0 | 0 | 0 | 0 | 0 | 0 | 0 | 0 | 0 | 0 | 0 | 0 | 0 | 0 | 0 | 0 | 36.32 | 34.67 | 23.82
| 2045 | 0 | 0 | 0 | 0 | 0 | 0 | 0 | 0 | 0 | 0 | 0 | 0 | 0 | 0 | 0 | 0 | 0 | 36.02 | 34.67 | 23.82
| 2046 | 0 | 0 | 0 | 0 | 0 | 0 | 0 | 0 | 0 | 0 | 0 | 0 | 0 | 0 | 0 | 0 | 0 | 35.74 | 34.67 | 23.82
| 2047 | 0 | 0 | 0 | 0 | 0 | 0 | 0 | 0 | 0 | 0 | 0 | 0 | 0 | 0 | 0 | 0 | 0 | 37.34 | 36.57 | 24.53
| 2048 | 0 | 0 | 0 | 0 | 0 | 0 | 0 | 0 | 0 | 0 | 0 | 0 | 0 | 0 | 0 | 0 | 0 | 38.93 | 38.44 | 25.4
| 2049 | 0 | 0 | 0 | 0 | 0 | 0 | 0 | 0 | 0 | 0 | 0 | 0 | 0 | 0 | 0 | 0 | 0 | 40.75 | 40.52 | 27.84
| 2050 | 0 | 0 | 0 | 0 | 0 | 0 | 0 | 0 | 0 | 0 | 0 | 0 | 0 | 0 | 0 | 0 | 0 | 40.44 | 40.52 | 27.84
7 | Passthrough Fixed Cost, $/kW-yr
| 2021 | 0 | 0 | 0 | 76.44 | 0 | 0 | 0 | 0 | 0 | 0 | 0 | 0 | 0 | 0 | 0 | 0 | 0 | 0 | 0 | 0
| 2022 | 0 | 0 | 0 | 76.44 | 0 | 0 | 0 | 0 | 0 | 0 | 0 | 0 | 0 | 0 | 0 | 0 | 0 | 0 | 0 | 0
| 2023 | 0 | 0 | 0 | 76.44 | 0 | 0 | 0 | 0 | 0 | 0 | 0 | 0 | 0 | 0 | 0 | 0 | 0 | 0 | 0 | 0
| 2024 | 0 | 0 | 0 | 76.44 | 0 | 0 | 0 | 0 | 0 | 0 | 0 | 0 | 0 | 0 | 0 | 0 | 0 | 0 | 0 | 0
| 2025 | 0 | 0 | 0 | 76.44 | 0 | 0 | 0 | 0 | 0 | 0 | 0 | 0 | 0 | 0 | 0 | 0 | 0 | 0 | 0 | 0
| 2026 | 0 | 0 | 0 | 76.44 | 0 | 0 | 0 | 0 | 0 | 0 | 0 | 0 | 0 | 0 | 0 | 0 | 0 | 0 | 0 | 0
| 2027 | 0 | 0 | 0 | 76.44 | 0 | 0 | 0 | 0 | 0 | 0 | 0 | 0 | 0 | 0 | 0 | 0 | 0 | 0 | 0 | 0
| 2028 | 0 | 0 | 0 | 76.44 | 0 | 0 | 0 | 0 | 0 | 0 | 0 | 0 | 0 | 0 | 0 | 0 | 0 | 0 | 0 | 0
| 2029 | 0 | 0 | 0 | 76.44 | 0 | 0 | 0 | 0 | 0 | 0 | 0 | 0 | 0 | 0 | 0 | 0 | 0 | 0 | 0 | 0
| 2030 | 0 | 0 | 0 | 76.44 | 0 | 0 | 0 | 0 | 0 | 0 | 0 | 0 | 0 | 0 | 0 | 0 | 0 | 0 | 0 | 0
| 2031 | 0 | 0 | 0 | 76.44 | 0 | 0 | 0 | 0 | 0 | 0 | 0 | 0 | 0 | 0 | 0 | 0 | 0 | 0 | 0 | 0
| 2032 | 0 | 0 | 0 | 76.44 | 0 | 0 | 0 | 0 | 0 | 0 | 0 | 0 | 0 | 0 | 0 | 0 | 0 | 0 | 0 | 0
| 2033 | 0 | 0 | 0 | 76.44 | 0 | 0 | 0 | 0 | 0 | 0 | 0 | 0 | 0 | 0 | 0 | 0 | 0 | 0 | 0 | 0
| 2034 | 0 | 0 | 0 | 76.44 | 0 | 0 | 0 | 0 | 0 | 0 | 0 | 0 | 0 | 0 | 0 | 0 | 0 | 0 | 0 | 0
| 2035 | 0 | 0 | 0 | 76.44 | 0 | 0 | 0 | 0 | 0 | 0 | 0 | 0 | 0 | 0 | 0 | 0 | 0 | 0 | 0 | 0
| 2036 | 0 | 0 | 0 | 76.44 | 0 | 0 | 0 | 0 | 0 | 0 | 0 | 0 | 0 | 0 | 0 | 0 | 0 | 0 | 0 | 0
| 2037 | 0 | 0 | 0 | 76.44 | 0 | 0 | 0 | 0 | 0 | 0 | 0 | 0 | 0 | 0 | 0 | 0 | 0 | 0 | 0 | 0
| 2038 | 0 | 0 | 0 | 76.44 | 0 | 0 | 0 | 0 | 0 | 0 | 0 | 0 | 0 | 0 | 0 | 0 | 0 | 0 | 0 | 0
| 2039 | 0 | 0 | 0 | 76.44 | 0 | 0 | 0 | 0 | 0 | 0 | 0 | 0 | 0 | 0 | 0 | 0 | 0 | 0 | 0 | 0
| 2040 | 0 | 0 | 0 | 76.44 | 0 | 0 | 0 | 0 | 0 | 0 | 0 | 0 | 0 | 0 | 0 | 0 | 0 | 0 | 0 | 0
| 2041 | 0 | 0 | 0 | 76.44 | 0 | 0 | 0 | 0 | 0 | 0 | 0 | 0 | 0 | 0 | 0 | 0 | 0 | 0 | 0 | 0
| 2042 | 0 | 0 | 0 | 76.44 | 0 | 0 | 0 | 0 | 0 | 0 | 0 | 0 | 0 | 0 | 0 | 0 | 0 | 0 | 0 | 0
| 2043 | 0 | 0 | 0 | 76.44 | 0 | 0 | 0 | 0 | 0 | 0 | 0 | 0 | 0 | 0 | 0 | 0 | 0 | 0 | 0 | 0
| 2044 | 0 | 0 | 0 | 76.44 | 0 | 0 | 0 | 0 | 0 | 0 | 0 | 0 | 0 | 0 | 0 | 0 | 0 | 0 | 0 | 0
| 2045 | 0 | 0 | 0 | 76.44 | 0 | 0 | 0 | 0 | 0 | 0 | 0 | 0 | 0 | 0 | 0 | 0 | 0 | 0 | 0 | 0
| 2046 | 0 | 0 | 0 | 76.44 | 0 | 0 | 0 | 0 | 0 | 0 | 0 | 0 | 0 | 0 | 0 | 0 | 0 | 0 | 0 | 0
| 2047 | 0 | 0 | 0 | 76.44 | 0 | 0 | 0 | 0 | 0 | 0 | 0 | 0 | 0 | 0 | 0 | 0 | 0 | 0 | 0 | 0
| 2048 | 0 | 0 | 0 | 76.44 | 0 | 0 | 0 | 0 | 0 | 0 | 0 | 0 | 0 | 0 | 0 | 0 | 0 | 0 | 0 | 0
| 2049 | 0 | 0 | 0 | 76.44 | 0 | 0 | 0 | 0 | 0 | 0 | 0 | 0 | 0 | 0 | 0 | 0 | 0 | 0 | 0 | 0
| 2050 | 0 | 0 | 0 | 76.44 | 0 | 0 | 0 | 0 | 0 | 0 | 0 | 0 | 0 | 0 | 0 | 0 | 0 | 0 | 0 | 0
8 | Levelized Investment Tax Credit, $/kW-yr
| 2021 | 0 | -66.58 | 0 | 0 | -256.55 | -374.91 | -560.25 | -828.03 | 0 | -54.73 | -98.52 | 0 | 0 | 0 | 0 | -81.87 | -163.48 | -189.28 | -160.81 | -129.75
| 2022 | 0 | -66.58 | 0 | 0 | -256.55 | -374.91 | -560.25 | -828.03 | 0 | -54.73 | -98.52 | 0 | 0 | 0 | 0 | -81.87 | -163.48 | -189.23 | -160.76 | -127.51
| 2023 | 0 | -59.9 | 0 | 0 | -257.77 | -320.94 | -468.75 | -653.54 | 0 | -54.96 | -98.93 | 0 | 0 | 0 | 0 | -82.24 | -164.25 | -190.06 | -161.5 | -125.86
| 2024 | 0 | -58.46 | 0 | 0 | -258.98 | -315.83 | -453.56 | -608.55 | 0 | -54.3 | -97.73 | 0 | 0 | 0 | 0 | -82.6 | -165.02 | -188.64 | -160.34 | -124.19
| 2025 | 0 | -57.02 | 0 | 0 | -260.19 | -311.32 | -440.41 | -574.92 | -189.29 | -53.64 | -96.56 | 0 | 0 | 0 | 0 | -82.97 | -165.79 | -187.22 | -159.17 | -122.49
| 2026 | 0 | -55.57 | 0 | 0 | -261.41 | -307.3 | -428.85 | -548.39 | -185.86 | -53 | -95.39 | 0 | 0 | 0 | 0 | -83.34 | -166.56 | -185.77 | -157.97 | -120.78
| 2027 | 0 | -54.1 | 0 | 0 | -262.62 | -303.7 | -418.56 | -526.67 | -184.43 | -52.36 | -94.24 | 0 | 0 | 0 | 0 | -83.7 | -167.32 | -184.3 | -156.76 | -119.04
| 2028 | 0 | -52.44 | 0 | 0 | -262.62 | -299.12 | -407.43 | -506.05 | -182.94 | -51.5 | -92.69 | 0 | 0 | 0 | 0 | -83.7 | -167.32 | -182.01 | -154.81 | -116.75
| 2029 | 0 | -50.78 | 0 | 0 | -262.62 | -294.87 | -397.27 | -488.18 | -181.57 | -50.65 | -91.18 | 0 | 0 | 0 | 0 | -83.7 | -167.32 | -179.71 | -152.86 | -114.45
| 2030 | 0 | -49.11 | 0 | 0 | -262.62 | -290.92 | -387.91 | -472.44 | -180.23 | -49.83 | -89.69 | 0 | 0 | 0 | 0 | -83.7 | -167.32 | -177.42 | -150.92 | -112.15
| 2031 | 0 | -47.45 | 0 | 0 | -225.62 | -287.22 | -379.25 | -458.39 | -178.52 | -49.01 | -88.22 | 0 | 0 | 0 | 0 | -83.7 | -167.32 | -172.44 | -150.92 | -110.69
| 2032 | 0 | -45.79 | 0 | 0 | -198.45 | -283.75 | -371.19 | -445.72 | -176.93 | -48.21 | -86.79 | 0 | 0 | 0 | 0 | -83.7 | -167.32 | -170.76 | -150.92 | -109.98
| 2033 | 0 | -44.13 | 0 | 0 | -189.29 | -280.47 | -363.66 | -434.19 | -175.61 | -47.43 | -85.38 | 0 | 0 | 0 | 0 | -83.7 | -167.32 | -169.11 | -150.93 | -109.28
| 2034 | 0 | -42.47 | 0 | 0 | -182.37 | -277.37 | -356.58 | -423.61 | -174.22 | -46.66 | -83.99 | 0 | 0 | 0 | 0 | -83.7 | -167.32 | -167.51 | -150.93 | -108.57
| 2035 | 0 | -40.8 | 0 | 0 | -176.85 | -274.43 | -349.92 | -413.86 | -172.87 | -45.91 | -82.64 | 0 | 0 | 0 | 0 | -83.7 | -167.32 | -165.94 | -150.93 | -107.72
| 2036 | 0 | -40.12 | 0 | 0 | -164.65 | -273.06 | -348.17 | -411.79 | -171.34 | -45.17 | -81.31 | 0 | 0 | 0 | 0 | -83.7 | -167.32 | -164.41 | -150.93 | -106.4
| 2037 | 0 | -39.44 | 0 | 0 | -156.51 | -271.7 | -346.43 | -409.73 | -169.81 | -44.44 | -80 | 0 | 0 | 0 | 0 | -83.7 | -167.32 | -162.92 | -150.94 | -105.7
| 2038 | 0 | -38.76 | 0 | 0 | -150.48 | -270.34 | -344.7 | -407.68 | -168.42 | -43.73 | -78.71 | 0 | 0 | 0 | 0 | -83.7 | -167.32 | -161.46 | -150.94 | -104.99
| 2039 | 0 | -38.08 | 0 | 0 | -145.72 | -268.99 | -342.98 | -405.65 | -166.79 | -43.03 | -77.45 | 0 | 0 | 0 | 0 | -83.7 | -167.32 | -160.04 | -150.95 | -104.28
| 2040 | 0 | -37.4 | 0 | 0 | -141.81 | -267.64 | -341.27 | -403.62 | -165.38 | -42.34 | -76.22 | 0 | 0 | 0 | 0 | -83.7 | -167.32 | -158.65 | -150.95 | -103.73
| 2041 | 0 | -36.72 | 0 | 0 | -138.51 | -266.31 | -339.56 | -401.61 | -164.11 | -41.67 | -75 | 0 | 0 | 0 | 0 | -83.7 | -167.31 | -157.29 | -150.95 | -103.73
| 2042 | 0 | -36.04 | 0 | 0 | -135.67 | -264.98 | -337.87 | -399.6 | -162.62 | -41.01 | -73.81 | 0 | 0 | 0 | 0 | -83.7 | -167.31 | -155.96 | -150.96 | -103.73
| 2043 | 0 | -35.36 | 0 | 0 | -133.17 | -263.65 | -336.18 | -397.6 | -161.31 | -40.36 | -72.64 | 0 | 0 | 0 | 0 | -83.7 | -167.31 | -154.67 | -150.96 | -103.73
| 2044 | 0 | -34.68 | 0 | 0 | -130.95 | -262.34 | -334.5 | -395.62 | -159.88 | -39.72 | -71.49 | 0 | 0 | 0 | 0 | -83.7 | -167.31 | -153.4 | -150.96 | -103.73
| 2045 | 0 | -34 | 0 | 0 | -128.96 | -261.03 | -332.83 | -393.64 | -158.37 | -39.09 | -70.37 | 0 | 0 | 0 | 0 | -83.7 | -167.31 | -152.16 | -150.96 | -103.73
| 2046 | 0 | -33.32 | 0 | 0 | -127.15 | -259.72 | -331.17 | -391.68 | -156.89 | -38.48 | -69.26 | 0 | 0 | 0 | 0 | -83.7 | -167.31 | -150.95 | -150.96 | -103.73
| 2047 | 0 | -26.41 | 0 | 0 | -125.5 | -211.83 | -270.78 | -320.26 | -124.91 | -30.78 | -55.4 | 0 | 0 | 0 | 0 | -69.24 | -138.58 | -130.41 | -132.26 | -84.69
| 2048 | 0 | -18.94 | 0 | 0 | -123.99 | -155.95 | -199.81 | -236.32 | -89.19 | -22.27 | -40.09 | 0 | 0 | 0 | 0 | -51.63 | -103.43 | -100.03 | -102.68 | -62.61
| 2049 | 0 | 0 | 0 | 0 | -122.58 | 0 | 0 | 0 | 0 | 0 | 0 | 0 | 0 | 0 | 0 | 0 | 0 | 0 | 0 | 0
| 2050 | 0 | 0 | 0 | 0 | -121.28 | 0 | 0 | 0 | 0 | 0 | 0 | 0 | 0 | 0 | 0 | 0 | 0 | 0 | 0 | 0
9 | Fixed O&M, $/kW-yr
| 2021 | 36.57 | 38.01 | 39.81 | 29.47 | 90.49 | 167.39 | 207.68 | 235.05 | 176.3 | 49.41 | 89.51 | 36.28 | 26.51 | 38.33 | 62.28 | 22.02 | 22.07 | 28.48 | 58.44 | 29.56
| 2022 | 36.57 | 38.01 | 39.81 | 29.47 | 90.49 | 167.39 | 207.68 | 235.05 | 176.3 | 49.41 | 89.51 | 36.28 | 26.51 | 38.33 | 62.28 | 22.02 | 22.07 | 28.48 | 58.44 | 29.56
| 2023 | 34.19 | 34.73 | 39.32 | 29.11 | 90.49 | 165.17 | 204.62 | 230.18 | 176.3 | 48.9 | 88.59 | 35.86 | 26.51 | 38.33 | 62.28 | 22.02 | 22.07 | 28.48 | 58.44 | 29.56
| 2024 | 33.25 | 33.95 | 38.84 | 28.75 | 90.49 | 162.95 | 201.57 | 225.31 | 176.3 | 45.39 | 81.88 | 35.54 | 26.51 | 38.33 | 62.28 | 22.02 | 22.07 | 27.75 | 57.75 | 29.41
| 2025 | 32.32 | 33.17 | 38.35 | 28.39 | 90.49 | 160.72 | 198.51 | 220.45 | 176.3 | 39.77 | 71.57 | 35.22 | 26.4 | 38.17 | 62.01 | 22.02 | 22.07 | 27.01 | 57.06 | 29.27
| 2026 | 31.38 | 32.39 | 37.86 | 28.03 | 90.49 | 158.5 | 195.45 | 215.58 | 176.3 | 38.49 | 68.97 | 34.8 | 26.18 | 37.84 | 61.49 | 22.02 | 22.07 | 26.27 | 56.36 | 29.13
| 2027 | 30.45 | 31.6 | 37.37 | 27.66 | 90.49 | 156.28 | 192.39 | 210.71 | 176.3 | 37.2 | 66.37 | 34.49 | 26.06 | 37.68 | 61.23 | 22.02 | 22.07 | 25.53 | 55.67 | 28.99
| 2028 | 29.53 | 30.82 | 36.88 | 27.3 | 90.49 | 154.06 | 189.34 | 205.85 | 176.3 | 35.91 | 63.76 | 34.07 | 25.95 | 37.52 | 60.96 | 22.02 | 22.07 | 24.8 | 54.98 | 28.85
| 2029 | 28.6 | 30.04 | 36.4 | 26.94 | 90.49 | 151.83 | 186.28 | 200.98 | 176.3 | 34.63 | 61.15 | 33.75 | 25.73 | 37.2 | 60.44 | 22.02 | 22.07 | 24.06 | 54.28 | 28.71
| 2030 | 27.68 | 29.26 | 35.91 | 26.58 | 90.49 | 149.61 | 183.22 | 196.12 | 176.3 | 33.34 | 58.54 | 33.44 | 25.62 | 37.03 | 60.18 | 22.02 | 22.07 | 23.32 | 53.59 | 28.57
| 2031 | 26.76 | 28.48 | 35.66 | 26.4 | 87.82 | 147.39 | 180.17 | 191.25 | 176.3 | 32.83 | 57.57 | 33.02 | 25.5 | 36.87 | 59.91 | 22.02 | 22.07 | 22.51 | 53.59 | 28.57
| 2032 | 25.85 | 27.69 | 35.42 | 26.22 | 86.29 | 145.17 | 177.11 | 186.38 | 176.3 | 32.31 | 56.6 | 32.7 | 25.28 | 36.55 | 59.39 | 22.02 | 22.07 | 22.2 | 53.59 | 28.57
| 2033 | 24.94 | 26.91 | 35.17 | 26.03 | 85.23 | 142.94 | 174.05 | 181.52 | 176.3 | 31.8 | 55.62 | 32.28 | 25.17 | 36.39 | 59.12 | 22.02 | 22.07 | 21.9 | 53.59 | 28.57
| 2034 | 24.02 | 26.13 | 34.92 | 25.85 | 84.43 | 140.72 | 170.99 | 176.65 | 176.3 | 31.28 | 54.65 | 31.96 | 25.06 | 36.23 | 58.86 | 22.02 | 22.07 | 21.6 | 53.59 | 28.57
| 2035 | 23.11 | 25.35 | 34.68 | 25.67 | 83.79 | 138.5 | 167.94 | 171.78 | 176.3 | 30.77 | 53.68 | 31.65 | 24.95 | 36.06 | 58.6 | 22.02 | 22.07 | 21.32 | 53.59 | 28.57
| 2036 | 22.88 | 25.03 | 34.43 | 25.49 | 82.38 | 138.5 | 167.94 | 171.78 | 176.3 | 30.26 | 52.71 | 31.33 | 24.72 | 35.74 | 58.07 | 22.02 | 22.07 | 21.05 | 53.59 | 28.57
| 2037 | 22.65 | 24.71 | 34.19 | 25.31 | 81.44 | 138.5 | 167.94 | 171.78 | 176.3 | 29.74 | 51.74 | 31.12 | 24.61 | 35.58 | 57.81 | 22.02 | 22.07 | 20.79 | 53.59 | 28.57
| 2038 | 22.41 | 24.39 | 33.94 | 25.12 | 80.74 | 138.5 | 167.94 | 171.78 | 176.3 | 29.23 | 50.77 | 30.91 | 24.5 | 35.42 | 57.55 | 22.02 | 22.07 | 20.54 | 53.59 | 28.57
| 2039 | 22.18 | 24.06 | 33.69 | 24.94 | 80.19 | 138.5 | 167.94 | 171.78 | 176.3 | 28.71 | 49.8 | 30.7 | 24.27 | 35.09 | 57.02 | 22.02 | 22.07 | 20.3 | 53.59 | 28.57
| 2040 | 21.95 | 23.74 | 33.45 | 24.76 | 79.74 | 138.5 | 167.94 | 171.78 | 176.3 | 28.2 | 48.83 | 30.49 | 24.16 | 34.93 | 56.76 | 22.02 | 22.07 | 20.06 | 53.59 | 28.57
| 2041 | 21.71 | 23.42 | 33.2 | 24.58 | 79.36 | 138.5 | 167.94 | 171.78 | 176.3 | 27.69 | 47.86 | 30.18 | 24.05 | 34.77 | 56.5 | 22.02 | 22.07 | 19.84 | 53.59 | 28.57
| 2042 | 21.48 | 23.1 | 32.96 | 24.4 | 79.03 | 138.5 | 167.94 | 171.78 | 176.3 | 27.17 | 46.9 | 29.97 | 23.83 | 34.45 | 55.97 | 22.02 | 22.07 | 19.62 | 53.59 | 28.57
| 2043 | 21.25 | 22.78 | 32.71 | 24.21 | 78.75 | 138.5 | 167.94 | 171.78 | 176.3 | 26.66 | 45.93 | 29.76 | 23.71 | 34.29 | 55.71 | 22.02 | 22.07 | 19.41 | 53.59 | 28.57
| 2044 | 21.02 | 22.46 | 32.46 | 24.03 | 78.49 | 138.5 | 167.94 | 171.78 | 176.3 | 26.14 | 44.97 | 29.55 | 23.6 | 34.12 | 55.45 | 22.02 | 22.07 | 19.21 | 53.59 | 28.57
| 2045 | 20.79 | 22.14 | 32.22 | 23.85 | 78.26 | 138.5 | 167.94 | 171.78 | 176.3 | 25.63 | 44 | 29.23 | 23.38 | 33.8 | 54.92 | 22.02 | 22.07 | 19.01 | 53.59 | 28.57
| 2046 | 20.56 | 21.82 | 31.97 | 23.67 | 78.05 | 138.5 | 167.94 | 171.78 | 176.3 | 25.12 | 43.04 | 29.02 | 23.27 | 33.64 | 54.66 | 22.02 | 22.07 | 18.82 | 53.59 | 28.57
| 2047 | 20.33 | 21.5 | 31.73 | 23.48 | 77.86 | 138.5 | 167.94 | 171.78 | 176.3 | 24.6 | 42.07 | 28.81 | 23.16 | 33.48 | 54.39 | 22.09 | 22.13 | 18.64 | 53.59 | 28.57
| 2048 | 20.1 | 21.18 | 31.48 | 23.3 | 77.68 | 138.5 | 167.94 | 171.78 | 176.3 | 24.09 | 41.11 | 28.6 | 22.93 | 33.15 | 53.87 | 22.15 | 22.17 | 18.47 | 53.59 | 28.57
| 2049 | 19.87 | 20.86 | 31.23 | 23.12 | 77.52 | 138.5 | 167.94 | 171.78 | 176.3 | 23.57 | 40.15 | 28.39 | 22.82 | 32.99 | 53.61 | 22.21 | 22.22 | 18.3 | 53.59 | 28.57
| 2050 | 19.64 | 20.54 | 30.99 | 22.94 | 77.37 | 138.5 | 167.94 | 171.78 | 176.3 | 23.06 | 39.19 | 28.07 | 22.71 | 32.83 | 53.34 | 22.21 | 22.22 | 18.13 | 53.59 | 28.57
10 | Periodic Replacement & Augmentation, $/kW-yr
| 2021 | 0 | 0 | 0 | 0 | 0 | 0 | 0 | 0 | 0 | 0 | 0 | 0 | 0 | 0 | 0 | 0 | 0 | 0 | 0 | 0
| 2022 | 0 | 0 | 0 | 0 | 0 | 0 | 0 | 0 | 0 | 0 | 0 | 0 | 0 | 0 | 0 | 0 | 0 | 0 | 0 | 0
| 2023 | 0 | 0 | 0 | 0 | 0 | 0 | 0 | 0 | 0 | 0 | 0 | 0 | 0 | 0 | 0 | 0 | 0 | 0 | 0 | 0
| 2024 | 0 | 0 | 0 | 0 | 0 | 0 | 0 | 0 | 0 | 0 | 0 | 0 | 0 | 0 | 0 | 0 | 0 | 0 | 0 | 0
| 2025 | 0 | 0 | 0 | 0 | 0 | 0 | 0 | 0 | 0 | 0 | 0 | 0 | 0 | 0 | 0 | 0 | 0 | 0 | 0 | 0
| 2026 | 0 | 0 | 0 | 0 | 0 | 0 | 0 | 0 | 0 | 0 | 0 | 0 | 0 | 0 | 0 | 0 | 0 | 0 | 0 | 0
| 2027 | 0 | 0 | 0 | 0 | 0 | 0 | 0 | 0 | 0 | 0 | 0 | 0 | 0 | 0 | 0 | 0 | 0 | 0 | 0 | 0
| 2028 | 0 | 0 | 0 | 0 | 0 | 0 | 0 | 0 | 0 | 0 | 0 | 0 | 0 | 0 | 0 | 0 | 0 | 0 | 0 | 0
| 2029 | 0 | 0 | 0 | 0 | 0 | 0 | 0 | 0 | 0 | 0 | 0 | 0 | 0 | 0 | 0 | 0 | 0 | 0 | 0 | 0
| 2030 | 0 | 0 | 0 | 0 | 0 | 0 | 0 | 0 | 0 | 0 | 0 | 0 | 0 | 0 | 0 | 0 | 0 | 0 | 0 | 0
| 2031 | 0 | 0 | 0 | 0 | 0 | 0 | 0 | 0 | 0 | 0 | 0 | 0 | 0 | 0 | 0 | 0 | 0 | 0 | 0 | 0
| 2032 | 0 | 0 | 0 | 0 | 0 | 0 | 0 | 0 | 0 | 0 | 0 | 0 | 0 | 0 | 0 | 0 | 0 | 0 | 0 | 0
| 2033 | 0 | 0 | 0 | 0 | 0 | 0 | 0 | 0 | 0 | 0 | 0 | 0 | 0 | 0 | 0 | 0 | 0 | 0 | 0 | 0
| 2034 | 0 | 0 | 0 | 0 | 0 | 0 | 0 | 0 | 0 | 0 | 0 | 0 | 0 | 0 | 0 | 0 | 0 | 0 | 0 | 0
| 2035 | 0 | 0 | 0 | 0 | 0 | 0 | 0 | 0 | 0 | 0 | 0 | 0 | 0 | 0 | 0 | 0 | 0 | 0 | 0 | 0
| 2036 | 0 | 0 | 0 | 0 | 0 | 0 | 0 | 0 | 0 | 0 | 0 | 0 | 0 | 0 | 0 | 0 | 0 | 0 | 0 | 0
| 2037 | 0 | 0 | 0 | 0 | 0 | 0 | 0 | 0 | 0 | 0 | 0 | 0 | 0 | 0 | 0 | 0 | 0 | 0 | 0 | 0
| 2038 | 0 | 0 | 0 | 0 | 0 | 0 | 0 | 0 | 0 | 0 | 0 | 0 | 0 | 0 | 0 | 0 | 0 | 0 | 0 | 0
| 2039 | 0 | 0 | 0 | 0 | 0 | 0 | 0 | 0 | 0 | 0 | 0 | 0 | 0 | 0 | 0 | 0 | 0 | 0 | 0 | 0
| 2040 | 0 | 0 | 0 | 0 | 0 | 0 | 0 | 0 | 0 | 0 | 0 | 0 | 0 | 0 | 0 | 0 | 0 | 0 | 0 | 0
| 2041 | 0 | 0 | 0 | 0 | 0 | 0 | 0 | 0 | 0 | 0 | 0 | 0 | 0 | 0 | 0 | 0 | 0 | 0 | 0 | 0
| 2042 | 0 | 0 | 0 | 0 | 0 | 0 | 0 | 0 | 0 | 0 | 0 | 0 | 0 | 0 | 0 | 0 | 0 | 0 | 0 | 0
| 2043 | 0 | 0 | 0 | 0 | 0 | 0 | 0 | 0 | 0 | 0 | 0 | 0 | 0 | 0 | 0 | 0 | 0 | 0 | 0 | 0
| 2044 | 0 | 0 | 0 | 0 | 0 | 0 | 0 | 0 | 0 | 0 | 0 | 0 | 0 | 0 | 0 | 0 | 0 | 0 | 0 | 0
| 2045 | 0 | 0 | 0 | 0 | 0 | 0 | 0 | 0 | 0 | 0 | 0 | 0 | 0 | 0 | 0 | 0 | 0 | 0 | 0 | 0
| 2046 | 0 | 0 | 0 | 0 | 0 | 0 | 0 | 0 | 0 | 0 | 0 | 0 | 0 | 0 | 0 | 0 | 0 | 0 | 0 | 0
| 2047 | 0 | 0 | 0 | 0 | 0 | 0 | 0 | 0 | 0 | 0 | 0 | 0 | 0 | 0 | 0 | 0 | 0 | 0 | 0 | 0
| 2048 | 0 | 0 | 0 | 0 | 0 | 0 | 0 | 0 | 0 | 0 | 0 | 0 | 0 | 0 | 0 | 0 | 0 | 0 | 0 | 0
| 2049 | 0 | 0 | 0 | 0 | 0 | 0 | 0 | 0 | 0 | 0 | 0 | 0 | 0 | 0 | 0 | 0 | 0 | 0 | 0 | 0
| 2050 | 0 | 0 | 0 | 0 | 0 | 0 | 0 | 0 | 0 | 0 | 0 | 0 | 0 | 0 | 0 | 0 | 0 | 0 | 0 | 0
11 | Variable O&M, $/MWh
| 2021 | 0 | 0 | 0 | 0 | 0 | 0 | 0 | 0 | 5.25 | 0 | 0 | 2.17 | 5.06 | 5.29 | 6.4 | 0.58 | 0.58 | 0 | 0 | 0
| 2022 | 0 | 0 | 0 | 0 | 0 | 0 | 0 | 0 | 5.25 | 0 | 0 | 2.17 | 5.06 | 5.29 | 6.4 | 0.58 | 0.58 | 0 | 0 | 0
| 2023 | 0 | 0 | 0 | 0 | 0 | 0 | 0 | 0 | 5.25 | 0 | 0 | 2.15 | 5.06 | 5.29 | 6.4 | 0.58 | 0.58 | 0 | 0 | 0
| 2024 | 0 | 0 | 0 | 0 | 0 | 0 | 0 | 0 | 5.25 | 0 | 0 | 2.14 | 5.06 | 5.29 | 6.4 | 0.58 | 0.58 | 0 | 0 | 0
| 2025 | 0 | 0 | 0 | 0 | 0 | 0 | 0 | 0 | 5.25 | 0 | 0 | 2.12 | 5.06 | 5.29 | 6.4 | 0.58 | 0.58 | 0 | 0 | 0
| 2026 | 0 | 0 | 0 | 0 | 0 | 0 | 0 | 0 | 5.25 | 0 | 0 | 2.1 | 5.06 | 5.29 | 6.4 | 0.58 | 0.58 | 0 | 0 | 0
| 2027 | 0 | 0 | 0 | 0 | 0 | 0 | 0 | 0 | 5.25 | 0 | 0 | 2.09 | 5.06 | 5.29 | 6.4 | 0.58 | 0.58 | 0 | 0 | 0
| 2028 | 0 | 0 | 0 | 0 | 0 | 0 | 0 | 0 | 5.25 | 0 | 0 | 2.07 | 5.06 | 5.29 | 6.4 | 0.58 | 0.58 | 0 | 0 | 0
| 2029 | 0 | 0 | 0 | 0 | 0 | 0 | 0 | 0 | 5.25 | 0 | 0 | 2.06 | 5.06 | 5.29 | 6.4 | 0.58 | 0.58 | 0 | 0 | 0
| 2030 | 0 | 0 | 0 | 0 | 0 | 0 | 0 | 0 | 5.25 | 0 | 0 | 2.04 | 5.06 | 5.29 | 6.4 | 0.58 | 0.58 | 0 | 0 | 0
| 2031 | 0 | 0 | 0 | 0 | 0 | 0 | 0 | 0 | 5.25 | 0 | 0 | 2.02 | 5.06 | 5.29 | 6.4 | 0.58 | 0.58 | 0 | 0 | 0
| 2032 | 0 | 0 | 0 | 0 | 0 | 0 | 0 | 0 | 5.25 | 0 | 0 | 2.01 | 5.06 | 5.29 | 6.4 | 0.58 | 0.58 | 0 | 0 | 0
| 2033 | 0 | 0 | 0 | 0 | 0 | 0 | 0 | 0 | 5.25 | 0 | 0 | 1.99 | 5.06 | 5.29 | 6.4 | 0.58 | 0.58 | 0 | 0 | 0
| 2034 | 0 | 0 | 0 | 0 | 0 | 0 | 0 | 0 | 5.25 | 0 | 0 | 1.98 | 5.06 | 5.29 | 6.4 | 0.58 | 0.58 | 0 | 0 | 0
| 2035 | 0 | 0 | 0 | 0 | 0 | 0 | 0 | 0 | 5.25 | 0 | 0 | 1.96 | 5.06 | 5.29 | 6.4 | 0.58 | 0.58 | 0 | 0 | 0
| 2036 | 0 | 0 | 0 | 0 | 0 | 0 | 0 | 0 | 5.25 | 0 | 0 | 1.95 | 5.06 | 5.29 | 6.4 | 0.58 | 0.58 | 0 | 0 | 0
| 2037 | 0 | 0 | 0 | 0 | 0 | 0 | 0 | 0 | 5.25 | 0 | 0 | 1.94 | 5.06 | 5.29 | 6.4 | 0.58 | 0.58 | 0 | 0 | 0
| 2038 | 0 | 0 | 0 | 0 | 0 | 0 | 0 | 0 | 5.25 | 0 | 0 | 1.93 | 5.06 | 5.29 | 6.4 | 0.58 | 0.58 | 0 | 0 | 0
| 2039 | 0 | 0 | 0 | 0 | 0 | 0 | 0 | 0 | 5.25 | 0 | 0 | 1.91 | 5.06 | 5.29 | 6.4 | 0.58 | 0.58 | 0 | 0 | 0
| 2040 | 0 | 0 | 0 | 0 | 0 | 0 | 0 | 0 | 5.25 | 0 | 0 | 1.9 | 5.06 | 5.29 | 6.4 | 0.58 | 0.58 | 0 | 0 | 0
| 2041 | 0 | 0 | 0 | 0 | 0 | 0 | 0 | 0 | 5.25 | 0 | 0 | 1.89 | 5.06 | 5.29 | 6.4 | 0.58 | 0.58 | 0 | 0 | 0
| 2042 | 0 | 0 | 0 | 0 | 0 | 0 | 0 | 0 | 5.25 | 0 | 0 | 1.88 | 5.06 | 5.29 | 6.4 | 0.58 | 0.58 | 0 | 0 | 0
| 2043 | 0 | 0 | 0 | 0 | 0 | 0 | 0 | 0 | 5.25 | 0 | 0 | 1.87 | 5.06 | 5.29 | 6.4 | 0.58 | 0.58 | 0 | 0 | 0
| 2044 | 0 | 0 | 0 | 0 | 0 | 0 | 0 | 0 | 5.25 | 0 | 0 | 1.86 | 5.06 | 5.29 | 6.4 | 0.58 | 0.58 | 0 | 0 | 0
| 2045 | 0 | 0 | 0 | 0 | 0 | 0 | 0 | 0 | 5.25 | 0 | 0 | 1.85 | 5.06 | 5.29 | 6.4 | 0.58 | 0.58 | 0 | 0 | 0
| 2046 | 0 | 0 | 0 | 0 | 0 | 0 | 0 | 0 | 5.25 | 0 | 0 | 1.83 | 5.06 | 5.29 | 6.4 | 0.58 | 0.58 | 0 | 0 | 0
| 2047 | 0 | 0 | 0 | 0 | 0 | 0 | 0 | 0 | 5.25 | 0 | 0 | 1.82 | 5.06 | 5.29 | 6.4 | 0.58 | 0.58 | 0 | 0 | 0
| 2048 | 0 | 0 | 0 | 0 | 0 | 0 | 0 | 0 | 5.25 | 0 | 0 | 1.81 | 5.06 | 5.29 | 6.4 | 0.58 | 0.58 | 0 | 0 | 0
| 2049 | 0 | 0 | 0 | 0 | 0 | 0 | 0 | 0 | 5.25 | 0 | 0 | 1.8 | 5.06 | 5.29 | 6.4 | 0.58 | 0.58 | 0 | 0 | 0
| 2050 | 0 | 0 | 0 | 0 | 0 | 0 | 0 | 0 | 5.25 | 0 | 0 | 1.79 | 5.06 | 5.29 | 6.4 | 0.58 | 0.58 | 0 | 0 | 0
12 | Fuel Cost, $/MWh
| 2021 | 0 | 0 | 0 | 0 | 0 | 0 | 0 | 0 | 73.58 | 0 | 0 | 19.09 | 29.72 | 27.37 | 24.89 | 0 | 0 | 0 | 0 | 0
| 2022 | 0 | 0 | 0 | 0 | 0 | 0 | 0 | 0 | 73.58 | 0 | 0 | 19.09 | 29.72 | 27.37 | 24.89 | 0 | 0 | 0 | 0 | 0
| 2023 | 0 | 0 | 0 | 0 | 0 | 0 | 0 | 0 | 73.58 | 0 | 0 | 19.04 | 29.72 | 27.37 | 24.89 | 0 | 0 | 0 | 0 | 0
| 2024 | 0 | 0 | 0 | 0 | 0 | 0 | 0 | 0 | 73.58 | 0 | 0 | 19 | 29.72 | 27.37 | 24.89 | 0 | 0 | 0 | 0 | 0
| 2025 | 0 | 0 | 0 | 0 | 0 | 0 | 0 | 0 | 73.58 | 0 | 0 | 18.95 | 29.72 | 27.37 | 24.89 | 0 | 0 | 0 | 0 | 0
| 2026 | 0 | 0 | 0 | 0 | 0 | 0 | 0 | 0 | 73.58 | 0 | 0 | 18.9 | 29.72 | 27.37 | 24.89 | 0 | 0 | 0 | 0 | 0
| 2027 | 0 | 0 | 0 | 0 | 0 | 0 | 0 | 0 | 73.58 | 0 | 0 | 18.86 | 29.72 | 27.37 | 24.89 | 0 | 0 | 0 | 0 | 0
| 2028 | 0 | 0 | 0 | 0 | 0 | 0 | 0 | 0 | 73.58 | 0 | 0 | 18.81 | 29.72 | 27.37 | 24.89 | 0 | 0 | 0 | 0 | 0
| 2029 | 0 | 0 | 0 | 0 | 0 | 0 | 0 | 0 | 73.58 | 0 | 0 | 18.76 | 29.72 | 27.37 | 24.89 | 0 | 0 | 0 | 0 | 0
| 2030 | 0 | 0 | 0 | 0 | 0 | 0 | 0 | 0 | 73.58 | 0 | 0 | 18.71 | 29.72 | 27.37 | 24.89 | 0 | 0 | 0 | 0 | 0
| 2031 | 0 | 0 | 0 | 0 | 0 | 0 | 0 | 0 | 73.58 | 0 | 0 | 18.67 | 29.72 | 27.37 | 24.89 | 0 | 0 | 0 | 0 | 0
| 2032 | 0 | 0 | 0 | 0 | 0 | 0 | 0 | 0 | 73.58 | 0 | 0 | 18.62 | 29.72 | 27.37 | 24.89 | 0 | 0 | 0 | 0 | 0
| 2033 | 0 | 0 | 0 | 0 | 0 | 0 | 0 | 0 | 73.58 | 0 | 0 | 18.57 | 29.72 | 27.37 | 24.89 | 0 | 0 | 0 | 0 | 0
| 2034 | 0 | 0 | 0 | 0 | 0 | 0 | 0 | 0 | 73.58 | 0 | 0 | 18.53 | 29.72 | 27.37 | 24.89 | 0 | 0 | 0 | 0 | 0
| 2035 | 0 | 0 | 0 | 0 | 0 | 0 | 0 | 0 | 73.58 | 0 | 0 | 18.48 | 29.72 | 27.37 | 24.89 | 0 | 0 | 0 | 0 | 0
| 2036 | 0 | 0 | 0 | 0 | 0 | 0 | 0 | 0 | 73.58 | 0 | 0 | 18.48 | 29.72 | 27.37 | 24.89 | 0 | 0 | 0 | 0 | 0
| 2037 | 0 | 0 | 0 | 0 | 0 | 0 | 0 | 0 | 73.58 | 0 | 0 | 18.48 | 29.72 | 27.37 | 24.89 | 0 | 0 | 0 | 0 | 0
| 2038 | 0 | 0 | 0 | 0 | 0 | 0 | 0 | 0 | 73.58 | 0 | 0 | 18.48 | 29.72 | 27.37 | 24.89 | 0 | 0 | 0 | 0 | 0
| 2039 | 0 | 0 | 0 | 0 | 0 | 0 | 0 | 0 | 73.58 | 0 | 0 | 18.48 | 29.72 | 27.37 | 24.89 | 0 | 0 | 0 | 0 | 0
| 2040 | 0 | 0 | 0 | 0 | 0 | 0 | 0 | 0 | 73.58 | 0 | 0 | 18.48 | 29.72 | 27.37 | 24.89 | 0 | 0 | 0 | 0 | 0
| 2041 | 0 | 0 | 0 | 0 | 0 | 0 | 0 | 0 | 73.58 | 0 | 0 | 18.48 | 29.72 | 27.37 | 24.89 | 0 | 0 | 0 | 0 | 0
| 2042 | 0 | 0 | 0 | 0 | 0 | 0 | 0 | 0 | 73.58 | 0 | 0 | 18.48 | 29.72 | 27.37 | 24.89 | 0 | 0 | 0 | 0 | 0
| 2043 | 0 | 0 | 0 | 0 | 0 | 0 | 0 | 0 | 73.58 | 0 | 0 | 18.48 | 29.72 | 27.37 | 24.89 | 0 | 0 | 0 | 0 | 0
| 2044 | 0 | 0 | 0 | 0 | 0 | 0 | 0 | 0 | 73.58 | 0 | 0 | 18.48 | 29.72 | 27.37 | 24.89 | 0 | 0 | 0 | 0 | 0
| 2045 | 0 | 0 | 0 | 0 | 0 | 0 | 0 | 0 | 73.58 | 0 | 0 | 18.48 | 29.72 | 27.37 | 24.89 | 0 | 0 | 0 | 0 | 0
| 2046 | 0 | 0 | 0 | 0 | 0 | 0 | 0 | 0 | 73.58 | 0 | 0 | 18.48 | 29.72 | 27.37 | 24.89 | 0 | 0 | 0 | 0 | 0
| 2047 | 0 | 0 | 0 | 0 | 0 | 0 | 0 | 0 | 73.58 | 0 | 0 | 18.48 | 29.72 | 27.37 | 24.89 | 0 | 0 | 0 | 0 | 0
| 2048 | 0 | 0 | 0 | 0 | 0 | 0 | 0 | 0 | 73.58 | 0 | 0 | 18.48 | 29.72 | 27.37 | 24.89 | 0 | 0 | 0 | 0 | 0
| 2049 | 0 | 0 | 0 | 0 | 0 | 0 | 0 | 0 | 73.58 | 0 | 0 | 18.48 | 29.72 | 27.37 | 24.89 | 0 | 0 | 0 | 0 | 0
| 2050 | 0 | 0 | 0 | 0 | 0 | 0 | 0 | 0 | 73.58 | 0 | 0 | 18.48 | 29.72 | 27.37 | 24.89 | 0 | 0 | 0 | 0 | 0
13 | Levelized Production Tax Credit, $/MWh
| 2021 | -20.21 | 0 | -18.3 | -17.62 | 0 | 0 | 0 | 0 | 0 | 0 | 0 | 0 | 0 | 0 | 0 | 0 | 0 | 0 | 0 | 0
| 2022 | -20.21 | 0 | -18.3 | -17.62 | 0 | 0 | 0 | 0 | 0 | 0 | 0 | 0 | 0 | 0 | 0 | 0 | 0 | 0 | 0 | 0
| 2023 | -20.38 | 0 | -18.45 | -17.77 | 0 | 0 | 0 | 0 | 0 | 0 | 0 | 0 | 0 | 0 | 0 | 0 | 0 | 0 | 0 | 0
| 2024 | -20.26 | 0 | -18.27 | -17.59 | 0 | 0 | 0 | 0 | 0 | 0 | 0 | 0 | 0 | 0 | 0 | 0 | 0 | 0 | 0 | 0
| 2025 | -20.14 | 0 | -18.08 | -17.41 | 0 | 0 | 0 | 0 | 0 | 0 | 0 | 0 | 0 | 0 | 0 | 0 | 0 | 0 | 0 | 0
| 2026 | -20.02 | 0 | -18.01 | -17.34 | 0 | 0 | 0 | 0 | 0 | 0 | 0 | 0 | 0 | 0 | 0 | 0 | 0 | 0 | 0 | 0
| 2027 | -19.89 | 0 | -17.93 | -17.27 | 0 | 0 | 0 | 0 | 0 | 0 | 0 | 0 | 0 | 0 | 0 | 0 | 0 | 0 | 0 | 0
| 2028 | -19.76 | 0 | -17.86 | -17.2 | 0 | 0 | 0 | 0 | 0 | 0 | 0 | 0 | 0 | 0 | 0 | 0 | 0 | 0 | 0 | 0
| 2029 | -19.62 | 0 | -17.78 | -17.12 | 0 | 0 | 0 | 0 | 0 | 0 | 0 | 0 | 0 | 0 | 0 | 0 | 0 | 0 | 0 | 0
| 2030 | -19.47 | 0 | -17.7 | -17.05 | 0 | 0 | 0 | 0 | 0 | 0 | 0 | 0 | 0 | 0 | 0 | 0 | 0 | 0 | 0 | 0
| 2031 | -19.32 | 0 | -17.67 | -17.02 | 0 | 0 | 0 | 0 | 0 | 0 | 0 | 0 | 0 | 0 | 0 | 0 | 0 | 0 | 0 | 0
| 2032 | -19.17 | 0 | -17.65 | -17 | 0 | 0 | 0 | 0 | 0 | 0 | 0 | 0 | 0 | 0 | 0 | 0 | 0 | 0 | 0 | 0
| 2033 | -19.01 | 0 | -17.62 | -16.97 | 0 | 0 | 0 | 0 | 0 | 0 | 0 | 0 | 0 | 0 | 0 | 0 | 0 | 0 | 0 | 0
| 2034 | -18.84 | 0 | -17.59 | -16.94 | 0 | 0 | 0 | 0 | 0 | 0 | 0 | 0 | 0 | 0 | 0 | 0 | 0 | 0 | 0 | 0
| 2035 | -18.66 | 0 | -17.56 | -16.91 | 0 | 0 | 0 | 0 | 0 | 0 | 0 | 0 | 0 | 0 | 0 | 0 | 0 | 0 | 0 | 0
| 2036 | -18.61 | 0 | -17.53 | -16.88 | 0 | 0 | 0 | 0 | 0 | 0 | 0 | 0 | 0 | 0 | 0 | 0 | 0 | 0 | 0 | 0
| 2037 | -18.56 | 0 | -17.5 | -16.86 | 0 | 0 | 0 | 0 | 0 | 0 | 0 | 0 | 0 | 0 | 0 | 0 | 0 | 0 | 0 | 0
| 2038 | -18.5 | 0 | -17.47 | -16.83 | 0 | 0 | 0 | 0 | 0 | 0 | 0 | 0 | 0 | 0 | 0 | 0 | 0 | 0 | 0 | 0
| 2039 | -18.45 | 0 | -17.44 | -16.8 | 0 | 0 | 0 | 0 | 0 | 0 | 0 | 0 | 0 | 0 | 0 | 0 | 0 | 0 | 0 | 0
| 2040 | -18.4 | 0 | -17.41 | -16.77 | 0 | 0 | 0 | 0 | 0 | 0 | 0 | 0 | 0 | 0 | 0 | 0 | 0 | 0 | 0 | 0
| 2041 | -18.34 | 0 | -17.38 | -16.74 | 0 | 0 | 0 | 0 | 0 | 0 | 0 | 0 | 0 | 0 | 0 | 0 | 0 | 0 | 0 | 0
| 2042 | -18.29 | 0 | -17.35 | -16.71 | 0 | 0 | 0 | 0 | 0 | 0 | 0 | 0 | 0 | 0 | 0 | 0 | 0 | 0 | 0 | 0
| 2043 | -18.23 | 0 | -17.32 | -16.68 | 0 | 0 | 0 | 0 | 0 | 0 | 0 | 0 | 0 | 0 | 0 | 0 | 0 | 0 | 0 | 0
| 2044 | -18.18 | 0 | -17.29 | -16.65 | 0 | 0 | 0 | 0 | 0 | 0 | 0 | 0 | 0 | 0 | 0 | 0 | 0 | 0 | 0 | 0
| 2045 | -18.12 | 0 | -17.26 | -16.62 | 0 | 0 | 0 | 0 | 0 | 0 | 0 | 0 | 0 | 0 | 0 | 0 | 0 | 0 | 0 | 0
| 2046 | -18.07 | 0 | -17.22 | -16.59 | 0 | 0 | 0 | 0 | 0 | 0 | 0 | 0 | 0 | 0 | 0 | 0 | 0 | 0 | 0 | 0
| 2047 | -14.16 | 0 | -13.5 | -13 | 0 | 0 | 0 | 0 | 0 | 0 | 0 | 0 | 0 | 0 | 0 | 0 | 0 | 0 | 0 | 0
| 2048 | -10.03 | 0 | -9.56 | -9.21 | 0 | 0 | 0 | 0 | 0 | 0 | 0 | 0 | 0 | 0 | 0 | 0 | 0 | 0 | 0 | 0
| 2049 | 0 | 0 | 0 | 0 | 0 | 0 | 0 | 0 | 0 | 0 | 0 | 0 | 0 | 0 | 0 | 0 | 0 | 0 | 0 | 0
| 2050 | 0 | 0 | 0 | 0 | 0 | 0 | 0 | 0 | 0 | 0 | 0 | 0 | 0 | 0 | 0 | 0 | 0 | 0 | 0 | 0
14 | Levelized Fixed Cost, $/kW-yr
| 2021 | 146.13 | 158.25 | 164.79 | 219.72 | 659.65 | 608.86 | 832.1 | 1146.23 | 647.75 | 148.47 | 252.83 | 178.67 | 137.68 | 209.22 | 319.62 | 138.72 | 235.3 | 377.04 | 351.34 | 269.64
| 2022 | 146.13 | 158.25 | 164.79 | 219.72 | 659.65 | 608.86 | 832.1 | 1146.23 | 647.75 | 148.47 | 252.83 | 178.67 | 137.68 | 209.22 | 319.62 | 138.72 | 235.3 | 377.1 | 351.39 | 265.82
| 2023 | 153.29 | 146.19 | 165.94 | 220.76 | 675.33 | 661.66 | 903.38 | 1194.55 | 649.34 | 150.69 | 256.53 | 177.19 | 137.68 | 209.22 | 319.62 | 142.48 | 242.86 | 385.48 | 358.93 | 267.94
| 2024 | 150.4 | 144.9 | 164.54 | 219.16 | 691.02 | 663.54 | 895.8 | 1148.09 | 649.73 | 148.46 | 251.84 | 175.8 | 137.68 | 209.22 | 319.62 | 146.24 | 250.42 | 388.98 | 362.33 | 269.73
| 2025 | 147.44 | 143.5 | 163.01 | 217.47 | 706.7 | 665.87 | 889.99 | 1115.24 | 462.49 | 144.08 | 243.46 | 174.41 | 136.83 | 207.85 | 317.45 | 150 | 257.98 | 392.27 | 365.55 | 271.31
| 2026 | 142.72 | 139.37 | 160.38 | 214.85 | 710.99 | 657.75 | 871.24 | 1072.54 | 459.86 | 141.98 | 239.31 | 170.99 | 134.33 | 203.94 | 311.46 | 150.21 | 259.07 | 389.07 | 363.42 | 268.67
| 2027 | 138.17 | 135.32 | 157.86 | 212.34 | 715.53 | 650.48 | 854.62 | 1037.29 | 459.35 | 139.92 | 235.24 | 167.74 | 131.98 | 200.26 | 305.83 | 150.53 | 260.34 | 385.94 | 361.35 | 266.05
| 2028 | 132.46 | 129.41 | 154.26 | 209.01 | 704.64 | 631.13 | 821.62 | 985 | 451.48 | 135.41 | 227.02 | 164.45 | 129.7 | 196.69 | 300.35 | 147.18 | 254.23 | 375.03 | 352.24 | 258.01
| 2029 | 128.4 | 125.96 | 151.89 | 206.8 | 704.64 | 622.46 | 803.31 | 953.41 | 450.09 | 132.81 | 222.05 | 163.11 | 128.76 | 195.2 | 298 | 147.18 | 254.23 | 370.11 | 348.06 | 253.77
| 2030 | 124.44 | 122.5 | 149.55 | 204.63 | 704.64 | 614.23 | 786.21 | 924.98 | 448.74 | 130.24 | 217.13 | 161.77 | 127.94 | 193.87 | 295.9 | 147.18 | 254.23 | 365.2 | 343.87 | 249.52
| 2031 | 120.57 | 119.05 | 147.56 | 202.75 | 615.45 | 606.39 | 770.15 | 899.09 | 447.01 | 128.46 | 213.88 | 160.32 | 127.12 | 192.54 | 293.81 | 147.18 | 254.23 | 355.34 | 343.87 | 246.91
| 2032 | 116.79 | 115.59 | 145.6 | 200.9 | 550.38 | 598.88 | 754.98 | 875.24 | 445.4 | 126.71 | 210.68 | 158.99 | 126.18 | 191.03 | 291.43 | 147.18 | 254.23 | 351.97 | 343.87 | 245.65
| 2033 | 113.09 | 112.14 | 143.67 | 199.08 | 527.89 | 591.67 | 740.6 | 853.09 | 444.05 | 124.98 | 207.52 | 157.54 | 125.36 | 189.71 | 289.34 | 147.18 | 254.23 | 348.67 | 343.87 | 244.39
| 2034 | 109.48 | 108.68 | 141.77 | 197.3 | 510.9 | 584.74 | 726.9 | 832.37 | 442.64 | 123.27 | 204.4 | 156.2 | 124.54 | 188.38 | 287.24 | 147.18 | 254.23 | 345.46 | 343.87 | 243.13
| 2035 | 105.94 | 105.23 | 139.91 | 195.55 | 497.36 | 578.04 | 713.81 | 812.87 | 441.27 | 121.59 | 201.33 | 154.87 | 123.72 | 187.05 | 285.15 | 147.18 | 254.23 | 342.33 | 343.86 | 241.6
| 2036 | 103.5 | 103.82 | 138.08 | 193.83 | 467.43 | 575.97 | 711.2 | 809.78 | 439.7 | 119.92 | 198.29 | 153.69 | 122.78 | 185.54 | 282.77 | 147.18 | 254.23 | 339.27 | 343.86 | 239.24
| 2037 | 101.13 | 102.4 | 136.28 | 192.13 | 447.45 | 573.9 | 708.61 | 806.71 | 438.13 | 118.28 | 195.29 | 152.61 | 121.96 | 184.21 | 280.68 | 147.18 | 254.23 | 336.29 | 343.86 | 237.98
| 2038 | 98.84 | 100.99 | 134.51 | 190.47 | 432.64 | 571.85 | 706.02 | 803.66 | 436.7 | 116.66 | 192.33 | 151.53 | 121.14 | 182.88 | 278.58 | 147.18 | 254.23 | 333.38 | 343.85 | 236.72
| 2039 | 96.61 | 99.57 | 132.77 | 188.84 | 420.96 | 569.81 | 703.46 | 800.63 | 435.03 | 115.06 | 189.4 | 150.45 | 120.21 | 181.39 | 276.23 | 147.18 | 254.23 | 330.54 | 343.85 | 235.46
| 2040 | 94.45 | 98.16 | 131.06 | 187.23 | 411.37 | 567.77 | 700.9 | 797.6 | 433.57 | 113.48 | 186.51 | 149.37 | 119.38 | 180.05 | 274.11 | 147.18 | 254.23 | 327.77 | 343.85 | 234.47
| 2041 | 92.35 | 96.74 | 129.38 | 185.66 | 403.28 | 565.75 | 698.36 | 794.6 | 432.27 | 111.92 | 183.66 | 148.19 | 118.56 | 178.72 | 272.02 | 147.19 | 254.25 | 325.07 | 343.84 | 234.47
| 2042 | 90.32 | 95.33 | 127.73 | 184.11 | 396.3 | 563.74 | 695.83 | 791.61 | 430.72 | 110.38 | 180.85 | 147.12 | 117.62 | 177.23 | 269.66 | 147.19 | 254.25 | 322.43 | 343.84 | 234.47
| 2043 | 88.34 | 93.91 | 126.1 | 182.58 | 390.17 | 561.74 | 693.31 | 788.63 | 429.36 | 108.86 | 178.06 | 146.04 | 116.8 | 175.9 | 267.57 | 147.19 | 254.25 | 319.86 | 343.84 | 234.47
| 2044 | 86.42 | 92.5 | 124.5 | 181.08 | 384.73 | 559.75 | 690.81 | 785.67 | 427.88 | 107.35 | 175.31 | 144.97 | 115.98 | 174.57 | 265.47 | 147.19 | 254.25 | 317.36 | 343.84 | 234.47
| 2045 | 84.56 | 91.08 | 122.92 | 179.61 | 379.84 | 557.76 | 688.32 | 782.72 | 426.31 | 105.86 | 172.6 | 143.78 | 115.04 | 173.07 | 263.1 | 147.19 | 254.25 | 314.91 | 343.84 | 234.47
| 2046 | 82.75 | 89.67 | 121.37 | 178.16 | 375.4 | 555.79 | 685.84 | 779.79 | 424.76 | 104.4 | 169.91 | 142.71 | 114.22 | 171.74 | 261 | 147.19 | 254.25 | 312.53 | 343.84 | 234.47
| 2047 | 81.55 | 95.09 | 120.61 | 177.67 | 371.35 | 607.27 | 750.89 | 856.68 | 456.92 | 109.99 | 179.96 | 141.63 | 113.4 | 170.41 | 258.91 | 162.51 | 284.39 | 330.87 | 364.51 | 254.43
| 2048 | 80.54 | 100.99 | 120.11 | 177.46 | 367.63 | 665.5 | 824.77 | 944.02 | 492.26 | 116.21 | 191.14 | 140.56 | 112.47 | 168.92 | 256.55 | 179.94 | 318.94 | 357.22 | 393.96 | 277.04
| 2049 | 79.71 | 117.74 | 120.4 | 178.97 | 364.19 | 819.65 | 1021.75 | 1176.99 | 580.92 | 134.47 | 224.26 | 139.48 | 111.64 | 167.58 | 254.44 | 225.71 | 411.06 | 450.87 | 494.01 | 337.56
| 2050 | 78.08 | 115.63 | 118.93 | 177.58 | 360.99 | 816.37 | 1017.61 | 1172.09 | 576.13 | 132.53 | 220.73 | 138.3 | 110.82 | 166.25 | 252.34 | 225.71 | 411.06 | 447.63 | 494.01 | 337.56
15 | Levelized Fixed Cost w/ PTC, $/kW-yr
| 2021 | 85.87 | 158.25 | 118.6 | 161.63 | 659.65 | 608.86 | 832.1 | 1146.23 | 647.75 | 148.47 | 252.83 | 178.67 | 137.68 | 209.22 | 319.62 | 138.72 | 235.3 | 377.04 | 351.34 | 269.64
| 2022 | 85.87 | 158.25 | 118.6 | 161.63 | 659.65 | 608.86 | 832.1 | 1146.23 | 647.75 | 148.47 | 252.83 | 178.67 | 137.68 | 209.22 | 319.62 | 138.72 | 235.3 | 377.1 | 351.39 | 265.82
| 2023 | 92.51 | 146.19 | 119.36 | 162.17 | 675.33 | 661.66 | 903.38 | 1194.55 | 649.34 | 150.69 | 256.53 | 177.19 | 137.68 | 209.22 | 319.62 | 142.48 | 242.86 | 385.48 | 358.93 | 267.94
| 2024 | 89.98 | 144.9 | 118.42 | 161.16 | 691.02 | 663.54 | 895.8 | 1148.09 | 649.73 | 148.46 | 251.84 | 175.8 | 137.68 | 209.22 | 319.62 | 146.24 | 250.42 | 388.98 | 362.33 | 269.73
| 2025 | 87.4 | 143.5 | 117.37 | 160.07 | 706.7 | 665.87 | 889.99 | 1115.24 | 462.49 | 144.08 | 243.46 | 174.41 | 136.83 | 207.85 | 317.45 | 150 | 257.98 | 392.27 | 365.55 | 271.31
| 2026 | 83.07 | 139.37 | 114.93 | 157.68 | 710.99 | 657.75 | 871.24 | 1072.54 | 459.86 | 141.98 | 239.31 | 170.99 | 134.33 | 203.94 | 311.46 | 150.21 | 259.07 | 389.07 | 363.42 | 268.67
| 2027 | 78.92 | 135.32 | 112.59 | 155.4 | 715.53 | 650.48 | 854.62 | 1037.29 | 459.35 | 139.92 | 235.24 | 167.74 | 131.98 | 200.26 | 305.83 | 150.53 | 260.34 | 385.94 | 361.35 | 266.05
| 2028 | 73.63 | 129.41 | 109.18 | 152.32 | 704.64 | 631.13 | 821.62 | 985 | 451.48 | 135.41 | 227.02 | 164.45 | 129.7 | 196.69 | 300.35 | 147.18 | 254.23 | 375.03 | 352.24 | 258.01
| 2029 | 70.01 | 125.96 | 107 | 150.35 | 704.64 | 622.46 | 803.31 | 953.41 | 450.09 | 132.81 | 222.05 | 163.11 | 128.76 | 195.2 | 298 | 147.18 | 254.23 | 370.11 | 348.06 | 253.77
| 2030 | 66.51 | 122.5 | 104.86 | 148.42 | 704.64 | 614.23 | 786.21 | 924.98 | 448.74 | 130.24 | 217.13 | 161.77 | 127.94 | 193.87 | 295.9 | 147.18 | 254.23 | 365.2 | 343.87 | 249.52
| 2031 | 63.11 | 119.05 | 102.94 | 146.63 | 615.45 | 606.39 | 770.15 | 899.09 | 447.01 | 128.46 | 213.88 | 160.32 | 127.12 | 192.54 | 293.81 | 147.18 | 254.23 | 355.34 | 343.87 | 246.91
| 2032 | 59.81 | 115.59 | 101.05 | 144.87 | 550.38 | 598.88 | 754.98 | 875.24 | 445.4 | 126.71 | 210.68 | 158.99 | 126.18 | 191.03 | 291.43 | 147.18 | 254.23 | 351.97 | 343.87 | 245.65
| 2033 | 56.62 | 112.14 | 99.19 | 143.15 | 527.89 | 591.67 | 740.6 | 853.09 | 444.05 | 124.98 | 207.52 | 157.54 | 125.36 | 189.71 | 289.34 | 147.18 | 254.23 | 348.67 | 343.87 | 244.39
| 2034 | 53.54 | 108.68 | 97.37 | 141.45 | 510.9 | 584.74 | 726.9 | 832.37 | 442.64 | 123.27 | 204.4 | 156.2 | 124.54 | 188.38 | 287.24 | 147.18 | 254.23 | 345.46 | 343.87 | 243.13
| 2035 | 50.55 | 105.23 | 95.58 | 139.79 | 497.36 | 578.04 | 713.81 | 812.87 | 441.27 | 121.59 | 201.33 | 154.87 | 123.72 | 187.05 | 285.15 | 147.18 | 254.23 | 342.33 | 343.86 | 241.6
| 2036 | 48.27 | 103.82 | 93.83 | 138.17 | 467.43 | 575.97 | 711.2 | 809.78 | 439.7 | 119.92 | 198.29 | 153.69 | 122.78 | 185.54 | 282.77 | 147.18 | 254.23 | 339.27 | 343.86 | 239.24
| 2037 | 46.07 | 102.4 | 92.1 | 136.57 | 447.45 | 573.9 | 708.61 | 806.71 | 438.13 | 118.28 | 195.29 | 152.61 | 121.96 | 184.21 | 280.68 | 147.18 | 254.23 | 336.29 | 343.86 | 237.98
| 2038 | 43.94 | 100.99 | 90.41 | 135 | 432.64 | 571.85 | 706.02 | 803.66 | 436.7 | 116.66 | 192.33 | 151.53 | 121.14 | 182.88 | 278.58 | 147.18 | 254.23 | 333.38 | 343.85 | 236.72
| 2039 | 41.88 | 99.57 | 88.74 | 133.46 | 420.96 | 569.81 | 703.46 | 800.63 | 435.03 | 115.06 | 189.4 | 150.45 | 120.21 | 181.39 | 276.23 | 147.18 | 254.23 | 330.54 | 343.85 | 235.46
| 2040 | 39.89 | 98.16 | 87.11 | 131.95 | 411.37 | 567.77 | 700.9 | 797.6 | 433.57 | 113.48 | 186.51 | 149.37 | 119.38 | 180.05 | 274.11 | 147.18 | 254.23 | 327.77 | 343.85 | 234.47
| 2041 | 37.96 | 96.74 | 85.5 | 130.47 | 403.28 | 565.75 | 698.36 | 794.6 | 432.27 | 111.92 | 183.66 | 148.19 | 118.56 | 178.72 | 272.02 | 147.19 | 254.25 | 325.07 | 343.84 | 234.47
| 2042 | 36.09 | 95.33 | 83.93 | 129.02 | 396.3 | 563.74 | 695.83 | 791.61 | 430.72 | 110.38 | 180.85 | 147.12 | 117.62 | 177.23 | 269.66 | 147.19 | 254.25 | 322.43 | 343.84 | 234.47
| 2043 | 34.29 | 93.91 | 82.38 | 127.59 | 390.17 | 561.74 | 693.31 | 788.63 | 429.36 | 108.86 | 178.06 | 146.04 | 116.8 | 175.9 | 267.57 | 147.19 | 254.25 | 319.86 | 343.84 | 234.47
| 2044 | 32.54 | 92.5 | 80.86 | 126.19 | 384.73 | 559.75 | 690.81 | 785.67 | 427.88 | 107.35 | 175.31 | 144.97 | 115.98 | 174.57 | 265.47 | 147.19 | 254.25 | 317.36 | 343.84 | 234.47
| 2045 | 30.85 | 91.08 | 79.36 | 124.82 | 379.84 | 557.76 | 688.32 | 782.72 | 426.31 | 105.86 | 172.6 | 143.78 | 115.04 | 173.07 | 263.1 | 147.19 | 254.25 | 314.91 | 343.84 | 234.47
| 2046 | 29.21 | 89.67 | 77.89 | 123.47 | 375.4 | 555.79 | 685.84 | 779.79 | 424.76 | 104.4 | 169.91 | 142.71 | 114.22 | 171.74 | 261 | 147.19 | 254.25 | 312.53 | 343.84 | 234.47
| 2047 | 39.51 | 95.09 | 86.53 | 134.8 | 371.35 | 607.27 | 750.89 | 856.68 | 456.92 | 109.99 | 179.96 | 141.63 | 113.4 | 170.41 | 258.91 | 162.51 | 284.39 | 330.87 | 364.51 | 254.43
| 2048 | 50.66 | 100.99 | 95.97 | 147.11 | 367.63 | 665.5 | 824.77 | 944.02 | 492.26 | 116.21 | 191.14 | 140.56 | 112.47 | 168.92 | 256.55 | 179.94 | 318.94 | 357.22 | 393.96 | 277.04
| 2049 | 79.71 | 117.74 | 120.4 | 178.97 | 364.19 | 819.65 | 1021.75 | 1176.99 | 580.92 | 134.47 | 224.26 | 139.48 | 111.64 | 167.58 | 254.44 | 225.71 | 411.06 | 450.87 | 494.01 | 337.56
| 2050 | 78.08 | 115.63 | 118.93 | 177.58 | 360.99 | 816.37 | 1017.61 | 1172.09 | 576.13 | 132.53 | 220.73 | 138.3 | 110.82 | 166.25 | 252.34 | 225.71 | 411.06 | 447.63 | 494.01 | 337.56
16 | Levelized Cost of Electricity, $/MWh
| 2021 | 28.8 | 71.97 | 46.98 | 49.03 | 162.22 | 86.88 | 118.74 | 163.56 | 202.06 | 101.69 | 173.17 | 48.45 | 191.95 | 271.5 | 396.15 | 77.28 | 130.41 | 286.94 | 802.15 | 307.8
| 2022 | 28.8 | 71.97 | 46.98 | 49.03 | 162.22 | 86.88 | 118.74 | 163.56 | 202.06 | 101.69 | 173.17 | 48.45 | 191.95 | 271.5 | 396.15 | 77.28 | 130.41 | 286.99 | 802.27 | 303.45
| 2023 | 31.02 | 66.48 | 47.28 | 49.19 | 166.08 | 94.42 | 128.91 | 170.46 | 202.36 | 103.21 | 175.7 | 48.16 | 191.95 | 271.5 | 396.15 | 79.36 | 134.58 | 293.36 | 819.47 | 305.87
| 2024 | 30.18 | 65.9 | 46.91 | 48.88 | 169.94 | 94.68 | 127.83 | 163.83 | 202.44 | 101.68 | 172.49 | 47.89 | 191.95 | 271.5 | 396.15 | 81.44 | 138.76 | 296.03 | 827.24 | 307.91
| 2025 | 29.32 | 65.26 | 46.49 | 48.55 | 173.8 | 95.02 | 127 | 159.14 | 166.82 | 98.68 | 166.75 | 47.61 | 190.97 | 269.93 | 393.67 | 83.52 | 142.93 | 298.53 | 834.59 | 309.72
| 2026 | 27.88 | 63.38 | 45.52 | 47.83 | 174.85 | 93.86 | 124.32 | 153.05 | 166.31 | 97.24 | 163.91 | 47.03 | 188.12 | 265.47 | 386.83 | 83.64 | 143.53 | 296.09 | 829.73 | 306.7
| 2027 | 26.5 | 61.54 | 44.6 | 47.14 | 175.97 | 92.82 | 121.95 | 148.02 | 166.22 | 95.84 | 161.13 | 46.48 | 185.44 | 261.27 | 380.41 | 83.81 | 144.23 | 293.72 | 825 | 303.71
| 2028 | 24.73 | 58.85 | 43.25 | 46.2 | 173.29 | 90.06 | 117.24 | 140.55 | 164.72 | 92.74 | 155.49 | 45.91 | 182.83 | 257.19 | 374.15 | 81.96 | 140.86 | 285.41 | 804.2 | 294.53
| 2029 | 23.52 | 57.28 | 42.38 | 45.61 | 173.29 | 88.82 | 114.63 | 136.05 | 164.46 | 90.97 | 152.09 | 45.65 | 181.77 | 255.49 | 371.46 | 81.96 | 140.86 | 281.67 | 794.65 | 289.69
| 2030 | 22.35 | 55.71 | 41.54 | 45.02 | 173.29 | 87.65 | 112.19 | 131.99 | 164.2 | 89.2 | 148.72 | 45.38 | 180.83 | 253.97 | 369.07 | 81.96 | 140.86 | 277.93 | 785.1 | 284.84
| 2031 | 21.22 | 54.14 | 40.78 | 44.48 | 151.36 | 86.53 | 109.9 | 128.29 | 163.87 | 87.99 | 146.5 | 45.09 | 179.89 | 252.46 | 366.68 | 81.96 | 140.86 | 270.43 | 785.1 | 281.86
| 2032 | 20.12 | 52.57 | 40.03 | 43.94 | 135.35 | 85.46 | 107.73 | 124.89 | 163.56 | 86.79 | 144.3 | 44.83 | 178.82 | 250.74 | 363.97 | 81.96 | 140.86 | 267.86 | 785.09 | 280.42
| 2033 | 19.06 | 51 | 39.29 | 43.42 | 129.82 | 84.43 | 105.68 | 121.73 | 163.31 | 85.6 | 142.14 | 44.54 | 177.88 | 249.22 | 361.58 | 81.96 | 140.86 | 265.35 | 785.09 | 278.98
| 2034 | 18.03 | 49.43 | 38.57 | 42.91 | 125.64 | 83.44 | 103.72 | 118.77 | 163.04 | 84.43 | 140 | 44.28 | 176.94 | 247.7 | 359.19 | 81.96 | 140.86 | 262.91 | 785.08 | 277.54
| 2035 | 17.03 | 47.86 | 37.86 | 42.4 | 122.31 | 82.48 | 101.86 | 115.99 | 162.78 | 83.28 | 137.9 | 44.01 | 176.01 | 246.19 | 356.8 | 81.96 | 140.86 | 260.52 | 785.08 | 275.8
| 2036 | 16.27 | 47.21 | 37.17 | 41.91 | 114.95 | 82.19 | 101.48 | 115.55 | 162.48 | 82.14 | 135.81 | 43.82 | 174.93 | 244.47 | 354.08 | 81.96 | 140.86 | 258.2 | 785.07 | 273.11
| 2037 | 15.53 | 46.57 | 36.48 | 41.43 | 110.04 | 81.89 | 101.11 | 115.11 | 162.18 | 81.02 | 133.76 | 43.65 | 174 | 242.95 | 351.69 | 81.96 | 140.86 | 255.93 | 785.06 | 271.67
| 2038 | 14.81 | 45.93 | 35.81 | 40.95 | 106.4 | 81.6 | 100.75 | 114.68 | 161.91 | 79.91 | 131.73 | 43.47 | 173.06 | 241.43 | 349.3 | 81.96 | 140.86 | 253.71 | 785.05 | 270.23
| 2039 | 14.12 | 45.28 | 35.15 | 40.48 | 103.53 | 81.31 | 100.38 | 114.24 | 161.59 | 78.81 | 129.73 | 43.29 | 172 | 239.73 | 346.61 | 81.96 | 140.86 | 251.55 | 785.05 | 268.79
| 2040 | 13.45 | 44.64 | 34.5 | 40.03 | 101.17 | 81.02 | 100.01 | 113.81 | 161.31 | 77.73 | 127.75 | 43.11 | 171.05 | 238.2 | 344.2 | 81.96 | 140.86 | 249.44 | 785.04 | 267.66
| 2041 | 12.8 | 44 | 33.87 | 39.58 | 99.18 | 80.73 | 99.65 | 113.38 | 161.06 | 76.66 | 125.8 | 42.92 | 170.11 | 236.68 | 341.81 | 81.97 | 140.86 | 247.39 | 785.03 | 267.66
| 2042 | 12.17 | 43.35 | 33.24 | 39.14 | 97.46 | 80.44 | 99.29 | 112.96 | 160.77 | 75.6 | 123.87 | 42.75 | 169.05 | 234.98 | 339.12 | 81.97 | 140.86 | 245.38 | 785.02 | 267.66
| 2043 | 11.57 | 42.71 | 32.63 | 38.7 | 95.95 | 80.16 | 98.93 | 112.53 | 160.51 | 74.56 | 121.96 | 42.58 | 168.11 | 233.46 | 336.73 | 81.97 | 140.86 | 243.43 | 785.01 | 267.66
| 2044 | 10.98 | 42.07 | 32.03 | 38.28 | 94.61 | 79.87 | 98.57 | 112.11 | 160.23 | 73.53 | 120.08 | 42.4 | 167.18 | 231.95 | 334.34 | 81.97 | 140.86 | 241.52 | 785.01 | 267.66
| 2045 | 10.41 | 41.42 | 31.44 | 37.86 | 93.41 | 79.59 | 98.22 | 111.69 | 159.93 | 72.51 | 118.22 | 42.21 | 166.1 | 230.23 | 331.62 | 81.97 | 140.86 | 239.66 | 785.01 | 267.66
| 2046 | 9.86 | 40.78 | 30.85 | 37.45 | 92.32 | 79.31 | 97.87 | 111.27 | 159.64 | 71.5 | 116.38 | 42.03 | 165.16 | 228.71 | 329.23 | 81.97 | 140.86 | 237.85 | 785.01 | 267.66
| 2047 | 13.3 | 43.14 | 34.28 | 40.89 | 91.33 | 86.65 | 107.15 | 122.24 | 165.75 | 75.34 | 123.26 | 41.85 | 164.23 | 227.2 | 326.84 | 90.16 | 157.09 | 251.8 | 832.21 | 290.44
| 2048 | 17 | 45.69 | 38.02 | 44.62 | 90.41 | 94.96 | 117.69 | 134.71 | 172.48 | 79.59 | 130.92 | 41.68 | 163.16 | 225.49 | 324.15 | 99.52 | 175.76 | 271.86 | 899.44 | 316.25
| 2049 | 26.39 | 52.83 | 47.69 | 54.29 | 89.56 | 116.96 | 145.8 | 167.95 | 189.35 | 92.1 | 153.6 | 41.51 | 162.22 | 223.96 | 321.74 | 124.33 | 225.9 | 343.13 | 1127.89 | 385.34
| 2050 | 25.85 | 51.88 | 47.11 | 53.86 | 88.78 | 116.49 | 145.21 | 167.25 | 188.44 | 90.77 | 151.18 | 41.32 | 161.28 | 222.44 | 319.35 | 124.33 | 225.9 | 340.66 | 1127.89 | 385.34

## Draft 2025 I&A - High
Year-by-Year Levelized Resource Costs, Real $2022
All values hard-coded by macro
|  | Utility-Scale Solar | Distributed Solar | Onshore Wind | Out-of-State Wind | Offshore Wind | Geothermal | Near-Field EGS | Deep EGS | Biomass | Li-ion Battery (4-hr) | Li-ion Battery (8-hr) | Gas CCGT | Gas CT - Frame | Gas CT - Aero | Reciprocating Engine | PHS - Existing Reservoir | PHS - New Reservoir | Generic LDES (12-hr) | Generic LDES (24-hr) | Generic LDES (100-hr)
| Technology | Solar | Solar | Wind | Wind | Wind | Geothermal | Geothermal | Geothermal | Biopower | Li-ion Battery | Li-ion Battery | Gas | Gas | Gas | Gas | Pumped Storage Hydropower | Pumped Storage Hydropower | Flow Battery | Thermal Storage | Long-Duration Energy Storage
| Type | Utility PV | Commercial PV | Onshore | Onshore | Offshore | Hydro - Binary | EGS - NF - Binary | EGS - Deep - Binary | Dedicated | Utility Standalone | Utility Standalone | CCGT - F Class | CT - Frame - F Class | CT - Aeroderivative | Reciprocating | Existing Reservoir | New Reservoir | Vanadium | n/a | CPUC Adjusted
| Cost Class | n/a | n/a | n/a | n/a | 12 | n/a | n/a | n/a | n/a | n/a | n/a | n/a | n/a | n/a | n/a | 3 | 8 | n/a | n/a | n/a
| Storage Duration (hr) | [9 empty] | 4 | 8 |  |  |  |  | 12 | 12 | 12 | 24 | 100
| State | CA | CA | CA | NM | CA | CA | CA | CA | CA | CA | CA | CA | CA | CA | CA | CA | CA | CA | CA | CA
| ITC/PTC | PTC | ITC | PTC | PTC | ITC | ITC | ITC | ITC | ITC | ITC | ITC | None | None | None | None | ITC | ITC | ITC | ITC | ITC
| IRA Tax Credit Scenario | Bonus | Bonus | Bonus | Bonus | Bonus | Bonus | Bonus | Bonus | Bonus | Bonus | Bonus | Bonus | Bonus | Bonus | Bonus | Bonus | Bonus | Bonus | Bonus | Bonus
| Capital Cost Initial Value Source | Custom | ATB | Custom | Custom | ATB | ATB | ATB | ATB | ATB | Custom | Custom | ATB | ATB | ATB | ATB | ATB | ATB | ATB | ATB | ATB
| Capital Cost Trajectory Source | Custom | ATB | Custom | Custom | ATB | ATB | ATB | ATB | ATB | Custom | Custom | ATB | ATB | ATB | ATB | ATB | ATB | ATB | ATB | ATB
| Capital Cost Trajectory Scenario | High | High | High | High | High | High | High | High | High | High | High | High | High | High | High | High | High | High | High | High
| O&M Cost Trajectory Scenario | High | High | High | High | High | High | High | High | High | High | High | High | High | High | High | High | High | High | High | High
| Financing Data Source | Custom | Custom | Custom | Custom | Custom | Custom | Custom | Custom | Custom | Custom | Custom | Custom | Custom | Custom | Custom | Custom | Custom | Custom | Custom | Custom
| Financing Trajectory Scenario | High | High | High | High | High | High | High | High | High | High | High | High | High | High | High | High | High | High | High | High
< Expand for Resource Settings >
1 | Capacity Factor, %
| 2021 | 35.61% | 26.26% | 28.82% | 37.63% | 46.42% | 80% | 80% | 80% | 60% | 16.67% | 16.67% | 75% | 10% | 10% | 10% | 20.83% | 20.83% | 15% | 5% | 10%
| 2022 | 35.61% | 26.26% | 28.82% | 37.63% | 46.42% | 80% | 80% | 80% | 60% | 16.67% | 16.67% | 75% | 10% | 10% | 10% | 20.83% | 20.83% | 15% | 5% | 10%
| 2023 | 35.61% | 26.26% | 28.82% | 37.63% | 46.42% | 80% | 80% | 80% | 60% | 16.67% | 16.67% | 75% | 10% | 10% | 10% | 20.83% | 20.83% | 15% | 5% | 10%
| 2024 | 35.61% | 26.26% | 28.82% | 37.63% | 46.42% | 80% | 80% | 80% | 60% | 16.67% | 16.67% | 75% | 10% | 10% | 10% | 20.83% | 20.83% | 15% | 5% | 10%
| 2025 | 35.61% | 26.26% | 28.82% | 37.63% | 46.42% | 80% | 80% | 80% | 60% | 16.67% | 16.67% | 75% | 10% | 10% | 10% | 20.83% | 20.83% | 15% | 5% | 10%
| 2026 | 35.61% | 26.26% | 28.82% | 37.63% | 46.42% | 80% | 80% | 80% | 60% | 16.67% | 16.67% | 75% | 10% | 10% | 10% | 20.83% | 20.83% | 15% | 5% | 10%
| 2027 | 35.61% | 26.26% | 28.82% | 37.63% | 46.42% | 80% | 80% | 80% | 60% | 16.67% | 16.67% | 75% | 10% | 10% | 10% | 20.83% | 20.83% | 15% | 5% | 10%
| 2028 | 35.61% | 26.26% | 28.82% | 37.63% | 46.42% | 80% | 80% | 80% | 60% | 16.67% | 16.67% | 75% | 10% | 10% | 10% | 20.83% | 20.83% | 15% | 5% | 10%
| 2029 | 35.61% | 26.26% | 28.82% | 37.63% | 46.42% | 80% | 80% | 80% | 60% | 16.67% | 16.67% | 75% | 10% | 10% | 10% | 20.83% | 20.83% | 15% | 5% | 10%
| 2030 | 35.61% | 26.26% | 28.82% | 37.63% | 46.42% | 80% | 80% | 80% | 60% | 16.67% | 16.67% | 75% | 10% | 10% | 10% | 20.83% | 20.83% | 15% | 5% | 10%
| 2031 | 35.61% | 26.26% | 28.82% | 37.63% | 46.42% | 80% | 80% | 80% | 60% | 16.67% | 16.67% | 75% | 10% | 10% | 10% | 20.83% | 20.83% | 15% | 5% | 10%
| 2032 | 35.61% | 26.26% | 28.82% | 37.63% | 46.42% | 80% | 80% | 80% | 60% | 16.67% | 16.67% | 75% | 10% | 10% | 10% | 20.83% | 20.83% | 15% | 5% | 10%
| 2033 | 35.61% | 26.26% | 28.82% | 37.63% | 46.42% | 80% | 80% | 80% | 60% | 16.67% | 16.67% | 75% | 10% | 10% | 10% | 20.83% | 20.83% | 15% | 5% | 10%
| 2034 | 35.61% | 26.26% | 28.82% | 37.63% | 46.42% | 80% | 80% | 80% | 60% | 16.67% | 16.67% | 75% | 10% | 10% | 10% | 20.83% | 20.83% | 15% | 5% | 10%
| 2035 | 35.61% | 26.26% | 28.82% | 37.63% | 46.42% | 80% | 80% | 80% | 60% | 16.67% | 16.67% | 75% | 10% | 10% | 10% | 20.83% | 20.83% | 15% | 5% | 10%
| 2036 | 35.61% | 26.26% | 28.82% | 37.63% | 46.42% | 80% | 80% | 80% | 60% | 16.67% | 16.67% | 75% | 10% | 10% | 10% | 20.83% | 20.83% | 15% | 5% | 10%
| 2037 | 35.61% | 26.26% | 28.82% | 37.63% | 46.42% | 80% | 80% | 80% | 60% | 16.67% | 16.67% | 75% | 10% | 10% | 10% | 20.83% | 20.83% | 15% | 5% | 10%
| 2038 | 35.61% | 26.26% | 28.82% | 37.63% | 46.42% | 80% | 80% | 80% | 60% | 16.67% | 16.67% | 75% | 10% | 10% | 10% | 20.83% | 20.83% | 15% | 5% | 10%
| 2039 | 35.61% | 26.26% | 28.82% | 37.63% | 46.42% | 80% | 80% | 80% | 60% | 16.67% | 16.67% | 75% | 10% | 10% | 10% | 20.83% | 20.83% | 15% | 5% | 10%
| 2040 | 35.61% | 26.26% | 28.82% | 37.63% | 46.42% | 80% | 80% | 80% | 60% | 16.67% | 16.67% | 75% | 10% | 10% | 10% | 20.83% | 20.83% | 15% | 5% | 10%
| 2041 | 35.61% | 26.26% | 28.82% | 37.63% | 46.42% | 80% | 80% | 80% | 60% | 16.67% | 16.67% | 75% | 10% | 10% | 10% | 20.83% | 20.83% | 15% | 5% | 10%
| 2042 | 35.61% | 26.26% | 28.82% | 37.63% | 46.42% | 80% | 80% | 80% | 60% | 16.67% | 16.67% | 75% | 10% | 10% | 10% | 20.83% | 20.83% | 15% | 5% | 10%
| 2043 | 35.61% | 26.26% | 28.82% | 37.63% | 46.42% | 80% | 80% | 80% | 60% | 16.67% | 16.67% | 75% | 10% | 10% | 10% | 20.83% | 20.83% | 15% | 5% | 10%
| 2044 | 35.61% | 26.26% | 28.82% | 37.63% | 46.42% | 80% | 80% | 80% | 60% | 16.67% | 16.67% | 75% | 10% | 10% | 10% | 20.83% | 20.83% | 15% | 5% | 10%
| 2045 | 35.61% | 26.26% | 28.82% | 37.63% | 46.42% | 80% | 80% | 80% | 60% | 16.67% | 16.67% | 75% | 10% | 10% | 10% | 20.83% | 20.83% | 15% | 5% | 10%
| 2046 | 35.61% | 26.26% | 28.82% | 37.63% | 46.42% | 80% | 80% | 80% | 60% | 16.67% | 16.67% | 75% | 10% | 10% | 10% | 20.83% | 20.83% | 15% | 5% | 10%
| 2047 | 35.61% | 26.26% | 28.82% | 37.63% | 46.42% | 80% | 80% | 80% | 60% | 16.67% | 16.67% | 75% | 10% | 10% | 10% | 20.83% | 20.83% | 15% | 5% | 10%
| 2048 | 35.61% | 26.26% | 28.82% | 37.63% | 46.42% | 80% | 80% | 80% | 60% | 16.67% | 16.67% | 75% | 10% | 10% | 10% | 20.83% | 20.83% | 15% | 5% | 10%
| 2049 | 35.61% | 26.26% | 28.82% | 37.63% | 46.42% | 80% | 80% | 80% | 60% | 16.67% | 16.67% | 75% | 10% | 10% | 10% | 20.83% | 20.83% | 15% | 5% | 10%
| 2050 | 35.61% | 26.26% | 28.82% | 37.63% | 46.42% | 80% | 80% | 80% | 60% | 16.67% | 16.67% | 75% | 10% | 10% | 10% | 20.83% | 20.83% | 15% | 5% | 10%
2 | Nominal After-Tax WACC (%)
| 2021 | 8.356% | 8.366% | 8.159% | 8.227% | 10.84% | 10.48% | 10.97% | 10.97% | 10.65% | 10.36% | 10.36% | 8.4% | 8.4% | 8.4% | 8.4% | 10.34% | 10.83% | 10.35% | 10.84% | 10.84%
| 2022 | 8.356% | 8.366% | 8.159% | 8.227% | 10.84% | 10.48% | 10.97% | 10.97% | 10.65% | 10.36% | 10.36% | 8.4% | 8.4% | 8.4% | 8.4% | 10.34% | 10.83% | 10.35% | 10.84% | 10.84%
| 2023 | 8.375% | 8.366% | 8.186% | 8.257% | 10.84% | 10.35% | 10.84% | 10.84% | 10.65% | 10.36% | 10.36% | 8.4% | 8.4% | 8.4% | 8.4% | 10.34% | 10.83% | 10.35% | 10.84% | 10.84%
| 2024 | 8.362% | 8.366% | 8.154% | 8.222% | 10.84% | 10.35% | 10.84% | 10.84% | 10.65% | 10.36% | 10.36% | 8.4% | 8.4% | 8.4% | 8.4% | 10.34% | 10.83% | 10.35% | 10.84% | 10.84%
| 2025 | 8.348% | 8.366% | 8.12% | 8.183% | 10.84% | 10.35% | 10.84% | 10.84% | 10.41% | 10.36% | 10.36% | 8.4% | 8.4% | 8.4% | 8.4% | 10.34% | 10.83% | 10.35% | 10.84% | 10.84%
| 2026 | 8.225% | 8.254% | 8.031% | 8.089% | 10.73% | 10.24% | 10.73% | 10.73% | 10.29% | 10.25% | 10.25% | 8.283% | 8.283% | 8.283% | 8.283% | 10.23% | 10.72% | 10.24% | 10.73% | 10.73%
| 2027 | 8.106% | 8.141% | 7.945% | 7.999% | 10.62% | 10.13% | 10.62% | 10.62% | 10.17% | 10.14% | 10.14% | 8.165% | 8.165% | 8.165% | 8.165% | 10.12% | 10.62% | 10.13% | 10.62% | 10.62%
| 2028 | 7.991% | 8.029% | 7.864% | 7.913% | 10.51% | 10.02% | 10.51% | 10.51% | 10.05% | 10.03% | 10.03% | 8.048% | 8.048% | 8.048% | 8.048% | 10.01% | 10.51% | 10.02% | 10.51% | 10.51%
| 2029 | 7.88% | 7.916% | 7.786% | 7.832% | 10.4% | 9.91% | 10.4% | 10.4% | 9.936% | 9.917% | 9.917% | 7.931% | 7.931% | 7.931% | 7.931% | 9.906% | 10.4% | 9.909% | 10.4% | 10.4%
| 2030 | 7.774% | 7.804% | 7.713% | 7.754% | 10.29% | 9.801% | 10.29% | 10.29% | 9.819% | 9.806% | 9.806% | 7.814% | 7.814% | 7.814% | 7.814% | 9.798% | 10.29% | 9.8% | 10.29% | 10.29%
| 2031 | 7.768% | 7.804% | 7.711% | 7.752% | 10.29% | 9.801% | 10.29% | 10.29% | 9.818% | 9.806% | 9.806% | 7.814% | 7.814% | 7.814% | 7.814% | 9.798% | 10.29% | 9.8% | 10.29% | 10.29%
| 2032 | 7.761% | 7.804% | 7.709% | 7.75% | 10.29% | 9.801% | 10.29% | 10.29% | 9.818% | 9.806% | 9.806% | 7.814% | 7.814% | 7.814% | 7.814% | 9.798% | 10.29% | 9.8% | 10.29% | 10.29%
| 2033 | 7.754% | 7.804% | 7.708% | 7.747% | 10.29% | 9.801% | 10.29% | 10.29% | 9.817% | 9.806% | 9.806% | 7.814% | 7.814% | 7.814% | 7.814% | 9.798% | 10.29% | 9.8% | 10.29% | 10.29%
| 2034 | 7.745% | 7.804% | 7.706% | 7.745% | 10.29% | 9.801% | 10.29% | 10.29% | 9.817% | 9.806% | 9.806% | 7.814% | 7.814% | 7.814% | 7.814% | 9.798% | 10.29% | 9.8% | 10.29% | 10.29%
| 2035 | 7.736% | 7.804% | 7.704% | 7.742% | 10.29% | 9.801% | 10.29% | 10.29% | 9.816% | 9.806% | 9.806% | 7.814% | 7.814% | 7.814% | 7.814% | 9.798% | 10.29% | 9.8% | 10.29% | 10.29%
| 2036 | 7.733% | 7.804% | 7.702% | 7.74% | 10.29% | 9.801% | 10.29% | 10.29% | 9.815% | 9.806% | 9.806% | 7.814% | 7.814% | 7.814% | 7.814% | 9.798% | 10.29% | 9.8% | 10.29% | 10.29%
| 2037 | 7.73% | 7.804% | 7.7% | 7.737% | 10.29% | 9.801% | 10.29% | 10.29% | 9.815% | 9.806% | 9.806% | 7.814% | 7.814% | 7.814% | 7.814% | 9.798% | 10.29% | 9.8% | 10.29% | 10.29%
| 2038 | 7.728% | 7.804% | 7.698% | 7.735% | 10.29% | 9.801% | 10.29% | 10.29% | 9.814% | 9.806% | 9.806% | 7.814% | 7.814% | 7.814% | 7.814% | 9.798% | 10.29% | 9.8% | 10.29% | 10.29%
| 2039 | 7.724% | 7.804% | 7.696% | 7.732% | 10.29% | 9.801% | 10.29% | 10.29% | 9.814% | 9.806% | 9.806% | 7.814% | 7.814% | 7.814% | 7.814% | 9.798% | 10.29% | 9.8% | 10.29% | 10.29%
| 2040 | 7.721% | 7.804% | 7.694% | 7.729% | 10.29% | 9.801% | 10.29% | 10.29% | 9.813% | 9.806% | 9.806% | 7.814% | 7.814% | 7.814% | 7.814% | 9.798% | 10.29% | 9.8% | 10.29% | 10.29%
| 2041 | 7.718% | 7.804% | 7.692% | 7.726% | 10.29% | 9.801% | 10.29% | 10.29% | 9.813% | 9.806% | 9.806% | 7.814% | 7.814% | 7.814% | 7.814% | 9.797% | 10.29% | 9.8% | 10.29% | 10.29%
| 2042 | 7.715% | 7.804% | 7.69% | 7.724% | 10.29% | 9.801% | 10.29% | 10.29% | 9.812% | 9.806% | 9.806% | 7.814% | 7.814% | 7.814% | 7.814% | 9.797% | 10.29% | 9.8% | 10.29% | 10.29%
| 2043 | 7.711% | 7.804% | 7.687% | 7.721% | 10.29% | 9.801% | 10.29% | 10.29% | 9.811% | 9.806% | 9.806% | 7.814% | 7.814% | 7.814% | 7.814% | 9.797% | 10.29% | 9.8% | 10.29% | 10.29%
| 2044 | 7.708% | 7.804% | 7.685% | 7.718% | 10.29% | 9.801% | 10.29% | 10.29% | 9.811% | 9.806% | 9.806% | 7.814% | 7.814% | 7.814% | 7.814% | 9.797% | 10.29% | 9.8% | 10.29% | 10.29%
| 2045 | 7.704% | 7.804% | 7.683% | 7.715% | 10.29% | 9.801% | 10.29% | 10.29% | 9.81% | 9.806% | 9.806% | 7.814% | 7.814% | 7.814% | 7.814% | 9.797% | 10.29% | 9.8% | 10.29% | 10.29%
| 2046 | 7.701% | 7.804% | 7.681% | 7.712% | 10.29% | 9.801% | 10.29% | 10.29% | 9.809% | 9.806% | 9.806% | 7.814% | 7.814% | 7.814% | 7.814% | 9.797% | 10.29% | 9.8% | 10.29% | 10.29%
| 2047 | 7.747% | 7.828% | 7.73% | 7.777% | 10.29% | 9.833% | 10.32% | 10.32% | 9.833% | 9.839% | 9.839% | 7.814% | 7.814% | 7.814% | 7.814% | 9.83% | 10.32% | 9.86% | 10.35% | 10.33%
| 2048 | 7.796% | 7.853% | 7.781% | 7.844% | 10.29% | 9.865% | 10.35% | 10.35% | 9.857% | 9.873% | 9.873% | 7.814% | 7.814% | 7.814% | 7.814% | 9.862% | 10.35% | 9.903% | 10.39% | 10.36%
| 2049 | 7.899% | 7.901% | 7.886% | 7.983% | 10.29% | 9.928% | 10.41% | 10.41% | 9.906% | 9.94% | 9.94% | 7.814% | 7.814% | 7.814% | 7.814% | 9.926% | 10.41% | 9.94% | 10.42% | 10.42%
| 2050 | 7.899% | 7.901% | 7.886% | 7.983% | 10.29% | 9.928% | 10.41% | 10.41% | 9.906% | 9.94% | 9.94% | 7.814% | 7.814% | 7.814% | 7.814% | 9.926% | 10.41% | 9.94% | 10.42% | 10.42%
3 | Capital Cost, $/kW
| 2021 | 1536.43 | 2565.3 | 1743.96 | 1687.69 | 11372.12 | 9788.32 | 13781.96 | 20369.29 | 5834.19 | 1816.58 | 3269.84 | 1459.25 | 1090.42 | 1795.98 | 2817.22 | 2562.18 | 4806.02 | 5752.14 | 9728.83 | 3496.14
| 2022 | 1536.43 | 2565.3 | 1743.96 | 1687.69 | 11372.12 | 9788.32 | 13781.96 | 20369.29 | 5834.19 | 1816.58 | 3269.84 | 1459.25 | 1090.42 | 1795.98 | 2817.22 | 2562.18 | 4806.02 | 5752.14 | 9728.83 | 3496.14
| 2023 | 1536.09 | 2299.75 | 1743.75 | 1687.49 | 11372.12 | 9739.38 | 13713.05 | 20267.44 | 5632.91 | 1816.58 | 3269.84 | 1449.64 | 1090.42 | 1795.98 | 2817.22 | 2562.18 | 4806.02 | 5752.14 | 9728.83 | 3496.14
| 2024 | 1496.92 | 2282.91 | 1723.89 | 1668.27 | 11372.12 | 9690.68 | 13644.49 | 20166.11 | 5431.62 | 1795.5 | 3231.9 | 1439.91 | 1090.42 | 1795.98 | 2817.22 | 2562.18 | 4806.02 | 5705.55 | 9344.57 | 3496.14
| 2025 | 1458.75 | 2266.08 | 1704.26 | 1649.27 | 11372.12 | 9642.23 | 13576.27 | 20065.28 | 5271.45 | 1774.67 | 3194.4 | 1430.19 | 1081.69 | 1781.6 | 2794.67 | 2562.18 | 4806.02 | 5658.95 | 8960.3 | 3496.14
| 2026 | 1421.56 | 2249.24 | 1684.85 | 1630.49 | 11372.12 | 9594.02 | 13508.38 | 19964.95 | 5173.4 | 1754.08 | 3157.34 | 1420.46 | 1072.96 | 1767.22 | 2772.11 | 2562.18 | 4806.02 | 5612.36 | 8576.03 | 3496.14
| 2027 | 1385.31 | 2232.41 | 1665.66 | 1611.92 | 11372.12 | 9546.05 | 13440.84 | 19865.12 | 5121.47 | 1733.73 | 3120.71 | 1410.74 | 1064.11 | 1752.66 | 2749.27 | 2562.18 | 4806.02 | 5565.76 | 8191.77 | 3496.14
| 2028 | 1349.99 | 2215.57 | 1646.69 | 1593.56 | 11372.12 | 9498.32 | 13373.64 | 19765.8 | 5087.75 | 1713.61 | 3084.51 | 1401.13 | 1055.38 | 1738.28 | 2726.71 | 2562.18 | 4806.02 | 5519.17 | 7807.5 | 3496.14
| 2029 | 1315.56 | 2198.74 | 1627.93 | 1575.41 | 11372.12 | 9450.83 | 13306.77 | 19666.97 | 5056.51 | 1693.73 | 3048.72 | 1391.41 | 1046.65 | 1723.9 | 2704.16 | 2562.18 | 4806.02 | 5472.58 | 7423.23 | 3496.14
| 2030 | 1282.02 | 2181.91 | 1609.39 | 1557.47 | 11372.12 | 9403.57 | 13240.24 | 19568.64 | 5026.19 | 1674.08 | 3013.35 | 1381.68 | 1037.92 | 1709.52 | 2681.6 | 2562.18 | 4806.02 | 5425.98 | 7038.97 | 3496.14
| 2031 | 1249.33 | 2165.07 | 1591.06 | 1539.73 | 10175.24 | 9356.56 | 13174.04 | 19470.79 | 4987.22 | 1654.66 | 2978.39 | 1371.96 | 1029.19 | 1695.14 | 2659.04 | 2562.18 | 4806.02 | 5425.98 | 7038.97 | 3496.14
| 2032 | 1217.47 | 2148.24 | 1572.94 | 1522.19 | 9241.01 | 9309.77 | 13108.17 | 19373.44 | 4951.18 | 1635.46 | 2943.83 | 1362.35 | 1020.35 | 1680.58 | 2636.2 | 2562.18 | 4806.02 | 5425.98 | 7038.97 | 3496.14
| 2033 | 1186.43 | 2131.4 | 1555.03 | 1504.86 | 8419.1 | 9263.22 | 13042.62 | 19276.57 | 4920.97 | 1616.49 | 2909.68 | 1352.62 | 1011.62 | 1666.2 | 2613.65 | 2562.18 | 4806.02 | 5425.98 | 7038.97 | 3496.14
| 2034 | 1156.18 | 2114.57 | 1537.32 | 1487.72 | 7659.15 | 9216.91 | 12977.41 | 19180.19 | 4889.36 | 1597.73 | 2875.92 | 1342.9 | 1002.89 | 1651.82 | 2591.09 | 2562.18 | 4806.02 | 5425.98 | 7038.97 | 3496.14
| 2035 | 1126.69 | 2097.73 | 1519.81 | 1470.77 | 6938.26 | 9170.82 | 12912.52 | 19084.29 | 4858.67 | 1579.2 | 2842.55 | 1333.17 | 994.16 | 1637.44 | 2568.54 | 2562.18 | 4806.02 | 5425.98 | 7038.97 | 3496.14
| 2036 | 1097.97 | 2060.86 | 1502.5 | 1454.02 | 6578.51 | 9124.97 | 12847.96 | 18988.87 | 4823.51 | 1560.88 | 2809.58 | 1323.45 | 985.32 | 1622.88 | 2545.69 | 2562.18 | 4806.02 | 5425.98 | 7038.97 | 3496.14
| 2037 | 1069.97 | 2023.99 | 1485.39 | 1437.46 | 6334.63 | 9079.34 | 12783.72 | 18893.92 | 4788.65 | 1542.77 | 2776.98 | 1313.84 | 976.59 | 1608.5 | 2523.14 | 2562.18 | 4806.02 | 5425.98 | 7038.97 | 3496.14
| 2038 | 1042.69 | 1987.11 | 1468.47 | 1421.09 | 6151.71 | 9033.95 | 12719.8 | 18799.45 | 4756.75 | 1524.87 | 2744.76 | 1304.11 | 967.86 | 1594.12 | 2500.58 | 2562.18 | 4806.02 | 5425.98 | 7038.97 | 3496.14
| 2039 | 1016.1 | 1950.24 | 1451.75 | 1404.91 | 6006.18 | 8988.78 | 12656.2 | 18705.45 | 4719.42 | 1507.18 | 2712.92 | 1294.39 | 959.13 | 1579.74 | 2478.03 | 2562.18 | 4806.02 | 5425.98 | 7038.97 | 3496.14
| 2040 | 990.19 | 1913.37 | 1435.21 | 1388.91 | 5885.82 | 8943.83 | 12592.92 | 18611.93 | 4687.04 | 1489.69 | 2681.44 | 1284.66 | 950.29 | 1565.18 | 2455.18 | 2562.18 | 4806.02 | 5425.98 | 7038.97 | 3496.14
| 2041 | 964.94 | 1876.5 | 1418.87 | 1373.09 | 5783.52 | 8899.11 | 12529.96 | 18518.87 | 4658.04 | 1472.41 | 2650.33 | 1275.05 | 941.56 | 1550.8 | 2432.63 | 2562.18 | 4806.02 | 5425.98 | 7038.97 | 3496.14
| 2042 | 940.34 | 1839.62 | 1402.71 | 1357.45 | 5694.76 | 8854.62 | 12467.31 | 18426.27 | 4623.78 | 1455.32 | 2619.58 | 1265.33 | 932.83 | 1536.42 | 2410.07 | 2562.18 | 4806.02 | 5425.98 | 7038.97 | 3496.14
| 2043 | 916.36 | 1802.75 | 1386.73 | 1341.99 | 5616.51 | 8810.35 | 12404.97 | 18334.14 | 4593.52 | 1438.44 | 2589.19 | 1255.6 | 924.1 | 1522.04 | 2387.52 | 2562.18 | 4806.02 | 5425.98 | 7038.97 | 3496.14
| 2044 | 892.99 | 1765.88 | 1370.94 | 1326.71 | 5546.65 | 8766.29 | 12342.95 | 18242.47 | 4560.78 | 1421.75 | 2559.15 | 1245.88 | 915.37 | 1507.66 | 2364.96 | 2562.18 | 4806.02 | 5425.98 | 7038.97 | 3496.14
| 2045 | 870.22 | 1729 | 1355.33 | 1311.6 | 5483.64 | 8722.46 | 12281.23 | 18151.26 | 4525.91 | 1405.26 | 2529.46 | 1236.15 | 906.53 | 1493.1 | 2342.12 | 2562.18 | 4806.02 | 5425.98 | 7038.97 | 3496.14
| 2046 | 848.03 | 1692.13 | 1339.89 | 1296.66 | 5426.31 | 8678.85 | 12219.83 | 18060.5 | 4491.75 | 1388.95 | 2500.11 | 1226.55 | 897.79 | 1478.72 | 2319.56 | 2562.18 | 4806.02 | 5425.98 | 7038.97 | 3496.14
| 2047 | 826.41 | 1655.26 | 1324.63 | 1281.89 | 5373.76 | 8635.46 | 12158.73 | 17970.2 | 4459.37 | 1372.84 | 2471.11 | 1216.82 | 889.06 | 1464.34 | 2297.01 | 2562.18 | 4806.02 | 5425.98 | 7038.97 | 3496.14
| 2048 | 805.34 | 1618.39 | 1309.54 | 1267.29 | 5325.29 | 8592.28 | 12097.93 | 17880.35 | 4424.95 | 1356.91 | 2442.44 | 1207.1 | 880.33 | 1449.96 | 2274.45 | 2562.18 | 4806.02 | 5425.98 | 7038.97 | 3496.14
| 2049 | 784.8 | 1581.51 | 1294.63 | 1252.86 | 5280.35 | 8549.32 | 12037.44 | 17790.95 | 4388.59 | 1341.17 | 2414.1 | 1197.37 | 871.49 | 1435.4 | 2251.61 | 2562.18 | 4806.02 | 5425.98 | 7038.97 | 3496.14
| 2050 | 764.79 | 1544.64 | 1279.88 | 1238.59 | 5238.48 | 8506.57 | 11977.26 | 17701.99 | 4333.94 | 1325.61 | 2386.09 | 1187.76 | 862.76 | 1421.02 | 2229.05 | 2562.18 | 4806.02 | 5425.98 | 7038.97 | 3496.14
4 | Levelized Capital Cost, $/kW-yr
| 2021 | 119.45 | 199.57 | 132.94 | 129.92 | 1116.78 | 912.14 | 1335.87 | 1974.37 | 516.05 | 184.83 | 332.69 | 147.13 | 109.94 | 181.09 | 284.06 | 217.02 | 426.95 | 586.14 | 1027.05 | 369.08
| 2022 | 119.45 | 199.57 | 132.94 | 129.92 | 1116.78 | 912.14 | 1335.87 | 1974.37 | 516.05 | 184.83 | 332.69 | 147.13 | 109.94 | 181.09 | 284.06 | 217.02 | 426.95 | 586.16 | 1027.09 | 369.08
| 2023 | 121.69 | 182.05 | 135.15 | 131.96 | 1143.52 | 937.11 | 1378.91 | 2037.98 | 520.94 | 189.01 | 340.22 | 146.16 | 109.94 | 181.09 | 284.06 | 222.3 | 437.92 | 599.06 | 1050.99 | 377.67
| 2024 | 120.48 | 183.84 | 134.73 | 131.19 | 1170.25 | 953.07 | 1404.1 | 2075.21 | 524.21 | 190.95 | 343.7 | 145.18 | 109.94 | 181.09 | 284.06 | 227.58 | 448.9 | 607 | 1032.42 | 386.26
| 2025 | 119.14 | 185.58 | 134.1 | 130.23 | 1196.99 | 968.85 | 1429 | 2112.02 | 532.67 | 192.81 | 347.06 | 144.2 | 109.06 | 179.64 | 281.78 | 232.86 | 459.87 | 614.73 | 1011.96 | 394.85
| 2026 | 116.58 | 185.46 | 132.95 | 128.86 | 1214.35 | 976.59 | 1442.47 | 2131.93 | 530.26 | 193.12 | 347.62 | 142.02 | 107.27 | 176.69 | 277.16 | 235.8 | 466.43 | 617.58 | 982.47 | 400.52
| 2027 | 114.01 | 185.34 | 131.81 | 127.51 | 1231.83 | 984.33 | 1455.93 | 2151.82 | 532.41 | 193.41 | 348.15 | 139.87 | 105.5 | 173.76 | 272.57 | 238.79 | 473.07 | 620.36 | 951.83 | 406.24
| 2028 | 109.8 | 182.2 | 129.21 | 124.94 | 1222.71 | 971.85 | 1437.92 | 2125.21 | 524.45 | 189.75 | 341.56 | 137.76 | 103.76 | 170.9 | 268.09 | 236.53 | 468.8 | 610.69 | 900.84 | 403.4
| 2029 | 105.78 | 179.11 | 126.69 | 122.46 | 1213.72 | 959.57 | 1420.22 | 2099.04 | 516.89 | 186.17 | 335.11 | 135.67 | 102.05 | 168.09 | 263.67 | 234.32 | 464.62 | 601.16 | 850.56 | 400.59
| 2030 | 101.93 | 176.07 | 124.27 | 120.08 | 1204.87 | 947.51 | 1402.81 | 2073.31 | 509.55 | 182.67 | 328.8 | 133.61 | 100.37 | 165.31 | 259.32 | 232.14 | 460.51 | 591.76 | 800.97 | 397.83
| 2031 | 99.02 | 174.72 | 122.76 | 118.6 | 1078.06 | 942.77 | 1395.8 | 2062.94 | 505.49 | 180.55 | 324.98 | 132.67 | 99.53 | 163.92 | 257.14 | 232.14 | 460.51 | 591.76 | 800.97 | 397.83
| 2032 | 96.17 | 173.36 | 121.26 | 117.15 | 979.08 | 938.06 | 1388.82 | 2052.63 | 501.75 | 178.45 | 321.21 | 131.74 | 98.67 | 162.52 | 254.93 | 232.14 | 460.51 | 591.76 | 800.97 | 397.83
| 2033 | 93.38 | 172 | 119.79 | 115.7 | 892 | 933.37 | 1381.87 | 2042.37 | 498.6 | 176.38 | 317.49 | 130.8 | 97.83 | 161.12 | 252.74 | 232.14 | 460.51 | 591.76 | 800.97 | 397.83
| 2034 | 90.63 | 170.64 | 118.33 | 114.28 | 811.48 | 928.7 | 1374.97 | 2032.15 | 495.32 | 174.34 | 313.8 | 129.86 | 96.98 | 159.73 | 250.56 | 232.14 | 460.51 | 591.76 | 800.97 | 397.83
| 2035 | 87.94 | 169.28 | 116.88 | 112.87 | 735.1 | 924.06 | 1368.09 | 2021.99 | 492.12 | 172.31 | 310.16 | 128.92 | 96.14 | 158.34 | 248.38 | 232.14 | 460.51 | 591.76 | 800.97 | 397.83
| 2036 | 85.58 | 166.31 | 115.45 | 111.47 | 696.99 | 919.44 | 1361.25 | 2011.89 | 488.46 | 170.31 | 306.57 | 127.98 | 95.28 | 156.94 | 246.17 | 232.14 | 460.51 | 591.76 | 800.97 | 397.83
| 2037 | 83.29 | 163.33 | 114.04 | 110.1 | 671.15 | 914.84 | 1354.45 | 2001.83 | 484.84 | 168.34 | 303.01 | 127.05 | 94.44 | 155.55 | 243.99 | 232.14 | 460.51 | 591.76 | 800.97 | 397.83
| 2038 | 81.05 | 160.36 | 112.64 | 108.73 | 651.77 | 910.27 | 1347.68 | 1991.82 | 481.52 | 166.39 | 299.49 | 126.11 | 93.59 | 154.15 | 241.81 | 232.14 | 460.51 | 591.76 | 800.97 | 397.83
| 2039 | 78.87 | 157.38 | 111.26 | 107.39 | 636.35 | 905.72 | 1340.94 | 1981.86 | 477.63 | 164.46 | 296.02 | 125.17 | 92.75 | 152.76 | 239.63 | 232.14 | 460.51 | 591.76 | 800.97 | 397.83
| 2040 | 76.75 | 154.4 | 109.89 | 106.05 | 623.6 | 901.19 | 1334.23 | 1971.95 | 474.26 | 162.55 | 292.59 | 124.23 | 91.89 | 151.36 | 237.42 | 232.14 | 460.51 | 591.76 | 800.97 | 397.83
| 2041 | 74.69 | 151.43 | 108.54 | 104.74 | 612.76 | 896.68 | 1327.56 | 1962.1 | 471.25 | 160.66 | 289.19 | 123.3 | 91.05 | 149.97 | 235.24 | 232.14 | 460.51 | 591.77 | 800.98 | 397.83
| 2042 | 72.67 | 148.45 | 107.21 | 103.43 | 603.36 | 892.2 | 1320.93 | 1952.29 | 467.68 | 158.8 | 285.84 | 122.36 | 90.21 | 148.58 | 233.06 | 232.14 | 460.51 | 591.77 | 800.98 | 397.83
| 2043 | 70.71 | 145.48 | 105.89 | 102.15 | 595.07 | 887.74 | 1314.32 | 1942.53 | 464.53 | 156.96 | 282.52 | 121.42 | 89.36 | 147.18 | 230.88 | 232.14 | 460.51 | 591.77 | 800.98 | 397.83
| 2044 | 68.8 | 142.5 | 104.58 | 100.87 | 587.66 | 883.3 | 1307.75 | 1932.82 | 461.12 | 155.14 | 279.24 | 120.48 | 88.52 | 145.79 | 228.7 | 232.14 | 460.51 | 591.77 | 800.98 | 397.83
| 2045 | 66.94 | 139.53 | 103.29 | 99.61 | 580.99 | 878.89 | 1301.21 | 1923.15 | 457.49 | 153.34 | 276.01 | 119.54 | 87.66 | 144.39 | 226.49 | 232.14 | 460.51 | 591.77 | 800.98 | 397.83
| 2046 | 65.12 | 136.55 | 102.01 | 98.37 | 574.91 | 874.49 | 1294.71 | 1913.54 | 453.94 | 151.56 | 272.8 | 118.61 | 86.82 | 143 | 224.31 | 232.14 | 460.51 | 591.77 | 800.98 | 397.83
| 2047 | 64.84 | 135.12 | 103.1 | 99.74 | 569.35 | 879.14 | 1300.59 | 1922.23 | 454.03 | 150.13 | 270.23 | 117.67 | 85.97 | 141.6 | 222.13 | 232.76 | 461.21 | 593.68 | 803.79 | 398.89
| 2048 | 64.73 | 133.38 | 104.48 | 101.53 | 564.21 | 881.68 | 1303.21 | 1926.1 | 453.32 | 148.44 | 267.2 | 116.73 | 85.13 | 140.21 | 219.94 | 232.28 | 459.82 | 592.23 | 802.11 | 399.23
| 2049 | 64.83 | 130.51 | 107.25 | 106.12 | 559.45 | 878.09 | 1296.02 | 1915.48 | 452.03 | 145.1 | 261.18 | 115.79 | 84.28 | 138.81 | 217.74 | 226.26 | 447.75 | 587.04 | 795.6 | 395.16
| 2050 | 63.17 | 127.47 | 106.03 | 104.91 | 555.01 | 873.7 | 1289.54 | 1905.9 | 446.4 | 143.42 | 258.15 | 114.86 | 83.43 | 137.42 | 215.55 | 226.26 | 447.75 | 587.04 | 795.6 | 395.16
5 | Levelized Interconnection Cost, $/kW-yr
| 2021 | 10.44 | 16.13 | 16.16 | 6.36 | 380.89 | 27.67 | 28.15 | 28.15 | 19.84 | 21.09 | 21.09 | 22.47 | 22.47 | 22.47 | 22.47 | 18.03 | 18.91 | 21.12 | 21.89 | 21.89
| 2022 | 10.44 | 16.13 | 16.16 | 6.36 | 380.89 | 27.67 | 28.15 | 28.15 | 19.84 | 21.09 | 21.09 | 22.47 | 22.47 | 22.47 | 22.47 | 18.03 | 18.91 | 21.13 | 21.89 | 21.89
| 2023 | 19.76 | 16.41 | 16.43 | 6.46 | 390.01 | 28.57 | 29.2 | 29.2 | 20.74 | 21.57 | 21.57 | 22.47 | 22.47 | 22.47 | 22.47 | 18.47 | 19.4 | 21.59 | 22.4 | 22.39
| 2024 | 20.49 | 16.7 | 16.57 | 6.5 | 399.13 | 29.2 | 29.88 | 29.88 | 21.64 | 22.05 | 22.05 | 22.47 | 22.47 | 22.47 | 22.47 | 18.91 | 19.89 | 22.06 | 22.9 | 22.9
| 2025 | 21.21 | 16.98 | 16.68 | 6.52 | 408.25 | 29.83 | 30.56 | 30.56 | 22.66 | 22.52 | 22.52 | 22.47 | 22.47 | 22.47 | 22.47 | 19.35 | 20.37 | 22.52 | 23.41 | 23.41
| 2026 | 21.71 | 17.1 | 16.73 | 6.53 | 414.17 | 30.22 | 31.01 | 31.01 | 22.99 | 22.82 | 22.82 | 22.28 | 22.28 | 22.28 | 22.28 | 19.59 | 20.66 | 22.81 | 23.75 | 23.75
| 2027 | 22.21 | 17.22 | 16.78 | 6.54 | 420.13 | 30.61 | 31.45 | 31.45 | 23.31 | 23.13 | 23.13 | 22.1 | 22.1 | 22.1 | 22.1 | 19.84 | 20.96 | 23.11 | 24.09 | 24.09
| 2028 | 22.37 | 17.05 | 16.63 | 6.48 | 417.02 | 30.38 | 31.22 | 31.22 | 23.12 | 22.96 | 22.96 | 21.91 | 21.91 | 21.91 | 21.91 | 19.65 | 20.77 | 22.94 | 23.92 | 23.92
| 2029 | 22.52 | 16.89 | 16.5 | 6.42 | 413.96 | 30.15 | 30.99 | 30.99 | 22.93 | 22.79 | 22.79 | 21.73 | 21.73 | 21.73 | 21.73 | 19.47 | 20.58 | 22.77 | 23.75 | 23.75
| 2030 | 22.67 | 16.73 | 16.37 | 6.37 | 410.94 | 29.92 | 30.76 | 30.76 | 22.74 | 22.62 | 22.62 | 21.55 | 21.55 | 21.55 | 21.55 | 19.29 | 20.4 | 22.61 | 23.59 | 23.59
| 2031 | 23.01 | 16.73 | 16.36 | 6.36 | 367.69 | 29.92 | 30.76 | 30.76 | 22.73 | 22.62 | 22.62 | 21.55 | 21.55 | 21.55 | 21.55 | 19.29 | 20.4 | 22.61 | 23.59 | 23.59
| 2032 | 23.34 | 16.73 | 16.34 | 6.36 | 333.93 | 29.92 | 30.76 | 30.76 | 22.73 | 22.62 | 22.62 | 21.55 | 21.55 | 21.55 | 21.55 | 19.29 | 20.4 | 22.61 | 23.59 | 23.59
| 2033 | 23.65 | 16.73 | 16.33 | 6.35 | 304.23 | 29.92 | 30.76 | 30.76 | 22.72 | 22.62 | 22.62 | 21.55 | 21.55 | 21.55 | 21.55 | 19.29 | 20.4 | 22.61 | 23.59 | 23.59
| 2034 | 23.96 | 16.73 | 16.32 | 6.35 | 276.77 | 29.92 | 30.76 | 30.76 | 22.72 | 22.62 | 22.62 | 21.55 | 21.55 | 21.55 | 21.55 | 19.29 | 20.4 | 22.61 | 23.59 | 23.59
| 2035 | 24.25 | 16.73 | 16.3 | 6.34 | 250.72 | 29.92 | 30.76 | 30.76 | 22.72 | 22.62 | 22.62 | 21.55 | 21.55 | 21.55 | 21.55 | 19.29 | 20.4 | 22.61 | 23.59 | 23.59
| 2036 | 24.22 | 16.73 | 16.29 | 6.33 | 237.72 | 29.92 | 30.76 | 30.76 | 22.71 | 22.62 | 22.62 | 21.55 | 21.55 | 21.55 | 21.55 | 19.29 | 20.4 | 22.61 | 23.59 | 23.59
| 2037 | 24.19 | 16.73 | 16.28 | 6.33 | 228.91 | 29.92 | 30.76 | 30.76 | 22.71 | 22.62 | 22.62 | 21.55 | 21.55 | 21.55 | 21.55 | 19.29 | 20.4 | 22.61 | 23.59 | 23.59
| 2038 | 24.16 | 16.73 | 16.26 | 6.32 | 222.3 | 29.92 | 30.76 | 30.76 | 22.7 | 22.62 | 22.62 | 21.55 | 21.55 | 21.55 | 21.55 | 19.29 | 20.4 | 22.61 | 23.59 | 23.59
| 2039 | 24.12 | 16.73 | 16.25 | 6.32 | 217.04 | 29.92 | 30.76 | 30.76 | 22.7 | 22.62 | 22.62 | 21.55 | 21.55 | 21.55 | 21.55 | 19.29 | 20.4 | 22.61 | 23.59 | 23.59
| 2040 | 24.09 | 16.73 | 16.23 | 6.31 | 212.69 | 29.92 | 30.77 | 30.77 | 22.69 | 22.62 | 22.62 | 21.55 | 21.55 | 21.55 | 21.55 | 19.29 | 20.4 | 22.61 | 23.59 | 23.59
| 2041 | 24.05 | 16.73 | 16.22 | 6.3 | 208.99 | 29.92 | 30.77 | 30.77 | 22.69 | 22.62 | 22.62 | 21.55 | 21.55 | 21.55 | 21.55 | 19.29 | 20.4 | 22.61 | 23.59 | 23.59
| 2042 | 24.02 | 16.73 | 16.2 | 6.3 | 205.78 | 29.92 | 30.77 | 30.77 | 22.68 | 22.62 | 22.62 | 21.55 | 21.55 | 21.55 | 21.55 | 19.29 | 20.4 | 22.61 | 23.59 | 23.59
| 2043 | 23.98 | 16.73 | 16.19 | 6.29 | 202.96 | 29.92 | 30.77 | 30.77 | 22.68 | 22.62 | 22.62 | 21.55 | 21.55 | 21.55 | 21.55 | 19.29 | 20.4 | 22.61 | 23.59 | 23.59
| 2044 | 23.94 | 16.73 | 16.17 | 6.28 | 200.43 | 29.92 | 30.77 | 30.77 | 22.68 | 22.62 | 22.62 | 21.55 | 21.55 | 21.55 | 21.55 | 19.29 | 20.4 | 22.61 | 23.59 | 23.59
| 2045 | 23.9 | 16.73 | 16.16 | 6.27 | 198.15 | 29.92 | 30.77 | 30.77 | 22.67 | 22.62 | 22.62 | 21.55 | 21.55 | 21.55 | 21.55 | 19.29 | 20.4 | 22.61 | 23.59 | 23.59
| 2046 | 23.86 | 16.73 | 16.14 | 6.27 | 196.08 | 29.92 | 30.77 | 30.77 | 22.67 | 22.62 | 22.62 | 21.55 | 21.55 | 21.55 | 21.55 | 19.29 | 20.4 | 22.61 | 23.59 | 23.59
| 2047 | 24.38 | 16.93 | 16.5 | 6.43 | 194.18 | 30.23 | 31.06 | 31.06 | 22.83 | 22.67 | 22.67 | 21.55 | 21.55 | 21.55 | 21.55 | 19.34 | 20.43 | 22.68 | 23.67 | 23.65
| 2048 | 24.98 | 17.09 | 16.91 | 6.62 | 192.43 | 30.47 | 31.28 | 31.28 | 22.98 | 22.68 | 22.68 | 21.55 | 21.55 | 21.55 | 21.55 | 19.3 | 20.37 | 22.63 | 23.62 | 23.67
| 2049 | 25.67 | 17.11 | 17.56 | 7 | 190.81 | 30.49 | 31.26 | 31.26 | 23.1 | 22.43 | 22.43 | 21.55 | 21.55 | 21.55 | 21.55 | 18.8 | 19.83 | 22.43 | 23.43 | 23.43
| 2050 | 25.67 | 17.11 | 17.56 | 7 | 189.3 | 30.49 | 31.26 | 31.26 | 23.1 | 22.43 | 22.43 | 21.55 | 21.55 | 21.55 | 21.55 | 18.8 | 19.83 | 22.43 | 23.43 | 23.43
6 | Levelized Property Tax, $/kW-yr
| 2021 | 0 | 0 | 0 | 0 | 0 | 0 | 0 | 0 | 0 | 0 | 0 | 0 | 0 | 0 | 0 | 0 | 0 | 53 | 91.11 | 32.74
| 2022 | 0 | 0 | 0 | 0 | 0 | 0 | 0 | 0 | 0 | 0 | 0 | 0 | 0 | 0 | 0 | 0 | 0 | 52.99 | 91.1 | 32.74
| 2023 | 0 | 0 | 0 | 0 | 0 | 0 | 0 | 0 | 0 | 0 | 0 | 0 | 0 | 0 | 0 | 0 | 0 | 52.99 | 91.1 | 32.74
| 2024 | 0 | 0 | 0 | 0 | 0 | 0 | 0 | 0 | 0 | 0 | 0 | 0 | 0 | 0 | 0 | 0 | 0 | 52.56 | 87.5 | 32.74
| 2025 | 0 | 0 | 0 | 0 | 0 | 0 | 0 | 0 | 0 | 0 | 0 | 0 | 0 | 0 | 0 | 0 | 0 | 52.13 | 83.9 | 32.74
| 2026 | 0 | 0 | 0 | 0 | 0 | 0 | 0 | 0 | 0 | 0 | 0 | 0 | 0 | 0 | 0 | 0 | 0 | 51.7 | 80.31 | 32.74
| 2027 | 0 | 0 | 0 | 0 | 0 | 0 | 0 | 0 | 0 | 0 | 0 | 0 | 0 | 0 | 0 | 0 | 0 | 51.27 | 76.71 | 32.74
| 2028 | 0 | 0 | 0 | 0 | 0 | 0 | 0 | 0 | 0 | 0 | 0 | 0 | 0 | 0 | 0 | 0 | 0 | 50.84 | 73.11 | 32.74
| 2029 | 0 | 0 | 0 | 0 | 0 | 0 | 0 | 0 | 0 | 0 | 0 | 0 | 0 | 0 | 0 | 0 | 0 | 50.42 | 69.51 | 32.74
| 2030 | 0 | 0 | 0 | 0 | 0 | 0 | 0 | 0 | 0 | 0 | 0 | 0 | 0 | 0 | 0 | 0 | 0 | 49.99 | 65.92 | 32.74
| 2031 | 0 | 0 | 0 | 0 | 0 | 0 | 0 | 0 | 0 | 0 | 0 | 0 | 0 | 0 | 0 | 0 | 0 | 49.99 | 65.92 | 32.74
| 2032 | 0 | 0 | 0 | 0 | 0 | 0 | 0 | 0 | 0 | 0 | 0 | 0 | 0 | 0 | 0 | 0 | 0 | 49.99 | 65.92 | 32.74
| 2033 | 0 | 0 | 0 | 0 | 0 | 0 | 0 | 0 | 0 | 0 | 0 | 0 | 0 | 0 | 0 | 0 | 0 | 49.99 | 65.92 | 32.74
| 2034 | 0 | 0 | 0 | 0 | 0 | 0 | 0 | 0 | 0 | 0 | 0 | 0 | 0 | 0 | 0 | 0 | 0 | 49.99 | 65.92 | 32.74
| 2035 | 0 | 0 | 0 | 0 | 0 | 0 | 0 | 0 | 0 | 0 | 0 | 0 | 0 | 0 | 0 | 0 | 0 | 49.99 | 65.92 | 32.74
| 2036 | 0 | 0 | 0 | 0 | 0 | 0 | 0 | 0 | 0 | 0 | 0 | 0 | 0 | 0 | 0 | 0 | 0 | 49.99 | 65.92 | 32.74
| 2037 | 0 | 0 | 0 | 0 | 0 | 0 | 0 | 0 | 0 | 0 | 0 | 0 | 0 | 0 | 0 | 0 | 0 | 49.99 | 65.92 | 32.74
| 2038 | 0 | 0 | 0 | 0 | 0 | 0 | 0 | 0 | 0 | 0 | 0 | 0 | 0 | 0 | 0 | 0 | 0 | 49.99 | 65.92 | 32.74
| 2039 | 0 | 0 | 0 | 0 | 0 | 0 | 0 | 0 | 0 | 0 | 0 | 0 | 0 | 0 | 0 | 0 | 0 | 49.99 | 65.92 | 32.74
| 2040 | 0 | 0 | 0 | 0 | 0 | 0 | 0 | 0 | 0 | 0 | 0 | 0 | 0 | 0 | 0 | 0 | 0 | 49.99 | 65.92 | 32.74
| 2041 | 0 | 0 | 0 | 0 | 0 | 0 | 0 | 0 | 0 | 0 | 0 | 0 | 0 | 0 | 0 | 0 | 0 | 49.99 | 65.92 | 32.74
| 2042 | 0 | 0 | 0 | 0 | 0 | 0 | 0 | 0 | 0 | 0 | 0 | 0 | 0 | 0 | 0 | 0 | 0 | 49.99 | 65.92 | 32.74
| 2043 | 0 | 0 | 0 | 0 | 0 | 0 | 0 | 0 | 0 | 0 | 0 | 0 | 0 | 0 | 0 | 0 | 0 | 49.99 | 65.92 | 32.74
| 2044 | 0 | 0 | 0 | 0 | 0 | 0 | 0 | 0 | 0 | 0 | 0 | 0 | 0 | 0 | 0 | 0 | 0 | 49.99 | 65.92 | 32.74
| 2045 | 0 | 0 | 0 | 0 | 0 | 0 | 0 | 0 | 0 | 0 | 0 | 0 | 0 | 0 | 0 | 0 | 0 | 49.99 | 65.92 | 32.74
| 2046 | 0 | 0 | 0 | 0 | 0 | 0 | 0 | 0 | 0 | 0 | 0 | 0 | 0 | 0 | 0 | 0 | 0 | 49.99 | 65.92 | 32.74
| 2047 | 0 | 0 | 0 | 0 | 0 | 0 | 0 | 0 | 0 | 0 | 0 | 0 | 0 | 0 | 0 | 0 | 0 | 52.78 | 69.61 | 33.75
| 2048 | 0 | 0 | 0 | 0 | 0 | 0 | 0 | 0 | 0 | 0 | 0 | 0 | 0 | 0 | 0 | 0 | 0 | 55.45 | 73.09 | 34.95
| 2049 | 0 | 0 | 0 | 0 | 0 | 0 | 0 | 0 | 0 | 0 | 0 | 0 | 0 | 0 | 0 | 0 | 0 | 58.32 | 76.76 | 38.13
| 2050 | 0 | 0 | 0 | 0 | 0 | 0 | 0 | 0 | 0 | 0 | 0 | 0 | 0 | 0 | 0 | 0 | 0 | 58.32 | 76.76 | 38.13
7 | Passthrough Fixed Cost, $/kW-yr
| 2021 | 0 | 0 | 0 | 76.44 | 0 | 0 | 0 | 0 | 0 | 0 | 0 | 0 | 0 | 0 | 0 | 0 | 0 | 0 | 0 | 0
| 2022 | 0 | 0 | 0 | 76.44 | 0 | 0 | 0 | 0 | 0 | 0 | 0 | 0 | 0 | 0 | 0 | 0 | 0 | 0 | 0 | 0
| 2023 | 0 | 0 | 0 | 76.44 | 0 | 0 | 0 | 0 | 0 | 0 | 0 | 0 | 0 | 0 | 0 | 0 | 0 | 0 | 0 | 0
| 2024 | 0 | 0 | 0 | 76.44 | 0 | 0 | 0 | 0 | 0 | 0 | 0 | 0 | 0 | 0 | 0 | 0 | 0 | 0 | 0 | 0
| 2025 | 0 | 0 | 0 | 76.44 | 0 | 0 | 0 | 0 | 0 | 0 | 0 | 0 | 0 | 0 | 0 | 0 | 0 | 0 | 0 | 0
| 2026 | 0 | 0 | 0 | 76.44 | 0 | 0 | 0 | 0 | 0 | 0 | 0 | 0 | 0 | 0 | 0 | 0 | 0 | 0 | 0 | 0
| 2027 | 0 | 0 | 0 | 76.44 | 0 | 0 | 0 | 0 | 0 | 0 | 0 | 0 | 0 | 0 | 0 | 0 | 0 | 0 | 0 | 0
| 2028 | 0 | 0 | 0 | 76.44 | 0 | 0 | 0 | 0 | 0 | 0 | 0 | 0 | 0 | 0 | 0 | 0 | 0 | 0 | 0 | 0
| 2029 | 0 | 0 | 0 | 76.44 | 0 | 0 | 0 | 0 | 0 | 0 | 0 | 0 | 0 | 0 | 0 | 0 | 0 | 0 | 0 | 0
| 2030 | 0 | 0 | 0 | 76.44 | 0 | 0 | 0 | 0 | 0 | 0 | 0 | 0 | 0 | 0 | 0 | 0 | 0 | 0 | 0 | 0
| 2031 | 0 | 0 | 0 | 76.44 | 0 | 0 | 0 | 0 | 0 | 0 | 0 | 0 | 0 | 0 | 0 | 0 | 0 | 0 | 0 | 0
| 2032 | 0 | 0 | 0 | 76.44 | 0 | 0 | 0 | 0 | 0 | 0 | 0 | 0 | 0 | 0 | 0 | 0 | 0 | 0 | 0 | 0
| 2033 | 0 | 0 | 0 | 76.44 | 0 | 0 | 0 | 0 | 0 | 0 | 0 | 0 | 0 | 0 | 0 | 0 | 0 | 0 | 0 | 0
| 2034 | 0 | 0 | 0 | 76.44 | 0 | 0 | 0 | 0 | 0 | 0 | 0 | 0 | 0 | 0 | 0 | 0 | 0 | 0 | 0 | 0
| 2035 | 0 | 0 | 0 | 76.44 | 0 | 0 | 0 | 0 | 0 | 0 | 0 | 0 | 0 | 0 | 0 | 0 | 0 | 0 | 0 | 0
| 2036 | 0 | 0 | 0 | 76.44 | 0 | 0 | 0 | 0 | 0 | 0 | 0 | 0 | 0 | 0 | 0 | 0 | 0 | 0 | 0 | 0
| 2037 | 0 | 0 | 0 | 76.44 | 0 | 0 | 0 | 0 | 0 | 0 | 0 | 0 | 0 | 0 | 0 | 0 | 0 | 0 | 0 | 0
| 2038 | 0 | 0 | 0 | 76.44 | 0 | 0 | 0 | 0 | 0 | 0 | 0 | 0 | 0 | 0 | 0 | 0 | 0 | 0 | 0 | 0
| 2039 | 0 | 0 | 0 | 76.44 | 0 | 0 | 0 | 0 | 0 | 0 | 0 | 0 | 0 | 0 | 0 | 0 | 0 | 0 | 0 | 0
| 2040 | 0 | 0 | 0 | 76.44 | 0 | 0 | 0 | 0 | 0 | 0 | 0 | 0 | 0 | 0 | 0 | 0 | 0 | 0 | 0 | 0
| 2041 | 0 | 0 | 0 | 76.44 | 0 | 0 | 0 | 0 | 0 | 0 | 0 | 0 | 0 | 0 | 0 | 0 | 0 | 0 | 0 | 0
| 2042 | 0 | 0 | 0 | 76.44 | 0 | 0 | 0 | 0 | 0 | 0 | 0 | 0 | 0 | 0 | 0 | 0 | 0 | 0 | 0 | 0
| 2043 | 0 | 0 | 0 | 76.44 | 0 | 0 | 0 | 0 | 0 | 0 | 0 | 0 | 0 | 0 | 0 | 0 | 0 | 0 | 0 | 0
| 2044 | 0 | 0 | 0 | 76.44 | 0 | 0 | 0 | 0 | 0 | 0 | 0 | 0 | 0 | 0 | 0 | 0 | 0 | 0 | 0 | 0
| 2045 | 0 | 0 | 0 | 76.44 | 0 | 0 | 0 | 0 | 0 | 0 | 0 | 0 | 0 | 0 | 0 | 0 | 0 | 0 | 0 | 0
| 2046 | 0 | 0 | 0 | 76.44 | 0 | 0 | 0 | 0 | 0 | 0 | 0 | 0 | 0 | 0 | 0 | 0 | 0 | 0 | 0 | 0
| 2047 | 0 | 0 | 0 | 76.44 | 0 | 0 | 0 | 0 | 0 | 0 | 0 | 0 | 0 | 0 | 0 | 0 | 0 | 0 | 0 | 0
| 2048 | 0 | 0 | 0 | 76.44 | 0 | 0 | 0 | 0 | 0 | 0 | 0 | 0 | 0 | 0 | 0 | 0 | 0 | 0 | 0 | 0
| 2049 | 0 | 0 | 0 | 76.44 | 0 | 0 | 0 | 0 | 0 | 0 | 0 | 0 | 0 | 0 | 0 | 0 | 0 | 0 | 0 | 0
| 2050 | 0 | 0 | 0 | 76.44 | 0 | 0 | 0 | 0 | 0 | 0 | 0 | 0 | 0 | 0 | 0 | 0 | 0 | 0 | 0 | 0
8 | Levelized Investment Tax Credit, $/kW-yr
| 2021 | 0 | -79.71 | 0 | 0 | -474.69 | -446.58 | -664.59 | -982.25 | 0 | -76.68 | -138.03 | 0 | 0 | 0 | 0 | -98.61 | -196.14 | -239.68 | -424.91 | -152.7
| 2022 | 0 | -79.71 | 0 | 0 | -474.69 | -446.58 | -664.59 | -982.25 | 0 | -76.68 | -138.03 | 0 | 0 | 0 | 0 | -98.61 | -196.14 | -239.62 | -424.79 | -152.7
| 2023 | 0 | -71.75 | 0 | 0 | -477.26 | -386.91 | -575.55 | -850.64 | 0 | -77.06 | -138.7 | 0 | 0 | 0 | 0 | -99.12 | -197.2 | -240.82 | -427.03 | -153.52
| 2024 | 0 | -71.53 | 0 | 0 | -479.83 | -386.96 | -575.75 | -850.94 | 0 | -76.56 | -137.81 | 0 | 0 | 0 | 0 | -99.63 | -198.26 | -240.11 | -412.37 | -154.35
| 2025 | 0 | -71.3 | 0 | 0 | -482.41 | -387 | -575.95 | -851.23 | -225.25 | -76.07 | -136.93 | 0 | 0 | 0 | 0 | -100.14 | -199.31 | -239.39 | -397.57 | -155.18
| 2026 | 0 | -71.06 | 0 | 0 | -484.98 | -387.04 | -576.13 | -851.5 | -221.28 | -75.58 | -136.05 | 0 | 0 | 0 | 0 | -100.64 | -200.37 | -238.64 | -382.56 | -156
| 2027 | 0 | -70.83 | 0 | 0 | -487.55 | -387.07 | -576.29 | -851.74 | -219.7 | -75.09 | -135.17 | 0 | 0 | 0 | 0 | -101.15 | -201.43 | -237.86 | -367.36 | -156.83
| 2028 | 0 | -70.29 | 0 | 0 | -487.55 | -385.13 | -573.42 | -847.49 | -217.91 | -74.22 | -133.6 | 0 | 0 | 0 | 0 | -101.15 | -201.43 | -235.88 | -350.14 | -156.83
| 2029 | 0 | -69.76 | 0 | 0 | -487.55 | -383.21 | -570.55 | -843.26 | -216.25 | -73.37 | -132.06 | 0 | 0 | 0 | 0 | -101.15 | -201.43 | -233.89 | -332.92 | -156.83
| 2030 | 0 | -69.22 | 0 | 0 | -487.55 | -381.29 | -567.7 | -839.05 | -214.65 | -72.52 | -130.53 | 0 | 0 | 0 | 0 | -101.15 | -201.43 | -231.91 | -315.69 | -156.83
| 2031 | 0 | -68.69 | 0 | 0 | -436.24 | -379.39 | -564.87 | -834.85 | -212.59 | -71.68 | -129.02 | 0 | 0 | 0 | 0 | -101.15 | -201.43 | -231.91 | -315.7 | -156.83
| 2032 | 0 | -68.16 | 0 | 0 | -396.19 | -377.49 | -562.04 | -830.68 | -210.68 | -70.85 | -127.53 | 0 | 0 | 0 | 0 | -101.15 | -201.43 | -231.92 | -315.7 | -156.83
| 2033 | 0 | -67.62 | 0 | 0 | -360.95 | -375.61 | -559.24 | -826.53 | -209.09 | -70.03 | -126.05 | 0 | 0 | 0 | 0 | -101.15 | -201.43 | -231.92 | -315.71 | -156.83
| 2034 | 0 | -67.09 | 0 | 0 | -328.37 | -373.73 | -556.44 | -822.4 | -207.42 | -69.22 | -124.6 | 0 | 0 | 0 | 0 | -101.15 | -201.43 | -231.92 | -315.71 | -156.83
| 2035 | 0 | -66.55 | 0 | 0 | -297.46 | -371.86 | -553.66 | -818.29 | -205.8 | -68.42 | -123.16 | 0 | 0 | 0 | 0 | -101.15 | -201.43 | -231.93 | -315.72 | -156.83
| 2036 | 0 | -65.38 | 0 | 0 | -282.04 | -370.01 | -550.9 | -814.21 | -203.95 | -67.63 | -121.73 | 0 | 0 | 0 | 0 | -101.15 | -201.43 | -231.93 | -315.73 | -156.83
| 2037 | 0 | -64.21 | 0 | 0 | -271.58 | -368.16 | -548.15 | -810.14 | -202.12 | -66.85 | -120.32 | 0 | 0 | 0 | 0 | -101.15 | -201.43 | -231.94 | -315.74 | -156.83
| 2038 | 0 | -63.04 | 0 | 0 | -263.74 | -366.32 | -545.41 | -806.09 | -200.44 | -66.07 | -118.93 | 0 | 0 | 0 | 0 | -101.15 | -201.43 | -231.95 | -315.75 | -156.83
| 2039 | 0 | -61.87 | 0 | 0 | -257.5 | -364.49 | -542.68 | -802.07 | -198.49 | -65.31 | -117.56 | 0 | 0 | 0 | 0 | -101.15 | -201.43 | -231.95 | -315.75 | -156.83
| 2040 | 0 | -60.71 | 0 | 0 | -252.34 | -362.67 | -539.97 | -798.06 | -196.79 | -64.55 | -116.2 | 0 | 0 | 0 | 0 | -101.15 | -201.43 | -231.96 | -315.76 | -156.83
| 2041 | 0 | -59.54 | 0 | 0 | -247.96 | -360.86 | -537.28 | -794.08 | -195.27 | -63.81 | -114.85 | 0 | 0 | 0 | 0 | -101.14 | -201.41 | -231.97 | -315.77 | -156.83
| 2042 | 0 | -58.37 | 0 | 0 | -244.15 | -359.06 | -534.59 | -790.11 | -193.48 | -63.07 | -113.52 | 0 | 0 | 0 | 0 | -101.14 | -201.41 | -231.97 | -315.78 | -156.83
| 2043 | 0 | -57.2 | 0 | 0 | -240.8 | -357.26 | -531.92 | -786.16 | -191.9 | -62.34 | -112.21 | 0 | 0 | 0 | 0 | -101.14 | -201.41 | -231.98 | -315.79 | -156.83
| 2044 | 0 | -56.03 | 0 | 0 | -237.8 | -355.48 | -529.27 | -782.24 | -190.19 | -61.62 | -110.91 | 0 | 0 | 0 | 0 | -101.14 | -201.41 | -231.98 | -315.79 | -156.83
| 2045 | 0 | -54.86 | 0 | 0 | -235.1 | -353.7 | -526.62 | -778.33 | -188.37 | -60.91 | -109.63 | 0 | 0 | 0 | 0 | -101.14 | -201.41 | -231.98 | -315.79 | -156.83
| 2046 | 0 | -53.69 | 0 | 0 | -232.64 | -351.94 | -523.99 | -774.44 | -186.59 | -60.2 | -108.37 | 0 | 0 | 0 | 0 | -101.14 | -201.41 | -231.98 | -315.79 | -156.83
| 2047 | 0 | -43.19 | 0 | 0 | -230.39 | -288.36 | -429.6 | -634.93 | -149.05 | -48.73 | -87.72 | 0 | 0 | 0 | 0 | -83.73 | -166.66 | -204.77 | -279.58 | -128.86
| 2048 | 0 | -31.45 | 0 | 0 | -228.31 | -213.06 | -317.48 | -469.22 | -106.73 | -35.68 | -64.22 | 0 | 0 | 0 | 0 | -62.42 | -124.15 | -159.68 | -218.33 | -95.82
| 2049 | 0 | 0 | 0 | 0 | -226.38 | 0 | 0 | 0 | 0 | 0 | 0 | 0 | 0 | 0 | 0 | 0 | 0 | 0 | 0 | 0
| 2050 | 0 | 0 | 0 | 0 | -224.59 | 0 | 0 | 0 | 0 | 0 | 0 | 0 | 0 | 0 | 0 | 0 | 0 | 0 | 0 | 0
9 | Fixed O&M, $/kW-yr
| 2021 | 36.57 | 38.01 | 39.81 | 29.47 | 100.2 | 167.39 | 207.68 | 235.05 | 176.3 | 49.41 | 89.51 | 36.28 | 26.51 | 38.33 | 62.28 | 22.14 | 22.16 | 31.34 | 109.21 | 35.47
| 2022 | 36.57 | 38.01 | 39.81 | 29.47 | 100.2 | 167.39 | 207.68 | 235.05 | 176.3 | 49.41 | 89.51 | 36.28 | 26.51 | 38.33 | 62.28 | 22.14 | 22.16 | 31.34 | 109.21 | 35.47
| 2023 | 34.19 | 34.73 | 39.58 | 29.29 | 100.2 | 167.39 | 207.68 | 235.05 | 176.3 | 48.9 | 88.59 | 36.07 | 26.51 | 38.33 | 62.28 | 22.14 | 22.16 | 31.34 | 109.21 | 35.47
| 2024 | 33.64 | 34.52 | 39.34 | 29.12 | 100.2 | 167.39 | 207.68 | 235.05 | 176.3 | 51.6 | 93.48 | 35.86 | 26.51 | 38.33 | 62.28 | 22.14 | 22.16 | 30.49 | 109.21 | 35.47
| 2025 | 33.09 | 34.32 | 39.11 | 28.95 | 100.2 | 167.39 | 207.68 | 235.05 | 176.3 | 50.87 | 92.14 | 35.64 | 26.4 | 38.17 | 62.01 | 22.14 | 22.16 | 29.64 | 109.21 | 35.47
| 2026 | 32.54 | 34.11 | 38.87 | 28.77 | 100.2 | 167.39 | 207.68 | 235.05 | 176.3 | 48.97 | 88.51 | 35.43 | 26.18 | 37.84 | 61.49 | 22.14 | 22.16 | 28.78 | 109.21 | 35.47
| 2027 | 31.99 | 33.9 | 38.64 | 28.6 | 100.2 | 167.39 | 207.68 | 235.05 | 176.3 | 47.06 | 84.88 | 35.22 | 26.06 | 37.68 | 61.23 | 22.14 | 22.16 | 27.93 | 109.21 | 35.47
| 2028 | 31.44 | 33.69 | 38.4 | 28.43 | 100.2 | 167.39 | 207.68 | 235.05 | 176.3 | 45.16 | 81.26 | 35.01 | 25.95 | 37.52 | 60.96 | 22.14 | 22.16 | 27.08 | 109.21 | 35.47
| 2029 | 30.9 | 33.48 | 38.17 | 28.25 | 100.2 | 167.39 | 207.68 | 235.05 | 176.3 | 43.25 | 77.64 | 34.8 | 25.73 | 37.2 | 60.44 | 22.14 | 22.16 | 26.23 | 109.21 | 35.47
| 2030 | 30.35 | 33.27 | 37.93 | 28.08 | 100.2 | 167.39 | 207.68 | 235.05 | 176.3 | 41.35 | 74.02 | 34.49 | 25.62 | 37.03 | 60.18 | 22.14 | 22.16 | 25.38 | 109.21 | 35.47
| 2031 | 29.81 | 33.06 | 37.78 | 27.96 | 97.74 | 167.39 | 207.68 | 235.05 | 176.3 | 41.06 | 73.52 | 34.28 | 25.5 | 36.87 | 59.91 | 22.14 | 22.16 | 25.38 | 109.21 | 35.47
| 2032 | 29.26 | 32.85 | 37.63 | 27.85 | 96.29 | 167.39 | 207.68 | 235.05 | 176.3 | 40.78 | 73.01 | 34.07 | 25.28 | 36.55 | 59.39 | 22.14 | 22.16 | 25.38 | 109.21 | 35.47
| 2033 | 28.72 | 32.64 | 37.47 | 27.74 | 95.28 | 167.39 | 207.68 | 235.05 | 176.3 | 40.5 | 72.5 | 33.86 | 25.17 | 36.39 | 59.12 | 22.14 | 22.16 | 25.38 | 109.21 | 35.47
| 2034 | 28.18 | 32.43 | 37.32 | 27.63 | 94.5 | 167.39 | 207.68 | 235.05 | 176.3 | 40.21 | 72 | 33.65 | 25.06 | 36.23 | 58.86 | 22.14 | 22.16 | 25.38 | 109.21 | 35.47
| 2035 | 27.64 | 32.22 | 37.17 | 27.51 | 93.88 | 167.39 | 207.68 | 235.05 | 176.3 | 39.93 | 71.49 | 33.44 | 24.95 | 36.06 | 58.6 | 22.14 | 22.16 | 25.38 | 109.21 | 35.47
| 2036 | 27.34 | 31.76 | 37.02 | 27.4 | 92.49 | 167.39 | 207.68 | 235.05 | 176.3 | 39.65 | 70.98 | 33.23 | 24.72 | 35.74 | 58.07 | 22.14 | 22.16 | 25.38 | 109.21 | 35.47
| 2037 | 27.03 | 31.31 | 36.87 | 27.29 | 91.54 | 167.39 | 207.68 | 235.05 | 176.3 | 39.36 | 70.48 | 33.02 | 24.61 | 35.58 | 57.81 | 22.14 | 22.16 | 25.38 | 109.21 | 35.47
| 2038 | 26.73 | 30.85 | 36.71 | 27.18 | 90.84 | 167.39 | 207.68 | 235.05 | 176.3 | 39.08 | 69.97 | 32.81 | 24.5 | 35.42 | 57.55 | 22.14 | 22.16 | 25.38 | 109.21 | 35.47
| 2039 | 26.43 | 30.39 | 36.56 | 27.06 | 90.27 | 167.39 | 207.68 | 235.05 | 176.3 | 38.8 | 69.46 | 32.6 | 24.27 | 35.09 | 57.02 | 22.14 | 22.16 | 25.38 | 109.21 | 35.47
| 2040 | 26.12 | 29.93 | 36.41 | 26.95 | 89.81 | 167.39 | 207.68 | 235.05 | 176.3 | 38.52 | 68.96 | 32.39 | 24.16 | 34.93 | 56.76 | 22.14 | 22.16 | 25.38 | 109.21 | 35.47
| 2041 | 25.82 | 29.47 | 36.26 | 26.84 | 89.41 | 167.39 | 207.68 | 235.05 | 176.3 | 38.23 | 68.45 | 32.18 | 24.05 | 34.77 | 56.5 | 22.14 | 22.16 | 25.38 | 109.21 | 35.47
| 2042 | 25.52 | 29.01 | 36.1 | 26.73 | 89.07 | 167.39 | 207.68 | 235.05 | 176.3 | 37.95 | 67.94 | 31.96 | 23.83 | 34.45 | 55.97 | 22.14 | 22.16 | 25.38 | 109.21 | 35.47
| 2043 | 25.22 | 28.56 | 35.95 | 26.61 | 88.77 | 167.39 | 207.68 | 235.05 | 176.3 | 37.67 | 67.44 | 31.75 | 23.71 | 34.29 | 55.71 | 22.14 | 22.16 | 25.38 | 109.21 | 35.47
| 2044 | 24.92 | 28.1 | 35.8 | 26.5 | 88.5 | 167.39 | 207.68 | 235.05 | 176.3 | 37.38 | 66.93 | 31.54 | 23.6 | 34.12 | 55.45 | 22.14 | 22.16 | 25.38 | 109.21 | 35.47
| 2045 | 24.62 | 27.64 | 35.65 | 26.39 | 88.25 | 167.39 | 207.68 | 235.05 | 176.3 | 37.1 | 66.42 | 31.33 | 23.38 | 33.8 | 54.92 | 22.14 | 22.16 | 25.38 | 109.21 | 35.47
| 2046 | 24.32 | 27.18 | 35.5 | 26.28 | 88.03 | 167.39 | 207.68 | 235.05 | 176.3 | 36.82 | 65.92 | 31.12 | 23.27 | 33.64 | 54.66 | 22.14 | 22.16 | 25.38 | 109.21 | 35.47
| 2047 | 24.01 | 26.72 | 35.34 | 26.16 | 87.83 | 167.39 | 207.68 | 235.05 | 176.3 | 36.53 | 65.41 | 30.91 | 23.16 | 33.48 | 54.39 | 22.17 | 22.19 | 25.38 | 109.21 | 35.47
| 2048 | 23.71 | 26.26 | 35.19 | 26.05 | 87.64 | 167.39 | 207.68 | 235.05 | 176.3 | 36.25 | 64.9 | 30.7 | 22.93 | 33.15 | 53.87 | 22.2 | 22.21 | 25.38 | 109.21 | 35.47
| 2049 | 23.41 | 25.8 | 35.04 | 25.94 | 87.46 | 167.39 | 207.68 | 235.05 | 176.3 | 35.97 | 64.39 | 30.49 | 22.82 | 32.99 | 53.61 | 22.22 | 22.22 | 25.38 | 109.21 | 35.47
| 2050 | 23.11 | 25.35 | 34.89 | 25.82 | 87.3 | 167.39 | 207.68 | 235.05 | 176.3 | 35.68 | 63.89 | 30.28 | 22.71 | 32.83 | 53.34 | 22.22 | 22.22 | 25.38 | 109.21 | 35.47
10 | Periodic Replacement & Augmentation, $/kW-yr
| 2021 | 0 | 0 | 0 | 0 | 0 | 0 | 0 | 0 | 0 | 0 | 0 | 0 | 0 | 0 | 0 | 0 | 0 | 0 | 0 | 0
| 2022 | 0 | 0 | 0 | 0 | 0 | 0 | 0 | 0 | 0 | 0 | 0 | 0 | 0 | 0 | 0 | 0 | 0 | 0 | 0 | 0
| 2023 | 0 | 0 | 0 | 0 | 0 | 0 | 0 | 0 | 0 | 0 | 0 | 0 | 0 | 0 | 0 | 0 | 0 | 0 | 0 | 0
| 2024 | 0 | 0 | 0 | 0 | 0 | 0 | 0 | 0 | 0 | 0 | 0 | 0 | 0 | 0 | 0 | 0 | 0 | 0 | 0 | 0
| 2025 | 0 | 0 | 0 | 0 | 0 | 0 | 0 | 0 | 0 | 0 | 0 | 0 | 0 | 0 | 0 | 0 | 0 | 0 | 0 | 0
| 2026 | 0 | 0 | 0 | 0 | 0 | 0 | 0 | 0 | 0 | 0 | 0 | 0 | 0 | 0 | 0 | 0 | 0 | 0 | 0 | 0
| 2027 | 0 | 0 | 0 | 0 | 0 | 0 | 0 | 0 | 0 | 0 | 0 | 0 | 0 | 0 | 0 | 0 | 0 | 0 | 0 | 0
| 2028 | 0 | 0 | 0 | 0 | 0 | 0 | 0 | 0 | 0 | 0 | 0 | 0 | 0 | 0 | 0 | 0 | 0 | 0 | 0 | 0
| 2029 | 0 | 0 | 0 | 0 | 0 | 0 | 0 | 0 | 0 | 0 | 0 | 0 | 0 | 0 | 0 | 0 | 0 | 0 | 0 | 0
| 2030 | 0 | 0 | 0 | 0 | 0 | 0 | 0 | 0 | 0 | 0 | 0 | 0 | 0 | 0 | 0 | 0 | 0 | 0 | 0 | 0
| 2031 | 0 | 0 | 0 | 0 | 0 | 0 | 0 | 0 | 0 | 0 | 0 | 0 | 0 | 0 | 0 | 0 | 0 | 0 | 0 | 0
| 2032 | 0 | 0 | 0 | 0 | 0 | 0 | 0 | 0 | 0 | 0 | 0 | 0 | 0 | 0 | 0 | 0 | 0 | 0 | 0 | 0
| 2033 | 0 | 0 | 0 | 0 | 0 | 0 | 0 | 0 | 0 | 0 | 0 | 0 | 0 | 0 | 0 | 0 | 0 | 0 | 0 | 0
| 2034 | 0 | 0 | 0 | 0 | 0 | 0 | 0 | 0 | 0 | 0 | 0 | 0 | 0 | 0 | 0 | 0 | 0 | 0 | 0 | 0
| 2035 | 0 | 0 | 0 | 0 | 0 | 0 | 0 | 0 | 0 | 0 | 0 | 0 | 0 | 0 | 0 | 0 | 0 | 0 | 0 | 0
| 2036 | 0 | 0 | 0 | 0 | 0 | 0 | 0 | 0 | 0 | 0 | 0 | 0 | 0 | 0 | 0 | 0 | 0 | 0 | 0 | 0
| 2037 | 0 | 0 | 0 | 0 | 0 | 0 | 0 | 0 | 0 | 0 | 0 | 0 | 0 | 0 | 0 | 0 | 0 | 0 | 0 | 0
| 2038 | 0 | 0 | 0 | 0 | 0 | 0 | 0 | 0 | 0 | 0 | 0 | 0 | 0 | 0 | 0 | 0 | 0 | 0 | 0 | 0
| 2039 | 0 | 0 | 0 | 0 | 0 | 0 | 0 | 0 | 0 | 0 | 0 | 0 | 0 | 0 | 0 | 0 | 0 | 0 | 0 | 0
| 2040 | 0 | 0 | 0 | 0 | 0 | 0 | 0 | 0 | 0 | 0 | 0 | 0 | 0 | 0 | 0 | 0 | 0 | 0 | 0 | 0
| 2041 | 0 | 0 | 0 | 0 | 0 | 0 | 0 | 0 | 0 | 0 | 0 | 0 | 0 | 0 | 0 | 0 | 0 | 0 | 0 | 0
| 2042 | 0 | 0 | 0 | 0 | 0 | 0 | 0 | 0 | 0 | 0 | 0 | 0 | 0 | 0 | 0 | 0 | 0 | 0 | 0 | 0
| 2043 | 0 | 0 | 0 | 0 | 0 | 0 | 0 | 0 | 0 | 0 | 0 | 0 | 0 | 0 | 0 | 0 | 0 | 0 | 0 | 0
| 2044 | 0 | 0 | 0 | 0 | 0 | 0 | 0 | 0 | 0 | 0 | 0 | 0 | 0 | 0 | 0 | 0 | 0 | 0 | 0 | 0
| 2045 | 0 | 0 | 0 | 0 | 0 | 0 | 0 | 0 | 0 | 0 | 0 | 0 | 0 | 0 | 0 | 0 | 0 | 0 | 0 | 0
| 2046 | 0 | 0 | 0 | 0 | 0 | 0 | 0 | 0 | 0 | 0 | 0 | 0 | 0 | 0 | 0 | 0 | 0 | 0 | 0 | 0
| 2047 | 0 | 0 | 0 | 0 | 0 | 0 | 0 | 0 | 0 | 0 | 0 | 0 | 0 | 0 | 0 | 0 | 0 | 0 | 0 | 0
| 2048 | 0 | 0 | 0 | 0 | 0 | 0 | 0 | 0 | 0 | 0 | 0 | 0 | 0 | 0 | 0 | 0 | 0 | 0 | 0 | 0
| 2049 | 0 | 0 | 0 | 0 | 0 | 0 | 0 | 0 | 0 | 0 | 0 | 0 | 0 | 0 | 0 | 0 | 0 | 0 | 0 | 0
| 2050 | 0 | 0 | 0 | 0 | 0 | 0 | 0 | 0 | 0 | 0 | 0 | 0 | 0 | 0 | 0 | 0 | 0 | 0 | 0 | 0
11 | Variable O&M, $/MWh
| 2021 | 0 | 0 | 0 | 0 | 0 | 0 | 0 | 0 | 5.25 | 0 | 0 | 2.17 | 5.06 | 5.29 | 6.4 | 0.58 | 0.58 | 0 | 0 | 0
| 2022 | 0 | 0 | 0 | 0 | 0 | 0 | 0 | 0 | 5.25 | 0 | 0 | 2.17 | 5.06 | 5.29 | 6.4 | 0.58 | 0.58 | 0 | 0 | 0
| 2023 | 0 | 0 | 0 | 0 | 0 | 0 | 0 | 0 | 5.25 | 0 | 0 | 2.16 | 5.06 | 5.29 | 6.4 | 0.58 | 0.58 | 0 | 0 | 0
| 2024 | 0 | 0 | 0 | 0 | 0 | 0 | 0 | 0 | 5.25 | 0 | 0 | 2.15 | 5.06 | 5.29 | 6.4 | 0.58 | 0.58 | 0 | 0 | 0
| 2025 | 0 | 0 | 0 | 0 | 0 | 0 | 0 | 0 | 5.25 | 0 | 0 | 2.14 | 5.06 | 5.29 | 6.4 | 0.58 | 0.58 | 0 | 0 | 0
| 2026 | 0 | 0 | 0 | 0 | 0 | 0 | 0 | 0 | 5.25 | 0 | 0 | 2.13 | 5.06 | 5.29 | 6.4 | 0.58 | 0.58 | 0 | 0 | 0
| 2027 | 0 | 0 | 0 | 0 | 0 | 0 | 0 | 0 | 5.25 | 0 | 0 | 2.12 | 5.06 | 5.29 | 6.4 | 0.58 | 0.58 | 0 | 0 | 0
| 2028 | 0 | 0 | 0 | 0 | 0 | 0 | 0 | 0 | 5.25 | 0 | 0 | 2.11 | 5.06 | 5.29 | 6.4 | 0.58 | 0.58 | 0 | 0 | 0
| 2029 | 0 | 0 | 0 | 0 | 0 | 0 | 0 | 0 | 5.25 | 0 | 0 | 2.09 | 5.06 | 5.29 | 6.4 | 0.58 | 0.58 | 0 | 0 | 0
| 2030 | 0 | 0 | 0 | 0 | 0 | 0 | 0 | 0 | 5.25 | 0 | 0 | 2.08 | 5.06 | 5.29 | 6.4 | 0.58 | 0.58 | 0 | 0 | 0
| 2031 | 0 | 0 | 0 | 0 | 0 | 0 | 0 | 0 | 5.25 | 0 | 0 | 2.07 | 5.06 | 5.29 | 6.4 | 0.58 | 0.58 | 0 | 0 | 0
| 2032 | 0 | 0 | 0 | 0 | 0 | 0 | 0 | 0 | 5.25 | 0 | 0 | 2.06 | 5.06 | 5.29 | 6.4 | 0.58 | 0.58 | 0 | 0 | 0
| 2033 | 0 | 0 | 0 | 0 | 0 | 0 | 0 | 0 | 5.25 | 0 | 0 | 2.05 | 5.06 | 5.29 | 6.4 | 0.58 | 0.58 | 0 | 0 | 0
| 2034 | 0 | 0 | 0 | 0 | 0 | 0 | 0 | 0 | 5.25 | 0 | 0 | 2.04 | 5.06 | 5.29 | 6.4 | 0.58 | 0.58 | 0 | 0 | 0
| 2035 | 0 | 0 | 0 | 0 | 0 | 0 | 0 | 0 | 5.25 | 0 | 0 | 2.03 | 5.06 | 5.29 | 6.4 | 0.58 | 0.58 | 0 | 0 | 0
| 2036 | 0 | 0 | 0 | 0 | 0 | 0 | 0 | 0 | 5.25 | 0 | 0 | 2.02 | 5.06 | 5.29 | 6.4 | 0.58 | 0.58 | 0 | 0 | 0
| 2037 | 0 | 0 | 0 | 0 | 0 | 0 | 0 | 0 | 5.25 | 0 | 0 | 2.01 | 5.06 | 5.29 | 6.4 | 0.58 | 0.58 | 0 | 0 | 0
| 2038 | 0 | 0 | 0 | 0 | 0 | 0 | 0 | 0 | 5.25 | 0 | 0 | 2 | 5.06 | 5.29 | 6.4 | 0.58 | 0.58 | 0 | 0 | 0
| 2039 | 0 | 0 | 0 | 0 | 0 | 0 | 0 | 0 | 5.25 | 0 | 0 | 1.99 | 5.06 | 5.29 | 6.4 | 0.58 | 0.58 | 0 | 0 | 0
| 2040 | 0 | 0 | 0 | 0 | 0 | 0 | 0 | 0 | 5.25 | 0 | 0 | 1.98 | 5.06 | 5.29 | 6.4 | 0.58 | 0.58 | 0 | 0 | 0
| 2041 | 0 | 0 | 0 | 0 | 0 | 0 | 0 | 0 | 5.25 | 0 | 0 | 1.97 | 5.06 | 5.29 | 6.4 | 0.58 | 0.58 | 0 | 0 | 0
| 2042 | 0 | 0 | 0 | 0 | 0 | 0 | 0 | 0 | 5.25 | 0 | 0 | 1.96 | 5.06 | 5.29 | 6.4 | 0.58 | 0.58 | 0 | 0 | 0
| 2043 | 0 | 0 | 0 | 0 | 0 | 0 | 0 | 0 | 5.25 | 0 | 0 | 1.95 | 5.06 | 5.29 | 6.4 | 0.58 | 0.58 | 0 | 0 | 0
| 2044 | 0 | 0 | 0 | 0 | 0 | 0 | 0 | 0 | 5.25 | 0 | 0 | 1.94 | 5.06 | 5.29 | 6.4 | 0.58 | 0.58 | 0 | 0 | 0
| 2045 | 0 | 0 | 0 | 0 | 0 | 0 | 0 | 0 | 5.25 | 0 | 0 | 1.93 | 5.06 | 5.29 | 6.4 | 0.58 | 0.58 | 0 | 0 | 0
| 2046 | 0 | 0 | 0 | 0 | 0 | 0 | 0 | 0 | 5.25 | 0 | 0 | 1.92 | 5.06 | 5.29 | 6.4 | 0.58 | 0.58 | 0 | 0 | 0
| 2047 | 0 | 0 | 0 | 0 | 0 | 0 | 0 | 0 | 5.25 | 0 | 0 | 1.91 | 5.06 | 5.29 | 6.4 | 0.58 | 0.58 | 0 | 0 | 0
| 2048 | 0 | 0 | 0 | 0 | 0 | 0 | 0 | 0 | 5.25 | 0 | 0 | 1.9 | 5.06 | 5.29 | 6.4 | 0.58 | 0.58 | 0 | 0 | 0
| 2049 | 0 | 0 | 0 | 0 | 0 | 0 | 0 | 0 | 5.25 | 0 | 0 | 1.88 | 5.06 | 5.29 | 6.4 | 0.58 | 0.58 | 0 | 0 | 0
| 2050 | 0 | 0 | 0 | 0 | 0 | 0 | 0 | 0 | 5.25 | 0 | 0 | 1.87 | 5.06 | 5.29 | 6.4 | 0.58 | 0.58 | 0 | 0 | 0
12 | Fuel Cost, $/MWh
| 2021 | 0 | 0 | 0 | 0 | 0 | 0 | 0 | 0 | 73.58 | 0 | 0 | 19.09 | 29.72 | 27.37 | 24.89 | 0 | 0 | 0 | 0 | 0
| 2022 | 0 | 0 | 0 | 0 | 0 | 0 | 0 | 0 | 73.58 | 0 | 0 | 19.09 | 29.72 | 27.37 | 24.89 | 0 | 0 | 0 | 0 | 0
| 2023 | 0 | 0 | 0 | 0 | 0 | 0 | 0 | 0 | 73.58 | 0 | 0 | 19.09 | 29.72 | 27.37 | 24.89 | 0 | 0 | 0 | 0 | 0
| 2024 | 0 | 0 | 0 | 0 | 0 | 0 | 0 | 0 | 73.58 | 0 | 0 | 19.09 | 29.72 | 27.37 | 24.89 | 0 | 0 | 0 | 0 | 0
| 2025 | 0 | 0 | 0 | 0 | 0 | 0 | 0 | 0 | 73.58 | 0 | 0 | 19.09 | 29.72 | 27.37 | 24.89 | 0 | 0 | 0 | 0 | 0
| 2026 | 0 | 0 | 0 | 0 | 0 | 0 | 0 | 0 | 73.58 | 0 | 0 | 19.09 | 29.72 | 27.37 | 24.89 | 0 | 0 | 0 | 0 | 0
| 2027 | 0 | 0 | 0 | 0 | 0 | 0 | 0 | 0 | 73.58 | 0 | 0 | 19.09 | 29.72 | 27.37 | 24.89 | 0 | 0 | 0 | 0 | 0
| 2028 | 0 | 0 | 0 | 0 | 0 | 0 | 0 | 0 | 73.58 | 0 | 0 | 19.09 | 29.72 | 27.37 | 24.89 | 0 | 0 | 0 | 0 | 0
| 2029 | 0 | 0 | 0 | 0 | 0 | 0 | 0 | 0 | 73.58 | 0 | 0 | 19.09 | 29.72 | 27.37 | 24.89 | 0 | 0 | 0 | 0 | 0
| 2030 | 0 | 0 | 0 | 0 | 0 | 0 | 0 | 0 | 73.58 | 0 | 0 | 19.09 | 29.72 | 27.37 | 24.89 | 0 | 0 | 0 | 0 | 0
| 2031 | 0 | 0 | 0 | 0 | 0 | 0 | 0 | 0 | 73.58 | 0 | 0 | 19.09 | 29.72 | 27.37 | 24.89 | 0 | 0 | 0 | 0 | 0
| 2032 | 0 | 0 | 0 | 0 | 0 | 0 | 0 | 0 | 73.58 | 0 | 0 | 19.09 | 29.72 | 27.37 | 24.89 | 0 | 0 | 0 | 0 | 0
| 2033 | 0 | 0 | 0 | 0 | 0 | 0 | 0 | 0 | 73.58 | 0 | 0 | 19.09 | 29.72 | 27.37 | 24.89 | 0 | 0 | 0 | 0 | 0
| 2034 | 0 | 0 | 0 | 0 | 0 | 0 | 0 | 0 | 73.58 | 0 | 0 | 19.09 | 29.72 | 27.37 | 24.89 | 0 | 0 | 0 | 0 | 0
| 2035 | 0 | 0 | 0 | 0 | 0 | 0 | 0 | 0 | 73.58 | 0 | 0 | 19.09 | 29.72 | 27.37 | 24.89 | 0 | 0 | 0 | 0 | 0
| 2036 | 0 | 0 | 0 | 0 | 0 | 0 | 0 | 0 | 73.58 | 0 | 0 | 19.09 | 29.72 | 27.37 | 24.89 | 0 | 0 | 0 | 0 | 0
| 2037 | 0 | 0 | 0 | 0 | 0 | 0 | 0 | 0 | 73.58 | 0 | 0 | 19.09 | 29.72 | 27.37 | 24.89 | 0 | 0 | 0 | 0 | 0
| 2038 | 0 | 0 | 0 | 0 | 0 | 0 | 0 | 0 | 73.58 | 0 | 0 | 19.09 | 29.72 | 27.37 | 24.89 | 0 | 0 | 0 | 0 | 0
| 2039 | 0 | 0 | 0 | 0 | 0 | 0 | 0 | 0 | 73.58 | 0 | 0 | 19.09 | 29.72 | 27.37 | 24.89 | 0 | 0 | 0 | 0 | 0
| 2040 | 0 | 0 | 0 | 0 | 0 | 0 | 0 | 0 | 73.58 | 0 | 0 | 19.09 | 29.72 | 27.37 | 24.89 | 0 | 0 | 0 | 0 | 0
| 2041 | 0 | 0 | 0 | 0 | 0 | 0 | 0 | 0 | 73.58 | 0 | 0 | 19.09 | 29.72 | 27.37 | 24.89 | 0 | 0 | 0 | 0 | 0
| 2042 | 0 | 0 | 0 | 0 | 0 | 0 | 0 | 0 | 73.58 | 0 | 0 | 19.09 | 29.72 | 27.37 | 24.89 | 0 | 0 | 0 | 0 | 0
| 2043 | 0 | 0 | 0 | 0 | 0 | 0 | 0 | 0 | 73.58 | 0 | 0 | 19.09 | 29.72 | 27.37 | 24.89 | 0 | 0 | 0 | 0 | 0
| 2044 | 0 | 0 | 0 | 0 | 0 | 0 | 0 | 0 | 73.58 | 0 | 0 | 19.09 | 29.72 | 27.37 | 24.89 | 0 | 0 | 0 | 0 | 0
| 2045 | 0 | 0 | 0 | 0 | 0 | 0 | 0 | 0 | 73.58 | 0 | 0 | 19.09 | 29.72 | 27.37 | 24.89 | 0 | 0 | 0 | 0 | 0
| 2046 | 0 | 0 | 0 | 0 | 0 | 0 | 0 | 0 | 73.58 | 0 | 0 | 19.09 | 29.72 | 27.37 | 24.89 | 0 | 0 | 0 | 0 | 0
| 2047 | 0 | 0 | 0 | 0 | 0 | 0 | 0 | 0 | 73.58 | 0 | 0 | 19.09 | 29.72 | 27.37 | 24.89 | 0 | 0 | 0 | 0 | 0
| 2048 | 0 | 0 | 0 | 0 | 0 | 0 | 0 | 0 | 73.58 | 0 | 0 | 19.09 | 29.72 | 27.37 | 24.89 | 0 | 0 | 0 | 0 | 0
| 2049 | 0 | 0 | 0 | 0 | 0 | 0 | 0 | 0 | 73.58 | 0 | 0 | 19.09 | 29.72 | 27.37 | 24.89 | 0 | 0 | 0 | 0 | 0
| 2050 | 0 | 0 | 0 | 0 | 0 | 0 | 0 | 0 | 73.58 | 0 | 0 | 19.09 | 29.72 | 27.37 | 24.89 | 0 | 0 | 0 | 0 | 0
13 | Levelized Production Tax Credit, $/MWh
| 2021 | -22.23 | 0 | -19.95 | -19.21 | 0 | 0 | 0 | 0 | 0 | 0 | 0 | 0 | 0 | 0 | 0 | 0 | 0 | 0 | 0 | 0
| 2022 | -22.23 | 0 | -19.95 | -19.21 | 0 | 0 | 0 | 0 | 0 | 0 | 0 | 0 | 0 | 0 | 0 | 0 | 0 | 0 | 0 | 0
| 2023 | -22.43 | 0 | -20.15 | -19.41 | 0 | 0 | 0 | 0 | 0 | 0 | 0 | 0 | 0 | 0 | 0 | 0 | 0 | 0 | 0 | 0
| 2024 | -22.29 | 0 | -19.91 | -19.18 | 0 | 0 | 0 | 0 | 0 | 0 | 0 | 0 | 0 | 0 | 0 | 0 | 0 | 0 | 0 | 0
| 2025 | -22.14 | 0 | -19.66 | -18.93 | 0 | 0 | 0 | 0 | 0 | 0 | 0 | 0 | 0 | 0 | 0 | 0 | 0 | 0 | 0 | 0
| 2026 | -21.98 | 0 | -19.56 | -18.84 | 0 | 0 | 0 | 0 | 0 | 0 | 0 | 0 | 0 | 0 | 0 | 0 | 0 | 0 | 0 | 0
| 2027 | -21.82 | 0 | -19.46 | -18.74 | 0 | 0 | 0 | 0 | 0 | 0 | 0 | 0 | 0 | 0 | 0 | 0 | 0 | 0 | 0 | 0
| 2028 | -21.65 | 0 | -19.36 | -18.64 | 0 | 0 | 0 | 0 | 0 | 0 | 0 | 0 | 0 | 0 | 0 | 0 | 0 | 0 | 0 | 0
| 2029 | -21.47 | 0 | -19.25 | -18.54 | 0 | 0 | 0 | 0 | 0 | 0 | 0 | 0 | 0 | 0 | 0 | 0 | 0 | 0 | 0 | 0
| 2030 | -21.28 | 0 | -19.15 | -18.44 | 0 | 0 | 0 | 0 | 0 | 0 | 0 | 0 | 0 | 0 | 0 | 0 | 0 | 0 | 0 | 0
| 2031 | -21.09 | 0 | -19.11 | -18.41 | 0 | 0 | 0 | 0 | 0 | 0 | 0 | 0 | 0 | 0 | 0 | 0 | 0 | 0 | 0 | 0
| 2032 | -20.89 | 0 | -19.07 | -18.37 | 0 | 0 | 0 | 0 | 0 | 0 | 0 | 0 | 0 | 0 | 0 | 0 | 0 | 0 | 0 | 0
| 2033 | -20.67 | 0 | -19.04 | -18.33 | 0 | 0 | 0 | 0 | 0 | 0 | 0 | 0 | 0 | 0 | 0 | 0 | 0 | 0 | 0 | 0
| 2034 | -20.45 | 0 | -19 | -18.3 | 0 | 0 | 0 | 0 | 0 | 0 | 0 | 0 | 0 | 0 | 0 | 0 | 0 | 0 | 0 | 0
| 2035 | -20.22 | 0 | -18.96 | -18.26 | 0 | 0 | 0 | 0 | 0 | 0 | 0 | 0 | 0 | 0 | 0 | 0 | 0 | 0 | 0 | 0
| 2036 | -20.15 | 0 | -18.92 | -18.22 | 0 | 0 | 0 | 0 | 0 | 0 | 0 | 0 | 0 | 0 | 0 | 0 | 0 | 0 | 0 | 0
| 2037 | -20.08 | 0 | -18.88 | -18.18 | 0 | 0 | 0 | 0 | 0 | 0 | 0 | 0 | 0 | 0 | 0 | 0 | 0 | 0 | 0 | 0
| 2038 | -20.01 | 0 | -18.84 | -18.14 | 0 | 0 | 0 | 0 | 0 | 0 | 0 | 0 | 0 | 0 | 0 | 0 | 0 | 0 | 0 | 0
| 2039 | -19.94 | 0 | -18.8 | -18.1 | 0 | 0 | 0 | 0 | 0 | 0 | 0 | 0 | 0 | 0 | 0 | 0 | 0 | 0 | 0 | 0
| 2040 | -19.87 | 0 | -18.75 | -18.06 | 0 | 0 | 0 | 0 | 0 | 0 | 0 | 0 | 0 | 0 | 0 | 0 | 0 | 0 | 0 | 0
| 2041 | -19.8 | 0 | -18.71 | -18.02 | 0 | 0 | 0 | 0 | 0 | 0 | 0 | 0 | 0 | 0 | 0 | 0 | 0 | 0 | 0 | 0
| 2042 | -19.72 | 0 | -18.67 | -17.98 | 0 | 0 | 0 | 0 | 0 | 0 | 0 | 0 | 0 | 0 | 0 | 0 | 0 | 0 | 0 | 0
| 2043 | -19.65 | 0 | -18.63 | -17.94 | 0 | 0 | 0 | 0 | 0 | 0 | 0 | 0 | 0 | 0 | 0 | 0 | 0 | 0 | 0 | 0
| 2044 | -19.58 | 0 | -18.59 | -17.9 | 0 | 0 | 0 | 0 | 0 | 0 | 0 | 0 | 0 | 0 | 0 | 0 | 0 | 0 | 0 | 0
| 2045 | -19.5 | 0 | -18.54 | -17.86 | 0 | 0 | 0 | 0 | 0 | 0 | 0 | 0 | 0 | 0 | 0 | 0 | 0 | 0 | 0 | 0
| 2046 | -19.42 | 0 | -18.5 | -17.82 | 0 | 0 | 0 | 0 | 0 | 0 | 0 | 0 | 0 | 0 | 0 | 0 | 0 | 0 | 0 | 0
| 2047 | -15.38 | 0 | -14.66 | -14.12 | 0 | 0 | 0 | 0 | 0 | 0 | 0 | 0 | 0 | 0 | 0 | 0 | 0 | 0 | 0 | 0
| 2048 | -11.01 | 0 | -10.51 | -10.12 | 0 | 0 | 0 | 0 | 0 | 0 | 0 | 0 | 0 | 0 | 0 | 0 | 0 | 0 | 0 | 0
| 2049 | 0 | 0 | 0 | 0 | 0 | 0 | 0 | 0 | 0 | 0 | 0 | 0 | 0 | 0 | 0 | 0 | 0 | 0 | 0 | 0
| 2050 | 0 | 0 | 0 | 0 | 0 | 0 | 0 | 0 | 0 | 0 | 0 | 0 | 0 | 0 | 0 | 0 | 0 | 0 | 0 | 0
14 | Levelized Fixed Cost, $/kW-yr
| 2021 | 166.46 | 174 | 188.91 | 242.2 | 1123.18 | 660.62 | 907.1 | 1255.31 | 712.19 | 178.65 | 305.26 | 205.88 | 158.93 | 241.89 | 368.81 | 158.58 | 271.88 | 451.92 | 824.35 | 306.48
| 2022 | 166.46 | 174 | 188.91 | 242.2 | 1123.18 | 660.62 | 907.1 | 1255.31 | 712.19 | 178.65 | 305.26 | 205.88 | 158.93 | 241.89 | 368.81 | 158.58 | 271.88 | 452 | 824.49 | 306.48
| 2023 | 175.64 | 161.45 | 191.15 | 244.16 | 1156.47 | 746.15 | 1040.24 | 1451.59 | 717.99 | 182.43 | 311.68 | 204.7 | 158.93 | 241.89 | 368.81 | 163.79 | 282.28 | 464.15 | 846.67 | 314.75
| 2024 | 174.61 | 163.54 | 190.64 | 243.25 | 1189.75 | 762.7 | 1065.91 | 1489.2 | 722.16 | 188.04 | 321.43 | 203.51 | 158.93 | 241.89 | 368.81 | 169 | 292.69 | 471.99 | 839.66 | 323.02
| 2025 | 173.43 | 165.58 | 189.89 | 242.15 | 1223.04 | 779.06 | 1091.3 | 1526.4 | 506.38 | 190.13 | 324.79 | 202.32 | 157.94 | 240.27 | 366.27 | 174.21 | 303.09 | 479.62 | 830.92 | 331.3
| 2026 | 170.83 | 165.6 | 188.55 | 240.61 | 1243.73 | 787.16 | 1105.03 | 1546.49 | 508.27 | 189.33 | 322.9 | 199.74 | 155.73 | 236.81 | 360.93 | 176.89 | 308.89 | 482.24 | 813.18 | 336.48
| 2027 | 168.21 | 165.63 | 187.23 | 239.09 | 1264.61 | 795.27 | 1118.77 | 1566.58 | 512.33 | 188.51 | 320.99 | 197.19 | 153.66 | 233.54 | 355.89 | 179.61 | 314.76 | 484.81 | 794.47 | 341.7
| 2028 | 163.61 | 162.65 | 184.24 | 236.29 | 1252.38 | 784.48 | 1103.41 | 1543.98 | 505.96 | 183.64 | 312.17 | 194.68 | 151.63 | 230.34 | 350.96 | 177.17 | 310.3 | 475.68 | 756.94 | 338.69
| 2029 | 159.19 | 159.73 | 181.35 | 233.58 | 1240.32 | 773.9 | 1088.34 | 1521.82 | 499.86 | 178.84 | 303.48 | 192.2 | 149.51 | 227.01 | 345.84 | 174.77 | 305.93 | 466.68 | 720.12 | 335.73
| 2030 | 154.95 | 156.85 | 178.57 | 230.97 | 1228.45 | 763.52 | 1073.55 | 1500.07 | 493.94 | 174.11 | 294.91 | 189.65 | 147.54 | 223.9 | 341.04 | 172.42 | 301.65 | 457.82 | 683.99 | 332.8
| 2031 | 151.84 | 155.82 | 176.89 | 229.37 | 1107.24 | 760.69 | 1069.37 | 1493.9 | 491.94 | 172.55 | 292.1 | 188.5 | 146.58 | 222.35 | 338.6 | 172.42 | 301.65 | 457.82 | 683.99 | 332.8
| 2032 | 148.77 | 154.79 | 175.23 | 227.8 | 1013.11 | 757.87 | 1065.22 | 1487.76 | 490.09 | 171 | 289.31 | 187.36 | 145.5 | 220.62 | 335.87 | 172.42 | 301.65 | 457.82 | 683.98 | 332.8
| 2033 | 145.75 | 153.75 | 173.59 | 226.24 | 930.55 | 755.06 | 1061.08 | 1481.64 | 488.54 | 169.47 | 286.56 | 186.21 | 144.55 | 219.06 | 333.42 | 172.42 | 301.65 | 457.81 | 683.98 | 332.8
| 2034 | 142.77 | 152.72 | 171.96 | 224.69 | 854.38 | 752.27 | 1056.97 | 1475.56 | 486.92 | 167.95 | 283.83 | 185.06 | 143.59 | 217.51 | 330.98 | 172.42 | 301.65 | 457.81 | 683.97 | 332.8
| 2035 | 139.83 | 151.68 | 170.35 | 223.16 | 782.24 | 749.5 | 1052.87 | 1469.51 | 485.34 | 166.44 | 281.12 | 183.91 | 142.63 | 215.96 | 328.53 | 172.42 | 301.65 | 457.81 | 683.97 | 332.8
| 2036 | 137.14 | 149.42 | 168.76 | 221.65 | 745.16 | 746.74 | 1048.8 | 1463.49 | 483.52 | 164.95 | 278.44 | 182.76 | 141.56 | 214.23 | 325.8 | 172.42 | 301.65 | 457.8 | 683.96 | 332.8
| 2037 | 134.51 | 147.16 | 167.18 | 220.15 | 720.02 | 743.99 | 1044.75 | 1457.5 | 481.73 | 163.48 | 275.78 | 181.62 | 140.6 | 212.68 | 323.35 | 172.42 | 301.65 | 457.8 | 683.95 | 332.8
| 2038 | 131.94 | 144.89 | 165.62 | 218.67 | 701.16 | 741.25 | 1040.71 | 1451.54 | 480.08 | 162.02 | 273.15 | 180.47 | 139.64 | 211.12 | 320.91 | 172.42 | 301.65 | 457.79 | 683.95 | 332.8
| 2039 | 129.42 | 142.63 | 164.07 | 217.21 | 686.16 | 738.53 | 1036.7 | 1445.61 | 478.15 | 160.57 | 270.55 | 179.32 | 138.58 | 209.41 | 318.2 | 172.42 | 301.65 | 457.79 | 683.94 | 332.8
| 2040 | 126.96 | 140.36 | 162.54 | 215.76 | 673.75 | 735.83 | 1032.71 | 1439.7 | 476.47 | 159.13 | 267.97 | 178.17 | 137.61 | 207.84 | 315.73 | 172.42 | 301.65 | 457.78 | 683.93 | 332.8
| 2041 | 124.56 | 138.1 | 161.02 | 214.32 | 663.21 | 733.13 | 1028.73 | 1433.83 | 474.97 | 157.71 | 265.41 | 177.03 | 136.65 | 206.29 | 313.29 | 172.43 | 301.66 | 457.78 | 683.93 | 332.8
| 2042 | 122.21 | 135.83 | 159.52 | 212.9 | 654.06 | 730.45 | 1024.78 | 1427.99 | 473.19 | 156.3 | 262.88 | 175.88 | 135.59 | 204.57 | 310.58 | 172.43 | 301.66 | 457.77 | 683.92 | 332.8
| 2043 | 119.91 | 133.57 | 158.03 | 211.49 | 645.99 | 727.78 | 1020.85 | 1422.17 | 471.62 | 154.9 | 260.37 | 174.73 | 134.63 | 203.02 | 308.14 | 172.43 | 301.66 | 457.77 | 683.91 | 332.8
| 2044 | 117.66 | 131.31 | 156.55 | 210.1 | 638.79 | 725.13 | 1016.93 | 1416.39 | 469.91 | 153.52 | 257.88 | 173.58 | 133.67 | 201.47 | 305.69 | 172.43 | 301.66 | 457.77 | 683.91 | 332.8
| 2045 | 115.46 | 129.04 | 155.1 | 208.72 | 632.29 | 722.49 | 1013.04 | 1410.63 | 468.1 | 152.15 | 255.41 | 172.42 | 132.59 | 199.74 | 302.96 | 172.43 | 301.66 | 457.77 | 683.91 | 332.8
| 2046 | 113.3 | 126.78 | 153.65 | 207.35 | 626.38 | 719.86 | 1009.16 | 1404.91 | 466.32 | 150.79 | 252.97 | 171.29 | 131.64 | 198.19 | 300.52 | 172.43 | 301.66 | 457.77 | 683.91 | 332.8
| 2047 | 113.24 | 135.57 | 154.94 | 208.78 | 620.97 | 788.39 | 1109.73 | 1553.41 | 504.11 | 160.6 | 270.59 | 170.13 | 130.68 | 196.63 | 298.07 | 190.54 | 337.16 | 489.75 | 726.71 | 362.9
| 2048 | 113.42 | 145.28 | 156.58 | 210.64 | 615.97 | 866.47 | 1224.69 | 1723.2 | 545.87 | 171.7 | 290.56 | 168.98 | 129.61 | 194.92 | 295.36 | 211.35 | 378.25 | 536.01 | 789.7 | 397.5
| 2049 | 113.91 | 173.42 | 159.85 | 215.49 | 611.34 | 1075.97 | 1534.97 | 2181.79 | 651.44 | 203.5 | 348 | 167.83 | 128.65 | 193.35 | 292.89 | 267.28 | 489.81 | 693.17 | 1005.01 | 492.19
| 2050 | 111.96 | 169.92 | 158.48 | 214.17 | 607.02 | 1071.58 | 1528.49 | 2172.21 | 645.81 | 201.53 | 344.47 | 166.69 | 127.69 | 191.8 | 290.45 | 267.28 | 489.81 | 693.17 | 1005.01 | 492.19
15 | Levelized Fixed Cost w/ PTC, $/kW-yr
| 2021 | 99.83 | 174 | 138.55 | 178.86 | 1123.18 | 660.62 | 907.1 | 1255.31 | 712.19 | 178.65 | 305.26 | 205.88 | 158.93 | 241.89 | 368.81 | 158.58 | 271.88 | 451.92 | 824.35 | 306.48
| 2022 | 99.83 | 174 | 138.55 | 178.86 | 1123.18 | 660.62 | 907.1 | 1255.31 | 712.19 | 178.65 | 305.26 | 205.88 | 158.93 | 241.89 | 368.81 | 158.58 | 271.88 | 452 | 824.49 | 306.48
| 2023 | 108.35 | 161.45 | 140.27 | 180.17 | 1156.47 | 746.15 | 1040.24 | 1451.59 | 717.99 | 182.43 | 311.68 | 204.7 | 158.93 | 241.89 | 368.81 | 163.79 | 282.28 | 464.15 | 846.67 | 314.75
| 2024 | 107.78 | 163.54 | 140.38 | 180.03 | 1189.75 | 762.7 | 1065.91 | 1489.2 | 722.16 | 188.04 | 321.43 | 203.51 | 158.93 | 241.89 | 368.81 | 169 | 292.69 | 471.99 | 839.66 | 323.02
| 2025 | 107.08 | 165.58 | 140.26 | 179.73 | 1223.04 | 779.06 | 1091.3 | 1526.4 | 506.38 | 190.13 | 324.79 | 202.32 | 157.94 | 240.27 | 366.27 | 174.21 | 303.09 | 479.62 | 830.92 | 331.3
| 2026 | 104.97 | 165.6 | 139.18 | 178.51 | 1243.73 | 787.16 | 1105.03 | 1546.49 | 508.27 | 189.33 | 322.9 | 199.74 | 155.73 | 236.81 | 360.93 | 176.89 | 308.89 | 482.24 | 813.18 | 336.48
| 2027 | 102.88 | 165.63 | 138.1 | 177.31 | 1264.61 | 795.27 | 1118.77 | 1566.58 | 512.33 | 188.51 | 320.99 | 197.19 | 153.66 | 233.54 | 355.89 | 179.61 | 314.76 | 484.81 | 794.47 | 341.7
| 2028 | 98.82 | 162.65 | 135.37 | 174.83 | 1252.38 | 784.48 | 1103.41 | 1543.98 | 505.96 | 183.64 | 312.17 | 194.68 | 151.63 | 230.34 | 350.96 | 177.17 | 310.3 | 475.68 | 756.94 | 338.69
| 2029 | 94.96 | 159.73 | 132.74 | 172.44 | 1240.32 | 773.9 | 1088.34 | 1521.82 | 499.86 | 178.84 | 303.48 | 192.2 | 149.51 | 227.01 | 345.84 | 174.77 | 305.93 | 466.68 | 720.12 | 335.73
| 2030 | 91.31 | 156.85 | 130.22 | 170.16 | 1228.45 | 763.52 | 1073.55 | 1500.07 | 493.94 | 174.11 | 294.91 | 189.65 | 147.54 | 223.9 | 341.04 | 172.42 | 301.65 | 457.82 | 683.99 | 332.8
| 2031 | 88.81 | 155.82 | 128.64 | 168.69 | 1107.24 | 760.69 | 1069.37 | 1493.9 | 491.94 | 172.55 | 292.1 | 188.5 | 146.58 | 222.35 | 338.6 | 172.42 | 301.65 | 457.82 | 683.99 | 332.8
| 2032 | 86.38 | 154.79 | 127.08 | 167.23 | 1013.11 | 757.87 | 1065.22 | 1487.76 | 490.09 | 171 | 289.31 | 187.36 | 145.5 | 220.62 | 335.87 | 172.42 | 301.65 | 457.82 | 683.98 | 332.8
| 2033 | 84.03 | 153.75 | 125.53 | 165.8 | 930.55 | 755.06 | 1061.08 | 1481.64 | 488.54 | 169.47 | 286.56 | 186.21 | 144.55 | 219.06 | 333.42 | 172.42 | 301.65 | 457.81 | 683.98 | 332.8
| 2034 | 81.75 | 152.72 | 124.01 | 164.38 | 854.38 | 752.27 | 1056.97 | 1475.56 | 486.92 | 167.95 | 283.83 | 185.06 | 143.59 | 217.51 | 330.98 | 172.42 | 301.65 | 457.81 | 683.97 | 332.8
| 2035 | 79.55 | 151.68 | 122.5 | 162.97 | 782.24 | 749.5 | 1052.87 | 1469.51 | 485.34 | 166.44 | 281.12 | 183.91 | 142.63 | 215.96 | 328.53 | 172.42 | 301.65 | 457.81 | 683.97 | 332.8
| 2036 | 77.07 | 149.42 | 121 | 161.59 | 745.16 | 746.74 | 1048.8 | 1463.49 | 483.52 | 164.95 | 278.44 | 182.76 | 141.56 | 214.23 | 325.8 | 172.42 | 301.65 | 457.8 | 683.96 | 332.8
| 2037 | 74.66 | 147.16 | 119.52 | 160.22 | 720.02 | 743.99 | 1044.75 | 1457.5 | 481.73 | 163.48 | 275.78 | 181.62 | 140.6 | 212.68 | 323.35 | 172.42 | 301.65 | 457.8 | 683.95 | 332.8
| 2038 | 72.31 | 144.89 | 118.06 | 158.86 | 701.16 | 741.25 | 1040.71 | 1451.54 | 480.08 | 162.02 | 273.15 | 180.47 | 139.64 | 211.12 | 320.91 | 172.42 | 301.65 | 457.79 | 683.95 | 332.8
| 2039 | 70.02 | 142.63 | 116.62 | 157.53 | 686.16 | 738.53 | 1036.7 | 1445.61 | 478.15 | 160.57 | 270.55 | 179.32 | 138.58 | 209.41 | 318.2 | 172.42 | 301.65 | 457.79 | 683.94 | 332.8
| 2040 | 67.79 | 140.36 | 115.19 | 156.21 | 673.75 | 735.83 | 1032.71 | 1439.7 | 476.47 | 159.13 | 267.97 | 178.17 | 137.61 | 207.84 | 315.73 | 172.42 | 301.65 | 457.78 | 683.93 | 332.8
| 2041 | 65.61 | 138.1 | 113.78 | 154.9 | 663.21 | 733.13 | 1028.73 | 1433.83 | 474.97 | 157.71 | 265.41 | 177.03 | 136.65 | 206.29 | 313.29 | 172.43 | 301.66 | 457.78 | 683.93 | 332.8
| 2042 | 63.49 | 135.83 | 112.38 | 153.61 | 654.06 | 730.45 | 1024.78 | 1427.99 | 473.19 | 156.3 | 262.88 | 175.88 | 135.59 | 204.57 | 310.58 | 172.43 | 301.66 | 457.77 | 683.92 | 332.8
| 2043 | 61.42 | 133.57 | 111 | 152.34 | 645.99 | 727.78 | 1020.85 | 1422.17 | 471.62 | 154.9 | 260.37 | 174.73 | 134.63 | 203.02 | 308.14 | 172.43 | 301.66 | 457.77 | 683.91 | 332.8
| 2044 | 59.4 | 131.31 | 109.63 | 151.08 | 638.79 | 725.13 | 1016.93 | 1416.39 | 469.91 | 153.52 | 257.88 | 173.58 | 133.67 | 201.47 | 305.69 | 172.43 | 301.66 | 457.77 | 683.91 | 332.8
| 2045 | 57.44 | 129.04 | 108.28 | 149.84 | 632.29 | 722.49 | 1013.04 | 1410.63 | 468.1 | 152.15 | 255.41 | 172.42 | 132.59 | 199.74 | 302.96 | 172.43 | 301.66 | 457.77 | 683.91 | 332.8
| 2046 | 55.52 | 126.78 | 106.95 | 148.61 | 626.38 | 719.86 | 1009.16 | 1404.91 | 466.32 | 150.79 | 252.97 | 171.29 | 131.64 | 198.19 | 300.52 | 172.43 | 301.66 | 457.77 | 683.91 | 332.8
| 2047 | 67.35 | 135.57 | 117.92 | 162.22 | 620.97 | 788.39 | 1109.73 | 1553.41 | 504.11 | 160.6 | 270.59 | 170.13 | 130.68 | 196.63 | 298.07 | 190.54 | 337.16 | 489.75 | 726.71 | 362.9
| 2048 | 80.42 | 145.28 | 130.05 | 177.26 | 615.97 | 866.47 | 1224.69 | 1723.2 | 545.87 | 171.7 | 290.56 | 168.98 | 129.61 | 194.92 | 295.36 | 211.35 | 378.25 | 536.01 | 789.7 | 397.5
| 2049 | 113.91 | 173.42 | 159.85 | 215.49 | 611.34 | 1075.97 | 1534.97 | 2181.79 | 651.44 | 203.5 | 348 | 167.83 | 128.65 | 193.35 | 292.89 | 267.28 | 489.81 | 693.17 | 1005.01 | 492.19
| 2050 | 111.96 | 169.92 | 158.48 | 214.17 | 607.02 | 1071.58 | 1528.49 | 2172.21 | 645.81 | 201.53 | 344.47 | 166.69 | 127.69 | 191.8 | 290.45 | 267.28 | 489.81 | 693.17 | 1005.01 | 492.19
16 | Levelized Cost of Electricity, $/MWh
| 2021 | 33.3 | 78.69 | 54.88 | 54.25 | 276.22 | 94.27 | 129.44 | 179.13 | 214.32 | 122.36 | 209.08 | 52.6 | 216.2 | 308.79 | 452.3 | 87.81 | 149.97 | 343.92 | 1882.07 | 349.86
| 2022 | 33.3 | 78.69 | 54.88 | 54.25 | 276.22 | 94.27 | 129.44 | 179.13 | 214.32 | 122.36 | 209.08 | 52.6 | 216.2 | 308.79 | 452.3 | 87.81 | 149.97 | 343.98 | 1882.41 | 349.86
| 2023 | 36.12 | 73.01 | 55.56 | 54.65 | 284.41 | 106.47 | 148.44 | 207.13 | 215.42 | 124.95 | 213.48 | 52.41 | 216.2 | 308.79 | 452.3 | 90.67 | 155.69 | 353.24 | 1933.03 | 359.3
| 2024 | 35.94 | 73.95 | 55.61 | 54.61 | 292.59 | 108.83 | 152.1 | 212.5 | 216.22 | 128.79 | 220.15 | 52.21 | 216.2 | 308.79 | 452.3 | 93.54 | 161.41 | 359.2 | 1917.04 | 368.75
| 2025 | 35.72 | 74.88 | 55.56 | 54.52 | 300.78 | 111.17 | 155.72 | 217.81 | 175.17 | 130.23 | 222.46 | 52.02 | 215.07 | 306.95 | 449.4 | 96.41 | 167.13 | 365.01 | 1897.08 | 378.19
| 2026 | 35.04 | 74.89 | 55.13 | 54.15 | 305.87 | 112.32 | 157.68 | 220.67 | 175.52 | 129.68 | 221.17 | 51.62 | 212.55 | 303 | 443.3 | 97.88 | 170.31 | 367 | 1856.58 | 384.11
| 2027 | 34.35 | 74.9 | 54.7 | 53.78 | 311 | 113.48 | 159.64 | 223.54 | 176.3 | 129.12 | 219.86 | 51.22 | 210.19 | 299.26 | 437.56 | 99.38 | 173.54 | 368.96 | 1813.87 | 390.07
| 2028 | 33.01 | 73.55 | 53.62 | 53.03 | 307.99 | 111.94 | 157.45 | 220.32 | 175.09 | 125.78 | 213.82 | 50.83 | 207.87 | 295.6 | 431.93 | 98.03 | 171.09 | 362.01 | 1728.18 | 386.64
| 2029 | 31.74 | 72.23 | 52.58 | 52.31 | 305.03 | 110.43 | 155.3 | 217.15 | 173.92 | 122.5 | 207.86 | 50.43 | 205.45 | 291.81 | 426.07 | 96.72 | 168.69 | 355.16 | 1644.11 | 383.25
| 2030 | 30.53 | 70.93 | 51.58 | 51.61 | 302.11 | 108.95 | 153.19 | 214.05 | 172.8 | 119.26 | 201.99 | 50.04 | 203.2 | 288.26 | 420.6 | 95.42 | 166.33 | 348.42 | 1561.62 | 379.91
| 2031 | 29.71 | 70.46 | 50.96 | 51.17 | 272.3 | 108.55 | 152.59 | 213.17 | 172.42 | 118.19 | 200.07 | 49.85 | 202.11 | 286.48 | 417.81 | 95.42 | 166.33 | 348.42 | 1561.61 | 379.91
| 2032 | 28.92 | 70 | 50.34 | 50.73 | 249.15 | 108.14 | 152 | 212.29 | 172.07 | 117.12 | 198.16 | 49.67 | 200.87 | 284.51 | 414.69 | 95.42 | 166.33 | 348.42 | 1561.6 | 379.91
| 2033 | 28.15 | 69.53 | 49.73 | 50.29 | 228.85 | 107.74 | 151.41 | 211.42 | 171.77 | 116.07 | 196.27 | 49.48 | 199.78 | 282.74 | 411.9 | 95.42 | 166.33 | 348.41 | 1561.59 | 379.91
| 2034 | 27.4 | 69.06 | 49.12 | 49.86 | 210.12 | 107.35 | 150.82 | 210.55 | 171.46 | 115.03 | 194.4 | 49.3 | 198.69 | 280.96 | 409.11 | 95.42 | 166.33 | 348.41 | 1561.58 | 379.91
| 2035 | 26.68 | 68.59 | 48.52 | 49.43 | 192.37 | 106.95 | 150.24 | 209.69 | 171.16 | 114 | 192.55 | 49.11 | 197.6 | 279.19 | 406.32 | 95.42 | 166.33 | 348.41 | 1561.57 | 379.91
| 2036 | 25.86 | 67.57 | 47.93 | 49.01 | 183.25 | 106.55 | 149.66 | 208.83 | 170.82 | 112.98 | 190.71 | 48.93 | 196.37 | 277.21 | 403.2 | 95.42 | 166.33 | 348.4 | 1561.56 | 379.91
| 2037 | 25.05 | 66.55 | 47.34 | 48.6 | 177.07 | 106.16 | 149.08 | 207.98 | 170.47 | 111.97 | 188.89 | 48.74 | 195.28 | 275.44 | 400.41 | 95.42 | 166.33 | 348.4 | 1561.54 | 379.91
| 2038 | 24.27 | 65.52 | 46.77 | 48.19 | 172.43 | 105.77 | 148.5 | 207.13 | 170.16 | 110.97 | 187.09 | 48.56 | 194.19 | 273.67 | 397.62 | 95.42 | 166.33 | 348.4 | 1561.52 | 379.91
| 2039 | 23.5 | 64.5 | 46.19 | 47.78 | 168.74 | 105.38 | 147.93 | 206.28 | 169.79 | 109.98 | 185.31 | 48.37 | 192.97 | 271.71 | 394.53 | 95.42 | 166.33 | 348.39 | 1561.51 | 379.91
| 2040 | 22.76 | 63.47 | 45.63 | 47.38 | 165.69 | 105 | 147.36 | 205.44 | 169.47 | 108.99 | 183.54 | 48.19 | 191.86 | 269.92 | 391.71 | 95.42 | 166.33 | 348.39 | 1561.49 | 379.91
| 2041 | 22.03 | 62.45 | 45.07 | 46.99 | 163.1 | 104.61 | 146.79 | 204.6 | 169.19 | 108.02 | 181.79 | 48 | 190.77 | 268.15 | 388.92 | 95.43 | 166.34 | 348.38 | 1561.47 | 379.91
| 2042 | 21.32 | 61.43 | 44.51 | 46.6 | 160.85 | 104.23 | 146.23 | 203.77 | 168.85 | 107.05 | 180.05 | 47.82 | 189.55 | 266.19 | 385.83 | 95.43 | 166.34 | 348.38 | 1561.46 | 379.91
| 2043 | 20.63 | 60.4 | 43.97 | 46.21 | 158.87 | 103.85 | 145.67 | 202.94 | 168.55 | 106.1 | 178.33 | 47.63 | 188.46 | 264.42 | 383.04 | 95.43 | 166.34 | 348.38 | 1561.44 | 379.91
| 2044 | 19.96 | 59.38 | 43.43 | 45.83 | 157.1 | 103.47 | 145.11 | 202.11 | 168.23 | 105.15 | 176.63 | 47.45 | 187.37 | 262.65 | 380.25 | 95.43 | 166.34 | 348.38 | 1561.44 | 379.91
| 2045 | 19.3 | 58.35 | 42.89 | 45.45 | 155.5 | 103.1 | 144.55 | 201.29 | 167.88 | 104.21 | 174.94 | 47.26 | 186.14 | 260.67 | 377.13 | 95.43 | 166.34 | 348.38 | 1561.44 | 379.91
| 2046 | 18.66 | 57.33 | 42.36 | 45.08 | 154.04 | 102.72 | 144 | 200.47 | 167.54 | 103.28 | 173.27 | 47.08 | 185.05 | 258.9 | 374.34 | 95.43 | 166.34 | 348.38 | 1561.44 | 379.91
| 2047 | 22.57 | 61.14 | 46.71 | 49.2 | 152.71 | 112.5 | 158.35 | 221.66 | 174.73 | 110 | 185.34 | 46.89 | 183.96 | 257.13 | 371.55 | 105.22 | 185.62 | 372.72 | 1659.15 | 414.27
| 2048 | 26.84 | 65.3 | 51.51 | 53.77 | 151.48 | 123.64 | 174.76 | 245.89 | 182.68 | 117.6 | 199.01 | 46.71 | 182.74 | 255.17 | 368.46 | 116.52 | 208 | 407.92 | 1802.97 | 453.77
| 2049 | 37.45 | 77.29 | 63.32 | 65.37 | 150.34 | 153.54 | 219.03 | 311.33 | 202.76 | 139.38 | 238.36 | 46.51 | 181.63 | 253.38 | 365.64 | 147.05 | 268.99 | 527.52 | 2294.53 | 561.86
| 2050 | 36.81 | 75.73 | 62.77 | 64.96 | 149.28 | 152.91 | 218.11 | 309.96 | 201.69 | 138.03 | 235.94 | 46.33 | 180.54 | 251.61 | 362.85 | 147.05 | 268.99 | 527.52 | 2294.53 | 561.86

## Lists
Fields for Plot |  | Years | Resources | Scenarios | Resource | Risk Class
Capital Cost ($/kW) | tableOvernightCapital | 2021 | Utility-Scale Solar | Low | Utility-Scale Solar | Low
Real-Levelized Fixed Costs ($/kW-yr) | tableFixed | 2022 | Distributed Solar | Mid | Distributed Solar | Low
Real-Levelized Fixed Costs ($/kW-yr) - Include PTC | tableFixedwPTC | 2023 | Onshore Wind | High | Onshore Wind | Low
Real-Levelized Cost of Electricity ($/MWh) | tableLCOE | 2024 | Out-of-State Wind |  | Out-of-State Wind | Low
|  | 2025 | Offshore Wind |  | Offshore Wind | High
|  | 2026 | Geothermal |  | Geothermal | Mid
|  | 2027 | Near-Field EGS |  | Near-Field EGS | High
|  | 2028 | Deep EGS |  | Deep EGS | High
|  | 2029 | Biomass |  | Biomass | Mid
|  | 2030 | Li-ion Battery (4-hr) |  | Li-ion Battery (4-hr) | Mid
|  | 2031 | Li-ion Battery (8-hr) |  | Li-ion Battery (8-hr) | Mid
|  | 2032 | Gas CCGT |  | Gas CCGT | Low
|  | 2033 | Gas CT - Frame |  | Gas CT - Frame | Low
|  | 2034 | Gas CT - Aero |  | Gas CT - Aero | Low
|  | 2035 | Reciprocating Engine |  | Reciprocating Engine | Low
|  | 2036 | PHS - Existing Reservoir |  | PHS - Existing Reservoir | Mid
|  | 2037 | PHS - New Reservoir |  | PHS - New Reservoir | High
|  | 2038 | Generic LDES (12-hr) |  | Generic LDES (12-hr) | Mid
|  | 2039 | Generic LDES (24-hr) |  | Generic LDES (24-hr) | High
|  | 2040 | Generic LDES (100-hr) |  | Generic LDES (100-hr) | High
2041
2042
2043
2044
2045
2046
2047
2048
2049
2050

## Inflation
Year | Annual CPI-U
2012 | 229.594
2013 | 232.957
2014 | 236.736
2015 | 237.017
2016 | 240.007
2017 | 245.12
2018 | 251.107
2019 | 255.657
2020 | 258.811
2021 | 270.97
2022 | 292.655
2023 | 304.702
2024 | 313.689
Source: | https://www.bls.gov/regions/mid-atlantic/data/consumerpriceindexannualandsemiannual_table.htm
Output Dollar Year | 2022

## Documentation
Technology | Type | CAPEX | FO&M | Financing Costs | Link (1) | Link (2)
Wind | Onshore | Custom analysis, as documented in the CPUC IRP 2025 Inputs & Assumptions Document (1) | NREL 2024 ATB | Custom analysis, as documented in the CPUC IRP 2025 Inputs & Assumptions Document | https://www.cpuc.ca.gov/-/media/cpuc-website/divisions/energy-division/documents/integrated-resource-plan-and-long-term-procurement-plan-irp-ltpp/2024-2026-irp-cycle-events-and-materials/2025_draft_inputs_and_assumptions_doc_20250220.pdf
Wind | Offshore | NREL 2024 ATB (Class 12) | NREL 2024 ATB (Class 12) |  | https://atb.nrel.gov/electricity/2024/technologies
Solar | Utility PV | Custom analysis, as documented in the CPUC IRP 2025 Inputs & Assumptions Document (1) | NREL 2024 ATB |  | https://www.cpuc.ca.gov/-/media/cpuc-website/divisions/energy-division/documents/integrated-resource-plan-and-long-term-procurement-plan-irp-ltpp/2024-2026-irp-cycle-events-and-materials/2025_draft_inputs_and_assumptions_doc_20250220.pdf
Solar | Distributed PV | NREL 2024 ATB | NREL 2024 ATB |  | https://atb.nrel.gov/electricity/2024/technologies
Geothermal | Hydrothermal | NREL 2024 ATB (Binary) | NREL 2024 ATB (Binary) |  | https://atb.nrel.gov/electricity/2024/technologies
Geothermal | Near-Field EGS
Geothermal | Deep EGS
Gas | CT - Frame | 2023 EIA AEO | 2023 EIA AEO |  | https://www.eia.gov/outlooks/aeo/assumptions/pdf/EMM_Assumptions.pdf | https://www.eia.gov/analysis/studies/powerplants/capitalcost/pdf/capital_cost_AEO2020.pdf
Gas | CT - Aero | 2023 EIA AEO | 2023 EIA AEO
Gas | Reciprocating Engine | 2023 EIA AEO | 2023 EIA AEO
Gas | CCGT | NREL 2024 ATB | NREL 2024 ATB |  | https://atb.nrel.gov/electricity/2024/technologies
Biomass |  | NREL 2024 ATB | NREL 2024 ATB |  | https://atb.nrel.gov/electricity/2024/technologies
Li-ion Battery |  | Custom analysis, as documented in the CPUC IRP 2025 Inputs & Assumptions Document (1) | 2.5% of CAPEX (NREL 2024 ATB assumption) |  | https://www.cpuc.ca.gov/-/media/cpuc-website/divisions/energy-division/documents/integrated-resource-plan-and-long-term-procurement-plan-irp-ltpp/2024-2026-irp-cycle-events-and-materials/2025_draft_inputs_and_assumptions_doc_20250220.pdf
Pumped Storage Hydropower | New Reservoir | NREL 2024 ATB (Class 8) | NREL 2024 ATB (Class 8) |  | https://atb.nrel.gov/electricity/2024/technologies
Pumped Storage Hydropower | Existing Reservoir | NREL 2024 ATB (Class 3) | NREL 2024 ATB (Class 3)
Generic LDES (12-hr) | Flow Battery | PNNL Energy Storage Cost and Performance Database v2024 (assumes 100-MW, 12-hr configuration via interpolation between the 10- and 24-hr durations) | PNNL Energy Storage Cost and Performance Database v2024 (assumes 100-MW, 12-hr configuration via interpolation between the 10- and 24-hr durations) |  | https://www.pnnl.gov/projects/esgc-cost-performance/vanadium-redox-flow-battery
Generic LDES (24-hr) | Thermal Storage | PNNL Energy Storage Cost and Performance Database v2024 (assumes 100-MW, 24-hr configuration) | PNNL Energy Storage Cost and Performance Database v2024 (assumes 100-MW, 24-hr configuration) |  | https://www.pnnl.gov/projects/esgc-cost-performance/thermal
Generic LDES (100-hr) | Iron-Air Battery | Data received confidentially from the LDES Council, derived from (1). CPUC-Adjusted "Low" costs based on (2), with additional 10% cost reductions by 2030 and 2040. | Data received confidentially from the LDES Council, derived from (1). |  | https://www.mckinsey.com/~/media/mckinsey/business%20functions/sustainability/our%20insights/net%20zero%20power%20long%20duration%20energy%20storage%20for%20a%20renewable%20grid/net-zero-power-long-duration-energy-storage-for-a-renewable-grid.pdf | https://formenergy.com/wp-content/uploads/2023/09/Form-Modeling-Multi-Day-Energy-Storage-in-NY-whitepaper-8.8.23.pdf