## Instructions
Instructions related to the Baseline List of Resources associated with Commission Decision Requiring Electric System Reliability Procurement for 2021-2023
Decision (D.)19-11-016 November 7, 2019 requires Commission staff to post a list of resources that do not count towards the procurement ordered in the decision. This workbook contains that list on the tab "Baseline_List_Combined", along with supporting source worksheets on other tabs.
The non-renewables resources listed in the Baseline_List_Combined tab come from the more detailed CONV_CAISO_Gen_List tab, which ultimately comes from the workbook titled "42MMT Core Portfolio updated to 2017 IEPR demand forecast" and linked on the following page:
https://www.cpuc.ca.gov/General.aspx?id=6442451973
The renewables resources listed in the Baseline_List_Combined tab come from the more detailed REN_Existing_Resources tab, which ultimately comes from the same "42MMT Core Portfolio updated to 2017 IEPR demand forecast" workbook referenced above.
Baseline storage resources that do not count towards the procurement ordered in D.19-11-016 are defined by the decision and clarified by the subsequent ALJ ruling finalizing this workbook. The storage resources itemized in the Baseline_List_Combined tab come from data collected by CPUC staff tracking storage procurement and are intended to provide specific information about baseline storage resources known to CPUC staff. There may be other storage projects not listed here but still considered baseline according to the definition in the decision and subsequent ALJ ruling.
Baseline demand response resources are not explicitly listed in this workbook. Rather, baseline demand response resources are defined by the decision and clarified in the subsequent ALJ ruling finalizing this workbook.
The tab 2020 Specified Imports identifies resources that are dynamically scheduled or pseudo-tied resources. Procurement of these resources counts towards the 20 percent limit on procurement of imports as defined in the decision. The 2020 Specified Imports tab comes from the 2020 NQC List for CPUC RA Compliance, November 21, 2019 Version available on the following page:
https://www.cpuc.ca.gov/WorkArea/DownloadAsset.aspx?id=6442463337
This data posting does not attempt to address the impacts of resources in the baseline that suffer contract failure.
Fields in the Baseline_List_Combined tab are defined in the table below, with the purpose of uniquely identifying each resource in the baseline.
Blank entries indicate the field is not known or not available for the resource.
Duplicate rows remain listed in the baseline for the avoidance of any doubt that the resource is in the baseline.
The MW values for Net Dependable Capacity (NDC) and NQC have been updated to 2019 vintage to the extent possible for purposes of clearly separating baseline amounts of NDC MW or NQC MW from any new improvements to the same resource that increase the NDC or NQC. Blanks indicate the resource was not found on 2019 vintage lists, possibly because of name changes or mothballing/retirement, or the resource is still under development and would therefore not yet have a CAISO resource ID.
The tabs MasterGenCapability_201906 and NQC2020compliance_20191121 are the source worksheets that were used to update the NDC or NQC to 2019 vintage.
SOURCE | Describes upstream data source for this item
CAISO RESOURCE ID | Identifier of resource in CAISO market as of October 2016
Project ID | Project identifier, usually for renewables listed in the October 2016 IOU RPS Contracts Database, or as listed in other data source
LOCAL AREA | If known, local reliability area the resource is located in (blank does not necessarily mean the resource is not in a local area)
LOCAL SUB-AREA | If known, local reliability subarea the resource is located in (blank does not necessarily mean the resource is not in a local subarea)
GENERATOR NAME or Project Name | Verbose name of resource or project
Offtaker | LSE offtaker of project's RECs
TEPPC Common Case ID | If known, identifier of resource in the TEPPC 2026 Common Case
TYPE (CAISO) | If known, technology classification used in CAISO Master Control Area Generating Capability List
TYPE (TEPPC) | If known, technology classification used in TEPPC 2026 Common Case
Net Dependable Capacity MW | Net Dependable Capacity if resource is found on the CAISO Master Control Area Generating Capability List as of June 2019
Sept NQC MW | September Net Qualifying Capacity if resource is found on the CPUC 2020 Compliance Year NQC List posted November 21, 2019
Contract Capacity MW | Contract Capacity as defined in October 2016 IOU RPS Contracts Database, or as listed in other data source
Annual Energy GWh | For renewables, the estimated annual energy production
Risk Adjustment | Output derate for a project assumed in 2017-18 IRP cycle modeling, applied to projects with higher risk of not coming online (failing)
Risk Adj Annual Energy GWh | Equals Annual Energy * Risk Adjustment
RESOLVE TYPE (no blanks) | Technology classification used in RESOLVE modeling
Copied from CONV_CAISO_Gen_List | Flag indicating this row was sourced from the CONV_CAISO_Gen_List tab using filter in column AE "Procurement Baseline"
Copied from REN_Existing_Resources | Flag indicating this row was sourced from the REN_Existing_Resources tab using filter in column AD "Procurement Baseline"

## Baseline_List_Combined
SOURCE | CAISO RESOURCE ID | Project ID | LOCAL AREA | LOCAL SUB-AREA | GENERATOR NAME or Project Name | Offtaker | TEPPC Common Case ID | TYPE (CAISO) | TYPE (TEPPC) | Net Dependable Capacity MW | Sept NQC MW | Contract Capacity MW | Annual Energy GWh | Risk Adjustment | Risk Adj Annual Energy GWh | RESOLVE TYPE (no blanks) | Copied from CONV_CAISO_Gen_List | Copied from REN_Existing_Resources
NQC List and Master Generating Capability List | GLNARM_7_UNIT 1 |  | LA Basin | Western | GLEN ARM UNIT 1 |  | Glenarm_GT1 | PEAKER | CT-NatGas-Aero |  | 22.07 |  |  |  |  | CAISO_Peaker2 | 1
NQC List and Master Generating Capability List | GRNLF1_1_UNITS |  | Sierra | Bogue, Drum-Rio Oso, South of Table Mountain | GREENLEAF #1 COGEN AGGREGATE |  | GreenleafCC-Total | COGENERATION | CCWhole-NatGas-Aero | [6 empty] | CAISO_CHP | 1
NQC List and Master Generating Capability List | ALAMO_6_UNIT |  | Big Creek-Ventura | Big Creek | ALAMO POWER PLANT |  |  | HYDRO | n/a | 17 | 2.61 |  |  |  |  | CAISO_Hydro | 1
NQC List and Master Generating Capability List | ALLGNY_6_HYDRO1 |  | Sierra | South of Table Mountain | Salmon Creek Hydroelectric Project |  |  | HYDRO | n/a | 0.52 | 0 |  |  |  |  | CAISO_Hydro | 1
NQC List and Master Generating Capability List | GLNARM_7_UNIT 2 |  | LA Basin | Western | GLEN ARM UNIT 2 |  | Glenarm_GT2 | PEAKER | CT-NatGas-Aero | 22.3 | 22.3 |  |  |  |  | CAISO_Peaker2 | 1
NQC List and Master Generating Capability List | OGROVE_6_PL1X2 |  | San Diego-IV | San Diego | Orange Grove Energy Center |  | OrangeGrove1 | PEAKER | CT-NatGas-Industrial | 75 | 96 |  |  |  |  | CAISO_Peaker2 | 1
NQC List and Master Generating Capability List | OGROVE_6_PL1X2 |  | San Diego-IV | San Diego | Orange Grove Energy Center |  | OrangeGrove2 | PEAKER | CT-NatGas-Industrial | 75 | 96 |  |  |  |  | CAISO_Peaker2 | 1
NQC List and Master Generating Capability List | INDIGO_1_UNIT 2 |  | LA Basin | Eastern | INDIGO PEAKER UNIT 2 |  | Indigo2 | PEAKER | CT-NatGas-Aero | 44.53 | 42 |  |  |  |  | CAISO_Peaker2 | 1
NQC List and Master Generating Capability List | INDIGO_1_UNIT 3 |  | LA Basin | Eastern | INDIGO PEAKER UNIT 3 |  | Indigo3 | PEAKER | CT-NatGas-Aero | 43.69 | 42 |  |  |  |  | CAISO_Peaker2 | 1
NQC List and Master Generating Capability List | MKTRCK_1_UNIT 1 |  | CAISO System |  | MCKITTRICK LIMITED |  | McKittrick_Ltd | COGENERATION | CT-NatGas-Industrial | 47.49 | 42.12 |  |  |  |  | CAISO_Peaker2 | 1
NQC List and Master Generating Capability List | ARCOGN_2_UNITS |  | LA Basin | Western | WATSON COGENERATION |  | WatsonCogenCC-Total | COGENERATION | CCWhole-NatGas-Industrial | 416.6 | 256.73 |  |  |  |  | CAISO_CHP | 1
NQC List and Master Generating Capability List | BALCHS_7_UNIT 1 |  | Fresno | Wilson, Herndon | BALCH 1 PH UNIT 1 |  |  | HYDRO | n/a | 33 | 31 |  |  |  |  | CAISO_Hydro | 1
NQC List and Master Generating Capability List | BALCHS_7_UNIT 2 |  | Fresno | Wilson, Herndon | BALCH 2 PH UNIT 2 |  |  | HYDRO | n/a | 52.5 | 52.5 |  |  |  |  | CAISO_Hydro | 1
NQC List and Master Generating Capability List | BALCHS_7_UNIT 3 |  | Fresno | Wilson, Herndon | BALCH 2 PH UNIT 3 |  |  | HYDRO | n/a | 54.6 | 54.6 |  |  |  |  | CAISO_Hydro | 1
NQC List and Master Generating Capability List | BANGOR_6_HYDRO |  | Sierra | South of Table Mountain | Virginia Ranch Dam Powerplant |  |  | HYDRO | n/a | 1 | 1 |  |  |  |  | CAISO_Hydro | 1
NQC List and Master Generating Capability List | GOLETA_6_ELLWOD |  | Big Creek-Ventura | Ventura, S.Clara, Moorpark | ELLWOOD ENERGY SUPPORT FACILITY |  | Ellwood_1 | PEAKER | CT-NatGas-Industrial | 54 | 54 |  |  |  |  | CAISO_Peaker2 | 1
NQC List and Master Generating Capability List | BASICE_2_UNITS |  | CAISO System |  | CALPINE AMERICAN I COGEN. |  |  | COGENERATION | n/a |  | 120 |  |  |  |  | CAISO_CHP | 1
NQC List and Master Generating Capability List | HINSON_6_LBECH1 |  | LA Basin | Western | HINSON_6_LBECH1 |  | LongBeach_GT1 | PEAKER | CT-NatGas-Aero | 65 | 65 |  |  |  |  | CAISO_Peaker2 | 1
NQC List and Master Generating Capability List | HINSON_6_LBECH2 |  | LA Basin | Western | HINSON_6_LBECH2 |  | LongBeach_GT2 | PEAKER | CT-NatGas-Aero | 65 | 65 |  |  |  |  | CAISO_Peaker2 | 1
NQC List and Master Generating Capability List | BELDEN_7_UNIT 1 |  | Sierra | South of Palermo, South of Table Mountain | BELDEN HYDRO |  |  | HYDRO | n/a | 119 | 119 |  |  |  |  | CAISO_Hydro | 1
NQC List and Master Generating Capability List | BIGCRK_2_EXESWD |  | Big Creek-Ventura | Big Creek, Rector, Vestal | BIG CREEK HYDRO PROJECT PSP |  |  | HYDRO | n/a | 34 | 773.6 |  |  |  |  | CAISO_Hydro | 1
NQC List and Master Generating Capability List | BIGCRK_7_DAM7 |  | Big Creek-Ventura |  |  |  |  | HYDRO | n/a | 0.3 | 0 |  |  |  |  | CAISO_Hydro | 1
NQC List and Master Generating Capability List | BIGCRK_7_MAMRES |  | Big Creek-Ventura |  |  |  |  | HYDRO | n/a | 1.25 | 0 |  |  |  |  | CAISO_Hydro | 1
NQC List and Master Generating Capability List | BLACK_7_UNIT 1 |  | CAISO System |  | JAMES B. BLACK 1 |  |  | HYDRO | n/a | 85 | 85 |  |  |  |  | CAISO_Hydro | 1
NQC List and Master Generating Capability List | BLACK_7_UNIT 2 |  | CAISO System |  | JAMES B. BLACK 2 |  |  | HYDRO | n/a | 84.1 | 84.1 |  |  |  |  | CAISO_Hydro | 1
NQC List and Master Generating Capability List | HINSON_6_LBECH3 |  | LA Basin | Western | HINSON_6_LBECH3 |  | LongBeach_GT3 | PEAKER | CT-NatGas-Aero | 65 | 65 |  |  |  |  | CAISO_Peaker2 | 1
NQC List and Master Generating Capability List | HINSON_6_LBECH4 |  | LA Basin | Western | HINSON_6_LBECH4 |  | LongBeach_GT4 | PEAKER | CT-NatGas-Aero | 65 | 65 |  |  |  |  | CAISO_Peaker2 | 1
NQC List and Master Generating Capability List | BOWMN_6_UNIT |  | Sierra | Drum-Rio Oso, South of Palermo, South of Table Mountain | BOWMAN |  |  | HYDRO | n/a | [6 empty] | CAISO_Hydro | 1
NQC List and Master Generating Capability List | BRDGVL_7_BAKER |  | Humboldt |  | Baker Station Hydro |  |  | HYDRO | n/a | 1.49 | 0 |  |  |  |  | CAISO_Hydro | 1
NQC List and Master Generating Capability List | CORONS_6_CLRWTR |  | LA Basin | Eastern | Clearwater Power Plant |  | ClearwaterCC-Total | THERMAL | CCWhole-NatGas-Aero | 23.8 | 28 |  |  |  |  | CAISO_CCGT2 | 1
NQC List and Master Generating Capability List | BUCKCK_2_HYDRO |  | Sierra |  | Lassen Station Hydro |  |  | HYDRO | n/a | 0.99 | 0 |  |  |  |  | CAISO_Hydro | 1
NQC List and Master Generating Capability List | BUCKCK_7_PL1X2 |  | Sierra | South of Palermo, South of Table Mountain | BUCKS CREEK AGGREGATE |  |  | HYDRO | n/a | 32.5 | 57.25 |  |  |  |  | CAISO_Hydro | 1
NQC List and Master Generating Capability List | BUTTVL_7_UNIT 1 |  | CAISO System |  | BUTT VALLEY HYDRO |  |  | HYDRO | n/a | 39.5 | 39.5 |  |  |  |  | CAISO_Hydro | 1
NQC List and Master Generating Capability List | AGRICO_7_UNIT |  | Fresno | Wilson, Herndon | Fresno Cogen |  | FresnoCogenCC-Total | COGENERATION | CCWhole-NatGas-Industrial | 7.5 | 50.6 |  |  |  |  | CAISO_CCGT2 | 1
NQC List and Master Generating Capability List | CAMPFW_7_FARWST |  | Sierra | South of Table Mountain | CAMP FAR WEST HYDRO |  |  | HYDRO | n/a | 8 | 0.57 |  |  |  |  | CAISO_Hydro | 1
NQC List and Master Generating Capability List | CARBOU_7_PL2X3 |  | CAISO System |  | CARIBOU PH 1 UNIT 2 & 3 AGGREGATE |  |  | HYDRO | n/a | 49 | 49 |  |  |  |  | CAISO_Hydro | 1
NQC List and Master Generating Capability List | CARBOU_7_PL4X5 |  | CAISO System |  | CARIBOU PH 2 UNIT 4 & 5 AGGREGATE |  |  | HYDRO | n/a | 61 | 120 |  |  |  |  | CAISO_Hydro | 1
NQC List and Master Generating Capability List | CARBOU_7_UNIT 1 |  | CAISO System |  | CARIBOU PH 1 UNIT 1 |  |  | HYDRO | n/a | 24 | 24 |  |  |  |  | CAISO_Hydro | 1
NQC List and Master Generating Capability List | CEDRCK_6_UNIT |  | CAISO System |  | Water Wheel Ranch |  |  | HYDRO | n/a | 0.98 | 0.11 |  |  |  |  | CAISO_Hydro | 1
NQC List and Master Generating Capability List | CENTER_2_QF |  | LA Basin | Western | CENTER QFS |  | Center_Area_Agg | COGENERATION | CT-NatGas-Industrial | [6 empty] | CAISO_CHP | 1
NQC List and Master Generating Capability List | CENTER_2_RHONDO |  | LA Basin | Western | MWD Rio Hondo Hydroelectric Recovery Pla |  |  | HYDRO | n/a | 1.91 | 1.91 |  |  |  |  | CAISO_Hydro | 1
NQC List and Master Generating Capability List | OTAY_6_PL1X2 |  | San Diego-IV | San Diego | Chula Vista Energy Center, LLC |  | Chula_Vista | PEAKER | CT-NatGas-Aero | 35.5 | 35.5 |  |  |  |  | CAISO_Peaker2 | 1
NQC List and Master Generating Capability List | GILRPP_1_PL1X2 |  | Bay Area | Llagas, South Bay-Moss Landing | GILROY ENERGY CENTER UNITS 1&2 AGGREGATE |  | GilroyEnergyPeaking1 | PEAKER | CT-NatGas-Aero | 49.9 | 95.2 |  |  |  |  | CAISO_Peaker2 | 1
NQC List and Master Generating Capability List | GILRPP_1_PL1X2 |  | Bay Area | Llagas, South Bay-Moss Landing | GILROY ENERGY CENTER UNITS 1&2 AGGREGATE |  | GilroyEnergyPeaking2 | PEAKER | CT-NatGas-Aero | 49.9 | 95.2 |  |  |  |  | CAISO_Peaker2 | 1
NQC List and Master Generating Capability List | GILRPP_1_PL3X4 |  | Bay Area | Llagas, South Bay-Moss Landing | GILROY ENERGY CENTER, UNIT #3 |  | GilroyEnergyPeaking3 | PEAKER | CT-NatGas-Aero | 46.2 | 46.2 |  |  |  |  | CAISO_Peaker2 | 1
NQC List and Master Generating Capability List | LMBEPK_2_UNITA1 |  | Bay Area | Contra Costa | Lambie Energy Center, Unit #1 |  | Lambie_EC | PEAKER | CT-NatGas-Aero | 47.5 | 47.5 |  |  |  |  | CAISO_Peaker2 | 1
NQC List and Master Generating Capability List | LMBEPK_2_UNITA3 |  | Bay Area | Contra Costa | Goose Haven Energy Center, Unit #1 |  | Goose_Haven | PEAKER | CT-NatGas-Aero | 47.4 | 47.4 |  |  |  |  | CAISO_Peaker2 | 1
NQC List and Master Generating Capability List | CHEVCD_6_UNIT |  | CAISO System |  | CHEVRON USA (TAFT/CADET) |  |  | COGENERATION | n/a | 11.5 | 1.09 |  |  |  |  | CAISO_CHP | 1
NQC List and Master Generating Capability List | CHEVCO_6_UNIT 1 |  | Fresno | Wilson, Coalinga | CHEVRON USA (COALINGA) |  | Coalinga_25D1 | COGENERATION | CT-NatGas-Aero | 16.5 | 1.94 |  |  |  |  | CAISO_CHP | 1
NQC List and Master Generating Capability List | CHEVCO_6_UNIT 1 |  | Fresno | Wilson, Coalinga | CHEVRON USA (COALINGA) |  | Coalinga_6C1 | COGENERATION | CT-NatGas-Aero | 16.5 | 1.94 |  |  |  |  | CAISO_CHP | 1
NQC List and Master Generating Capability List | CHEVCO_6_UNIT 2 |  | Fresno | Wilson, Coalinga | AERA ENERGY LLC. (COALINGA) |  |  | COGENERATION | n/a | 8.5 | 0.86 |  |  |  |  | CAISO_CHP | 1
NQC List and Master Generating Capability List | CHEVCY_1_UNIT |  | CAISO System |  | CHEVRON USA (CYMRIC) |  | Cymric_31X1 | COGENERATION | CT-NatGas-Aero | 24.3 | 2.85 |  |  |  |  | CAISO_CHP | 1
NQC List and Master Generating Capability List | CHEVCY_1_UNIT |  | CAISO System |  | CHEVRON USA (CYMRIC) |  | Cymric_31X2 | COGENERATION | CT-NatGas-Aero | 24.3 | 2.85 |  |  |  |  | CAISO_CHP | 1
NQC List and Master Generating Capability List | CHEVCY_1_UNIT |  | CAISO System |  | CHEVRON USA (CYMRIC) |  | Cymric_36W1 | COGENERATION | CT-NatGas-Aero | 24.3 | 2.85 |  |  |  |  | CAISO_CHP | 1
NQC List and Master Generating Capability List | CHEVCY_1_UNIT |  | CAISO System |  | CHEVRON USA (CYMRIC) |  | Cymric_36W2 | COGENERATION | CT-NatGas-Aero | 24.3 | 2.85 |  |  |  |  | CAISO_CHP | 1
NQC List and Master Generating Capability List | CHEVCY_1_UNIT |  | CAISO System |  | CHEVRON USA (CYMRIC) |  | Cymric_36W3 | COGENERATION | CT-NatGas-Aero | 24.3 | 2.85 |  |  |  |  | CAISO_CHP | 1
NQC List and Master Generating Capability List | CHEVCY_1_UNIT |  | CAISO System |  | CHEVRON USA (CYMRIC) |  | Cymric_36W4 | COGENERATION | CT-NatGas-Aero | 24.3 | 2.85 |  |  |  |  | CAISO_CHP | 1
NQC List and Master Generating Capability List | CHEVCY_1_UNIT |  | CAISO System |  | CHEVRON USA (CYMRIC) |  | Cymric_6Z1 | COGENERATION | CT-NatGas-Aero | 24.3 | 2.85 |  |  |  |  | CAISO_CHP | 1
NQC List and Master Generating Capability List | CHEVCY_1_UNIT |  | CAISO System |  | CHEVRON USA (CYMRIC) |  | Cymric_6Z2 | COGENERATION | CT-NatGas-Aero | 24.3 | 2.85 |  |  |  |  | CAISO_CHP | 1
NQC List and Master Generating Capability List | CHEVMN_2_UNITS |  | LA Basin | Western | CHEVRON U.S.A. UNITS 1 & 2 AGGREGATE |  | ElSegndCogCC1-Total | COGENERATION | CCWhole-NatGas-Aero | 124.87 | 9.78 |  |  |  |  | CAISO_CHP | 1
NQC List and Master Generating Capability List | CHEVMN_2_UNITS |  | LA Basin | Western | CHEVRON U.S.A. UNITS 1 & 2 AGGREGATE |  | ElSegndCogCC2-Total | COGENERATION | CCWhole-NatGas-Aero | 124.87 | 9.78 |  |  |  |  | CAISO_CHP | 1
NQC List and Master Generating Capability List | CHEVMN_2_UNITS |  | LA Basin | Western | CHEVRON U.S.A. UNITS 1 & 2 AGGREGATE |  | ElSegndCogCC3-Total | COGENERATION | CCWhole-NatGas-Aero | 124.87 | 9.78 |  |  |  |  | CAISO_CHP | 1
NQC List and Master Generating Capability List | CHICPK_7_UNIT 1 |  | Sierra | Placer, Drum-Rio Oso, South of Rio Oso, South of Palermo, South of Table Mountain | CHICAGO PARK 1, BEAR RIVER CA |  |  | HYDRO | n/a | 42 | 42 |  |  |  |  | CAISO_Hydro | 1
NQC List and Master Generating Capability List | CHINO_6_CIMGEN |  | LA Basin | Eastern | O.L.S. ENERGY COMPANY -- CHINO |  | OLSChinoCC-Total | COGENERATION | CCWhole-NatGas-Industrial | 26 | 26 |  |  |  |  | CAISO_CHP | 1
NQC List and Master Generating Capability List | CHWCHL_1_UNIT |  | Fresno | Wilson, Herndon | CHOW 2 PEAKER PLANT |  | Chowchilla2_01 | THERMAL | ICE-NatGas | 48.6 | 48 |  |  |  |  | CAISO_Reciprocating_Engine | 1
NQC List and Master Generating Capability List | CHWCHL_1_UNIT |  | Fresno | Wilson, Herndon | CHOW 2 PEAKER PLANT |  | Chowchilla2_02 | THERMAL | ICE-NatGas | 48.6 | 48 |  |  |  |  | CAISO_Reciprocating_Engine | 1
NQC List and Master Generating Capability List | CHWCHL_1_UNIT |  | Fresno | Wilson, Herndon | CHOW 2 PEAKER PLANT |  | Chowchilla2_03 | THERMAL | ICE-NatGas | 48.6 | 48 |  |  |  |  | CAISO_Reciprocating_Engine | 1
NQC List and Master Generating Capability List | CHWCHL_1_UNIT |  | Fresno | Wilson, Herndon | CHOW 2 PEAKER PLANT |  | Chowchilla2_04 | THERMAL | ICE-NatGas | 48.6 | 48 |  |  |  |  | CAISO_Reciprocating_Engine | 1
NQC List and Master Generating Capability List | CHWCHL_1_UNIT |  | Fresno | Wilson, Herndon | CHOW 2 PEAKER PLANT |  | Chowchilla2_05 | THERMAL | ICE-NatGas | 48.6 | 48 |  |  |  |  | CAISO_Reciprocating_Engine | 1
NQC List and Master Generating Capability List | CHWCHL_1_UNIT |  | Fresno | Wilson, Herndon | CHOW 2 PEAKER PLANT |  | Chowchilla2_06 | THERMAL | ICE-NatGas | 48.6 | 48 |  |  |  |  | CAISO_Reciprocating_Engine | 1
NQC List and Master Generating Capability List | CHWCHL_1_UNIT |  | Fresno | Wilson, Herndon | CHOW 2 PEAKER PLANT |  | Chowchilla2_07 | THERMAL | ICE-NatGas | 48.6 | 48 |  |  |  |  | CAISO_Reciprocating_Engine | 1
NQC List and Master Generating Capability List | CHWCHL_1_UNIT |  | Fresno | Wilson, Herndon | CHOW 2 PEAKER PLANT |  | Chowchilla2_08 | THERMAL | ICE-NatGas | 48.6 | 48 |  |  |  |  | CAISO_Reciprocating_Engine | 1
NQC List and Master Generating Capability List | CHWCHL_1_UNIT |  | Fresno | Wilson, Herndon | CHOW 2 PEAKER PLANT |  | Chowchilla2_09 | THERMAL | ICE-NatGas | 48.6 | 48 |  |  |  |  | CAISO_Reciprocating_Engine | 1
NQC List and Master Generating Capability List | CHWCHL_1_UNIT |  | Fresno | Wilson, Herndon | CHOW 2 PEAKER PLANT |  | Chowchilla2_10 | THERMAL | ICE-NatGas | 48.6 | 48 |  |  |  |  | CAISO_Reciprocating_Engine | 1
NQC List and Master Generating Capability List | CHWCHL_1_UNIT |  | Fresno | Wilson, Herndon | CHOW 2 PEAKER PLANT |  | Chowchilla2_11 | THERMAL | ICE-NatGas | 48.6 | 48 |  |  |  |  | CAISO_Reciprocating_Engine | 1
NQC List and Master Generating Capability List | CHWCHL_1_UNIT |  | Fresno | Wilson, Herndon | CHOW 2 PEAKER PLANT |  | Chowchilla2_12 | THERMAL | ICE-NatGas | 48.6 | 48 |  |  |  |  | CAISO_Reciprocating_Engine | 1
NQC List and Master Generating Capability List | CHWCHL_1_UNIT |  | Fresno | Wilson, Herndon | CHOW 2 PEAKER PLANT |  | Chowchilla2_13 | THERMAL | ICE-NatGas | 48.6 | 48 |  |  |  |  | CAISO_Reciprocating_Engine | 1
NQC List and Master Generating Capability List | CHWCHL_1_UNIT |  | Fresno | Wilson, Herndon | CHOW 2 PEAKER PLANT |  | Chowchilla2_14 | THERMAL | ICE-NatGas | 48.6 | 48 |  |  |  |  | CAISO_Reciprocating_Engine | 1
NQC List and Master Generating Capability List | CHWCHL_1_UNIT |  | Fresno | Wilson, Herndon | CHOW 2 PEAKER PLANT |  | Chowchilla2_15 | THERMAL | ICE-NatGas | 48.6 | 48 |  |  |  |  | CAISO_Reciprocating_Engine | 1
NQC List and Master Generating Capability List | CHWCHL_1_UNIT |  | Fresno | Wilson, Herndon | CHOW 2 PEAKER PLANT |  | Chowchilla2_16 | THERMAL | ICE-NatGas | 48.6 | 48 |  |  |  |  | CAISO_Reciprocating_Engine | 1
NQC List and Master Generating Capability List | CLOVER_2_UNIT |  | CAISO System |  | Clover Creek |  |  | HYDRO | n/a | 0.99 | 0.06 |  |  |  |  | CAISO_Hydro | 1
NQC List and Master Generating Capability List | CLRMTK_1_QF |  | Bay Area | Oakland | SMALL QF AGGREGATION - OAKLAND |  |  | COGENERATION | n/a | 1.25 | 0 |  |  |  |  | CAISO_CHP | 1
NQC List and Master Generating Capability List | ELCAJN_7_GT1 |  | San Diego-IV | San Diego | EL CAJON |  | El_Cajon_GT | PEAKER | CT-NatGas-Industrial | [6 empty] | CAISO_Peaker2 | 1
NQC List and Master Generating Capability List | OAK C_7_UNIT 1 |  | Bay Area | Oakland | OAKLAND STATION C GT UNIT 1 |  | Oakland_Pwr1 | PEAKER | CT-OilDistillate | 55 | 55 |  |  |  |  | CAISO_Peaker2 | 1
NQC List and Master Generating Capability List | OAK C_7_UNIT 2 |  | Bay Area | Oakland | OAKLAND STATION C GT UNIT 2 |  | Oakland_Pwr2 | PEAKER | CT-OilDistillate | 55 | 55 |  |  |  |  | CAISO_Peaker2 | 1
NQC List and Master Generating Capability List | OAK C_7_UNIT 3 |  | Bay Area | Oakland | OAKLAND STATION C GT UNIT 3 |  | Oakland_Pwr3 | PEAKER | CT-OilDistillate | 55 | 55 |  |  |  |  | CAISO_Peaker2 | 1
NQC List and Master Generating Capability List | COLGA1_6_SHELLW |  | Fresno | Wilson, Coalinga | COALINGA COGENERATION COMPANY |  | CoalingaCogen | COGENERATION | CT-NatGas-Aero | [6 empty] | CAISO_CHP | 1
NQC List and Master Generating Capability List | COLGAT_7_UNIT 1 |  | Sierra | South of Table Mountain | Colgate Powerhouse Unit 1 |  |  | HYDRO | n/a | 176.72 | 156.74 |  |  |  |  | CAISO_Hydro | 1
NQC List and Master Generating Capability List | COLGAT_7_UNIT 2 |  | Sierra | South of Table Mountain | Colgate Powerhouse Unit 2 |  |  | HYDRO | n/a | 175.67 | 156.71 |  |  |  |  | CAISO_Hydro | 1
NQC List and Master Generating Capability List | SCHLTE_1_PL1X3 |  | Stockton | Tesla-Bellota | Tracy Combined Cycle Power Plant |  | TracyCACC-Total | PEAKER | CCWhole-NatGas-Industrial | 165 | 314.34 |  |  |  |  | CAISO_CCGT2 | 1
NQC List and Master Generating Capability List | COLVIL_7_PL1X2 |  | CAISO System |  | COLLIERVILLE HYDRO UNIT 1 & 2 AGGREGATE |  |  | HYDRO | n/a | 126 | 246.86 |  |  |  |  | CAISO_Hydro | 1
NQC List and Master Generating Capability List | HARBGN_7_UNITS |  | LA Basin | Western | HARBOR COGEN COMBINED CYCLE |  | HarborCgnCC-Total | THERMAL | CCWhole-NatGas-Industrial | 13.6 | 100 |  |  |  |  | CAISO_CCGT2 | 1
NQC List and Master Generating Capability List | COVERD_2_QFUNTS |  | CAISO System |  | COVE ROAD HYDRO QF UNITS |  |  | HYDRO | n/a | 5.75 | 0 |  |  |  |  | CAISO_Hydro | 1
NQC List and Master Generating Capability List | CRESTA_7_PL1X2 |  | Sierra | South of Palermo, South of Table Mountain | CRESTA PH UNIT 1 & 2 AGGREGATE |  |  | HYDRO | n/a | 70.4 | 70.4 |  |  |  |  | CAISO_Hydro | 1
NQC List and Master Generating Capability List | CROKET_7_UNIT |  | Bay Area | Pittsburg | CROCKETT COGEN |  | Crockett_Cogen | COGENERATION | CCWhole-NatGas-SingleShaft | 240 | 165.57 |  |  |  |  | CAISO_CHP | 1
NQC List and Master Generating Capability List | ANAHM_7_CT |  | LA Basin | Western | ANAHEIM COMBUSTION TURBINE |  | Anaheim_GT | PEAKER | CT-NatGas-Aero | 42.81 | 40.64 |  |  |  |  | CAISO_Peaker2 | 1
NQC List and Master Generating Capability List | INDIGO_1_UNIT 1 |  | LA Basin | Eastern | INDIGO PEAKER UNIT 1 |  | Indigo1 | PEAKER | CT-NatGas-Aero | 44 | 42 |  |  |  |  | CAISO_Peaker2 | 1
NQC List and Master Generating Capability List | CHALK_1_UNIT |  | CAISO System |  | CHALK CLIFF LIMITED |  | Chalk_Cliff | COGENERATION | CT-NatGas-Aero | 48.67 | 43.72 |  |  |  |  | CAISO_Peaker2 | 1
NQC List and Master Generating Capability List | BEARMT_1_UNIT |  | Kern | South Kern PP, West Park | Bear Mountain Limited |  | BearMountain_CA | COGENERATION | CT-NatGas-Aero | 49.21 | 44 |  |  |  |  | CAISO_Peaker2 | 1
NQC List and Master Generating Capability List | DEADCK_1_UNIT |  | Sierra | Drum-Rio Oso, South of Table Mountain | DEADCK_1_UNIT |  |  | HYDRO | n/a | 2 | 0 |  |  |  |  | CAISO_Hydro | 1
NQC List and Master Generating Capability List | DUANE_1_PL1X3 |  | Bay Area | San Jose, South Bay-Moss Landing | DONALD VON RAESFELD POWER PROJECT |  | DonVonRsfldCC-Total | THERMAL | CCWhole-NatGas-Industrial | 53.6 | 143.5 |  |  |  |  | CAISO_CCGT2 | 1
NQC List and Master Generating Capability List | DEXZEL_1_UNIT |  | Kern | South Kern PP, Kern Oil | Western Power and Steam Cogeneration |  |  | COGENERATION | n/a | 20 | 17.43 |  |  |  |  | CAISO_CHP | 1
NQC List and Master Generating Capability List | DIABLO_7_UNIT 1 |  | CAISO System |  | Diablo Canyon Unit 1 |  | DiabloCanyon1 | NUCLEAR | ST-Nuclear | 1150 | 1140 |  |  |  |  | CAISO_Nuclear | 1
NQC List and Master Generating Capability List | DIABLO_7_UNIT 2 |  | CAISO System |  | Diablo Canyon Unit 2 |  | DiabloCanyon2 | NUCLEAR | ST-Nuclear | 1150 | 1140 |  |  |  |  | CAISO_Nuclear | 1
NQC List and Master Generating Capability List | DINUBA_6_UNIT |  | Fresno | Wilson, Herndon, Reedley | DINUBA GENERATION PROJECT |  | Dinuba_1 | THERMAL | ST-NatGas | 12 | 0 |  |  |  |  | CAISO_ST | 1
NQC List and Master Generating Capability List | DISCOV_1_CHEVRN |  | Kern | South Kern PP, Kern Oil | CHEVRON USA (EASTRIDGE) |  | Eastridge2 | COGENERATION | CT-NatGas-Aero | 48.8 | 2.34 |  |  |  |  | CAISO_CHP | 1
NQC List and Master Generating Capability List | DIVSON_6_NSQF |  | San Diego-IV | San Diego | DIVISION NAVAL STATION COGEN |  | DivisnNavalCC-Total | COGENERATION | CCWhole-NatGas-Aero | [6 empty] | CAISO_CHP | 1
NQC List and Master Generating Capability List | DMDVLY_1_UNITS |  | LA Basin | Eastern | DIAMOND VALLEY LAKE PUMP-GEN PLANT |  |  | HYDRO | n/a | 3.3 | 2.48 |  |  |  |  | CAISO_Hydro | 1
NQC List and Master Generating Capability List | DONNLS_7_UNIT |  | Stockton | Tesla-Bellota, Stanislaus | Donnells Hydro |  |  | HYDRO | n/a |  | 72 |  |  |  |  | CAISO_Hydro | 1
NQC List and Master Generating Capability List | YUBACT_1_SUNSWT |  | Sierra | Pease, Drum-Rio Oso, South of Table Mountain | YUBA CITY COGEN |  | Yuba_City_Cogen | COGENERATION | CT-NatGas-Aero | 49.97 | 49.97 |  |  |  |  | CAISO_CHP | 1
NQC List and Master Generating Capability List | LIVOAK_1_UNIT 1 |  | Kern | South Kern PP, Kern Oil | LIVE OAK LIMITED |  | LiveOakCogen | COGENERATION | CT-NatGas-Aero | 49.7 | 43 |  |  |  |  | CAISO_Peaker2 | 1
NQC List and Master Generating Capability List | SIERRA_1_UNITS |  | Kern | South Kern PP | HIGH SIERRA LIMITED |  | HighSierra1 | COGENERATION | CT-NatGas-Aero | 52.43 | 50.13 |  |  |  |  | CAISO_Peaker2 | 1
NQC List and Master Generating Capability List | SIERRA_1_UNITS |  | Kern | South Kern PP | HIGH SIERRA LIMITED |  | HighSierra2 | COGENERATION | CT-NatGas-Aero | 52.43 | 50.13 |  |  |  |  | CAISO_Peaker2 | 1
NQC List and Master Generating Capability List | DOUBLC_1_UNITS |  | Kern | South Kern PP | DOUBLE "C" LIMITED |  | DoubleC1 | COGENERATION | CT-NatGas-Aero | 52.23 | 50.03 |  |  |  |  | CAISO_Peaker2 | 1
NQC List and Master Generating Capability List | DOUBLC_1_UNITS |  | Kern | South Kern PP | DOUBLE "C" LIMITED |  | DoubleC2 | COGENERATION | CT-NatGas-Aero | 52.23 | 50.03 |  |  |  |  | CAISO_Peaker2 | 1
NQC List and Master Generating Capability List | DRUM_7_PL1X2 |  | Sierra | Drum-Rio Oso, South of Palermo, South of Table Mountain | Drum PH 1 Units 1 & 2 Aggregate |  |  | HYDRO | n/a | 13 | 26 |  |  |  |  | CAISO_Hydro | 1
NQC List and Master Generating Capability List | DRUM_7_PL3X4 |  | Sierra | Drum-Rio Oso, South of Palermo, South of Table Mountain | Drum PH 1 Units 3 & 4 Aggregate |  |  | HYDRO | n/a | 16 | 28.9 |  |  |  |  | CAISO_Hydro | 1
NQC List and Master Generating Capability List | DRUM_7_UNIT 5 |  | Sierra | Drum-Rio Oso, South of Palermo, South of Table Mountain | DRUM PH 2 UNIT 5 |  |  | HYDRO | n/a | 50 | 50 |  |  |  |  | CAISO_Hydro | 1
NQC List and Master Generating Capability List | VERNON_6_MALBRG |  | LA Basin | Western | Malburg Generating Station |  | MalburgCC-Total | THERMAL | CCWhole-NatGas-Industrial | 50 | 134 |  |  |  |  | CAISO_CCGT2 | 1
NQC List and Master Generating Capability List | DVLCYN_1_UNITS |  | LA Basin | Eastern | DEVIL CANYON HYDRO UNITS 1-4 AGGREGATE |  |  | HYDRO | n/a | 80 | 50.21 |  |  |  |  | CAISO_Hydro | 1
NQC List and Master Generating Capability List | EASTWD_7_UNIT |  | Big Creek-Ventura | Big Creek, Rector, Vestal | EASTWOOD PUMP-GEN |  |  | HYDRO | n/a | 200 | 199 |  |  |  |  | CAISO_PS | 1
NQC List and Master Generating Capability List | COLTON_6_AGUAM1 |  | LA Basin | Eastern | AGUA MANSA UNIT 1 (CITY OF COLTON) |  | Agua_Mansa | PEAKER | CT-NatGas-Aero | 43 | 43 |  |  |  |  | CAISO_Peaker2 | 1
NQC List and Master Generating Capability List | ELCAJN_6_UNITA1 |  | San Diego-IV | San Diego | Cuyamaca Peak Energy Plant |  |  | PEAKER | n/a | 45.42 | 45.42 |  |  |  |  | CAISO_Peaker1 | 1
NQC List and Master Generating Capability List | AGRICO_6_PL3N5 |  | Fresno | Wilson, Herndon | Fresno Peaker |  | FresnoPeakr_CT | COGENERATION | CT-NatGas-Aero | 22.69 | 22.69 |  |  |  |  | CAISO_Peaker2 | 1
NQC List and Master Generating Capability List | ELECTR_7_PL1X3 |  | CAISO System |  | ELECTRA PH UNIT 1 & 2 AGGREGATE |  |  | HYDRO | n/a | 31.7 | 93 |  |  |  |  | CAISO_Hydro | 1
NQC List and Master Generating Capability List | ELKCRK_6_STONYG |  | CAISO System |  | STONEY GORGE HYDRO AGGREGATE |  |  | HYDRO | n/a | 4.9 | 1.4 |  |  |  |  | CAISO_Hydro | 1
NQC List and Master Generating Capability List | KINGCO_1_KINGBR |  | Fresno | Wilson, Herndon, Hanford | Kingsburg Cogen |  | KingsburgCgnCC-Total | COGENERATION | CCWhole-NatGas-Industrial | 34.5 | 34.5 |  |  |  |  | CAISO_CHP | 1
NQC List and Master Generating Capability List | LGHTHP_6_ICEGEN |  | LA Basin | Western | CARSON COGENERATION |  | CarsonCC-Total | COGENERATION | CCWhole-NatGas-Aero |  | 48 |  |  |  |  | CAISO_CCGT1 | 1
NQC List and Master Generating Capability List | ESCO_6_GLMQF |  | San Diego-IV | San Diego | Goal Line Cogen |  | GoalLineCC-Total | COGENERATION | CCWhole-NatGas-Industrial | 49.9 | 34.79 |  |  |  |  | CAISO_CHP | 1
NQC List and Master Generating Capability List | ELCAJN_6_LM6K |  | San Diego-IV | San Diego | El Cajon Energy Center |  | El_Cajon_EC | PEAKER | CT-NatGas-Industrial | 48.1 | 48.1 |  |  |  |  | CAISO_Peaker2 | 1
NQC List and Master Generating Capability List | STIGCT_2_LODI |  | Sierra | South of Rio Oso, South of Palermo, South of Table Mountain | LODI STIG UNIT |  | LodiSTIG | PEAKER | CT-NatGas-Aero | 49.9 | 49.5 |  |  |  |  | CAISO_Peaker2 | 1
NQC List and Master Generating Capability List | KNGCTY_6_UNITA1 |  | CAISO System |  | King City Energy Center, Unit #1 |  | KingCityPeaking | PEAKER | CT-NatGas-Aero | 44.6 | 44.6 |  |  |  |  | CAISO_Peaker2 | 1
NQC List and Master Generating Capability List | CALPIN_1_AGNEW |  | Bay Area | San Jose, South Bay-Moss Landing | Agnews Power Plant |  | AgnewsCC-Total | COGENERATION | CCWhole-NatGas-Aero | 28.56 | 28.56 |  |  |  |  | CAISO_CCGT1 | 1
NQC List and Master Generating Capability List | ETIWND_2_UNIT1 |  | LA Basin | Eastern | New-Indy Ontario, LLC |  |  | COGENERATION | n/a | 33.6 | 8.57 |  |  |  |  | CAISO_CHP | 1
NQC List and Master Generating Capability List | RVRVEW_1_UNITA1 |  | Bay Area | Contra Costa | Riverview Energy Center (GP Antioch) |  | Riverview_EC | PEAKER | CT-NatGas-Aero | 47.6 | 47.6 |  |  |  |  | CAISO_Peaker2 | 1
NQC List and Master Generating Capability List | ETIWND_7_UNIT 3 |  | LA Basin | Eastern | ETIWANDA GEN STA. UNIT 3 |  | Etiwanda3 | THERMAL | ST-NatGas | [6 empty] | CAISO_ST | 1
NQC List and Master Generating Capability List | ETIWND_7_UNIT 4 |  | LA Basin | Eastern | ETIWANDA GEN STA. UNIT 4 |  | Etiwanda4 | THERMAL | ST-NatGas | [6 empty] | CAISO_ST | 1
NQC List and Master Generating Capability List | EXCHEC_7_UNIT 1 |  | Fresno | Wilson | EXCHEQUER HYDRO |  |  | HYDRO | n/a | 94.5 | 90.72 |  |  |  |  | CAISO_Hydro | 1
NQC List and Master Generating Capability List | FELLOW_7_QFUNTS |  | CAISO System |  | Fellow QF Aggregate |  |  | THERMAL | n/a | 6.2 | 1.1 |  |  |  |  | CAISO_CHP | 1
NQC List and Master Generating Capability List | FMEADO_6_HELLHL |  | Sierra | South of Rio Oso, South of Palermo, South of Table Mountain | FMEADO_6_HELLHL |  |  | HYDRO | n/a | 0.6 | 0.35 |  |  |  |  | CAISO_Hydro | 1
NQC List and Master Generating Capability List | FORBST_7_UNIT 1 |  | Sierra | Drum-Rio Oso, South of Table Mountain | FORBESTOWN HYDRO |  |  | HYDRO | n/a | 37.5 | 37.5 |  |  |  |  | CAISO_Hydro | 1
NQC List and Master Generating Capability List | FORKBU_6_UNIT |  | CAISO System |  | HYPOWER, INC. (FORKS OF BUTTE) |  |  | HYDRO | n/a | 14.3 | 0.4 |  |  |  |  | CAISO_Hydro | 1
NQC List and Master Generating Capability List | FRITO_1_LAY |  | CAISO System |  | FRITO-LAY |  | Frito_Lay_Cogen | COGENERATION | CT-NatGas-Aero | 6 | 0.07 |  |  |  |  | CAISO_CHP | 1
NQC List and Master Generating Capability List | FTSWRD_6_TRFORK |  | Humboldt | None | Three Forks Water Power Project |  |  | HYDRO | n/a | 1.63 | 0.09 |  |  |  |  | CAISO_Hydro | 1
NQC List and Master Generating Capability List | FTSWRD_7_QFUNTS |  | Humboldt | None | FTSWRD_7_QFUNTS |  |  | HYDRO | n/a | 1.6 | 0 |  |  |  |  | CAISO_Hydro | 1
NQC List and Master Generating Capability List | FULTON_1_QF |  | NCNB | Fulton, Lakeville | SMALL QF AGGREGATION - ZENIA |  |  | HYDRO | n/a | 1 | 0.05 |  |  |  |  | CAISO_Hydro | 1
NQC List and Master Generating Capability List | GARNET_2_HYDRO |  | LA Basin |  | Whitewater Hydro |  |  | HYDRO | n/a | 1 | 0.69 |  |  |  |  | CAISO_Hydro | 1
NQC List and Master Generating Capability List | LECEF_1_UNITS |  | Bay Area | San Jose, South Bay-Moss Landing | LOS ESTEROS ENERGY FACILITY AGGREGATE |  | LosEsterosCC-Total | PEAKER | CCWhole-NatGas-Aero | 49.9 | 304 |  |  |  |  | CAISO_CCGT2 | 1
NQC List and Master Generating Capability List | RUSCTY_2_UNITS |  | Bay Area | Ames | Russell City Energy Center |  | RussellCityCC-Total | THERMAL | CCWhole-NatGas-Industrial | 254 | 613.22 |  |  |  |  | CAISO_CCGT2 | 1
NQC List and Master Generating Capability List | WOLFSK_1_UNITA1 |  | CAISO System |  | Wolfskill Energy Center, Unit #1 |  | Wolfskill | PEAKER | CT-NatGas-Aero | 46.9 | 46.9 |  |  |  |  | CAISO_Peaker2 | 1
NQC List and Master Generating Capability List | YUBACT_6_UNITA1 |  | Sierra | Pease, Drum-Rio Oso, South of Table Mountain | Yuba City Energy Center (Calpine) |  | Yuba_City_EC | PEAKER | CT-NatGas-Aero | 47.6 | 47.6 |  |  |  |  | CAISO_Peaker2 | 1
NQC List and Master Generating Capability List | ALMEGT_1_UNIT 1 |  | Bay Area | Oakland | ALAMEDA GT UNIT 1 |  | Alameda1 | PEAKER | CT-NatGas-Aero | 25 | 23.4 |  |  |  |  | CAISO_Peaker2 | 1
NQC List and Master Generating Capability List | LODI25_2_UNIT 1 |  | Stockton | Lockeford | LODI GAS TURBINE |  | Lodi_1 | PEAKER | CT-NatGas-Aero | 25 | 23.8 |  |  |  |  | CAISO_Peaker2 | 1
NQC List and Master Generating Capability List | GWFPWR_1_UNITS |  | Fresno | Wilson, Herndon, Hanford | HANFORD PEAKER PLANT |  | HanfordEnergy1 | PEAKER | CT-NatGas-Aero | 98.46 | 92.58 |  |  |  |  | CAISO_Peaker2 | 1
NQC List and Master Generating Capability List | GWFPWR_1_UNITS |  | Fresno | Wilson, Herndon, Hanford | HANFORD PEAKER PLANT |  | HanfordEnergy2 | PEAKER | CT-NatGas-Aero | 98.46 | 92.58 |  |  |  |  | CAISO_Peaker2 | 1
NQC List and Master Generating Capability List | PNOCHE_1_PL1X2 |  | Fresno | Wilson, Herndon | Panoche Peaker |  | PanochePeakerCT | PEAKER | CT-NatGas-Aero | 49.97 | 49.97 |  |  |  |  | CAISO_Peaker2 | 1
NQC List and Master Generating Capability List | CSCGNR_1_UNIT 1 |  | Bay Area | San Jose, South Bay-Moss Landing | GIANERA PEAKER UNIT 1 |  | Gianera_1 | PEAKER | CT-NatGas-Aero | 24.75 | 24 |  |  |  |  | CAISO_Peaker2 | 1
NQC List and Master Generating Capability List | GOLETA_6_EXGEN |  | Big Creek-Ventura | Ventura, S.Clara, Moorpark | EXXON COMPANY USA |  | SantaYnezCC-Total | COGENERATION | CCWhole-NatGas-Aero | 48.2 | 0 |  |  |  |  | CAISO_CHP | 1
NQC List and Master Generating Capability List | GOLETA_6_GAVOTA |  | Big Creek-Ventura | Ventura, S.Clara, Moorpark | Point Arguello Pipeline Company |  | GaviotaOil1 | COGENERATION | CT-NatGas-Aero | 9.9 | 0 |  |  |  |  | CAISO_CHP | 1
NQC List and Master Generating Capability List | GOLETA_6_GAVOTA |  | Big Creek-Ventura | Ventura, S.Clara, Moorpark | Point Arguello Pipeline Company |  | GaviotaOil2 | COGENERATION | CT-NatGas-Aero | 9.9 | 0 |  |  |  |  | CAISO_CHP | 1
NQC List and Master Generating Capability List | GOLETA_6_GAVOTA |  | Big Creek-Ventura | Ventura, S.Clara, Moorpark | Point Arguello Pipeline Company |  | GaviotaOil3 | COGENERATION | CT-NatGas-Aero | 9.9 | 0 |  |  |  |  | CAISO_CHP | 1
NQC List and Master Generating Capability List | GOLETA_6_GAVOTA |  | Big Creek-Ventura | Ventura, S.Clara, Moorpark | Point Arguello Pipeline Company |  | GaviotaOil4 | COGENERATION | CT-NatGas-Aero | 9.9 | 0 |  |  |  |  | CAISO_CHP | 1
NQC List and Master Generating Capability List | GOLETA_6_GAVOTA |  | Big Creek-Ventura | Ventura, S.Clara, Moorpark | Point Arguello Pipeline Company |  | GaviotaOil5 | COGENERATION | CT-NatGas-Aero | 9.9 | 0 |  |  |  |  | CAISO_CHP | 1
NQC List and Master Generating Capability List | LAROA2_2_UNITA1 |  | San Diego-IV | None | LR2 |  | LaRosita2CC-Total | THERMAL | CCWhole-NatGas-Industrial | 155 | 322 |  |  |  |  | CAISO_CCGT2 | 1
NQC List and Master Generating Capability List | GRNLF2_1_UNIT |  | Sierra | Pease, Drum-Rio Oso, South of Table Mountain | GREENLEAF II COGEN |  | Greenleaf2 | COGENERATION | CT-NatGas-Aero | 49.5 | 32.85 |  |  |  |  | CAISO_CHP | 1
NQC List and Master Generating Capability List | GRSCRK_6_BGCKWW |  | Humboldt | None | BIG CREEK WATER WORKS - CEDAR FLAT |  |  | HYDRO | n/a | 5 | 0 |  |  |  |  | CAISO_Hydro | 1
NQC List and Master Generating Capability List | GRZZLY_1_BERKLY |  | Bay Area | None | PE - BERKELEY, INC. |  | PE-BerkeleyCC-Total | COGENERATION | CCWhole-NatGas-Industrial | 26.35 | 14.17 |  |  |  |  | CAISO_CHP | 1
NQC List and Master Generating Capability List | CSCGNR_1_UNIT 2 |  | Bay Area | San Jose, South Bay-Moss Landing | GIANERA PEAKER UNIT 2 |  | Gianera_2 | PEAKER | CT-NatGas-Aero | 24.75 | 24 |  |  |  |  | CAISO_Peaker2 | 1
NQC List and Master Generating Capability List | ALMEGT_1_UNIT 2 |  | Bay Area | Oakland | ALAMEDA GT UNIT 2 |  | Alameda2 | PEAKER | CT-NatGas-Aero | 25 | 23.5 |  |  |  |  | CAISO_Peaker2 | 1
NQC List and Master Generating Capability List | HAASPH_7_PL1X2 |  | Fresno | Wilson, Herndon | HAAS PH UNIT 1 & 2 AGGREGATE |  |  | HYDRO | n/a | 72 | 144 |  |  |  |  | CAISO_Hydro | 1
NQC List and Master Generating Capability List | LAROA1_2_UNITA1 |  | San Diego-IV | None | LR1 |  | LaRosita1CC-Total | THERMAL | CCWhole-NatGas-Industrial | [6 empty] | CAISO_CCGT2 | 1
NQC List and Master Generating Capability List | HATLOS_6_LSCRK |  | CAISO System |  | Lost Creek 1 & 2 Hydro Conversion |  |  | HYDRO | n/a | 1.7 | 0.81 |  |  |  |  | CAISO_Hydro | 1
NQC List and Master Generating Capability List | HATLOS_6_QFUNTS |  | CAISO System |  | HAT CREEK HYDRO QF UNITS |  |  | HYDRO | n/a | [6 empty] | CAISO_Hydro | 1
NQC List and Master Generating Capability List | HELMPG_7_UNIT 1 |  | Fresno | Wilson | HELMS PUMP-GEN UNIT 1 |  |  | HYDRO | n/a | 407 | 407 |  |  |  |  | CAISO_PS | 1
NQC List and Master Generating Capability List | HELMPG_7_UNIT 2 |  | Fresno | Wilson | HELMS PUMP-GEN UNIT 2 |  |  | HYDRO | n/a | 407 | 407 |  |  |  |  | CAISO_PS | 1
NQC List and Master Generating Capability List | HELMPG_7_UNIT 3 |  | Fresno | Wilson | HELMS PUMP-GEN UNIT 3 |  |  | HYDRO | n/a | 404 | 404 |  |  |  |  | CAISO_PS | 1
NQC List and Master Generating Capability List | LMBEPK_2_UNITA2 |  | Bay Area | Contra Costa | Creed Energy Center, Unit #1 |  | Creed_Energy | PEAKER | CT-NatGas-Aero | 47.6 | 47.6 |  |  |  |  | CAISO_Peaker2 | 1
NQC List and Master Generating Capability List | HENRTA_6_UNITA2 |  | Fresno | Wilson | GWF HENRIETTA PEAKER PLANT UNIT 2 |  | Henrietta2 | PEAKER | CT-NatGas-Aero | 49.42 | 45.88 |  |  |  |  | CAISO_Peaker2 | 1
NQC List and Master Generating Capability List | LODIEC_2_PL1X2 |  | Sierra | South of Rio Oso, South of Palermo, South of Table Mountain | Lodi Energy Center |  | LodiEnergyCC-Total | THERMAL | CCWhole-NatGas-Industrial | 116.9 | 302.58 |  |  |  |  | CAISO_CCGT1 | 1
NQC List and Master Generating Capability List | HIGGNS_1_COMBIE |  | Sierra | Drum-Rio Oso, South of Rio Oso, South of Palermo, South of Table Mountain | Combie South |  |  | HYDRO | n/a | 1.5 | 0.01 |  |  |  |  | CAISO_Hydro | 1
NQC List and Master Generating Capability List | HIGGNS_7_QFUNTS |  | Sierra | Drum-Rio Oso, South of Rio Oso, South of Palermo, South of Table Mountain | HIGGNS_7_QFUNTS |  |  | HYDRO | n/a | 0.5 | 0.21 |  |  |  |  | CAISO_Hydro | 1
NQC List and Master Generating Capability List | HILAND_7_YOLOWD |  | NCNB | Eagle Rock, Fulton, Lakeville | CLEAR LAKE UNIT 1 |  |  | HYDRO | n/a | 3.75 | 0 |  |  |  |  | CAISO_Hydro | 1
NQC List and Master Generating Capability List | HINSON_6_CARBGN |  | LA Basin | Western | BP WILMINGTON CALCINER |  | WilmingtonCalciner | COGENERATION | ST-WasteHeat | 30 | 29.28 |  |  |  |  | CAISO_CHP | 1
NQC List and Master Generating Capability List | ESCNDO_6_UNITB1 |  | San Diego-IV | San Diego | CalPeak Power Enterprise Unit 1 |  | EnterprisePeakr | PEAKER | CT-NatGas-Industrial | 48.04 | 48.04 |  |  |  |  | CAISO_Peaker2 | 1
NQC List and Master Generating Capability List | HENRTA_6_UNITA1 |  | Fresno | Wilson | GWF HENRIETTA PEAKER PLANT UNIT 1 |  | Henrietta1 | PEAKER | CT-NatGas-Aero | 49.98 | 45.99 |  |  |  |  | CAISO_Peaker2 | 1
NQC List and Master Generating Capability List | ESCNDO_6_PL1X2 |  | San Diego-IV | San Diego | MMC Escondido Aggregate |  | MMC-Escondido | THERMAL | CT-NatGas-Industrial | 48.71 | 48.71 |  |  |  |  | CAISO_Peaker2 | 1
NQC List and Master Generating Capability List | PNOCHE_1_UNITA1 |  | Fresno | Wilson | CalPeak Power Panoche Unit 1 |  | CPeakPanochePkr | PEAKER | CT-NatGas-Aero | 52.01 | 52.01 |  |  |  |  | CAISO_Peaker2 | 1
NQC List and Master Generating Capability List | HOLGAT_1_BORAX |  | CAISO System |  | U.S. Borax, Unit 1 |  | US_Borax_GEN1 | COGENERATION | CT-NatGas-Aero | 48.2 | 11.63 |  |  |  |  | CAISO_CHP | 1
NQC List and Master Generating Capability List | HUMBPP_1_UNITS3 |  | Humboldt | None | Humboldt Bay Generating Station 3 |  | HumboldtBayIC08 | THERMAL | ICE-NatGas | 65.08 | 65.08 |  |  |  |  | CAISO_Reciprocating_Engine | 1
NQC List and Master Generating Capability List | HUMBPP_1_UNITS3 |  | Humboldt | None | Humboldt Bay Generating Station 3 |  | HumboldtBayIC09 | THERMAL | ICE-NatGas | 65.08 | 65.08 |  |  |  |  | CAISO_Reciprocating_Engine | 1
NQC List and Master Generating Capability List | HUMBPP_1_UNITS3 |  | Humboldt | None | Humboldt Bay Generating Station 3 |  | HumboldtBayIC10 | THERMAL | ICE-NatGas | 65.08 | 65.08 |  |  |  |  | CAISO_Reciprocating_Engine | 1
NQC List and Master Generating Capability List | HUMBPP_6_UNITS |  | Humboldt | None | Humboldt Bay Generating Station 1 |  | HumboldtBayIC01 | COGENERATION | ICE-NatGas | 97.62 | 97.62 |  |  |  |  | CAISO_Reciprocating_Engine | 1
NQC List and Master Generating Capability List | HUMBPP_6_UNITS |  | Humboldt | None | Humboldt Bay Generating Station 1 |  | HumboldtBayIC02 | COGENERATION | ICE-NatGas | 97.62 | 97.62 |  |  |  |  | CAISO_Reciprocating_Engine | 1
NQC List and Master Generating Capability List | HUMBPP_6_UNITS |  | Humboldt | None | Humboldt Bay Generating Station 1 |  | HumboldtBayIC03 | COGENERATION | ICE-NatGas | 97.62 | 97.62 |  |  |  |  | CAISO_Reciprocating_Engine | 1
NQC List and Master Generating Capability List | HUMBPP_6_UNITS |  | Humboldt | None | Humboldt Bay Generating Station 1 |  | HumboldtBayIC04 | COGENERATION | ICE-NatGas | 97.62 | 97.62 |  |  |  |  | CAISO_Reciprocating_Engine | 1
NQC List and Master Generating Capability List | HUMBPP_6_UNITS |  | Humboldt | None | Humboldt Bay Generating Station 1 |  | HumboldtBayIC05 | COGENERATION | ICE-NatGas | 97.62 | 97.62 |  |  |  |  | CAISO_Reciprocating_Engine | 1
NQC List and Master Generating Capability List | HUMBPP_6_UNITS |  | Humboldt | None | Humboldt Bay Generating Station 1 |  | HumboldtBayIC06 | COGENERATION | ICE-NatGas | 97.62 | 97.62 |  |  |  |  | CAISO_Reciprocating_Engine | 1
NQC List and Master Generating Capability List | HUMBPP_6_UNITS |  | Humboldt | None | Humboldt Bay Generating Station 1 |  | HumboldtBayIC07 | COGENERATION | ICE-NatGas | 97.62 | 97.62 |  |  |  |  | CAISO_Reciprocating_Engine | 1
NQC List and Master Generating Capability List | HUMBSB_1_QF |  | Humboldt | None | SMALL QF AGGREGATION - TRINITY |  |  | HYDRO | n/a | 1.25 | 0 |  |  |  |  | CAISO_Hydro | 1
NQC List and Master Generating Capability List | HYTTHM_2_UNITS |  | CAISO System |  | HYATT-THERMALITO PUMP-GEN (AGGREGATE) |  |  | HYDRO | n/a | 141.6 | 459.42 |  |  |  |  | CAISO_Hydro | 1
NQC List and Master Generating Capability List | VACADX_1_UNITA1 |  | CAISO System |  | CalPeak Power Vaca Dixon Unit 1 |  | VacaDixonPeaker | PEAKER | CT-NatGas-Aero | 50.61 | 50.61 |  |  |  |  | CAISO_Peaker2 | 1
NQC List and Master Generating Capability List | BORDER_6_UNITA1 |  | San Diego-IV | San Diego | CalPeak Power Border Unit 1 |  | BorderPeaker | PEAKER | CT-NatGas-Industrial | 51.25 | 51.25 |  |  |  |  | CAISO_Peaker2 | 1
NQC List and Master Generating Capability List | PNCHPP_1_PL1X2 |  | Fresno | Wilson | Midway Peaking Aggregate |  | Starwood1 | PEAKER | CT-NatGas-Aero | 119.91 | 110.52 |  |  |  |  | CAISO_Peaker2 | 1
NQC List and Master Generating Capability List | INDVLY_1_UNITS |  | NCNB | Eagle Rock, Fulton, Lakeville | Indian Valley Hydro |  |  | HYDRO | n/a | 3.01 | 0.85 |  |  |  |  | CAISO_Hydro | 1
NQC List and Master Generating Capability List | BUCKBL_2_PL1X3 |  | CAISO System |  | Blythe Energy Center |  | BlytheCC-Total | THERMAL | CCWhole-NatGas-Industrial | 493.63 | 490 |  |  |  |  | CAISO_CCGT2 | 1
NQC List and Master Generating Capability List | ELSEGN_2_UN1011 |  | LA Basin | Western | El Segundo Energy Center 5/6 |  | ElSegndEnrgCC1-Total | THERMAL | CCWhole-NatGas-Industrial | 263 | 263 |  |  |  |  | CAISO_CCGT2 | 1
NQC List and Master Generating Capability List | INTKEP_2_UNITS |  | CAISO System |  | CCSF Hetch_Hetchy Hydro Aggregate |  |  | HYDRO | n/a | 52 | 239 |  |  |  |  | CAISO_Hydro | 1
NQC List and Master Generating Capability List | KANAKA_1_UNIT |  | Sierra | Drum-Rio Oso, South of Table Mountain | KANAKA |  |  | HYDRO | n/a | [6 empty] | CAISO_Hydro | 1
NQC List and Master Generating Capability List | KEARNY_7_KY3 |  | San Diego-IV | San Diego | KEARNY GT3 AGGREGATE |  |  | PEAKER | n/a | [6 empty] | CAISO_Peaker2 | 1
NQC List and Master Generating Capability List | KEKAWK_6_UNIT |  | Humboldt | None | STS HYDROPOWER LTD. (KEKAWAKA) |  |  | HYDRO | n/a | 5.5 | 0 |  |  |  |  | CAISO_Hydro | 1
NQC List and Master Generating Capability List | PNCHPP_1_PL1X2 |  | Fresno | Wilson | Midway Peaking Aggregate |  | Starwood2 | PEAKER | CT-NatGas-Aero | 119.91 | 110.52 |  |  |  |  | CAISO_Peaker2 | 1
NQC List and Master Generating Capability List | RVSIDE_6_RERCU2 |  | LA Basin | Eastern | Riverside Energy Res. Ctr Unit 2 |  | RiversideERC2 | COGENERATION | CT-NatGas-Aero | 48.5 | 48.5 |  |  |  |  | CAISO_Peaker2 | 1
NQC List and Master Generating Capability List | MNDALY_6_MCGRTH |  | Big Creek-Ventura | Ventura, S.Clara, Moorpark | McGrath Beach Peaker |  | McGrathPeaker | PEAKER | CT-NatGas-Aero | 47.2 | 47.2 |  |  |  |  | CAISO_Peaker1 | 1
NQC List and Master Generating Capability List | BARRE_6_PEAKER |  | LA Basin | Western | Barre Peaker |  | BarrePeaker | PEAKER | CT-NatGas-Aero | 47 | 47 |  |  |  |  | CAISO_Peaker1 | 1
NQC List and Master Generating Capability List | KERKH2_7_UNIT 1 |  | Fresno | Wilson, Herndon | KERKHOFF PH 2 UNIT #1 |  |  | HYDRO | n/a | 153.9 | 153.9 |  |  |  |  | CAISO_Hydro | 1
NQC List and Master Generating Capability List | CENTER_6_PEAKER |  | LA Basin | Western | Center Peaker |  | CenterPeaker | PEAKER | CT-NatGas-Aero | 47.11 | 47.11 |  |  |  |  | CAISO_Peaker1 | 1
NQC List and Master Generating Capability List | MIRLOM_6_PEAKER |  | LA Basin | Eastern | Mira Loma Peaker |  | MiraLomaPeaker | PEAKER | CT-NatGas-Aero | 46 | 46 |  |  |  |  | CAISO_Peaker1 | 1
NQC List and Master Generating Capability List | KERNRG_1_UNITS |  | CAISO System |  | South Belridge Cogen Facility |  | SouthBelridge1 | COGENERATION | CT-NatGas-Aero | 55.2 | 0.42 |  |  |  |  | CAISO_CHP | 1
NQC List and Master Generating Capability List | KERNRG_1_UNITS |  | CAISO System |  | South Belridge Cogen Facility |  | SouthBelridge2 | COGENERATION | CT-NatGas-Aero | 55.2 | 0.42 |  |  |  |  | CAISO_CHP | 1
NQC List and Master Generating Capability List | KERNRG_1_UNITS |  | CAISO System |  | South Belridge Cogen Facility |  | SouthBelridge3 | COGENERATION | CT-NatGas-Aero | 55.2 | 0.42 |  |  |  |  | CAISO_CHP | 1
NQC List and Master Generating Capability List | ELSEGN_2_UN2021 |  | LA Basin | Western | El Segundo Energy Center 7/8 |  | ElSegndEnrgCC2-Total | THERMAL | CCWhole-NatGas-Industrial | 228 | 263.68 |  |  |  |  | CAISO_CCGT1 | 1
NQC List and Master Generating Capability List | ETIWND_6_GRPLND |  | LA Basin | Eastern | Grapeland Peaker |  | GrapelandPeaker | PEAKER | CT-NatGas-Aero | 47.39 | 47.39 |  |  |  |  | CAISO_Peaker1 | 1
NQC List and Master Generating Capability List | LACIEN_2_VENICE |  | LA Basin | Western | MWD Venice Hydroelectric Recovery Plant |  |  | HYDRO | n/a | 9.95 | 0.17 |  |  |  |  | CAISO_Hydro | 1
NQC List and Master Generating Capability List | LAKHDG_6_UNIT 1 |  | San Diego-IV | San Diego | Lake Hodges Pumped Storage-Unit1 |  |  | HYDRO | n/a | 20 | 20 |  |  |  |  | CAISO_PS | 1
NQC List and Master Generating Capability List | LAKHDG_6_UNIT 2 |  | San Diego-IV | San Diego | Lake Hodges Pumped Storage-Unit2 |  |  | HYDRO | n/a | 20 | 20 |  |  |  |  | CAISO_PS | 1
NQC List and Master Generating Capability List | OTMESA_2_PL1X3 |  | San Diego-IV | San Diego | OTAY MESA ENERGY CENTER |  | OtayMesaCC-Total | THERMAL | CCWhole-NatGas-Industrial | 290.7 | 603.6 |  |  |  |  | CAISO_CCGT1 | 1
NQC List and Master Generating Capability List | MOSSLD_2_PSP1 |  | Bay Area | South Bay-Moss Landing | MOSS LANDING POWER BLOCK 1 |  | MossLandingCC1-Total | THERMAL | CCWhole-NatGas-Industrial | 176 | 510 |  |  |  |  | CAISO_CCGT1 | 1
NQC List and Master Generating Capability List | MOSSLD_2_PSP2 |  | Bay Area | South Bay-Moss Landing | MOSS LANDING POWER BLOCK 2 |  | MossLandingCC2-Total | THERMAL | CCWhole-NatGas-Industrial | 176 | 510 |  |  |  |  | CAISO_CCGT1 | 1
NQC List and Master Generating Capability List | COLUSA_2_PL1X3 |  | CAISO System |  | Colusa Generating Station |  | ColusaCC-Total | THERMAL | CCWhole-NatGas-Industrial | 641 | 607.51 |  |  |  |  | CAISO_CCGT1 | 1
NQC List and Master Generating Capability List | RVSIDE_6_RERCU1 |  | LA Basin | Eastern | Riverside Energy Res. Ctr Unit 1 |  | RiversideERC1 | COGENERATION | CT-NatGas-Aero | 48.35 | 48.35 |  |  |  |  | CAISO_Peaker1 | 1
NQC List and Master Generating Capability List | LARKSP_6_UNIT 2 |  | San Diego-IV | San Diego | LARKSPUR PEAKER UNIT 2 |  | Larkspur2 | PEAKER | CT-NatGas-Industrial | 47.98 | 46 |  |  |  |  | CAISO_Peaker1 | 1
NQC List and Master Generating Capability List | LMEC_1_PL1X3 |  | Bay Area | Pittsburg | Los Medanos Energy Center AGGREGATE |  | LosMedanosCC-Total | THERMAL | CCWhole-NatGas-Industrial | 580 | 574.53 |  |  |  |  | CAISO_CCGT1 | 1
NQC List and Master Generating Capability List | MRCHNT_2_PL1X3 |  | CAISO System |  | Desert Star Energy Center |  | DesertStarCC-Total | THERMAL | CCWhole-NatGas-Industrial | 201 | 419.25 |  |  |  |  | CAISO_CCGT1 | 1
NQC List and Master Generating Capability List | TERMEX_2_PL1X3 |  | San Diego-IV | None | TDM |  | TermoMexiCC-Total | THERMAL | CCWhole-NatGas-Industrial | 180 | 596 |  |  |  |  | CAISO_CCGT1 | 1
NQC List and Master Generating Capability List | HIDSRT_2_UNITS |  | CAISO System |  | HIGH DESERT POWER PROJECT AGGREGATE |  | HighDesertCC-Total | THERMAL | CCWhole-NatGas-Industrial | 830 | 830 |  |  |  |  | CAISO_CCGT1 | 1
NQC List and Master Generating Capability List | LAPLMA_2_UNIT 1 |  | CAISO System |  | La Paloma Generating Plant Unit #1 |  | LaPaloma1 | THERMAL | CCWhole-NatGas-SingleShaft | 259.8 | 259.8 |  |  |  |  | CAISO_CCGT1 | 1
NQC List and Master Generating Capability List | LAPLMA_2_UNIT 2 |  | CAISO System |  | La Paloma Generating Plant Unit #2 |  | LaPaloma2 | THERMAL | CCWhole-NatGas-SingleShaft | 260.2 | 260.2 |  |  |  |  | CAISO_CCGT1 | 1
NQC List and Master Generating Capability List | RVSIDE_2_RERCU3 |  | LA Basin | Eastern | Riverside Energy Res. Ctr Unit 3 |  | RiversideERC3 | PEAKER | CT-NatGas-Aero | 49 | 49 |  |  |  |  | CAISO_Peaker1 | 1
NQC List and Master Generating Capability List | MALAGA_1_PL1X2 |  | Fresno | Wilson, Herndon | Malaga Power Aggregate |  | KingsRiverGT2 | THERMAL | CT-NatGas-Aero | 48.5 | 96 |  |  |  |  | CAISO_Peaker1 | 1
NQC List and Master Generating Capability List | RVSIDE_2_RERCU4 |  | LA Basin | Eastern | Riverside Energy Res. Ctr Unit 4 |  | RiversideERC4 | PEAKER | CT-NatGas-Aero | 49 | 49 |  |  |  |  | CAISO_Peaker1 | 1
NQC List and Master Generating Capability List | GLNARM_7_UNIT 3 |  | LA Basin | Western | GLEN ARM UNIT 3 |  | Glenarm_GT3 | PEAKER | CT-NatGas-Aero | 44.83 | 44.83 |  |  |  |  | CAISO_Peaker1 | 1
NQC List and Master Generating Capability List | LAPLMA_2_UNIT 3 |  | CAISO System |  | La Paloma Generating Plant Unit #3 |  | LaPaloma3 | THERMAL | CCWhole-NatGas-SingleShaft | 256.15 | 256.15 |  |  |  |  | CAISO_CCGT1 | 1
NQC List and Master Generating Capability List | MRGT_6_MMAREF |  | San Diego-IV | San Diego | Miramar Energy Facility |  | MiramarEnergy1 | PEAKER | CT-NatGas-Industrial | 45 | 45 |  |  |  |  | CAISO_Peaker1 | 1
NQC List and Master Generating Capability List | METEC_2_PL1X3 |  | Bay Area | South Bay-Moss Landing | Metcalf Energy Center |  | MetcalfEnrgyCC-Total | THERMAL | CCWhole-NatGas-Industrial | 593.16 | 580 |  |  |  |  | CAISO_CCGT1 | 1
NQC List and Master Generating Capability List | LOWGAP_1_SUPHR |  | Humboldt | None | Mill & Sulphur Creek Hydro |  |  | HYDRO | n/a | 0.99 | 0 |  |  |  |  | CAISO_Hydro | 1
NQC List and Master Generating Capability List | LOWGAP_7_QFUNTS |  | CAISO System |  | LOWGAP_7_QFUNTS |  |  | HYDRO | n/a | 1.35 | 0.46 |  |  |  |  | CAISO_Hydro | 1
NQC List and Master Generating Capability List | LARKSP_6_UNIT 1 |  | San Diego-IV | San Diego | LARKSPUR PEAKER UNIT 1 |  | Larkspur1 | PEAKER | CT-NatGas-Industrial | 46.1 | 46 |  |  |  |  | CAISO_Peaker1 | 1
NQC List and Master Generating Capability List | MRGT_6_MEF2 |  | San Diego-IV | San Diego | Miramar Energy Facility II |  | MiramarEnergy2 | PEAKER | CT-NatGas-Industrial | 44 | 44 |  |  |  |  | CAISO_Peaker1 | 1
NQC List and Master Generating Capability List | MALCHQ_7_UNIT 1 |  | CAISO System |  | MALACHA HYDRO L.P. |  |  | HYDRO | n/a | 32.5 | 0 |  |  |  |  | CAISO_Hydro | 1
NQC List and Master Generating Capability List | MCCALL_1_QF |  | Fresno | Wilson, Herndon | SMALL QF AGGREGATION - FRESNO |  |  | HYDRO | n/a | 2.5 | 0.75 |  |  |  |  | CAISO_Hydro | 1
NQC List and Master Generating Capability List | MESAP_1_QF |  | CAISO System |  | SMALL QF AGGREGATION - SAN LUIS OBISPO |  |  | HYDRO | n/a | 1 | 0 |  |  |  |  | CAISO_Hydro | 1
NQC List and Master Generating Capability List | METCLF_1_QF |  | Bay Area | None | SMALL QF AGGREGATION - SANTA CLARA WD |  |  | HYDRO | n/a | [6 empty] | CAISO_Hydro | 1
NQC List and Master Generating Capability List | LEBECS_2_UNITS |  | Big Creek-Ventura | Big Creek | Pastoria Energy Facility |  | PastoriaCC1-Total | THERMAL | CCWhole-NatGas-Industrial | 184 | 765 |  |  |  |  | CAISO_CCGT1 | 1
NQC List and Master Generating Capability List | MIDSET_1_UNIT 1 |  | CAISO System |  | MIDSET COGEN. CO. |  | Mid_Set_Cogen | COGENERATION | CT-NatGas-Industrial | [6 empty] | CAISO_CHP | 1
NQC List and Master Generating Capability List | MIRLOM_2_CORONA |  | LA Basin | Eastern | MWD Corona Hydroelectric Recovery Plant |  |  | HYDRO | n/a | 2.85 | 1.66 |  |  |  |  | CAISO_Hydro | 1
NQC List and Master Generating Capability List | MIRLOM_2_TEMESC |  | LA Basin | Eastern | MWD Temescal Hydroelectric Recovery Plan |  |  | HYDRO | n/a | 2.85 | 0.37 |  |  |  |  | CAISO_Hydro | 1
NQC List and Master Generating Capability List | MIRLOM_6_DELGEN |  | LA Basin | Eastern | CORONA ENERGY PARTNERS LTD. |  | Corona_Cogen | COGENERATION | CT-NatGas-Aero | [6 empty] | CAISO_CHP | 1
NQC List and Master Generating Capability List | SENTNL_2_CTG1 |  | LA Basin | Eastern | Sentinel Unit 1 |  | SentinelEnergyCTG1 | THERMAL | CT-NatGas-Industrial | 103.76 | 103.76 |  |  |  |  | CAISO_Peaker1 | 1
NQC List and Master Generating Capability List | MIRLOM_7_MWDLKM |  | LA Basin | Eastern | Lake Mathews Hydroelectric Recovery Plan |  |  | HYDRO | n/a | 5 | 1.8 |  |  |  |  | CAISO_Hydro | 1
NQC List and Master Generating Capability List | MISSIX_1_QF |  | Bay Area | None | SMALL QF AGGREGATION - SAB FRABCUSCI |  |  | COGENERATION | n/a | 1 | 0.01 |  |  |  |  | CAISO_CHP | 1
NQC List and Master Generating Capability List | SENTNL_2_CTG2 |  | LA Basin | Eastern | Sentinel Unit 2 |  | SentinelEnergyCTG2 | THERMAL | CT-NatGas-Industrial | 95.34 | 95.34 |  |  |  |  | CAISO_Peaker1 | 1
NQC List and Master Generating Capability List | SENTNL_2_CTG3 |  | LA Basin | Eastern | Sentinel Unit 3 |  | SentinelEnergyCTG3 | THERMAL | CT-NatGas-Industrial | 96.85 | 96.85 |  |  |  |  | CAISO_Peaker1 | 1
NQC List and Master Generating Capability List | SENTNL_2_CTG4 |  | LA Basin | Eastern | Sentinel Unit 4 |  | SentinelEnergyCTG4 | THERMAL | CT-NatGas-Industrial | 102.47 | 102.47 |  |  |  |  | CAISO_Peaker1 | 1
NQC List and Master Generating Capability List | MOJAVE_1_SIPHON |  | LA Basin | Eastern | MOJAVE SIPHON POWER PLANT |  |  | HYDRO | n/a | 14.36 | 3.03 |  |  |  |  | CAISO_Hydro | 1
NQC List and Master Generating Capability List | LAPLMA_2_UNIT 4 |  | CAISO System |  | LA PALOMA GENERATING PLANT, UNIT #4 |  | LaPaloma4 | THERMAL | CCWhole-NatGas-SingleShaft |  | 253.29 |  |  |  |  | CAISO_CCGT1 | 1
NQC List and Master Generating Capability List | ELKHIL_2_PL1X3 |  | CAISO System |  | ELK HILLS COMBINED CYCLE (AGGREGATE) |  | ElkHillsCC-Total | THERMAL | CCWhole-NatGas-Industrial | 223 | 380 |  |  |  |  | CAISO_CCGT1 | 1
NQC List and Master Generating Capability List | LEBECS_2_UNITS |  | Big Creek-Ventura | Big Creek | Pastoria Energy Facility |  | PastoriaCC2-Total | THERMAL | CCWhole-NatGas-Industrial | 184 | 765 |  |  |  |  | CAISO_CCGT1 | 1
NQC List and Master Generating Capability List | SENTNL_2_CTG5 |  | LA Basin | Eastern | Sentinel Unit 5 |  | SentinelEnergyCTG5 | THERMAL | CT-NatGas-Industrial | 103.81 | 103.81 |  |  |  |  | CAISO_Peaker1 | 1
NQC List and Master Generating Capability List | SENTNL_2_CTG6 |  | LA Basin | Eastern | Sentinel Unit 6 |  | SentinelEnergyCTG6 | THERMAL | CT-NatGas-Industrial | 100.99 | 100.99 |  |  |  |  | CAISO_Peaker1 | 1
NQC List and Master Generating Capability List | MRGT_7_UNITS |  | San Diego-IV | San Diego | MIRAMAR COMBUSTION TURBINE AGGREGATE |  |  | PEAKER | n/a | [6 empty] | CAISO_Peaker2 | 1
NQC List and Master Generating Capability List | MTNPOS_1_UNIT |  | Kern | South Kern PP, Kern Oil | MT.POSO COGENERATION CO. |  | MtPosoCogen | COGENERATION | Bio-ST | 46.64 | 33.05 |  |  |  |  | CAISO_CHP | 1
NQC List and Master Generating Capability List | NIMTG_6_NIQF |  | San Diego-IV | San Diego | NORTH ISLAND QF |  | NorthIslandCC-Total | COGENERATION | CCWhole-NatGas-Industrial | [6 empty] | CAISO_CHP | 1
NQC List and Master Generating Capability List | SENTNL_2_CTG7 |  | LA Basin | Eastern | Sentinel Unit 7 |  | SentinelEnergyCTG7 | THERMAL | CT-NatGas-Industrial | 97.06 | 97.06 |  |  |  |  | CAISO_Peaker1 | 1
NQC List and Master Generating Capability List | SENTNL_2_CTG8 |  | LA Basin | Eastern | Sentinel Unit 8 |  | SentinelEnergyCTG8 | THERMAL | CT-NatGas-Industrial | 101.8 | 101.8 |  |  |  |  | CAISO_Peaker1 | 1
NQC List and Master Generating Capability List | PNCHEG_2_PL1X4 |  | CAISO System |  | PANOCHE ENERGY CENTER (Aggregated) |  | PanocheEC1 | PEAKER | CT-NatGas-Aero | 127.3 | 400.1 |  |  |  |  | CAISO_Peaker1 | 1
NQC List and Master Generating Capability List | PNCHEG_2_PL1X4 |  | CAISO System |  | PANOCHE ENERGY CENTER (Aggregated) |  | PanocheEC2 | PEAKER | CT-NatGas-Aero | 127.3 | 400.1 |  |  |  |  | CAISO_Peaker1 | 1
NQC List and Master Generating Capability List | PNCHEG_2_PL1X4 |  | CAISO System |  | PANOCHE ENERGY CENTER (Aggregated) |  | PanocheEC3 | PEAKER | CT-NatGas-Aero | 127.3 | 400.1 |  |  |  |  | CAISO_Peaker1 | 1
NQC List and Master Generating Capability List | OILFLD_7_QFUNTS |  | CAISO System |  | Nacimiento Hydroelectric Plant |  |  | HYDRO | n/a | 3.8 | 1.3 |  |  |  |  | CAISO_Hydro | 1
NQC List and Master Generating Capability List | OLINDA_2_COYCRK |  | LA Basin | Western | MWD Coyote Creek Hydroelectric Recovery |  |  | HYDRO | n/a | 3.13 | 3.13 |  |  |  |  | CAISO_Hydro | 1
NQC List and Master Generating Capability List | OLINDA_2_LNDFL2 |  | LA Basin | Western | Brea Power II |  | Brea2CC-Total | THERMAL | CCWhole-NatGas-Aero | 28.1 | 24.84 |  |  |  |  | CAISO_CHP | 1
NQC List and Master Generating Capability List | OLINDA_2_QF |  | LA Basin | Western | OLINDA QFS |  |  | HYDRO | n/a | 0.4 | 0 |  |  |  |  | CAISO_Hydro | 1
NQC List and Master Generating Capability List | PNCHEG_2_PL1X4 |  | CAISO System |  | PANOCHE ENERGY CENTER (Aggregated) |  | PanocheEC4 | PEAKER | CT-NatGas-Aero | 127.3 | 400.1 |  |  |  |  | CAISO_Peaker1 | 1
NQC List and Master Generating Capability List | WALCRK_2_CTG1 |  | LA Basin | Western | Walnut Creek Energy Park Unit 1 |  | WalnutCreekEPark1 | THERMAL | CT-NatGas-Industrial | 96.43 | 96.43 |  |  |  |  | CAISO_Peaker1 | 1
NQC List and Master Generating Capability List | WALCRK_2_CTG2 |  | LA Basin | Western | Walnut Creek Energy Park Unit 2 |  | WalnutCreekEPark2 | THERMAL | CT-NatGas-Industrial | 96.91 | 96.91 |  |  |  |  | CAISO_Peaker1 | 1
NQC List and Master Generating Capability List | WALCRK_2_CTG3 |  | LA Basin | Western | Walnut Creek Energy Park Unit 3 |  | WalnutCreekEPark3 | THERMAL | CT-NatGas-Industrial | 96.65 | 96.65 |  |  |  |  | CAISO_Peaker1 | 1
NQC List and Master Generating Capability List | ONLLPP_6_UNITS |  | Fresno | Wilson | O'NEILL PUMP-GEN (AGGREGATE) |  |  | HYDRO | n/a | 25.2 | 12.01 |  |  |  |  | CAISO_Hydro | 1
NQC List and Master Generating Capability List | ORLND_6_HIGHLI |  | CAISO System |  | High Line Canal Hydro |  |  | HYDRO | n/a | 0.5 | 0.01 |  |  |  |  | CAISO_Hydro | 1
NQC List and Master Generating Capability List | OROVIL_6_UNIT |  | Sierra | Drum-Rio Oso, South of Table Mountain | Oroville Cogeneration, LP |  | OrovilleCogen1 | COGENERATION | ICE-NatGas | 7.5 | 7.5 |  |  |  |  | CAISO_Reciprocating_Engine | 1
NQC List and Master Generating Capability List | OROVIL_6_UNIT |  | Sierra | Drum-Rio Oso, South of Table Mountain | Oroville Cogeneration, LP |  | OrovilleCogen2 | COGENERATION | ICE-NatGas | 7.5 | 7.5 |  |  |  |  | CAISO_Reciprocating_Engine | 1
NQC List and Master Generating Capability List | OROVIL_6_UNIT |  | Sierra | Drum-Rio Oso, South of Table Mountain | Oroville Cogeneration, LP |  | OrovilleCogen3 | COGENERATION | ICE-NatGas | 7.5 | 7.5 |  |  |  |  | CAISO_Reciprocating_Engine | 1
NQC List and Master Generating Capability List | OROVIL_6_UNIT |  | Sierra | Drum-Rio Oso, South of Table Mountain | Oroville Cogeneration, LP |  | OrovilleCogen4 | COGENERATION | ICE-NatGas | 7.5 | 7.5 |  |  |  |  | CAISO_Reciprocating_Engine | 1
NQC List and Master Generating Capability List | OROVIL_6_UNIT |  | Sierra | Drum-Rio Oso, South of Table Mountain | Oroville Cogeneration, LP |  | OrovilleCogen5 | COGENERATION | ICE-NatGas | 7.5 | 7.5 |  |  |  |  | CAISO_Reciprocating_Engine | 1
NQC List and Master Generating Capability List | OROVIL_6_UNIT |  | Sierra | Drum-Rio Oso, South of Table Mountain | Oroville Cogeneration, LP |  | OrovilleCogen6 | COGENERATION | ICE-NatGas | 7.5 | 7.5 |  |  |  |  | CAISO_Reciprocating_Engine | 1
NQC List and Master Generating Capability List | OROVIL_6_UNIT |  | Sierra | Drum-Rio Oso, South of Table Mountain | Oroville Cogeneration, LP |  | OrovilleCogen7 | COGENERATION | ICE-NatGas | 7.5 | 7.5 |  |  |  |  | CAISO_Reciprocating_Engine | 1
NQC List and Master Generating Capability List | WALCRK_2_CTG4 |  | LA Basin | Western | Walnut Creek Energy Park Unit 4 |  | WalnutCreekEPark4 | THERMAL | CT-NatGas-Industrial | 96.49 | 96.49 |  |  |  |  | CAISO_Peaker1 | 1
NQC List and Master Generating Capability List | GATWAY_2_PL1X3 |  | Bay Area | Contra Costa | GATEWAY GENERATING STATION |  | GatewayCC-Total | THERMAL | CCWhole-NatGas-Industrial | 585 | 533.12 |  |  |  |  | CAISO_CCGT1 | 1
NQC List and Master Generating Capability List | PADUA_2_ONTARO |  | LA Basin | Eastern | ONTARIO/SIERRA HYDRO PSP |  |  | HYDRO | n/a | 1.92 | 0.32 |  |  |  |  | CAISO_Hydro | 1
NQC List and Master Generating Capability List | PADUA_6_MWDSDM |  | LA Basin | Eastern | San Dimas Hydroelectric Recovery Plant |  |  | HYDRO | n/a | 9.9 | 3 |  |  |  |  | CAISO_Hydro | 1
NQC List and Master Generating Capability List | PADUA_6_QF |  | LA Basin | Eastern | PADUA QFS |  |  | HYDRO | n/a | 1.82 | 0.38 |  |  |  |  | CAISO_Hydro | 1
NQC List and Master Generating Capability List | PADUA_7_SDIMAS |  | LA Basin | Eastern | San Dimas Wash Hydro |  |  | HYDRO | n/a | 1.05 | 1.05 |  |  |  |  | CAISO_Hydro | 1
NQC List and Master Generating Capability List | DELTA_2_PL1X4 |  | Bay Area | Pittsburg | DELTA ENERGY CENTER AGGREGATE |  | DeltaEnergyCC-Total | THERMAL | CCWhole-NatGas-Industrial | 212.5 | 813 |  |  |  |  | CAISO_CCGT1 | 1
NQC List and Master Generating Capability List | PARDEB_6_UNITS |  | CAISO System |  | Pardee Power House |  |  | HYDRO | n/a | 10 | 14 |  |  |  |  | CAISO_Hydro | 1
NQC List and Master Generating Capability List | PINFLT_7_UNITS |  | Fresno | Wilson, Herndon | PINE FLAT HYDRO AGGREGATE |  |  | HYDRO | n/a | 63.3 | 28.58 |  |  |  |  | CAISO_Hydro | 1
NQC List and Master Generating Capability List | PIT1_7_UNIT 1 |  | CAISO System |  | PIT PH 1 UNIT 1 |  |  | HYDRO | n/a | 32 | 32 |  |  |  |  | CAISO_Hydro | 1
NQC List and Master Generating Capability List | PIT1_7_UNIT 2 |  | CAISO System |  | PIT PH 1 UNIT 2 |  |  | HYDRO | n/a | 32 | 32 |  |  |  |  | CAISO_Hydro | 1
NQC List and Master Generating Capability List | PIT3_7_PL1X3 |  | CAISO System |  | PIT PH 3 UNITS 1, 2 & 3 AGGREGATE |  |  | HYDRO | n/a | 24 | 70.6 |  |  |  |  | CAISO_Hydro | 1
NQC List and Master Generating Capability List | PIT4_7_PL1X2 |  | CAISO System |  | PIT PH 4 UNITS 1 & 2 AGGREGATE |  |  | HYDRO | n/a | 55 | 95 |  |  |  |  | CAISO_Hydro | 1
NQC List and Master Generating Capability List | PIT5_7_PL1X2 |  | CAISO System |  | PIT PH 5 UNITS 1 & 2 AGGREGATE |  |  | HYDRO | n/a | 41 | 82 |  |  |  |  | CAISO_Hydro | 1
NQC List and Master Generating Capability List | PIT5_7_PL3X4 |  | CAISO System |  | PIT PH 5 UNITS 3 & 4 AGGREGATE |  |  | HYDRO | n/a | 41 | 82 |  |  |  |  | CAISO_Hydro | 1
NQC List and Master Generating Capability List | PIT5_7_QFUNTS |  | CAISO System |  | PIT 5 HYDRO QF UNITS |  |  | HYDRO | n/a | 1.1 | 0.05 |  |  |  |  | CAISO_Hydro | 1
NQC List and Master Generating Capability List | PIT6_7_UNIT 1 |  | CAISO System |  | PIT PH 6 UNIT 1 |  |  | HYDRO | n/a | 39 | 39 |  |  |  |  | CAISO_Hydro | 1
NQC List and Master Generating Capability List | PIT6_7_UNIT 2 |  | CAISO System |  | PIT PH 6 UNIT 2 |  |  | HYDRO | n/a | 40 | 40 |  |  |  |  | CAISO_Hydro | 1
NQC List and Master Generating Capability List | PIT7_7_UNIT 1 |  | CAISO System |  | PIT PH 7 UNIT 1 |  |  | HYDRO | n/a | 55.7 | 55.7 |  |  |  |  | CAISO_Hydro | 1
NQC List and Master Generating Capability List | PIT7_7_UNIT 2 |  | CAISO System |  | PIT PH 7 UNIT 2 |  |  | HYDRO | n/a | 54.6 | 54.6 |  |  |  |  | CAISO_Hydro | 1
NQC List and Master Generating Capability List | PLACVL_1_RCKCRE |  | Sierra | Placerville, South of Rio Oso, South of Palermo, South of Table Mountain | PLACER UNIT (ROCK CREEK) |  |  | HYDRO | n/a | 5 | 1.19 |  |  |  |  | CAISO_Hydro | 1
NQC List and Master Generating Capability List | WALCRK_2_CTG5 |  | LA Basin | Western | Walnut Creek Energy Park Unit 5 |  | WalnutCreekEPark5 | THERMAL | CT-NatGas-Industrial | 96.65 | 96.65 |  |  |  |  | CAISO_Peaker1 | 1
NQC List and Master Generating Capability List | GLNARM_7_UNIT 4 |  | LA Basin | Western | GLEN ARM UNIT 4 |  | Glenarm_GT4 | PEAKER | CT-NatGas-Aero | 42.42 | 42.42 |  |  |  |  | CAISO_Peaker1 | 1
NQC List and Master Generating Capability List | COCOPP_2_CTG1 |  | Bay Area | Contra Costa | Marsh Landing 1 |  | MarshLanding1 | THERMAL | CT-NatGas-Industrial | 204.2 | 190.9 |  |  |  |  | CAISO_Peaker1 | 1
NQC List and Master Generating Capability List | COCOPP_2_CTG2 |  | Bay Area | Contra Costa | Marsh Landing 2 |  | MarshLanding2 | THERMAL | CT-NatGas-Industrial | 202.7 | 191.1 |  |  |  |  | CAISO_Peaker1 | 1
NQC List and Master Generating Capability List | COCOPP_2_CTG3 |  | Bay Area | Contra Costa | Marsh Landing 3 |  | MarshLanding3 | THERMAL | CT-NatGas-Industrial |  | 190.4 |  |  |  |  | CAISO_Peaker1 | 1
NQC List and Master Generating Capability List | COCOPP_2_CTG4 |  | Bay Area | Contra Costa | Marsh Landing 4 |  | MarshLanding4 | THERMAL | CT-NatGas-Industrial | 204.29 | 191.8 |  |  |  |  | CAISO_Peaker1 | 1
NQC List and Master Generating Capability List | KELSO_2_UNITS |  | Bay Area | Contra Costa | Mariposa Energy |  | Mariposa1 | PEAKER | CT-NatGas-Aero | 49.4 | 194.59 |  |  |  |  | CAISO_Peaker1 | 1
NQC List and Master Generating Capability List | KELSO_2_UNITS |  | Bay Area | Contra Costa | Mariposa Energy |  | Mariposa2 | PEAKER | CT-NatGas-Aero | 49.4 | 194.59 |  |  |  |  | CAISO_Peaker1 | 1
NQC List and Master Generating Capability List | POEPH_7_UNIT 1 |  | Sierra | South of Palermo, South of Table Mountain | POE HYDRO UNIT 1 |  |  | HYDRO | n/a | 69 | 60 |  |  |  |  | CAISO_Hydro | 1
NQC List and Master Generating Capability List | POEPH_7_UNIT 2 |  | Sierra | South of Palermo, South of Table Mountain | POE HYDRO UNIT 2 |  |  | HYDRO | n/a | 68.5 | 60 |  |  |  |  | CAISO_Hydro | 1
NQC List and Master Generating Capability List | POTTER_7_VECINO |  | NCNB | Eagle Rock, Fulton, Lakeville | Vecino Vineyards LLC |  |  | HYDRO | n/a | 1.25 | 0 |  |  |  |  | CAISO_Hydro | 1
NQC List and Master Generating Capability List | PTLOMA_6_NTCCGN |  | San Diego-IV | San Diego | AEI MCRD STEAM TURBINE |  | NTC-MCRD-CC-Total | COGENERATION | CCWhole-NatGas-Industrial | [6 empty] | CAISO_CHP | 1
NQC List and Master Generating Capability List | PTLOMA_6_NTCQF |  | San Diego-IV | San Diego | NTC/MCRD COGENERATION |  | NTC-MCRD-CC-Total | COGENERATION | CCWhole-NatGas-Industrial | 22.3 | 15.31 |  |  |  |  | CAISO_CHP | 1
NQC List and Master Generating Capability List | RECTOR_2_QF |  | Big Creek-Ventura | Big Creek, Rector, Vestal | RECTOR QFS |  |  | HYDRO | n/a | 17 | 0 |  |  |  |  | CAISO_Hydro | 1
NQC List and Master Generating Capability List | REDBLF_6_UNIT |  | CAISO System |  | RED BLUFF PEAKER PLANT |  | Red_Bluff_IC1 | PEAKER | ICE-NatGas | 44 | 44 |  |  |  |  | CAISO_Reciprocating_Engine | 1
NQC List and Master Generating Capability List | REDBLF_6_UNIT |  | CAISO System |  | RED BLUFF PEAKER PLANT |  | Red_Bluff_IC10 | PEAKER | ICE-NatGas | 44 | 44 |  |  |  |  | CAISO_Reciprocating_Engine | 1
NQC List and Master Generating Capability List | REDBLF_6_UNIT |  | CAISO System |  | RED BLUFF PEAKER PLANT |  | Red_Bluff_IC11 | PEAKER | ICE-NatGas | 44 | 44 |  |  |  |  | CAISO_Reciprocating_Engine | 1
NQC List and Master Generating Capability List | REDBLF_6_UNIT |  | CAISO System |  | RED BLUFF PEAKER PLANT |  | Red_Bluff_IC12 | PEAKER | ICE-NatGas | 44 | 44 |  |  |  |  | CAISO_Reciprocating_Engine | 1
NQC List and Master Generating Capability List | REDBLF_6_UNIT |  | CAISO System |  | RED BLUFF PEAKER PLANT |  | Red_Bluff_IC13 | PEAKER | ICE-NatGas | 44 | 44 |  |  |  |  | CAISO_Reciprocating_Engine | 1
NQC List and Master Generating Capability List | REDBLF_6_UNIT |  | CAISO System |  | RED BLUFF PEAKER PLANT |  | Red_Bluff_IC14 | PEAKER | ICE-NatGas | 44 | 44 |  |  |  |  | CAISO_Reciprocating_Engine | 1
NQC List and Master Generating Capability List | REDBLF_6_UNIT |  | CAISO System |  | RED BLUFF PEAKER PLANT |  | Red_Bluff_IC15 | PEAKER | ICE-NatGas | 44 | 44 |  |  |  |  | CAISO_Reciprocating_Engine | 1
NQC List and Master Generating Capability List | REDBLF_6_UNIT |  | CAISO System |  | RED BLUFF PEAKER PLANT |  | Red_Bluff_IC16 | PEAKER | ICE-NatGas | 44 | 44 |  |  |  |  | CAISO_Reciprocating_Engine | 1
NQC List and Master Generating Capability List | REDBLF_6_UNIT |  | CAISO System |  | RED BLUFF PEAKER PLANT |  | Red_Bluff_IC2 | PEAKER | ICE-NatGas | 44 | 44 |  |  |  |  | CAISO_Reciprocating_Engine | 1
NQC List and Master Generating Capability List | REDBLF_6_UNIT |  | CAISO System |  | RED BLUFF PEAKER PLANT |  | Red_Bluff_IC3 | PEAKER | ICE-NatGas | 44 | 44 |  |  |  |  | CAISO_Reciprocating_Engine | 1
NQC List and Master Generating Capability List | REDBLF_6_UNIT |  | CAISO System |  | RED BLUFF PEAKER PLANT |  | Red_Bluff_IC4 | PEAKER | ICE-NatGas | 44 | 44 |  |  |  |  | CAISO_Reciprocating_Engine | 1
NQC List and Master Generating Capability List | REDBLF_6_UNIT |  | CAISO System |  | RED BLUFF PEAKER PLANT |  | Red_Bluff_IC5 | PEAKER | ICE-NatGas | 44 | 44 |  |  |  |  | CAISO_Reciprocating_Engine | 1
NQC List and Master Generating Capability List | REDBLF_6_UNIT |  | CAISO System |  | RED BLUFF PEAKER PLANT |  | Red_Bluff_IC6 | PEAKER | ICE-NatGas | 44 | 44 |  |  |  |  | CAISO_Reciprocating_Engine | 1
NQC List and Master Generating Capability List | REDBLF_6_UNIT |  | CAISO System |  | RED BLUFF PEAKER PLANT |  | Red_Bluff_IC7 | PEAKER | ICE-NatGas | 44 | 44 |  |  |  |  | CAISO_Reciprocating_Engine | 1
NQC List and Master Generating Capability List | REDBLF_6_UNIT |  | CAISO System |  | RED BLUFF PEAKER PLANT |  | Red_Bluff_IC8 | PEAKER | ICE-NatGas | 44 | 44 |  |  |  |  | CAISO_Reciprocating_Engine | 1
NQC List and Master Generating Capability List | REDBLF_6_UNIT |  | CAISO System |  | RED BLUFF PEAKER PLANT |  | Red_Bluff_IC9 | PEAKER | ICE-NatGas | 44 | 44 |  |  |  |  | CAISO_Reciprocating_Engine | 1
NQC List and Master Generating Capability List | RIOBRV_6_UNIT 1 |  | CAISO System |  | KERN HYDRO (OLCESE) |  |  | HYDRO | n/a | 14 | 3.39 |  |  |  |  | CAISO_Hydro | 1
NQC List and Master Generating Capability List | RIOOSO_1_QF |  | Sierra | Drum-Rio Oso, South of Palermo, South of Table Mountain | SMALL QF AGGREGATION - GRASS VALLEY |  |  | HYDRO | n/a | 1.7 | 1.08 |  |  |  |  | CAISO_Hydro | 1
NQC List and Master Generating Capability List | SUNRIS_2_PL1X3 |  | CAISO System |  | Sunrise Power Project AGGREGATE II |  | SunriseCC-Total | THERMAL | CCWhole-NatGas-Industrial | 272 | 586.02 |  |  |  |  | CAISO_CCGT1 | 1
NQC List and Master Generating Capability List | KELSO_2_UNITS |  | Bay Area | Contra Costa | Mariposa Energy |  | Mariposa3 | PEAKER | CT-NatGas-Aero | 49.4 | 194.59 |  |  |  |  | CAISO_Peaker1 | 1
NQC List and Master Generating Capability List | KELSO_2_UNITS |  | Bay Area | Contra Costa | Mariposa Energy |  | Mariposa4 | PEAKER | CT-NatGas-Aero | 49.4 | 194.59 |  |  |  |  | CAISO_Peaker1 | 1
NQC List and Master Generating Capability List | ANAHM_2_CANYN1 |  | LA Basin | Western | CANYON POWER PLANT UNIT 1 |  | Canyon_Pwr1 | PEAKER | CT-NatGas-Aero | 49.4 | 49.4 |  |  |  |  | CAISO_Peaker1 | 1
NQC List and Master Generating Capability List | ANAHM_2_CANYN2 |  | LA Basin | Western | CANYON POWER PLANT UNIT 2 |  | Canyon_Pwr2 | PEAKER | CT-NatGas-Aero | 49.4 | 48 |  |  |  |  | CAISO_Peaker1 | 1
NQC List and Master Generating Capability List | ANAHM_2_CANYN3 |  | LA Basin | Western | CANYON POWER PLANT UNIT 3 |  | Canyon_Pwr3 | PEAKER | CT-NatGas-Aero | 49.4 | 48 |  |  |  |  | CAISO_Peaker1 | 1
NQC List and Master Generating Capability List | ANAHM_2_CANYN4 |  | LA Basin | Western | CANYON POWER PLANT UNIT 4 |  | Canyon_Pwr4 | PEAKER | CT-NatGas-Aero | 49.4 | 49.4 |  |  |  |  | CAISO_Peaker1 | 1
NQC List and Master Generating Capability List | VESTAL_2_WELLHD |  | Big Creek-Ventura | Big Creek, Vestal | Wellhead Power Delano |  | Wellhead | THERMAL | CT-NatGas-Aero | 49 | 49 |  |  |  |  | CAISO_Peaker1 | 1
NQC List and Master Generating Capability List | BOGUE_1_UNITA1 |  | Sierra | Bogue, Drum-Rio Oso, South of Table Mountain | Feather River Energy Center, Unit #1 |  | Feather_River | PEAKER | CT-NatGas-Aero | 47.6 | 47.6 |  |  |  |  | CAISO_Peaker1 | 1
NQC List and Master Generating Capability List | BDGRCK_1_UNITS |  | Kern | South Kern PP | BADGER CREEK LIMITED |  | Badger_Creek | COGENERATION | CT-NatGas-Industrial | 48.08 | 38.6 |  |  |  |  | CAISO_Peaker1 | 1
NQC List and Master Generating Capability List | SALIRV_2_UNIT |  | CAISO System |  | SALINAS RIVER COGEN CO. |  | SalinasRiverCgn | COGENERATION | CT-NatGas-Industrial | 39 | 22.68 |  |  |  |  | CAISO_CHP | 1
NQC List and Master Generating Capability List | SALTSP_7_UNITS |  | CAISO System |  | SALT SPRINGS HYDRO AGGREGATE |  |  | HYDRO | n/a | 34 | 46 |  |  |  |  | CAISO_Hydro | 1
NQC List and Master Generating Capability List | SAMPSN_6_KELCO1 |  | San Diego-IV | San Diego | KELCO QUALIFYING FACILITY |  | C_P_Kelco1 | COGENERATION | CT-NatGas-Industrial | 25 | 1.74 |  |  |  |  | CAISO_CHP | 1
NQC List and Master Generating Capability List | SAMPSN_6_KELCO1 |  | San Diego-IV | San Diego | KELCO QUALIFYING FACILITY |  | C_P_Kelco2 | COGENERATION | CT-NatGas-Industrial | 25 | 1.74 |  |  |  |  | CAISO_CHP | 1
NQC List and Master Generating Capability List | SAMPSN_6_KELCO1 |  | San Diego-IV | San Diego | KELCO QUALIFYING FACILITY |  | C_P_Kelco3 | COGENERATION | CT-NatGas-Industrial | 25 | 1.74 |  |  |  |  | CAISO_CHP | 1
NQC List and Master Generating Capability List | SARGNT_2_UNIT |  | CAISO System |  | SARGENT CANYON COGEN. COMPANY |  | Sargent_Canyon | COGENERATION | CT-NatGas-Industrial | [6 empty] | CAISO_CHP | 1
NQC List and Master Generating Capability List | SAUGUS_6_PTCHGN |  | Big Creek-Ventura | Big Creek | COUNTY OF LOS ANGELES -- PITCHLE |  | PitchesHnrRanch | COGENERATION | CT-NatGas-Aero | [6 empty] | CAISO_CHP | 1
NQC List and Master Generating Capability List | SAUGUS_6_QF |  | Big Creek-Ventura | Big Creek | SAUGUS QFS |  |  | HYDRO | n/a | 2.19 | 0.62 |  |  |  |  | CAISO_Hydro | 1
NQC List and Master Generating Capability List | SBERDO_2_PSP3 |  | LA Basin | Eastern | Mountainview Gen Sta. Unit 3 |  | MtnviewCC3-Total | THERMAL | CCWhole-NatGas-Industrial | 555 | 555 |  |  |  |  | CAISO_CCGT1 | 1
NQC List and Master Generating Capability List | SBERDO_2_PSP4 |  | LA Basin | Eastern | Mountainview Gen Sta. Unit 4 |  | MtnviewCC4-Total | THERMAL | CCWhole-NatGas-Industrial | 202 | 555 |  |  |  |  | CAISO_CCGT1 | 1
NQC List and Master Generating Capability List | SBERDO_2_QF |  | LA Basin | Eastern | SAN BERADINO QFS |  |  | COGENERATION | n/a | 10.6 | 0.09 |  |  |  |  | CAISO_CHP | 1
NQC List and Master Generating Capability List | PALOMR_2_PL1X3 |  | San Diego-IV | San Diego | Palomar Energy Center |  | PalomarCC-Total | THERMAL | CCWhole-NatGas-Industrial | 575 | 565.61 |  |  |  |  | CAISO_CCGT1 | 1
NQC List and Master Generating Capability List | SEARLS_7_ARGUS |  | CAISO System |  | NORTH AMERICAN ARGUS |  | Argus_Cogen8 | COGENERATION | ST-Coal | 19 | 3.96 |  |  |  |  | CAISO_CHP | 1
NQC List and Master Generating Capability List | SEARLS_7_ARGUS |  | CAISO System |  | NORTH AMERICAN ARGUS |  | Argus_Cogen9 | COGENERATION | ST-Coal | 19 | 3.96 |  |  |  |  | CAISO_CHP | 1
NQC List and Master Generating Capability List | PIOPIC_2_CTG1 |  | San Diego-IV | San Diego | Pio Pico Unit 1 |  | PioPicoEnergyCenter1 | UNKNOWN | CT-NatGas-Aero | 111.3 | 111.3 |  |  |  |  | CAISO_Peaker1 | 1
NQC List and Master Generating Capability List | PIOPIC_2_CTG2 |  | San Diego-IV | San Diego | Pio Pico Unit 2 |  | PioPicoEnergyCenter2 | UNKNOWN | CT-NatGas-Aero | 112.7 | 112.7 |  |  |  |  | CAISO_Peaker1 | 1
NQC List and Master Generating Capability List | PIOPIC_2_CTG3 |  | San Diego-IV | San Diego | Pio Pico Unit 3 |  | PioPicoEnergyCenter3 | UNKNOWN | CT-NatGas-Aero | 112 | 112 |  |  |  |  | CAISO_Peaker1 | 1
NQC List and Master Generating Capability List | RVSIDE_6_SPRING |  | LA Basin | Eastern | SPRINGS GENERATION PROJECT AGGREGATE |  | Springs1 | PEAKER | CT-NatGas-Aero | 36 | 36 |  |  |  |  | CAISO_Peaker1 | 1
NQC List and Master Generating Capability List | RVSIDE_6_SPRING |  | LA Basin | Eastern | SPRINGS GENERATION PROJECT AGGREGATE |  | Springs2 | PEAKER | CT-NatGas-Aero | 36 | 36 |  |  |  |  | CAISO_Peaker1 | 1
NQC List and Master Generating Capability List | RVSIDE_6_SPRING |  | LA Basin | Eastern | SPRINGS GENERATION PROJECT AGGREGATE |  | Springs3 | PEAKER | CT-NatGas-Aero | 36 | 36 |  |  |  |  | CAISO_Peaker1 | 1
NQC List and Master Generating Capability List | RVSIDE_6_SPRING |  | LA Basin | Eastern | SPRINGS GENERATION PROJECT AGGREGATE |  | Springs4 | PEAKER | CT-NatGas-Aero | 36 | 36 |  |  |  |  | CAISO_Peaker1 | 1
NQC List and Master Generating Capability List | DREWS_6_PL1X4 |  | LA Basin | Eastern | DREWS UNIT AGGREGATE |  | Drews1 | PEAKER | CT-NatGas-Aero | 10.8 | 36 |  |  |  |  | CAISO_Peaker1 | 1
NQC List and Master Generating Capability List | SGREGY_6_SANGER |  | Fresno | Wilson | DYNAMIS COGEN |  | AlgonquinCC-Total | COGENERATION | CCWhole-NatGas-Aero | 48.3 | 48.08 |  |  |  |  | CAISO_CHP | 1
NQC List and Master Generating Capability List | DREWS_6_PL1X4 |  | LA Basin | Eastern | DREWS UNIT AGGREGATE |  | Drews2 | PEAKER | CT-NatGas-Aero | 10.8 | 36 |  |  |  |  | CAISO_Peaker1 | 1
NQC List and Master Generating Capability List | DREWS_6_PL1X4 |  | LA Basin | Eastern | DREWS UNIT AGGREGATE |  | Drews3 | PEAKER | CT-NatGas-Aero | 10.8 | 36 |  |  |  |  | CAISO_Peaker1 | 1
NQC List and Master Generating Capability List | SLUISP_2_UNITS |  | CAISO System |  | SAN LUIS (GIANELLI) PUMP-GEN (AGGREGATE) |  |  | HYDRO | n/a | 53 | 37.65 |  |  |  |  | CAISO_PS | 1
NQC List and Master Generating Capability List | DREWS_6_PL1X4 |  | LA Basin | Eastern | DREWS UNIT AGGREGATE |  | Drews4 | PEAKER | CT-NatGas-Aero | 10.8 | 36 |  |  |  |  | CAISO_Peaker1 | 1
NQC List and Master Generating Capability List | SNCLRA_2_SPRHYD |  | Big Creek-Ventura |  | Springville Hydroelectric Generator |  |  | HYDRO | n/a | 1 | 0.12 |  |  |  |  | CAISO_Hydro | 1
NQC List and Master Generating Capability List | SNCLRA_2_UNIT1 |  | Big Creek-Ventura |  | New Indy Oxnard |  | OxnardPaperMill | COGENERATION | CT-NatGas-Aero | 27.8 | 15.94 |  |  |  |  | CAISO_CHP | 1
NQC List and Master Generating Capability List | SNCLRA_6_OXGEN |  | Big Creek-Ventura | Ventura, S.Clara, Moorpark | E.F. OXNARD INCORPORATED |  | EF_Oxnard | COGENERATION | CT-NatGas-Aero | 48.5 | 32.48 |  |  |  |  | CAISO_CHP | 1
NQC List and Master Generating Capability List | SNCLRA_6_PROCGN |  | Big Creek-Ventura | Ventura, S.Clara, Moorpark | PROCTER AND GAMBLE OXNARD II |  | Oxnard_GEN2 | COGENERATION | CT-NatGas-Aero | 49.5 | 45.25 |  |  |  |  | CAISO_CHP | 1
NQC List and Master Generating Capability List | SOUTH_2_UNIT |  | CAISO System |  | SOUTH HYDRO |  |  | HYDRO | n/a | 7.1 | 1.53 |  |  |  |  | CAISO_Hydro | 1
NQC List and Master Generating Capability List | SPBURN_7_SNOWMT |  | CAISO System |  | SPBURN_7_SNOWMT |  |  | HYDRO | n/a | 3 | 0 |  |  |  |  | CAISO_Hydro | 1
NQC List and Master Generating Capability List | SRINTL_6_UNIT |  | Bay Area | None | SRI INTERNATIONAL |  | SRI_Int_Cgn | COGENERATION | CT-NatGas-Aero | 6.9 | 0.75 |  |  |  |  | CAISO_CHP | 1
NQC List and Master Generating Capability List | STANIS_7_UNIT 1 |  | Stockton | Tesla-Bellota, Stanislaus | STANISLAUS HYDRO |  |  | HYDRO | n/a | 91 | 91 |  |  |  |  | CAISO_Hydro | 1
NQC List and Master Generating Capability List | STAUFF_1_UNIT |  | Bay Area | None | RHODIA INC. (RHONE-POULENC) |  | MartinezRegen | COGENERATION | ST-Other | 4.6 | 0.01 |  |  |  |  | CAISO_CHP | 1
NQC List and Master Generating Capability List | CENTRY_6_PL1X4 |  | LA Basin | Eastern | CENTURY GENERATING PLANT (AGGREGATE) |  | Century1 | PEAKER | CT-NatGas-Aero | 41.4 | 36 |  |  |  |  | CAISO_Peaker1 | 1
NQC List and Master Generating Capability List | STOILS_1_UNITS |  | Bay Area | Pittsburg | Chevron Richmond Refinery |  | RichmondCgn2 | COGENERATION | ST-NatGas | 62.5 | 0.07 |  |  |  |  | CAISO_CHP | 1
NQC List and Master Generating Capability List | STOILS_1_UNITS |  | Bay Area | Pittsburg | Chevron Richmond Refinery |  | RichmondCgn1 | COGENERATION | ST-NatGas | 62.5 | 0.07 |  |  |  |  | CAISO_CHP | 1
NQC List and Master Generating Capability List | STOREY_2_MDRCH2 |  | Fresno |  | Madera-Chowchilla Two |  |  | HYDRO | n/a | 0.56 | 0.15 |  |  |  |  | CAISO_Hydro | 1
NQC List and Master Generating Capability List | STOREY_2_MDRCH3 |  | Fresno |  | Madera-Chowchilla Three |  |  | HYDRO | n/a | 0.42 | 0.05 |  |  |  |  | CAISO_Hydro | 1
NQC List and Master Generating Capability List | STOREY_7_MDRCHW |  | Fresno | Wilson | Madera Canal Site 980 |  |  | HYDRO | n/a | 1.84 | 0.42 |  |  |  |  | CAISO_Hydro | 1
NQC List and Master Generating Capability List | CENTRY_6_PL1X4 |  | LA Basin | Eastern | CENTURY GENERATING PLANT (AGGREGATE) |  | Century2 | PEAKER | CT-NatGas-Aero | 41.4 | 36 |  |  |  |  | CAISO_Peaker1 | 1
NQC List and Master Generating Capability List | CENTRY_6_PL1X4 |  | LA Basin | Eastern | CENTURY GENERATING PLANT (AGGREGATE) |  | Century3 | PEAKER | CT-NatGas-Aero | 41.4 | 36 |  |  |  |  | CAISO_Peaker1 | 1
NQC List and Master Generating Capability List | CENTRY_6_PL1X4 |  | LA Basin | Eastern | CENTURY GENERATING PLANT (AGGREGATE) |  | Century4 | PEAKER | CT-NatGas-Aero | 41.4 | 36 |  |  |  |  | CAISO_Peaker1 | 1
NQC List and Master Generating Capability List | SYCAMR_2_UNIT 1 |  | Big Creek-Ventura | Big Creek | Sycamore Cogeneration Unit 1 |  | Sycamore_CgnAB | COGENERATION | CT-NatGas-Industrial | 80 | 77.99 |  |  |  |  | CAISO_CHP | 1
NQC List and Master Generating Capability List | MALAGA_1_PL1X2 |  | Fresno | Wilson, Herndon | Malaga Power Aggregate |  | KingsRiverGT1 | THERMAL | CT-NatGas-Aero | 48.5 | 96 |  |  |  |  | CAISO_Peaker1 | 1
NQC List and Master Generating Capability List | SYCAMR_2_UNIT 3 |  | Big Creek-Ventura | Big Creek | Sycamore Cogeneration Unit 3 |  | Sycamore_CgnCG | COGENERATION | CT-NatGas-Industrial | 80 | 80 |  |  |  |  | CAISO_CHP | 1
NQC List and Master Generating Capability List | VERNON_6_GONZL2 |  | LA Basin | Western | H. Gonzales Unit #2 |  | H._Gonzales_G2 | PEAKER | CT-NatGas-Aero | 5.75 | 5.75 |  |  |  |  | CAISO_Peaker1 | 1
NQC List and Master Generating Capability List | TANHIL_6_SOLART |  | CAISO System |  | BERRY PETROLEUM COGEN 18 AGGREGATE |  | BerryTanneHills18-1 | COGENERATION | CT-NatGas-Aero | 17 | 10.27 |  |  |  |  | CAISO_CHP | 1
NQC List and Master Generating Capability List | TANHIL_6_SOLART |  | CAISO System |  | BERRY PETROLEUM COGEN 18 AGGREGATE |  | BerryTanneHills18-2 | COGENERATION | CT-NatGas-Aero | 17 | 10.27 |  |  |  |  | CAISO_CHP | 1
NQC List and Master Generating Capability List | TBLMTN_6_QF |  | CAISO System |  | SMALL QF AGGREGATION - PARADISE |  |  | HYDRO | n/a | 1.7 | 0.22 |  |  |  |  | CAISO_Hydro | 1
NQC List and Master Generating Capability List | TENGEN_2_PL1X2 |  | Big Creek-Ventura | Big Creek | Berry Cogen 42 |  | BerryPlaceritaCogen1 | COGENERATION | CT-NatGas-Aero | 22.7 | 37.59 |  |  |  |  | CAISO_CHP | 1
NQC List and Master Generating Capability List | TENGEN_2_PL1X2 |  | Big Creek-Ventura | Big Creek | Berry Cogen 42 |  | BerryPlaceritaCogen2 | COGENERATION | CT-NatGas-Aero | 22.7 | 37.59 |  |  |  |  | CAISO_CHP | 1
NQC List and Master Generating Capability List | TESLA_1_QF |  | CAISO System |  | SMALL QF AGGREGATION - STOCKTON |  |  | HYDRO | n/a | 2 | 0.25 |  |  |  |  | CAISO_Hydro | 1
NQC List and Master Generating Capability List | TIDWTR_2_UNITS |  | Bay Area | Pittsburg | MARTINEZ COGEN LIMITED PARTNERSHIP |  | MartinezCC-Total | COGENERATION | CCWhole-NatGas-Aero | 114.8 | 8.61 |  |  |  |  | CAISO_CHP | 1
NQC List and Master Generating Capability List | TIGRCK_7_UNITS |  | CAISO System |  | TIGER CREEK HYDRO AGGREGATE |  |  | HYDRO | n/a | 31 | 62 |  |  |  |  | CAISO_Hydro | 1
NQC List and Master Generating Capability List | TKOPWR_6_HYDRO |  | CAISO System |  | Bear Creek Hydroelectric Project |  |  | HYDRO | n/a | 2.83 | 0 |  |  |  |  | CAISO_Hydro | 1
NQC List and Master Generating Capability List | TXMCKT_6_UNIT |  | CAISO System |  | McKittrick Cogen |  | McKittrick1_RP | COGENERATION | CT-NatGas-Aero | 11.2 | 2.13 |  |  |  |  | CAISO_CHP | 1
NQC List and Master Generating Capability List | TXMCKT_6_UNIT |  | CAISO System |  | McKittrick Cogen |  | McKittrick2_RP | COGENERATION | CT-NatGas-Aero | 11.2 | 2.13 |  |  |  |  | CAISO_CHP | 1
NQC List and Master Generating Capability List | UNCHEM_1_UNIT |  | Bay Area | Pittsburg | CONTRA COSTA CARBON PLANT |  | Phillips_Carbon | COGENERATION | ST-Coal | 19 | 10.21 |  |  |  |  | CAISO_CHP | 1
NQC List and Master Generating Capability List | UNOCAL_1_UNITS |  | Bay Area | Pittsburg | TOSCO (RODEO PLANT) |  | Phillips_RodeoC | COGENERATION | CT-NatGas-Aero | 49.85 | 0.31 |  |  |  |  | CAISO_CHP | 1
NQC List and Master Generating Capability List | UNOCAL_1_UNITS |  | Bay Area | Pittsburg | TOSCO (RODEO PLANT) |  | Phillips_RodeoB | COGENERATION | CT-NatGas-Aero | 49.85 | 0.31 |  |  |  |  | CAISO_CHP | 1
NQC List and Master Generating Capability List | UNOCAL_1_UNITS |  | Bay Area | Pittsburg | TOSCO (RODEO PLANT) |  | Phillips_RodeoA | COGENERATION | CT-NatGas-Aero | 49.85 | 0.31 |  |  |  |  | CAISO_CHP | 1
NQC List and Master Generating Capability List | UNVRSY_1_UNIT 1 |  | CAISO System |  | Berry Cogen 38 - Unit 1 |  |  | COGENERATION | n/a | 38 | 34.36 |  |  |  |  | CAISO_CHP | 1
NQC List and Master Generating Capability List | VERNON_6_GONZL1 |  | LA Basin | Western | H. Gonzales Unit #1 |  | H._Gonzales_G1 | PEAKER | CT-NatGas-Aero | 5.75 | 5.75 |  |  |  |  | CAISO_Peaker1 | 1
NQC List and Master Generating Capability List | VALLEY_5_PERRIS |  | LA Basin | Eastern | MWD Perris Hydroelectric Recovery Plant |  |  | HYDRO | n/a | 7.94 | 7.94 |  |  |  |  | CAISO_Hydro | 1
NQC List and Master Generating Capability List | VALLEY_5_REDMTN |  | LA Basin | Eastern | MWD Red Mountain Hydroelectric Recovery |  |  | HYDRO | n/a | 5.9 | 3.57 |  |  |  |  | CAISO_Hydro | 1
NQC List and Master Generating Capability List | VEDDER_1_SEKERN |  | Kern | South Kern PP, Kern Oil | TEXACO EXPLORATION & PROD (SE KERN RIVER |  | SEKernRiverCgn1 | COGENERATION | CT-NatGas-Aero | 34.47 | 0.73 |  |  |  |  | CAISO_CHP | 1
NQC List and Master Generating Capability List | KERNFT_1_UNITS |  | Kern | South Kern PP | KERN FRONT LIMITED |  | Kern_Front_KF1 | COGENERATION | CT-NatGas-Aero | 52.4 | 49.11 |  |  |  |  | CAISO_CHP | 1
NQC List and Master Generating Capability List | KERNFT_1_UNITS |  | Kern | South Kern PP | KERN FRONT LIMITED |  | Kern_Front_KF2 | COGENERATION | CT-NatGas-Aero | 52.4 | 49.11 |  |  |  |  | CAISO_CHP | 1
NQC List and Master Generating Capability List | GILROY_1_UNIT |  | Bay Area | Llagas, South Bay-Moss Landing | GILROY COGEN AGGREGATE |  | GilroyCC-Total | COGENERATION | CCWhole-NatGas-Industrial | 120 | 110 |  |  |  |  | CAISO_CCGT1 | 1
NQC List and Master Generating Capability List | VESTAL_2_KERN |  | Big Creek-Ventura | Big Creek, Vestal | KERN RIVER PH 3 UNITS 1 & 2 AGGREGATE |  |  | HYDRO | n/a | 36.8 | 6.88 |  |  |  |  | CAISO_Hydro | 1
NQC List and Master Generating Capability List | CSCCOG_1_UNIT 1 |  | Bay Area | San Jose, South Bay-Moss Landing | SANTA CLARA CO-GEN |  | Santa_ClaraCgn1 | COGENERATION | CT-NatGas-Aero | 7 | 6 |  |  |  |  | CAISO_Peaker1 | 1
NQC List and Master Generating Capability List | VILLPK_2_VALLYV |  | LA Basin | Western | MWD Valley View Hydroelectric Recovery P |  |  | HYDRO | n/a | 4.1 | 4.1 |  |  |  |  | CAISO_Hydro | 1
NQC List and Master Generating Capability List | VILLPK_6_MWDYOR |  | LA Basin | Western | Yorba Linda Hydroelectric Recovery Plant |  |  | HYDRO | n/a | 5.1 | 3.4 |  |  |  |  | CAISO_Hydro | 1
NQC List and Master Generating Capability List | VOLTA_6_BAILCK |  | CAISO System |  |  |  |  | HYDRO | n/a | 0.63 | 0 |  |  |  |  | CAISO_Hydro | 1
NQC List and Master Generating Capability List | VOLTA_6_DIGHYD |  | CAISO System |  | Digger Creek Ranch Hydro |  |  | HYDRO | n/a | 0.6 | 0.31 |  |  |  |  | CAISO_Hydro | 1
NQC List and Master Generating Capability List | VOLTA_7_QFUNTS |  | CAISO System |  | VOLTA_7_QFUNTS |  |  | HYDRO | n/a | 1.3 | 0.06 |  |  |  |  | CAISO_Hydro | 1
NQC List and Master Generating Capability List | CSCCOG_1_UNIT 1 |  | Bay Area | San Jose, South Bay-Moss Landing | SANTA CLARA CO-GEN |  | Santa_ClaraCgn2 | COGENERATION | CT-NatGas-Aero | 7 | 6 |  |  |  |  | CAISO_Peaker1 | 1
NQC List and Master Generating Capability List | SUNSET_2_UNITS |  | CAISO System |  | MIDWAY SUNSET COGENERATION PLANT |  | MidwaySunsetA | COGENERATION | CT-NatGas-Industrial | 248 | 232.23 |  |  |  |  | CAISO_Peaker1 | 1
NQC List and Master Generating Capability List | SUNSET_2_UNITS |  | CAISO System |  | MIDWAY SUNSET COGENERATION PLANT |  | MidwaySunsetB | COGENERATION | CT-NatGas-Industrial | 248 | 232.23 |  |  |  |  | CAISO_Peaker1 | 1
NQC List and Master Generating Capability List | SUNSET_2_UNITS |  | CAISO System |  | MIDWAY SUNSET COGENERATION PLANT |  | MidwaySunsetC | COGENERATION | CT-NatGas-Industrial | 248 | 232.23 |  |  |  |  | CAISO_Peaker1 | 1
NQC List and Master Generating Capability List | SYCAMR_2_UNIT 2 |  | Big Creek-Ventura | Big Creek | Sycamore Cogeneration Unit 2 |  | Sycamore_CgnBG | COGENERATION | CT-NatGas-Industrial | 80 | 80 |  |  |  |  | CAISO_Peaker1 | 1
NQC List and Master Generating Capability List | WARNE_2_UNIT |  | Big Creek-Ventura | Big Creek | WARNE HYDRO AGGREGATE |  |  | HYDRO | n/a | 39.1 | 20.26 |  |  |  |  | CAISO_Hydro | 1
NQC List and Master Generating Capability List | WDLEAF_7_UNIT 1 |  | Sierra | Drum-Rio Oso, South of Table Mountain | WOODLEAF HYDRO |  |  | HYDRO | n/a | 60 | 60 |  |  |  |  | CAISO_Hydro | 1
NQC List and Master Generating Capability List | SYCAMR_2_UNIT 4 |  | Big Creek-Ventura | Big Creek | Sycamore Cogeneration Unit 4 |  | Sycamore_CgnDG | COGENERATION |  |  | 80 |  |  |  |  | CAISO_Peaker1 | 1
NQC List and Master Generating Capability List | WRGHTP_7_AMENGY |  | Fresno | Wilson | SMALL QF AGGREGATION - LOS BANOS |  |  | HYDRO |  | 2.5 | 0.62 |  |  |  |  | CAISO_Hydro | 1
NQC List and Master Generating Capability List | OMAR_2_UNIT 1 |  | Big Creek-Ventura | Big Creek | KERN RIVER COGENERATION CO. UNIT 1 |  | KernRiverCgn1 | COGENERATION |  | 78 | 72.34 |  |  |  |  | CAISO_Peaker1 | 1
NQC List and Master Generating Capability List | OMAR_2_UNIT 2 |  | Big Creek-Ventura | Big Creek | KERN RIVER COGENERATION CO. UNIT 2 |  | KernRiverCgn2 | COGENERATION |  | 78.11 | 72.82 |  |  |  |  | CAISO_Peaker1 | 1
NQC List and Master Generating Capability List | OMAR_2_UNIT 3 |  | Big Creek-Ventura | Big Creek | KERN RIVER COGENERATION CO. UNIT 3 |  | KernRiverCgn3 | COGENERATION |  | 81.41 | 75.76 |  |  |  |  | CAISO_Peaker1 | 1
NQC List and Master Generating Capability List | OMAR_2_UNIT 4 |  | Big Creek-Ventura | Big Creek | KERN RIVER COGENERATION CO. UNIT 4 |  | KernRiverCgn4 | COGENERATION |  | 81.44 | 81.44 |  |  |  |  | CAISO_Peaker1 | 1
NQC List and Master Generating Capability List | SMPRIP_1_SMPSON |  | CAISO System |  | Ripon Cogeneration Unit 1 |  | Ripon_Mill_GEN1 | COGENERATION |  | 46.05 | 46.05 |  |  |  |  | CAISO_Peaker1 | 1
TEPPC 2026 Common Case | n/a (Palo Verde) |  | External |  | Palo_Verde_1 (CAISO Share) |  | Palo_Verde_1 | NUCLEAR | [7 empty] | CAISO_Nuclear | 1
TEPPC 2026 Common Case | n/a (Palo Verde) |  | External |  | Palo_Verde_2 (CAISO Share) |  | Palo_Verde_2 | NUCLEAR | [7 empty] | CAISO_Nuclear | 1
TEPPC 2026 Common Case | n/a (Palo Verde) |  | External |  | Palo_Verde_3 (CAISO Share) |  | Palo_Verde_3 | NUCLEAR | [7 empty] | CAISO_Nuclear | 1
TEPPC 2026 Common Case | n/a (Hoover share) |  | External |  | Hoover (CAISO Share) |  |  | HYDRO | [7 empty] | CAISO_Hydro | 1
NQC List and Master Generating Capability List | GLNARM_2_UNIT 5 |  | LA Basin | Western | GLENARM UNIT 5 |  | Glenarm_GT5 | UNKNOWN |  | 65.81 | 65 |  |  |  |  | CAISO_Peaker2 | 1
A.14-11-018 | TBD (Puente) |  | Big Creek-Ventura |  | Puente Power Project |  |  | UNKNOWN |  |  |  | 262 |  |  |  | CAISO_Peaker1 | 1
D.15-11-041 | TBD (Alamitos) |  | LA Basin | Western | Alamitos |  |  | UNKNOWN |  |  |  | 640 |  |  |  | CAISO_CCGT1 | 1
D.15-11-041 | TBD (HuntingtonBeach) |  | LA Basin | Western | Huntington Beach |  |  | UNKNOWN |  |  |  | 644 |  |  |  | CAISO_CCGT1 | 1
D.15-11-041 | TBD (Stanton) |  | LA Basin |  | Stanton Peaker Facility |  |  | UNKNOWN |  |  |  | 98 |  |  |  | CAISO_Peaker1 | 1
D.15-11-041 | TBD (Encina) |  | San Diego-IV | San Diego | Encina Gas Peaker |  |  | UNKNOWN |  |  |  | 500 |  |  |  | CAISO_Peaker1 | 1
Oct 2016 IOU Contracts Database | CSTRVL_7_QFUNTS | PG10009 |  |  | Monterey Regional Water | PG&E |  |  |  | 2 | 0.05 | 1.74 | 0.24 | 1 | 0.24 | Biomass |  | 1
Oct 2016 IOU Contracts Database |  | PG10015 |  |  | City Of Watsonville | PG&E | [5 empty] | 0.55 | 0.07 | 1 | 0.07 | Biomass |  | 1
Oct 2016 IOU Contracts Database | CSTOGA_6_LNDFIL | PG10020 |  |  | Clover Flat LFG | PG&E |  |  |  | 0.85 | 0 | 0.848 | 5.747 | 1 | 5.747 | Biomass |  | 1
Oct 2016 IOU Contracts Database |  | PG1013 |  |  | Gas Recovery Sys. (American Cyn) | PG&E | [5 empty] | 1.5 | 7.785 | 1 | 7.785 | Biomass |  | 1
Oct 2016 IOU Contracts Database |  | PG1016 |  |  | Gas Recovery Sys. (Newby Island 2) | PG&E | [5 empty] | 4.2 | 25.952 | 1 | 25.952 | Biomass |  | 1
Oct 2016 IOU Contracts Database | USWND4_2_UNITS | PG1024 |  |  | Waste Management Renewable Energy | PG&E | [5 empty] | 13.2 | 44.407 | 1 | 44.407 | Biomass |  | 1
Oct 2016 IOU Contracts Database | SANLOB_1_LNDFIL | PG1025 |  |  | Toro SLO Landfill | PG&E |  |  |  | 1.5 | 0 | 1.5 | 11.2 | 1 | 11.2 | Biomass |  | 1
Oct 2016 IOU Contracts Database |  | PG1029 |  |  | Blake's Landing - 80kW Generator | PG&E | [5 empty] | 0.08 | 0.6 | 1 | 0.6 | Biomass |  | 1
Oct 2016 IOU Contracts Database |  | PG1030 |  |  | Castelanelli Bros. Biogas | PG&E | [5 empty] | 0.3 | 1.3 | 1 | 1.3 | Biomass |  | 1
Oct 2016 IOU Contracts Database | SISQUC_1_SMARIA | PG1031 |  |  | Santa Maria II | PG&E |  |  |  | 1.42 | 1.03 | 1.42 | 12.439 | 1 | 12.439 | Biomass |  | 1
Oct 2016 IOU Contracts Database | OLDRIV_6_BIOGAS | PG1034 |  |  | ABEC Bidart-Old River LLC | PG&E |  |  |  | 2 | 1.67 | 1.84 | 12.95 | 1 | 12.95 | Biomass |  | 1
Oct 2016 IOU Contracts Database | TUPMAN_1_BIOGAS | PG1035 |  |  | ABEC Bidart-Stockdale LLC | PG&E |  |  |  | 0.6 | 0.21 | 0.6 | 1.4 | 1 | 1.4 | Biomass |  | 1
Oct 2016 IOU Contracts Database | PEABDY_2_LNDFL1 | PG1046 |  |  | Potrero Hills Landfill | PG&E |  |  |  | 8 | 7.09 | 8 | 56.1 | 1 | 56.1 | Biomass |  | 1
Oct 2016 IOU Contracts Database | SUNSHN_2_LNDFL | PG1049 |  |  | Sunshine Landfill | PG&E |  |  |  | 4.6 | 15.4 | 18.96 | 132.87 | 1 | 132.87 | Biomass |  | 1
Oct 2016 IOU Contracts Database | PACLUM_6_UNIT | PG2000 |  |  | Eel River Power LLC | PG&E |  |  |  | 28.8 | 15.4 | 28.8 | 113.674 | 1 | 113.674 | Biomass |  | 1
Oct 2016 IOU Contracts Database | BURNYF_2_UNIT 1 | PG2001 |  |  | Burney Forest Products | PG&E |  |  |  | 31 | 28.19 | 31 | 212.555 | 1 | 212.555 | Biomass |  | 1
Oct 2016 IOU Contracts Database | COLPIN_6_COLLNS | PG2002 |  |  | Collins Pine | PG&E | [5 empty] | 12 | 27.909 | 1 | 27.909 | Biomass |  | 1
Oct 2016 IOU Contracts Database | MENBIO_6_UNIT | PG2003 |  |  | Covanta Mendota L. P. | PG&E | [5 empty] | 25 | 169.974 | 1 | 169.974 | Biomass |  | 1
Oct 2016 IOU Contracts Database | FAIRHV_6_UNIT | PG2004 |  |  | DG Fairhaven Power, LLC | PG&E |  |  |  | 18.75 | 13.95 | 17.25 | 102.661 | 1 | 102.661 | Biomass |  | 1
Oct 2016 IOU Contracts Database | BIOMAS_1_UNIT 1 | PG2006 |  |  | Woodland Biomass | PG&E |  |  |  | 25.5 | 23.33 | 25 | 175 | 1 | 175 | Biomass |  | 1
Oct 2016 IOU Contracts Database |  | PG2007 |  |  | HL Power | PG&E | [5 empty] | 32 | 166.019 | 1 | 166.019 | Biomass |  | 1
Oct 2016 IOU Contracts Database | ULTPCH_1_UNIT 1 | PG2012 |  |  | Pacific-Ultrapower Chinese Station | PG&E |  |  |  | 18 | 15.85 | 22 | 127.398 | 1 | 127.398 | Biomass |  | 1
Oct 2016 IOU Contracts Database | ULTPFR_1_UNIT 1 | PG2014 |  |  | Rio Bravo Fresno | PG&E |  |  |  | 24.3 | 19.04 | 26.5 | 170.282 | 1 | 170.282 | Biomass |  | 1
Oct 2016 IOU Contracts Database | ULTRCK_2_UNIT | PG2015 |  |  | Rio Bravo Rocklin | PG&E |  |  |  | 24.4 | 18.47 | 25 | 168.097 | 1 | 168.097 | Biomass |  | 1
Oct 2016 IOU Contracts Database | THMENG_1_UNIT 1 | PG2022 |  |  | Thermal Energy Dev. Corp. | PG&E | [5 empty] | 21 | 142.518 | 1 | 142.518 | Biomass |  | 1
Oct 2016 IOU Contracts Database | WSENGY_1_UNIT 1 | PG2025 |  |  | Wheelabrator Shasta | PG&E |  |  |  | 50 | 41.18 | 54.9 | 388.822 | 1 | 388.822 | Biomass |  | 1
Oct 2016 IOU Contracts Database | WADHAM_6_UNIT | PG2026 |  |  | Wadham Energy LP | PG&E |  |  |  | 29.07 | 24.29 | 26.5 | 141 | 1 | 141 | Biomass |  | 1
Oct 2016 IOU Contracts Database |  | PG2027 |  |  | Sierra Pacific Industries (SPI) REC Purchase Amended & Restated | PG&E | [5 empty] | 0 | 100 | 1 | 100 | Biomass |  | 1
Oct 2016 IOU Contracts Database | MTNPOS_1_UNIT | PG2029 |  |  | Mt. Poso | PG&E |  |  |  | 46.64 | 33.05 | 44 | 234.7655 | 1 | 234.7655 | Biomass |  | 1
Oct 2016 IOU Contracts Database | ELNIDP_6_BIOMAS | PG2031 |  |  | El Nido Biomass Facility | PG&E |  |  |  | 10.5 | 8.93 | 9 | 72 | 1 | 72 | Biomass |  | 1
Oct 2016 IOU Contracts Database | CHWCHL_1_BIOMAS | PG2032 |  |  | Chowchilla Biomass Facility | PG&E |  |  |  | 10.8 | 9.64 | 9 | 72 | 1 | 72 | Biomass |  | 1
Oct 2016 IOU Contracts Database | COGNAT_1_UNIT | PG2048 |  |  | DTE Stockton | PG&E |  |  |  | 45 | 45 | 44.5 | 315 | 1 | 315 | Biomass |  | 1
Oct 2016 IOU Contracts Database |  | PG2050 |  |  | Ortigalita Power Company (Madera Project) | PG&E | [5 empty] | 0.75 | 5.585 | 1 | 5.585 | Biomass |  | 1
Oct 2016 IOU Contracts Database | SPIAND_1_ANDSN2 | PG2800 |  |  | SPI Biomass Portfolio | PG&E |  |  |  | 27.15 | 19.52 | 58 | 346 | 1 | 346 | Biomass |  | 1
Oct 2016 IOU Contracts Database | WINAMD_6_UNIT 1 | PG30009 |  |  | Amedee Geothermal Venture 1 PURPA | PG&E | [5 empty] | 0.69 | 3.5 | 1 | 3.5 | Geothermal |  | 1
Oct 2016 IOU Contracts Database |  | PG3008 |  |  | Wendel Energy Operations 1, LLC | PG&E | [5 empty] | 0.7 | 3.137 | 1 | 3.137 | Geothermal |  | 1
Oct 2016 IOU Contracts Database | ADLIN_1_UNITS | PG3009 |  |  | Geysers - 2010 - 50/250/425 MW | PG&E |  |  |  | 22 | 16 | 250 | 2080 | 1 | 2080 | Geothermal |  | 1
Oct 2016 IOU Contracts Database |  | PG3010 |  |  | Geysers 2008 (175 MW) | PG&E | [5 empty] | 175 | 1533 | 1 | 1533 | Geothermal |  | 1
Oct 2016 IOU Contracts Database | CONTRL_1_CASAD1 | PG3028 |  |  | Mammoth G1 - RAM 2 | PG&E |  |  |  | 10 | 6.05 | 7.5 | 52.82 | 1 | 52.82 | Geothermal |  | 1
Oct 2016 IOU Contracts Database | CONTRL_1_CASAD3 | PG3029 |  |  | Mammoth G3 - RAM 1 | PG&E |  |  |  | 14 | 8.47 | 14 | 98.51 | 1 | 98.51 | Geothermal |  | 1
Oct 2016 IOU Contracts Database | RIOOSO_1_QF | PG40002 |  |  | Swiss America | PG&E |  |  |  | 1.7 | 1.08 | 0.1 | 0.286 | 1 | 0.286 | Small_Hydro |  | 1
Oct 2016 IOU Contracts Database | FTSWRD_7_QFUNTS | PG40003 |  |  | Tom Benninghoven | PG&E |  |  |  | 1.6 | 0 | 0.025 | 0.078 | 1 | 0.078 | Small_Hydro |  | 1
Oct 2016 IOU Contracts Database | CTNWDP_1_QF | PG40007 |  |  | Hat Creek Hereford Ranch | PG&E |  |  |  | 0.5 | 0.01 | 0.1 | 0.311 | 1 | 0.311 | Small_Hydro |  | 1
Oct 2016 IOU Contracts Database | RIOOSO_1_QF | PG40011 |  |  | Charcoal Ravine | PG&E |  |  |  | 1.7 | 1.08 | 0.075 | 0.019 | 1 | 0.019 | Small_Hydro |  | 1
Oct 2016 IOU Contracts Database | TBLMTN_6_QF | PG40016 |  |  | James B. Peter | PG&E |  |  |  | 1.7 | 0.22 | 0.015 | 0.118 | 1 | 0.118 | Small_Hydro |  | 1
Oct 2016 IOU Contracts Database | VOLTA_7_QFUNTS | PG40018 |  |  | Sutter's Mill | PG&E |  |  |  | 1.3 | 0.06 | 0.15 | 0.748 | 1 | 0.748 | Small_Hydro |  | 1
Oct 2016 IOU Contracts Database |  | PG40020 |  |  | Eric And Debbie Wattenburg | PG&E | [5 empty] | 0.275 | 0.281 | 1 | 0.281 | Small_Hydro |  | 1
Oct 2016 IOU Contracts Database | TESLA_1_QF | PG40024 |  |  | Rock Creek Water District | PG&E |  |  |  | 2 | 0.25 | 0.7 | 0.961 | 1 | 0.961 | Small_Hydro |  | 1
Oct 2016 IOU Contracts Database | FORKBU_6_UNIT | PG40026 |  |  | Hypower, Inc. | PG&E |  |  |  | 14.3 | 0.4 | 10.8 | 41.988 | 1 | 41.988 | Small_Hydro |  | 1
Oct 2016 IOU Contracts Database | BOWMN_6_HYDRO | PG40029 |  |  | Nevada Irrigation District/Bowman Hyroelectric Project | PG&E |  |  |  | 3.6 | 2.35 | 3.6 | 13.077 | 1 | 13.077 | Small_Hydro |  | 1
Oct 2016 IOU Contracts Database | MALCHQ_7_UNIT 1 | PG40030 |  |  | Malacha Hydro L.P. | PG&E |  |  |  | 32.5 | 0 | 26 | 55.131 | 1 | 55.131 | Small_Hydro |  | 1
Oct 2016 IOU Contracts Database | TESLA_1_QF | PG40033 |  |  | Schaads Hydro | PG&E |  |  |  | 2 | 0.25 | 0.23 | 0.614 | 1 | 0.614 | Small_Hydro |  | 1
Oct 2016 IOU Contracts Database |  | PG40035 |  |  | Steve & Bonnie Tetrick | PG&E | [5 empty] | 0.1 | 0.19 | 1 | 0.19 | Small_Hydro |  | 1
Oct 2016 IOU Contracts Database | TBLMTN_6_QF | PG40038 |  |  | Lofton Ranch | PG&E |  |  |  | 1.7 | 0.22 | 0.3 | 1.021 | 1 | 1.021 | Small_Hydro |  | 1
Oct 2016 IOU Contracts Database |  | PG4004 |  |  | Arbuckle Mountain Hydro | PG&E | [5 empty] | 0.3 | 0.471 | 1 | 0.471 | Small_Hydro |  | 1
Oct 2016 IOU Contracts Database | CURTIS_1_CANLCK | PG40046 |  |  | Canal Creek Power Plant (RETA) | PG&E |  |  |  | 0.9 | 0 | 0.9 | 1.182 | 1 | 1.182 | Small_Hydro |  | 1
Oct 2016 IOU Contracts Database |  | PG40048 |  |  | Eagle Hydro | PG&E | [5 empty] | 0.48 | 1.486 | 1 | 1.486 | Small_Hydro |  | 1
Oct 2016 IOU Contracts Database |  | PG40051 |  |  | Wright Ranch Hydroelectric (fka Bertha Wright Bertillion) | PG&E | [5 empty] | 0.04 | 0.01 | 1 | 0.01 | Small_Hydro |  | 1
Oct 2016 IOU Contracts Database | LOWGAP_7_MATHEW | PG40052 |  |  | Humboldt Bay MWD | PG&E | [5 empty] | 2 | 5.52 | 1 | 5.52 | Small_Hydro |  | 1
Oct 2016 IOU Contracts Database |  | PG40058 |  |  | David O. Harde | PG&E | [5 empty] | 0.1 | 0.014 | 1 | 0.014 | Small_Hydro |  | 1
Oct 2016 IOU Contracts Database |  | PG40059 |  |  | John Neerhout Jr. | PG&E | [5 empty] | 0.085 | 0.08 | 1 | 0.08 | Small_Hydro |  | 1
Oct 2016 IOU Contracts Database | TBLMTN_6_QF | PG40062 |  |  | James Crane Hydro | PG&E |  |  |  | 1.7 | 0.22 | 0.0025 | 0.006 | 1 | 0.006 | Small_Hydro |  | 1
Oct 2016 IOU Contracts Database | ETIWND_6_MWDETI | PG40063 |  |  | Etiwanda - Metropolitan Water District (MWD) | PG&E |  |  |  | 24 | 4.94 | 24 | 5.66 | 1 | 5.66 | Small_Hydro |  | 1
Oct 2016 IOU Contracts Database |  | PG4007 |  |  | Browns Valley Irrigation District FiT | PG&E | [5 empty] | 1.04 | 5.2 | 1 | 5.2 | Small_Hydro |  | 1
Oct 2016 IOU Contracts Database | KEKAWK_6_UNIT | PG40076 |  |  | Kekawaka Creek Hydroelectric Facility - RAM 4 | PG&E |  |  |  | 5.5 | 0 | 5.5 | 13.26 | 1 | 13.26 | Small_Hydro |  | 1
Oct 2016 IOU Contracts Database | VOLTA_6_DIGHYD | PG40077 |  |  | Digger Creek Hydro | PG&E |  |  |  | 0.6 | 0.31 | 0.65 | 3.5 | 1 | 3.5 | Small_Hydro |  | 1
Oct 2016 IOU Contracts Database |  | PG40078 |  |  | Cedar Flat | PG&E | [5 empty] | 0.3 | 1.1 | 1 | 1.1 | Small_Hydro |  | 1
Oct 2016 IOU Contracts Database |  | PG40079 |  |  | Clover Leaf | PG&E | [5 empty] | 0.2 | 0.8 | 1 | 0.8 | Small_Hydro |  | 1
Oct 2016 IOU Contracts Database |  | PG40080 |  |  | McFadden Hydroelectric Facility (SB32) | PG&E | [5 empty] | 0.356 | 1.446 | 1 | 1.446 | Small_Hydro |  | 1
Oct 2016 IOU Contracts Database | BRDGVL_7_BAKER | PG40081 |  |  | Baker Creek Hydroelectric Project (SB32) | PG&E |  |  |  | 1.49 | 0 | 1.495 | 4.25 | 1 | 4.25 | Small_Hydro |  | 1
Oct 2016 IOU Contracts Database | CEDRCK_6_UNIT | PG40082 |  |  | Water Wheel Ranch | PG&E |  |  |  | 0.98 | 0.11 | 0.975 | 3.4 | 1 | 3.4 | Small_Hydro |  | 1
Oct 2016 IOU Contracts Database | ALLGNY_6_HYDRO1 | PG40083 |  |  | Salmon Creek Hydroelectric Project | PG&E |  |  |  | 0.52 | 0 | 0.52 | 2.29 | 1 | 2.29 | Small_Hydro |  | 1
Oct 2016 IOU Contracts Database |  | PG40084 |  |  | Mill Sulphur Creek Project (SB32) (ReMAT) | PG&E | [5 empty] | 0.995 | 2.45 | 1 | 2.45 | Small_Hydro |  | 1
Oct 2016 IOU Contracts Database | STOREY_2_MDRCH2 | PG40085 |  |  | Site 1174 (Madera Chowchilla) | PG&E |  |  |  | 0.56 | 0.15 | 0.563 | 2.3798 | 1 | 2.3798 | Small_Hydro |  | 1
Oct 2016 IOU Contracts Database | STOREY_7_MDRCHW | PG40086 |  |  | Site 980 (Madera Chowchilla) | PG&E |  |  |  | 1.84 | 0.42 | 1.835 | 7.0078 | 1 | 7.0078 | Small_Hydro |  | 1
Oct 2016 IOU Contracts Database | STOREY_2_MDRCH4 | PG40087 |  |  | Site 1923 (Madera Chowchilla) | PG&E |  |  |  | 0.92 | 0.19 | 0.916 | 2.8778 | 1 | 2.8778 | Small_Hydro |  | 1
Oct 2016 IOU Contracts Database | STOREY_2_MDRCH3 | PG40088 |  |  | Site 1302 (Madera Chowchilla) | PG&E |  |  |  | 0.42 | 0.05 | 0.424 | 1.005 | 1 | 1.005 | Small_Hydro |  | 1
Oct 2016 IOU Contracts Database | CNTRVL_6_UNIT | PG40089 |  |  | Centerville Powerhouse | PG&E |  |  |  | 6.4 | 4.57 | 6.4 | 0 | 1 | 0 | Small_Hydro |  | 1
Oct 2016 IOU Contracts Database | KILARC_2_UNIT 1 | PG40090 |  |  | Kilarc Powerhouse | PG&E |  |  |  | 1.5 | 0.99 | 3.2 | 17.0281 | 1 | 17.0281 | Small_Hydro |  | 1
Oct 2016 IOU Contracts Database | BNNIEN_7_ALTAPH | PG40091 |  |  | Alta Powerhouse | PG&E |  |  |  | 1 | 0.56 | 1 | 4.6035 | 1 | 4.6035 | Small_Hydro |  | 1
Oct 2016 IOU Contracts Database | CLRKRD_6_LIMESD | PG40092 |  |  | Lime Saddle Powerhouse | PG&E |  |  |  | 2 | 0.46 | 2 | 6.9773 | 1 | 6.9773 | Small_Hydro |  | 1
Oct 2016 IOU Contracts Database | COWCRK_2_UNIT | PG40093 |  |  | Cow Creek Powerhouse | PG&E |  |  |  | 2 | 0.15 | 1.8 | 8.7549 | 1 | 8.7549 | Small_Hydro |  | 1
Oct 2016 IOU Contracts Database | POTTER_6_UNIT 1 | PG40094 |  |  | Potter Valley Powerhouse | PG&E | [5 empty] | 9.2 | 38.762 | 1 | 38.762 | Small_Hydro |  | 1
Oct 2016 IOU Contracts Database | DEERCR_6_UNIT 1 | PG40095 |  |  | Deer Creek Powerhouse | PG&E |  |  |  | 7 | 3.05 | 5.7 | 25.3698 | 1 | 25.3698 | Small_Hydro |  | 1
Oct 2016 IOU Contracts Database | WISHON_6_UNIT 1 | PG40096 |  |  | Wishon Powerhouse | PG&E | [5 empty] | 20 | 67.3407 | 1 | 67.3407 | Small_Hydro |  | 1
Oct 2016 IOU Contracts Database | SPRGVL_2_TULE | PG40097 |  |  | Tule Powerhouse | PG&E |  |  |  | 6.4 | 0 | 6.4 | 23.7344 | 1 | 23.7344 | Small_Hydro |  | 1
Oct 2016 IOU Contracts Database | HALSEY_6_UNIT | PG40098 |  |  | Halsey Powerhouse | PG&E |  |  |  | 13.5 | 13.5 | 11 | 65.0713 | 1 | 65.0713 | Small_Hydro |  | 1
Oct 2016 IOU Contracts Database | WISE_1_UNIT 1 | PG40099 |  |  | Wise Powerhouse | PG&E |  |  |  | 14.5 | 14.5 | 14 | 82.8199 | 1 | 82.8199 | Small_Hydro |  | 1
Oct 2016 IOU Contracts Database |  | PG4010 |  |  | Calaveras PUD-Hydro #1 | PG&E | [5 empty] | 0.09 | 0.4 | 1 | 0.4 | Small_Hydro |  | 1
Oct 2016 IOU Contracts Database | CRNEVL_6_SJQN 2 | PG40100 |  |  | San Joaquin #2 Powerhouse | PG&E |  |  |  | 3.2 | 0.48 | 3.2 | 11.1343 | 1 | 11.1343 | Small_Hydro |  | 1
Oct 2016 IOU Contracts Database | CRNEVL_6_SJQN 1 | PG40101 |  |  | San Joaquin #1-A Powerhouse | PG&E | [5 empty] | 0.4 | 1.6276 | 1 | 1.6276 | Small_Hydro |  | 1
Oct 2016 IOU Contracts Database | CRNEVL_6_CRNVA | PG40102 |  |  | Crane Valley Powerhouse | PG&E |  |  |  | 0.9 | 0.23 | 0.9 | 3.378 | 1 | 3.378 | Small_Hydro |  | 1
Oct 2016 IOU Contracts Database | HMLTBR_6_UNITS | PG40103 |  |  | Hamilton Branch Powerhouse | PG&E |  |  |  | 4.9 | 0.89 | 4.8 | 28.63 | 1 | 28.63 | Small_Hydro |  | 1
Oct 2016 IOU Contracts Database | KRNCNY_6_UNIT | PG40104 |  |  | Kern Canyon Powerhouse | PG&E |  |  |  | 11.5 | 0.56 | 11.5 | 53.9328 | 1 | 53.9328 | Small_Hydro |  | 1
Oct 2016 IOU Contracts Database | HATCR1_7_UNIT | PG40105 |  |  | Hat Creek #1 Powerhouse | PG&E |  |  |  | 8.5 | 1.81 | 8.5 | 34.3708 | 1 | 34.3708 | Small_Hydro |  | 1
Oct 2016 IOU Contracts Database | SPRGAP_1_UNIT 1 | PG40106 |  |  | Spring Gap Powerhouse | PG&E |  |  |  | 7 | 1.95 | 7 | 46.3777 | 1 | 46.3777 | Small_Hydro |  | 1
Oct 2016 IOU Contracts Database | HATCR1_7_UNIT | PG40107 |  |  | Hat Creek #2 Powerhouse | PG&E |  |  |  | 8.5 | 1.81 | 8.5 | 46.7365 | 1 | 46.7365 | Small_Hydro |  | 1
Oct 2016 IOU Contracts Database | CRNEVL_6_SJQN 3 | PG40108 |  |  | San Joaquin #3 Powerhouse | PG&E |  |  |  | 4.2 | 0 | 4.2 | 14.548 | 1 | 14.548 | Small_Hydro |  | 1
Oct 2016 IOU Contracts Database | SPAULD_6_UNIT 1 | PG40109 |  |  | Spaulding #1 Powerhouse | PG&E | [5 empty] | 7 | 10.1225 | 1 | 10.1225 | Small_Hydro |  | 1
Oct 2016 IOU Contracts Database |  | PG4011 |  |  | Calaveras PUD-Hydro #2 | PG&E | [5 empty] | 0.09 | 0.4 | 1 | 0.4 | Small_Hydro |  | 1
Oct 2016 IOU Contracts Database | SPAULD_6_UNIT 2 | PG40110 |  |  | Spaulding #2 Powerhouse | PG&E | [5 empty] | 4.4 | 49.4552 | 1 | 49.4552 | Small_Hydro |  | 1
Oct 2016 IOU Contracts Database | SPAULD_6_UNIT 3 | PG40111 |  |  | Spaulding #3 Powerhouse | PG&E |  |  |  | 6.5 | 2.88 | 5.8 | 40.0979 | 1 | 40.0979 | Small_Hydro |  | 1
Oct 2016 IOU Contracts Database | MERCFL_6_UNIT | PG40112 |  |  | Merced Falls Powerhouse | PG&E |  |  |  | 3.5 | 3.36 | 3.5 | 11.1049 | 1 | 11.1049 | Small_Hydro |  | 1
Oct 2016 IOU Contracts Database | PHOENX_1_UNIT | PG40113 |  |  | Phoenix Powerhouse | PG&E |  |  |  | 2 | 0.82 | 2 | 11.9572 | 1 | 11.9572 | Small_Hydro |  | 1
Oct 2016 IOU Contracts Database | NAROW1_2_UNIT | PG40114 |  |  | Narrows #1 Powerhouse | PG&E |  |  |  | 12 | 12 | 12 | 85.2574 | 1 | 85.2574 | Small_Hydro |  | 1
Oct 2016 IOU Contracts Database | DUTCH1_7_UNIT 1 | PG40115 |  |  | Dutch Flat #1 Powerhouse | PG&E |  |  |  | 22 | 22 | 22 | 77.4944 | 1 | 77.4944 | Small_Hydro |  | 1
Oct 2016 IOU Contracts Database | WESTPT_2_UNIT | PG40116 |  |  | West Point Powerhouse | PG&E |  |  |  | 14 | 14 | 14.5 | 102.2942 | 1 | 102.2942 | Small_Hydro |  | 1
Oct 2016 IOU Contracts Database | DSABLA_7_UNIT | PG40117 |  |  | DeSabla Powerhouse | PG&E |  |  |  | 18.5 | 2.65 | 18.5 | 87.3228 | 1 | 87.3228 | Small_Hydro |  | 1
Oct 2016 IOU Contracts Database | PLACVL_1_CHILIB | PG40118 |  |  | Chili Bar Powerhouse | PG&E |  |  |  | 8.4 | 8.4 | 7 | 33.6255 | 1 | 33.6255 | Small_Hydro |  | 1
Oct 2016 IOU Contracts Database | COLEMN_2_UNIT | PG40119 |  |  | Coleman Powerhouse | PG&E |  |  |  | 13 | 4.25 | 13 | 60.2174 | 1 | 60.2174 | Small_Hydro |  | 1
Oct 2016 IOU Contracts Database |  | PG4012 |  |  | Calaveras PUD-Hydro #3 | PG&E | [5 empty] | 0.09 | 0.4 | 1 | 0.4 | Small_Hydro |  | 1
Oct 2016 IOU Contracts Database | INSKIP_2_UNIT | PG40120 |  |  | Inskip Powerhouse | PG&E |  |  |  | 8 | 1.36 | 8 | 52.7556 | 1 | 52.7556 | Small_Hydro |  | 1
Oct 2016 IOU Contracts Database | SOUTH_2_UNIT | PG40121 |  |  | South Powerhouse | PG&E |  |  |  | 7.1 | 1.53 | 7 | 47.6949 | 1 | 47.6949 | Small_Hydro |  | 1
Oct 2016 IOU Contracts Database | VOLTA_2_UNIT 1 | PG40122 |  |  | Volta 1 Powerhouse | PG&E |  |  |  | 9.1 | 3.92 | 9 | 38.4064 | 1 | 38.4064 | Small_Hydro |  | 1
Oct 2016 IOU Contracts Database | VOLTA_2_UNIT 2 | PG40123 |  |  | Volta 2 Powerhouse | PG&E |  |  |  | 1 | 0.45 | 0.9 | 6.1655 | 1 | 6.1655 | Small_Hydro |  | 1
Oct 2016 IOU Contracts Database | BUCKCK_7_OAKFLT | PG40124 |  |  | Oak Flat Powerhouse | PG&E |  |  |  | 1.3 | 1.3 | 1.3 | 7.2218 | 1 | 7.2218 | Small_Hydro |  | 1
Oct 2016 IOU Contracts Database | TOADTW_6_UNIT | PG40125 |  |  | Toadtown Powerhouse | PG&E |  |  |  | 1.5 | 0.11 | 1.5 | 4.9739 | 1 | 4.9739 | Small_Hydro |  | 1
Oct 2016 IOU Contracts Database | NWCSTL_7_UNIT 1 | PG40126 |  |  | Newcastle Powerhouse | PG&E |  |  |  | 12 | 0.13 | 11.5 | 37.9693 | 1 | 37.9693 | Small_Hydro |  | 1
Oct 2016 IOU Contracts Database | WISE_1_UNIT 1 | PG40127 |  |  | Wise #2 Powerhouse | PG&E |  |  |  | 14.5 | 14.5 | 3.1 | 2.2801 | 1 | 2.2801 | Small_Hydro |  | 1
Oct 2016 IOU Contracts Database | KERKH1_7_UNIT 1 | PG40128 |  |  | Kerckhoff Powerhouse | PG&E |  |  |  | 13 | 13 | 25.4 | 19.3903 | 1 | 19.3903 | Small_Hydro |  | 1
Oct 2016 IOU Contracts Database | RCKCRK_7_UNIT 2 | PG40129 |  |  | Rock Creek Powerhouse | PG&E |  |  |  | 56.9 | 56.9 | 11 | 31.9 | 1 | 31.9 | Small_Hydro |  | 1
Oct 2016 IOU Contracts Database | PLACVL_1_RCKCRE | PG40131 |  |  | Rock Creek (SB32) | PG&E |  |  |  | 5 | 1.19 | 2.796 | 6.324 | 1 | 6.324 | Small_Hydro |  | 1
Oct 2016 IOU Contracts Database | MONTPH_7_UNITS | PG40137 |  |  | Solano Irrigation District (SID)(ID/WA) | PG&E |  |  |  | 12.5 | 5.43 | 11.9 | 32.82 | 1 | 32.82 | Small_Hydro |  | 1
Oct 2016 IOU Contracts Database | HAYPRS_6_QFUNTS | PG4019 |  |  | Eif Haypress, LLC (Lwr) | PG&E |  |  |  | 14.8 | 0 | 6.1 | 8.211 | 1 | 8.211 | Small_Hydro |  | 1
Oct 2016 IOU Contracts Database | HAYPRS_6_QFUNTS | PG4020 |  |  | Eif Haypress LLC (Mdl) | PG&E |  |  |  | 14.8 | 0 | 8.7 | 8.521 | 1 | 8.521 | Small_Hydro |  | 1
Oct 2016 IOU Contracts Database | ELDORO_7_UNIT 1 | PG4022 |  |  | El Dorado (Montgomery Ck) | PG&E |  |  |  | 11 | 11 | 2.6 | 8.701 | 1 | 8.701 | Small_Hydro |  | 1
Oct 2016 IOU Contracts Database | FULTON_1_QF | PG4025 |  |  | Far West Power Corporation | PG&E |  |  |  | 1 | 0.05 | 0.4 | 0.196 | 1 | 0.196 | Small_Hydro |  | 1
Oct 2016 IOU Contracts Database | TBLMTN_6_QF | PG4026 |  |  | Five Bears Hydroelectric | PG&E |  |  |  | 1.7 | 0.22 | 0.99 | 1.043 | 1 | 1.043 | Small_Hydro |  | 1
Oct 2016 IOU Contracts Database | TESLA_1_QF | PG4035 |  |  | Jackson Valley Irrigation District FiT | PG&E |  |  |  | 2 | 0.25 | 0.455 | 2.3 | 1 | 2.3 | Small_Hydro |  | 1
Oct 2016 IOU Contracts Database | RIOBRV_6_UNIT 1 | PG4039 |  |  | Olcese Water District | PG&E |  |  |  | 14 | 3.39 | 16 | 33.967 | 1 | 33.967 | Small_Hydro |  | 1
Oct 2016 IOU Contracts Database | MCCALL_1_QF | PG4040 |  |  | Kings River Hydro Co. | PG&E |  |  |  | 2.5 | 0.75 | 1 | 1.388 | 1 | 1.388 | Small_Hydro |  | 1
Oct 2016 IOU Contracts Database | TBLMTN_6_QF | PG4041 |  |  | Lassen Station Hydro | PG&E |  |  |  | 1.7 | 0.22 | 0.99 | 2.688 | 1 | 2.688 | Small_Hydro |  | 1
Oct 2016 IOU Contracts Database | HATLOS_6_QFUNTS | PG4050 |  |  | Mega Renewables (Bidwell Ditch) | PG&E | [5 empty] | 2 | 11.09 | 1 | 11.09 | Small_Hydro |  | 1
Oct 2016 IOU Contracts Database | COVERD_2_QFUNTS | PG4051 |  |  | Mega Renewables (Hatchet Crk) | PG&E |  |  |  | 5.75 | 0 | 7 | 17.681 | 1 | 17.681 | Small_Hydro |  | 1
Oct 2016 IOU Contracts Database | COVERD_2_QFUNTS | PG4052 |  |  | Mega Renewables (Roaring Crk) | PG&E |  |  |  | 5.75 | 0 | 2 | 6.044 | 1 | 6.044 | Small_Hydro |  | 1
Oct 2016 IOU Contracts Database | PIT5_7_QFUNTS | PG4053 |  |  | Mega Renewables (Silver Springs) | PG&E |  |  |  | 1.1 | 0.05 | 0.6 | 2.141 | 1 | 2.141 | Small_Hydro |  | 1
Oct 2016 IOU Contracts Database | LOWGAP_1_SUPHR | PG4055 |  |  | Mill & Sulphur Creek | PG&E |  |  |  | 0.99 | 0 | 0.995 | 1.85 | 1 | 1.85 | Small_Hydro |  | 1
Oct 2016 IOU Contracts Database | PIT5_7_QFUNTS | PG4057 |  |  | Nelson Creek Power Inc. | PG&E |  |  |  | 1.1 | 0.05 | 1.1 | 2.9 | 1 | 2.9 | Small_Hydro |  | 1
Oct 2016 IOU Contracts Database | DUTCH2_7_UNIT 1 | PG4058 |  |  | Nevada Irrigation District (NID) (RPS) - Dutch Flat / Rollins / Bowman | PG&E |  |  |  | 26 | 26 | 42.6 | 188.3872 | 1 | 188.3872 | Small_Hydro |  | 1
Oct 2016 IOU Contracts Database | OLSEN_2_UNIT | PG4064 |  |  | Olsen Power Partners | PG&E |  |  |  | 5.8 | 0 | 5 | 8.804 | 1 | 8.804 | Small_Hydro |  | 1
Oct 2016 IOU Contracts Database | MCCALL_1_QF | PG4065 |  |  | Orange Cove Irrigation Dist. | PG&E |  |  |  | 2.5 | 0.75 | 0.45 | 3.386 | 1 | 3.386 | Small_Hydro |  | 1
Oct 2016 IOU Contracts Database | FMEADO_7_UNIT | PG4067 |  |  | PCWA (RPS) - French Meadows / Oxbow / Hell Hole | PG&E |  |  |  |  | 16 | 24.6 | 93 | 1 | 93 | Small_Hydro |  | 1
Oct 2016 IOU Contracts Database | METCLF_1_QF | PG4071 |  |  | Santa Clara Valley Water Dist. | PG&E | [5 empty] | 0.8 | 0.795 | 1 | 0.795 | Small_Hydro |  | 1
Oct 2016 IOU Contracts Database | SPBURN_7_SNOWMT | PG4076 |  |  | Snow Mountain Hydro LLC (Burney Creek) | PG&E |  |  |  | 3 | 0 | 3 | 5.564 | 1 | 5.564 | Small_Hydro |  | 1
Oct 2016 IOU Contracts Database | COVERD_2_QFUNTS | PG4077 |  |  | Snow Mountain Hydro LLC (Cove) | PG&E |  |  |  | 5.75 | 0 | 5 | 14.826 | 1 | 14.826 | Small_Hydro |  | 1
Oct 2016 IOU Contracts Database | VOLTA_7_QFUNTS | PG4080 |  |  | Snow Mountain Hydro LLC (Ponderosa Bailey Creek) | PG&E |  |  |  | 1.3 | 0.06 | 1.1 | 2.25 | 1 | 2.25 | Small_Hydro |  | 1
Oct 2016 IOU Contracts Database | KANAKA_1_UNIT | PG4087 |  |  | Sts Hydropower Ltd. (Kanaka) | PG&E | [5 empty] | 1.1 | 1.688 | 1 | 1.688 | Small_Hydro |  | 1
Oct 2016 IOU Contracts Database | KEKAWK_6_UNIT | PG4088 |  |  | STS Hydropower (Kekawaka) | PG&E |  |  |  | 5.5 | 0 | 5.445 | 16 | 1 | 16 | Small_Hydro |  | 1
Oct 2016 IOU Contracts Database | TKOPWR_2_UNIT | PG4092 |  |  | Tko Power (South Bear Creek) | PG&E | [5 empty] | 3 | 4.232 | 1 | 4.232 | Small_Hydro |  | 1
Oct 2016 IOU Contracts Database | SNDBAR_7_UNIT 1 | PG4094 |  |  | Tri-Dam Authority | PG&E |  |  |  | 16.2 | 10.28 | 16.2 | 78.197 | 1 | 78.197 | Small_Hydro |  | 1
Oct 2016 IOU Contracts Database | DEADCK_1_UNIT | PG4099 |  |  | Yuba County Water Agency (Deadwood Creek) | PG&E |  |  |  | 2 | 0 | 2 | 2.918 | 1 | 2.918 | Small_Hydro |  | 1
Oct 2016 IOU Contracts Database | TBLMTN_6_QF | PG4100 |  |  | Yuba County Water Agency (Fish Release) | PG&E |  |  |  | 1.7 | 0.22 | 0.15 | 1.054 | 1 | 1.054 | Small_Hydro |  | 1
Oct 2016 IOU Contracts Database |  | PG4101 |  |  | Cox Ave Hydro | PG&E | [5 empty] | 0.112 | 0.6 | 1 | 0.6 | Small_Hydro |  | 1
Oct 2016 IOU Contracts Database | FTSWRD_6_TRFORK | PG4102 |  |  | Norman Ross Burgess - Three Forks Water Power Project | PG&E |  |  |  | 1.63 | 0.09 | 1.625 | 8 | 1 | 8 | Small_Hydro |  | 1
Oct 2016 IOU Contracts Database |  | PG4103 |  |  | Wolfsen Bypass FiT | PG&E | [5 empty] | 0.98 | 5 | 1 | 5 | Small_Hydro |  | 1
Oct 2016 IOU Contracts Database | GRSCRK_6_BGCKWW | PG4104 |  |  | Big Creek Waterworks | PG&E |  |  |  | 5 | 0 | 4.8 | 8 | 1 | 8 | Small_Hydro |  | 1
Oct 2016 IOU Contracts Database | ELDORO_7_UNIT 1 | PG4105 |  |  | El Dorado Irrigation District | PG&E |  |  |  | 11 | 11 | 22 | 99.3 | 1 | 99.3 | Small_Hydro |  | 1
Oct 2016 IOU Contracts Database |  | PG4106 |  |  | San Luis Bypass FiT | PG&E | [5 empty] | 0.6 | 3 | 1 | 3 | Small_Hydro |  | 1
Oct 2016 IOU Contracts Database | RIOOSO_1_QF | PG4107 |  |  | NID Scotts Flat FiT | PG&E |  |  |  | 1.7 | 1.08 | 0.85 | 3.203 | 1 | 3.203 | Small_Hydro |  | 1
Oct 2016 IOU Contracts Database |  | PG4108 |  |  | T&G Hydro | PG&E | [5 empty] | 0.52 | 2.596 | 1 | 2.596 | Small_Hydro |  | 1
Oct 2016 IOU Contracts Database |  | PG4109 |  |  | Vecino Vineyards FiT | PG&E | [5 empty] | 0.33 | 0.1 | 1 | 0.1 | Small_Hydro |  | 1
Oct 2016 IOU Contracts Database | HIGGNS_1_COMBIE | PG4110 |  |  | Combie North FiT | PG&E |  |  |  | 1.5 | 0.01 | 0.5 | 1.316 | 1 | 1.316 | Small_Hydro |  | 1
Oct 2016 IOU Contracts Database | HIGGNS_1_COMBIE | PG4111 |  |  | Combie South FiT | PG&E |  |  |  | 1.5 | 0.01 | 1.5 | 3.947 | 1 | 3.947 | Small_Hydro |  | 1
Oct 2016 IOU Contracts Database | HATLOS_6_LSCRK | PG4112 |  |  | Snow Mountain Hydro (Lost Creek 1) - Contract | PG&E |  |  |  | 1.7 | 0.81 | 1.1 | 9.636 | 1 | 9.636 | Small_Hydro |  | 1
Oct 2016 IOU Contracts Database | HATLOS_6_LSCRK | PG4113 |  |  | Snow Mountain Hydro (Lost Creek 2) - Contract | PG&E |  |  |  | 1.7 | 0.81 | 0.5 | 4.38 | 1 | 4.38 | Small_Hydro |  | 1
Oct 2016 IOU Contracts Database |  | PG4114 |  |  | SGE Site 1 | PG&E | [5 empty] | 0.0375 | 0.166 | 1 | 0.166 | Small_Hydro |  | 1
Oct 2016 IOU Contracts Database | KELYRG_6_UNIT | PG4115 |  |  | SFWP (RPS) - Sly Creek / Kelly Ridge | PG&E |  |  |  | 11 | 11 | 23 | 106 | 1 | 106 | Small_Hydro |  | 1
Oct 2016 IOU Contracts Database |  | PG4116 |  |  | Buckeye Hydroelectric Project | PG&E | [5 empty] | 0.4 | 1.997 | 1 | 1.997 | Small_Hydro |  | 1
Oct 2016 IOU Contracts Database |  | PG4117 |  |  | Tunnel Hill Hydroelectric Project | PG&E | [5 empty] | 0.6 | 2.996 | 1 | 2.996 | Small_Hydro |  | 1
Oct 2016 IOU Contracts Database | TBLMTN_6_QF | PG4126 |  |  | South Sutter Water FiT | PG&E |  |  |  | 1.7 | 0.22 | 0.395 | 2 | 1 | 2 | Small_Hydro |  | 1
Oct 2016 IOU Contracts Database |  | PG4128 |  |  | PCWA- Lincoln Metering and Hydroelectric Station | PG&E | [5 empty] | 0.32 | 1.62 | 1 | 1.62 | Small_Hydro |  | 1
Oct 2016 IOU Contracts Database |  | PG50001 |  |  | Villa Sorriso Solar | PG&E | [5 empty] | 0.0072 | 0.002 | 1 | 0.002 | Solar |  | 1
Oct 2016 IOU Contracts Database |  | PG50004 |  |  | GreenLight- Peacock Solar Project | PG&E | [5 empty] | 0.999 | 1.3986 | 0.84 | 1.1748 | Solar |  | 1
Oct 2016 IOU Contracts Database | HENRTA_6_SOLAR1 | PG50007 |  |  | ImMODO- Lemoore 1 | PG&E |  |  |  | 1.5 | 0 | 1.5 | 2.1 | 1 | 2.1 | Solar |  | 1
Oct 2016 IOU Contracts Database |  | PG50015 |  |  | Pristine Sun- 2154 Foote | PG&E | [5 empty] | 0.25 | 0.35 | 0.84 | 0.294 | Solar |  | 1
Oct 2016 IOU Contracts Database |  | PG50017 |  |  | Pristine Sun- 2192 Ramirez | PG&E | [5 empty] | 0.5 | 0.7 | 0.84 | 0.588 | Solar |  | 1
Oct 2016 IOU Contracts Database | BKRFLD_2_SOLAR1 | PG50018 |  |  | Bakersfield 111 | PG&E |  |  |  | 1.38 | 0.19 | 1.4 | 19.6 | 1 | 19.6 | Solar |  | 1
Oct 2016 IOU Contracts Database | LAMONT_1_SOLAR3 | PG50020 |  |  | Woodmere Solar Farm - RAM 4 | PG&E |  |  |  | 14.99 | 2.1 | 15 | 32.92 | 1 | 32.92 | Solar |  | 1
Oct 2016 IOU Contracts Database | LHILLS_6_SOLAR1 | PG50021 |  |  | CED Lost Hills Solar, LLC (fka Blackwell Solar Park, LLC) - RAM 4 | PG&E |  |  |  | 20 | 2.8 | 20 | 48.16 | 1 | 48.16 | Solar |  | 1
Oct 2016 IOU Contracts Database | PUTHCR_1_SOLAR1 | PG50022 |  |  | Putah Creek Solar Farms (SB32) | PG&E |  |  |  | 1.98 | 0.28 | 2 | 4.64 | 1 | 4.64 | Solar |  | 1
Oct 2016 IOU Contracts Database | S_RITA_6_SOLAR1 | PG50023 |  |  | NDP1 (SB32) | PG&E |  |  |  | 1.5 | 0 | 1.5 | 2.822 | 1 | 2.822 | Solar |  | 1
Oct 2016 IOU Contracts Database |  | PG50024 |  |  | Peterson Rd. Solar I (SB32) (ReMAT) | PG&E | [5 empty] | 2 | 3.7532 | 0.84 | 3.1527 | Solar |  | 1
Oct 2016 IOU Contracts Database |  | PG50025 |  |  | RGA2 Solar (SB32) (ReMAT) | PG&E | [5 empty] | 1.75 | 3.4306 | 0.84 | 2.8817 | Solar |  | 1
Oct 2016 IOU Contracts Database |  | PG50026 |  |  | 2184 Gruber (SB32) | PG&E | [5 empty] | 1.52 | 2.9021 | 0.84 | 2.4377 | Solar |  | 1
Oct 2016 IOU Contracts Database | MENBIO_6_RENEW1 | PG50028 |  |  | CalRENEW-1 (1st Amended & Restated) | PG&E |  |  |  | 5 | 0.7 | 5 | 9 | 1 | 9 | Solar |  | 1
Oct 2016 IOU Contracts Database |  | PG50029 |  |  | 3N Energy Woodland | PG&E | [5 empty] | 0.5 | 0.92888 | 0.84 | 0.78026 | Solar |  | 1
Oct 2016 IOU Contracts Database |  | PG50030 |  |  | Camden 1 FIT (GASNA 30P) | PG&E | [5 empty] | 2 | 4.667 | 0.84 | 3.9203 | Solar |  | 1
Oct 2016 IOU Contracts Database |  | PG50031 |  |  | Gustine 1 FIT 2 (GASNA 60P) | PG&E | [5 empty] | 2 | 4.622 | 0.84 | 3.8825 | Solar |  | 1
Oct 2016 IOU Contracts Database |  | PG50032 |  |  | 2105 Hart (Pristine Sun) | PG&E | [5 empty] | 0.5 | 1.0416 | 0.84 | 0.87491 | Solar |  | 1
Oct 2016 IOU Contracts Database |  | PG50035 |  |  | SF Service Center Solar Array 2 | PG&E | [5 empty] | 0.11 | 0 | 1 | 0 | Solar |  | 1
Oct 2016 IOU Contracts Database |  | PG50036 |  |  | Vaca Dixon Solar Station | PG&E | [5 empty] | 2 | 2.9826 | 1 | 2.9826 | Solar |  | 1
Oct 2016 IOU Contracts Database | SCHNDR_1_WSTSDE | PG50037 |  |  | Westside Solar Station | PG&E |  |  |  | 15 | 2.1 | 15 | 30.2119 | 1 | 30.2119 | Solar |  | 1
Oct 2016 IOU Contracts Database | SCHNDR_1_FIVPTS | PG50038 |  |  | Five Points Solar Station | PG&E |  |  |  | 15 | 2.1 | 15 | 30.1413 | 1 | 30.1413 | Solar |  | 1
Oct 2016 IOU Contracts Database | STROUD_6_SOLAR | PG50039 |  |  | Stroud Solar Station | PG&E |  |  |  | 20 | 2.8 | 20 | 40.2665 | 1 | 40.2665 | Solar |  | 1
Oct 2016 IOU Contracts Database | CANTUA_1_SOLAR | PG50040 |  |  | Cantua Solar Station | PG&E |  |  |  | 20 | 2.8 | 20 | 43.4617 | 1 | 43.4617 | Solar |  | 1
Oct 2016 IOU Contracts Database | HURON_6_SOLAR | PG50041 |  |  | Huron Solar Station | PG&E |  |  |  | 20 | 2.8 | 20 | 43.766 | 1 | 43.766 | Solar |  | 1
Oct 2016 IOU Contracts Database | GIFFEN_6_SOLAR | PG50042 |  |  | Giffen Solar Station | PG&E |  |  |  | 10 | 1.4 | 10 | 21.7286 | 1 | 21.7286 | Solar |  | 1
Oct 2016 IOU Contracts Database | GATES_2_SOLAR | PG50043 |  |  | Gates Solar Station | PG&E |  |  |  | 20 | 2.8 | 20 | 45.5861 | 1 | 45.5861 | Solar |  | 1
Oct 2016 IOU Contracts Database | GATES_2_WSOLAR | PG50044 |  |  | West Gates Solar Station | PG&E |  |  |  | 10 | 1.4 | 10 | 22.4306 | 1 | 22.4306 | Solar |  | 1
Oct 2016 IOU Contracts Database | GUERNS_6_SOLAR | PG50045 |  |  | Guernsey Solar Station | PG&E |  |  |  | 20 | 2.8 | 20 | 52.0157 | 1 | 52.0157 | Solar |  | 1
Oct 2016 IOU Contracts Database |  | PG50046 |  |  | 2241 Alavi (SB32) | PG&E | [5 empty] | 2.1 | 5.5736 | 0.84 | 4.6818 | Solar |  | 1
Oct 2016 IOU Contracts Database |  | PG50047 |  |  | 2275 Hattesen (SB32) | PG&E | [5 empty] | 1.88 | 4.6013 | 0.84 | 3.8651 | Solar |  | 1
Oct 2016 IOU Contracts Database |  | PG50048 |  |  | Maricopa West Solar PV 2, LLC | PG&E | [5 empty] | 20 | 54.947 | 0.84 | 46.1555 | Solar |  | 1
Oct 2016 IOU Contracts Database | GLDFGR_6_SOLAR2 | PG50049 |  |  | Portal Ridge Solar C Project | PG&E |  |  |  | 11.4 | 1.6 | 11.4 | 29.7 | 1 | 29.7 | Solar |  | 1
Oct 2016 IOU Contracts Database | OROLOM_1_SOLAR1 | PG50050 |  |  | SR Solis Oro Loma Teresina, LLC- Project A | PG&E |  |  |  | 10 | 0 | 10 | 25.91 | 1 | 25.91 | Solar |  | 1
Oct 2016 IOU Contracts Database | OROLOM_1_SOLAR1 | PG50051 |  |  | Sunray 20 | PG&E |  |  |  | 10 | 0 | 20 | 51.36 | 1 | 51.36 | Solar |  | 1
Oct 2016 IOU Contracts Database | AVENAL_6_AVSLR1 | PG50052 |  |  | SR Solis Rocket, LLC - Project A | PG&E |  |  |  | 7.9 | 0 | 7.9 | 19.71 | 1 | 19.71 | Solar |  | 1
Oct 2016 IOU Contracts Database | OROLOM_1_SOLAR2 | PG50053 |  |  | SR Solis Oro Loma Teresina, LLC- Project B | PG&E |  |  |  | 10 | 0 | 10 | 25.91 | 1 | 25.91 | Solar |  | 1
Oct 2016 IOU Contracts Database | AVENAL_6_AVSLR2 | PG50054 |  |  | SR Solis Rocket, LLC - Project B | PG&E |  |  |  | 7.9 | 0 | 7.9 | 19.71 | 1 | 19.71 | Solar |  | 1
Oct 2016 IOU Contracts Database |  | PG50055 |  |  | Pristine Sun - 2042 Baldwin (SB32) | PG&E | [5 empty] | 1.25 | 3.0481 | 0.84 | 2.5604 | Solar |  | 1
Oct 2016 IOU Contracts Database |  | PG50056 |  |  | Pristine Sun - 2245 Gentry (SB32) | PG&E | [5 empty] | 2.3 | 5.448 | 0.84 | 4.5764 | Solar |  | 1
Oct 2016 IOU Contracts Database |  | PG50057 |  |  | Pristine Sun - 2257 Campbell (SB32) | PG&E | [5 empty] | 0.75 | 1.7726 | 0.84 | 1.489 | Solar |  | 1
Oct 2016 IOU Contracts Database |  | PG50058 |  |  | Pristine Sun - 2272 McCall (SB32) | PG&E | [5 empty] | 0.5 | 1.0838 | 0.84 | 0.91035 | Solar |  | 1
Oct 2016 IOU Contracts Database | PEORIA_1_SOLAR | PG5012 |  |  | Fresh Air Energy IV, LLC - Sonora 1 | PG&E |  |  |  | 1.5 | 0.21 | 1.5 | 2.098 | 1 | 2.098 | Solar |  | 1
Oct 2016 IOU Contracts Database | LOCKFD_1_BEARCK | PG5019 |  |  | Bear Creek Solar Project | PG&E |  |  |  | 1.5 | 0.21 | 1.5 | 2.1 | 1 | 2.1 | Solar |  | 1
Oct 2016 IOU Contracts Database | ARVINN_6_ORION1 | PG5024 |  |  | Orion Solar - PV 1 | PG&E |  |  |  | 12 | 1.68 | 12 | 28 | 1 | 28 | Solar |  | 1
Oct 2016 IOU Contracts Database |  | PG5025 |  |  | Ignite Solar Holdings 1 - Achomawi | PG&E | [5 empty] | 1.5 | 2.1 | 1 | 2.1 | Solar |  | 1
Oct 2016 IOU Contracts Database |  | PG5026 |  |  | Ignite Solar Holdings 1 - Ahjumawi | PG&E | [5 empty] | 1.5 | 2.1 | 1 | 2.1 | Solar |  | 1
Oct 2016 IOU Contracts Database | KNGBRG_1_KBSLR1 | PG5029 |  |  | Kingsburg 1 | PG&E |  |  |  | 1.5 | 0 | 1.5 | 2.1 | 1 | 2.1 | Solar |  | 1
Oct 2016 IOU Contracts Database | KNGBRG_1_KBSLR2 | PG5030 |  |  | Kingsburg 2 | PG&E |  |  |  | 1.5 | 0 | 1.5 | 2.1 | 1 | 2.1 | Solar |  | 1
Oct 2016 IOU Contracts Database |  | PG5031 |  |  | Kingsburg 3 | PG&E | [5 empty] | 0.75 | 1.1 | 1 | 1.1 | Solar |  | 1
Oct 2016 IOU Contracts Database | WFRESN_1_SOLAR | PG5032 |  |  | La Joya Del Sol #1 | PG&E |  |  |  | 1.5 | 0 | 1.5 | 2.1 | 1 | 2.1 | Solar |  | 1
Oct 2016 IOU Contracts Database | MSOLAR_2_SOLAR1 | PG5038 |  |  | Mesquite Solar 1 | PG&E |  |  |  | 165 | 23.1 | 150 | 305 | 1 | 305 | Solar |  | 1
Oct 2016 IOU Contracts Database | TWISSL_6_SOLAR | PG5039 |  |  | Nickel 1 (New) | PG&E |  |  |  | 1.5 | 0.21 | 1.5 | 2.098 | 1 | 2.098 | Solar |  | 1
Oct 2016 IOU Contracts Database | COCOSB_6_SOLAR | PG5042 |  |  | Oakley Executive Solar Project | PG&E |  |  |  | 1.5 | 0 | 1.5 | 2.1 | 1 | 2.1 | Solar |  | 1
Oct 2016 IOU Contracts Database |  | PG5046 |  |  | Pristine Sun Alvares 2041 | PG&E | [5 empty] | 0.25 | 0.4 | 1 | 0.4 | Solar |  | 1
Oct 2016 IOU Contracts Database |  | PG5050 |  |  | Pristine Sun Buzzelle | PG&E | [5 empty] | 0.999 | 1.4 | 1 | 1.4 | Solar |  | 1
Oct 2016 IOU Contracts Database |  | PG5051 |  |  | Pristine Sun Christensen | PG&E | [5 empty] | 0.999 | 1.4 | 1 | 1.4 | Solar |  | 1
Oct 2016 IOU Contracts Database |  | PG5053 |  |  | Pristine Sun Cotton | PG&E | [5 empty] | 0.999 | 1.4 | 1 | 1.4 | Solar |  | 1
Oct 2016 IOU Contracts Database |  | PG5057 |  |  | Pristine Sun Fitzjarrell | PG&E | [5 empty] | 0.999 | 1.4 | 1 | 1.4 | Solar |  | 1
Oct 2016 IOU Contracts Database | LIVEOK_6_SOLAR | PG5059 |  |  | Pristine Sun Harris | PG&E |  |  |  | 1.25 | 0.07 | 1.25 | 1.8 | 1 | 1.8 | Solar |  | 1
Oct 2016 IOU Contracts Database | ELCAP_1_SOLAR | PG5060 |  |  | Pristine Sun Helton | PG&E |  |  |  | 1.5 | 0 | 1.5 | 2.1 | 1 | 2.1 | Solar |  | 1
Oct 2016 IOU Contracts Database |  | PG5061 |  |  | Pristine Sun Hill | PG&E | [5 empty] | 0.75 | 1.1 | 1 | 1.1 | Solar |  | 1
Oct 2016 IOU Contracts Database |  | PG5062 |  |  | Pristine Sun Jardine | PG&E | [5 empty] | 0.999 | 1.4 | 1 | 1.4 | Solar |  | 1
Oct 2016 IOU Contracts Database |  | PG5063 |  |  | Pristine Sun Jarvis | PG&E | [5 empty] | 0.999 | 1.4 | 1 | 1.4 | Solar |  | 1
Oct 2016 IOU Contracts Database |  | PG5071 |  |  | Pristine Sun Rogers | PG&E | [5 empty] | 0.25 | 0.7 | 1 | 0.7 | Solar |  | 1
Oct 2016 IOU Contracts Database |  | PG5073 |  |  | Pristine Sun Scherz | PG&E | [5 empty] | 0.5 | 0.7 | 1 | 0.7 | Solar |  | 1
Oct 2016 IOU Contracts Database |  | PG5074 |  |  | Pristine Sun Smotherman | PG&E | [5 empty] | 0.25 | 0.35 | 1 | 0.35 | Solar |  | 1
Oct 2016 IOU Contracts Database |  | PG5075 |  |  | Pristine Sun Stroing | PG&E | [5 empty] | 0.75 | 1.1 | 1 | 1.1 | Solar |  | 1
Oct 2016 IOU Contracts Database | REEDLY_6_SOLAR | PG5076 |  |  | Pristine Sun Terzian | PG&E |  |  |  | 1.23 | 0 | 1.25 | 1.8 | 1 | 1.8 | Solar |  | 1
Oct 2016 IOU Contracts Database | KANSAS_6_SOLAR | PG5077 |  |  | Kansas South - PV 1 | PG&E |  |  |  |  | 0 | 20 | 48.223 | 1 | 48.223 | Solar |  | 1
Oct 2016 IOU Contracts Database | HOLSTR_1_SOLAR | PG5078 |  |  | Enerparc CA1 (FKA San Benito Smart Park) | PG&E |  |  |  | 1.5 | 0 | 1.5 | 2.1 | 1 | 2.1 | Solar |  | 1
Oct 2016 IOU Contracts Database | JAYNE_6_WLSLR | PG5080 |  |  | Westlands Solar Farms PV1 | PG&E |  |  |  | 18 | 0 | 18 | 36 | 1 | 36 | Solar |  | 1
Oct 2016 IOU Contracts Database | ALPSLR_1_NTHSLR | PG5081 |  |  | Alpaugh North | PG&E |  |  |  | 20 | 2.8 | 20 | 33 | 1 | 33 | Solar |  | 1
Oct 2016 IOU Contracts Database | ALPSLR_1_SPSSLR | PG5082 |  |  | Alpaugh 50 | PG&E |  |  |  | 50 | 7 | 50 | 113 | 1 | 113 | Solar |  | 1
Oct 2016 IOU Contracts Database | NEENCH_6_SOLAR | PG5083 |  |  | Alpine Solar Project | PG&E |  |  |  |  | 9.24 | 66 | 140 | 1 | 140 | Solar |  | 1
Oct 2016 IOU Contracts Database | AVSOLR_2_SOLAR | PG5084 |  |  | AV Solar Ranch One | PG&E |  |  |  | 241.5 | 33.81 | 241.5 | 621 | 1 | 621 | Solar |  | 1
Oct 2016 IOU Contracts Database | ATWELL_1_SOLAR | PG5085 |  |  | Atwell Island | PG&E |  |  |  | 20 | 2.8 | 20 | 33 | 1 | 33 | Solar |  | 1
Oct 2016 IOU Contracts Database | AVENAL_6_AVPARK | PG5086 |  |  | Avenal Park (Eurus) | PG&E |  |  |  | 6 | 0 | 6 | 10 | 1 | 10 | Solar |  | 1
Oct 2016 IOU Contracts Database | COPMTN_2_SOLAR1 | PG5087 |  |  | CM48 (fka Sempra Copper Mountain 1) | PG&E |  |  |  | 48 | 6.72 | 48 | 100 | 1 | 100 | Solar |  | 1
Oct 2016 IOU Contracts Database | WAUKNA_1_SOLAR | PG5088 |  |  | Corcoran | PG&E |  |  |  | 20 | 2.8 | 20 | 33 | 1 | 33 | Solar |  | 1
Oct 2016 IOU Contracts Database | DSRTSN_2_SOLAR2 | PG5089 |  |  | Desert Center Solar Farm | PG&E |  |  |  | 129.8 | 35 | 300 | 619 | 1 | 619 | Solar |  | 1
Oct 2016 IOU Contracts Database | CAVLSR_2_BSOLAR | PG5090 |  |  | High Plains Ranch III | PG&E |  |  |  | 40 | 5.6 | 40 | 112 | 1 | 112 | Solar |  | 1
Oct 2016 IOU Contracts Database | LOCKFD_1_KSOLAR | PG5091 |  |  | Kettleman Solar Project | PG&E |  |  |  | 1 | 0.14 | 1 | 1.4 | 1 | 1.4 | Solar |  | 1
Oct 2016 IOU Contracts Database | AVENAL_6_SANDDG | PG5092 |  |  | Sand Drag (Eurus) | PG&E |  |  |  | 19 | 0 | 19 | 30 | 1 | 30 | Solar |  | 1
Oct 2016 IOU Contracts Database | AVENAL_6_SUNCTY | PG5093 |  |  | Sun City Project (Eurus) | PG&E |  |  |  | 20 | 0 | 20 | 32 | 1 | 32 | Solar |  | 1
Oct 2016 IOU Contracts Database | TMPLTN_2_SOLAR | PG5094 |  |  | Vintner Solar Project | PG&E |  |  |  | 1.5 | 0.21 | 1.5 | 2.1 | 1 | 2.1 | Solar |  | 1
Oct 2016 IOU Contracts Database | OLIVEP_1_SOLAR | PG5095 |  |  | White River | PG&E |  |  |  | 20 | 2.8 | 20 | 33 | 1 | 33 | Solar |  | 1
Oct 2016 IOU Contracts Database | COPMTN_2_CM10 | PG5096 |  |  | CM10 (fka Sempra El Dorado Solar) | PG&E |  |  |  | 10 | 1.4 | 10 | 23 | 1 | 23 | Solar |  | 1
Oct 2016 IOU Contracts Database | CAVLSR_2_RSOLAR | PG5097 |  |  | High Plains Ranch II | PG&E |  |  |  | 210 | 29.4 | 210 | 587.3582 | 1 | 587.3582 | Solar |  | 1
Oct 2016 IOU Contracts Database | TOPAZ_2_SOLAR | PG5098 |  |  | Topaz Solar Farm | PG&E |  |  |  | 550 | 77 | 550 | 1275.1258 | 1 | 1275.1258 | Solar |  | 1
Oct 2016 IOU Contracts Database | AGUCAL_5_SOLAR1 | PG5103 |  |  | Agua Caliente Solar Project | PG&E |  |  |  | 290 | 0 | 290 | 688 | 1 | 688 | Solar |  | 1
Oct 2016 IOU Contracts Database | CLOVDL_1_SOLAR | PG5111 |  |  | Cloverdale Solar FSEC 1 | PG&E |  |  |  | 1.5 | 0.21 | 1.5 | 2.1 | 1 | 2.1 | Solar |  | 1
Oct 2016 IOU Contracts Database | COPMT2_2_SOLAR2 | PG5115 |  |  | Copper Mountain Solar 2 | PG&E |  |  |  | 155 | 21.7 | 150 | 303 | 1 | 303 | Solar |  | 1
Oct 2016 IOU Contracts Database |  | PG5116 |  |  | Cuyama Solar Array | PG&E | [5 empty] | 40 | 104 | 0.84 | 87.36 | Solar |  | 1
Oct 2016 IOU Contracts Database | HENRTS_1_SOLAR | PG5121 |  |  | Henrietta Solar | PG&E |  |  |  | 100 | 14 | 100 | 244.41 | 1 | 244.41 | Solar |  | 1
Oct 2016 IOU Contracts Database | LEPRFD_1_KANSAS | PG5127 |  |  | Kansas | PG&E |  |  |  | 20 | 2.8 | 20 | 46.9 | 1 | 46.9 | Solar |  | 1
Oct 2016 IOU Contracts Database |  | PG5130 |  |  | Lost Hills Solar | PG&E | [5 empty] | 20 | 47 | 1 | 47 | Solar |  | 1
Oct 2016 IOU Contracts Database | MNDOTA_1_SOLAR1 | PG5131 |  |  | North Star Solar | PG&E |  |  |  | 60 | 8.4 | 60 | 136 | 1 | 136 | Solar |  | 1
Oct 2016 IOU Contracts Database | OLIVEP_1_SOLAR2 | PG5147 |  |  | White River Solar 2 - RAM 2 | PG&E |  |  |  | 19.75 | 2.77 | 19.75 | 44 | 1 | 44 | Solar |  | 1
Oct 2016 IOU Contracts Database |  | PG5150 |  |  | Midway Solar Farm I | PG&E | [5 empty] | 50 | 119.34 | 0.84 | 100.2456 | Solar |  | 1
Oct 2016 IOU Contracts Database | ASTORA_2_SOLAR1 | PG5155 |  |  | RE Astoria LLC | PG&E |  |  |  | 100 | 14 | 100 | 298.14 | 1 | 298.14 | Solar |  | 1
Oct 2016 IOU Contracts Database |  | PG5156 |  |  | California Flats Solar Project | PG&E | [5 empty] | 150 | 380.71 | 0.84 | 319.7964 | Solar |  | 1
Oct 2016 IOU Contracts Database |  | PG5158 |  |  | Blackwell Solar | PG&E | [5 empty] | 12 | 28 | 0.84 | 23.52 | Solar |  | 1
Oct 2016 IOU Contracts Database | ACACIA_6_SOLAR | PG5159 |  |  | West Antelope - RAM 1 | PG&E |  |  |  | 20 | 2.8 | 20 | 53 | 1 | 53 | Solar |  | 1
Oct 2016 IOU Contracts Database | PLAINV_6_BSOLAR | PG5160 |  |  | Western Antelope Blue Sky Ranch A - RAM 1 | PG&E |  |  |  | 20 | 0 | 20 | 47.73 | 1 | 47.73 | Solar |  | 1
Oct 2016 IOU Contracts Database | KNTSTH_6_SOLAR | PG5161 |  |  | Kent South - PV 2 | PG&E |  |  |  | 20 | 0 | 20 | 48 | 1 | 48 | Solar |  | 1
Oct 2016 IOU Contracts Database | SKERN_6_SOLAR1 | PG5163 |  |  | Algonquin SKIC 20 Solar - PV 2 | PG&E |  |  |  | 20 | 2.8 | 20 | 47 | 1 | 47 | Solar |  | 1
Oct 2016 IOU Contracts Database | VICTOR_1_SOLAR2 | PG5164 |  |  | Alamo Solar, LLC - RAM 2 | PG&E |  |  |  | 20 | 0 | 20 | 49.76 | 1 | 49.76 | Solar |  | 1
Oct 2016 IOU Contracts Database | CORCAN_1_SOLAR1 | PG5165 |  |  | CID Solar PV Project - RAM 2 | PG&E |  |  |  | 20 | 2.8 | 19.76 | 49.7 | 1 | 49.7 | Solar |  | 1
Oct 2016 IOU Contracts Database | CUMBIA_1_SOLAR | PG5167 |  |  | Columbia Solar Energy | PG&E |  |  |  | 19 | 2.66 | 19 | 40.6 | 1 | 40.6 | Solar |  | 1
Oct 2016 IOU Contracts Database | 7STDRD_1_SOLAR1 | PG5170 |  |  | Shafter Solar - RAM 3 | PG&E |  |  |  | 20 | 2.8 | 19.98 | 52.57 | 1 | 52.57 | Solar |  | 1
Oct 2016 IOU Contracts Database | MRLSDS_6_SOLAR1 | PG5171 |  |  | Morelos Del Sol - RAM 3 | PG&E |  |  |  |  | 2.1 | 15 | 32.63 | 1 | 32.63 | Solar |  | 1
Oct 2016 IOU Contracts Database | OLDRV1_6_SOLAR | PG5172 |  |  | RE Old River One - RAM 3 | PG&E |  |  |  | 20 | 2.8 | 20 | 51.88 | 1 | 51.88 | Solar |  | 1
Oct 2016 IOU Contracts Database | DAVIS_1_SOLAR1 | PG5173 |  |  | Yolo County Grassland #3 | PG&E |  |  |  | 1 | 0 | 1 | 1.4 | 1 | 1.4 | Solar |  | 1
Oct 2016 IOU Contracts Database | DAVIS_1_SOLAR2 | PG5174 |  |  | Yolo County Grassland #4 | PG&E |  |  |  | 1 | 0 | 1 | 1.4 | 1 | 1.4 | Solar |  | 1
Oct 2016 IOU Contracts Database | HOLSTR_1_SOLAR2 | PG5180 |  |  | Ecos Energy - Hollister Project | PG&E |  |  |  | 1.5 | 0.21 | 1.5 | 2.1 | 1 | 2.1 | Solar |  | 1
Oct 2016 IOU Contracts Database | MERCED_1_SOLAR2 | PG5181 |  |  | Ecos Energy - Merced Solar Project | PG&E |  |  |  | 1.5 | 0 | 1.5 | 2.1 | 1 | 2.1 | Solar |  | 1
Oct 2016 IOU Contracts Database | MERCED_1_SOLAR1 | PG5182 |  |  | Ecos Energy - Mission Solar | PG&E |  |  |  | 1.5 | 0 | 1.5 | 2.1 | 1 | 2.1 | Solar |  | 1
Oct 2016 IOU Contracts Database |  | PG5184 |  |  | APEX 646-460 | PG&E | [5 empty] | 0.75 | 1.1 | 1 | 1.1 | Solar |  | 1
Oct 2016 IOU Contracts Database | KERMAN_6_SOLAR1 | PG5185 |  |  | Fresno Cogeneration - Fresno Solar South | PG&E |  |  |  | 1.5 | 0 | 1.5 | 2.1 | 1 | 2.1 | Solar |  | 1
Oct 2016 IOU Contracts Database | KERMAN_6_SOLAR2 | PG5186 |  |  | Fresno Cogeneration - Fresno Solar West | PG&E |  |  |  | 1.5 | 0 | 1.5 | 2.1 | 1 | 2.1 | Solar |  | 1
Oct 2016 IOU Contracts Database |  | PG5190 |  |  | Greenlight - Sirius Solar Project | PG&E | [5 empty] | 0.999 | 1.3986 | 1 | 1.3986 | Solar |  | 1
Oct 2016 IOU Contracts Database | TX-ELK_6_SOLAR1 | PG5191 |  |  | Greenlight - Castor Solar Project | PG&E |  |  |  | 1.5 | 0 | 1.5 | 2.1 | 1 | 2.1 | Solar |  | 1
Oct 2016 IOU Contracts Database | GENESI_2_STG | PG6000 |  |  | Genesis Solar (Station) Energy Project | PG&E |  |  |  | 140 | 35 | 250 | 524 | 1 | 524 | Solar |  | 1
Oct 2016 IOU Contracts Database | IVANPA_1_UNIT1 | PG6004 |  |  | Ivanpah Unit 1 | PG&E |  |  |  |  | 17.64 | 114.46 | 294.88 | 1 | 294.88 | Solar |  | 1
Oct 2016 IOU Contracts Database | IVANPA_1_UNIT3 | PG6005 |  |  | Ivanpah Unit 3 | PG&E |  |  |  |  | 18.62 | 126.1 | 325.92 | 1 | 325.92 | Solar |  | 1
Oct 2016 IOU Contracts Database | SANDLT_2_SUNITS | PG6013 |  |  | Mojave Solar Project | PG&E |  |  |  | 275 | 38.5 | 250 | 617.24 | 1 | 617.24 | Solar |  | 1
Oct 2016 IOU Contracts Database |  | PG7001 |  |  | Altamont Midway Ltd. | PG&E | [5 empty] | 48.9 | 13.071 | 1 | 13.071 | Wind |  | 1
Oct 2016 IOU Contracts Database |  | PG70014 |  |  | Donald R. Chenoweth | PG&E | [5 empty] | 0.01 | 0.009 | 1 | 0.009 | Wind |  | 1
Oct 2016 IOU Contracts Database |  | PG7002 |  |  | Altamont Power LLC (3-4 ) | PG&E | [5 empty] | 4.05 | 10.603 | 1 | 10.603 | Wind |  | 1
Oct 2016 IOU Contracts Database |  | PG70026 |  |  | Forebay Wind LLC - Cwes | PG&E | [5 empty] | 2.1 | 0.537 | 1 | 0.537 | Wind |  | 1
Oct 2016 IOU Contracts Database |  | PG7003 |  |  | Altamont Power LLC (4-4) | PG&E | [5 empty] | 19 | 31.554 | 1 | 31.554 | Wind |  | 1
Oct 2016 IOU Contracts Database |  | PG70033 |  |  | Tres Vaqueros Wind Farms, LLC | PG&E | [5 empty] | 28 | 16.759 | 1 | 16.759 | Wind |  | 1
Oct 2016 IOU Contracts Database | RTREE_2_WIND2 | PG70037 |  |  | Rising Tree Wind Farm II LLC - RAM 4 | PG&E |  |  |  | 19.8 | 2.97 | 19.8 | 68.93 | 1 | 68.93 | Wind |  | 1
Oct 2016 IOU Contracts Database |  | PG70039 |  |  | Altech III - RAM 5 | PG&E | [5 empty] | 20 | 53.13 | 0.84 | 44.6292 | Wind |  | 1
Oct 2016 IOU Contracts Database |  | PG7005 |  |  | Altamont Power LLC (6-4) | PG&E | [5 empty] | 19 | 28.122 | 1 | 28.122 | Wind |  | 1
Oct 2016 IOU Contracts Database | USWNDR_2_UNITS | PG7009 |  |  | Edf Renewable Windfarm V, Inc. (10 MW) | PG&E | [5 empty] | 10 | 21.831 | 1 | 21.831 | Wind |  | 1
Oct 2016 IOU Contracts Database |  | PG7010 |  |  | Green Ridge Power LLC (100 MW - A) | PG&E | [5 empty] | 43.1 | 80.995 | 1 | 80.995 | Wind |  | 1
Oct 2016 IOU Contracts Database |  | PG7013 |  |  | Green Ridge Power LLC (100 MW - D) | PG&E | [5 empty] | 15 | 21.327 | 1 | 21.327 | Wind |  | 1
Oct 2016 IOU Contracts Database |  | PG7014 |  |  | Green Ridge Power LLC (110 MW) | PG&E | [5 empty] | 144.1 | 194.704 | 1 | 194.704 | Wind |  | 1
Oct 2016 IOU Contracts Database |  | PG7015 |  |  | Green Ridge Power LLC (23.8 MW) | PG&E | [5 empty] | 10.8 | 24.593 | 1 | 24.593 | Wind |  | 1
Oct 2016 IOU Contracts Database |  | PG7017 |  |  | Green Ridge Power LLC (5.9 MW) | PG&E | [5 empty] | 5.9 | 11.209 | 1 | 11.209 | Wind |  | 1
Oct 2016 IOU Contracts Database | USWNDR_2_UNITS | PG7019 |  |  | Edf Renewable Windfarm V, Inc. (70 MW - B) | PG&E | [5 empty] | 0.7 | 18.687 | 1 | 18.687 | Wind |  | 1
Oct 2016 IOU Contracts Database | USWNDR_2_UNITS | PG7020 |  |  | Edf Renewable Windfarm V, Inc. (70 MW - C) | PG&E | [5 empty] | 6.5 | 32.728 | 1 | 32.728 | Wind |  | 1
Oct 2016 IOU Contracts Database | USWNDR_2_UNITS | PG7021 |  |  | Edf Renewable Windfarm V, Inc. (70 MW - D) | PG&E | [5 empty] | 1.5 | 1.516 | 1 | 1.516 | Wind |  | 1
Oct 2016 IOU Contracts Database |  | PG7022 |  |  | Green Ridge Power LLC (70 MW) | PG&E | [5 empty] | 54 | 92.998 | 1 | 92.998 | Wind |  | 1
Oct 2016 IOU Contracts Database | INTTRB_6_UNIT | PG7023 |  |  | International Turbine Research | PG&E |  |  |  | 18.4 | 2.76 | 34 | 24.576 | 1 | 24.576 | Wind |  | 1
Oct 2016 IOU Contracts Database |  | PG7026 |  |  | Northwind Energy | PG&E | [5 empty] | 27 | 13.464 | 1 | 13.464 | Wind |  | 1
Oct 2016 IOU Contracts Database |  | PG7027 |  |  | Patterson Pass Wind Farm LLC | PG&E | [5 empty] | 22 | 36.404 | 1 | 36.404 | Wind |  | 1
Oct 2016 IOU Contracts Database |  | PG7028 |  |  | Forebay Wind LLC - Altech | PG&E | [5 empty] | 5.76 | 4.146 | 1 | 4.146 | Wind |  | 1
Oct 2016 IOU Contracts Database |  | PG7030 |  |  | Forebay Wind LLC - Seawest | PG&E | [5 empty] | 0.065 | 0.046 | 1 | 0.046 | Wind |  | 1
Oct 2016 IOU Contracts Database |  | PG7031 |  |  | Forebay Wind LLC - Taxvest | PG&E | [5 empty] | 0.715 | 4.083 | 1 | 4.083 | Wind |  | 1
Oct 2016 IOU Contracts Database |  | PG7032 |  |  | Forebay Wind LLC - Viking | PG&E | [5 empty] | 1.69 | 1.169 | 1 | 1.169 | Wind |  | 1
Oct 2016 IOU Contracts Database |  | PG7033 |  |  | Forebay Wind LLC - Western | PG&E | [5 empty] | 2.7 | 1.299 | 1 | 1.299 | Wind |  | 1
Oct 2016 IOU Contracts Database |  | PG7036 |  |  | Blackspring Ridge IA | PG&E | [5 empty] | 150 | 445 | 1 | 445 | Wind |  | 1
Oct 2016 IOU Contracts Database |  | PG7037 |  |  | Blackspring Ridge IB | PG&E | [5 empty] | 150 | 445 | 1 | 445 | Wind |  | 1
Oct 2016 IOU Contracts Database |  | PG7038 |  |  | Halkirk I Wind Project | PG&E | [5 empty] | 150 | 485 | 1 | 485 | Wind |  | 1
Oct 2016 IOU Contracts Database | BRDSLD_2_SHLO3A | PG7039 |  |  | Shiloh III Wind Project | PG&E |  |  |  | 102.5 | 15.38 | 100 | 341 | 1 | 341 | Wind |  | 1
Oct 2016 IOU Contracts Database | USWPJR_2_UNITS | PG7040 |  |  | Vasco Wind Energy Center | PG&E |  |  |  | 78.2 | 11.73 | 78.2 | 211 | 1 | 211 | Wind |  | 1
Oct 2016 IOU Contracts Database | BRODIE_2_WIND | PG7041 |  |  | Coram Brodie | PG&E |  |  |  | 24 | 15.3 | 102 | 285.941 | 1 | 285.941 | Wind |  | 1
Oct 2016 IOU Contracts Database | BRDSLD_2_MTZUMA | PG7042 |  |  | Montezuma Wind Energy Center | PG&E |  |  |  | 36.8 | 5.52 | 36.8 | 129 | 1 | 129 | Wind |  | 1
Oct 2016 IOU Contracts Database |  | PG7043 |  |  | Vantage Wind Energy Center | PG&E | [5 empty] | 90 | 277 | 1 | 277 | Wind |  | 1
Oct 2016 IOU Contracts Database | HATRDG_2_WIND | PG7044 |  |  | Hatchet Ridge | PG&E |  |  |  | 102 | 15.3 | 103.2 | 303 | 1 | 303 | Wind |  | 1
Oct 2016 IOU Contracts Database |  | PG7045 |  |  | Klondike IIIA | PG&E | [5 empty] | 90 | 263.258 | 1 | 263.258 | Wind |  | 1
Oct 2016 IOU Contracts Database |  | PG7051 |  |  | Klondike Wind Power Project III | PG&E | [5 empty] | 85 | 265 | 1 | 265 | Wind |  | 1
Oct 2016 IOU Contracts Database |  | PG7052 |  |  | Rattlesnake Road (Arlington) Wind Power Project | PG&E | [5 empty] | 102.9 | 240 | 1 | 240 | Wind |  | 1
Oct 2016 IOU Contracts Database | BRDSLD_2_SHILO2 | PG7053 |  |  | Shiloh II Wind Project | PG&E |  |  |  | 150 | 22.5 | 150 | 426.3682 | 1 | 426.3682 | Wind |  | 1
Oct 2016 IOU Contracts Database | WNDMAS_2_UNIT 1 | PG7054 |  |  | Buena Vista | PG&E |  |  |  | 38 | 5.7 | 43 | 108 | 1 | 108 | Wind |  | 1
Oct 2016 IOU Contracts Database | BRDSLD_2_SHILO1 | PG7055 |  |  | Shiloh I Wind Project | PG&E |  |  |  | 150 | 22.5 | 75 | 225 | 1 | 225 | Wind |  | 1
Oct 2016 IOU Contracts Database | BRDSLD_2_MTZUM2 | PG7069 |  |  | Montezuma II Wind Energy Center | PG&E |  |  |  | 78.2 | 11.73 | 78.2 | 201 | 1 | 201 | Wind |  | 1
Oct 2016 IOU Contracts Database | JAWBNE_2_NSRWND | PG7071 |  |  | North Sky River Energy Center | PG&E |  |  |  | 160 | 24 | 162 | 419.3742 | 1 | 419.3742 | Wind |  | 1
Oct 2016 IOU Contracts Database | BRDSLD_2_SHLO3B | PG7084 |  |  | Shiloh IV | PG&E |  |  |  | 100 | 15 | 100 | 269 | 1 | 269 | Wind |  | 1
Oct 2016 IOU Contracts Database | FLOWD2_2_FPLWND | PG7091 |  |  | Diablo Winds (2) | PG&E |  |  |  | 18 | 2.7 | 18 | 62.02 | 1 | 62.02 | Wind |  | 1
Oct 2016 IOU Contracts Database | ARBWD_6_QF | PG7094 |  |  | Wind Resource II - RAM 2 | PG&E |  |  |  |  | 2.99 | 19.955 | 46.41 | 1 | 46.41 | Wind |  | 1
Oct 2016 IOU Contracts Database |  | PG7095 |  |  | Sand Hill Wind, LLC - RAM 3 | PG&E | [5 empty] | 20 | 43.76 | 0.84 | 36.7584 | Wind |  | 1
Oct 2016 IOU Contracts Database | NZWIND_6_CALWND | PG7096 |  |  | Wind Resource I - RAM 1 | PG&E |  |  |  | 9 | 1.35 | 8.71 | 15.41 | 1 | 15.41 | Wind |  | 1
Oct 2016 IOU Contracts Database | SPRGVL_2_QF | SC11007 |  |  | Royal Farms | SCE |  |  |  | 0.18 | 0.17 | 0.075 | 0.11 | 1 | 0.11 | Biomass |  | 1
Oct 2016 IOU Contracts Database | RHONDO_6_PUENTE | SC11009 |  |  | L.A. Co. Sanitation Dist CSD 2610 | SCE | [5 empty] | 3.9 | 5.84 | 1 | 5.84 | Biomass |  | 1
Oct 2016 IOU Contracts Database | CHINO_2_QF | SC11077 |  |  | L.A. Co. Sanitation Dist Spadra | SCE |  |  |  | 0.58 | 0 | 8 | 42.09 | 1 | 42.09 | Biomass |  | 1
Oct 2016 IOU Contracts Database |  | SC11087 |  |  | Royal Farms #2 | SCE | [5 empty] | 0.1 | 0.11 | 1 | 0.11 | Biomass |  | 1
Oct 2016 IOU Contracts Database | WALNUT_6_HILLGEN | SC11090 |  |  | L.A. Co. Sanitation Dist (Puente Hills) | SCE |  |  |  | 47 | 33.06 | 50 | 378.65 | 1 | 378.65 | Biomass |  | 1
Oct 2016 IOU Contracts Database |  | SC11099 |  |  | Inland Empire Utilities Agency | SCE | [5 empty] | 0.58 | 1.14 | 1 | 1.14 | Biomass |  | 1
Oct 2016 IOU Contracts Database | VALLEY_7_UNITA1 | SC11193 |  |  | WMES El Sobrante | SCE | [5 empty] | 3.77 | 17 | 1 | 17 | Biomass |  | 1
Oct 2016 IOU Contracts Database | MOORPK_7_UNITA1 | SC11195 |  |  | WMES Simi Valley | SCE | [5 empty] | 2.49 | 11 | 1 | 11 | Biomass |  | 1
Oct 2016 IOU Contracts Database | GOLETA_6_TAJIGS | SC11210 |  |  | MM Tajiguas Energy LLC | SCE |  |  |  | 2.84 | 2.84 | 2.84 | 19 | 1 | 19 | Biomass |  | 1
Oct 2016 IOU Contracts Database | SAUGUS_2_TOLAND | SC11221 |  |  | Toland Road Landfill | SCE | [5 empty] | 1.5 | 9.2 | 1 | 9.2 | Biomass |  | 1
Oct 2016 IOU Contracts Database | VALLEY_7_BADLND | SC11225 |  |  | Badlands Landfill (Riverside County San. District) | SCE | [5 empty] | 1.1 | 6.57 | 1 | 6.57 | Biomass |  | 1
Oct 2016 IOU Contracts Database |  | SC12804 |  |  | Orange County Sanitation District (f/k/a 1098) | SCE | [5 empty] | 12 | 0.01 | 1 | 0.01 | Biomass |  | 1
Oct 2016 IOU Contracts Database | MIRAGE_2_COCHLA | SC21038 |  |  | Desert View Power, Inc. | SCE | [5 empty] | 49.9 | 354.05 | 1 | 354.05 | Biomass |  | 1
Oct 2016 IOU Contracts Database |  | SC33001 |  |  | Heber Geothermal Company | SCE | [5 empty] | 52 | 297.7 | 1 | 297.7 | Geothermal |  | 1
Oct 2016 IOU Contracts Database | MIRAGE_2_COCHLA | SC33021 |  |  | Second Imperial Geothermal Co. | SCE | [5 empty] | 37 | 222.88 | 1 | 222.88 | Geothermal |  | 1
Oct 2016 IOU Contracts Database | CONTRL_1_QF | SC33027 |  |  | Mammoth Pacific L P II (MP2) | SCE |  |  |  | 13.4 | 7.84 | 10.5 | 82.88 | 1 | 82.88 | Geothermal |  | 1
Oct 2016 IOU Contracts Database | BLM_2_UNITS | SC33030 |  |  | Coso Energy Developers (BLM) | SCE |  |  |  | 24 | 72 | 75 | 373.26 | 1 | 373.26 | Geothermal |  | 1
Oct 2016 IOU Contracts Database | MIRAGE_2_COCHLA | SC33050 |  |  | Salton Sea IV | SCE | [5 empty] | 36 | 261.5808 | 1 | 261.5808 | Geothermal |  | 1
Oct 2016 IOU Contracts Database | CALGEN_1_UNITS | SC33103 |  |  | Coso Clean Power, LLC (f/k/a 3008,3029,3030) | SCE |  |  |  | 32.2 | 92.2 | 204 | 1217.9185 | 1 | 1217.9185 | Geothermal |  | 1
Oct 2016 IOU Contracts Database | MIRAGE_2_COCHLA | SC33104 |  |  | Ormesa Geothermal I, II, GEM | SCE | [5 empty] | 63 | 385.76 | 1 | 385.76 | Geothermal |  | 1
Oct 2016 IOU Contracts Database | CONTRL_1_OXBOW | SC33106 |  |  | Terra-Gen Dixie Valley, LLC (f/k/a 3011) | SCE |  |  |  | 60 | 51.24 | 50 | 394.2 | 1 | 394.2 | Geothermal |  | 1
Oct 2016 IOU Contracts Database |  | SC33108 |  |  | ORNI 18, LLC | SCE | [5 empty] | 33.178 | 95.0042 | 1 | 95.0042 | Geothermal |  | 1
Oct 2016 IOU Contracts Database | GYS5X6_7_UNITS | SC33117 |  |  | Geysers Power Company, LLC (f/k/a 3107) | SCE |  |  |  | 55 | 85 | 225 | 1971 | 1 | 1971 | Geothermal |  | 1
Oct 2016 IOU Contracts Database | BISHOP_1_ALAMO | SC40001 |  |  | Bishop Creek No. 2 | SCE |  |  |  | 13.4 | 7.56 | 0 | 12.3881 | 1 | 12.3881 | Small_Hydro |  | 1
Oct 2016 IOU Contracts Database | BISHOP_1_UNITS | SC40002 |  |  | Bishop Creek No. 3 | SCE |  |  |  | 15.8 | 8.34 | 0 | 18.254 | 1 | 18.254 | Small_Hydro |  | 1
Oct 2016 IOU Contracts Database | BISHOP_1_UNITS | SC40003 |  |  | Bishop Creek No. 4 | SCE |  |  |  | 15.8 | 8.34 | 0 | 18.5101 | 1 | 18.5101 | Small_Hydro |  | 1
Oct 2016 IOU Contracts Database | BISHOP_1_ALAMO | SC40004 |  |  | Bishop Creek No. 5 | SCE |  |  |  | 13.4 | 7.56 | 0 | 7.6664 | 1 | 7.6664 | Small_Hydro |  | 1
Oct 2016 IOU Contracts Database | BISHOP_1_ALAMO | SC40005 |  |  | Bishop Creek No. 6 | SCE |  |  |  | 13.4 | 7.56 | 0 | 2.7078 | 1 | 2.7078 | Small_Hydro |  | 1
Oct 2016 IOU Contracts Database | MONLTH_6_BOREL | SC40006 |  |  | Borel | SCE |  |  |  | 11 | 0 | 0 | 0 | 1 | 0 | Small_Hydro |  | 1
Oct 2016 IOU Contracts Database | ETIWND_2_FONTNA | SC40007 |  |  | Fontana | SCE |  |  |  | 2.56 | 0.22 | 0 | 1.9682 | 1 | 1.9682 | Small_Hydro |  | 1
Oct 2016 IOU Contracts Database | RECTOR_2_KAWH 1 | SC40008 |  |  | Kaweah No. 1 | SCE |  |  |  | 2.25 | 0.38 | 0 | 8.7026 | 1 | 8.7026 | Small_Hydro |  | 1
Oct 2016 IOU Contracts Database | RECTOR_2_KAWH 2 | SC40009 |  |  | Kaweah No. 2 | SCE | [5 empty] | 0 | 5.344 | 1 | 5.344 | Small_Hydro |  | 1
Oct 2016 IOU Contracts Database | RECTOR_2_KAWH 3 | SC40010 |  |  | Kaweah No. 3 | SCE | [5 empty] | 0 | 14.2507 | 1 | 14.2507 | Small_Hydro |  | 1
Oct 2016 IOU Contracts Database | KERRGN_1_UNIT 1 | SC40011 |  |  | Kern River No. 1 | SCE |  |  |  | 25.6 | 17.99 | 0 | 109.8979 | 1 | 109.8979 | Small_Hydro |  | 1
Oct 2016 IOU Contracts Database | CONTRL_1_LUNDY | SC40012 |  |  | Lundy | SCE |  |  |  | 3 | 1.28 | 0 | 2.2242 | 1 | 2.2242 | Small_Hydro |  | 1
Oct 2016 IOU Contracts Database | ETIWND_2_FONTNA | SC40013 |  |  | Lytle Creek | SCE |  |  |  | 2.56 | 0.22 | 0 | 0.33359 | 1 | 0.33359 | Small_Hydro |  | 1
Oct 2016 IOU Contracts Database | BIGCRK_7_MAMRES | SC40014 |  |  | Mammoth Pool Fish Water Generator | SCE |  |  |  | 1.25 | 0 | 0 | 0 | 1 | 0 | Small_Hydro |  | 1
Oct 2016 IOU Contracts Database | SBERDO_6_MILLCK | SC40015 |  |  | Mill Creek No. 1 | SCE |  |  |  | 3.93 | 1.06 | 0 | 1.4129 | 1 | 1.4129 | Small_Hydro |  | 1
Oct 2016 IOU Contracts Database | SBERDO_6_MILLCK | SC40016 |  |  | Mill Creek No. 3 | SCE |  |  |  | 3.93 | 1.06 | 0 | 5.2983 | 1 | 5.2983 | Small_Hydro |  | 1
Oct 2016 IOU Contracts Database | PADUA_2_ONTARO | SC40017 |  |  | Ontario No. 1 | SCE |  |  |  | 1.92 | 0.32 | 0 | 1.1001 | 1 | 1.1001 | Small_Hydro |  | 1
Oct 2016 IOU Contracts Database | PADUA_2_ONTARO | SC40018 |  |  | Ontario No. 2 | SCE |  |  |  | 1.92 | 0.32 | 0 | 0.58673 | 1 | 0.58673 | Small_Hydro |  | 1
Oct 2016 IOU Contracts Database | CONTRL_1_POOLE | SC40019 |  |  | Poole Plant | SCE |  |  |  | 10.9 | 0.8 | 0 | 19.25 | 1 | 19.25 | Small_Hydro |  | 1
Oct 2016 IOU Contracts Database | BGCRK1_7_PORTAL | SC40020 |  |  | Portal Power Plant | SCE | [5 empty] | 0 | 15.87 | 1 | 15.87 | Small_Hydro |  | 1
Oct 2016 IOU Contracts Database | CONTRL_1_RUSHCK | SC40021 |  |  | Rush Creek | SCE |  |  |  | 11.94 | 3.46 | 0 | 21.4446 | 1 | 21.4446 | Small_Hydro |  | 1
Oct 2016 IOU Contracts Database | SBERDO_2_SNTANA | SC40022 |  |  | Santa Ana No. 1 | SCE |  |  |  | 6.95 | 0.3 | 0 | 2.0687 | 1 | 2.0687 | Small_Hydro |  | 1
Oct 2016 IOU Contracts Database | SBERDO_2_SNTANA | SC40023 |  |  | Santa Ana No. 3 | SCE |  |  |  | 6.95 | 0.3 | 0 | 2.0041 | 1 | 2.0041 | Small_Hydro |  | 1
Oct 2016 IOU Contracts Database | PADUA_2_ONTARO | SC40024 |  |  | Sierra | SCE |  |  |  | 1.92 | 0.32 | 0 | 0.8801 | 1 | 0.8801 | Small_Hydro |  | 1
Oct 2016 IOU Contracts Database | SPRGVL_2_TULESC | SC40025 |  |  | Tule River | SCE |  |  |  | 2.5 | 0 | 0 | 7.0944 | 1 | 7.0944 | Small_Hydro |  | 1
Oct 2016 IOU Contracts Database | CONTRL_1_QF | SC44004 |  |  | Hi Head Hydro Incorporated | SCE |  |  |  | 13.4 | 7.84 | 0.35 | 1.8 | 1 | 1.8 | Small_Hydro |  | 1
Oct 2016 IOU Contracts Database | CONTRL_1_QF | SC44008 |  |  | Desert Power Company | SCE |  |  |  | 13.4 | 7.84 | 0.948 | 1.57 | 1 | 1.57 | Small_Hydro |  | 1
Oct 2016 IOU Contracts Database | ANTLPE_2_QF | SC44013 |  |  | Tehachapi Cummings Co. Water District | SCE |  |  |  | 14 | 0.6 | 0.035 | 0 | 1 | 0 | Small_Hydro |  | 1
Oct 2016 IOU Contracts Database | VISTA_6_QF | SC44014 |  |  | San Bernardino MWD | SCE |  |  |  | 0.18 | 0.09 | 0.178 | 0.4 | 1 | 0.4 | Small_Hydro |  | 1
Oct 2016 IOU Contracts Database |  | SC44016 |  |  | Walnut Valley Water District | SCE | [5 empty] | 0.125 | 0.72 | 1 | 0.72 | Small_Hydro |  | 1
Oct 2016 IOU Contracts Database | RHONDO_2_QF | SC44029 |  |  | LA CO Flood Control District ** | SCE | [5 empty] | 4.975 | 16.51 | 1 | 16.51 | Small_Hydro |  | 1
Oct 2016 IOU Contracts Database | VESTAL_6_QF | SC44030 |  |  | Daniel M. Bates | SCE |  |  |  | 12.3 | 2.73 | 0.35 | 1.17 | 1 | 1.17 | Small_Hydro |  | 1
Oct 2016 IOU Contracts Database |  | SC44031 |  |  | Richard Moss | SCE | [5 empty] | 0.155 | 0.46 | 1 | 0.46 | Small_Hydro |  | 1
Oct 2016 IOU Contracts Database |  | SC44032 |  |  | Walnut Valley Water District (#2) | SCE | [5 empty] | 0.025 | 0 | 1 | 0 | Small_Hydro |  | 1
Oct 2016 IOU Contracts Database | VESTAL_6_QF | SC44034 |  |  | Central Hydroelectric Corp. | SCE |  |  |  | 12.3 | 2.73 | 11.95 | 41.21 | 1 | 41.21 | Small_Hydro |  | 1
Oct 2016 IOU Contracts Database | PADUA_6_QF | SC44035 |  |  | Three Valleys MWD (Fulton Road) | SCE |  |  |  | 1.82 | 0.38 | 0.2 | 1.05 | 1 | 1.05 | Small_Hydro |  | 1
Oct 2016 IOU Contracts Database |  | SC44036 |  |  | Three Valleys MWD (Miramar) | SCE | [5 empty] | 0.52 | 0.73 | 1 | 0.73 | Small_Hydro |  | 1
Oct 2016 IOU Contracts Database | PADUA_6_QF | SC44037 |  |  | Three Valleys MWD (Williams) | SCE |  |  |  | 1.82 | 0.38 | 0.35 | 1.56 | 1 | 1.56 | Small_Hydro |  | 1
Oct 2016 IOU Contracts Database | RECTOR_2_QF | SC44039 |  |  | Kaweah River Power Authority | SCE |  |  |  | 17 | 0 | 17 | 54.7 | 1 | 54.7 | Small_Hydro |  | 1
Oct 2016 IOU Contracts Database | GOLETA_2_QF | SC44051 |  |  | Montecito Water District | SCE |  |  |  | 0.4 | 0.05 | 0.13 | 0.63 | 1 | 0.63 | Small_Hydro |  | 1
Oct 2016 IOU Contracts Database |  | SC44052 |  |  | Calleguas MWD - Unit 3 (Santa Rosa) | SCE | [5 empty] | 0.25 | 0.44 | 1 | 0.44 | Small_Hydro |  | 1
Oct 2016 IOU Contracts Database | BARRE_2_QF | SC44054 |  |  | City of Santa Ana | SCE |  |  |  | 0.2 | 0 | 0.195 | 0.02 | 1 | 0.02 | Small_Hydro |  | 1
Oct 2016 IOU Contracts Database | SAUGUS_6_QF | SC44058 |  |  | United Water Conservation District | SCE |  |  |  | 2.19 | 0.62 | 0.935 | 0 | 1 | 0 | Small_Hydro |  | 1
Oct 2016 IOU Contracts Database | CONTRL_1_QF | SC44071 |  |  | Deep Springs College | SCE |  |  |  | 13.4 | 7.84 | 0.1 | 0 | 1 | 0 | Small_Hydro |  | 1
Oct 2016 IOU Contracts Database | SNCLRA_6_QF | SC44076 |  |  | Camrosa County Water District | SCE |  |  |  | 1.65 | 0 | 0.15 | 0 | 1 | 0 | Small_Hydro |  | 1
Oct 2016 IOU Contracts Database |  | SC44100 |  |  | San Bernardino MWD (Unit 3) | SCE | [5 empty] | 0.075 | 0 | 1 | 0 | Small_Hydro |  | 1
Oct 2016 IOU Contracts Database | OLINDA_2_QF | SC44137 |  |  | American Energy, Inc. (Fullerton Hydro) | SCE |  |  |  | 0.4 | 0 | 0.4 | 0.78 | 1 | 0.78 | Small_Hydro |  | 1
Oct 2016 IOU Contracts Database |  | SC44145 |  |  | Mesa Consolidated Water District | SCE | [5 empty] | 0.05 | 0 | 1 | 0 | Small_Hydro |  | 1
Oct 2016 IOU Contracts Database | PADUA_6_QF | SC44150 |  |  | Water Facilities Authority | SCE |  |  |  | 1.82 | 0.38 | 0.224 | 0.05 | 1 | 0.05 | Small_Hydro |  | 1
Oct 2016 IOU Contracts Database | SNCLRA_6_QF | SC44152 |  |  | Calleguas MWD (Springville Hydro) | SCE |  |  |  | 1.65 | 0 | 1 | 1.14 | 1 | 1.14 | Small_Hydro |  | 1
Oct 2016 IOU Contracts Database |  | SC44202 |  |  | Bishop Tungsten Development, LLC | SCE | [5 empty] | 0.25 | 1.56 | 1 | 1.56 | Small_Hydro |  | 1
Oct 2016 IOU Contracts Database |  | SC44205 |  |  | California Water Service Company (PV Station 37) | SCE | [5 empty] | 0.325 | 1.9 | 0.84 | 1.596 | Small_Hydro |  | 1
Oct 2016 IOU Contracts Database |  | SC44206 |  |  | Isabella Fishflow Hydroelectric Project LLC | SCE | [5 empty] | 0.86 | 3.2 | 1 | 3.2 | Small_Hydro |  | 1
Oct 2016 IOU Contracts Database |  | SC44207 |  |  | Monte Vista Water District (f/k/a 4147) | SCE | [5 empty] | 0.865 | 1.4 | 1 | 1.4 | Small_Hydro |  | 1
Oct 2016 IOU Contracts Database | SPRGVL_2_QF | SC44208 |  |  | Lower Tule River Irrigation Dist. (f/k/a 4028) | SCE |  |  |  | 0.18 | 0.17 | 1.4 | 0.78 | 1 | 0.78 | Small_Hydro |  | 1
Oct 2016 IOU Contracts Database |  | SC44209 |  |  | White Mountain Ranch LLC (f/k/a 4006) | SCE | [5 empty] | 0.29 | 0.85 | 1 | 0.85 | Small_Hydro |  | 1
Oct 2016 IOU Contracts Database | MOORPK_6_QF | SC44210 |  |  | Calleguas MWD (Conejos, f/k/a 4010) | SCE |  |  |  | 0.8 | 0.8 | 0.717 | 0.43 | 1 | 0.43 | Small_Hydro |  | 1
Oct 2016 IOU Contracts Database |  | SC44216 |  |  | Gibralter Conduit Hydroelectric Plant (f/k/a 4012) | SCE | [5 empty] | 0.75 | 1.87 | 1 | 1.87 | Small_Hydro |  | 1
Oct 2016 IOU Contracts Database |  | SC44222 |  |  | Goleta Water District (Van Horne) (f/k/a 4055) | SCE | [5 empty] | 0.25 | 1.2 | 1 | 1.2 | Small_Hydro |  | 1
Oct 2016 IOU Contracts Database | GARNET_2_HYDRO | SC44225 |  |  | Desert Water Agency (Whitewater) (f/k/a 4025) | SCE |  |  |  | 1 | 0.69 | 1 | 7.4 | 1 | 7.4 | Small_Hydro |  | 1
Oct 2016 IOU Contracts Database |  | SC44252 |  |  | Calleguas MWD (Springville Hydro) (f/k/a 4152) | SCE | [5 empty] | 1 | 2.25 | 1 | 2.25 | Small_Hydro |  | 1
Oct 2016 IOU Contracts Database |  | SC44255 |  |  | Calleguas MWD (East Portal Hydroelectric Generating Station, f/k/a 4022) | SCE | [5 empty] | 1.25 | 6 | 1 | 6 | Small_Hydro |  | 1
Oct 2016 IOU Contracts Database | CHINO_2_SOLAR | SC50002 |  |  | SPVP002 - Chino | SCE |  |  |  | 1 | 0.14 | 0 | 0.14 | 1 | 0.14 | Solar |  | 1
Oct 2016 IOU Contracts Database | VISTA_2_RIALTO | SC50003 |  |  | SPVP003 - Rialto | SCE |  |  |  | 1 | 0.14 | 0 | 0.14 | 1 | 0.14 | Solar |  | 1
Oct 2016 IOU Contracts Database | SBERDO_2_RTS005 | SC50005 |  |  | SPVP005 - Redlands | SCE |  |  |  | 2.5 | 0.35 | 0 | 0.4 | 1 | 0.4 | Solar |  | 1
Oct 2016 IOU Contracts Database | MIRLOM_2_ONTARO | SC50006 |  |  | SPVP006 - Ontario | SCE |  |  |  | 5.5 | 0.77 | 0 | 0.36 | 1 | 0.36 | Solar |  | 1
Oct 2016 IOU Contracts Database | SBERDO_2_RTS007 | SC50007 |  |  | SPVP007 - Redlands | SCE |  |  |  | 2.5 | 0.35 | 0 | 0.4 | 1 | 0.4 | Solar |  | 1
Oct 2016 IOU Contracts Database | DEVERS_1_SOLAR1 | SC50008 |  |  | SPVP008 - Ontario | SCE |  |  |  | 12 | 0 | 0 | 0.36 | 1 | 0.36 | Solar |  | 1
Oct 2016 IOU Contracts Database | DEVERS_1_SOLAR2 | SC50009 |  |  | SPVP009 - Ontario | SCE |  |  |  | 9 | 0 | 0 | 0.18 | 1 | 0.18 | Solar |  | 1
Oct 2016 IOU Contracts Database | ETIWND_2_RTS010 | SC50010 |  |  | SPVP010 - Fontana | SCE |  |  |  | 1.5 | 0.21 | 0 | 0.27 | 1 | 0.27 | Solar |  | 1
Oct 2016 IOU Contracts Database | SBERDO_2_RTS011 | SC50011 |  |  | SPVP011 - Redlands | SCE |  |  |  | 3.5 | 0.49 | 0 | 0.56 | 1 | 0.56 | Solar |  | 1
Oct 2016 IOU Contracts Database |  | SC50012 |  |  | SPVP012 - Ontario | SCE | [5 empty] | 0 | 0.09 | 1 | 0.09 | Solar |  | 1
Oct 2016 IOU Contracts Database | SBERDO_2_RTS013 | SC50013 |  |  | SPVP013 - Redlands | SCE |  |  |  | 3.5 | 0.49 | 0 | 0.56 | 1 | 0.56 | Solar |  | 1
Oct 2016 IOU Contracts Database | ETIWND_2_RTS015 | SC50015 |  |  | SPVP015 - Fontana | SCE |  |  |  | 3 | 0.42 | 0 | 0.53 | 1 | 0.53 | Solar |  | 1
Oct 2016 IOU Contracts Database | SBERDO_2_RTS016 | SC50016 |  |  | SPVP016 - Redlands | SCE |  |  |  | 1.5 | 0.21 | 0 | 0.24 | 1 | 0.24 | Solar |  | 1
Oct 2016 IOU Contracts Database | ETIWND_2_RTS017 | SC50017 |  |  | SPVP017 - Fontana | SCE |  |  |  | 3.5 | 0.49 | 0 | 0.56 | 1 | 0.56 | Solar |  | 1
Oct 2016 IOU Contracts Database | ETIWND_2_RTS018 | SC50018 |  |  | SPVP018 - Fontana | SCE |  |  |  | 1.5 | 0.21 | 0 | 0.32 | 1 | 0.32 | Solar |  | 1
Oct 2016 IOU Contracts Database | SBERDO_2_REDLND | SC50022 |  |  | SPVP022 - Redlands | SCE |  |  |  | 2 | 0.28 | 0 | 0.36 | 1 | 0.36 | Solar |  | 1
Oct 2016 IOU Contracts Database | ETIWND_2_RTS023 | SC50023 |  |  | SPVP023 - Fontana | SCE |  |  |  | 2.5 | 0.35 | 0 | 0.45 | 1 | 0.45 | Solar |  | 1
Oct 2016 IOU Contracts Database | ETIWND_2_RTS026 | SC50026 |  |  | SPVP026 - Rialto | SCE |  |  |  | 6 | 0.84 | 0 | 0.97 | 1 | 0.97 | Solar |  | 1
Oct 2016 IOU Contracts Database | ETIWND_2_RTS027 | SC50027 |  |  | SPVP027 - Rialto | SCE |  |  |  | 2 | 0.28 | 0 | 0.34 | 1 | 0.34 | Solar |  | 1
Oct 2016 IOU Contracts Database | VISTA_2_RTS028 | SC50028 |  |  | SPVP028 - San Bernardino | SCE |  |  |  | 3.5 | 0.49 | 0 | 0.56 | 1 | 0.56 | Solar |  | 1
Oct 2016 IOU Contracts Database | MIRLOM_2_RTS032 | SC50032 |  |  | SPVP032 - Ontario | SCE |  |  |  | 1.5 | 0.21 | 0 | 0.27 | 1 | 0.27 | Solar |  | 1
Oct 2016 IOU Contracts Database | MIRLOM_2_RTS033 | SC50033 |  |  | SPVP033 - Ontario | SCE |  |  |  | 1 | 0.14 | 0 | 0.18 | 1 | 0.18 | Solar |  | 1
Oct 2016 IOU Contracts Database | VESTAL_2_RTS042 | SC50042 |  |  | SPVP042 - Porterville | SCE |  |  |  | 5 | 0 | 0 | 0.9 | 1 | 0.9 | Solar |  | 1
Oct 2016 IOU Contracts Database | VALLEY_5_RTS044 | SC50044 |  |  | SPVP044 - Perris | SCE |  |  |  | 8 | 1.12 | 0 | 1.27 | 1 | 1.27 | Solar |  | 1
Oct 2016 IOU Contracts Database | SBERDO_2_RTS048 | SC50048 |  |  | SPVP048 - Redlands | SCE |  |  |  | 5 | 0 | 0 | 0.74 | 1 | 0.74 | Solar |  | 1
Oct 2016 IOU Contracts Database |  | SC55010 |  |  | Curtis, Edwin | SCE | [5 empty] | 0.0013 | 0 | 1 | 0 | Solar |  | 1
Oct 2016 IOU Contracts Database |  | SC55066 |  |  | SCAQMD Solar Port | SCE | [5 empty] | 0.073 | 0 | 1 | 0 | Solar |  | 1
Oct 2016 IOU Contracts Database | BLYTHE_1_SOLAR1 | SC55207 |  |  | NRG Solar Blythe LLC | SCE |  |  |  |  | 0 | 21 | 49.67 | 1 | 49.67 | Solar |  | 1
Oct 2016 IOU Contracts Database | DSRTSN_2_SOLAR1 | SC55217 |  |  | Desert Sunlight 250, LLC | SCE |  |  |  | 156.9 | 42 | 250 | 571 | 1 | 571 | Solar |  | 1
Oct 2016 IOU Contracts Database | DSRTSL_2_SOLAR1 | SC55218 |  |  | Desert Stateline | SCE |  |  |  | 148.1 | 41.47 | 300 | 673 | 1 | 673 | Solar |  | 1
Oct 2016 IOU Contracts Database | GLDTWN_6_SOLAR | SC55240 |  |  | RE Rio Grande, LLC | SCE |  |  |  | 5 | 0.7 | 5 | 11.4 | 1 | 11.4 | Solar |  | 1
Oct 2016 IOU Contracts Database | RSMSLR_6_SOLAR2 | SC55247 |  |  | RE Rosamond Two, LLC | SCE |  |  |  | 20 | 2.8 | 20 | 47.3 | 1 | 47.3 | Solar |  | 1
Oct 2016 IOU Contracts Database | VICTOR_1_SOLAR1 | SC55249 |  |  | RE Victor Phelan Solar One, LLC | SCE |  |  |  | 17.5 | 0 | 17.5 | 49.1 | 1 | 49.1 | Solar |  | 1
Oct 2016 IOU Contracts Database | GLOW_6_SOLAR | SC55252 |  |  | TA - High Desert LLC (Antelope) | SCE |  |  |  | 20 | 0 | 20 | 55.56 | 1 | 55.56 | Solar |  | 1
Oct 2016 IOU Contracts Database | CORONS_2_SOLAR | SC55277 |  |  | Temescal Canyon | SCE |  |  |  | 0.99 | 0 | 1.4993 | 1.5 | 1 | 1.5 | Solar |  | 1
Oct 2016 IOU Contracts Database | WAUKNA_1_SOLAR2 | SC55283 |  |  | CED Corcoran Solar 2, LLC | SCE |  |  |  | 19.75 | 2.77 | 19.75 | 39.62 | 1 | 39.62 | Solar |  | 1
Oct 2016 IOU Contracts Database | PRIMM_2_SOLAR1 | SC55284 |  |  | Silver State Solar Power, LLC | SCE |  |  |  | 136.5 | 35 | 250 | 613.2 | 1 | 613.2 | Solar |  | 1
Oct 2016 IOU Contracts Database | LAMONT_1_SOLAR1 | SC55297 |  |  | Regulus Solar, LLC | SCE |  |  |  | 60 | 8.4 | 60 | 173.4 | 1 | 173.4 | Solar |  | 1
Oct 2016 IOU Contracts Database | ADOBEE_1_SOLAR | SC55298 |  |  | Adobe Solar, LLC | SCE |  |  |  | 20 | 2.8 | 20 | 53.5 | 1 | 53.5 | Solar |  | 1
Oct 2016 IOU Contracts Database | DELAMO_2_SOLRC1 | SC55369 |  |  | Golden Springs, LLC, (Building C1) | SCE |  |  |  | 1.16 | 0 | 1.1815 | 2.04 | 1 | 2.04 | Solar |  | 1
Oct 2016 IOU Contracts Database | DELAMO_2_SOLRD | SC55370 |  |  | Golden Springs, LLC, (Building D) | SCE |  |  |  | 1.25 | 0 | 1.2599 | 2.19 | 1 | 2.19 | Solar |  | 1
Oct 2016 IOU Contracts Database | WALNUT_2_SOLAR | SC55371 |  |  | Industry Metrolink PV 1 | SCE |  |  |  | 1.5 | 0 | 1.5 | 2.85 | 1 | 2.85 | Solar |  | 1
Oct 2016 IOU Contracts Database | CHINO_2_SASOLR | SC55394 |  |  | SS San Antonio West LLC (Chino South Building E) | SCE |  |  |  | 1.5 | 0 | 1.5 | 3 | 1 | 3 | Solar |  | 1
Oct 2016 IOU Contracts Database | LITLRK_6_SEPV01 | SC55396 |  |  | SEPV1, LLC | SCE |  |  |  | 2 | 0 | 2 | 4.96 | 1 | 4.96 | Solar |  | 1
Oct 2016 IOU Contracts Database | DEVERS_1_SEPV05 | SC55397 |  |  | SEPV2, LLC | SCE |  |  |  | 2 | 0 | 2 | 4.58 | 1 | 4.58 | Solar |  | 1
Oct 2016 IOU Contracts Database | BUCKWD_1_NPALM1 | SC55408 |  |  | North Palm Springs #1A | SCE |  |  |  | 2.4 | 0.34 | 2.3521 | 5.29 | 1 | 5.29 | Solar |  | 1
Oct 2016 IOU Contracts Database | GARNET_1_SOLAR | SC55411 |  |  | North Palm Springs #4A | SCE |  |  |  | 4 | 0 | 4.12 | 9.4 | 1 | 9.4 | Solar |  | 1
Oct 2016 IOU Contracts Database | SLSTR1_2_SOLAR1 | SC55412 |  |  | Solar Star California XIX, LLC (AVPV I) | SCE |  |  |  | 151.5 | 43.4 | 310 | 778.2484 | 1 | 778.2484 | Solar |  | 1
Oct 2016 IOU Contracts Database | SLSTR2_2_SOLAR2 | SC55413 |  |  | Solar Star California XX, LLC (AVPV II) | SCE |  |  |  | 276 | 38.64 | 276 | 717.9969 | 1 | 717.9969 | Solar |  | 1
Oct 2016 IOU Contracts Database | SLST13_2_SOLAR1 | SC55415 |  |  | Solar Star California XIII, LLC (Quinto) | SCE |  |  |  | 107.6 | 15.06 | 108 | 275 | 1 | 275 | Solar |  | 1
Oct 2016 IOU Contracts Database |  | SC55434 |  |  | One Miracle Property, LLC | SCE | [5 empty] | 0.75 | 1.31 | 1 | 1.31 | Solar |  | 1
Oct 2016 IOU Contracts Database |  | SC55439 |  |  | Powhatan Solar Power Generation Station 1, LLC | SCE | [5 empty] | 1.496 | 4.42 | 1 | 4.42 | Solar |  | 1
Oct 2016 IOU Contracts Database |  | SC55440 |  |  | Otoe Solar Power Generation Station 1, LLC | SCE | [5 empty] | 1.496 | 3.58 | 1 | 3.58 | Solar |  | 1
Oct 2016 IOU Contracts Database |  | SC55442 |  |  | Navajo Solar Power Generation Station 1, LLC | SCE | [5 empty] | 1.496 | 4.44 | 1 | 4.44 | Solar |  | 1
Oct 2016 IOU Contracts Database | DELSUR_6_DRYFRB | SC55447 |  |  | Lancaster Dry Farm Ranch B, LLC | SCE |  |  |  | 5 | 0.7 | 5 | 13 | 1 | 13 | Solar |  | 1
Oct 2016 IOU Contracts Database | VICTOR_1_VDRYFA | SC55459 |  |  | Victor Dry Farm Ranch A, LLC | SCE |  |  |  | 5 | 0.7 | 5 | 10.29 | 1 | 10.29 | Solar |  | 1
Oct 2016 IOU Contracts Database | VICTOR_1_VDRYFB | SC55460 |  |  | Victor Dry Farm Ranch B, LLC | SCE |  |  |  | 5 | 0 | 5 | 10.29 | 1 | 10.29 | Solar |  | 1
Oct 2016 IOU Contracts Database | PLAINV_6_SOLARC | SC55463 |  |  | Central Antelope Dry Ranch C, LLC (A&R) | SCE |  |  |  | 20 | 0 | 20 | 41.23 | 1 | 41.23 | Solar |  | 1
Oct 2016 IOU Contracts Database | PLAINV_6_NLRSR1 | SC55468 |  |  | North Lancaster Ranch, LLC (A&R) | SCE |  |  |  | 20 | 0 | 20 | 41.23 | 1 | 41.23 | Solar |  | 1
Oct 2016 IOU Contracts Database | PLAINV_6_SOLAR3 | SC55469 |  |  | Sierra Solar Greenworks, LLC (A&R) | SCE |  |  |  | 20 | 0 | 20 | 41.23 | 1 | 41.23 | Solar |  | 1
Oct 2016 IOU Contracts Database |  | SC55476 |  |  | American Solar Greenworks, LLC (A&R) | SCE | [5 empty] | 6.5 | 30.92 | 0.84 | 25.9728 | Solar |  | 1
Oct 2016 IOU Contracts Database | VICTOR_1_EXSLRA | SC55477 |  |  | Expressway Solar A | SCE |  |  |  | 2 | 0.28 | 2 | 5.11 | 1 | 5.11 | Solar |  | 1
Oct 2016 IOU Contracts Database | VICTOR_1_EXSLRB | SC55478 |  |  | Expressway Solar B | SCE |  |  |  | 2 | 0.28 | 2 | 5.11 | 1 | 5.11 | Solar |  | 1
Oct 2016 IOU Contracts Database | VESTAL_2_SOLAR1 | SC55485 |  |  | Nicolis, LLC (Weldon Solar) | SCE |  |  |  | 20 | 2.8 | 20 | 51.87 | 1 | 51.87 | Solar |  | 1
Oct 2016 IOU Contracts Database | GARNET_1_SOLAR2 | SC55488 |  |  | Garnet Solar Power Generation Station, 1 LLC | SCE |  |  |  | 4 | 0.56 | 4 | 9.41 | 1 | 9.41 | Solar |  | 1
Oct 2016 IOU Contracts Database | VESTAL_2_SOLAR2 | SC55490 |  |  | Tropico, LLC (Great Lakes) | SCE |  |  |  | 14 | 1.96 | 14 | 36.31 | 1 | 36.31 | Solar |  | 1
Oct 2016 IOU Contracts Database | GLDTWN_6_COLUM3 | SC55493 |  |  | RE Columbia Three LLC | SCE |  |  |  | 10 | 1.4 | 10 | 24.9 | 1 | 24.9 | Solar |  | 1
Oct 2016 IOU Contracts Database | BLKCRK_2_SOLAR1 | SC55494 |  |  | McCoy Solar, LLC | SCE |  |  |  | 125 | 35 | 250 | 680 | 1 | 680 | Solar |  | 1
Oct 2016 IOU Contracts Database |  | SC55496 |  |  | Industry Solar Power Generation Station 1, LLC | SCE | [5 empty] | 1.496 | 4.39 | 1 | 4.39 | Solar |  | 1
Oct 2016 IOU Contracts Database |  | SC55509 |  |  | Newberry Solar 1, LLC | SCE | [5 empty] | 1.492 | 3.38 | 1 | 3.38 | Solar |  | 1
Oct 2016 IOU Contracts Database |  | SC55510 |  |  | USFS San Dimas Technology and Development Center | SCE | [5 empty] | 0.25 | 0.2 | 1 | 0.2 | Solar |  | 1
Oct 2016 IOU Contracts Database | LITLRK_6_SOLAR4 | SC55512 |  |  | Little Rock - Pham Solar PV, LLC | SCE |  |  |  | 3 | 0.42 | 3 | 10.01 | 1 | 10.01 | Solar |  | 1
Oct 2016 IOU Contracts Database |  | SC55514 |  |  | Neenach Solar 1B South, LLC | SCE | [5 empty] | 1.5 | 4.83 | 0.84 | 4.0572 | Solar |  | 1
Oct 2016 IOU Contracts Database |  | SC55517 |  |  | L-8 Solar Project, LLC | SCE | [5 empty] | 1.5 | 3.2 | 1 | 3.2 | Solar |  | 1
Oct 2016 IOU Contracts Database |  | SC55518 |  |  | Heliocentric, LLC | SCE | [5 empty] | 1.5 | 3.2 | 1 | 3.2 | Solar |  | 1
Oct 2016 IOU Contracts Database |  | SC55520 |  |  | Treen Solar 1, LLC | SCE | [5 empty] | 1 | 3.07 | 1 | 3.07 | Solar |  | 1
Oct 2016 IOU Contracts Database |  | SC55521 |  |  | Treen Solar 2, LLC | SCE | [5 empty] | 1 | 3.07 | 1 | 3.07 | Solar |  | 1
Oct 2016 IOU Contracts Database |  | SC55522 |  |  | Annie Power, LLC | SCE | [5 empty] | 1.5 | 4.6 | 1 | 4.6 | Solar |  | 1
Oct 2016 IOU Contracts Database |  | SC55523 |  |  | JRam Solar 1, LLC | SCE | [5 empty] | 1.5 | 4.6 | 1 | 4.6 | Solar |  | 1
Oct 2016 IOU Contracts Database |  | SC55524 |  |  | JRam Solar 2, LLC | SCE | [5 empty] | 1.5 | 4.6 | 1 | 4.6 | Solar |  | 1
Oct 2016 IOU Contracts Database |  | SC55525 |  |  | JRam Solar 3, LLC | SCE | [5 empty] | 1 | 3.07 | 1 | 3.07 | Solar |  | 1
Oct 2016 IOU Contracts Database |  | SC55536 |  |  | Sandra Energy, LLC | SCE | [5 empty] | 1.5 | 4.6 | 1 | 4.6 | Solar |  | 1
Oct 2016 IOU Contracts Database |  | SC55539 |  |  | Dreamer Solar, LLC | SCE | [5 empty] | 1.5 | 4.6 | 1 | 4.6 | Solar |  | 1
Oct 2016 IOU Contracts Database |  | SC55541 |  |  | Drew Energy, LLC | SCE | [5 empty] | 1 | 3.07 | 1 | 3.07 | Solar |  | 1
Oct 2016 IOU Contracts Database |  | SC55549 |  |  | Voyager Solar 1, LLC | SCE | [5 empty] | 1.5 | 4.6 | 1 | 4.6 | Solar |  | 1
Oct 2016 IOU Contracts Database |  | SC55550 |  |  | Voyager Solar 2, LLC | SCE | [5 empty] | 1.5 | 4.6 | 1 | 4.6 | Solar |  | 1
Oct 2016 IOU Contracts Database |  | SC55551 |  |  | Voyager Solar 3, LLC | SCE | [5 empty] | 1 | 3.07 | 1 | 3.07 | Solar |  | 1
Oct 2016 IOU Contracts Database |  | SC55559 |  |  | Becca Solar, LLC | SCE | [5 empty] | 1.5 | 4.6 | 1 | 4.6 | Solar |  | 1
Oct 2016 IOU Contracts Database |  | SC55560 |  |  | Toro Power 1, LLC | SCE | [5 empty] | 1.5 | 4.6 | 1 | 4.6 | Solar |  | 1
Oct 2016 IOU Contracts Database |  | SC55561 |  |  | Toro Power 2, LLC | SCE | [5 empty] | 0.5 | 1.53 | 1 | 1.53 | Solar |  | 1
Oct 2016 IOU Contracts Database |  | SC55562 |  |  | Radiance Solar 5 LLC | SCE | [5 empty] | 1.5 | 3.86 | 1 | 3.86 | Solar |  | 1
Oct 2016 IOU Contracts Database |  | SC55563 |  |  | Radiance Solar 4 LLC | SCE | [5 empty] | 1.5 | 3.86 | 1 | 3.86 | Solar |  | 1
Oct 2016 IOU Contracts Database | DEVERS_1_SOLAR1 | SC55568 |  |  | Highlander Solar 1 (f/k/a SEPV8) | SCE |  |  |  | 12 | 0 | 12 | 33.06 | 1 | 33.06 | Solar |  | 1
Oct 2016 IOU Contracts Database | DEVERS_1_SOLAR2 | SC55569 |  |  | Highlander Solar 2 (f/k/a SEPV9) | SCE |  |  |  | 9 | 0 | 9 | 24.82 | 1 | 24.82 | Solar |  | 1
Oct 2016 IOU Contracts Database |  | SC55570 |  |  | Summer Solar C2, LLC | SCE | [5 empty] | 1.5 | 3.87 | 1 | 3.87 | Solar |  | 1
Oct 2016 IOU Contracts Database |  | SC55571 |  |  | Summer Solar D2, LLC | SCE | [5 empty] | 1 | 2.31 | 1 | 2.31 | Solar |  | 1
Oct 2016 IOU Contracts Database |  | SC55572 |  |  | Summer Solar A2, LLC | SCE | [5 empty] | 1.5 | 3.87 | 1 | 3.87 | Solar |  | 1
Oct 2016 IOU Contracts Database |  | SC55573 |  |  | Summer Solar B2, LLC | SCE | [5 empty] | 1.5 | 3.87 | 1 | 3.87 | Solar |  | 1
Oct 2016 IOU Contracts Database |  | SC55574 |  |  | Rodeo Solar C2, LLC | SCE | [5 empty] | 1.5 | 3.97 | 1 | 3.97 | Solar |  | 1
Oct 2016 IOU Contracts Database |  | SC55578 |  |  | Rodeo Solar D2, LLC | SCE | [5 empty] | 1.5 | 3.97 | 1 | 3.97 | Solar |  | 1
Oct 2016 IOU Contracts Database |  | SC55585 |  |  | Expressway Solar C2, LLC | SCE | [5 empty] | 1.5 | 3.97 | 1 | 3.97 | Solar |  | 1
Oct 2016 IOU Contracts Database |  | SC55587 |  |  | Tulare PV1, LLC (Exeter 1) | SCE | [5 empty] | 1 | 2.02 | 1 | 2.02 | Solar |  | 1
Oct 2016 IOU Contracts Database |  | SC55588 |  |  | Tulare PV1, LLC (Exeter 2) | SCE | [5 empty] | 1 | 2.02 | 1 | 2.02 | Solar |  | 1
Oct 2016 IOU Contracts Database |  | SC55589 |  |  | Tulare PV1, LLC (Exeter 3) | SCE | [5 empty] | 1.5 | 3.02 | 1 | 3.02 | Solar |  | 1
Oct 2016 IOU Contracts Database |  | SC55590 |  |  | Tulare PV1, LLC (Lindsay 1) | SCE | [5 empty] | 1.5 | 3.02 | 1 | 3.02 | Solar |  | 1
Oct 2016 IOU Contracts Database |  | SC55591 |  |  | Tulare PV1, LLC (Lindsay 3) | SCE | [5 empty] | 1.5 | 3.02 | 1 | 3.02 | Solar |  | 1
Oct 2016 IOU Contracts Database |  | SC55592 |  |  | Tulare PV1, LLC (Lindsay 4) | SCE | [5 empty] | 1 | 2.02 | 1 | 2.02 | Solar |  | 1
Oct 2016 IOU Contracts Database |  | SC55597 |  |  | Tulare PV1, LLC (Ivanhoe 1) | SCE | [5 empty] | 1.5 | 3.02 | 1 | 3.02 | Solar |  | 1
Oct 2016 IOU Contracts Database |  | SC55598 |  |  | Tulare PV1, LLC (Ivanhoe 2) | SCE | [5 empty] | 0.5 | 1.01 | 1 | 1.01 | Solar |  | 1
Oct 2016 IOU Contracts Database |  | SC55599 |  |  | Tulare PV1, LLC (Ivanhoe 3) | SCE | [5 empty] | 1.5 | 3.02 | 1 | 3.02 | Solar |  | 1
Oct 2016 IOU Contracts Database |  | SC55600 |  |  | Tulare PV1, LLC (Porterville 1) | SCE | [5 empty] | 1 | 2.02 | 1 | 2.02 | Solar |  | 1
Oct 2016 IOU Contracts Database |  | SC55601 |  |  | Tulare PV1, LLC (Porterville 2) | SCE | [5 empty] | 1 | 2.02 | 1 | 2.02 | Solar |  | 1
Oct 2016 IOU Contracts Database |  | SC55602 |  |  | Tulare PV1, LLC (Porterville 5) | SCE | [5 empty] | 1.5 | 3.02 | 1 | 3.02 | Solar |  | 1
Oct 2016 IOU Contracts Database |  | SC55603 |  |  | Sequoia PV1, LLC (Tulare 1) | SCE | [5 empty] | 1.5 | 3.02 | 1 | 3.02 | Solar |  | 1
Oct 2016 IOU Contracts Database |  | SC55604 |  |  | Sequoia PV1, LLC (Tulare 2) | SCE | [5 empty] | 1.5 | 3.02 | 1 | 3.02 | Solar |  | 1
Oct 2016 IOU Contracts Database |  | SC55605 |  |  | Kettering 1 (f/k/a Ever CT Solar Farm, LLC - Site 1A) | SCE | [5 empty] | 1 | 2 | 1 | 2 | Solar |  | 1
Oct 2016 IOU Contracts Database |  | SC55606 |  |  | Kettering 2 (f/k/a Ever CT Solar Farm, LLC - Site 1B) | SCE | [5 empty] | 1 | 2 | 1 | 2 | Solar |  | 1
Oct 2016 IOU Contracts Database |  | SC55607 |  |  | Division 1 (f/k/a Ever CT Solar Farm, LLC - Site 2A) | SCE | [5 empty] | 1.5 | 3.06 | 1 | 3.06 | Solar |  | 1
Oct 2016 IOU Contracts Database |  | SC55609 |  |  | Division 2 (f/k/a Ever CT Solar Farm, LLC - Site 2B) | SCE | [5 empty] | 1 | 2.04 | 1 | 2.04 | Solar |  | 1
Oct 2016 IOU Contracts Database |  | SC55610 |  |  | Division 3 (f/k/a Ever CT Solar Farm, LLC - Site 2C) | SCE | [5 empty] | 1 | 2.04 | 1 | 2.04 | Solar |  | 1
Oct 2016 IOU Contracts Database |  | SC55617 |  |  | Diamond Valley Solar, LLC | SCE | [5 empty] | 1.25 | 2.69 | 1 | 2.69 | Solar |  | 1
Oct 2016 IOU Contracts Database |  | SC55618 |  |  | Marinos Ventures, LLC | SCE | [5 empty] | 0.2832 | 0.68 | 1 | 0.68 | Solar |  | 1
Oct 2016 IOU Contracts Database |  | SC55619 |  |  | Sequoia PV1, LLC (Farmersville 1) | SCE | [5 empty] | 1.5 | 3.02 | 1 | 3.02 | Solar |  | 1
Oct 2016 IOU Contracts Database |  | SC55620 |  |  | Sequoia PV1, LLC (Farmersville 2) | SCE | [5 empty] | 1.5 | 3.02 | 1 | 3.02 | Solar |  | 1
Oct 2016 IOU Contracts Database | VICTOR_1_LVSLR1 | SC55621 |  |  | Lone Valley Solar Park I, LLC (f/k/a Agincourt) | SCE |  |  |  | 10 | 0 | 10 | 26.52 | 1 | 26.52 | Solar |  | 1
Oct 2016 IOU Contracts Database | VICTOR_1_LVSLR2 | SC55622 |  |  | Lone Valley Solar Park II, LLC (f/k/a Marathon) | SCE |  |  |  | 20 | 0 | 20 | 53.9 | 1 | 53.9 | Solar |  | 1
Oct 2016 IOU Contracts Database |  | SC55625 |  |  | US Topco Energy, Inc. (Soccer Center) | SCE | [5 empty] | 3 | 7.07 | 0.84 | 5.9388 | Solar |  | 1
Oct 2016 IOU Contracts Database | ARVINN_6_ORION2 | SC55626 |  |  | Orion Solar II, LLC | SCE |  |  |  | 8 | 1.12 | 8 | 21.65 | 1 | 21.65 | Solar |  | 1
Oct 2016 IOU Contracts Database | TWISSL_6_SOLAR1 | SC55627 |  |  | Coronal Lost Hills, LLC | SCE |  |  |  | 20 | 2.8 | 20 | 52.38 | 1 | 52.38 | Solar |  | 1
Oct 2016 IOU Contracts Database | VEGA_6_SOLAR1 | SC55628 |  |  | Vega Solar, LLC | SCE |  |  |  | 20 | 0 | 20 | 50.25 | 1 | 50.25 | Solar |  | 1
Oct 2016 IOU Contracts Database | LITLRK_6_SOLAR2 | SC55629 |  |  | FTS Master Tenant 2, LLC (SEPV18) | SCE |  |  |  | 2 | 0.28 | 2 | 6.4672 | 1 | 6.4672 | Solar |  | 1
Oct 2016 IOU Contracts Database | ADMEST_6_SOLAR | SC55630 |  |  | RE Adams East | SCE |  |  |  | 19 | 0 | 19 | 47.39 | 1 | 47.39 | Solar |  | 1
Oct 2016 IOU Contracts Database |  | SC55631 |  |  | Sequoia PV1, LLC (Farmersville 3) | SCE | [5 empty] | 1.5 | 3.02 | 1 | 3.02 | Solar |  | 1
Oct 2016 IOU Contracts Database |  | SC55645 |  |  | Sequoia PV3 LLC (Porterville 6) | SCE | [5 empty] | 1.5 | 3.02 | 1 | 3.02 | Solar |  | 1
Oct 2016 IOU Contracts Database |  | SC55646 |  |  | Sequoia PV3 LLC (Porterville 7) | SCE | [5 empty] | 1.5 | 3.02 | 1 | 3.02 | Solar |  | 1
Oct 2016 IOU Contracts Database |  | SC55649 |  |  | SunE W12DG-C, LLC | SCE | [5 empty] | 0.999 | 1.95 | 1 | 1.95 | Solar |  | 1
Oct 2016 IOU Contracts Database | VICTOR_1_SLRHES | SC55650 |  |  | DG Solar Lessee, LLC (Hesperia) | SCE |  |  |  | 1.5 | 0 | 1.5 | 3.3 | 1 | 3.3 | Solar |  | 1
Oct 2016 IOU Contracts Database | ETIWND_2_CHMPNE | SC55652 |  |  | California PV Energy, LLC (Champagne Ave) | SCE |  |  |  | 1 | 0 | 1.3 | 2.06 | 1 | 2.06 | Solar |  | 1
Oct 2016 IOU Contracts Database | CHINO_2_JURUPA | SC55653 |  |  | California PV Energy, LLC (Jurupa Ave) | SCE |  |  |  | 1.5 | 0 | 2 | 3.13 | 1 | 3.13 | Solar |  | 1
Oct 2016 IOU Contracts Database |  | SC55656 |  |  | DG Solar Lessee, LLC (Snowline-Duncan Road North) | SCE | [5 empty] | 1.5 | 4.06 | 1 | 4.06 | Solar |  | 1
Oct 2016 IOU Contracts Database |  | SC55657 |  |  | DG Solar Lessee, LLC (Snowline-Duncan Road South) | SCE | [5 empty] | 1 | 2.74 | 1 | 2.74 | Solar |  | 1
Oct 2016 IOU Contracts Database |  | SC55660 |  |  | Victor Mesa Linda C2 LLC | SCE | [5 empty] | 1.5 | 3.97 | 1 | 3.97 | Solar |  | 1
Oct 2016 IOU Contracts Database |  | SC55661 |  |  | Victor Mesa Linda D2 LLC | SCE | [5 empty] | 1.5 | 3.97 | 1 | 3.97 | Solar |  | 1
Oct 2016 IOU Contracts Database |  | SC55662 |  |  | Victor Mesa Linda E2 LLC | SCE | [5 empty] | 1.5 | 3.97 | 1 | 3.97 | Solar |  | 1
Oct 2016 IOU Contracts Database |  | SC55667 |  |  | Sequoia PV2, LLC (Hanford 1) | SCE | [5 empty] | 1.5 | 3.02 | 1 | 3.02 | Solar |  | 1
Oct 2016 IOU Contracts Database |  | SC55668 |  |  | Sequoia PV2, LLC (Hanford 2) | SCE | [5 empty] | 1.5 | 3.02 | 1 | 3.02 | Solar |  | 1
Oct 2016 IOU Contracts Database |  | SC55674 |  |  | Coronus Joshua Tree East 5 LLC | SCE | [5 empty] | 1.5 | 3.6 | 0.84 | 3.024 | Solar |  | 1
Oct 2016 IOU Contracts Database |  | SC55675 |  |  | Desert Hot Springs 1 | SCE | [5 empty] | 1 | 2.57 | 1 | 2.57 | Solar |  | 1
Oct 2016 IOU Contracts Database |  | SC55676 |  |  | Desert Hot Springs 2 | SCE | [5 empty] | 1.5 | 3.72 | 1 | 3.72 | Solar |  | 1
Oct 2016 IOU Contracts Database |  | SC55688 |  |  | Gales A West | SCE | [5 empty] | 1.5 | 3.24 | 0.84 | 2.7216 | Solar |  | 1
Oct 2016 IOU Contracts Database |  | SC55689 |  |  | Gales B East | SCE | [5 empty] | 1.5 | 3.24 | 0.84 | 2.7216 | Solar |  | 1
Oct 2016 IOU Contracts Database |  | SC55690 |  |  | DG Solar Lessee, LLC (Snowline-White Road North) | SCE | [5 empty] | 1.5 | 4.14 | 1 | 4.14 | Solar |  | 1
Oct 2016 IOU Contracts Database |  | SC55691 |  |  | DG Solar Lessee, LLC (Snowline-White Road Central) | SCE | [5 empty] | 1.5 | 4.14 | 1 | 4.14 | Solar |  | 1
Oct 2016 IOU Contracts Database |  | SC55692 |  |  | Mitchell Solar, LLC | SCE | [5 empty] | 1.5 | 4.6 | 1 | 4.6 | Solar |  | 1
Oct 2016 IOU Contracts Database |  | SC55693 |  |  | Rudy Solar, LLC | SCE | [5 empty] | 1.5 | 4.6 | 1 | 4.6 | Solar |  | 1
Oct 2016 IOU Contracts Database |  | SC55694 |  |  | Madelyn Solar, LLC | SCE | [5 empty] | 1.5 | 4.6 | 1 | 4.6 | Solar |  | 1
Oct 2016 IOU Contracts Database |  | SC55695 |  |  | DG Solar Lessee, LLC (Snowline-White Road South) | SCE | [5 empty] | 1.5 | 4.14 | 1 | 4.14 | Solar |  | 1
Oct 2016 IOU Contracts Database |  | SC55700 |  |  | Adelanto West 1 | SCE | [5 empty] | 1.5 | 3.6 | 1 | 3.6 | Solar |  | 1
Oct 2016 IOU Contracts Database |  | SC55701 |  |  | Adelanto West 2 | SCE | [5 empty] | 1.5 | 3.6 | 1 | 3.6 | Solar |  | 1
Oct 2016 IOU Contracts Database |  | SC55702 |  |  | Venable #1 North | SCE | [5 empty] | 1.5 | 3.41 | 0.84 | 2.8644 | Solar |  | 1
Oct 2016 IOU Contracts Database |  | SC55703 |  |  | Venable #2 South | SCE | [5 empty] | 1.5 | 3.41 | 0.84 | 2.8644 | Solar |  | 1
Oct 2016 IOU Contracts Database |  | SC55715 |  |  | Lancaster Solar 1 | SCE | [5 empty] | 1.5 | 4.73 | 1 | 4.73 | Solar |  | 1
Oct 2016 IOU Contracts Database |  | SC55716 |  |  | Lancaster Solar 2 | SCE | [5 empty] | 1.5 | 4.73 | 1 | 4.73 | Solar |  | 1
Oct 2016 IOU Contracts Database | OASIS_6_SOLAR1 | SC55740 |  |  | Morgan Lancaster I, LLC | SCE |  |  |  | 1.5 | 0 | 1.5 | 4.73 | 1 | 4.73 | Solar |  | 1
Oct 2016 IOU Contracts Database |  | SC55744 |  |  | PVNavitator, LLC | SCE | [5 empty] | 3 | 6 | 0.84 | 5.04 | Solar |  | 1
Oct 2016 IOU Contracts Database | PMDLET_6_SOLAR1 | SC55745 |  |  | SEPV Palmdale East, LLC | SCE |  |  |  | 10 | 1.4 | 10 | 27 | 1 | 27 | Solar |  | 1
Oct 2016 IOU Contracts Database | ROSMND_6_SOLAR | SC55748 |  |  | Lancaster WAD B, LLC | SCE |  |  |  | 3 | 0.42 | 3 | 8.98 | 1 | 8.98 | Solar |  | 1
Oct 2016 IOU Contracts Database | PMPJCK_1_SOLAR1 | SC55753 |  |  | Pumpjack Solar I, LLC | SCE |  |  |  | 20 | 2.8 | 20 | 54.43 | 1 | 54.43 | Solar |  | 1
Oct 2016 IOU Contracts Database | CATLNA_2_SOLAR2 | SC55755 |  |  | Catalina Solar 2, LLC | SCE |  |  |  | 18 | 2.52 | 17.986 | 55.69 | 1 | 55.69 | Solar |  | 1
Oct 2016 IOU Contracts Database | MNDOTA_1_SOLAR2 | SC55756 |  |  | Citizen Solar B, LLC | SCE |  |  |  | 5 | 0 | 5 | 11 | 1 | 11 | Solar |  | 1
Oct 2016 IOU Contracts Database | WLDWD_1_SOLAR1 | SC55757 |  |  | Wildwood Solar I, LLC | SCE |  |  |  | 20 | 2.8 | 20 | 54.17 | 1 | 54.17 | Solar |  | 1
Oct 2016 IOU Contracts Database | VICTOR_1_SOLAR4 | SC55758 |  |  | Adelanto Solar, LLC | SCE |  |  |  | 20 | 0 | 20 | 61.84 | 1 | 61.84 | Solar |  | 1
Oct 2016 IOU Contracts Database | LAMONT_1_SOLAR5 | SC55759 |  |  | 67RK 8ME, LLC | SCE |  |  |  | 16.66 | 2.33 | 16.66 | 47.89 | 1 | 47.89 | Solar |  | 1
Oct 2016 IOU Contracts Database | LITLRK_6_SOLAR1 | SC55767 |  |  | Lancaster Little Rock C LLC | SCE |  |  |  | 5 | 0.7 | 5 | 11 | 1 | 11 | Solar |  | 1
Oct 2016 IOU Contracts Database |  | SC55772 |  |  | Maricopa East Solar PV2, LLC | SCE | [5 empty] | 18 | 46.76 | 0.84 | 39.2784 | Solar |  | 1
Oct 2016 IOU Contracts Database | OASIS_6_SOLAR2 | SC55774 |  |  | NRG Solar Oasis LLC | SCE |  |  |  |  | 2.8 | 20 | 63.41 | 1 | 63.41 | Solar |  | 1
Oct 2016 IOU Contracts Database | ATWEL2_1_SOLAR1 | SC55777 |  |  | CED Atwell Island West, LLC | SCE |  |  |  | 20 | 2.8 | 20 | 49.4 | 1 | 49.4 | Solar |  | 1
Oct 2016 IOU Contracts Database | MOJAVW_2_SOLAR | SC55778 |  |  | SEPV Mojave West, LLC | SCE |  |  |  | 20 | 2.8 | 20 | 59.25 | 1 | 59.25 | Solar |  | 1
Oct 2016 IOU Contracts Database | ADERA_1_SOLAR1 | SC55781 |  |  | Adera Solar | SCE |  |  |  | 20 | 0 | 20 | 43.99 | 1 | 43.99 | Solar |  | 1
Oct 2016 IOU Contracts Database |  | SC55785 |  |  | Park Meridian 1 | SCE | [5 empty] | 1.49 | 3.05 | 1 | 3.05 | Solar |  | 1
Oct 2016 IOU Contracts Database |  | SC55786 |  |  | Terra Francesco 1 | SCE | [5 empty] | 1.49 | 2.99 | 1 | 2.99 | Solar |  | 1
Oct 2016 IOU Contracts Database | PADUA_2_SOLAR1 | SC55787 |  |  | Rancho Cucamonga Distribution Center 1 | SCE |  |  |  | 1.75 | 0 | 1.75 | 3.44 | 1 | 3.44 | Solar |  | 1
Oct 2016 IOU Contracts Database |  | SC55788 |  |  | Lancaster Solar 1 | SCE | [5 empty] | 3.75 | 10.41 | 0.84 | 8.7444 | Solar |  | 1
Oct 2016 IOU Contracts Database |  | SC55789 |  |  | SunE - Mira Loma | SCE | [5 empty] | 0.5 | 1.1 | 0.84 | 0.924 | Solar |  | 1
Oct 2016 IOU Contracts Database |  | SC55790 |  |  | SunE - Dupont Ontario | SCE | [5 empty] | 0.5 | 1.09 | 0.84 | 0.9156 | Solar |  | 1
Oct 2016 IOU Contracts Database | ETIWND_2_SOLAR2 | SC55791 |  |  | SunE - Rochester | SCE |  |  |  | 1 | 0 | 1 | 1.93 | 1 | 1.93 | Solar |  | 1
Oct 2016 IOU Contracts Database |  | SC55794 |  |  | SunE - Redlands | SCE | [5 empty] | 1.5 | 3.11 | 0.84 | 2.6124 | Solar |  | 1
Oct 2016 IOU Contracts Database |  | SC55795 |  |  | SunE - E Philadelphia Ontario | SCE | [5 empty] | 1 | 2.09 | 0.84 | 1.7556 | Solar |  | 1
Oct 2016 IOU Contracts Database | CENTER_2_SOLAR1 | SC55796 |  |  | SunE - Pico Rivera | SCE |  |  |  | 0.9 | 0 | 0.9 | 1.82 | 1 | 1.82 | Solar |  | 1
Oct 2016 IOU Contracts Database | DELAMO_2_SOLAR1 | SC55799 |  |  | Golden Springs Bldg H | SCE |  |  |  | 1.5 | 0.21 | 1.5 | 2.81 | 1 | 2.81 | Solar |  | 1
Oct 2016 IOU Contracts Database | DELAMO_2_SOLAR2 | SC55800 |  |  | Golden Springs Bldg M | SCE |  |  |  | 1.75 | 0.25 | 1.75 | 3.38 | 1 | 3.38 | Solar |  | 1
Oct 2016 IOU Contracts Database | VICTOR_1_SOLAR3 | SC55801 |  |  | Adelanto Solar 2 | SCE |  |  |  | 7 | 0.98 | 7 | 19.86 | 1 | 19.86 | Solar |  | 1
Oct 2016 IOU Contracts Database | COPMT4_2_SOLAR4 | SC55804 |  |  | Copper Mountain Solar 4, LLC | SCE |  |  |  | 92 | 12.88 | 93.6 | 258 | 1 | 258 | Solar |  | 1
Oct 2016 IOU Contracts Database |  | SC55805 |  |  | 88FT 8ME LLC (Mount Signal II) | SCE | [5 empty] | 153.52 | 421.1982 | 0.84 | 353.8065 | Solar |  | 1
Oct 2016 IOU Contracts Database |  | SC55808 |  |  | 93LF 8ME LLC (Mount Signal V) | SCE | [5 empty] | 252.32 | 691.5969 | 0.84 | 580.9414 | Solar |  | 1
Oct 2016 IOU Contracts Database |  | SC55810 |  |  | 41MB 8ME LLC | SCE | [5 empty] | 51.3 | 130.6991 | 0.84 | 109.7873 | Solar |  | 1
Oct 2016 IOU Contracts Database |  | SC55813 |  |  | Tribal Solar, LLC | SCE | [5 empty] | 328 | 898.3801 | 0.84 | 754.6393 | Solar |  | 1
Oct 2016 IOU Contracts Database |  | SC55816 |  |  | Panoche Valley Solar, LLC | SCE | [5 empty] | 246.713 | 698.075 | 0.84 | 586.383 | Solar |  | 1
Oct 2016 IOU Contracts Database | TORTLA_1_SOLAR | SC55822 |  |  | Longboat Solar, LLC | SCE |  |  |  | 20 | 2.8 | 20 | 64.232 | 1 | 64.232 | Solar |  | 1
Oct 2016 IOU Contracts Database | SKERN_6_SOLAR2 | SC55823 |  |  | Algonquin SKIC 10 Solar, LLC | SCE |  |  |  | 10 | 1.4 | 10 | 25.9735 | 1 | 25.9735 | Solar |  | 1
Oct 2016 IOU Contracts Database | GLDFGR_6_SOLAR1 | SC55826 |  |  | Portal Ridge Solar B, LLC | SCE |  |  |  | 20 | 2.8 | 20 | 47.62 | 1 | 47.62 | Solar |  | 1
Oct 2016 IOU Contracts Database | PMPJCK_1_SOLAR2 | SC55827 |  |  | Rio Bravo Solar I, LLC | SCE |  |  |  | 20 | 2.8 | 20 | 55.7876 | 1 | 55.7876 | Solar |  | 1
Oct 2016 IOU Contracts Database | PMPJCK_1_RB2SLR | SC55828 |  |  | Rio Bravo Solar II, LLC | SCE |  |  |  | 20 | 2.8 | 20 | 55.7876 | 1 | 55.7876 | Solar |  | 1
Oct 2016 IOU Contracts Database | WLDWD_1_SOLAR2 | SC55829 |  |  | Wildwood Solar II, LLC | SCE |  |  |  | 15 | 2.1 | 15 | 44.2657 | 1 | 44.2657 | Solar |  | 1
Oct 2016 IOU Contracts Database |  | SC55831 |  |  | San Jacinto Solar 14.5, LLC | SCE | [5 empty] | 14.5 | 36.16 | 0.84 | 30.3744 | Solar |  | 1
Oct 2016 IOU Contracts Database |  | SC55832 |  |  | San Jacinto Solar 5.5, LLC | SCE | [5 empty] | 5.5 | 13.72 | 0.84 | 11.5248 | Solar |  | 1
Oct 2016 IOU Contracts Database |  | SC55833 |  |  | Jacumba Solar, LLC | SCE | [5 empty] | 20 | 51.01 | 0.84 | 42.8484 | Solar |  | 1
Oct 2016 IOU Contracts Database | GARLND_2_GASLRA | SC55834 |  |  | RE Garland A, LLC | SCE |  |  |  | 20 | 2.8 | 20 | 61.71 | 1 | 61.71 | Solar |  | 1
Oct 2016 IOU Contracts Database | CEDUCR_2_SOLAR1 | SC55835 |  |  | SR Solis Vestal Almond, LLC | SCE |  |  |  | 20 | 0 | 20 | 52.09 | 1 | 52.09 | Solar |  | 1
Oct 2016 IOU Contracts Database | CEDUCR_2_SOLAR2 | SC55836 |  |  | SR Solis Vestal Herder, LLC | SCE |  |  |  | 20 | 0 | 20 | 52.09 | 1 | 52.09 | Solar |  | 1
Oct 2016 IOU Contracts Database | CEDUCR_2_SOLAR4 | SC55837 |  |  | SR Solis Vestal Fireman, LLC | SCE |  |  |  | 20 | 0 | 20 | 52.09 | 1 | 52.09 | Solar |  | 1
Oct 2016 IOU Contracts Database | CEDUCR_2_SOLAR3 | SC55838 |  |  | SR Solis Crown, LLC | SCE |  |  |  | 15 | 0 | 15 | 41.13 | 1 | 41.13 | Solar |  | 1
Oct 2016 IOU Contracts Database |  | SC55840 |  |  | Joshua Tree Solar Farm, LLC | SCE | [5 empty] | 20 | 53.61 | 0.84 | 45.0324 | Solar |  | 1
Oct 2016 IOU Contracts Database | DELSUR_6_SOLAR1 | SC55843 |  |  | FTS Project Owner 1, LLC (Summer North) | SCE |  |  |  | 6.5 | 0.91 | 6.5 | 16.68 | 1 | 16.68 | Solar |  | 1
Oct 2016 IOU Contracts Database |  | SC55844 |  |  | SunE- Victorville | SCE | [5 empty] | 5 | 11.15 | 0.84 | 9.366 | Solar |  | 1
Oct 2016 IOU Contracts Database |  | SC55845 |  |  | SunE- Elm Fontana | SCE | [5 empty] | 1.5 | 2.84 | 0.84 | 2.3856 | Solar |  | 1
Oct 2016 IOU Contracts Database |  | SC55846 |  |  | SunE- Cherry Fontana | SCE | [5 empty] | 0.8 | 1.66 | 0.84 | 1.3944 | Solar |  | 1
Oct 2016 IOU Contracts Database |  | SC55847 |  |  | SunE- Fontana | SCE | [5 empty] | 0.9 | 1.82 | 0.84 | 1.5288 | Solar |  | 1
Oct 2016 IOU Contracts Database |  | SC55848 |  |  | SunE- Jurupa Ontario | SCE | [5 empty] | 1.2 | 2.24 | 0.84 | 1.8816 | Solar |  | 1
Oct 2016 IOU Contracts Database |  | SC55855 |  |  | SunE- Santa Ana | SCE | [5 empty] | 1.4 | 2.51 | 0.84 | 2.1084 | Solar |  | 1
Oct 2016 IOU Contracts Database |  | SC55856 |  |  | SunE- Cucamonga Ontario West | SCE | [5 empty] | 1.88 | 3.78 | 0.84 | 3.1752 | Solar |  | 1
Oct 2016 IOU Contracts Database |  | SC55859 |  |  | Boomer Solar 2 | SCE | [5 empty] | 1 | 2.08 | 0.84 | 1.7472 | Solar |  | 1
Oct 2016 IOU Contracts Database |  | SC55860 |  |  | Boomer Solar 6 | SCE | [5 empty] | 0.88 | 1.69 | 0.84 | 1.4196 | Solar |  | 1
Oct 2016 IOU Contracts Database |  | SC55861 |  |  | Boomer Solar 7 | SCE | [5 empty] | 1.2 | 2.31 | 0.84 | 1.9404 | Solar |  | 1
Oct 2016 IOU Contracts Database |  | SC55865 |  |  | Boomer Solar 12 | SCE | [5 empty] | 0.7 | 1.36 | 0.84 | 1.1424 | Solar |  | 1
Oct 2016 IOU Contracts Database |  | SC55867 |  |  | Boomer Solar 15 | SCE | [5 empty] | 0.9 | 1.77 | 0.84 | 1.4868 | Solar |  | 1
Oct 2016 IOU Contracts Database |  | SC55869 |  |  | Boomer Solar 17 | SCE | [5 empty] | 0.88 | 1.68 | 0.84 | 1.4112 | Solar |  | 1
Oct 2016 IOU Contracts Database |  | SC55870 |  |  | Boomer Solar 18 | SCE | [5 empty] | 1.76 | 3.39 | 0.84 | 2.8476 | Solar |  | 1
Oct 2016 IOU Contracts Database |  | SC55871 |  |  | Boomer Solar 22 | SCE | [5 empty] | 0.56 | 1.12 | 0.84 | 0.9408 | Solar |  | 1
Oct 2016 IOU Contracts Database |  | SC55872 |  |  | SunE- Quarry Corona | SCE | [5 empty] | 1.75 | 3.38 | 0.84 | 2.8392 | Solar |  | 1
Oct 2016 IOU Contracts Database |  | SC55873 |  |  | SunE- Mission Pomona | SCE | [5 empty] | 3.5 | 6.98 | 0.84 | 5.8632 | Solar |  | 1
Oct 2016 IOU Contracts Database | DELAMO_2_SOLAR4 | SC55874 |  |  | Golden Springs Building F | SCE |  |  |  | 1.3 | 0.18 | 1.32 | 2.77 | 1 | 2.77 | Solar |  | 1
Oct 2016 IOU Contracts Database | DELAMO_2_SOLAR3 | SC55875 |  |  | Golden Springs Building G | SCE |  |  |  | 1.25 | 0.18 | 1.248 | 2.59 | 1 | 2.59 | Solar |  | 1
Oct 2016 IOU Contracts Database | DELAMO_2_SOLAR5 | SC55876 |  |  | Golden Springs Building L | SCE |  |  |  | 1 | 0.14 | 1 | 1.84 | 1 | 1.84 | Solar |  | 1
Oct 2016 IOU Contracts Database | DELAMO_2_SOLAR6 | SC55877 |  |  | Freeway Springs | SCE |  |  |  | 2 | 0.28 | 2 | 4.39 | 1 | 4.39 | Solar |  | 1
Oct 2016 IOU Contracts Database | ETIWND_2_SOLAR5 | SC55878 |  |  | Dulles | SCE |  |  |  | 2 | 0 | 2 | 3.82 | 1 | 3.82 | Solar |  | 1
Oct 2016 IOU Contracts Database | SEGS_1_SEGS2 | SC65005 |  |  | Sunray Energy, Inc. | SCE | [5 empty] | 13.8 | 6.685 | 1 | 6.685 | Solar |  | 1
Oct 2016 IOU Contracts Database | KRAMER_1_SEGS37 | SC65020 |  |  | Luz Solar Partners Ltd. VI | SCE | [5 empty] | 35 | 58.98 | 1 | 58.98 | Solar |  | 1
Oct 2016 IOU Contracts Database | KRAMER_1_SEGS37 | SC65021 |  |  | Luz Solar Partners Ltd. VII | SCE | [5 empty] | 35 | 54.73 | 1 | 54.73 | Solar |  | 1
Oct 2016 IOU Contracts Database | KRAMER_2_SEGS89 | SC65050 |  |  | Luz Solar Partners Ltd. VIII | SCE |  |  |  | 92 | 22.4 | 80 | 158.88 | 1 | 158.88 | Solar |  | 1
Oct 2016 IOU Contracts Database | KRAMER_2_SEGS89 | SC65051 |  |  | Luz Solar Partners Ltd. IX | SCE |  |  |  | 92 | 22.4 | 80 | 170.04 | 1 | 170.04 | Solar |  | 1
Oct 2016 IOU Contracts Database | IVANPA_1_UNIT2 | SC65208 |  |  | Solar Partners I, LLC (Ivanpah) | SCE |  |  |  | 133 | 18.62 | 128 | 335.15 | 1 | 335.15 | Solar |  | 1
Oct 2016 IOU Contracts Database | ANTLPE_2_QF | SC76012 |  |  | ON Wind Energy LLC | SCE |  |  |  | 14 | 0.6 | 2.4 | 0.96 | 1 | 0.96 | Wind |  | 1
Oct 2016 IOU Contracts Database | ENWIND_2_WIND2 | SC76024 |  |  | Ridgetop Energy, LLC (I) | SCE |  |  |  | 38.24 | 5.74 | 65 | 145.32 | 1 | 145.32 | Wind |  | 1
Oct 2016 IOU Contracts Database | DEVERS_1_QF | SC76031 |  |  | EUI Management PH Inc. | SCE |  |  |  | 28.5 | 1.2 | 25.535 | 47.39 | 1 | 47.39 | Wind |  | 1
Oct 2016 IOU Contracts Database | ANTLPE_2_QF | SC76037 |  |  | Tehachapi Power Purchase Contract Trust | SCE |  |  |  | 14 | 0.6 | 56 | 109.23 | 1 | 109.23 | Wind |  | 1
Oct 2016 IOU Contracts Database | NZWIND_6_WDSTR2 | SC76040 |  |  | Wind Stream Operations, LLC (VG # 2) | SCE |  |  |  | 4.07 | 0.61 | 6.925 | 10.84 | 1 | 10.84 | Wind |  | 1
Oct 2016 IOU Contracts Database | NZWIND_6_WDSTR3 | SC76041 |  |  | Wind Stream Operations, LLC (VG # 3) | SCE |  |  |  | 3.86 | 0.58 | 6.015 | 9.35 | 1 | 9.35 | Wind |  | 1
Oct 2016 IOU Contracts Database | NZWIND_6_WDSTR4 | SC76042 |  |  | Wind Stream Operations, LLC (VG # 4) | SCE |  |  |  | 6.77 | 1.02 | 6.77 | 8.94 | 1 | 8.94 | Wind |  | 1
Oct 2016 IOU Contracts Database | VINCNT_2_QF | SC76043 |  |  | AES Tehachapi Wind, LLC 85-A | SCE |  |  |  | 207 | 31.05 | 17 | 20.46 | 1 | 20.46 | Wind |  | 1
Oct 2016 IOU Contracts Database | VINCNT_2_QF | SC76044 |  |  | AES Tehachapi Wind, LLC 85-B | SCE |  |  |  | 207 | 31.05 | 22.5 | 27.65 | 1 | 27.65 | Wind |  | 1
Oct 2016 IOU Contracts Database |  | SC76051 |  |  | Section 20 Trust | SCE | [5 empty] | 13.51 | 40.11 | 1 | 40.11 | Wind |  | 1
Oct 2016 IOU Contracts Database | DEVERS_1_QF | SC76053 |  |  | Difwind Farms Limited V | SCE |  |  |  | 28.5 | 1.2 | 7.9 | 14.46 | 1 | 14.46 | Wind |  | 1
Oct 2016 IOU Contracts Database | MIDWD_2_WIND2 | SC76055 |  |  | Coram Energy, LLC | SCE |  |  |  | 3 | 0.45 | 3 | 11.36 | 1 | 11.36 | Wind |  | 1
Oct 2016 IOU Contracts Database | ENWIND_2_WIND1 | SC76057 |  |  | Cameron Ridge LLC (III) | SCE |  |  |  | 47.1 | 7.07 | 47.12 | 137.69 | 1 | 137.69 | Wind |  | 1
Oct 2016 IOU Contracts Database |  | SC76061 |  |  | Western Wind Energy Corp (Windridge) | SCE | [5 empty] | 4.5 | 1.38 | 1 | 1.38 | Wind |  | 1
Oct 2016 IOU Contracts Database | VINCNT_2_QF | SC76063 |  |  | Desert Winds I PPC Trust | SCE |  |  |  | 207 | 31.05 | 48 | 76.28 | 1 | 76.28 | Wind |  | 1
Oct 2016 IOU Contracts Database | JAWBNE_2_SRWND | SC76065 |  |  | Sky River Patnership (Wilderness I) | SCE |  |  |  | 77 | 11.55 | 36.775 | 81.71 | 1 | 81.71 | Wind |  | 1
Oct 2016 IOU Contracts Database | JAWBNE_2_SRWND | SC76066 |  |  | Sky River Partnership (Wilderness II) | SCE |  |  |  | 77 | 11.55 | 19.8 | 43.4 | 1 | 43.4 | Wind |  | 1
Oct 2016 IOU Contracts Database | JAWBNE_2_SRWND | SC76067 |  |  | Sky River Partnership (Wilderness III) | SCE |  |  |  | 77 | 11.55 | 20.925 | 44.13 | 1 | 44.13 | Wind |  | 1
Oct 2016 IOU Contracts Database | DEVERS_1_QF | SC76087 |  |  | Section 16-29 Trust (Altech III) | SCE |  |  |  | 28.5 | 1.2 | 32.874 | 76.95 | 1 | 76.95 | Wind |  | 1
Oct 2016 IOU Contracts Database | ALTWD_1_QF | SC76088 |  |  | Difwind Partners | SCE |  |  |  |  | 4.33 | 15.063 | 27.14 | 1 | 27.14 | Wind |  | 1
Oct 2016 IOU Contracts Database | ANTLPE_2_QF | SC76089 |  |  | CTV Power Purchase Contract Trust | SCE |  |  |  | 14 | 0.6 | 14 | 30.88 | 1 | 30.88 | Wind |  | 1
Oct 2016 IOU Contracts Database |  | SC76090 |  |  | Alta Mesa Pwr. Purch. Contract Trust | SCE | [5 empty] | 27 | 62.9 | 1 | 62.9 | Wind |  | 1
Oct 2016 IOU Contracts Database | ANTLPE_2_QF | SC76092 |  |  | Ridgetop Energy, LLC (II) | SCE |  |  |  | 14 | 0.6 | 28 | 80.65 | 1 | 80.65 | Wind |  | 1
Oct 2016 IOU Contracts Database | DEVERS_1_QF | SC76094 |  |  | Section 22 Trust (San Jacinto) | SCE |  |  |  | 28.5 | 1.2 | 18.95 | 42.18 | 1 | 42.18 | Wind |  | 1
Oct 2016 IOU Contracts Database | DEVERS_1_QF | SC76095 |  |  | Dutch Energy | SCE |  |  |  | 28.5 | 1.2 | 8 | 20.55 | 1 | 20.55 | Wind |  | 1
Oct 2016 IOU Contracts Database | DEVERS_1_QF | SC76096 |  |  | Westwind Trust | SCE |  |  |  | 28.5 | 1.2 | 22.5 | 25.24 | 1 | 25.24 | Wind |  | 1
Oct 2016 IOU Contracts Database | VINCNT_2_QF | SC76102 |  |  | Victory Garden Phase IV Partner - 6102 | SCE |  |  |  | 207 | 31.05 | 6.975 | 16.4 | 1 | 16.4 | Wind |  | 1
Oct 2016 IOU Contracts Database | VINCNT_2_QF | SC76103 |  |  | Victory Garden Phase IV Partner - 6103 | SCE |  |  |  | 207 | 31.05 | 6.975 | 12.81 | 1 | 12.81 | Wind |  | 1
Oct 2016 IOU Contracts Database | VINCNT_2_QF | SC76104 |  |  | Victory Garden Phase IV Partner - 6104 | SCE |  |  |  | 207 | 31.05 | 6.975 | 15.54 | 1 | 15.54 | Wind |  | 1
Oct 2016 IOU Contracts Database | VINCNT_2_QF | SC76105 |  |  | Terra-Gen 251 Wind, LLC (Monolith X) | SCE |  |  |  | 207 | 31.05 | 5.31 | 9.82 | 1 | 9.82 | Wind |  | 1
Oct 2016 IOU Contracts Database | VINCNT_2_QF | SC76106 |  |  | Terra-Gen 251 Wind, LLC (Monolith XI) | SCE |  |  |  | 207 | 31.05 | 4.99 | 8.21 | 1 | 8.21 | Wind |  | 1
Oct 2016 IOU Contracts Database | VINCNT_2_QF | SC76107 |  |  | Terra-Gen 251 Wind, LLC (Monolith XII) | SCE |  |  |  | 207 | 31.05 | 6.72 | 10.15 | 1 | 10.15 | Wind |  | 1
Oct 2016 IOU Contracts Database | VINCNT_2_QF | SC76108 |  |  | Terra-Gen 251 Wind, LLC (Monolith XIII) | SCE |  |  |  | 207 | 31.05 | 5.67 | 7.66 | 1 | 7.66 | Wind |  | 1
Oct 2016 IOU Contracts Database | ANTLPE_2_QF | SC76111 |  |  | Wind Stream Operations, LLC (Northwind) | SCE |  |  |  | 14 | 0.6 | 6.445 | 8.65 | 1 | 8.65 | Wind |  | 1
Oct 2016 IOU Contracts Database | DEVERS_1_QF | SC76112 |  |  | SA | SCE |  |  |  | 28.5 | 1.2 | 19.265 | 36.31 | 1 | 36.31 | Wind |  | 1
Oct 2016 IOU Contracts Database | VINCNT_2_QF | SC76113 |  |  | Desert Winds II Pwr Purch Trst | SCE |  |  |  | 207 | 31.05 | 75 | 201.9 | 1 | 201.9 | Wind |  | 1
Oct 2016 IOU Contracts Database | VINCNT_2_QF | SC76114 |  |  | Desert Wind III PPC Trust | SCE |  |  |  | 207 | 31.05 | 40.5 | 74.46 | 1 | 74.46 | Wind |  | 1
Oct 2016 IOU Contracts Database |  | SC76213 |  |  | BNY Western Trust Company | SCE | [5 empty] | 5.93 | 29.73 | 1 | 29.73 | Wind |  | 1
Oct 2016 IOU Contracts Database | ANTLPE_2_QF | SC76234 |  |  | Oak Creek Energy Systems Inc. | SCE |  |  |  | 14 | 0.6 | 27.9 | 72.76 | 1 | 72.76 | Wind |  | 1
Oct 2016 IOU Contracts Database | BLAST_1_WIND | SC76304 |  |  | Mountain View Power Partners IV, LLC | SCE |  |  |  | 49 | 7.35 | 49 | 165 | 1 | 165 | Wind |  | 1
Oct 2016 IOU Contracts Database | TIFFNY_1_DILLON | SC76305 |  |  | Dillon Wind LLC (A&R) | SCE |  |  |  | 45 | 6.75 | 45 | 137.97 | 1 | 137.97 | Wind |  | 1
Oct 2016 IOU Contracts Database | WNDSTR_2_WIND | SC76307 |  |  | Windstar Energy, LLC | SCE |  |  |  | 60 | 18 | 120 | 281.7216 | 1 | 281.7216 | Wind |  | 1
Oct 2016 IOU Contracts Database | ALTA4A_2_CPCW1 | SC76314 |  |  | Alta Windpower I | SCE |  |  |  | 150 | 22.5 | 150 | 395.6938 | 1 | 395.6938 | Wind |  | 1
Oct 2016 IOU Contracts Database | ALTA4B_2_CPCW2 | SC76315 |  |  | Alta Windpower II | SCE |  |  |  | 150 | 22.5 | 150 | 336.1938 | 1 | 336.1938 | Wind |  | 1
Oct 2016 IOU Contracts Database | ALTA4B_2_CPCW3 | SC76316 |  |  | Alta Windpower III | SCE |  |  |  | 150 | 22.5 | 150 | 369.9268 | 1 | 369.9268 | Wind |  | 1
Oct 2016 IOU Contracts Database | ALTA3A_2_CPCE4 | SC76317 |  |  | Alta Windpower IV | SCE |  |  |  | 102 | 15.3 | 102 | 239.9 | 1 | 239.9 | Wind |  | 1
Oct 2016 IOU Contracts Database | ALTA3A_2_CPCE5 | SC76318 |  |  | Alta Windpower V | SCE |  |  |  | 168 | 25.2 | 168 | 394.4102 | 1 | 394.4102 | Wind |  | 1
Oct 2016 IOU Contracts Database | ALTA4B_2_CPCW6 | SC76319 |  |  | Mustang Hills, LLC | SCE |  |  |  | 150 | 22.5 | 150 | 352.152 | 1 | 352.152 | Wind |  | 1
Oct 2016 IOU Contracts Database | ALT6DN_2_WIND7 | SC76320 |  |  | Pinyon Pines I | SCE |  |  |  | 168 | 25.2 | 168 | 394.4102 | 1 | 394.4102 | Wind |  | 1
Oct 2016 IOU Contracts Database | ALTA3A_2_CPCE8 | SC76321 |  |  | Alta Windpower VIII | SCE |  |  |  | 150 | 22.5 | 150 | 352.152 | 1 | 352.152 | Wind |  | 1
Oct 2016 IOU Contracts Database | ALT6DS_2_WIND9 | SC76322 |  |  | Pinyon Pines II | SCE |  |  |  | 132 | 19.8 | 132 | 309.8938 | 1 | 309.8938 | Wind |  | 1
Oct 2016 IOU Contracts Database | ALTA6E_2_WIND10 | SC76323 |  |  | Alta Windpower X | SCE |  |  |  | 138 | 20.7 | 138 | 323.9798 | 1 | 323.9798 | Wind |  | 1
Oct 2016 IOU Contracts Database | ALTA6B_2_WIND11 | SC76324 |  |  | Alta Windpower XI | SCE |  |  |  | 90 | 13.5 | 90 | 211.2912 | 1 | 211.2912 | Wind |  | 1
Oct 2016 IOU Contracts Database |  | SC76330 |  |  | N. Hurlburt Wind, LLC | SCE | [5 empty] | 265 | 567.121 | 1 | 567.121 | Wind |  | 1
Oct 2016 IOU Contracts Database |  | SC76331 |  |  | S. Hurlburt Wind, LLC | SCE | [5 empty] | 290 | 599.0606 | 1 | 599.0606 | Wind |  | 1
Oct 2016 IOU Contracts Database |  | SC76332 |  |  | Horseshoe Bend Wind, LLC | SCE | [5 empty] | 290 | 641.3762 | 1 | 641.3762 | Wind |  | 1
Oct 2016 IOU Contracts Database | MTWIND_1_UNIT 1 | SC76333 |  |  | Mountain View Power Partners, LLC | SCE |  |  |  | 44.4 | 6.66 | 66.6 | 219.9 | 1 | 219.9 | Wind |  | 1
Oct 2016 IOU Contracts Database |  | SC76334 |  |  | Goshen Phase II, LLC | SCE | [5 empty] | 124.5 | 338 | 1 | 338 | Wind |  | 1
Oct 2016 IOU Contracts Database |  | SC76355 |  |  | Coram Energy LLC | SCE | [5 empty] | 3 | 10.51 | 0.84 | 8.8284 | Wind |  | 1
Oct 2016 IOU Contracts Database | GARNET_2_WIND4 | SC76358 |  |  | San Gorgonio Westwinds II- Windustries, LLC (f/k/a 6058) | SCE |  |  |  | 9.8 | 1.47 | 9.8 | 28.33 | 1 | 28.33 | Wind |  | 1
Oct 2016 IOU Contracts Database | RTREE_2_WIND3 | SC76361 |  |  | Rising Tree Wind Farm III, LLC (f/k/a Alta XIII) | SCE |  |  |  | 99 | 14.85 | 100 | 234.768 | 1 | 234.768 | Wind |  | 1
Oct 2016 IOU Contracts Database | RTREE_2_WIND1 | SC76362 |  |  | Rising Tree Wind Farm, LLC | SCE |  |  |  | 79.2 | 11.88 | 80 | 245.28 | 1 | 245.28 | Wind |  | 1
Oct 2016 IOU Contracts Database |  | SC76366 |  |  | Mogul Energy Partnership I | SCE | [5 empty] | 4 | 9.67 | 1 | 9.67 | Wind |  | 1
Oct 2016 IOU Contracts Database | MIDWD_6_WNDLND | SC76367 |  |  | Windland Refresh, LLC | SCE |  |  |  |  | 1.12 | 7.46 | 18.29 | 1 | 18.29 | Wind |  | 1
Oct 2016 IOU Contracts Database | FLOWD_2_WIND1 | SC76391 |  |  | Cameron Ridge II, LLC (f/k/a 6091) | SCE |  |  |  | 11.9 | 1.79 | 11.9 | 35.44 | 1 | 35.44 | Wind |  | 1
Oct 2016 IOU Contracts Database |  | SC76396 |  |  | Smoke Tree Wind, LLC | SCE | [5 empty] | 16 | 47.65 | 1 | 47.65 | Wind |  | 1
Oct 2016 IOU Contracts Database | MIDWD_2_WIND1 | SC76397 |  |  | Windland Refresh 2, LLC (f/k/a 6097) | SCE |  |  |  |  | 1.17 | 7.81 | 19.84 | 1 | 19.84 | Wind |  | 1
Oct 2016 IOU Contracts Database | OTAY_6_UNITB1 | SD1000 |  |  | Otay Landfill I | SDG&E |  |  |  | 3 | 2.05 | 1.5 | 13.14 | 1 | 13.14 | Biomass |  | 1
Oct 2016 IOU Contracts Database | OTAY_6_UNITB1 | SD1001 |  |  | Otay Landfill 2 | SDG&E |  |  |  | 3 | 2.05 | 1.5 | 13.14 | 1 | 13.14 | Biomass |  | 1
Oct 2016 IOU Contracts Database | CHILLS_1_SYCENG | SD1004 |  |  | Sycamore Energy 1 LLC | SDG&E |  |  |  | 1.5 | 0.51 | 1.5 | 11.78 | 1 | 11.78 | Biomass |  | 1
Oct 2016 IOU Contracts Database | OTAY_7_UNITC1 | SD1008 |  |  | Otay Landfill 3 | SDG&E | [5 empty] | 3.8 | 22 | 1 | 22 | Biomass |  | 1
Oct 2016 IOU Contracts Database | CPSTNO_7_PRMADS | SD1009 |  |  | MM Prima Deshecha | SDG&E |  |  |  | 6.1 | 5.42 | 6.1 | 35 | 1 | 35 | Biomass |  | 1
Oct 2016 IOU Contracts Database | SMRCOS_6_LNDFIL | SD1012 |  |  | San Marcos Energy | SDG&E |  |  |  | 1.5 | 1.5 | 1.5 | 12 | 1 | 12 | Biomass |  | 1
Oct 2016 IOU Contracts Database | OTAY_6_LNDFL5 | SD1013 |  |  | Otay Landfill V | SDG&E |  |  |  | 1.5 | 0 | 1.5 | 12.48 | 1 | 12.48 | Biomass |  | 1
Oct 2016 IOU Contracts Database | OTAY_6_LNDFL6 | SD1014 |  |  | Otay Landfill VI | SDG&E |  |  |  | 1.5 | 0 | 1.5 | 12.48 | 1 | 12.48 | Biomass |  | 1
Oct 2016 IOU Contracts Database | MSHGTS_6_MMARLF | SD1026 |  |  | MM San Diego-Miramar (RAM) | SDG&E |  |  |  | 5 | 3.43 | 4.5 | 17.2 | 1 | 17.2 | Biomass |  | 1
Oct 2016 IOU Contracts Database | CHILLS_7_UNITA1 | SD1028 |  |  | Sycamore Energy 2 LLC | SDG&E |  |  |  | 2.25 | 1.74 | 2.25 | 13.4 | 1 | 13.4 | Biomass |  | 1
Oct 2016 IOU Contracts Database | PANDOL_6_UNIT | SD2000 |  |  | Covanta Delano Inc (formerly AES Delano) | SDG&E | [5 empty] | 49 | 332.661 | 1 | 332.661 | Biomass |  | 1
Oct 2016 IOU Contracts Database | BLULKE_6_BLUELK | SD2001 |  |  | Blue Lake Power | SDG&E |  |  |  | 12 |  | 11 | 90 | 1 | 90 | Biomass |  | 1
Oct 2016 IOU Contracts Database |  | SD3000 |  |  | Calpine Geysers | SDG&E | [5 empty] | 13 | 9 | 1 | 9 | Geothermal |  | 1
Oct 2016 IOU Contracts Database | CCRITA_7_RPPCHF | SD4000 |  |  | SDCWA - Rancho Penasquitos Hydro | SDG&E |  |  |  | 5.25 | 3.27 | 4.5 | 20 | 1 | 20 | Small_Hydro |  | 1
Oct 2016 IOU Contracts Database | CBRLLO_6_PLSTP1 | SD4001 |  |  | City of San Diego - Point Loma | SDG&E | [5 empty] | 4.8 | 22 | 1 | 22 | Biomass |  | 1
Oct 2016 IOU Contracts Database |  | SD4002 |  |  | Rugraw Inc. (Lassen Lodge Hydro) | SDG&E | [5 empty] | 5 | 21.7 | 0.84 | 18.228 | Small_Hydro |  | 1
Oct 2016 IOU Contracts Database | MSSION_2_QF | SD4005 |  |  | Badger Filtration Plant | SDG&E |  |  |  | 2 | 0.58 | 1.49 | 1 | 1 | 1 | Small_Hydro |  | 1
Oct 2016 IOU Contracts Database |  | SD4006 |  |  | Olivenhain Municipal Water District | SDG&E | [5 empty] | 0.45 | 1.5 | 1 | 1.5 | Small_Hydro |  | 1
Oct 2016 IOU Contracts Database |  | SD4007 |  |  | City of Oceanside - San Francisco Peak Hydro Plant | SDG&E | [5 empty] | 0.35 | 0.4 | 1 | 0.4 | Small_Hydro |  | 1
Oct 2016 IOU Contracts Database |  | SD4008 |  |  | City of Escondido - Bear Valley | SDG&E | [5 empty] | 1.5 | 19.71 | 1 | 19.71 | Small_Hydro |  | 1
Oct 2016 IOU Contracts Database | CNTNLA_2_SOLAR1 | SD5001 |  |  | Centinela Solar Energy Facility (Centinela I) | SDG&E |  |  |  | 125 | 17.5 | 125 | 270 | 1 | 270 | Solar |  | 1
Oct 2016 IOU Contracts Database | CNTNLA_2_SOLAR2 | SD5002 |  |  | Centinela Solar Energy Facility Expansion (Centinela II) | SDG&E |  |  |  | 45.6 | 0 | 45 | 137.196 | 1 | 137.196 | Solar |  | 1
Oct 2016 IOU Contracts Database | CSLR4S_2_SOLAR | SD5003 |  |  | CSolar IV South - Imperial Solar Energy Center-South | SDG&E |  |  |  | 130 | 18.2 | 130 | 273 | 1 | 273 | Solar |  | 1
Oct 2016 IOU Contracts Database | IVWEST_2_SOLAR1 | SD5004 |  |  | CSolar IV West - Imperial Solar Energy Center-West | SDG&E |  |  |  | 150 | 21 | 150 | 356 | 1 | 356 | Solar |  | 1
Oct 2016 IOU Contracts Database | BREGGO_6_SOLAR | SD5005 |  |  | NRG Solar Borrego | SDG&E |  |  |  |  | 3.64 | 26 | 59 | 1 | 59 | Solar |  | 1
Oct 2016 IOU Contracts Database | BREGGO_6_DEGRSL | SD5008 |  |  | Desert Green Solar Farm | SDG&E |  |  |  | 6.3 | 0.88 | 6.3 | 13.3 | 1 | 13.3 | Solar |  | 1
Oct 2016 IOU Contracts Database | CPVERD_2_SOLAR | SD5016 |  |  | Campo Verde Solar | SDG&E |  |  |  | 139 | 19.46 | 139 | 368.7021 | 1 | 368.7021 | Solar |  | 1
Oct 2016 IOU Contracts Database | CRELMN_6_RAMON1 | SD5026 |  |  | Sol Orchard 20 - Ramona 1 | SDG&E |  |  |  | 2 | 0.28 | 2 | 1.8 | 1 | 1.8 | Solar |  | 1
Oct 2016 IOU Contracts Database | CRELMN_6_RAMON2 | SD5027 |  |  | Sol Orchard 21 - Ramona 2 | SDG&E |  |  |  | 5 | 0.7 | 5 | 1.8 | 1 | 1.8 | Solar |  | 1
Oct 2016 IOU Contracts Database |  | SD5028 |  |  | Sol Orchard 22 - Valley Center 1 | SDG&E | [5 empty] | 2.5 | 1.7 | 1 | 1.7 | Solar |  | 1
Oct 2016 IOU Contracts Database | VLCNTR_6_VCSLR2 | SD5029 |  |  | Sol Orchard 23 - Valley Center 2 | SDG&E |  |  |  | 5 | 0.7 | 5 | 1.7 | 1 | 1.7 | Solar |  | 1
Oct 2016 IOU Contracts Database |  | SD5031 |  |  | Tierra del Sol Solar Farm | SDG&E | [5 empty] | 45 | 113 | 0.84 | 94.92 | Solar |  | 1
Oct 2016 IOU Contracts Database | ARLVAL_5_SOLAR | SD5032 |  |  | Arlington Valley Solar Energy II - AVS II | SDG&E |  |  |  | 127 | 17.78 | 127 | 359.9019 | 1 | 359.9019 | Solar |  | 1
Oct 2016 IOU Contracts Database | CATLNA_2_SOLAR | SD5033 |  |  | Catalina Solar | SDG&E |  |  |  | 110 | 15.4 | 109.4 | 253.5 | 1 | 253.5 | Solar |  | 1
Oct 2016 IOU Contracts Database | ALHMBR_1_ALHSLR | SD5034 |  |  | SG2 Imperial Valley | SDG&E |  |  |  | 50 | 7 | 50 | 141.9652 | 1 | 141.9652 | Solar |  | 1
Oct 2016 IOU Contracts Database | ARKANS_1_ARKSLR | SD5034 |  |  | SG2 Imperial Valley | SDG&E |  |  |  | 50 | 7 | 50 | 141.9652 | 1 | 141.9652 | Solar |  | 1
Oct 2016 IOU Contracts Database | SNORA_2_SNRSLR | SD5034 |  |  | SG2 Imperial Valley | SDG&E |  |  |  | 50 | 7 | 50 | 141.9652 | 1 | 141.9652 | Solar |  | 1
Oct 2016 IOU Contracts Database | IVSLRP_2_SOLAR1 | SD5037 |  |  | Imperial Valley Solar 1, LLC - Silver Ridge Mt. Signal | SDG&E |  |  |  | 200 | 28 | 200 | 495.274 | 1 | 495.274 | Solar |  | 1
Oct 2016 IOU Contracts Database |  | SD5040 |  |  | SDG&E Solar Energy Project | SDG&E | [5 empty] | 17 | 30 | 0.84 | 25.2 | Solar |  | 1
Oct 2016 IOU Contracts Database | DEVERS_1_SOLAR | SD5048 |  |  | Cascade Solar | SDG&E |  |  |  | 18.5 | 0 | 18.4 | 55 | 1 | 55 | Solar |  | 1
Oct 2016 IOU Contracts Database | CALPSS_6_SOLAR1 | SD5049 |  |  | 70SM1 8ME, LLC (Gestamp Calipatria) | SDG&E |  |  |  | 19.9 | 2.79 | 20 | 48 | 1 | 48 | Solar |  | 1
Oct 2016 IOU Contracts Database | ANZA_6_SOLAR1 | SD5050 |  |  | TallBear Seville | SDG&E |  |  |  | 20 | 2.8 | 20 | 59 | 1 | 59 | Solar |  | 1
Oct 2016 IOU Contracts Database | MARCPW_6_SOLAR1 | SD5052 |  |  | Maricopa West | SDG&E |  |  |  | 20 | 2.8 | 20 | 57.55 | 1 | 57.55 | Solar |  | 1
Oct 2016 IOU Contracts Database |  | SD5053 |  |  | Buckman Springs PV 1 | SDG&E | [5 empty] | 1.5 | 3.348 | 0.84 | 2.8123 | Solar |  | 1
Oct 2016 IOU Contracts Database |  | SD5054 |  |  | Buckman Springs PV 2 | SDG&E | [5 empty] | 1.5 | 3.35 | 0.84 | 2.814 | Solar |  | 1
Oct 2016 IOU Contracts Database |  | SD5055 |  |  | Viejas Blvd PV 1 | SDG&E | [5 empty] | 1.5 | 3.349 | 0.84 | 2.8132 | Solar |  | 1
Oct 2016 IOU Contracts Database |  | SD5056 |  |  | Calico Ranch Solar Project | SDG&E | [5 empty] | 1 | 2.3289 | 0.84 | 1.9563 | Solar |  | 1
Oct 2016 IOU Contracts Database |  | SD5058 |  |  | Sun Edison Victorville Solar | SDG&E | [5 empty] | 10 | 27.32 | 0.84 | 22.9488 | Solar |  | 1
Oct 2016 IOU Contracts Database |  | SD5063 |  |  | SEPV Boulevard 2 | SDG&E | [5 empty] | 2.9 | 9.274 | 0.84 | 7.7902 | Solar |  | 1
Oct 2016 IOU Contracts Database | LILIAC_6_SOLAR | SD5064 |  |  | NLP Granger A82, LLC | SDG&E |  |  |  | 3 | 0.42 | 3 | 8.45 | 1 | 8.45 | Solar |  | 1
Oct 2016 IOU Contracts Database | VINCNT_2_WESTWD | SD7000 |  |  | Oasis Power | SDG&E |  |  |  | 59 | 8.85 | 60 | 173 | 1 | 173 | Wind |  | 1
Oct 2016 IOU Contracts Database | MTWIND_1_UNIT 3 | SD7001 |  |  | Iberdrola - Mountain Wind | SDG&E |  |  |  | 22.44 | 3.37 | 22.8 | 81.5 | 1 | 81.5 | Wind |  | 1
Oct 2016 IOU Contracts Database | PWEST_1_UNIT | SD7002 |  |  | Iberdrola - Phoenix West | SDG&E |  |  |  | 2.1 | 0.32 | 2.1 | 7.5 | 1 | 7.5 | Wind |  | 1
Oct 2016 IOU Contracts Database | GARNET_1_UNITS | SD7003 |  |  | FPL Energy Green Power Wind | SDG&E |  |  |  | 16.5 | 2.48 | 16.5 | 36 | 1 | 36 | Wind |  | 1
Oct 2016 IOU Contracts Database | CRSTWD_6_KUMYAY | SD7004 |  |  | Kumeyaay Wind Energy Facility | SDG&E |  |  |  | 50 | 7.5 | 50 | 134.32 | 1 | 134.32 | Wind |  | 1
Oct 2016 IOU Contracts Database |  | SD7005 |  |  | NaturEner Glacier 1 | SDG&E | [5 empty] | 106.5 | 325 | 1 | 325 | Wind |  | 1
Oct 2016 IOU Contracts Database |  | SD7006 |  |  | NaturEner Glacier 2 | SDG&E | [5 empty] | 103.5 | 310 | 1 | 310 | Wind |  | 1
Oct 2016 IOU Contracts Database |  | SD7007 |  |  | NaturEner Rim Rock | SDG&E | [5 empty] | 189 | 645 | 1 | 645 | Wind |  | 1
Oct 2016 IOU Contracts Database | ROSMDW_2_WIND1 | SD7014 |  |  | Pacific Wind Project | SDG&E |  |  |  | 140 | 21 | 140 | 350.3349 | 1 | 350.3349 | Wind |  | 1
Oct 2016 IOU Contracts Database | MIDWD_7_CORAMB | SD7015 |  |  | Coram Energy | SDG&E |  |  |  | 7.5 | 1.13 | 7.5 | 27 | 1 | 27 | Wind |  | 1
Oct 2016 IOU Contracts Database | OCTILO_5_WIND | SD7016 |  |  | Ocotillo Express Wind Project | SDG&E |  |  |  | 265 | 39.75 | 265 | 789.2764 | 1 | 789.2764 | Wind |  | 1
Oct 2016 IOU Contracts Database | ENERSJ_2_WIND | SD7017 |  |  | Energia Sierra Juarez | SDG&E |  |  |  |  | 23.27 | 155.1 | 400 | 1 | 400 | Wind |  | 1
Oct 2016 IOU Contracts Database | MANZNA_2_WIND | SD7019 |  |  | Iberdrola - Manzana | SDG&E |  |  |  | 189 | 28.35 | 100 | 260 | 1 | 260 | Wind |  | 1
Oct 2016 IOU Contracts Database | OAKWD_6_ZEPHWD | SD7029 |  |  | Oak Creek Wind - Zephyr | SDG&E |  |  |  | 3.5 | 0.53 | 3.5 | 6.8 | 1 | 6.8 | Wind |  | 1
Oct 2016 IOU Contracts Database | GARNET_2_WIND1 | SD7030 |  |  | San Gorgonio | SDG&E |  |  |  | 11.2 | 1.68 | 11.2 | 32.38 | 1 | 32.38 | Wind |  | 1
Oct 2016 IOU Contracts Database |  | PG50033 |  |  | AT&T Park Solar Arrays | PG&E | [5 empty] | 0.07 | 0 | 1 | 0 | Solar |  | 1
Oct 2016 IOU Contracts Database |  | PG50034 |  |  | SF Service Center Solar Array 1 | PG&E | [5 empty] | 0.11 | 0 | 1 | 0 | Solar |  | 1
Oct 2016 IOU Contracts Database |  | SC55659 |  |  | Victor Mesa Linda B2 LLC | SCE | [5 empty] | 1.5 | 3.97 | 1 | 3.97 | Solar |  | 1
Oct 2016 IOU Contracts Database |  | SD4062 |  |  | OCI Solar Lakeside | SDG&E | [5 empty] | 2 | 5.4 | 0.84 | 4.536 | Solar |  | 1
Oct 2016 IOU Contracts Database |  | SD4064 |  |  | SEPV Boulevard 2 | SDG&E | [5 empty] | 2.9 | 9.274 | 0.84 | 7.7902 | Solar |  | 1
Oct 2016 IOU Contracts Database |  | SC55762 |  |  | Central Antelope Dry Ranch B, LLC | SCE | [5 empty] | 3 | 8.063 | 0.84 | 6.7729 | Solar |  | 1
Oct 2016 IOU Contracts Database |  | PG50061 |  |  | Aspiration Solar G LLC (1) (PV 3 RFO) | PG&E | [5 empty] | 9 | 23.28 | 0.84 | 19.5552 | Solar |  | 1
Oct 2016 IOU Contracts Database | FRESHW_1_SOLAR1 | PG50059 |  |  | CED Corcoran Solar 3, LLC (PV 3 RFO) | PG&E |  |  |  | 20 | 0 | 20 | 49.23 | 1 | 49.23 | Solar |  | 1
Oct 2016 IOU Contracts Database | PAIGES_6_SOLAR | PG50060 |  |  | Westside Solar, LLC (1) (PV 3 RFO) | PG&E |  |  |  | 20 | 0 | 20 | 55.25 | 1 | 55.25 | Solar |  | 1
Oct 2016 IOU Contracts Database | VLCNTR_6_VCSLR | SD5065 |  |  | NLP Valley Center Solar, LLC | SDG&E |  |  |  | 2.33 | 0.33 | 2.33 | 6.755 | 1 | 6.755 | Solar |  | 1
Oct 2016 IOU Contracts Database | GARNET_2_WIND5 | SC76452 |  |  | Yavi Energy (f/k/a 6052) | SCE |  |  |  | 3 | 0.45 | 3 | 5.6 | 1 | 5.6 | Wind |  | 1
Oct 2016 IOU Contracts Database | KRAMER_1_SEGSR3 | SC65817 |  |  | Luz Solar Partners Ltd, III (SEGS III) (f/k/a 5017) | SCE |  |  |  | 30 | 4.2 | 30 | 68.33 | 1 | 68.33 | Solar |  | 1
Oct 2016 IOU Contracts Database | KRAMER_1_SEGSR4 | SC65818 |  |  | Luz Solar Partners Ltd, IV (SEGS IV) (f/k/a 5018) | SCE |  |  |  | 30 | 4.2 | 30 | 68.33 | 1 | 68.33 | Solar |  | 1
Oct 2016 IOU Contracts Database | KRAMER_1_SEGS37 | SC65819 |  |  | Luz Solar Partners Ltd, V (SEGS V) (f/k/a 5019) | SCE | [5 empty] | 30 | 68.33 | 1 | 68.33 | Solar |  | 1
Oct 2016 IOU Contracts Database | DRACKR_2_SOLAR2 | SC55885 |  |  | Blythe Solar II, LLC | SCE |  |  |  | 125 | 17.5 | 131.2 | 385.128 | 1 | 385.128 | Solar |  | 1
Oct 2016 IOU Contracts Database |  | SC76368 |  |  | Broadview Energy KW, LLC | SCE | [5 empty] | 142.6 | 602.1 | 0.84 | 505.764 | Wind |  | 1
Oct 2016 IOU Contracts Database |  | SC76379 |  |  | Broadview Energy JN, LLC | SCE | [5 empty] | 181.7 | 767.2 | 0.84 | 644.448 | Wind |  | 1
Oct 2016 IOU Contracts Database | GARLND_2_GASLR | SC55888 |  |  | RE Garland, LLC | SCE |  |  |  | 180 | 25.2 | 186.96 | 574.15 | 1 | 574.15 | Solar |  | 1
Oct 2016 IOU Contracts Database |  | SC76462 |  |  | Energy Development & Const. Corp. (f/k/a 6062) | SCE | [5 empty] | 11.7 | 33.8224 | 1 | 33.8224 | Wind |  | 1
Oct 2016 IOU Contracts Database |  | SC55880 |  |  | Mesquite Solar 2 | SCE | [5 empty] | 100.815 | 301.7 | 0.84 | 253.428 | Solar |  | 1
Oct 2016 IOU Contracts Database | TKOPWR_6_HYDRO | SC44213 |  |  | TKO Power Inc. (South Bear Creek) | SCE |  |  |  | 2.83 | 0 | 2.834 | 9.728 | 1 | 9.728 | Small_Hydro |  | 1
Oct 2016 IOU Contracts Database |  | SC33118 |  |  | Geysers Power Company, LLC | SCE | [5 empty] | 50 | 438 | 1 | 438 | Geothermal |  | 1
Oct 2016 IOU Contracts Database |  | SC76372 |  |  | Tule Wind | SCE | [5 empty] | 132 | 380.892 | 0.84 | 319.9493 | Wind |  | 1
Oct 2016 IOU Contracts Database |  | PG40139 |  |  | Goose Valley Hydro (SB32) | PG&E | [5 empty] | 0.28 | 0.79471 | 1 | 0.79471 | Small_Hydro |  | 1
Oct 2016 IOU Contracts Database | BUCKCK_2_HYDRO | PG40140 |  |  | Lassen Station Hydro (SB32) | PG&E |  |  |  | 0.99 | 0 | 0.995 | 3.42 | 1 | 3.42 | Small_Hydro |  | 1
Oct 2016 IOU Contracts Database | MONTPH_7_UNIT 1 | PG40135 |  |  | Solano Irrigation District (SID)(ID/WA) | PG&E | [5 empty] | 11.9 | 32.82 | 1 | 32.82 | Small_Hydro |  | 1
Oct 2016 IOU Contracts Database |  | PG50063 |  |  | Oak Leaf Solar X (SB32) | PG&E | [5 empty] | 3 | 7.7659 | 0.84 | 6.5234 | Solar |  | 1
Oct 2016 IOU Contracts Database |  | PG50062 |  |  | Merced 2 - (SB32) | PG&E | [5 empty] | 1.5 | 3.466 | 0.84 | 2.9114 | Solar |  | 1
Oct 2016 IOU Contracts Database | CAPWD_1_QF | SC76456 |  |  | Edom Hills Project 1, LLC | SCE |  |  |  |  | 2.93 | 19.55 | 45.97 | 1 | 45.97 | Wind |  | 1
Oct 2016 IOU Contracts Database |  | SC55814 |  |  | North Rosamond Solar, LLC | SCE | [5 empty] | 160 | 488 | 0.84 | 409.92 | Solar |  | 1
Oct 2016 IOU Contracts Database |  | SC55882 |  |  | Sun Streams, LLC | SCE | [5 empty] | 160 | 467 | 0.84 | 392.28 | Solar |  | 1
Oct 2016 IOU Contracts Database |  | SC55883 |  |  | Willow Springs Solar, LLC | SCE | [5 empty] | 108 | 330 | 0.84 | 277.2 | Solar |  | 1
Oct 2016 IOU Contracts Database |  | SC55884 |  |  | Sunshine Valley Solar, LLC | SCE | [5 empty] | 104 | 302 | 0.84 | 253.68 | Solar |  | 1
Oct 2016 IOU Contracts Database |  | SC55886 |  |  | Valentine Solar, LLC | SCE | [5 empty] | 111.2 | 328 | 0.84 | 275.52 | Solar |  | 1
Oct 2016 IOU Contracts Database |  | SC55889 |  |  | Blythe Solar III, LLC | SCE | [5 empty] | 136.8 | 385 | 0.84 | 323.4 | Solar |  | 1
Oct 2016 IOU Contracts Database |  | PG2047 |  |  | Central Valley Ag Power | PG&E | [5 empty] | 1.5 | 11.2 | 1 | 11.2 | Biomass |  | 1
Oct 2016 IOU Contracts Database |  | SC55579 |  |  | Summer Solar E2, LLC | SCE | [5 empty] | 1.5 | 3.97 | 1 | 3.97 | Solar |  | 1
Oct 2016 IOU Contracts Database |  | SC55581 |  |  | Summer Solar F2, LLC | SCE | [5 empty] | 1.5 | 3.97 | 1 | 3.97 | Solar |  | 1
Oct 2016 IOU Contracts Database |  | SC55582 |  |  | Summer Solar G2, LLC | SCE | [5 empty] | 1.5 | 3.97 | 1 | 3.97 | Solar |  | 1
Oct 2016 IOU Contracts Database |  | SC55583 |  |  | Summer Solar H2, LLC | SCE | [5 empty] | 1.5 | 3.97 | 1 | 3.97 | Solar |  | 1
Oct 2016 IOU Contracts Database |  | SC55219 |  |  | Mirasol Murrieta 1 | SCE | [5 empty] | 1 | 1.96 | 0.84 | 1.6464 | Solar |  | 1
Oct 2016 IOU Contracts Database |  | SC55220 |  |  | Mirasol Pomona 1 | SCE | [5 empty] | 0.5 | 0.88 | 0.84 | 0.7392 | Solar |  | 1
Oct 2016 IOU Contracts Database |  | SC44352 |  |  | Calleguas MWD - Unit 3 (Santa Rosa) | SCE | [5 empty] | 0.25 | 0.75 | 1 | 0.75 | Small_Hydro |  | 1
Oct 2016 IOU Contracts Database |  | PG50064 |  |  | 2126 Lovell (SB32) | PG&E | [5 empty] | 0.833 | 2.029 | 0.84 | 1.7044 | Solar |  | 1
Oct 2016 IOU Contracts Database |  | SD5066 |  |  | Del Sur Elementary School | SDG&E | [5 empty] | 0.041 | 0.08 | 1 | 0.08 | Solar |  | 1
Oct 2016 IOU Contracts Database |  | SD5067 |  |  | Fairfield Grossmont Trolley | SDG&E | [5 empty] | 0.0647 | 0.097 | 1 | 0.097 | Solar |  | 1
Oct 2016 IOU Contracts Database |  | SD5068 |  |  | Hunter Industries | SDG&E | [5 empty] | 0.102 | 0.174 | 1 | 0.174 | Solar |  | 1
Oct 2016 IOU Contracts Database |  | SD5069 |  |  | Innovative Cold Storage Enterprises (ICE) | SDG&E | [5 empty] | 0.504 | 0.798 | 1 | 0.798 | Solar |  | 1
Oct 2016 IOU Contracts Database |  | SD5070 |  |  | Ladera Ranch I | SDG&E | [5 empty] | 0.05 | 0.071 | 1 | 0.071 | Solar |  | 1
Oct 2016 IOU Contracts Database |  | SD5071 |  |  | Pacific Station | SDG&E | [5 empty] | 0.10922 | 0.119 | 1 | 0.119 | Solar |  | 1
Oct 2016 IOU Contracts Database |  | SD5072 |  |  | Sanford-Burnhan Medical Research Institute I | SDG&E | [5 empty] | 0.2002 | 0.397 | 1 | 0.397 | Solar |  | 1
Oct 2016 IOU Contracts Database |  | SD5073 |  |  | SDCCD - Skills Center | SDG&E | [5 empty] | 0.056 | 0.094 | 1 | 0.094 | Solar |  | 1
Oct 2016 IOU Contracts Database |  | SD5074 |  |  | Towers at Bressi Ranch | SDG&E | [5 empty] | 0.08 | 0.13 | 1 | 0.13 | Solar |  | 1
Oct 2016 IOU Contracts Database |  | SD5075 |  |  | Wilco Investments | SDG&E | [5 empty] | 0.3843 | 0.584 | 1 | 0.584 | Solar |  | 1
Oct 2016 IOU Contracts Database |  | SD5076 |  |  | X-nth | SDG&E | [5 empty] | 0.04 | 0.068 | 1 | 0.068 | Solar |  | 1
Oct 2016 IOU Contracts Database |  | SC76369 |  |  | El Cabo Wind, LLC | SCE | [5 empty] | 298 | 1245.199 | 0.84 | 1045.9671 | Wind |  | 1
Oct 2016 IOU Contracts Database |  | SC76380 |  |  | Voyager Wind I, LLC | SCE | [5 empty] | 132 | 439.4016 | 0.84 | 369.0973 | Wind |  | 1
Oct 2016 IOU Contracts Database |  | SD5079 |  |  | Pala (SDG&E Solar Energy Project) | SDG&E | [5 empty] | 2 | 4.2 | 0.84 | 3.528 | Solar |  | 1
Oct 2016 IOU Contracts Database |  | SD5078 |  |  | Amylin Pharmaceuticals | SDG&E | [5 empty] | 0.2 | 0.382 | 1 | 0.382 | Solar |  | 1
Oct 2016 IOU Contracts Database |  | SC55245 |  |  | RE: Walker Pass | SCE | [5 empty] | 20 | 732 | 0.84 | 614.88 | Solar |  | 1
Oct 2016 IOU Contracts Database | SNMALF_6_UNITS | SC11238 |  |  | Sonoma County Landfill LFGTE Project | SCE |  |  |  | 5 | 3.27 | 5 | 35 | 1 | 35 | Biomass |  | 1
Oct 2016 IOU Contracts Database |  | SC55222 |  |  | SunE (Bell Tustin) | SCE | [5 empty] | 1.131 | 2.33 | 0.84 | 1.9572 | Solar |  | 1
Oct 2016 IOU Contracts Database |  | SC55246 |  |  | RE: Tranquility 8 | SCE | [5 empty] | 200 | 557.2 | 1 | 557.2 | Solar |  | 1
Oct 2016 IOU Contracts Database |  | SD5077 |  |  | Midway Solar Farm III | SDG&E | [5 empty] | 20 | 61.072 | 0.84 | 51.3005 | Solar |  | 1
Oct 2016 IOU Contracts Database |  | SC55223 |  |  | SunE (Red Hill) | SCE | [5 empty] | 1.036 | 1.99 | 0.84 | 1.6716 | Solar |  | 1
Oct 2016 IOU Contracts Database |  | SC55405 |  |  | SUNRAY SEGS I | SCE | [5 empty] | 13.8 | 41 | 0.84 | 34.44 | Solar |  | 1
Oct 2016 IOU Contracts Database |  | SC55226 |  |  | Caliente Springs, LLC | SCE | [5 empty] | 0.928 | 1.95 | 0.84 | 1.638 | Solar |  | 1
Oct 2016 IOU Contracts Database |  | PG50082 |  |  | 2235 Leong | PG&E | [5 empty] | 1.75 | 4.093 | 0.84 | 3.4381 | Solar |  | 1
Oct 2016 IOU Contracts Database |  | PG50080 |  |  | 2207 Ritchie | PG&E | [5 empty] | 0.333 | 0.777 | 0.84 | 0.65268 | Solar |  | 1
Oct 2016 IOU Contracts Database |  | SC44316 |  |  | Walnut Valley Water District | SCE | [5 empty] | 0.125 | 0.65 | 1 | 0.65 | Small_Hydro |  | 1
Oct 2016 IOU Contracts Database |  | SC55251 |  |  | Milestone Wildomar, LLC | SCE | [5 empty] | 1.224 | 2.109 | 0.84 | 1.7716 | Solar |  | 1
Oct 2016 IOU Contracts Database | CLOVER_2_UNIT | PG80007 |  |  | Hydro Partners (Clover Creek) | PG&E |  |  |  | 0.99 | 0.06 | 0.999 | 7.5 | 1 | 7.5 | Small_Hydro |  | 1
Oct 2016 IOU Contracts Database |  | PG50068 |  |  | Bayshore Solar A | PG&E | [5 empty] | 20 | 57.0178 | 0.84 | 47.895 | Solar |  | 1
Oct 2016 IOU Contracts Database |  | PG50070 |  |  | Bayshore Solar C | PG&E | [5 empty] | 20 | 57.0178 | 0.84 | 47.895 | Solar |  | 1
Oct 2016 IOU Contracts Database |  | PG50069 |  |  | Bayshore Solar B | PG&E | [5 empty] | 20 | 57.0178 | 0.84 | 47.895 | Solar |  | 1
Oct 2016 IOU Contracts Database |  | PG50072 |  |  | San Joaquin 1A | PG&E | [5 empty] | 20 | 49.7939 | 0.84 | 41.8269 | Solar |  | 1
Oct 2016 IOU Contracts Database |  | PG50078 |  |  | Java Solar | PG&E | [5 empty] | 13.5 | 35.9384 | 0.84 | 30.1883 | Solar |  | 1
Oct 2016 IOU Contracts Database |  | PG50083 |  |  | Madera 1 | PG&E | [5 empty] | 1.5 | 3.9293 | 0.84 | 3.3006 | Solar |  | 1
Oct 2016 IOU Contracts Database | INDVLY_1_UNITS | PG80008 |  |  | Indian Valley Hydro 4 | PG&E |  |  |  | 3.01 | 0.85 | 2.9 | 3 | 1 | 3 | Small_Hydro |  | 1
Oct 2016 IOU Contracts Database |  | SC55519 |  |  | One Ten Partners, LLC | SCE | [5 empty] | 2 | 6.252 | 0.84 | 5.2517 | Solar |  | 1
Oct 2016 IOU Contracts Database |  | SC55747 |  |  | AVS Phase 2 | SCE | [5 empty] | 3 | 7.685 | 0.84 | 6.4554 | Solar |  | 1
Oct 2016 IOU Contracts Database |  | SC55262 |  |  | Antelope DSR 3, LLC | SCE | [5 empty] | 20 | 56 | 0.84 | 47.04 | Solar |  | 1
Oct 2016 IOU Contracts Database |  | SC55261 |  |  | Windhub Solar A Solar Project | SCE | [5 empty] | 20 | 51 | 0.84 | 42.84 | Solar |  | 1
Oct 2016 IOU Contracts Database |  | SC44226 |  |  | Desert Water Agency (Snow Creek) | SCE | [5 empty] | 0 | 2.29 | 0.84 | 1.9236 | Small_Hydro |  | 1
Oct 2016 IOU Contracts Database |  | SC55258 |  |  | Green Beanworks C, LLC | SCE | [5 empty] | 0 | 8.9 | 0.84 | 7.476 | Solar |  | 1
Oct 2016 IOU Contracts Database |  | SC55263 |  |  | American Kings Solar, LLC | SCE | [5 empty] | 128 | 348 | 0.84 | 292.32 | Solar |  | 1
Oct 2016 IOU Contracts Database |  | PG80009 |  |  | Mini Hydro | PG&E | [5 empty] | 0.15 | 1.1826 | 1 | 1.1826 | Small_Hydro |  | 1
Oct 2016 IOU Contracts Database |  | SC76496 |  |  | Smoke Tree Wind, LLC | SCE | [5 empty] | 0 | 12.73 | 0.84 | 10.6932 | Wind |  | 1
Other | CSTRVL_7_PL1X2 | 3PH-60107A |  |  | Marina Landfill Gas (Monterey Regional Waste Management Dst) | 3Phase |  |  |  | 4.53 | 4.17 | 5.08 | 28.492 | 1 | 28.492 | Biomass |  | 1
Other | PANSEA_1_PANARO | 3PH-60370A |  |  | Mesa Wind Power Corporation | 3Phase |  |  |  |  | 4.5 | 29.9 | 5.0297 | 1 | 5.0297 | Wind |  | 1
Other | BRDSLD_2_HIWIND | ALW-2011-1 |  |  | High Winds | ALW |  |  |  | 162 | 24.3 | 5.994 | 12.1885 | 1 | 12.1885 | Wind |  | 1
Other | GARNET_1_WIND | ALW-2011-2 |  |  | Garnet Wind Energy Center | ALW |  |  |  | 6.5 | 0.98 | 6.5 | 20.0718 | 1 | 20.0718 | Wind |  | 1
Other | VALLEY_5_PERRIS | ALW-2011-3 |  |  | Perris | ALW |  |  |  | 7.94 | 7.94 | 1.7277 | 3.7588 | 1 | 3.7588 | Small_Hydro |  | 1
Other | VALLEY_5_PERRIS | ALW-2011-3 |  |  | Valley View | ALW |  |  |  | 7.94 | 7.94 | 0.89216 | 1.7369 | 1 | 1.7369 | Small_Hydro |  | 1
Other | VALLEY_5_PERRIS | ALW-2011-3 |  |  | Coyote Creek | ALW |  |  |  | 7.94 | 7.94 | 0.68109 | 1.6509 | 1 | 1.6509 | Small_Hydro |  | 1
Other | VALLEY_5_PERRIS | ALW-2011-3 |  |  | Rio Hondo Power Plant | ALW |  |  |  | 7.94 | 7.94 | 0.41562 | 0.86403 | 1 | 0.86403 | Small_Hydro |  | 1
Other | PADUA_7_SDIMAS | ALW-2011-4 |  |  | San Dimas Wash | ALW |  |  |  | 1.05 | 1.05 | 1.05 | 2.0481 | 1 | 2.0481 | Small_Hydro |  | 1
Other | CAMLOT_2_SOLAR2 | ALW-2014-1 |  |  | Columbia Two, LLC | ALW |  |  |  | 15 | 2.1 | 1.2855 | 0.15924 | 1 | 0.15924 | Solar |  | 1
Other | SPICER_1_UNIT 1 | AMP-2011-1 |  |  | Spicer | AMP | [5 empty] | 0.6 | 1.7758 | 1 | 1.7758 | Small_Hydro |  | 1
Other | RICHMN_7_BAYENV | AMP-2011-11 |  |  | Nove Power Plant | AMP |  |  |  | 2.5 | 0.8 | 1 | 13.068 | 1 | 13.068 | Biomass |  | 1
Other |  | AMP-2011-12 |  |  | Graeagle | AMP | [5 empty] | 0.44 | 2.7872 | 1 | 2.7872 | Small_Hydro |  | 1
Other | ESQUON_6_LNDFIL | AMP-2011-13 |  |  | Butte County Neal Road Landfill | AMP |  |  |  | 2.1 | 0 | 2.16 | 15.3475 | 1 | 15.3475 | Biomass |  | 1
Other |  | AMP-2011-14 |  |  | Nimbus | AMP | [5 empty] | 0.1458 | 0.5975 | 1 | 0.5975 | Small_Hydro |  | 1
Other |  | AMP-2011-14 |  |  | Stampede | AMP | [5 empty] | 0.03942 | 0.12873 | 1 | 0.12873 | Small_Hydro |  | 1
Other | LEWSTN_7_UNIT 1 | AMP-2011-14 |  |  | Lewiston | AMP | [5 empty] | 0.00378 | 0.022019 | 1 | 0.022019 | Small_Hydro |  | 1
Other | GRNVLY_7_SCLAND | AMP-2011-3 |  |  | Ameresco Santa Cruz Energy | AMP |  |  |  | 3.04 | 2.27 | 1.59 | 7.1808 | 1 | 7.1808 | Biomass |  | 1
Other | BRDSLD_2_HIWIND | AMP-2011-4 |  |  | High Winds | AMP |  |  |  | 162 | 24.3 | 9.9954 | 20.3252 | 1 | 20.3252 | Wind |  | 1
Other | OXMTN_6_LNDFIL | AMP-2011-5 |  |  | Ox Mountain Landfill aka Half Moon Bay | AMP |  |  |  | 10.62 | 10.47 | 5.73 | 43.7908 | 1 | 43.7908 | Biomass |  | 1
Other | KIRKER_7_KELCYN | AMP-2011-6 |  |  | Keller Canyon Landfill (Pittsburg) | AMP |  |  |  | 3.56 | 3.38 | 1.92 | 14.8521 | 1 | 14.8521 | Biomass |  | 1
Other | NCPA_7_GP1UN1 | AMP-2011-7 |  |  | Geothermal 1 | AMP |  |  |  | 38.85 | 31 | 9.284 | 76.1483 | 1 | 76.1483 | Geothermal |  | 1
Other | NCPA_7_GP2UN3 | AMP-2011-8 |  |  | Geothermal 2 | AMP |  |  |  | 42.42 | 0 | 9.284 | 69.0754 | 1 | 69.0754 | Geothermal |  | 1
Other | BRDSLD_2_HIWIND | APU-2011-1 |  |  | High Winds | APU |  |  |  | 162 | 24.3 | 6 | 12.2007 | 1 | 12.2007 | Wind |  | 1
Other |  | APU-2011-2 |  |  | Pleasant Valley (WEST Wyoming Wind Energy Center) | APU | [5 empty] | 29.8926 | 51.3162 | 1 | 51.3162 | Wind |  | 1
Other | MIRAGE_2_COCHLA | APU-2011-3 |  |  | Heber Geothermal Co | APU | [5 empty] | 38.1 | 192.7169 | 1 | 192.7169 | Geothermal |  | 1
Other | OLINDA_2_LNDFL2 | APU-2011-4 |  |  | Brea Expansion Plant | APU |  |  |  | 28.1 | 24.84 | 32.8 | 177.9583 | 1 | 177.9583 | Biomass |  | 1
Other | OLINDA_2_LNDFL2 | APU-2011-4 |  |  | Brea Power Partners LP (Gen 1-3) | APU |  |  |  | 28.1 | 24.84 | 5.6 | 21.1247 | 1 | 21.1247 | Biomass |  | 1
Other | VALLEY_5_PERRIS | APU-2011-5 |  |  | Perris | APU |  |  |  | 7.94 | 7.94 | 4.4837 | 9.7545 | 1 | 9.7545 | Small_Hydro |  | 1
Other | VALLEY_5_PERRIS | APU-2011-5 |  |  | Valley View | APU |  |  |  | 7.94 | 7.94 | 2.3153 | 4.5076 | 1 | 4.5076 | Small_Hydro |  | 1
Other | VALLEY_5_PERRIS | APU-2011-5 |  |  | Coyote Creek | APU |  |  |  | 7.94 | 7.94 | 1.7675 | 4.2843 | 1 | 4.2843 | Small_Hydro |  | 1
Other | VALLEY_5_PERRIS | APU-2011-5 |  |  | Rio Hondo Power Plant | APU |  |  |  | 7.94 | 7.94 | 1.0786 | 2.2423 | 1 | 2.2423 | Small_Hydro |  | 1
Other | DEVERS_1_QF | APU-2011-9 |  |  | San Gorgonio Farms Wind Farm | APU |  |  |  | 28.5 | 1.2 | 31 | 72.7535 | 1 | 72.7535 | Wind |  | 1
Other |  | APU-2013-5 |  |  | Thermo No.1 BE-01 | APU | [5 empty] | 15 | 56.5761 | 1 | 56.5761 | Geothermal |  | 1
Other |  | APU-2012-11 |  |  | Anaheim Solar Energy Plant | APU | [5 empty] | 2 | 1.187 | 1 | 1.187 | Solar |  | 1
Other | MIRAGE_2_COCHLA | BANN-2011-1 |  |  | Heber Geothermal Co | Banning | [5 empty] | 6.35 | 32.1195 | 1 | 32.1195 | Geothermal |  | 1
Other | NCPA_7_GP1UN1 | BMS-2011-3 |  |  | Geothermal 1 | BMS |  |  |  | 38.85 | 31 | 0.1265 | 1.0376 | 1 | 1.0376 | Geothermal |  | 1
Other | NCPA_7_GP2UN3 | BMS-2011-4 |  |  | Geothermal 2 | BMS |  |  |  | 42.42 | 0 | 0.1265 | 0.94119 | 1 | 0.94119 | Geothermal |  | 1
Other |  | BMS-2011-5 |  |  | Nimbus | BMS | [5 empty] | 0.03765 | 0.15429 | 1 | 0.15429 | Small_Hydro |  | 1
Other |  | BMS-2011-5 |  |  | Stampede | BMS | [5 empty] | 0.010179 | 0.033242 | 1 | 0.033242 | Small_Hydro |  | 1
Other | LEWSTN_7_UNIT 1 | BMS-2011-5 |  |  | Lewiston | BMS | [5 empty] | 0.00097611 | 0.0056861 | 1 | 0.0056861 | Small_Hydro |  | 1
Other |  | CCSF-2011-15 |  |  | Southeast Digester Gas Cogen Plant | CCSF | [5 empty] | 2.1 | 7.6095 | 1 | 7.6095 | Biomass |  | 1
Other |  | CCSF-2011-16 |  |  | Southeast Wastwater Treatment Plant/CCSF | CCSF | [5 empty] | 2 | 0.156 | 1 | 0.156 | Solar |  | 1
Other | MARTIN_1_SUNSET | CCSF-2011-17 |  |  | Sunset Reservoir North Basin | CCSF |  |  |  | 4.5 | 0.63 | 4.96 | 6.134 | 1 | 6.134 | Solar |  | 1
Other | INTKEP_2_UNITS | CCSF-2011-5 |  |  | Moccasin Low Head | CCSF |  |  |  | 52 | 239 | 2.9 | 5.0141 | 1 | 5.0141 | Small_Hydro |  | 1
Other | INTKEP_2_UNITS | CCSF-62549A/62550A/62551A |  |  | Kirkwood (1-3) | CCSF |  |  |  | 52 | 239 | 118.2 | 508.649 | 1 | 508.649 | Small_Hydro |  | 1
Other | BRDSLD_2_HIWIND | CLTN-2011-2 |  |  | High Winds | Colton |  |  |  | 162 | 24.3 | 2.997 | 6.0943 | 1 | 6.0943 | Wind |  | 1
Other | VALLEY_5_PERRIS | CLTN-2011-3 |  |  | Perris | Colton |  |  |  | 7.94 | 7.94 | 1.7277 | 3.7588 | 1 | 3.7588 | Small_Hydro |  | 1
Other | VALLEY_5_PERRIS | CLTN-2011-3 |  |  | Valley View | Colton |  |  |  | 7.94 | 7.94 | 0.89216 | 1.7369 | 1 | 1.7369 | Small_Hydro |  | 1
Other | VALLEY_5_PERRIS | CLTN-2011-3 |  |  | Coyote Creek | Colton |  |  |  | 7.94 | 7.94 | 0.68109 | 1.6509 | 1 | 1.6509 | Small_Hydro |  | 1
Other | VALLEY_5_PERRIS | CLTN-2011-3 |  |  | Rio Hondo Power Plant | Colton |  |  |  | 7.94 | 7.94 | 0.41562 | 0.86403 | 1 | 0.86403 | Small_Hydro |  | 1
Other | DMDVLY_1_GEN 1 | CLTN-2013-1 |  |  | Diamond Valley Lake | Colton | [5 empty] | 29.7 | 27.6206 | 1 | 27.6206 | Small_Hydro |  | 1
Other | DMDVLY_1_GEN 1 | CLTN-2013-1 |  |  | Red Mountain | Colton | [5 empty] | 5.9 | 23.2144 | 1 | 23.2144 | Small_Hydro |  | 1
Other | DMDVLY_1_GEN 1 | CLTN-2013-1 |  |  | Temescal | Colton | [5 empty] | 2.85 | 14.7071 | 1 | 14.7071 | Small_Hydro |  | 1
Other | DMDVLY_1_GEN 1 | CLTN-2013-1 |  |  | Corona | Colton | [5 empty] | 2.85 | 13.9377 | 1 | 13.9377 | Small_Hydro |  | 1
Other |  | CLTN-2015-1 |  |  | Colton Solar One LLC | Colton | [5 empty] | 2.5 | 6.0444 | 1 | 6.0444 | Solar |  | 1
Other |  | CLTN-2015-1 |  |  | Colton Solar Two LLC | Colton | [5 empty] | 0.998 | 2.4129 | 1 | 2.4129 | Solar |  | 1
Other |  | CNE-MISC-1 |  |  | San Gorgonio Wind | CNE | [5 empty] | 49.5 | 183.708 | 1 | 183.708 | Wind |  | 1
Other | GONZLS_6_UNIT | CPA-2011-1 |  |  | Ameresco Johnson Canyon | CPA |  |  |  | 1.42 | 1.23 | 1.41 | 7.832 | 1 | 7.832 | Biomass |  | 1
Other | KIRKER_7_KELCYN | CPA-2011-2 |  |  | Keller Canyon Landfill (Pittsburg) | CPA |  |  |  | 3.56 | 3.38 | 1.92 | 14.8521 | 1 | 14.8521 | Biomass |  | 1
Other | OXMTN_6_LNDFIL | CPA-2011-3 |  |  | Ox Mountain Landfill aka Half Moon Bay | CPA |  |  |  | 10.62 | 10.47 | 5.73 | 43.7908 | 1 | 43.7908 | Biomass |  | 1
Other | GRNVLY_7_SCLAND | CPA-2011-4 |  |  | Ameresco Santa Cruz Energy | CPA |  |  |  | 3.04 | 2.27 | 1.59 | 7.1808 | 1 | 7.1808 | Biomass |  | 1
Other | BRDSLD_2_HIWIND | CPA-2011-5 |  |  | High Winds | CPA |  |  |  | 162 | 24.3 | 20.007 | 40.6833 | 1 | 40.6833 | Wind |  | 1
Other | BRDSLD_2_SHILO1 | CPA-2011-6 |  |  | Shiloh I Wind | CPA |  |  |  | 150 | 22.5 | 25 | 66.2188 | 1 | 66.2188 | Wind |  | 1
Other | SPICER_1_UNIT 1 | CPA-2011-7 |  |  | Spicer | CPA | [5 empty] | 1.3752 | 4.0701 | 1 | 4.0701 | Small_Hydro |  | 1
Other |  | CPA-2011-8 |  |  | Nimbus | CPA | [5 empty] | 1.5687 | 6.4288 | 1 | 6.4288 | Small_Hydro |  | 1
Other |  | CPA-2011-8 |  |  | Stampede | CPA | [5 empty] | 0.42414 | 1.385 | 1 | 1.385 | Small_Hydro |  | 1
Other | LEWSTN_7_UNIT 1 | CPA-2011-8 |  |  | Lewiston | CPA | [5 empty] | 0.040671 | 0.23692 | 1 | 0.23692 | Small_Hydro |  | 1
Other | EEKTMN_6_SOLAR1 | CPA-2015-1 |  |  | EE K Solar 1 - Kettleman Solar | CPA |  |  |  | 20 | 0 | 20 | 48.3552 | 1 | 48.3552 | Solar |  | 1
Other | LAMONT_1_SOLAR4 | CPA-2015-2 |  |  | Hayworth Solar Farm | CPA |  |  |  | 26.66 | 3.73 | 27 | 65.2795 | 1 | 65.2795 | Solar |  | 1
Other | CORRAL_6_SJOAQN | CPA-2014-1 |  |  | Ameresco San Joaquin LLC | CPA |  |  |  | 4.3 | 3.57 | 4.34 | 20.615 | 1 | 20.615 | Biomass |  | 1
Other |  | DE-60974A |  |  | H.W. Hill Landfill Gas Power Plant AKA ROOSEVELT BIOGAS | DE | [5 empty] | 26 | 64.5165 | 1 | 64.5165 | Biomass |  | 1
Other |  | ESPA-2011-1 |  |  | Nimbus | ESPA | [5 empty] | 0.086971 | 0.35642 | 1 | 0.35642 | Small_Hydro |  | 1
Other |  | ESPA-2011-1 |  |  | Stampede | ESPA | [5 empty] | 0.023514 | 0.076788 | 1 | 0.076788 | Small_Hydro |  | 1
Other | LEWSTN_7_UNIT 1 | ESPA-2011-1 |  |  | Lewiston | ESPA | [5 empty] | 0.0022548 | 0.013135 | 1 | 0.013135 | Small_Hydro |  | 1
Other | NCPA_7_GP1UN1 | GEU-2011-3 |  |  | Geothermal 1 | GEU |  |  |  | 38.85 | 31 | 0.187 | 1.5338 | 1 | 1.5338 | Geothermal |  | 1
Other | NCPA_7_GP2UN3 | GEU-2011-4 |  |  | Geothermal 2 | GEU |  |  |  | 42.42 | 0 | 0.187 | 1.3913 | 1 | 1.3913 | Geothermal |  | 1
Other |  | GEU-2011-5 |  |  | Nimbus | GEU | [5 empty] | 0.0837 | 0.34301 | 1 | 0.34301 | Small_Hydro |  | 1
Other |  | GEU-2011-5 |  |  | Stampede | GEU | [5 empty] | 0.02263 | 0.073899 | 1 | 0.073899 | Small_Hydro |  | 1
Other | LEWSTN_7_UNIT 1 | GEU-2011-5 |  |  | Lewiston | GEU | [5 empty] | 0.00217 | 0.012641 | 1 | 0.012641 | Small_Hydro |  | 1
Other | GRIDLY_6_SOLAR | GEU-2012-6 |  |  | Gridley Main Two | GEU |  |  |  | 2.5 | 0 | 2.5 | 4.843 | 1 | 4.843 | Solar |  | 1
Other | GRIDLY_6_SOLAR | GEU-2012-6 |  |  | Gridley Main One | GEU |  |  |  | 2.5 | 0 | 1 | 2.0205 | 1 | 2.0205 | Solar |  | 1
Other |  | GLEN-2011-1 |  |  | Grayson 3-5 | Glendale | [5 empty] | 0 | 66.4192 | 1 | 66.4192 | Other |  | 1
Other |  | GLEN-2011-2 |  |  | Tieton | Glendale | [5 empty] | 28.734 | 23.9418 | 1 | 23.9418 | Small_Hydro |  | 1
Other | BRDSLD_2_HIWIND | GLEN-2011-3 |  |  | High Winds | Glendale |  |  |  | 162 | 24.3 | 8.991 | 18.2828 | 1 | 18.2828 | Wind |  | 1
Other |  | GLEN-2011-4 |  |  | Pleasant Valley (WEST Wyoming Wind Energy Center) | Glendale | [5 empty] | 9.7688 | 16.7699 | 1 | 16.7699 | Wind |  | 1
Other |  | GLEN-2011-5 |  |  | Pebble Springs | Glendale | [5 empty] | 19.74 | 50.2505 | 1 | 50.2505 | Wind |  | 1
Other | MIRAGE_2_COCHLA | GLEN-2011-6 |  |  | Heber Geothermal Co | Glendale | [5 empty] | 9.525 | 48.1792 | 1 | 48.1792 | Geothermal |  | 1
Other | NCPA_7_GP1UN1 | HED-2011-3 |  |  | Geothermal 1 | HED |  |  |  | 38.85 | 31 | 1.7875 | 14.6612 | 1 | 14.6612 | Geothermal |  | 1
Other | NCPA_7_GP2UN3 | HED-2011-4 |  |  | Geothermal 2 | HED |  |  |  | 42.42 | 0 | 1.7875 | 13.2995 | 1 | 13.2995 | Geothermal |  | 1
Other | SPICER_1_UNIT 1 | HED-2011-5 |  |  | Spicer | HED | [5 empty] | 0.0906 | 0.26814 | 1 | 0.26814 | Small_Hydro |  | 1
Other | NCPA_7_GP1UN1 | LODI-2011-3 |  |  | Geothermal 1 | Lodi |  |  |  | 38.85 | 31 | 5.654 | 46.3747 | 1 | 46.3747 | Geothermal |  | 1
Other | NCPA_7_GP2UN3 | LODI-2011-4 |  |  | Geothermal 2 | Lodi |  |  |  | 42.42 | 0 | 5.654 | 42.0672 | 1 | 42.0672 | Geothermal |  | 1
Other | SPICER_1_UNIT 1 | LODI-2011-6 |  |  | Spicer | Lodi | [5 empty] | 0.6222 | 1.8415 | 1 | 1.8415 | Small_Hydro |  | 1
Other |  | LODI-2011-7 |  |  | Nimbus | Lodi | [5 empty] | 0.066216 | 0.27136 | 1 | 0.27136 | Small_Hydro |  | 1
Other |  | LODI-2011-7 |  |  | Stampede | Lodi | [5 empty] | 0.017903 | 0.058463 | 1 | 0.058463 | Small_Hydro |  | 1
Other | LEWSTN_7_UNIT 1 | LODI-2011-7 |  |  | Lewiston | Lodi | [5 empty] | 0.0017167 | 0.01 | 1 | 0.01 | Small_Hydro |  | 1
Other | NCPA_7_GP1UN1 | LOMP-2011-3 |  |  | Geothermal 1 | Lompoc |  |  |  | 38.85 | 31 | 2.024 | 16.601 | 1 | 16.601 | Geothermal |  | 1
Other | NCPA_7_GP2UN3 | LOMP-2011-4 |  |  | Geothermal 2 | Lompoc |  |  |  | 42.42 | 0 | 2.024 | 15.0591 | 1 | 15.0591 | Geothermal |  | 1
Other |  | LOMP-2011-6 |  |  | Nimbus | Lompoc | [5 empty] | 0.034506 | 0.14141 | 1 | 0.14141 | Small_Hydro |  | 1
Other |  | LOMP-2011-6 |  |  | Stampede | Lompoc | [5 empty] | 0.0093294 | 0.030466 | 1 | 0.030466 | Small_Hydro |  | 1
Other | LEWSTN_7_UNIT 1 | LOMP-2011-6 |  |  | Lewiston | Lompoc | [5 empty] | 0.0008946 | 0.0052113 | 1 | 0.0052113 | Small_Hydro |  | 1
Other | SPICER_1_UNIT 1 | LOMP-2011-7 |  |  | Spicer | Lompoc | [5 empty] | 0.138 | 0.40843 | 1 | 0.40843 | Small_Hydro |  | 1
Other | PARDEB_2_UNIT 1 | MCE-60536A |  |  | Pardee Power Plant | MCE | [5 empty] | 23.6 | 95.3248 | 1 | 95.3248 | Small_Hydro |  | 1
Other | PEABDY_2_LNDFIL | MCE-61205A |  |  | Hay Road - Silicon Valley Biomass | MCE |  |  |  | 1.6 | 1.51 | 1.6 | 11.7188 | 1 | 11.7188 | Biomass |  | 1
Other | PLSNTG_7_LNCLND | MCE-61632A |  |  | Lincoln Landfill - WPWMA | MCE |  |  |  | 4.98 | 2.92 | 4.86 | 21.9753 | 1 | 21.9753 | Biomass |  | 1
Other | CORCAN_1_SOLAR2 | MCE-62355A |  |  | Corcoran City | MCE |  |  |  | 11 | 1.54 | 11 | 26.5954 | 1 | 26.5954 | Solar |  | 1
Other | GOOSLK_1_SOLAR1 | MCE-62357A |  |  | Cottonwood Goose Lake LLC | MCE |  |  |  | 12 | 1.68 | 12 | 29.0131 | 1 | 29.0131 | Solar |  | 1
Other | BRDSLD_2_HIWIND | MEID-2013-1 |  |  | High Winds | MEID |  |  |  | 162 | 24.3 | 5.0058 | 10.1791 | 1 | 10.1791 | Wind |  | 1
Other |  | MEID-2013-2 |  |  | Nimbus | MEID | [5 empty] | 0.04455 | 0.18257 | 1 | 0.18257 | Small_Hydro |  | 1
Other | LEWSTN_7_UNIT 1 | MEID-2013-2 |  |  | Lewiston | MEID | [5 empty] | 0.001155 | 0.0067282 | 1 | 0.0067282 | Small_Hydro |  | 1
Other |  | MEID-61088A |  |  | Bennett Creek Windfarm, LLC | MEID | [5 empty] | 0 | 0.12138 | 1 | 0.12138 | Wind |  | 1
Other |  | MEID-61089A |  |  | Hot Springs Windfarm, LLC, Mountain Wind Power II; Nine Canyon Wind Project - Phase 3 | MEID | [5 empty] | 0 | 0.31601 | 1 | 0.31601 | Wind |  | 1
Other |  | MEID-61202A |  |  | Juniper Canyon Wind Power | MEID | [5 empty] | 4.6721 | 7.1957 | 1 | 7.1957 | Wind |  | 1
Other | MSHGTS_6_MMARLF | NOBLE-60481A |  |  | Miramar Energy LLC | NOBLE |  |  |  | 5 | 3.43 | 3.2 | 20.804 | 1 | 20.804 | Biomass |  | 1
Other | FROGTN_7_UTICA | NOBLE-60520A |  |  | Angels | NOBLE | [5 empty] | 1.4 | 5.608 | 1 | 5.608 | Small_Hydro |  | 1
Other | FROGTN_7_UTICA | NOBLE-60521A |  |  | Murphys | NOBLE | [5 empty] | 4.5 | 14.4021 | 1 | 14.4021 | Small_Hydro |  | 1
Other | MESAS_2_QF | NOBLE-60633A |  |  | Total Energy Facilities | NOBLE |  |  |  | 2.9 | 0 | 38.4 | 135.1533 | 1 | 135.1533 | Biomass |  | 1
Other | MOORPK_2_CALABS | NOBLE-60866A |  |  | Calabasas Gas-to-Energy | NOBLE |  |  |  | 6.96 | 4.62 | 13.8 | 44.5878 | 1 | 44.5878 | Biomass |  | 1
Other |  | POAK-2011-1 |  |  | CA - Port of Oakland - Site 1 | Port of Oakland | [5 empty] | 0.899 | 1.334 | 1 | 1.334 | Solar |  | 1
Other |  | POAK-2011-2 |  |  | Nimbus | Port of Oakland | [5 empty] | 0.059164 | 0.24246 | 1 | 0.24246 | Small_Hydro |  | 1
Other |  | POAK-2011-2 |  |  | Stampede | Port of Oakland | [5 empty] | 0.015996 | 0.052236 | 1 | 0.052236 | Small_Hydro |  | 1
Other | LEWSTN_7_UNIT 1 | POAK-2011-2 |  |  | Lewiston | Port of Oakland | [5 empty] | 0.0015339 | 0.0089352 | 1 | 0.0089352 | Small_Hydro |  | 1
Other |  | POAK-2011-3 |  |  | Nimbus | Port of Oakland | [5 empty] | 0.017928 | 0.073471 | 1 | 0.073471 | Small_Hydro |  | 1
Other |  | POAK-2011-3 |  |  | Stampede | Port of Oakland | [5 empty] | 0.0048472 | 0.015829 | 1 | 0.015829 | Small_Hydro |  | 1
Other | LEWSTN_7_UNIT 1 | POAK-2011-3 |  |  | Lewiston | Port of Oakland | [5 empty] | 0.0004648 | 0.0027076 | 1 | 0.0027076 | Small_Hydro |  | 1
Other | OAK L_7_EBMUD | POAK-2012-4 |  |  | EBMUD WWTP Power Generation Station | Port of Oakland | [5 empty] | 6.45 | 24.453 | 1 | 24.453 | Biomass |  | 1
Other | OAK L_1_GTG1 | POAK-62025A |  |  | EBMUD WWTP Digester Gas Turbine | Port of Oakland |  |  |  | 4.6 | 0 | 4.6 | 25.8443 | 1 | 25.8443 | Biomass |  | 1
Other |  | PPC-2011-1 |  |  | Nimbus | PPC | [5 empty] | 0.047478 | 0.19457 | 1 | 0.19457 | Small_Hydro |  | 1
Other |  | PPC-2011-1 |  |  | Stampede | PPC | [5 empty] | 0.012837 | 0.041919 | 1 | 0.041919 | Small_Hydro |  | 1
Other | LEWSTN_7_UNIT 1 | PPC-2011-1 |  |  | Lewiston | PPC | [5 empty] | 0.0012309 | 0.0071704 | 1 | 0.0071704 | Small_Hydro |  | 1
Other | SAUGUS_7_LOPEZ | PPG-60480A |  |  | MM Lopez Energy LLC | PPG |  |  |  | 6.1 | 5.47 | 6.06 | 46.0372 | 1 | 46.0372 | Biomass |  | 1
Other | SANTGO_6_COYOTE | PPG-60485A |  |  | Coyote Canyon | PPG | [5 empty] | 20 | 46.6675 | 1 | 46.6675 | Biomass |  | 1
Other | SAUGUS_7_CHIQCN | PWP-2011-1 |  |  | Chiquita Canyon | PWP |  |  |  | 8 | 4.88 | 7.6667 | 37.394 | 1 | 37.394 | Biomass |  | 1
Other | WALNUT_7_WCOVST | PWP-2011-11 |  |  | MM West Covina LLC, Gen 2 | PWP |  |  |  | 6.5 | 5.61 | 7.1 | 36.646 | 1 | 36.646 | Biomass |  | 1
Other | AZUSA_2_HYDRO | PWP-2011-2 |  |  | Azusa | PWP | [5 empty] | 3 | 2.6888 | 1 | 2.6888 | Small_Hydro |  | 1
Other | GLNARM_7_UNIT 3 | PWP-2011-21 |  |  | GLENARM - UNITS 2, 3, 4 | PWP |  |  |  | 44.83 | 44.83 | 0 | 0 | 1 | 0 | Other |  | 1
Other | BRDWAY_7_UNIT 1 | PWP-2011-24 |  |  | Broadway Unit B-3 | PWP | [5 empty] | 0 | 0 | 1 | 0 | Other |  | 1
Other |  | PWP-2011-4 |  |  | Milford Wind WT11 | PWP | [5 empty] | 5.0875 | 10.1378 | 1 | 10.1378 | Wind |  | 1
Other | BRDSLD_2_HIWIND | PWP-2011-5 |  |  | High Winds | PWP |  |  |  | 162 | 24.3 | 5.994 | 12.1885 | 1 | 12.1885 | Wind |  | 1
Other | MIRAGE_2_COCHLA | PWP-2011-6 |  |  | Heber Geothermal Co | PWP | [5 empty] | 9.525 | 48.1792 | 1 | 48.1792 | Geothermal |  | 1
Other |  | PWP-2011-8 |  |  | Magnolia Power Project (Biomethane portion) | PWP | [5 empty] | 0 | 114.8191 | 1 | 114.8191 | Other |  | 1
Other | CAMLOT_2_SOLAR2 | PWP-2014-3 |  |  | Columbia Two, LLC | PWP |  |  |  | 15 | 2.1 | 2.571 | 0.31848 | 1 | 0.31848 | Solar |  | 1
Other | DINUBA_6_UNIT | PWP-60272A |  |  | Dinuba Energy | PWP |  |  |  | 12 | 0 | 12 | 70.8485 | 1 | 70.8485 | Biomass |  | 1
Other | GYSRVL_7_WSPRNG | PWRPA-2011-1 |  |  | Warm Springs | PWRPA |  |  |  | 3.75 | 0.42 | 2.79 | 12.6914 | 1 | 12.6914 | Small_Hydro |  | 1
Other |  | PWRPA-2011-2 |  |  | Nimbus | PWRPA | [5 empty] | 0.92231 | 3.7797 | 1 | 3.7797 | Small_Hydro |  | 1
Other |  | PWRPA-2011-2 |  |  | Stampede | PWRPA | [5 empty] | 0.24937 | 0.81432 | 1 | 0.81432 | Small_Hydro |  | 1
Other | LEWSTN_7_UNIT 1 | PWRPA-2011-2 |  |  | Lewiston | PWRPA | [5 empty] | 0.023912 | 0.13929 | 1 | 0.13929 | Small_Hydro |  | 1
Other | SNMALF_6_UNITS | PWRPA-2011-3 |  |  | Central LF (Sonoma) Phase II Units 1-4 | PWRPA |  |  |  | 5 | 3.27 | 3.2 | 18.3772 | 1 | 18.3772 | Biomass |  | 1
Other | SNMALF_6_UNITS | PWRPA-2011-3 |  |  | Central LF (Sonoma) Phase I Units 1-4 | PWRPA |  |  |  | 5 | 3.27 | 3.2 | 18.1547 | 1 | 18.1547 | Biomass |  | 1
Other | CHINO_7_MILIKN | RCMU-2013-2 |  |  | MN Milliken Genco LLC, Unit 1-2 | RCMU |  |  |  | 1.9 | 1.21 | 2.6 | 9.8977 | 1 | 9.8977 | Biomass |  | 1
Other | ETIWND_7_MIDVLY | RCMU-2013-3 |  |  | MN Mid Valley Genco LLC, 1-2 | RCMU | [5 empty] | 2.6 | 12.5317 | 1 | 12.5317 | Biomass |  | 1
Other |  | RPU-2011-2 |  |  | Salton Sea Unit 5 | RPU | [5 empty] | 49.9 | 324.0137 | 1 | 324.0137 | Geothermal |  | 1
Other | BUCKWD_7_WINTCV | RPU-2011-3 |  |  | Wintec Energy #2-A | RPU |  |  |  | 1.32 | 0.2 | 1.32 | 3.9299 | 1 | 3.9299 | Wind |  | 1
Other | STNRES_1_UNIT | RPU-2012-4 |  |  | Stanislaus Resource Recovery Facility | RPU |  |  |  | 19.9 | 17.65 | 24 | 132.277 | 1 | 132.277 | Biomass |  | 1
Other | GARNET_1_WT3WND | RPU-2012-5 |  |  | WAGNER WIND, LLC | RPU |  |  |  | 6 | 0 | 6 | 18.3631 | 1 | 18.3631 | Wind |  | 1
Other | CAMLOT_2_SOLAR2 | RPU-2014-2 |  |  | Columbia Two, LLC | RPU |  |  |  | 15 | 2.1 | 11.1435 | 1.3804 | 1 | 1.3804 | Solar |  | 1
Other | VALLEY_5_SOLAR2 | RPU-2015-1 |  |  | AP North Lake Solar - Diamond Valley Lake Solar | RPU |  |  |  | 20 | 2.8 | 20 | 48.3552 | 1 | 48.3552 | Solar |  | 1
Other | RVSIDE_6_SOLAR1 | RPU-2015-2 |  |  | Tequesquite Landfill Solar Project | RPU |  |  |  | 7.5 | 1.05 | 7.5 | 18.1332 | 1 | 18.1332 | Solar |  | 1
Other | TRNSWD_1_QF | RPU-2014-1 |  |  | Cabazon Wind Partners, LLC | RPU |  |  |  |  | 5.85 | 41 | 109.6637 | 1 | 109.6637 | Wind |  | 1
Other |  | SHLL-62288A |  |  | Palouse Wind | Shell | [5 empty] | 104.4 | 130.05 | 1 | 130.05 | Wind |  | 1
Other | NCPA_7_GP1UN1 | SVP-2011-1 |  |  | Geothermal 1 | SVP |  |  |  | 38.85 | 31 | 24.4148 | 200.2524 | 1 | 200.2524 | Geothermal |  | 1
Other | ELKCRK_6_STONYG | SVP-2011-10 |  |  | Stony Gorge | SVP |  |  |  | 4.9 | 1.4 | 5 | 11.9313 | 1 | 11.9313 | Small_Hydro |  | 1
Other | CSCHYD_2_UNIT 2 | SVP-2011-11 |  |  | High Line Canal | SVP | [5 empty] | 0.5 | 0 | 1 | 0 | Small_Hydro |  | 1
Other | WHEATL_6_LNDFIL | SVP-2011-12 |  |  | Ostrom Road aka G2 Energy Project | SVP |  |  |  | 3.55 | 3.07 | 3.2 | 15.0869 | 1 | 15.0869 | Biomass |  | 1
Other | GRIZLY_1_UNIT 1 | SVP-2011-13 |  |  | Grizzly | SVP |  |  |  | 20 | 20 | 21 | 35.7591 | 1 | 35.7591 | Small_Hydro |  | 1
Other |  | SVP-2011-15 |  |  | Big Horn 1 | SVP | [5 empty] | 105 | 278.6177 | 1 | 278.6177 | Wind |  | 1
Other |  | SVP-2011-16 |  |  | Big Horn 2 | SVP | [5 empty] | 17.5 | 42.4571 | 1 | 42.4571 | Wind |  | 1
Other | MANZNA_2_WIND | SVP-2011-17 |  |  | Manzana Wind | SVP |  |  |  | 189 | 28.35 | 50.0094 | 139.9108 | 1 | 139.9108 | Wind |  | 1
Other | NCPA_7_GP2UN3 | SVP-2011-2 |  |  | Geothermal 2 | SVP |  |  |  | 42.42 | 0 | 24.4148 | 181.6523 | 1 | 181.6523 | Geothermal |  | 1
Other | SPICER_1_UNIT 1 | SVP-2011-3 |  |  | Spicer | SVP | [5 empty] | 2.2212 | 6.5739 | 1 | 6.5739 | Small_Hydro |  | 1
Other |  | SVP-2011-6 |  |  | Nimbus | SVP | [5 empty] | 1.2239 | 5.0157 | 1 | 5.0157 | Small_Hydro |  | 1
Other |  | SVP-2011-6 |  |  | Stampede | SVP | [5 empty] | 0.33091 | 1.0806 | 1 | 1.0806 | Small_Hydro |  | 1
Other | LEWSTN_7_UNIT 1 | SVP-2011-6 |  |  | Lewiston | SVP | [5 empty] | 0.031731 | 0.18484 | 1 | 0.18484 | Small_Hydro |  | 1
Other | BLCKBT_2_STONEY | SVP-2011-9 |  |  | Black Butte | SVP |  |  |  | 6.2 | 1.5 | 6.19 | 14.4775 | 1 | 14.4775 | Small_Hydro |  | 1
Other | RSMSLR_6_SOLAR1 | SVP-2013-2 |  |  | RE Rosamond One | SVP |  |  |  | 20 | 2.8 | 20 | 53.2107 | 1 | 53.2107 | Solar |  | 1
Other | TULLCK_7_UNIT 1 | SVP-60071A |  |  | Tulloch | SVP | [5 empty] | 17.1 | 102.716 | 1 | 102.716 | Small_Hydro |  | 1
Other | BEARDS_7_UNIT 1 | SVP-2014-1 |  |  | Beardsley | SVP |  |  |  | 11.5 | 6.46 | 9.99 | 46.9204 | 1 | 46.9204 | Small_Hydro |  | 1
Other | FRIANT_6_UNITS | SVP-60156A 62380A 62381A |  |  | Friant-Kern Hydro Facility (River Outlet, Madera Canal, F-K) | SVP |  |  |  | 25 | 8.34 | 30.57 | 72.8787 | 1 | 72.8787 | Small_Hydro |  | 1
Other | CAYTNO_2_VASCO | SVP-2014-2 |  |  | Ameresco Vasco Road LLC | SVP |  |  |  | 4.3 | 3.58 | 4.34 | 30.279 | 1 | 30.279 | Biomass |  | 1
Other | WEBER_6_FORWRD | SVP-2014-3 |  |  | Ameresco Forward LLC | SVP |  |  |  | 4.2 | 3.66 | 4.34 | 19.044 | 1 | 19.044 | Biomass |  | 1
Other | ZOND_6_UNIT | SVP-2011-14 |  |  | Santa Clara 85C | SVP |  |  |  | 17.1 | 2.57 | 18 | 16.4098 | 1 | 16.4098 | Wind |  | 1
Other |  | TDPUD-2011-1 |  |  | TRANS JORDAN | TDPUD | [5 empty] | 3.36 | 16.8686 | 1 | 16.8686 | Biomass |  | 1
Other |  | TDPUD-2012-10 |  |  | Pleasant Valley (WEST Wyoming Wind Energy Center) | TDPUD | [5 empty] | 2.0417 | 3.505 | 1 | 3.505 | Wind |  | 1
Other |  | TDPUD-2012-8 |  |  | Horse Butte Wind | TDPUD | [5 empty] | 15.1966 | 11.4433 | 1 | 11.4433 | Wind |  | 1
Other |  | TDPUD-61355A |  |  | Salt Lake Landfill Gas Recovery | TDPUD | [5 empty] | 2.24 | 6.0053 | 1 | 6.0053 | Biomass |  | 1
Other | NCPA_7_GP1UN1 | UKIAH-2011-3 |  |  | Geothermal 1 | Ukiah |  |  |  | 38.85 | 31 | 3.0855 | 25.3076 | 1 | 25.3076 | Geothermal |  | 1
Other | NCPA_7_GP2UN3 | UKIAH-2011-4 |  |  | Geothermal 2 | Ukiah |  |  |  | 42.42 | 0 | 3.0855 | 22.9569 | 1 | 22.9569 | Geothermal |  | 1
Other | UKIAH_7_LAKEMN | UKIAH-2011-6 |  |  | Lake Mendocino | Ukiah |  |  |  | 3.5 | 1.7 | 3.5 | 5.0912 | 1 | 5.0912 | Small_Hydro |  | 1
Other |  | UKIAH-2011-7 |  |  | Nimbus | Ukiah | [5 empty] | 0.043956 | 0.18014 | 1 | 0.18014 | Small_Hydro |  | 1
Other |  | UKIAH-2011-7 |  |  | Stampede | Ukiah | [5 empty] | 0.011884 | 0.038809 | 1 | 0.038809 | Small_Hydro |  | 1
Other | LEWSTN_7_UNIT 1 | UKIAH-2011-7 |  |  | Lewiston | Ukiah | [5 empty] | 0.0011396 | 0.0066385 | 1 | 0.0066385 | Small_Hydro |  | 1
Other | SPICER_1_UNIT 1 | UKIAH-2011-8 |  |  | Spicer | Ukiah | [5 empty] | 0.1224 | 0.36226 | 1 | 0.36226 | Small_Hydro |  | 1
Other | VERNON_7_CTG1 | VERN-2014-1 |  |  | Malburg Generating Station | Vernon | [5 empty] | 0 | 105.1625 | 1 | 105.1625 | Other |  | 1
Other | MSOLAR_2_SOLAR3 |  |  |  | Mesquite Solar 3, LLC | WAPA |  |  |  | 152 | 21.28 | 152 | 399.456 | 1 | 399.456 | Solar |  | 1
Other | BIGSKY_2_SOLAR6 |  |  |  | Solverde 1 | CDWR |  |  |  | 85 | 11.9 | 85 | 223.38 | 1 | 223.38 | Solar |  | 1
Other | ASTORA_2_SOLAR2 |  |  |  | Astoria 2 | City of Azusa |  |  |  | 75 | 10.5 | 2 | 5.256 | 1 | 5.256 | Solar |  | 1
Other | ASTORA_2_SOLAR2 |  |  |  | Astoria 2 | City of Banning |  |  |  | 75 | 10.5 | 8 | 21.024 | 1 | 21.024 | Solar |  | 1
Other | ASTORA_2_SOLAR2 |  |  |  | Astoria 2 | City of Colton |  |  |  | 75 | 10.5 | 5 | 13.14 | 1 | 13.14 | Solar |  | 1
Other | ASTORA_2_SOLAR2 |  |  |  | Astoria 2 | City of Vernon |  |  |  | 75 | 10.5 | 30 | 78.84 | 1 | 78.84 | Solar |  | 1
Other | ASTORA_2_SOLAR2 |  |  |  | Astoria 2 | Corona |  |  |  | 75 | 10.5 | 2 | 5.256 | 1 | 5.256 | Solar |  | 1
Other | ASTORA_2_SOLAR2 |  |  |  | Astoria 2 | Lodi |  |  |  | 75 | 10.5 | 10 | 26.28 | 1 | 26.28 | Solar |  | 1
Other | ASTORA_2_SOLAR2 |  |  |  | Astoria 2 | Moreno Valley |  |  |  | 75 | 10.5 | 2 | 5.256 | 1 | 5.256 | Solar |  | 1
Other | ASTORA_2_SOLAR2 |  |  |  | Astoria 2 | Rancho Cucamonga |  |  |  | 75 | 10.5 | 6 | 15.768 | 1 | 15.768 | Solar |  | 1
Other | ASTORA_2_SOLAR2 |  |  |  | Astoria 2 | PWRPA |  |  |  | 75 | 10.5 | 10 | 26.28 | 1 | 26.28 | Solar |  | 1
Other | EXCLSG_1_SOLAR |  |  |  | Excelsior Solar | UC |  |  |  | 60 | 8.4 | 60 | 157.68 | 1 | 157.68 | Solar |  | 1
Other | RTEDDY_2_SOLAR2 |  |  |  | Rosamond West Solar 2 | TIDC |  |  |  | 54 | 7.56 | 55 | 144.54 | 1 | 144.54 | Solar |  | 1
Other | RTEDDY_2_SOLAR1 |  |  |  | Rosamond West Solar 1 | Stanford |  |  |  | 54 | 7.56 | 54 | 141.912 | 1 | 141.912 | Solar |  | 1
Other | BIGSKY_2_SOLAR7 |  |  |  | Big Sky Solar 1 | SCPPA |  |  |  | 50 | 7 | 50 | 131.4 | 1 | 131.4 | Solar |  | 1
Other | USWND2_1_WIND2 |  |  |  | Golden Hills B | Google |  |  |  | 42.96 | 6.44 | 42.96 | 112.8989 | 1 | 112.8989 | Wind |  | 1
Other | BIGSKY_2_SOLAR2 |  |  |  | Big Sky Solar 4 | City of Palo Alto |  |  |  | 40 | 5.6 | 40 | 105.12 | 1 | 105.12 | Solar |  | 1
Other | MSTANG_2_SOLAR3 |  |  |  | Mustang 3 | SCP/MCE |  |  |  | 40 | 5.6 | 40 | 105.12 | 1 | 105.12 | Solar |  | 1
Other | MSTANG_2_SOLAR |  |  |  | Mustang | SCP/MCE |  |  |  | 30 | 4.2 | 30 | 78.84 | 1 | 78.84 | Solar |  | 1
Other | MSTANG_2_SOLAR4 |  |  |  | Mustang 4 | SCP/MCE |  |  |  | 30 | 4.2 | 30 | 78.84 | 1 | 78.84 | Solar |  | 1
Other | BIGSKY_2_SOLAR1 |  |  |  | Antelope Big Sky Ranch | SCPPA |  |  |  | 20 | 2.8 | 20 | 52.56 | 1 | 52.56 | Solar |  | 1
Other | BIGSKY_2_SOLAR4 |  |  |  | Western Antelope Blue Sky Ranch B | City of Palo Alto |  |  |  | 20 | 2.8 | 20 | 52.56 | 1 | 52.56 | Solar |  | 1
Other | BLYTHE_1_SOLAR2 |  |  |  | Blythe Green 1 | Cisco |  |  |  |  | 0 | 20 | 52.56 | 1 | 52.56 | Solar |  | 1
Other | CRWCKS_1_SOLAR1 |  |  |  | Crow Creek Solar 1 | City of Palo Alto |  |  |  | 20 | 0 | 20 | 52.56 | 1 | 52.56 | Solar |  | 1
Other | KNGBRD_2_SOLAR1 |  |  |  | Kingbird Solar A | SCPPA |  |  |  | 20 | 2.8 | 20 | 52.56 | 1 | 52.56 | Solar |  | 1
Other | KNGBRD_2_SOLAR2 |  |  |  | Kingbird Solar B | SCPPA |  |  |  | 20 | 2.8 | 20 | 52.56 | 1 | 52.56 | Solar |  | 1
Other | PLAINV_6_DSOLAR |  |  |  | Western Antelope Dry Ranch | City of Lancaster |  |  |  | 10 | 1.4 | 10 | 26.28 | 1 | 26.28 | Solar |  | 1
Other | PBLOSM_2_SOLAR |  |  |  | PearBlossom | CDWR |  |  |  | 9.5 | 1.33 | 9.5 | 24.966 | 1 | 24.966 | Solar |  | 1
Other | BIGSKY_2_SOLAR5 |  |  |  | Big Sky Solar 2 | SCPPA |  |  |  | 5 | 0.7 | 5 | 13.14 | 1 | 13.14 | Solar |  | 1
Other | USWND2_1_WIND1 |  |  |  | Golden Hills A | Google |  |  |  | 42.96 | 6.44 | 4.3 | 11.3004 | 1 | 11.3004 | Wind |  | 1
Other | DRACKR_2_SOLAR1 |  |  |  | Dracker Solar Unit 1 | Unknown |  |  |  | 110 | 15.4 | 110 | 289.08 | 1 | 289.08 | Solar |  | 1
Other |  |  |  |  | Wright Solar Park | PCE | [5 empty] | 200 | 550.78 | 0.84 | 462.6552 | Solar |  | 1
Other |  |  |  |  | Mustang 2 | PCE | [5 empty] | 100 | 295.182 | 0.84 | 247.9529 | Solar |  | 1
Other |  |  |  |  | 50001 SCWA North and South Ponds | SCPA | [5 empty] | 7 | 16.581 | 0.84 | 13.9281 | Solar |  | 1
Other |  |  |  |  | 50002 SCWA R1 & R2 Ponds | SCPA | [5 empty] | 2 | 16.581 | 0.84 | 13.9281 | Solar |  | 1
Other |  |  |  |  | 50003 SCWA R4 Pond | SCPA | [5 empty] | 1.5 | 16.581 | 0.84 | 13.9281 | Solar |  | 1
Other |  |  |  |  | 50004 SCWA R5 Pond | SCPA | [5 empty] | 2 | 16.581 | 0.84 | 13.9281 | Solar |  | 1
Other |  |  |  |  | Golden Hills North | SCPA | [5 empty] | 41.2 | 108.2736 | 0.84 | 90.9498 | Wind |  | 1
Other |  |  |  |  | Antelope II Expansion | MCE | [5 empty] | 105 | 290.471 | 0.84 | 243.9956 | Solar |  | 1
Other |  |  |  |  | Little Bear 1 | MCE | [5 empty] | 40 | 109.499 | 0.84 | 91.9792 | Solar |  | 1
Other |  |  |  |  | Little Bear 3 | MCE | [5 empty] | 20 | 54.75 | 0.84 | 45.99 | Solar |  | 1
Other |  |  |  |  | Little Bear 4 | MCE | [5 empty] | 50 | 136.874 | 0.84 | 114.9742 | Solar |  | 1
Other |  |  |  |  | Little Bear 5 | MCE | [5 empty] | 50 | 136.874 | 0.84 | 114.9742 | Solar |  | 1
Other |  |  |  |  | Voyager Wind III | MCE | [5 empty] | 42 | 138 | 0.84 | 115.92 | Wind |  | 1
Other |  |  |  |  | Los Banos Wind | MCE | [5 empty] | 125 | 372.2 | 0.84 | 312.648 | Wind |  | 1
Other |  |  |  |  | Desert Harvest | MCE | [5 empty] | 80 | 261.597 | 0.84 | 219.7415 | Solar |  | 1
Other |  |  |  |  | Freethy 1 (FIT) | MCE | [5 empty] | 1 | 1.8 | 1 | 1.8 | Solar |  | 1
Other |  |  |  |  | Freethy 2 (FIT) | MCE | [5 empty] | 1 | 1.8 | 1 | 1.8 | Solar |  | 1
Other |  |  |  |  | AES Alamitos ES | [6 empty] | 100 |  |  |  | Li_Battery
Other |  |  |  |  | Stem Energy DRES - 402039 | [6 empty] | 7 |  |  |  | Li_Battery
Other |  |  |  |  | Stem Energy DRES - 402040 | [6 empty] | 78 |  |  |  | Li_Battery
Other |  |  |  |  | Ice Bear PLS - 431058 | [6 empty] | 1.92 |  |  |  | Li_Battery
Other |  |  |  |  | Ice Bear PLS - 431061 | [6 empty] | 1.92 |  |  |  | Li_Battery
Other |  |  |  |  | Ice Bear PLS - 431064 | [6 empty] | 1.92 |  |  |  | Li_Battery
Other |  |  |  |  | Ice Bear PLS - 431067 | [6 empty] | 1.92 |  |  |  | Li_Battery
Other |  |  |  |  | Ice Bear PLS - 431070 | [6 empty] | 1.92 |  |  |  | Li_Battery
Other |  |  |  |  | Ice Bear PLS - 431145 | [6 empty] | 1.28 |  |  |  | Li_Battery
Other |  |  |  |  | Ice Bear PLS - 431148 | [6 empty] | 1.28 |  |  |  | Li_Battery
Other |  |  |  |  | Ice Bear PLS - 431151 | [6 empty] | 1.28 |  |  |  | Li_Battery
Other |  |  |  |  | Ice Bear PLS - 431154 | [6 empty] | 1.28 |  |  |  | Li_Battery
Other |  |  |  |  | Ice Bear PLS - 431157 | [6 empty] | 1.28 |  |  |  | Li_Battery
Other |  |  |  |  | Ice Bear PLS - 431163 | [6 empty] | 1.28 |  |  |  | Li_Battery
Other |  |  |  |  | Ice Bear PLS - 431166 | [6 empty] | 1.28 |  |  |  | Li_Battery
Other |  |  |  |  | HEBT Irvine1 DRES | [6 empty] | 5 |  |  |  | Li_Battery
Other |  |  |  |  | HEBT Irvine2 DRES | [6 empty] | 5 |  |  |  | Li_Battery
Other |  |  |  |  | HEBT WLA1 DRES | [6 empty] | 25 |  |  |  | Li_Battery
Other |  |  |  |  | HEBT WLA2 DRES | [6 empty] | 15 |  |  |  | Li_Battery
Other |  |  |  |  | W Power - Stanton - 1 | [6 empty] | 1.3 |  |  |  | Li_Battery
Other |  |  |  |  | Powin Energy - Milligan ESS 1 - ES001 | [6 empty] | 2 |  |  |  | Li_Battery
Other |  |  |  |  | AltaGas Pomona Energy Inc. - Pomona battery storage 1 - ES004 | [6 empty] | 20 |  |  |  | Li_Battery
Other |  |  |  |  | Tesla - Mira Loma | [6 empty] | 20 |  |  |  | Li_Battery
Other |  |  |  |  | Powin SBI, LLC | [6 empty] | 10 |  |  |  | Li_Battery
Other |  |  |  |  | Convergent OCES 1 | [6 empty] | 20 |  |  |  | Li_Battery
Other |  |  |  |  | Convergent OCES 2 | [6 empty] | 9 |  |  |  | Li_Battery
Other |  |  |  |  | Convergent OCES 3 | [6 empty] | 6 |  |  |  | Li_Battery
Other |  |  |  |  | Swell Energy Fund 1 | [6 empty] | 5 |  |  |  | Li_Battery
Other |  |  |  |  | HEJF1 | [6 empty] | 10 |  |  |  | Li_Battery
Other |  |  |  |  | HEJF2 | [6 empty] | 5 |  |  |  | Li_Battery
Other |  |  |  |  | PLS/TES - Long Beach Convention Center | [6 empty] | 0.82 |  |  |  | Li_Battery
Other |  |  |  |  | PLS/TES - Lockheed Martin | [6 empty] | 1.19 |  |  |  | Li_Battery
Other |  |  |  |  | PLS/TES - Golden West College | [6 empty] | 0.8 |  |  |  | Li_Battery
Other |  |  |  |  | PLS/TES - Molina Healthcare | [6 empty] | 1.14 |  |  |  | Li_Battery
Other |  |  |  |  | PLS/TES - Cypress College | [6 empty] | 0.7 |  |  |  | Li_Battery
Other |  |  |  |  | PLS/TES - Santa Ana College Central | [6 empty] | 0.53 |  |  |  | Li_Battery
Other |  |  |  |  | PLS/TES - Mt San Antonio College | [6 empty] | 1.5 |  |  |  | Li_Battery
Other |  |  |  |  | PLS/TES - Chaffey College | [6 empty] | 0.8 |  |  |  | Li_Battery
Other |  |  |  |  | SCE EGT - Grapeland | [6 empty] | 10 |  |  |  | Li_Battery
Other |  |  |  |  | SCE EGT - Center | [6 empty] | 10 |  |  |  | Li_Battery
Other |  |  |  |  | Tehachapi Storage Project (TSP) | [6 empty] | 8 |  |  |  | Li_Battery
Other |  |  |  |  | Irvine Smart Grid-Community Energy Storge | [6 empty] | 0.03 |  |  |  | Li_Battery
Other |  |  |  |  | Irvine Smart Grid-Containerized Energy Storage | [6 empty] | 2 |  |  |  | Li_Battery
Other |  |  |  |  | Irvine Smart Grid- Residential ES Unit | [6 empty] | 0.06 |  |  |  | Li_Battery
Other |  |  |  |  | Discovery Science Center | [6 empty] | 0.1 |  |  |  | Li_Battery
Other |  |  |  |  | Catalina Island Battery Storage | [6 empty] | 1 |  |  |  | Li_Battery
Other |  |  |  |  | Distribution Energy Storage Integration ("DESI") 2 | [6 empty] | 1.4 |  |  |  | Li_Battery
Other |  |  |  |  | Mercury 4 | [6 empty] | 2.8 |  |  |  | Li_Battery
Other |  |  |  |  | V2G-LA AFB | [6 empty] | 0.65 |  |  |  | Li_Battery
Other |  |  |  |  | SGIP-SCE | [6 empty] | 96 |  |  |  | Li_Battery
Other |  |  |  |  | 2014 SGIP-SCE | [6 empty] | 10.8 |  |  |  | Li_Battery
Other |  |  |  |  | Distribution Energy Storage Integration ("DESI") 1 | [6 empty] | 2.4 |  |  |  | Li_Battery
Other |  |  |  |  | Silverstrand Grid, LLC | [6 empty] | 11 |  |  |  | Li_Battery
Other |  |  |  |  | Painter Energy Storage, LLC | [6 empty] | 10 |  |  |  | Li_Battery
Other |  |  |  |  | Strata Saticoy, LLC | [6 empty] | 100 |  |  |  | Li_Battery
Other |  |  |  |  | Swell Energy VPP Fund 2019-I LLC | [6 empty] | 14 |  |  |  | Li_Battery
Other |  |  |  |  | Enel Bella Energy Storage, LLC | [6 empty] | 10 |  |  |  | Li_Battery
Other |  |  |  |  | Orni 34 LLC | [6 empty] | 10 |  |  |  | Li_Battery
Other |  |  |  |  | AltaGas Power Holdings (U.S.) Inc. | [6 empty] | 40 |  |  |  | Li_Battery
Other |  |  |  |  | Vaca-Dixon Battery Energy Storage System | [6 empty] | 2 |  |  |  | Li_Battery
Other |  |  |  |  | Yerba Buena Battery Energy Storage System | [6 empty] | 4 |  |  |  | Li_Battery
Other |  |  |  |  | Henrietta D Energy Storage | [6 empty] | 10 |  |  |  | Li_Battery
Other |  |  |  |  | SGIP-PG&E | [6 empty] | 43.318 |  |  |  | Li_Battery
Other |  |  |  |  | Browns Valley Energy Storage | [6 empty] | 0.5 |  |  |  | Li_Battery
Other |  |  |  |  | Cascade Energy Storage | [6 empty] | 25 |  |  |  | Li_Battery
Other |  |  |  |  | Diablo Energy Storage | [6 empty] | 50 |  |  |  | Li_Battery
Other |  |  |  |  | Llagas Energy Storage | [6 empty] | 20 |  |  |  | Li_Battery
Other |  |  |  |  | Vistra Moss Landing Energy Storage | [6 empty] | 300 |  |  |  | Li_Battery
Other |  |  |  |  | Hummingbird Energy Storage | [6 empty] | 75 |  |  |  | Li_Battery
Other |  |  |  |  | mNOC AERS Energy Storage | [6 empty] | 10 |  |  |  | Li_Battery
Other |  |  |  |  | Moss Landing Energy Storage | [6 empty] | 182.5 |  |  |  | Li_Battery
Other |  |  |  |  | Gonzales Bank 3 | [6 empty] | 1 |  |  |  | Li_Battery
Other |  |  |  |  | Gonzales Bank 4 | [6 empty] | 1.75 |  |  |  | Li_Battery
Other |  |  |  |  | Lake Hodges Contract | [6 empty] | 40 |  |  |  | Li_Battery
Other |  |  |  |  | 2012 GRC Energy storage - distribution | [6 empty] | 6.15 |  |  |  | Li_Battery
Other |  |  |  |  | expedited energy storage - distribution | [6 empty] | 37.5 |  |  |  | Li_Battery
Other |  |  |  |  | SGIPSGIP-SDGE | [6 empty] | 30 |  |  |  | Li_Battery
Other |  |  |  |  | Miramar BESS | [6 empty] | 30 |  |  |  | Li_Battery
Other |  |  |  |  | Fallbrook BESS | [6 empty] | 8.85 |  |  |  | Li_Battery
Other |  |  |  |  | Capristrano Energy Storage | [6 empty] | 4 |  |  |  | Li_Battery
Other |  |  |  |  | Don Lee BSS | [6 empty] | 6.5 |  |  |  | Li_Battery
Other |  |  |  |  | Pomerado energy storage | [6 empty] | 3 |  |  |  | Li_Battery

## 2020 Specified Imports
This tab contains all of the specified imports listed on the CAISO Master Control Area Generating Capability List. They may be shown for resource adequacy with an accompanying maximum import capability (MIC) allocation for the associated scheduling branch group.
Resource ID | Generator Name | BAA ID | JAN | FEB | MAR | APR | MAY | JUN | JUL | AUG | SEP | OCT | NOV | DEC
AGCANA_X_HOOVER | Hoover Power Plant | WALC | 40 | 40 | 40 | 40 | 40 | 40 | 40 | 40 | 40 | 40 | 40 | 40
ALHMBR_1_ALHSLR | SG Alhambra | IID | 2 | 1.5 | 9 | 7.5 | 8 | 15.5 | 19.5 | 13.5 | 7 | 1 | 1 | 0
ANZA_6_SOLAR1 | Seville Solar One | IID | 0.8 | 0.6 | 3.6 | 3 | 3.2 | 6.2 | 7.8 | 5.4 | 2.8 | 0.4 | 0.4 | 0
ARKANS_1_ARKSLR | SG Arkansas | IID | 2 | 1.5 | 9 | 7.5 | 8 | 15.5 | 19.5 | 13.5 | 7 | 1 | 1 | 0
ARLINT_5_SCEDYN | Arlington Valley CC | AZPS | 565 | 565 | 565 | 565 | 565 | 565 | 565 | 565 | 565 | 565 | 565 | 565
ARLVAL_5_SOLAR | Arlington Valley Solar Energy II | SRP | 5.08 | 3.81 | 22.86 | 19.05 | 20.32 | 39.37 | 49.53 | 34.29 | 17.78 | 2.54 | 2.54 | 0
BCTSYS_5_PWXDYN | BCTSYS_5_PWXDYN | BPAT | 428 | 428 | 428 | 428 | 428 | 428 | 428 | 428 | 428 | 428 | 428 | 428
BEJNLS_5_BV2SCEDYN | Broadview 2 | AZPS | 23.38 | 20.04 | 46.76 | 41.75 | 41.75 | 55.11 | 38.41 | 35.07 | 25.05 | 13.36 | 20.04 | 21.71
BEKWJS_5_BV1SCEDYN | Broadview 1 | AZPS | 18.2 | 15.6 | 36.4 | 32.5 | 32.5 | 42.9 | 29.9 | 27.3 | 19.5 | 10.4 | 15.6 | 16.9
CALPSS_6_SOLAR1 | Calipatria Solar Farm | IID | 0.8 | 0.6 | 3.58 | 2.99 | 3.18 | 6.17 | 7.76 | 5.37 | 2.79 | 0.4 | 0.4 | 0
COLGNS_2_CNSSR1 | ColGreen North Shore | IID | 2.99 | 2.24 | 13.46 | 11.22 | 11.97 | 23.19 | 29.17 | 20.2 | 10.47 | 1.5 | 1.5 | 0
ELCABO_5_ECWSCEDYN | El Cabo Wind | AZPS | 41.72 | 35.76 | 83.44 | 74.5 | 74.5 | 98.34 | 68.54 | 62.58 | 44.7 | 23.84 | 35.76 | 38.74
GRADYW_5_GDYWD1 | Grady Wind | AZPS | 28 | 24 | 56 | 50 | 50 | 66 | 46 | 42 | 30 | 16 | 24 | 26
GRIFFI_2_LSPDYN | Griffith Energy | WALC | 570 | 570 | 570 | 570 | 570 | 570 | 570 | 570 | 570 | 570 | 570 | 570
INTMNT_3_ANAHEIM | Intermountain Power Project | LDWP | 236 | 236 | 236 | 236 | 236 | 236 | 236 | 236 | 236 | 236 | 236 | 236
INTMNT_3_PASADENA | Intermountain Power Project | LDWP | 107 | 107 | 107 | 107 | 107 | 107 | 107 | 107 | 107 | 107 | 107 | 107
INTMNT_3_RIVERSIDE | IPPDYN | LDWP | 136 | 136 | 136 | 136 | 136 | 136 | 136 | 136 | 136 | 136 | 136 | 136
MAGNLA_6_ANAHEIM | Magnolia Power Plant Anaheim | LDWP | 109 | 109 | 109 | 109 | 109 | 109 | 109 | 109 | 109 | 109 | 109 | 109
MAGNLA_6_CERRITOS | Magnolia Power Plant Cerritos | LDWP | 10 | 10 | 10 | 10 | 10 | 10 | 10 | 10 | 10 | 10 | 10 | 10
MALIN_5_BPADYN | MALIN_5_BPADYN | BPAT | 250 | 250 | 250 | 250 | 250 | 250 | 250 | 250 | 250 | 250 | 250 | 250
MALIN_5_GCPDDYN | Grant County Hydro Facilities | BPAT | 125 | 125 | 125 | 125 | 125 | 125 | 125 | 125 | 125 | 125 | 125 | 125
MALIN_5_IBERDR | Iberdrola Centroid Sytem Resource | BPAT | 14 | 12 | 28 | 25 | 25 | 33 | 23 | 21 | 15 | 8 | 12 | 13
MALIN_5_INHRED | CSF Columbia Gorge | BPAT | 7 | 6 | 14 | 12.5 | 12.5 | 16.5 | 11.5 | 10.5 | 7.5 | 4 | 6 | 6.5
MALIN_5_INHRPG | BIGLOW CANYON | BPAT | 7 | 6 | 14 | 12.5 | 12.5 | 16.5 | 11.5 | 10.5 | 7.5 | 4 | 6 | 6.5
MIDWY3_2_MDSSR1 | Midway South Solar Farm | IID | 0.8 | 0.6 | 3.6 | 3 | 3.2 | 6.2 | 7.8 | 5.4 | 2.8 | 0.4 | 0.4 | 0
MIDWYS_2_MIDSL1 | Midway Solar Farm | IID | 2 | 1.5 | 8.98 | 7.49 | 7.98 | 15.47 | 19.46 | 13.47 | 6.99 | 1 | 1 | 0
MILFRD_7_PASADENA | Milford I | LDWP | 0.7 | 0.6 | 1.4 | 1.25 | 1.25 | 1.65 | 1.15 | 1.05 | 0.75 | 0.4 | 0.6 | 0.65
MRCHNT_2_MELDYN | MRCHNT_2_MELDYN | NEVP | 494.58 | 494.58 | 494.58 | 494.58 | 494.58 | 494.58 | 494.58 | 494.58 | 494.58 | 494.58 | 494.58 | 494.58
MSQUIT_5_SERDYN | MSQUIT_5_SERDYN | SRP | 625 | 625 | 625 | 625 | 625 | 625 | 625 | 625 | 625 | 625 | 625 | 625
NGILAA_5_SDGDYN | NGILAA_5_SDGDYN | AZPS | 57 | 57 | 57 | 57 | 57 | 57 | 57 | 57 | 57 | 57 | 57 | 57
PVERDE_5_SCEDYN | PVERDE_5_SCEDYN | SRP | 635 | 635 | 635 | 635 | 635 | 635 | 635 | 635 | 635 | 635 | 635 | 635
RAMON_2_SCEDYN | RAMON_2_SCEDYN | IID | 359.6 | 359.6 | 359.6 | 359.6 | 359.6 | 359.6 | 359.6 | 359.6 | 359.6 | 359.6 | 359.6 | 359.6
RANCHO_2_SMUDSYSDYN | SMUD Regulation Market | BANCSMUD | 124 | 124 | 124 | 124 | 124 | 124 | 124 | 124 | 124 | 124 | 124 | 124
SCEHOV_2_HOOVER | SCEHOV_2_HOOVER | WALC | 287.01 | 287.01 | 287.01 | 287.01 | 287.01 | 287.01 | 287.01 | 287.01 | 287.01 | 287.01 | 287.01 | 287.01
SNORA_2_SNRSLR | SG Sorrento | IID | 2 | 1.5 | 9 | 7.5 | 8 | 15.5 | 19.5 | 13.5 | 7 | 1 | 1 | 0
SPOINT_2_MEADDYN | SPOINT_2_MEADDYN | WALC | 325 | 325 | 325 | 325 | 325 | 325 | 325 | 325 | 325 | 325 | 325 | 325
SPOINT_2_PARKERDYN | Southpoint Energy Center | WALC | 200 | 200 | 200 | 200 | 200 | 200 | 200 | 200 | 200 | 200 | 200 | 200
SUNSTR_5_SS1SCEDYN | Sunstream Solar 1 | AZPS | 6 | 4.5 | 27 | 22.5 | 24 | 46.5 | 58.5 | 40.5 | 21 | 3 | 3 | 0
SUTTER_2_TESLADYN | Sutter Energy Center Dynamic 2 | BANCWAMI | 270 | 270 | 270 | 270 | 270 | 270 | 270 | 270 | 270 | 270 | 270 | 270
SUTTER_2_WASNDYN | Sutter Energy Center Dynamic | BANCWAMI | 270 | 270 | 270 | 270 | 270 | 270 | 270 | 270 | 270 | 270 | 270 | 270
WSNR_2_CVPDYN | Central Valley 1 | BANCWAMI | 10 | 10 | 10 | 10 | 10 | 10 | 10 | 10 | 10 | 10 | 10 | 10
WSNR_2_TESLADYN | Central Valley Tesla | BANCWAMI | 10 | 10 | 10 | 10 | 10 | 10 | 10 | 10 | 10 | 10 | 10 | 10
WSNR_5_TRCYDYN | Central Valley Tracy | BANCWAMI | 10 | 10 | 10 | 10 | 10 | 10 | 10 | 10 | 10 | 10 | 10 | 10

## NonREN_types
CAISO_CHP
CAISO_Nuclear
CAISO_CCGT1
CAISO_CCGT2
CAISO_Peaker1
CAISO_Peaker2
CAISO_Reciprocating_Engine
CAISO_ST
CAISO_Hydro
CAISO_PS

## CONV_CAISO_Gen_List
Conventional - CAISO Generator List | [21 empty] | User assumes early gas retirement after ,,,, years |  | 0
[22 empty] | User assumes early CHP retirement after … years |  | 0
| Count | 1099 | [19 empty] | First retirement year (end of year) |  | 2019
| SOURCE | RESOURCE_ID | LOCAL AREA | LOCAL SUB-AREA | GENERATOR NAME | TEPPC Common Case ID | TYPE (CAISO) | TYPE (TEPPC) | E3 TYPE | Pmax | NQC | Pmin | Start Cost | Heat Rate @ Pmax | Heat Rate @ Pmin | Ramp Rate Up | Ramp Rate Down | Storage Volume (MWh) | Include in RESOLVE? | Include in Class Characteristics | Online Date | Planned Retirement Date | Assumed Retirement Date | COUNT (repeats of RES_ID) | E3 TYPE no blanks | Found on REN_Existing_Resources Flag | 2022 | Type Flag | Zero = manual exclusion from baseline | Procurement Baseline | Notes | MasterGenCapability_201906 NDC MW | NQC2019compliance_20191212 Sept NQC MW
| CAISO NQC List | 7STDRD_1_SOLAR1 | Kern | South Kern PP, Kern Oil | Shafter Solar |  | SOLAR | n/a |  | 20 | 17.56 | [7 empty] | 0 | 1 | 2015-06-04 |  | 2050-12-31 | 1 | RenExistRes | 1 | 1 | 0 | 1 | 0 |  | 20 | 2.8
| CAISO NQC List | ACACIA_6_SOLAR | Big Creek-Ventura | Big Creek | Antelope West Solar |  | SOLAR | n/a |  | 20 | 0 | [7 empty] | 0 | 1 | 2014-11-13 |  | 2050-12-31 | 1 | RenExistRes | 1 | 1 | 0 | 1 | 0 |  | 20 | 2.8
| CAISO NQC List | ADERA_1_SOLAR1 | Fresno |  | Adera Solar |  | SOLAR | n/a |  | 20 | 0 | [7 empty] | 0 | 1 | 2015-12-23 |  | 2050-12-31 | 1 | RenExistRes | 1 | 1 | 0 | 1 | 0 |  | 20 | 0
| CAISO NQC List | ADLIN_1_UNITS | NCNB | Eagle Rock, Fulton, Lakeville | GEYSERS AIDLIN AGGREGATE |  | GEOTHERMAL | n/a |  | 22 | 16 | [7 empty] | 0 | 1 | 1899-12-31 |  | 2050-12-31 | 1 | RenExistRes | 1 | 1 | 0 | 1 | 0 |  | 22 | 16
| CAISO NQC List | ADMEST_6_SOLAR | Fresno | Wilson, Herndon | Adams East |  | SOLAR | n/a |  | 19 | 0 | [7 empty] | 0 | 1 | 2014-12-13 |  | 2050-12-31 | 1 | RenExistRes | 1 | 1 | 0 | 1 | 0 |  | 19 | 0
| CAISO NQC List | ADOBEE_1_SOLAR | Kern | South Kern PP | Adobe Solar |  | SOLAR | n/a |  | 20 | 18.42 | [7 empty] | 0 | 1 | 2014-05-21 |  | 2050-12-31 | 1 | RenExistRes | 1 | 1 | 0 | 1 | 0 |  | 20 | 2.8
| CAISO NQC List | GLNARM_7_UNIT 1 | LA Basin | Western | GLEN ARM UNIT 1 | Glenarm_GT1 | PEAKER | CT-NatGas-Aero | CAISO_Peaker2 | 22.07 | 22.07 | 6.621 | 748.6847 | 18598.7698 | 48936.2328 | 115.4742 | 115.4742 |  | 1 | 1 | 1976-01-01 |  | 2050-12-31 | 1 | CAISO_Peaker2 | 0 | 1 | 1 | 1 | 1 |  |  | 22.07
| CAISO NQC List | GRNLF1_1_UNITS | Sierra | Bogue, Drum-Rio Oso, South of Table Mountain | GREENLEAF #1 COGEN AGGREGATE | GreenleafCC-Total | COGENERATION | CCWhole-NatGas-Aero | CAISO_CHP | 46.96 | 46.96 | 46.96 |  | 7606.0304 | 7606.0304 |  |  |  | 1 | 1 | 1989-01-11 |  | 2050-12-31 | 1 | CAISO_CHP | 0 | 1 | 1 | 1 | 1
| CAISO NQC List | AGUCAL_5_SOLAR1 | CAISO System |  | Agua Caliente Solar |  | SOLAR | n/a |  | 290 | 0 | [7 empty] | 0 | 1 | 2014-06-10 |  | 2050-12-31 | 1 | RenExistRes | 1 | 1 | 0 | 1 | 0 |  | 290 | 0
| CAISO NQC List | ALAMIT_7_UNIT 1 | LA Basin | Western | ALAMITOS GEN STA. UNIT 1 | Alamitos1 | THERMAL | ST-NatGas | CAISO_ST | 174.56 | 174.56 | 13.9648 | 13878.8267 | 10745.8368 | 18924.2944 | 174.56 | 174.56 |  | 1 | 1 | 1956-01-01 | 2020-12-31 | 2020-12-31 | 1 | CAISO_ST | 0 | 0 | 1 | 1 | 0 |  | 174.56
| CAISO NQC List | ALAMIT_7_UNIT 2 | LA Basin | Western | ALAMITOS GEN STA. UNIT 2 | Alamitos2 | THERMAL | ST-NatGas | CAISO_ST | 175 | 175 | 14.08 | 13993.32 | 10336.6907 | 19733.8984 | 175 | 175 |  | 1 | 1 | 1957-01-01 | 2020-12-31 | 2020-12-31 | 1 | CAISO_ST | 0 | 0 | 1 | 1 | 0 |  | 175
| CAISO NQC List | ALAMIT_7_UNIT 3 | LA Basin | Western | ALAMITOS GEN STA. UNIT 3 | Alamitos3 | THERMAL | ST-NatGas | CAISO_ST | 332.18 | 332.18 | 25.774 | 25615.2903 | 9468.6425 | 17133.4691 | 320.1735 | 320.1735 |  | 1 | 1 | 1961-01-01 | 2020-12-31 | 2020-12-31 | 1 | CAISO_ST | 0 | 0 | 1 | 1 | 0 |  | 332.18 | 332.18
| CAISO NQC List | ALAMIT_7_UNIT 4 | LA Basin | Western | ALAMITOS GEN STA. UNIT 4 | Alamitos4 | THERMAL | ST-NatGas | CAISO_ST | 335.67 | 335.67 | 25.6512 | 25493.2848 | 9414.2776 | 17685.6227 | 320.64 | 320.64 |  | 1 | 1 | 1962-01-01 | 2020-12-31 | 2020-12-31 | 1 | CAISO_ST | 0 | 0 | 1 | 1 | 0 |  | 335.67 | 335.67
| CAISO NQC List | ALAMIT_7_UNIT 5 | LA Basin | Western | ALAMITOS GEN STA. UNIT 5 | Alamitos5 | THERMAL | ST-NatGas | CAISO_ST | 497.97 | 497.97 | 39.5912 | 39347.4435 | 10248.6466 | 17899.7272 | 492.8363 | 492.8363 |  | 1 | 1 | 1999-01-01 | 2020-12-31 | 2020-12-31 | 1 | CAISO_ST | 0 | 0 | 1 | 1 | 0 |  | 497.97 | 497.97
| CAISO NQC List | ALAMIT_7_UNIT 6 | LA Basin | Western | ALAMITOS GEN STA. UNIT 6 | Alamitos6 | THERMAL | ST-NatGas | CAISO_ST | 495 | 495 | 38.48 | 38243.11 | 9431.9152 | 19209.0734 | 480 | 480 |  | 1 | 1 | 1966-01-01 | 2020-12-31 | 2020-12-31 | 1 | CAISO_ST | 0 | 0 | 1 | 1 | 0 |  | 495
| CAISO NQC List | ALAMO_6_UNIT | Big Creek-Ventura | Big Creek | ALAMO POWER PLANT |  | HYDRO | n/a | CAISO_Hydro | 17 | 15.07 | [7 empty] | 0 | 1 | 1986-01-01 |  | 2050-12-31 | 1 | CAISO_Hydro | 0 | 1 | 1 | 1 | 1 |  | 17 | 2.61
| CAISO NQC List | ALLGNY_6_HYDRO1 | Sierra | South of Table Mountain | Salmon Creek Hydroelectric Project |  | HYDRO | n/a | CAISO_Hydro | 0.52 | 0.15 | [7 empty] | 0 | 1 | 2014-12-03 |  | 2050-12-31 | 1 | CAISO_Hydro | 1 | 1 | 1 | 1 | 1 |  | 0.52 | 0
| CAISO NQC List | GLNARM_7_UNIT 2 | LA Basin | Western | GLEN ARM UNIT 2 | Glenarm_GT2 | PEAKER | CT-NatGas-Aero | CAISO_Peaker2 | 22.3 | 22.3 | 6.69 | 756.487 | 18598.7698 | 48936.2328 | 116.6776 | 116.6776 |  | 1 | 1 | 1976-01-01 |  | 2050-12-31 | 1 | CAISO_Peaker2 | 0 | 1 | 1 | 1 | 1 |  | 22.3 | 22.3
| CAISO NQC List | OGROVE_6_PL1X2 | San Diego-IV | San Diego | Orange Grove Energy Center | OrangeGrove1 | PEAKER | CT-NatGas-Industrial | CAISO_Peaker2 | 48 | 48 | 21.6 | 5241.1344 | 16186.9667 | 26399.8148 | 307.2 | 307.2 |  | 1 | 1 | 2010-06-17 |  | 2050-12-31 | 2 | CAISO_Peaker2 | 0 | 1 | 1 | 1 | 1 |  | 96 | 96
| CAISO NQC List | ALPSLR_1_NTHSLR | CAISO System |  | Alpaugh North, LLC |  | SOLAR | n/a |  | 20 | 20 | [7 empty] | 0 | 1 | 2013-03-08 |  | 2050-12-31 | 1 | RenExistRes | 1 | 1 | 0 | 1 | 0 |  | 20 | 2.8
| CAISO NQC List | ALPSLR_1_SPSSLR | CAISO System |  | Alpaugh 50 LLC |  | SOLAR | n/a |  | 50 | 50 | [7 empty] | 0 | 1 | 2013-03-08 |  | 2050-12-31 | 1 | RenExistRes | 1 | 1 | 0 | 1 | 0 |  | 50 | 7
| CAISO NQC List | ALT6DN_2_WIND7 | CAISO System |  | Alta 2012 Alta Wind 7 |  | WIND | n/a |  | 168 | 19.24 | [7 empty] | 0 | 1 | 2013-01-01 |  | 2050-12-31 | 1 | RenExistRes | 1 | 1 | 0 | 1 | 0 |  | 168 | 25.2
| CAISO NQC List | ALT6DS_2_WIND9 | CAISO System |  | CPC East Alta Wind IX |  | WIND | n/a |  | 132 | 14.14 | [7 empty] | 0 | 1 | 2013-01-01 |  | 2050-12-31 | 1 | RenExistRes | 1 | 1 | 0 | 1 | 0 |  | 132 | 19.8
| CAISO NQC List | ALTA3A_2_CPCE4 | CAISO System |  | CPC East - Alta Wind 4 |  | WIND | n/a |  | 102 | 9.77 | [7 empty] | 0 | 1 | 2011-03-12 |  | 2050-12-31 | 1 | RenExistRes | 1 | 1 | 0 | 1 | 0 |  | 102 | 15.3
| CAISO NQC List | ALTA3A_2_CPCE5 | CAISO System |  | CPC East - Alta Wind 5 |  | WIND | n/a |  | 168 | 16.7 | [7 empty] | 0 | 1 | 2011-04-21 |  | 2050-12-31 | 1 | RenExistRes | 1 | 1 | 0 | 1 | 0 |  | 168 | 25.2
| CAISO NQC List | ALTA3A_2_CPCE8 | CAISO System |  | CPC East - Alta Wind 8 |  | WIND | n/a |  | 150 | 15.19 | [7 empty] | 0 | 1 | 2012-02-01 |  | 2050-12-31 | 1 | RenExistRes | 1 | 1 | 0 | 1 | 0 |  | 150 | 22.5
| CAISO NQC List | ALTA4A_2_CPCW1 | CAISO System |  | CPC West - Alta Wind 1 |  | WIND | n/a |  | 150 | 25.08 | [7 empty] | 0 | 1 | 2010-12-29 |  | 2050-12-31 | 1 | RenExistRes | 1 | 1 | 0 | 1 | 0 |  | 150 | 22.5
| CAISO NQC List | ALTA4B_2_CPCW2 | CAISO System |  | CPC West - Alta Wind II |  | WIND | n/a |  | 150 | 16.38 | [7 empty] | 0 | 1 | 2010-12-29 |  | 2050-12-31 | 1 | RenExistRes | 1 | 1 | 0 | 1 | 0 |  | 150 | 22.5
| CAISO NQC List | ALTA4B_2_CPCW3 | CAISO System |  | CPC West - Alta 3 |  | WIND | n/a |  | 150 | 16.63 | [7 empty] | 0 | 1 | 2011-02-12 |  | 2050-12-31 | 1 | RenExistRes | 1 | 1 | 0 | 1 | 0 |  | 150 | 22.5
| CAISO NQC List | ALTA4B_2_CPCW6 | CAISO System |  | CPC West - Alta Wind 6 |  | WIND | n/a |  | 150 | 16.47 | [7 empty] | 0 | 1 | 2012-05-09 |  | 2050-12-31 | 1 | RenExistRes | 1 | 1 | 0 | 1 | 0 |  | 150 | 22.5
| CAISO NQC List | ALTA6B_2_WIND11 | CAISO System |  | Alta Wind 11 |  | WIND | n/a |  | 90 | 23.1 | [7 empty] | 0 | 1 | 1899-12-31 |  | 2050-12-31 | 1 | RenExistRes | 1 | 1 | 0 | 1 | 0 |  | 90 | 13.5
| CAISO NQC List | ALTA6E_2_WIND10 | CAISO System |  | Alta Wind 10 |  | WIND | n/a |  | 138 | 21.74 | [7 empty] | 0 | 1 | 1899-12-31 |  | 2050-12-31 | 1 | RenExistRes | 1 | 1 | 0 | 1 | 0 |  | 138 | 20.7
| CAISO NQC List | ALTWD_1_QF | LA Basin |  | Altwind |  | WIND | n/a |  | 47 | 8.29 | [7 empty] | 0 | 1 | 1985-12-18 |  | 2050-12-31 | 1 | RenExistRes | 1 | 1 | 0 | 1 | 0 |  |  | 4.33
| CAISO NQC List | OGROVE_6_PL1X2 | San Diego-IV | San Diego | Orange Grove Energy Center | OrangeGrove2 | PEAKER | CT-NatGas-Industrial | CAISO_Peaker2 | 48 | 48 | 21.6 | 5241.1344 | 16186.9667 | 26399.8148 | 307.2 | 307.2 |  | 1 | 1 | 2010-06-17 |  | 2050-12-31 | 2 | CAISO_Peaker2 | 0 | 1 | 1 | 1 | 1 |  | 96 | 96
| CAISO NQC List | INDIGO_1_UNIT 2 | LA Basin | Eastern | INDIGO PEAKER UNIT 2 | Indigo2 | PEAKER | CT-NatGas-Aero | CAISO_Peaker2 | 44.53 | 42 | 20.0385 | 1510.6001 | 16151.6627 | 26404.0187 | 158.3289 | 158.3289 |  | 1 | 1 | 2001-09-19 |  | 2050-12-31 | 1 | CAISO_Peaker2 | 0 | 1 | 1 | 1 | 1 |  | 44.53 | 42
| CAISO NQC List | INDIGO_1_UNIT 3 | LA Basin | Eastern | INDIGO PEAKER UNIT 3 | Indigo3 | PEAKER | CT-NatGas-Aero | CAISO_Peaker2 | 43.69 | 42 | 19.6605 | 1482.1046 | 16151.6627 | 26404.0187 | 155.3422 | 155.3422 |  | 1 | 1 | 2001-09-19 |  | 2050-12-31 | 1 | CAISO_Peaker2 | 0 | 1 | 1 | 1 | 1 |  | 43.69 | 42
| CAISO NQC List | MNDALY_7_UNIT 3 | Big Creek-Ventura | Ventura, S.Clara, Moorpark | MANDALAY GEN STA. UNIT 3 | Mandalay_3 | PEAKER | CT-NatGas-Industrial | CAISO_Peaker2 | 130 | 130 | 39 | 14194.74 | 15937.1525 | 19478.5429 | 120 | 120 |  | 1 | 1 | 1970-04-01 | 2020-12-31 | 2020-12-31 | 1 | CAISO_Peaker2 | 0 | 0 | 1 | 1 | 0
| CAISO NQC List | MKTRCK_1_UNIT 1 | CAISO System |  | MCKITTRICK LIMITED | McKittrick_Ltd | COGENERATION | CT-NatGas-Industrial | CAISO_Peaker2 | 47.49 | 45 | 47.0151 | 5185.447 | 15207.6453 | 15304.7225 | 131.2332 | 131.2332 |  | 1 | 1 | 1991-10-16 |  | 2050-12-31 | 1 | CAISO_Peaker2 | 0 | 1 | 1 | 1 | 1 |  | 47.49 | 42.12
| CAISO NQC List | ANTLPE_2_QF | CAISO System |  | ANTELOPE QFS |  | WIND | n/a |  | 206.5 | 26.53 | [7 empty] | 0 | 1 | 1982-01-01 |  | 2050-12-31 | 1 | RenExistRes | 1 | 1 | 0 | 1 | 0 |  | 26 | 0.6
| CAISO NQC List | APLHIL_1_SLABCK | Sierra | Placerville, South of Rio Oso, South of Palermo, South of Table Mountain | SLAB CREEK HYDRO |  | HYDRO | n/a |  | 1 | 0 | [7 empty] | 0 | 1 | 1899-12-31 |  | 2050-12-31 | 1 | Unclassified | 0 | 1 | 0 | 1 | 0 |  | 1 | 0
| CAISO NQC List | ARBWD_6_QF | CAISO System |  | Wind Resource II |  | WIND | n/a |  | 19.95 | 2.64 | [7 empty] | 0 | 1 | 1991-03-29 |  | 2050-12-31 | 1 | RenExistRes | 1 | 1 | 0 | 1 | 0 |  |  | 2.99
| CAISO NQC List | ARCOGN_2_UNITS | LA Basin | Western | WATSON COGENERATION | WatsonCogenCC-Total | COGENERATION | CCWhole-NatGas-Industrial | CAISO_CHP | 264.19 | 264.19 | 264.19 |  | 7606.0304 | 7606.0304 |  |  |  | 1 | 1 | 1987-12-04 |  | 2050-12-31 | 1 | CAISO_CHP | 0 | 1 | 1 | 1 | 1 |  | 416.6 | 256.73
| CAISO NQC List | ARVINN_6_ORION1 | CAISO System |  | Orion 1 Solar |  | SOLAR | n/a |  | 12 | 10.81 | [7 empty] | 0 | 1 | 2014-06-26 |  | 2050-12-31 | 1 | RenExistRes | 1 | 1 | 0 | 1 | 0 |  | 12 | 1.68
| CAISO NQC List | ARVINN_6_ORION2 | CAISO System |  | Orion 2 Solar |  | SOLAR | n/a |  | 8 | 7.17 | [7 empty] | 0 | 1 | 2014-06-26 |  | 2050-12-31 | 1 | RenExistRes | 1 | 1 | 0 | 1 | 0 |  | 8 | 1.12
| CAISO NQC List | ASTORA_2_SOLAR1 | CAISO System |  | Astoria 1 |  | SOLAR | n/a |  | 100 | 79.42 | [7 empty] | 0 | 1 | 2016-10-18 |  | 2050-12-31 | 1 | RenExistRes | 1 | 1 | 0 | 1 | 0 |  | 100 | 14
| CAISO NQC List | ASTORA_2_SOLAR2 | CAISO System |  | RE Astoria 2 |  | SOLAR | n/a |  | 75 | 60.26 | [7 empty] | 0 | 1 | 2016-10-31 |  | 2050-12-31 | 1 | RenExistRes | 1 | 1 | 0 | 1 | 0 |  | 75 | 10.5
| CAISO NQC List | ATWEL2_1_SOLAR1 | CAISO System |  | Atwell West |  | SOLAR | n/a |  | 20 | 17.74 | [7 empty] | 0 | 1 | 2015-06-11 |  | 2050-12-31 | 1 | RenExistRes | 1 | 1 | 0 | 1 | 0 |  | 20 | 2.8
| CAISO NQC List | ATWELL_1_SOLAR | CAISO System |  | Atwell Island PV Solar Generating Faci. |  | SOLAR | n/a |  | 20 | 13.85 | [7 empty] | 0 | 1 | 2013-03-08 |  | 2050-12-31 | 1 | RenExistRes | 1 | 1 | 0 | 1 | 0 |  | 20 | 2.8
| CAISO NQC List | AVENAL_6_AVPARK | Fresno | Wilson, Coalinga | Avenal Park Solar Project |  | SOLAR | n/a |  | 6 | 0 | [7 empty] | 0 | 1 | 2011-08-05 |  | 2050-12-31 | 1 | RenExistRes | 1 | 1 | 0 | 1 | 0 |  | 6 | 0
| CAISO NQC List | AVENAL_6_SANDDG | Fresno | Wilson, Coalinga | Sand Drag Solar Project |  | SOLAR | n/a |  | 19 | 0 | [7 empty] | 0 | 1 | 2011-08-05 |  | 2050-12-31 | 1 | RenExistRes | 1 | 1 | 0 | 1 | 0 |  | 19 | 0
| CAISO NQC List | AVENAL_6_SUNCTY | Fresno | Wilson, Coalinga | Sun City Solar Project |  | SOLAR | n/a |  | 20 | 0 | [7 empty] | 0 | 1 | 2011-08-05 |  | 2050-12-31 | 1 | RenExistRes | 1 | 1 | 0 | 1 | 0 |  | 20 | 0
| CAISO NQC List | AVSOLR_2_SOLAR | CAISO System |  | AV SOLAR RANCH 1 |  | SOLAR | n/a |  | 241.5 | 191.91 | [7 empty] | 0 | 1 | 2014-06-19 |  | 2050-12-31 | 1 | RenExistRes | 1 | 1 | 0 | 1 | 0 |  | 241.5 | 33.81
| CAISO NQC List | BALCHS_7_UNIT 1 | Fresno | Wilson, Herndon | BALCH 1 PH UNIT 1 |  | HYDRO | n/a | CAISO_Hydro | 33 | 33 | [7 empty] | 0 | 1 | 1927-01-01 |  | 2050-12-31 | 1 | CAISO_Hydro | 0 | 1 | 1 | 1 | 1 |  | 33 | 31
| CAISO NQC List | BALCHS_7_UNIT 2 | Fresno | Wilson, Herndon | BALCH 2 PH UNIT 2 |  | HYDRO | n/a | CAISO_Hydro | 52.5 | 52.5 | [7 empty] | 0 | 1 | 1958-01-01 |  | 2050-12-31 | 1 | CAISO_Hydro | 0 | 1 | 1 | 1 | 1 |  | 52.5 | 52.5
| CAISO NQC List | BALCHS_7_UNIT 3 | Fresno | Wilson, Herndon | BALCH 2 PH UNIT 3 |  | HYDRO | n/a | CAISO_Hydro | 54.6 | 52.5 | [7 empty] | 0 | 1 | 1958-01-01 |  | 2050-12-31 | 1 | CAISO_Hydro | 0 | 1 | 1 | 1 | 1 |  | 54.6 | 54.6
| CAISO NQC List | BANGOR_6_HYDRO | Sierra | South of Table Mountain | Virginia Ranch Dam Powerplant |  | HYDRO | n/a | CAISO_Hydro | 1 | 0.54 | [7 empty] | 0 | 1 | 2012-06-14 |  | 2050-12-31 | 1 | CAISO_Hydro | 0 | 1 | 1 | 1 | 1 |  | 1 | 1
| CAISO NQC List | BANKPP_2_NSPIN | Bay Area | Contra Costa | BANKPP_2_NSPIN |  | UNKNOWN | n/a |  | 0 | 127 | [7 empty] | 1 | 1 | 1899-12-31 |  | 2050-12-31 | 1 | Unclassified | 0 | 1 | 0 | 1 | 0 |  | 270 | 127
| CAISO NQC List | BARRE_2_QF | LA Basin | Western | BARRE QFS |  | VARIOUS | n/a |  | 0.2 | 0 | [7 empty] | 1 | 1 | 1994-01-01 |  | 2050-12-31 | 1 | RenExistRes | 1 | 1 | 0 | 1 | 0 |  | 0.2 | 0
| CAISO NQC List | GOLETA_6_ELLWOD | Big Creek-Ventura | Ventura, S.Clara, Moorpark | ELLWOOD ENERGY SUPPORT FACILITY | Ellwood_1 | PEAKER | CT-NatGas-Industrial | CAISO_Peaker2 | 54 | 54 | 16.2 | 5896.2764 | 15004.9675 | 18338.8227 | 77.1429 | 77.1429 |  | 1 | 1 | 1974-08-01 |  | 2050-12-31 | 1 | CAISO_Peaker2 | 0 | 1 | 1 | 1 | 1 |  | 54 | 54
| CAISO NQC List | BASICE_2_UNITS | CAISO System |  | CALPINE AMERICAN I COGEN. |  | COGENERATION | n/a | CAISO_CHP | 83.76 | 83.76 | 83.76 |  | 7606.0304 | 7606.0304 |  |  |  | 1 | 1 | 1989-03-14 |  | 2050-12-31 | 1 | CAISO_CHP | 0 | 1 | 1 | 1 | 1 |  |  | 120
| CAISO NQC List | HINSON_6_LBECH1 | LA Basin | Western | HINSON_6_LBECH1 | LongBeach_GT1 | PEAKER | CT-NatGas-Aero | CAISO_Peaker2 | 65 | 65 | 39 | 2205.008 | 13082.8571 | 13602.7619 | 297.1429 | 297.1429 |  | 1 | 1 | 2007-08-01 |  | 2050-12-31 | 1 | CAISO_Peaker2 | 0 | 1 | 1 | 1 | 1 |  | 65 | 65
| CAISO NQC List | BEARDS_7_UNIT 1 | Stockton | Tesla-Bellota, Stanislaus | Beardsley Hydro |  | HYDRO | n/a |  | 11.5 | 8.36 | [7 empty] | 0 | 1 | 1957-01-01 |  | 2050-12-31 | 1 | RenExistRes | 1 | 1 | 0 | 1 | 0 |  | 11.5 | 6.46
| CAISO NQC List | HINSON_6_LBECH2 | LA Basin | Western | HINSON_6_LBECH2 | LongBeach_GT2 | PEAKER | CT-NatGas-Aero | CAISO_Peaker2 | 65 | 65 | 39 | 2205.008 | 13082.8571 | 13602.7619 | 297.1429 | 297.1429 |  | 1 | 1 | 2007-08-01 |  | 2050-12-31 | 1 | CAISO_Peaker2 | 0 | 1 | 1 | 1 | 1 |  | 65 | 65
| CAISO NQC List | BELDEN_7_UNIT 1 | Sierra | South of Palermo, South of Table Mountain | BELDEN HYDRO |  | HYDRO | n/a | CAISO_Hydro | 119 | 119 | [7 empty] | 0 | 1 | 1969-01-01 |  | 2050-12-31 | 1 | CAISO_Hydro | 0 | 1 | 1 | 1 | 1 |  | 119 | 119
| CAISO NQC List | BIGCRK_2_EXESWD | Big Creek-Ventura | Big Creek, Rector, Vestal | BIG CREEK HYDRO PROJECT PSP |  | HYDRO | n/a | CAISO_Hydro | 820 | 800.6 | [7 empty] | 0 | 1 | 1913-01-01 |  | 2050-12-31 | 1 | CAISO_Hydro | 0 | 1 | 1 | 1 | 1 |  | 10.8 | 773.6
| CAISO NQC List | BIGCRK_7_DAM7 | Big Creek-Ventura |  |  |  | HYDRO | n/a | CAISO_Hydro | 0.3 | 0 | [7 empty] | 0 | 1 | 1986-01-01 |  | 2050-12-31 | 1 | CAISO_Hydro | 0 | 1 | 1 | 1 | 1 |  | 0.3 | 0
| CAISO NQC List | BIGCRK_7_MAMRES | Big Creek-Ventura |  |  |  | HYDRO | n/a | CAISO_Hydro | 1.25 | 0 | [7 empty] | 0 | 1 | 1899-12-31 |  | 2050-12-31 | 1 | CAISO_Hydro | 1 | 1 | 1 | 1 | 1 |  | 1.25 | 0
| CAISO NQC List | BIGSKY_2_SOLAR1 | Big Creek-Ventura |  | Antelope Big Sky Ranch Solar |  | SOLAR | n/a |  | 20 | 16.07 | [7 empty] | 0 | 1 | 2016-08-16 |  | 2050-12-31 | 1 | RenExistRes | 1 | 1 | 0 | 1 | 0 |  | 20 | 2.8
| CAISO NQC List | BIGSKY_2_SOLAR3 | Big Creek-Ventura |  | Big Sky Summer |  | UNKNOWN | n/a |  | 0 | 16.07 | [7 empty] | 1 | 1 | 1899-12-31 |  | 2050-12-31 | 1 | Unclassified | 0 | 1 | 0 | 1 | 0 |  | 20 | 2.8
| CAISO NQC List | BIOMAS_1_UNIT 1 | Sierra | Drum-Rio Oso, South of Palermo, South of Table Mountain | WOODLAND BIOMASS |  | BIOMASS | n/a |  | 28.8 | 24.31 | [7 empty] | 0 | 1 | 1989-08-31 |  | 2050-12-31 | 1 | RenExistRes | 1 | 1 | 0 | 1 | 0 |  | 25.5 | 23.33
| CAISO NQC List | BISHOP_1_ALAMO | CAISO System |  | BISHOP CREEK PLANT 2 AND 6 |  | HYDRO | n/a |  | 13.4 | 6.19 | [7 empty] | 0 | 1 | 1908-01-01 |  | 2050-12-31 | 1 | RenExistRes | 1 | 1 | 0 | 1 | 0 |  | 13.4 | 7.56
| CAISO NQC List | BISHOP_1_UNITS | CAISO System |  | BISHOP CREEK PLANT 3 AND 4 |  | HYDRO | n/a |  | 15.8 | 7.77 | [7 empty] | 0 | 1 | 1905-01-01 |  | 2050-12-31 | 1 | RenExistRes | 1 | 1 | 0 | 1 | 0 |  | 15.8 | 8.34
| CAISO NQC List | BKRFLD_2_SOLAR1 | Kern |  | Bakersfield 111 |  | SOLAR | n/a |  | 1.38 | 1.2 | [7 empty] | 0 | 1 | 2015-07-28 |  | 2050-12-31 | 1 | RenExistRes | 1 | 1 | 0 | 1 | 0 |  | 1.38 | 0.19
| CAISO NQC List | BLACK_7_UNIT 1 | CAISO System |  | JAMES B. BLACK 1 |  | HYDRO | n/a | CAISO_Hydro | 85 | 85 | [7 empty] | 0 | 1 | 1966-01-01 |  | 2050-12-31 | 1 | CAISO_Hydro | 0 | 1 | 1 | 1 | 1 |  | 85 | 85
| CAISO NQC List | BLACK_7_UNIT 2 | CAISO System |  | JAMES B. BLACK 2 |  | HYDRO | n/a | CAISO_Hydro | 84.1 | 84.1 | [7 empty] | 0 | 1 | 1965-01-01 |  | 2050-12-31 | 1 | CAISO_Hydro | 0 | 1 | 1 | 1 | 1 |  | 84.1 | 84.1
| CAISO NQC List | BLAST_1_WIND | LA Basin | Eastern | Mountain View IV Wind |  | WIND | n/a |  | 49 | 3.49 | [7 empty] | 0 | 1 | 2012-02-23 |  | 2050-12-31 | 1 | RenExistRes | 1 | 1 | 0 | 1 | 0 |  | 49 | 7.35
| CAISO NQC List | BLCKBT_2_STONEY | CAISO System |  | BLACK BUTTE HYDRO |  | HYDRO | n/a |  | 6.2 | 1.83 | [7 empty] | 0 | 1 | 1988-01-01 |  | 2050-12-31 | 1 | RenExistRes | 1 | 1 | 0 | 1 | 0 |  | 6.2 | 1.5
| CAISO NQC List | BLCKWL_6_SOLAR1 | CAISO System |  | Blackwell Solar |  | SOLAR | n/a |  | 12 | 10.82 | [7 empty] | 0 | 1 | 2015-04-16 |  | 2050-12-31 | 1 | RenExistRes | 1 | 1 | 0 | 1 | 0 |  | 12 | 1.68
| CAISO NQC List | BLKCRK_2_SOLAR1 | CAISO System |  | McCoy Solar |  | SOLAR | n/a |  | 250 | 192.79 | [7 empty] | 0 | 1 | 2016-06-14 |  | 2050-12-31 | 1 | RenExistRes | 1 | 1 | 0 | 1 | 0 |  | 250 | 35
| CAISO NQC List | BLM_2_UNITS | CAISO System |  | BLM EAST Facility |  | GEOTHERMAL | n/a |  | 72 | 44.22 | [7 empty] | 0 | 1 | 1988-12-05 |  | 2050-12-31 | 1 | RenExistRes | 1 | 1 | 0 | 1 | 0 |  | 24 | 72
| CAISO NQC List | BLYTHE_1_SOLAR1 | CAISO System |  | Blythe Solar 1 Project |  | SOLAR | n/a |  | 21 | 0 | [7 empty] | 0 | 1 | 2009-12-18 |  | 2050-12-31 | 1 | RenExistRes | 1 | 1 | 0 | 1 | 0 |  |  | 0
| CAISO NQC List | BNNIEN_7_ALTAPH | Sierra | Weimer, Placer, Drum-Rio Oso, South of Rio Oso, South of Palermo, South of Table Mountain | ALTA POWER HOUSE |  | HYDRO | n/a |  | 1 | 1 | [7 empty] | 0 | 1 | 1902-01-01 |  | 2050-12-31 | 1 | RenExistRes | 1 | 1 | 0 | 1 | 0 |  | 1 | 0.56
| CAISO NQC List | HINSON_6_LBECH3 | LA Basin | Western | HINSON_6_LBECH3 | LongBeach_GT3 | PEAKER | CT-NatGas-Aero | CAISO_Peaker2 | 65 | 65 | 39 | 2205.008 | 13082.8571 | 13602.7619 | 297.1429 | 297.1429 |  | 1 | 1 | 2007-08-01 |  | 2050-12-31 | 1 | CAISO_Peaker2 | 0 | 1 | 1 | 1 | 1 |  | 65 | 65
| CAISO NQC List | HINSON_6_LBECH4 | LA Basin | Western | HINSON_6_LBECH4 | LongBeach_GT4 | PEAKER | CT-NatGas-Aero | CAISO_Peaker2 | 65 | 65 | 39 | 2205.008 | 13082.8571 | 13602.7619 | 297.1429 | 297.1429 |  | 1 | 1 | 2007-08-01 |  | 2050-12-31 | 1 | CAISO_Peaker2 | 0 | 1 | 1 | 1 | 1 |  | 65 | 65
| CAISO NQC List | BOWMN_6_UNIT | Sierra | Drum-Rio Oso, South of Palermo, South of Table Mountain | BOWMAN |  | HYDRO | n/a | CAISO_Hydro | 6.25 | 1.98 | [7 empty] | 0 | 1 | 1986-08-18 |  | 2050-12-31 | 1 | CAISO_Hydro | 0 | 1 | 1 | 1 | 1
| CAISO NQC List | BRDGVL_7_BAKER | Humboldt |  | Baker Station Hydro |  | HYDRO | n/a | CAISO_Hydro | 1.49 | 0 | [7 empty] | 0 | 1 | 1987-12-10 |  | 2050-12-31 | 1 | CAISO_Hydro | 1 | 1 | 1 | 1 | 1 |  | 1.49 | 0
| CAISO NQC List | BRDSLD_2_HIWIND | Bay Area | Contra Costa | High Winds Energy Center |  | WIND | n/a |  | 162 | 37.71 | [7 empty] | 0 | 1 | 2003-12-23 |  | 2050-12-31 | 1 | RenExistRes | 1 | 1 | 0 | 1 | 0 |  | 162 | 24.3
| CAISO NQC List | BRDSLD_2_MTZUM2 | Bay Area | Contra Costa | NextEra Energy Montezuma Wind II |  | WIND | n/a |  | 78.2 | 23.38 | [7 empty] | 0 | 1 | 2012-02-01 |  | 2050-12-31 | 1 | RenExistRes | 1 | 1 | 0 | 1 | 0 |  | 78.2 | 11.73
| CAISO NQC List | BRDSLD_2_MTZUMA | Bay Area | Contra Costa | FPL Energy Montezuma Wind |  | WIND | n/a |  | 36.8 | 8.86 | [7 empty] | 0 | 1 | 2011-01-25 |  | 2050-12-31 | 1 | RenExistRes | 1 | 1 | 0 | 1 | 0 |  | 36.8 | 5.52
| CAISO NQC List | BRDSLD_2_SHILO1 | Bay Area | Contra Costa | Shiloh I Wind Project |  | WIND | n/a |  | 150 | 48.2 | [7 empty] | 0 | 1 | 2006-03-30 |  | 2050-12-31 | 1 | RenExistRes | 1 | 1 | 0 | 1 | 0 |  | 150 | 22.5
| CAISO NQC List | BRDSLD_2_SHILO2 | Bay Area | Contra Costa | SHILOH WIND PROJECT 2 |  | WIND | n/a |  | 150 | 40.62 | [7 empty] | 0 | 1 | 2009-01-27 |  | 2050-12-31 | 1 | RenExistRes | 1 | 1 | 0 | 1 | 0 |  | 150 | 22.5
| CAISO NQC List | BRDSLD_2_SHLO3A | Bay Area | Contra Costa | Shiloh III Wind Project, LLC |  | WIND | n/a |  | 102.5 | 23.03 | [7 empty] | 0 | 1 | 2011-12-22 |  | 2050-12-31 | 1 | RenExistRes | 1 | 1 | 0 | 1 | 0 |  | 102.5 | 15.38
| CAISO NQC List | BRDSLD_2_SHLO3B | Bay Area | Contra Costa | Shiloh IV Wind Project |  | WIND | n/a |  | 100 | 35.2 | [7 empty] | 0 | 1 | 2012-12-07 |  | 2050-12-31 | 1 | RenExistRes | 1 | 1 | 0 | 1 | 0 |  | 100 | 15
| CAISO NQC List | BRDWAY_7_UNIT 3 | LA Basin | Western | BROADWAY UNIT 3 | Broadway3 | THERMAL | ST-NatGas | CAISO_ST | 65 | 65 | 41.0599 | 4731.2557 | 10159.838 | 10496.7492 | 137.3239 | 137.3239 |  | 1 | 1 | 1965-01-01 | 2016-05-31 | 2016-05-31 | 1 | CAISO_ST | 0 | 0 | 1 | 1 | 0
| CAISO NQC List | BREGGO_6_DEGRSL | San Diego-IV | San Diego | Desert Green Solar Farm |  | SOLAR | n/a |  | 6.3 | 5.16 | [7 empty] | 0 | 1 | 2014-11-26 |  | 2050-12-31 | 1 | RenExistRes | 1 | 1 | 0 | 1 | 0 |  | 6.3 | 0.88
| CAISO NQC List | BREGGO_6_SOLAR | San Diego-IV | San Diego | NRG Borrego Solar One |  | SOLAR | n/a |  | 26 | 22.44 | [7 empty] | 0 | 1 | 2013-02-12 |  | 2050-12-31 | 1 | RenExistRes | 1 | 1 | 0 | 1 | 0 |  |  | 3.64
| CAISO NQC List | BRODIE_2_WIND | CAISO System |  | Coram Brodie Wind Project |  | WIND | n/a |  | 102 | 14.33 | [7 empty] | 0 | 1 | 2012-03-29 |  | 2050-12-31 | 1 | RenExistRes | 1 | 1 | 0 | 1 | 0 |  | 24 | 15.3
| CAISO NQC List | CORONS_6_CLRWTR | LA Basin | Eastern | Clearwater Power Plant | ClearwaterCC-Total | THERMAL | CCWhole-NatGas-Aero | CAISO_CCGT2 | 28 | 28 | 12.6 | 2344.9411 | 8790.1224 | 9926.9388 | 85.7143 | 85.7143 |  | 1 | 1 | 2005-02-28 |  | 2050-12-31 | 1 | CAISO_CCGT2 | 0 | 1 | 1 | 1 | 1 |  | 8.5 | 28
| CAISO NQC List | BUCKCK_2_HYDRO | Sierra |  | Lassen Station Hydro |  | HYDRO | n/a | CAISO_Hydro | 0.99 | 0.45 | [7 empty] | 0 | 1 | 1986-05-22 |  | 2050-12-31 | 1 | CAISO_Hydro | 1 | 1 | 1 | 1 | 1 |  | 0.99 | 0
| CAISO NQC List | BUCKCK_7_OAKFLT | Sierra | South of Palermo, South of Table Mountain | Oak Flat |  | HYDRO | n/a |  | 1.3 | 1.3 | [7 empty] | 0 | 1 | 1985-01-01 |  | 2050-12-31 | 1 | RenExistRes | 1 | 1 | 0 | 1 | 0 |  | 1.3 | 1.3
| CAISO NQC List | BUCKCK_7_PL1X2 | Sierra | South of Palermo, South of Table Mountain | BUCKS CREEK AGGREGATE |  | HYDRO | n/a | CAISO_Hydro | 59 | 58 | [7 empty] | 0 | 1 | 1928-01-01 |  | 2050-12-31 | 1 | CAISO_Hydro | 0 | 1 | 1 | 1 | 1 |  | 32.5 | 57.25
| CAISO NQC List | BUCKWD_1_NPALM1 | LA Basin | Eastern | North Palm Springs 1A |  | SOLAR | n/a |  | 2.4 | 1.36 | [7 empty] | 0 | 1 | 2012-04-02 |  | 2050-12-31 | 1 | RenExistRes | 1 | 1 | 0 | 1 | 0 |  | 2.4 | 0.34
| CAISO NQC List | BUCKWD_1_QF | LA Basin | Eastern | Buckwind Re-powering project |  | WIND | n/a |  | 16.5 | 2.64 | [7 empty] | 0 | 1 | 1984-12-13 |  | 2050-12-31 | 1 | Unclassified | 0 | 1 | 0 | 1 | 0 |  |  | 2.48
| CAISO NQC List | BUCKWD_7_WINTCV | LA Basin | Eastern | Wintec Energy, Ltd. |  | WIND | n/a |  | 1.32 | 0.16 | [7 empty] | 0 | 1 | 2003-12-30 |  | 2050-12-31 | 1 | RenExistRes | 1 | 1 | 0 | 1 | 0 |  | 1.32 | 0.2
| CAISO NQC List | BURNYF_2_UNIT 1 | CAISO System |  | Burney Forest Power |  | BIOMASS | n/a |  | 35.7 | 29.14 | [7 empty] | 0 | 1 | 1989-10-17 |  | 2050-12-31 | 1 | RenExistRes | 1 | 1 | 0 | 1 | 0 |  | 31 | 28.19
| CAISO NQC List | BUTTVL_7_UNIT 1 | CAISO System |  | BUTT VALLEY HYDRO |  | HYDRO | n/a | CAISO_Hydro | 40 | 40 | [7 empty] | 0 | 1 | 1958-01-01 |  | 2050-12-31 | 1 | CAISO_Hydro | 0 | 1 | 1 | 1 | 1 |  | 39.5 | 39.5
| CAISO NQC List | CABZON_1_WINDA1 | LA Basin | Eastern | Cabazon Wind Project |  | WIND | n/a |  | 41 | 8.9 | [7 empty] | 0 | 1 | 2002-08-31 |  | 2050-12-31 | 1 | Unclassified | 0 | 1 | 0 | 1 | 0 |  | 41 | 6.15
| CAISO NQC List | CALGEN_1_UNITS | CAISO System |  | COSO Finance Partners (Navy 1) |  | GEOTHERMAL | n/a |  | 92.2 | 53.83 | [7 empty] | 0 | 1 | 1987-07-13 |  | 2050-12-31 | 1 | RenExistRes | 1 | 1 | 0 | 1 | 0 |  | 92.2 | 92.2
| CAISO NQC List | AGRICO_7_UNIT | Fresno | Wilson, Herndon | Fresno Cogen | FresnoCogenCC-Total | COGENERATION | CCWhole-NatGas-Industrial | CAISO_CCGT2 | 50.6 | 50.5 | 27.83 | 4237.6439 | 8439.4879 | 9271.6508 | 7.9581 | 8.2896 |  | 1 | 1 | 2001-01-01 |  | 2050-12-31 | 1 | CAISO_CCGT2 | 0 | 1 | 1 | 1 | 1 |  | 7.5 | 50.6
| CAISO NQC List | CAMCHE_1_PL1X3 | Stockton | Tesla-Bellota | CAMANCHE UNITS 1, 2 & 3 AGGREGATE |  | HYDRO | n/a |  | 9.99 | 0.58 | [7 empty] | 0 | 1 | 1983-01-01 |  | 2050-12-31 | 1 | Unclassified | 0 | 1 | 0 | 1 | 0 |  | 9.99 | 1.96
| CAISO NQC List | CAMLOT_2_SOLAR1 | CAISO System |  | Camelot |  | SOLAR | n/a |  | 45 | 39.64 | [7 empty] | 0 | 1 | 2014-12-11 |  | 2050-12-31 | 1 | Unclassified | 0 | 1 | 0 | 1 | 0 |  | 45 | 6.3
| CAISO NQC List | CAMLOT_2_SOLAR2 | CAISO System |  | Columbia Two |  | SOLAR | n/a |  | 15 | 13.18 | [7 empty] | 0 | 1 | 2014-12-10 |  | 2050-12-31 | 1 | RenExistRes | 1 | 1 | 0 | 1 | 0 |  | 15 | 2.1
| CAISO NQC List | CAMPFW_7_FARWST | Sierra | South of Table Mountain | CAMP FAR WEST HYDRO |  | HYDRO | n/a | CAISO_Hydro | 8 | 2.9 | [7 empty] | 0 | 1 | 1985-01-01 |  | 2050-12-31 | 1 | CAISO_Hydro | 1 | 1 | 1 | 1 | 1 |  | 8 | 0.57
| CAISO NQC List | CANTUA_1_SOLAR | Fresno | Wilson | Cantua Solar Station |  | SOLAR | n/a |  | 20 | 13.52 | [7 empty] | 0 | 1 | 2012-07-25 |  | 2050-12-31 | 1 | RenExistRes | 1 | 1 | 0 | 1 | 0 |  | 20 | 2.8
| CAISO NQC List | CAPMAD_1_UNIT 1 | Fresno | Wilson | CAPCO MADERA Power Plant |  | BIOMASS | n/a |  | 24 | 4.29 | [7 empty] | 0 | 1 | 2001-05-16 |  | 2050-12-31 | 1 | Unclassified | 0 | 1 | 0 | 1 | 0
| CAISO NQC List | CAPWD_1_QF | LA Basin |  | Edom Hills Wind Farm |  | WIND | n/a |  | 19.55 | 3.45 | [7 empty] | 0 | 1 | 1985-03-15 |  | 2050-12-31 | 1 | RenExistRes | 1 | 1 | 0 | 1 | 0 |  |  | 2.93
| CAISO NQC List | CARBOU_7_PL2X3 | CAISO System |  | CARIBOU PH 1 UNIT 2 & 3 AGGREGATE |  | HYDRO | n/a | CAISO_Hydro | 49 | 48 | [7 empty] | 0 | 1 | 1921-01-01 |  | 2050-12-31 | 1 | CAISO_Hydro | 0 | 1 | 1 | 1 | 1 |  | 25 | 49
| CAISO NQC List | CARBOU_7_PL4X5 | CAISO System |  | CARIBOU PH 2 UNIT 4 & 5 AGGREGATE |  | HYDRO | n/a | CAISO_Hydro | 122 | 122 | [7 empty] | 0 | 1 | 1958-01-01 |  | 2050-12-31 | 1 | CAISO_Hydro | 0 | 1 | 1 | 1 | 1 |  | 61 | 120
| CAISO NQC List | CARBOU_7_UNIT 1 | CAISO System |  | CARIBOU PH 1 UNIT 1 |  | HYDRO | n/a | CAISO_Hydro | 24 | 24 | [7 empty] | 0 | 1 | 1921-01-01 |  | 2050-12-31 | 1 | CAISO_Hydro | 0 | 1 | 1 | 1 | 1 |  | 24 | 24
| CAISO NQC List | CATLNA_2_SOLAR | CAISO System |  | Catalina Solar - Phases 1 and 2 |  | SOLAR | n/a |  | 110 | 83.69 | [7 empty] | 0 | 1 | 1899-12-31 |  | 2050-12-31 | 1 | RenExistRes | 1 | 1 | 0 | 1 | 0 |  | 110 | 15.4
| CAISO NQC List | CATLNA_2_SOLAR2 | CAISO System |  | Catalina Solar 2 |  | SOLAR | n/a |  | 18 | 16.22 | [7 empty] | 0 | 1 | 2015-07-22 |  | 2050-12-31 | 1 | RenExistRes | 1 | 1 | 0 | 1 | 0 |  | 18 | 2.52
| CAISO NQC List | CAVLSR_2_BSOLAR | CAISO System |  | California Valley Solar Ranch-Phase B |  | SOLAR | n/a |  | 40 | 40 | [7 empty] | 0 | 1 | 2013-01-01 |  | 2050-12-31 | 1 | RenExistRes | 1 | 1 | 0 | 1 | 0 |  | 40 | 5.6
| CAISO NQC List | CAVLSR_2_RSOLAR | CAISO System |  | California Valley Solar Ranch-Phase A |  | SOLAR | n/a |  | 210 | 204.47 | [7 empty] | 0 | 1 | 2013-11-01 |  | 2050-12-31 | 1 | RenExistRes | 1 | 1 | 0 | 1 | 0 |  | 210 | 29.4
| CAISO NQC List | CAYTNO_2_VASCO | Bay Area | Contra Costa | Vasco Road |  | BIOMASS | n/a |  | 4.3 | 4.3 | [7 empty] | 0 | 1 | 2014-02-05 |  | 2050-12-31 | 1 | RenExistRes | 1 | 1 | 0 | 1 | 0 |  | 4.3 | 3.58
| CAISO NQC List | CBRLLO_6_PLSTP1 | San Diego-IV | San Diego | POINT LOMA SEWAGE TREATMENT PLANT |  | BIOMASS | n/a |  | 4.83 | 2.53 | [7 empty] | 0 | 1 | 1985-01-01 |  | 2050-12-31 | 1 | RenExistRes | 1 | 1 | 0 | 1 | 0
| CAISO NQC List | CCRITA_7_RPPCHF | San Diego-IV | San Diego | Rancho Penasquitos Hydro Facility |  | HYDRO | n/a |  | 5.25 | 2.17 | [7 empty] | 0 | 1 | 2007-01-23 |  | 2050-12-31 | 1 | RenExistRes | 1 | 1 | 0 | 1 | 0 |  | 5.25 | 3.27
| CAISO NQC List | CDWR07_2_GEN | CAISO System |  | CDWR07_2_GEN |  | UNKNOWN | n/a |  | 0 | 115.6 | [7 empty] | 1 | 1 | 1899-12-31 |  | 2050-12-31 | 1 | Unclassified | 0 | 1 | 0 | 1 | 0 |  | 239.1 | 60.43
| CAISO NQC List | CEDRCK_6_UNIT | CAISO System |  | Water Wheel Ranch |  | HYDRO | n/a | CAISO_Hydro | 0.98 | 0.07 | [7 empty] | 0 | 1 | 1984-03-22 |  | 2050-12-31 | 1 | CAISO_Hydro | 1 | 1 | 1 | 1 | 1 |  | 0.98 | 0.11
| CAISO NQC List | CENTER_2_QF | LA Basin | Western | CENTER QFS | Center_Area_Agg | COGENERATION | CT-NatGas-Industrial | CAISO_CHP | 17.4 | 17.4 | 17.4 |  | 7606.0304 | 7606.0304 |  |  |  | 1 | 1 | 1987-01-01 |  | 2050-12-31 | 1 | CAISO_CHP | 0 | 1 | 1 | 1 | 1
| CAISO NQC List | CENTER_2_RHONDO | LA Basin | Western | MWD Rio Hondo Hydroelectric Recovery Pla |  | HYDRO | n/a | CAISO_Hydro | 1.91 | 1.91 | [7 empty] | 0 | 1 | 1984-01-01 |  | 2050-12-31 | 1 | CAISO_Hydro | 0 | 1 | 1 | 1 | 1 |  | 1.91 | 1.91
| CAISO NQC List | CENTER_2_SOLAR1 | LA Basin |  | Pico Rivera |  | SOLAR | n/a |  | 0.9 | 0 | [7 empty] | 0 | 1 | 2015-11-20 |  | 2050-12-31 | 1 | RenExistRes | 1 | 1 | 0 | 1 | 0 |  | 0.9 | 0
| CAISO NQC List | OTAY_6_PL1X2 | San Diego-IV | San Diego | Chula Vista Energy Center, LLC | Chula_Vista | PEAKER | CT-NatGas-Aero | CAISO_Peaker2 | 35.5 | 35.5 | 10.65 | 1204.2734 | 12861.7418 | 17219.0958 | 129.0323 | 129.0323 |  | 1 | 1 | 2006-06-08 |  | 2050-12-31 | 1 | CAISO_Peaker2 | 0 | 1 | 1 | 1 | 1 |  | 35.5 | 35.5
| CAISO NQC List | GILRPP_1_PL1X2 | Bay Area | Llagas, South Bay-Moss Landing | GILROY ENERGY CENTER UNITS 1&2 AGGREGATE | GilroyEnergyPeaking1 | PEAKER | CT-NatGas-Aero | CAISO_Peaker2 | 47.7 | 47.7 | 14.31 | 1618.1369 | 12857.5139 | 16588.0232 | 76.4729 | 76.4729 |  | 1 | 1 | 2002-01-29 |  | 2050-12-31 | 2 | CAISO_Peaker2 | 0 | 1 | 1 | 1 | 1 |  | 95.2 | 95.2
| CAISO NQC List | GILRPP_1_PL1X2 | Bay Area | Llagas, South Bay-Moss Landing | GILROY ENERGY CENTER UNITS 1&2 AGGREGATE | GilroyEnergyPeaking2 | PEAKER | CT-NatGas-Aero | CAISO_Peaker2 | 47.7 | 47.7 | 14.31 | 1618.1369 | 12857.5139 | 16588.0232 | 76.4729 | 76.4729 |  | 1 | 1 | 2002-01-29 |  | 2050-12-31 | 2 | CAISO_Peaker2 | 0 | 1 | 1 | 1 | 1 |  | 95.2 | 95.2
| CAISO NQC List | GILRPP_1_PL3X4 | Bay Area | Llagas, South Bay-Moss Landing | GILROY ENERGY CENTER, UNIT #3 | GilroyEnergyPeaking3 | PEAKER | CT-NatGas-Aero | CAISO_Peaker2 | 46.2 | 46.2 | 13.86 | 1567.2521 | 12857.5139 | 16588.0232 | 74.0681 | 74.0681 |  | 1 | 1 | 2002-02-28 |  | 2050-12-31 | 1 | CAISO_Peaker2 | 0 | 1 | 1 | 1 | 1 |  | 46.2 | 46.2
| CAISO NQC List | LMBEPK_2_UNITA1 | Bay Area | Contra Costa | Lambie Energy Center, Unit #1 | Lambie_EC | PEAKER | CT-NatGas-Aero | CAISO_Peaker2 | 48 | 48 | 14.4 | 1628.3142 | 12856.6986 | 16553.0224 | 461.7235 | 461.7235 |  | 1 | 1 | 2003-01-06 |  | 2050-12-31 | 1 | CAISO_Peaker2 | 0 | 1 | 1 | 1 | 1 |  | 47.5 | 47.5
| CAISO NQC List | LMBEPK_2_UNITA3 | Bay Area | Contra Costa | Goose Haven Energy Center, Unit #1 | Goose_Haven | PEAKER | CT-NatGas-Aero | CAISO_Peaker2 | 48 | 48 | 14.4 | 1628.3142 | 12856.6986 | 16553.0224 | 153.9078 | 153.9078 |  | 1 | 1 | 2003-01-06 |  | 2050-12-31 | 1 | CAISO_Peaker2 | 0 | 1 | 1 | 1 | 1 |  | 47.4 | 47.4
| CAISO NQC List | CHEVCD_6_UNIT | CAISO System |  | CHEVRON USA (TAFT/CADET) |  | COGENERATION | n/a | CAISO_CHP | 1.29 | 1.29 | 1.29 |  | 7606.0304 | 7606.0304 |  |  |  | 1 | 1 | 1982-07-26 |  | 2050-12-31 | 1 | CAISO_CHP | 0 | 1 | 1 | 1 | 1 |  | 11.5 | 1.09
| CAISO NQC List | CHEVCO_6_UNIT 1 | Fresno | Wilson, Coalinga | CHEVRON USA (COALINGA) | Coalinga_25D1 | COGENERATION | CT-NatGas-Aero | CAISO_CHP | 0.5 | 0.5 | 0.5 |  | 7606.0304 | 7606.0304 |  |  |  | 1 | 1 | 1986-01-17 |  | 2050-12-31 | 2 | CAISO_CHP | 0 | 1 | 1 | 1 | 1 |  | 16.5 | 1.94
| CAISO NQC List | CHEVCO_6_UNIT 1 | Fresno | Wilson, Coalinga | CHEVRON USA (COALINGA) | Coalinga_6C1 | COGENERATION | CT-NatGas-Aero | CAISO_CHP | 0.5 | 0.5 | 0.5 |  | 7606.0304 | 7606.0304 |  |  |  | 1 | 1 | 1986-01-17 |  | 2050-12-31 | 2 | CAISO_CHP | 0 | 1 | 1 | 1 | 1 |  | 16.5 | 1.94
| CAISO NQC List | CHEVCO_6_UNIT 2 | Fresno | Wilson, Coalinga | AERA ENERGY LLC. (COALINGA) |  | COGENERATION | n/a | CAISO_CHP | 0.75 | 0.75 | 0.75 |  | 7606.0304 | 7606.0304 |  |  |  | 1 | 1 | 1988-06-03 |  | 2050-12-31 | 1 | CAISO_CHP | 0 | 1 | 1 | 1 | 1 |  | 8.5 | 0.86
| CAISO NQC List | CHEVCY_1_UNIT | CAISO System |  | CHEVRON USA (CYMRIC) | Cymric_31X1 | COGENERATION | CT-NatGas-Aero | CAISO_CHP | 0.64625 | 0.64625 | 0.64625 |  | 7606.0304 | 7606.0304 |  |  |  | 1 | 1 | 1982-10-15 |  | 2050-12-31 | 8 | CAISO_CHP | 0 | 1 | 1 | 1 | 1 |  | 24.3 | 2.85
| CAISO NQC List | CHEVCY_1_UNIT | CAISO System |  | CHEVRON USA (CYMRIC) | Cymric_31X2 | COGENERATION | CT-NatGas-Aero | CAISO_CHP | 0.64625 | 0.64625 | 0.64625 |  | 7606.0304 | 7606.0304 |  |  |  | 1 | 1 | 1982-10-15 |  | 2050-12-31 | 8 | CAISO_CHP | 0 | 1 | 1 | 1 | 1 |  | 24.3 | 2.85
| CAISO NQC List | CHEVCY_1_UNIT | CAISO System |  | CHEVRON USA (CYMRIC) | Cymric_36W1 | COGENERATION | CT-NatGas-Aero | CAISO_CHP | 0.64625 | 0.64625 | 0.64625 |  | 7606.0304 | 7606.0304 |  |  |  | 1 | 1 | 1982-10-15 |  | 2050-12-31 | 8 | CAISO_CHP | 0 | 1 | 1 | 1 | 1 |  | 24.3 | 2.85
| CAISO NQC List | CHEVCY_1_UNIT | CAISO System |  | CHEVRON USA (CYMRIC) | Cymric_36W2 | COGENERATION | CT-NatGas-Aero | CAISO_CHP | 0.64625 | 0.64625 | 0.64625 |  | 7606.0304 | 7606.0304 |  |  |  | 1 | 1 | 1982-10-15 |  | 2050-12-31 | 8 | CAISO_CHP | 0 | 1 | 1 | 1 | 1 |  | 24.3 | 2.85
| CAISO NQC List | CHEVCY_1_UNIT | CAISO System |  | CHEVRON USA (CYMRIC) | Cymric_36W3 | COGENERATION | CT-NatGas-Aero | CAISO_CHP | 0.64625 | 0.64625 | 0.64625 |  | 7606.0304 | 7606.0304 |  |  |  | 1 | 1 | 1982-10-15 |  | 2050-12-31 | 8 | CAISO_CHP | 0 | 1 | 1 | 1 | 1 |  | 24.3 | 2.85
| CAISO NQC List | CHEVCY_1_UNIT | CAISO System |  | CHEVRON USA (CYMRIC) | Cymric_36W4 | COGENERATION | CT-NatGas-Aero | CAISO_CHP | 0.64625 | 0.64625 | 0.64625 |  | 7606.0304 | 7606.0304 |  |  |  | 1 | 1 | 1982-10-15 |  | 2050-12-31 | 8 | CAISO_CHP | 0 | 1 | 1 | 1 | 1 |  | 24.3 | 2.85
| CAISO NQC List | CHEVCY_1_UNIT | CAISO System |  | CHEVRON USA (CYMRIC) | Cymric_6Z1 | COGENERATION | CT-NatGas-Aero | CAISO_CHP | 0.64625 | 0.64625 | 0.64625 |  | 7606.0304 | 7606.0304 |  |  |  | 1 | 1 | 1982-10-15 |  | 2050-12-31 | 8 | CAISO_CHP | 0 | 1 | 1 | 1 | 1 |  | 24.3 | 2.85
| CAISO NQC List | CHEVCY_1_UNIT | CAISO System |  | CHEVRON USA (CYMRIC) | Cymric_6Z2 | COGENERATION | CT-NatGas-Aero | CAISO_CHP | 0.64625 | 0.64625 | 0.64625 |  | 7606.0304 | 7606.0304 |  |  |  | 1 | 1 | 1982-10-15 |  | 2050-12-31 | 8 | CAISO_CHP | 0 | 1 | 1 | 1 | 1 |  | 24.3 | 2.85
| CAISO NQC List | CHEVMN_2_UNITS | LA Basin | Western | CHEVRON U.S.A. UNITS 1 & 2 AGGREGATE | ElSegndCogCC1-Total | COGENERATION | CCWhole-NatGas-Aero | CAISO_CHP | 3.9333 | 3.9333 | 3.9333 |  | 7606.0304 | 7606.0304 |  |  |  | 1 | 1 | 1987-12-29 |  | 2050-12-31 | 3 | CAISO_CHP | 0 | 1 | 1 | 1 | 1 |  | 124.87 | 9.78
| CAISO NQC List | CHEVMN_2_UNITS | LA Basin | Western | CHEVRON U.S.A. UNITS 1 & 2 AGGREGATE | ElSegndCogCC2-Total | COGENERATION | CCWhole-NatGas-Aero | CAISO_CHP | 3.9333 | 3.9333 | 3.9333 |  | 7606.0304 | 7606.0304 |  |  |  | 1 | 1 | 1987-12-29 |  | 2050-12-31 | 3 | CAISO_CHP | 0 | 1 | 1 | 1 | 1 |  | 124.87 | 9.78
| CAISO NQC List | CHEVMN_2_UNITS | LA Basin | Western | CHEVRON U.S.A. UNITS 1 & 2 AGGREGATE | ElSegndCogCC3-Total | COGENERATION | CCWhole-NatGas-Aero | CAISO_CHP | 3.9333 | 3.9333 | 3.9333 |  | 7606.0304 | 7606.0304 |  |  |  | 1 | 1 | 1987-12-29 |  | 2050-12-31 | 3 | CAISO_CHP | 0 | 1 | 1 | 1 | 1 |  | 124.87 | 9.78
| CAISO NQC List | CHICPK_7_UNIT 1 | Sierra | Placer, Drum-Rio Oso, South of Rio Oso, South of Palermo, South of Table Mountain | CHICAGO PARK 1, BEAR RIVER CA |  | HYDRO | n/a | CAISO_Hydro | 42 | 42 | [7 empty] | 0 | 1 | 1965-01-01 |  | 2050-12-31 | 1 | CAISO_Hydro | 0 | 1 | 1 | 1 | 1 |  | 42 | 42
| CAISO NQC List | CHILLS_1_SYCENG | San Diego-IV | San Diego | Sycamore Energy 1 |  | BIOMASS | n/a |  | 1.5 | 0.67 | [7 empty] | 0 | 1 | 2011-05-19 |  | 2050-12-31 | 1 | RenExistRes | 1 | 1 | 0 | 1 | 0 |  | 1.5 | 0.51
| CAISO NQC List | CHILLS_7_UNITA1 | San Diego-IV | San Diego | GAS RECOVERY SYS. (SYCAMORE CANYON) |  | BIOMASS | n/a |  | 2 | 1.52 | [7 empty] | 0 | 1 | 2004-07-14 |  | 2050-12-31 | 1 | RenExistRes | 1 | 1 | 0 | 1 | 0 |  | 2.25 | 1.74
| CAISO NQC List | CHINO_2_JURUPA | LA Basin | Eastern | Jurupa |  | SOLAR | n/a |  | 1.5 | 0 | [7 empty] | 0 | 1 | 2013-12-20 |  | 2050-12-31 | 1 | RenExistRes | 1 | 1 | 0 | 1 | 0 |  | 1.5 | 0
| CAISO NQC List | CHINO_2_QF | LA Basin | Eastern | CHINO QFS |  | VARIOUS | n/a |  | 21.8 | 5.09 | [7 empty] | 1 | 1 | 1987-01-01 |  | 2050-12-31 | 1 | RenExistRes | 1 | 1 | 0 | 1 | 0 |  | 0.58 | 0
| CAISO NQC List | CHINO_2_SASOLR | LA Basin |  | SS San Antonio West LLC |  | SOLAR | n/a |  | 1.5 | 0 | [7 empty] | 0 | 1 | 2013-12-20 |  | 2050-12-31 | 1 | RenExistRes | 1 | 1 | 0 | 1 | 0 |  | 1.5 | 0
| CAISO NQC List | CHINO_2_SOLAR | LA Basin | Eastern | Chino RT Solar 1 |  | SOLAR | n/a |  | 1 | 0.34 | [7 empty] | 0 | 1 | 2009-12-01 |  | 2050-12-31 | 1 | RenExistRes | 1 | 1 | 0 | 1 | 0 |  | 1 | 0.14
| CAISO NQC List | CHINO_2_SOLAR2 | LA Basin | Eastern | Kona Solar - Terra Francesca |  | SOLAR | n/a |  | 1.49 | 0 | [7 empty] | 0 | 1 | 2015-04-13 |  | 2050-12-31 | 1 | Unclassified | 0 | 1 | 0 | 1 | 0 |  | 1.49 | 0
| CAISO NQC List | CHINO_6_CIMGEN | LA Basin | Eastern | O.L.S. ENERGY COMPANY -- CHINO | OLSChinoCC-Total | COGENERATION | CCWhole-NatGas-Industrial | CAISO_CHP | 25.18 | 25.18 | 25.18 |  | 7606.0304 | 7606.0304 |  |  |  | 1 | 1 | 1987-12-24 |  | 2050-12-31 | 1 | CAISO_CHP | 0 | 1 | 1 | 1 | 1 |  | 26 | 26
| CAISO NQC List | CHINO_6_SMPPAP | LA Basin | Eastern | AltaGas Pomona Energy |  | COGENERATION | n/a |  | 44 | 22.78 | [7 empty] | 1 | 1 | 1985-11-18 |  | 2050-12-31 | 1 | Unclassified | 0 | 1 | 0 | 1 | 0
| CAISO NQC List | CHINO_7_MILIKN | LA Basin | Eastern | MN Milliken Genco LLC |  | BIOMASS | n/a |  | 1.9 | 1.19 | [7 empty] | 0 | 1 | 2003-07-17 |  | 2050-12-31 | 1 | RenExistRes | 1 | 1 | 0 | 1 | 0 |  | 1.9 | 1.21
| CAISO NQC List | CHWCHL_1_BIOMAS | Fresno | Wilson, Herndon | Chow II Biomass to Energy |  | BIOMASS | n/a |  | 10.8 | 7.6 | [7 empty] | 0 | 1 | 2008-05-08 |  | 2050-12-31 | 1 | RenExistRes | 1 | 1 | 0 | 1 | 0 |  | 10.8 | 9.64
| CAISO NQC List | CHWCHL_1_UNIT | Fresno | Wilson, Herndon | CHOW 2 PEAKER PLANT | Chowchilla2_01 | THERMAL | ICE-NatGas | CAISO_Reciprocating_Engine | 3.0375 | 3 | 0.18529 | 32.2005 | 11202.7201 | 13775.6874 | 47.9605 | 47.9605 |  | 1 | 1 | 2001-06-13 |  | 2050-12-31 | 16 | CAISO_Reciprocating_Engine | 0 | 1 | 1 | 1 | 1 |  | 48.6 | 48
| CAISO NQC List | CHWCHL_1_UNIT | Fresno | Wilson, Herndon | CHOW 2 PEAKER PLANT | Chowchilla2_02 | THERMAL | ICE-NatGas | CAISO_Reciprocating_Engine | 3.0375 | 3 | 0.18529 | 32.2005 | 11202.7201 | 13775.6874 | 47.9605 | 47.9605 |  | 1 | 1 | 2001-06-13 |  | 2050-12-31 | 16 | CAISO_Reciprocating_Engine | 0 | 1 | 1 | 1 | 1 |  | 48.6 | 48
| CAISO NQC List | CHWCHL_1_UNIT | Fresno | Wilson, Herndon | CHOW 2 PEAKER PLANT | Chowchilla2_03 | THERMAL | ICE-NatGas | CAISO_Reciprocating_Engine | 3.0375 | 3 | 0.18529 | 32.2005 | 11202.7201 | 13775.6874 | 47.9605 | 47.9605 |  | 1 | 1 | 2001-06-13 |  | 2050-12-31 | 16 | CAISO_Reciprocating_Engine | 0 | 1 | 1 | 1 | 1 |  | 48.6 | 48
| CAISO NQC List | CHWCHL_1_UNIT | Fresno | Wilson, Herndon | CHOW 2 PEAKER PLANT | Chowchilla2_04 | THERMAL | ICE-NatGas | CAISO_Reciprocating_Engine | 3.0375 | 3 | 0.18529 | 32.2005 | 11202.7201 | 13775.6874 | 47.9605 | 47.9605 |  | 1 | 1 | 2001-06-13 |  | 2050-12-31 | 16 | CAISO_Reciprocating_Engine | 0 | 1 | 1 | 1 | 1 |  | 48.6 | 48
| CAISO NQC List | CHWCHL_1_UNIT | Fresno | Wilson, Herndon | CHOW 2 PEAKER PLANT | Chowchilla2_05 | THERMAL | ICE-NatGas | CAISO_Reciprocating_Engine | 3.0375 | 3 | 0.18529 | 32.2005 | 11202.7201 | 13775.6874 | 47.9605 | 47.9605 |  | 1 | 1 | 2001-06-13 |  | 2050-12-31 | 16 | CAISO_Reciprocating_Engine | 0 | 1 | 1 | 1 | 1 |  | 48.6 | 48
| CAISO NQC List | CHWCHL_1_UNIT | Fresno | Wilson, Herndon | CHOW 2 PEAKER PLANT | Chowchilla2_06 | THERMAL | ICE-NatGas | CAISO_Reciprocating_Engine | 3.0375 | 3 | 0.18529 | 32.2005 | 11202.7201 | 13775.6874 | 47.9605 | 47.9605 |  | 1 | 1 | 2001-06-13 |  | 2050-12-31 | 16 | CAISO_Reciprocating_Engine | 0 | 1 | 1 | 1 | 1 |  | 48.6 | 48
| CAISO NQC List | CHWCHL_1_UNIT | Fresno | Wilson, Herndon | CHOW 2 PEAKER PLANT | Chowchilla2_07 | THERMAL | ICE-NatGas | CAISO_Reciprocating_Engine | 3.0375 | 3 | 0.18529 | 32.2005 | 11202.7201 | 13775.6874 | 47.9605 | 47.9605 |  | 1 | 1 | 2001-06-13 |  | 2050-12-31 | 16 | CAISO_Reciprocating_Engine | 0 | 1 | 1 | 1 | 1 |  | 48.6 | 48
| CAISO NQC List | CHWCHL_1_UNIT | Fresno | Wilson, Herndon | CHOW 2 PEAKER PLANT | Chowchilla2_08 | THERMAL | ICE-NatGas | CAISO_Reciprocating_Engine | 3.0375 | 3 | 0.18529 | 32.2005 | 11202.7201 | 13775.6874 | 47.9605 | 47.9605 |  | 1 | 1 | 2001-06-13 |  | 2050-12-31 | 16 | CAISO_Reciprocating_Engine | 0 | 1 | 1 | 1 | 1 |  | 48.6 | 48
| CAISO NQC List | CHWCHL_1_UNIT | Fresno | Wilson, Herndon | CHOW 2 PEAKER PLANT | Chowchilla2_09 | THERMAL | ICE-NatGas | CAISO_Reciprocating_Engine | 3.0375 | 3 | 0.18529 | 32.2005 | 11202.7201 | 13775.6874 | 47.9605 | 47.9605 |  | 1 | 1 | 2001-06-13 |  | 2050-12-31 | 16 | CAISO_Reciprocating_Engine | 0 | 1 | 1 | 1 | 1 |  | 48.6 | 48
| CAISO NQC List | CHWCHL_1_UNIT | Fresno | Wilson, Herndon | CHOW 2 PEAKER PLANT | Chowchilla2_10 | THERMAL | ICE-NatGas | CAISO_Reciprocating_Engine | 3.0375 | 3 | 0.18529 | 32.2005 | 11202.7201 | 13775.6874 | 47.9605 | 47.9605 |  | 1 | 1 | 2001-06-13 |  | 2050-12-31 | 16 | CAISO_Reciprocating_Engine | 0 | 1 | 1 | 1 | 1 |  | 48.6 | 48
| CAISO NQC List | CHWCHL_1_UNIT | Fresno | Wilson, Herndon | CHOW 2 PEAKER PLANT | Chowchilla2_11 | THERMAL | ICE-NatGas | CAISO_Reciprocating_Engine | 3.0375 | 3 | 0.18529 | 32.2005 | 11202.7201 | 13775.6874 | 47.9605 | 47.9605 |  | 1 | 1 | 2001-06-13 |  | 2050-12-31 | 16 | CAISO_Reciprocating_Engine | 0 | 1 | 1 | 1 | 1 |  | 48.6 | 48
| CAISO NQC List | CHWCHL_1_UNIT | Fresno | Wilson, Herndon | CHOW 2 PEAKER PLANT | Chowchilla2_12 | THERMAL | ICE-NatGas | CAISO_Reciprocating_Engine | 3.0375 | 3 | 0.18529 | 32.2005 | 11202.7201 | 13775.6874 | 47.9605 | 47.9605 |  | 1 | 1 | 2001-06-13 |  | 2050-12-31 | 16 | CAISO_Reciprocating_Engine | 0 | 1 | 1 | 1 | 1 |  | 48.6 | 48
| CAISO NQC List | CHWCHL_1_UNIT | Fresno | Wilson, Herndon | CHOW 2 PEAKER PLANT | Chowchilla2_13 | THERMAL | ICE-NatGas | CAISO_Reciprocating_Engine | 3.0375 | 3 | 0.18529 | 32.2005 | 11202.7201 | 13775.6874 | 47.9605 | 47.9605 |  | 1 | 1 | 2001-06-13 |  | 2050-12-31 | 16 | CAISO_Reciprocating_Engine | 0 | 1 | 1 | 1 | 1 |  | 48.6 | 48
| CAISO NQC List | CHWCHL_1_UNIT | Fresno | Wilson, Herndon | CHOW 2 PEAKER PLANT | Chowchilla2_14 | THERMAL | ICE-NatGas | CAISO_Reciprocating_Engine | 3.0375 | 3 | 0.18529 | 32.2005 | 11202.7201 | 13775.6874 | 47.9605 | 47.9605 |  | 1 | 1 | 2001-06-13 |  | 2050-12-31 | 16 | CAISO_Reciprocating_Engine | 0 | 1 | 1 | 1 | 1 |  | 48.6 | 48
| CAISO NQC List | CHWCHL_1_UNIT | Fresno | Wilson, Herndon | CHOW 2 PEAKER PLANT | Chowchilla2_15 | THERMAL | ICE-NatGas | CAISO_Reciprocating_Engine | 3.0375 | 3 | 0.18529 | 32.2005 | 11202.7201 | 13775.6874 | 47.9605 | 47.9605 |  | 1 | 1 | 2001-06-13 |  | 2050-12-31 | 16 | CAISO_Reciprocating_Engine | 0 | 1 | 1 | 1 | 1 |  | 48.6 | 48
| CAISO NQC List | CHWCHL_1_UNIT | Fresno | Wilson, Herndon | CHOW 2 PEAKER PLANT | Chowchilla2_16 | THERMAL | ICE-NatGas | CAISO_Reciprocating_Engine | 3.0375 | 3 | 0.18529 | 32.2005 | 11202.7201 | 13775.6874 | 47.9605 | 47.9605 |  | 1 | 1 | 2001-06-13 |  | 2050-12-31 | 16 | CAISO_Reciprocating_Engine | 0 | 1 | 1 | 1 | 1 |  | 48.6 | 48
| CAISO NQC List | CLOVDL_1_SOLAR | NCNB | Eagle Rock, Fulton, Lakeville | Cloverdale Solar I |  | SOLAR | n/a |  | 1.5 | 1.07 | [7 empty] | 0 | 1 | 2014-06-26 |  | 2050-12-31 | 1 | RenExistRes | 1 | 1 | 0 | 1 | 0 |  | 1.5 | 0.21
| CAISO NQC List | CLOVER_2_UNIT | CAISO System |  | Clover Creek |  | HYDRO | n/a | CAISO_Hydro | 0.99 | 0.45 | [7 empty] | 0 | 1 | 1986-02-21 |  | 2050-12-31 | 1 | CAISO_Hydro | 1 | 1 | 1 | 1 | 1 |  | 0.99 | 0.06
| CAISO NQC List | CLRKRD_6_LIMESD | CAISO System |  | Lime Saddle Hydro |  | HYDRO | n/a |  | 2 | 2 | [7 empty] | 0 | 1 | 1906-01-01 |  | 2050-12-31 | 1 | RenExistRes | 1 | 1 | 0 | 1 | 0 |  | 2 | 0.46
| CAISO NQC List | CLRMTK_1_QF | Bay Area | Oakland | SMALL QF AGGREGATION - OAKLAND |  | COGENERATION | n/a | CAISO_CHP | 0 | 0 | 0 |  | 7606.0304 | 7606.0304 |  |  |  | 1 | 1 | 1983-12-05 |  | 2050-12-31 | 1 | CAISO_CHP | 0 | 1 | 1 | 1 | 1 |  | 1.25 | 0
| CAISO NQC List | CNTNLA_2_SOLAR1 | San Diego-IV | None | Centinela Solar Energy I |  | SOLAR | n/a |  | 125 | 113.75 | [7 empty] | 0 | 1 | 2014-07-30 |  | 2050-12-31 | 1 | RenExistRes | 1 | 1 | 0 | 1 | 0 |  | 125 | 17.5
| CAISO NQC List | CNTNLA_2_SOLAR2 | San Diego-IV | None | Centinels Solar Energy 2 |  | SOLAR | n/a |  | 45.6 | 0 | [7 empty] | 0 | 1 | 2014-08-15 |  | 2050-12-31 | 1 | RenExistRes | 1 | 1 | 0 | 1 | 0 |  | 45.6 | 0
| CAISO NQC List | CNTRVL_6_UNIT | CAISO System |  | Centerville |  | HYDRO | n/a |  | 6.4 | 0 | [7 empty] | 0 | 1 | 1899-12-31 |  | 2050-12-31 | 1 | RenExistRes | 1 | 1 | 0 | 1 | 0 |  | 6.4 | 4.57
| CAISO NQC List | ELCAJN_7_GT1 | San Diego-IV | San Diego | EL CAJON | El_Cajon_GT | PEAKER | CT-NatGas-Industrial | CAISO_Peaker2 | 16.36 | 16 | 7.8528 | 2858.1644 | 12739.24 | 15354.6667 | 279.2107 | 279.2107 |  | 1 | 1 | 1968-01-01 |  | 2050-12-31 | 1 | CAISO_Peaker2 | 0 | 1 | 1 | 1 | 1
| CAISO NQC List | OAK C_7_UNIT 1 | Bay Area | Oakland | OAKLAND STATION C GT UNIT 1 | Oakland_Pwr1 | PEAKER | CT-OilDistillate | CAISO_Peaker2 | 55 | 55 | 16.5 | 1749.1646 | 12577.6999 | 15777.6893 | 81.2081 | 81.2081 |  | 1 | 1 | 1978-01-01 |  | 2050-12-31 | 1 | CAISO_Peaker2 | 0 | 1 | 1 | 1 | 1 |  | 55 | 55
| CAISO NQC List | OAK C_7_UNIT 2 | Bay Area | Oakland | OAKLAND STATION C GT UNIT 2 | Oakland_Pwr2 | PEAKER | CT-OilDistillate | CAISO_Peaker2 | 55 | 55 | 16.5 | 1749.1646 | 12577.6999 | 15777.6893 | 81.2081 | 81.2081 |  | 1 | 1 | 1978-01-01 |  | 2050-12-31 | 1 | CAISO_Peaker2 | 0 | 1 | 1 | 1 | 1 |  | 55 | 55
| CAISO NQC List | OAK C_7_UNIT 3 | Bay Area | Oakland | OAKLAND STATION C GT UNIT 3 | Oakland_Pwr3 | PEAKER | CT-OilDistillate | CAISO_Peaker2 | 55 | 55 | 16.5 | 1749.1646 | 12577.6999 | 15777.6893 | 81.2081 | 81.2081 |  | 1 | 1 | 1978-01-01 |  | 2050-12-31 | 1 | CAISO_Peaker2 | 0 | 1 | 1 | 1 | 1 |  | 55 | 55
| CAISO NQC List | COCOSB_6_SOLAR | Bay Area | Contra Costa | Oakley Solar Project |  | SOLAR | n/a |  | 1.5 | 0 | [7 empty] | 0 | 1 | 2013-06-12 |  | 2050-12-31 | 1 | RenExistRes | 1 | 1 | 0 | 1 | 0 |  | 1.5 | 0
| CAISO NQC List | COGNAT_1_UNIT | Stockton | Weber | Stockton Biomas |  | BIOMASS | n/a |  | 48 | 41.58 | [7 empty] | 0 | 1 | 2014-02-12 |  | 2050-12-31 | 1 | RenExistRes | 1 | 1 | 0 | 1 | 0 |  | 45 | 45
| CAISO NQC List | COLEMN_2_UNIT | CAISO System |  | Coleman |  | HYDRO | n/a |  | 13 | 13 | [7 empty] | 0 | 1 | 1979-01-01 |  | 2050-12-31 | 1 | RenExistRes | 1 | 1 | 0 | 1 | 0 |  | 13 | 4.25
| CAISO NQC List | COLGA1_6_SHELLW | Fresno | Wilson, Coalinga | COALINGA COGENERATION COMPANY | CoalingaCogen | COGENERATION | CT-NatGas-Aero | CAISO_CHP | 34.7 | 34.7 | 34.7 |  | 7606.0304 | 7606.0304 |  |  |  | 1 | 1 | 1991-10-17 |  | 2050-12-31 | 1 | CAISO_CHP | 0 | 1 | 1 | 1 | 1
| CAISO NQC List | COLGAT_7_UNIT 1 | Sierra | South of Table Mountain | Colgate Powerhouse Unit 1 |  | HYDRO | n/a | CAISO_Hydro | 176.72 | 161.65 | [7 empty] | 0 | 1 | 1969-01-01 |  | 2050-12-31 | 1 | CAISO_Hydro | 0 | 1 | 1 | 1 | 1 |  | 176.72 | 156.74
| CAISO NQC List | COLGAT_7_UNIT 2 | Sierra | South of Table Mountain | Colgate Powerhouse Unit 2 |  | HYDRO | n/a | CAISO_Hydro | 175.67 | 161.68 | [7 empty] | 0 | 1 | 1969-01-01 |  | 2050-12-31 | 1 | CAISO_Hydro | 0 | 1 | 1 | 1 | 1 |  | 175.67 | 156.71
| CAISO NQC List | ENCINA_7_GT1 | San Diego-IV | San Diego | ENCINA GAS TURBINE UNIT 1 | Encina_GT1 | PEAKER | CT-NatGas-Aero | CAISO_Peaker2 | 14.5 | 14.5 | 4.35 | 491.8864 | 12430.3395 | 15192.3499 | 128.8889 | 128.8889 |  | 1 | 1 | 1968-01-01 | 2017-12-31 | 2017-12-31 | 1 | CAISO_Peaker2 | 0 | 0 | 1 | 1 | 0
| CAISO NQC List | SCHLTE_1_PL1X3 | Stockton | Tesla-Bellota | Tracy Combined Cycle Power Plant | TracyCACC-Total | PEAKER | CCWhole-NatGas-Industrial | CAISO_CCGT2 | 332.28 | 299.4 | 182.754 | 27827.7555 | 8310.0774 | 9169.2316 | 147.7676 | 147.7676 |  | 1 | 1 | 2012-10-31 |  | 2050-12-31 | 1 | CAISO_CCGT2 | 0 | 1 | 1 | 1 | 1 |  | 87 | 314.34
| CAISO NQC List | COLVIL_7_PL1X2 | CAISO System |  | COLLIERVILLE HYDRO UNIT 1 & 2 AGGREGATE |  | HYDRO | n/a | CAISO_Hydro | 246.86 | 246.86 | [7 empty] | 0 | 1 | 1899-12-31 |  | 2050-12-31 | 1 | CAISO_Hydro | 0 | 1 | 1 | 1 | 1 |  | 126 | 246.86
| CAISO NQC List | CONTAN_1_UNIT | Bay Area | San Jose, South Bay-Moss Landing | Graphic Packaging Cogen |  | COGENERATION | n/a |  | 27.7 | 27.7 | [7 empty] | 1 | 1 | 1899-12-31 |  | 2050-12-31 | 1 | Unclassified | 0 | 1 | 0 | 1 | 0
| CAISO NQC List | CONTRL_1_CASAD1 | CAISO System |  | Mammoth G1 |  | GEOTHERMAL | n/a |  | 10 | 5.3 | [7 empty] | 0 | 1 | 1984-11-26 |  | 2050-12-31 | 1 | RenExistRes | 1 | 1 | 0 | 1 | 0 |  | 10 | 6.05
| CAISO NQC List | CONTRL_1_CASAD3 | CAISO System |  | Mammoth G3 |  | GEOTHERMAL | n/a |  | 14 | 6.4 | [7 empty] | 0 | 1 | 2013-04-01 |  | 2050-12-31 | 1 | RenExistRes | 1 | 1 | 0 | 1 | 0 |  | 14 | 8.47
| CAISO NQC List | CONTRL_1_LUNDY | CAISO System |  | LUNDY |  | HYDRO | n/a |  | 3 | 0.78 | [7 empty] | 0 | 1 | 1911-01-01 |  | 2050-12-31 | 1 | RenExistRes | 1 | 1 | 0 | 1 | 0 |  | 3 | 1.28
| CAISO NQC List | CONTRL_1_OXBOW | CAISO System |  | OXBOW GEOTHERMAL CORPORATION |  | GEOTHERMAL | n/a |  | 64.7 | 53.75 | [7 empty] | 0 | 1 | 1988-06-14 |  | 2050-12-31 | 1 | RenExistRes | 1 | 1 | 0 | 1 | 0 |  | 60 | 51.24
| CAISO NQC List | CONTRL_1_POOLE | CAISO System |  | POOLE HYDRO PLANT 1 |  | HYDRO | n/a |  | 10.9 | 2.98 | [7 empty] | 0 | 1 | 1924-01-01 |  | 2050-12-31 | 1 | RenExistRes | 1 | 1 | 0 | 1 | 0 |  | 10.9 | 0.8
| CAISO NQC List | CONTRL_1_QF | CAISO System |  | CONTROL QFS |  | VARIOUS | n/a |  | 31.4 | 5.06 | [7 empty] | 1 | 1 | 1982-01-01 |  | 2050-12-31 | 1 | RenExistRes | 1 | 1 | 0 | 1 | 0 |  | 13.4 | 7.84
| CAISO NQC List | CONTRL_1_RUSHCK | CAISO System |  | RUSH CREEK |  | HYDRO | n/a |  | 11.94 | 3.24 | [7 empty] | 0 | 1 | 1916-01-01 |  | 2050-12-31 | 1 | RenExistRes | 1 | 1 | 0 | 1 | 0 |  | 11.94 | 3.46
| CAISO NQC List | COPMT2_2_SOLAR2 | CAISO System |  | CMS2 |  | SOLAR | n/a |  | 155 | 77.06 | [7 empty] | 0 | 1 | 1899-12-31 |  | 2050-12-31 | 1 | RenExistRes | 1 | 1 | 0 | 1 | 0 |  | 155 | 21.7
| CAISO NQC List | COPMTN_2_CM10 | CAISO System |  | Copper Mountain 10 |  | SOLAR | n/a |  | 10 | 3.75 | [7 empty] | 0 | 1 | 2011-10-03 |  | 2050-12-31 | 1 | RenExistRes | 1 | 1 | 0 | 1 | 0 |  | 10 | 1.4
| CAISO NQC List | COPMTN_2_SOLAR1 | CAISO System |  | Copper Mountain 48 |  | SOLAR | n/a |  | 48 | 16.5 | [7 empty] | 0 | 1 | 2010-06-15 |  | 2050-12-31 | 1 | RenExistRes | 1 | 1 | 0 | 1 | 0 |  | 48 | 6.72
| CAISO NQC List | CORCAN_1_SOLAR1 | Fresno | Wilson, Herndon, Hanford | CID Solar |  | SOLAR | n/a |  | 20 | 0.345 | [7 empty] | 0 | 1 | 2015-01-09 |  | 2050-12-31 | 1 | RenExistRes | 1 | 1 | 0 | 1 | 0 |  | 20 | 2.8
| CAISO NQC List | CORCAN_1_SOLAR2 | Fresno | Wilson, Herndon, Hanford | Corcoran City |  | SOLAR | n/a |  | 11 | 0.193 | [7 empty] | 0 | 1 | 2015-05-23 |  | 2050-12-31 | 1 | RenExistRes | 1 | 1 | 0 | 1 | 0 |  | 11 | 1.54
| CAISO NQC List | CORONS_2_SOLAR | LA Basin | Eastern | Master Development Corona |  | SOLAR | n/a |  | 0.99 | 0 | [7 empty] | 0 | 1 | 2013-04-24 |  | 2050-12-31 | 1 | RenExistRes | 1 | 1 | 0 | 1 | 0 |  | 0.99 | 0
| CAISO NQC List | HARBGN_7_UNITS | LA Basin | Western | HARBOR COGEN COMBINED CYCLE | HarborCgnCC-Total | THERMAL | CCWhole-NatGas-Industrial | CAISO_CCGT2 | 109.01 | 100 | 59.9555 | 9129.3593 | 7744.4606 | 8508.1193 | 59.851 | 59.851 |  | 1 | 1 | 2001-06-14 |  | 2050-12-31 | 1 | CAISO_CCGT2 | 0 | 1 | 1 | 1 | 1 |  | 11.5 | 100
| CAISO NQC List | CORRAL_6_SJOAQN | CAISO System |  | Ameresco San Joaquin |  | BIOMASS | n/a |  | 4.3 | 3.35 | [7 empty] | 0 | 1 | 2014-04-24 |  | 2050-12-31 | 1 | RenExistRes | 1 | 1 | 0 | 1 | 0 |  | 4.3 | 3.57
| CAISO NQC List | COTTLE_2_FRNKNH | CAISO System |  | Frankenheimer Power Plant |  | HYDRO | n/a |  | 5.3 | 2.51 | [7 empty] | 0 | 1 | 1983-02-12 |  | 2050-12-31 | 1 | RenExistRes | 1 | 1 | 0 | 1 | 0 |  | 5.3 | 1.9
| CAISO NQC List | COVERD_2_QFUNTS | CAISO System |  | COVE ROAD HYDRO QF UNITS |  | HYDRO | n/a | CAISO_Hydro | 20.26 | 0 | [7 empty] | 0 | 1 | 1987-01-05 |  | 2050-12-31 | 1 | CAISO_Hydro | 1 | 1 | 1 | 1 | 1 |  | 5.75 | 0
| CAISO NQC List | COWCRK_2_UNIT | CAISO System |  | Cow Creek Hydro |  | HYDRO | n/a |  | 2 | 2 | [7 empty] | 0 | 1 | 1907-01-01 |  | 2050-12-31 | 1 | RenExistRes | 1 | 1 | 0 | 1 | 0 |  | 2 | 0.15
| CAISO NQC List | CPSTNO_7_PRMADS | San Diego-IV | San Diego | PRIMA DESCHECHA (CAPISTRANO) |  | BIOMASS | n/a |  | 6.1 | 5.38 | [7 empty] | 0 | 1 | 1999-01-01 |  | 2050-12-31 | 1 | RenExistRes | 1 | 1 | 0 | 1 | 0 |  | 6.1 | 5.42
| CAISO NQC List | CPVERD_2_SOLAR | San Diego-IV | None | Campo Verde Solar |  | SOLAR | n/a |  | 139 | 102.89 | [7 empty] | 0 | 1 | 2013-10-22 |  | 2050-12-31 | 1 | RenExistRes | 1 | 1 | 0 | 1 | 0 |  | 139 | 19.46
| CAISO NQC List | CRELMN_6_RAMON1 | San Diego-IV | San Diego | Ramona 1 |  | SOLAR | n/a |  | 2 | 1.74 | [7 empty] | 0 | 1 | 2013-12-31 |  | 2050-12-31 | 1 | RenExistRes | 1 | 1 | 0 | 1 | 0 |  | 2 | 0.28
| CAISO NQC List | CRELMN_6_RAMON2 | San Diego-IV | San Diego | Ramona 2 |  | SOLAR | n/a |  | 5 | 4.33 | [7 empty] | 0 | 1 | 2013-12-31 |  | 2050-12-31 | 1 | RenExistRes | 1 | 1 | 0 | 1 | 0 |  | 5 | 0.7
| CAISO NQC List | CRESSY_1_PARKER | Fresno | Wilson | PARKER POWERHOUSE |  | HYDRO | n/a |  | 2.83 | 0.67 | [7 empty] | 0 | 1 | 1981-09-23 |  | 2050-12-31 | 1 | RenExistRes | 1 | 1 | 0 | 1 | 0 |  | 2.83 | 0.88
| CAISO NQC List | CRESTA_7_PL1X2 | Sierra | South of Palermo, South of Table Mountain | CRESTA PH UNIT 1 & 2 AGGREGATE |  | HYDRO | n/a | CAISO_Hydro | 70.4 | 70 | [7 empty] | 0 | 1 | 1949-01-01 |  | 2050-12-31 | 1 | CAISO_Hydro | 0 | 1 | 1 | 1 | 1 |  | 35.2 | 70.4
| CAISO NQC List | CRNEVL_6_CRNVA | Fresno | Wilson, Borden | Crane Valley |  | HYDRO | n/a |  | 0.9 | 0.9 | [7 empty] | 0 | 1 | 1919-01-01 |  | 2050-12-31 | 1 | RenExistRes | 1 | 1 | 0 | 1 | 0 |  | 0.9 | 0.23
| CAISO NQC List | CRNEVL_6_SJQN 2 | Fresno | Wilson, Borden | SAN JOAQUIN 2 |  | HYDRO | n/a |  | 3.2 | 3.2 | [7 empty] | 0 | 1 | 1917-01-01 |  | 2050-12-31 | 1 | RenExistRes | 1 | 1 | 0 | 1 | 0 |  | 3.2 | 0.48
| CAISO NQC List | CRNEVL_6_SJQN 3 | Fresno | Wilson, Borden | SAN JOAQUIN 3 |  | HYDRO | n/a |  | 4.2 | 4.2 | [7 empty] | 0 | 1 | 1923-01-01 |  | 2050-12-31 | 1 | RenExistRes | 1 | 1 | 0 | 1 | 0 |  | 4.2 | 0
| CAISO NQC List | CROKET_7_UNIT | Bay Area | Pittsburg | CROCKETT COGEN | Crockett_Cogen | COGENERATION | CCWhole-NatGas-SingleShaft | CAISO_CHP | 232.78 | 232.78 | 232.78 |  | 7606.0304 | 7606.0304 |  |  |  | 1 | 1 | 1995-12-20 |  | 2050-12-31 | 1 | CAISO_CHP | 0 | 1 | 1 | 1 | 1 |  | 240 | 165.57
| CAISO NQC List | CRSTWD_6_KUMYAY | San Diego-IV | San Diego | Kumeyaay Wind Farm |  | WIND | n/a |  | 50 | 7.63 | [7 empty] | 0 | 1 | 2005-12-21 |  | 2050-12-31 | 1 | RenExistRes | 1 | 1 | 0 | 1 | 0 |  | 50 | 7.5
| CAISO NQC List | CRWCKS_1_SOLAR1 | Stockton |  | Crow Creek Solar 1 |  | SOLAR | n/a |  | 20 | 0 | [7 empty] | 0 | 1 | 2016-06-30 |  | 2050-12-31 | 1 | RenExistRes | 1 | 1 | 0 | 1 | 0 |  | 20 | 0
| CAISO NQC List | ANAHM_7_CT | LA Basin | Western | ANAHEIM COMBUSTION TURBINE | Anaheim_GT | PEAKER | CT-NatGas-Aero | CAISO_Peaker2 | 42.81 | 40.64 | 19.2645 | 1452.2518 | 12218.3122 | 13751.8595 | 139.2195 | 139.2195 |  | 1 | 1 | 1990-01-01 |  | 2050-12-31 | 1 | CAISO_Peaker2 | 0 | 1 | 1 | 1 | 1 |  | 42.81 | 40.64
| CAISO NQC List | INDIGO_1_UNIT 1 | LA Basin | Eastern | INDIGO PEAKER UNIT 1 | Indigo1 | PEAKER | CT-NatGas-Aero | CAISO_Peaker2 | 44 | 42 | 19.8 | 1492.6208 | 12188.4625 | 13386.7523 | 156.4444 | 156.4444 |  | 1 | 1 | 2001-09-19 |  | 2050-12-31 | 1 | CAISO_Peaker2 | 0 | 1 | 1 | 1 | 1 |  | 44 | 42
| CAISO NQC List | CHALK_1_UNIT | CAISO System |  | CHALK CLIFF LIMITED | Chalk_Cliff | COGENERATION | CT-NatGas-Aero | CAISO_Peaker2 | 47.49 | 46 | 47.0151 | 1611.0125 | 12035.3529 | 12100.3868 | 82.7412 | 82.7412 |  | 1 | 1 | 1990-03-20 |  | 2050-12-31 | 1 | CAISO_Peaker2 | 0 | 1 | 1 | 1 | 1 |  | 48.67 | 43.72
| CAISO NQC List | BEARMT_1_UNIT | Kern | South Kern PP, West Park | Bear Mountain Limited | BearMountain_CA | COGENERATION | CT-NatGas-Aero | CAISO_Peaker2 | 47.49 | 47 | 47.0151 | 1611.0128 | 11990.979 | 12055.5647 | 118.5103 | 118.1668 |  | 1 | 1 | 1995-04-03 |  | 2050-12-31 | 1 | CAISO_Peaker2 | 0 | 1 | 1 | 1 | 1 |  | 49.21 | 44
| CAISO NQC List | CSLR4S_2_SOLAR | San Diego-IV | None | Csolar IV South |  | SOLAR | n/a |  | 130 | 87.4 | [7 empty] | 0 | 1 | 2013-10-11 |  | 2050-12-31 | 1 | RenExistRes | 1 | 1 | 0 | 1 | 0 |  | 130 | 18.2
| CAISO NQC List | CSTOGA_6_LNDFIL | NCNB | Fulton, Lakeville | Clover Flat Land Fill Gas |  | BIOMASS | n/a |  | 0.85 | 0 | [7 empty] | 0 | 1 | 2014-06-25 |  | 2050-12-31 | 1 | RenExistRes | 1 | 1 | 0 | 1 | 0 |  | 0.85 | 0
| CAISO NQC List | CSTRVL_7_PL1X2 | CAISO System |  | Marina Land Fill Gas |  | BIOMASS | n/a |  | 4.53 | 4.14 | [7 empty] | 0 | 1 | 2007-09-01 |  | 2050-12-31 | 1 | RenExistRes | 1 | 1 | 0 | 1 | 0 |  | 4.53 | 4.17
| CAISO NQC List | CSTRVL_7_QFUNTS | CAISO System |  | Castroville QF Aggregate |  | THERMAL | n/a |  | 2 | 0.53 | [7 empty] | 1 | 1 | 2006-06-01 |  | 2050-12-31 | 1 | RenExistRes | 1 | 1 | 0 | 1 | 0 |  | 2 | 0.05
| CAISO NQC List | CTNWDP_1_QF | CAISO System |  | SMALL QF AGGREGATION - BURNEY |  | HYDRO | n/a |  | 0.5 | 0.02 | [7 empty] | 0 | 1 | 1982-01-01 |  | 2050-12-31 | 1 | RenExistRes | 1 | 1 | 0 | 1 | 0 |  | 0.5 | 0.01
| CAISO NQC List | CUMBIA_1_SOLAR | Bay Area | Pittsburg | Columbia Solar Energy |  | SOLAR | n/a |  | 19 | 15.27 | [7 empty] | 0 | 1 | 2015-10-21 |  | 2050-12-31 | 1 | RenExistRes | 1 | 1 | 0 | 1 | 0 |  | 19 | 2.66
| CAISO NQC List | DAVIS_1_SOLAR1 | Sierra | Drum-Rio Oso, South of Palermo, South of Table Mountain | Grasslands 3 |  | SOLAR | n/a |  | 1 | 0.9 | [7 empty] | 0 | 1 | 2013-07-01 |  | 2050-12-31 | 1 | RenExistRes | 1 | 1 | 0 | 1 | 0 |  | 1 | 0
| CAISO NQC List | DAVIS_1_SOLAR2 | Sierra | Drum-Rio Oso, South of Palermo, South of Table Mountain | Grasslands 4 |  | SOLAR | n/a |  | 1 | 0.95 | [7 empty] | 0 | 1 | 2013-08-05 |  | 2050-12-31 | 1 | RenExistRes | 1 | 1 | 0 | 1 | 0 |  | 1 | 0
| CAISO NQC List | DAVIS_7_MNMETH | Sierra | Drum-Rio Oso, South of Palermo, South of Table Mountain | MM Yolo Power LLC |  | BIOMASS | n/a |  | 4 | 1.96 | [7 empty] | 0 | 1 | 1997-01-01 |  | 2050-12-31 | 1 | RenExistRes | 1 | 1 | 0 | 1 | 0 |  | 4 | 1.6
| CAISO NQC List | DEADCK_1_UNIT | Sierra | Drum-Rio Oso, South of Table Mountain | DEADCK_1_UNIT |  | HYDRO | n/a | CAISO_Hydro | 2 | 0 | [7 empty] | 0 | 1 | 1990-01-29 |  | 2050-12-31 | 1 | CAISO_Hydro | 1 | 1 | 1 | 1 | 1 |  | 2 | 0
| CAISO NQC List | DEERCR_6_UNIT 1 | Sierra | Drum-Rio Oso, South of Palermo, South of Table Mountain | DEER CREEK |  | HYDRO | n/a |  | 7 | 7 | [7 empty] | 0 | 1 | 1908-01-01 |  | 2050-12-31 | 1 | RenExistRes | 1 | 1 | 0 | 1 | 0 |  | 7 | 3.05
| CAISO NQC List | DELAMO_2_SOLAR1 | LA Basin | Western | Golden Springs Building H |  | SOLAR | n/a |  | 1.5 | 0.75 | [7 empty] | 0 | 1 | 2015-04-22 |  | 2050-12-31 | 1 | RenExistRes | 1 | 1 | 0 | 1 | 0 |  | 1.5 | 0.21
| CAISO NQC List | DELAMO_2_SOLAR2 | LA Basin | Western | Golden Springs Building M |  | SOLAR | n/a |  | 1.75 | 1.11 | [7 empty] | 0 | 1 | 2015-04-01 |  | 2050-12-31 | 1 | RenExistRes | 1 | 1 | 0 | 1 | 0 |  | 1.75 | 0.25
| CAISO NQC List | DELAMO_2_SOLRC1 | LA Basin | Western | Golden Springs Building C1 |  | SOLAR | n/a |  | 1.16 | 0 | [7 empty] | 0 | 1 | 2012-02-10 |  | 2050-12-31 | 1 | RenExistRes | 1 | 1 | 0 | 1 | 0 |  | 1.16 | 0
| CAISO NQC List | DELAMO_2_SOLRD | LA Basin | Western | Golden Solar Building D |  | SOLAR | n/a |  | 1.25 | 0 | [7 empty] | 0 | 1 | 2012-04-02 |  | 2050-12-31 | 1 | RenExistRes | 1 | 1 | 0 | 1 | 0 |  | 1.25 | 0
| CAISO NQC List | DELSUR_6_CREST | Big Creek-Ventura |  |  |  | UNKNOWN | n/a |  | 0 | 0 | [7 empty] | 1 | 1 | 1899-12-31 |  | 2050-12-31 | 1 | Unclassified | 0 | 1 | 0 | 1 | 0 |  | 3.5 | 0
| CAISO NQC List | DELSUR_6_DRYFRB | Big Creek-Ventura | Big Creek | Dry Farm Ranch B |  | SOLAR | n/a |  | 5 | 4.37 | [7 empty] | 0 | 1 | 2014-11-21 |  | 2050-12-31 | 1 | RenExistRes | 1 | 1 | 0 | 1 | 0 |  | 5 | 0.7
| CAISO NQC List | DELSUR_6_SOLAR1 | Big Creek-Ventura | Big Creek | Summer Solar North |  | SOLAR | n/a |  | 6.5 | 5.39 | [7 empty] | 0 | 1 | 2015-06-03 |  | 2050-12-31 | 1 | RenExistRes | 1 | 1 | 0 | 1 | 0 |  | 6.5 | 0.91
| CAISO NQC List | DUANE_1_PL1X3 | Bay Area | San Jose, South Bay-Moss Landing | DONALD VON RAESFELD POWER PROJECT | DonVonRsfldCC-Total | THERMAL | CCWhole-NatGas-Industrial | CAISO_CCGT2 | 147.8 | 147.8 | 81.29 | 12377.9437 | 7724.4902 | 8486.2913 | 143.5881 | 143.5881 |  | 1 | 1 | 2005-03-24 |  | 2050-12-31 | 1 | CAISO_CCGT2 | 0 | 1 | 1 | 1 | 1 |  | 53.6 | 143.5
| CAISO NQC List | DEVERS_1_QF | LA Basin | Eastern | DEVERS QFS |  | WIND | n/a |  | 155 | 18.67 | [7 empty] | 0 | 1 | 1983-01-01 |  | 2050-12-31 | 1 | RenExistRes | 1 | 1 | 0 | 1 | 0 |  | 44.8 | 1.2
| CAISO NQC List | DEVERS_1_SEPV05 | LA Basin | Eastern | SEPV 5 |  | SOLAR | n/a |  | 2 | 0 | [7 empty] | 0 | 1 | 2012-05-10 |  | 2050-12-31 | 1 | RenExistRes | 1 | 1 | 0 | 1 | 0 |  | 2 | 0
| CAISO NQC List | DEVERS_1_SOLAR | LA Basin | Eastern | Cascade Solar |  | SOLAR | n/a |  | 18.5 | 0 | [7 empty] | 0 | 1 | 2013-11-30 |  | 2050-12-31 | 1 | RenExistRes | 1 | 1 | 0 | 1 | 0 |  | 18.5 | 0
| CAISO NQC List | DEVERS_1_SOLAR1 | LA Basin | Eastern | SEPV8 |  | SOLAR | n/a |  | 12 | 0 | [7 empty] | 0 | 1 | 2013-06-01 |  | 2050-12-31 | 1 | RenExistRes | 1 | 1 | 0 | 1 | 0 |  | 12 | 0
| CAISO NQC List | DEVERS_1_SOLAR2 | LA Basin | Eastern | SEPV9 |  | SOLAR | n/a |  | 9 | 0 | [7 empty] | 0 | 1 | 2013-06-01 |  | 2050-12-31 | 1 | RenExistRes | 1 | 1 | 0 | 1 | 0 |  | 9 | 0
| CAISO NQC List | DEXZEL_1_UNIT | Kern | South Kern PP, Kern Oil | Western Power and Steam Cogeneration |  | COGENERATION | n/a | CAISO_CHP | 13.52 | 13.52 | 13.52 |  | 7606.0304 | 7606.0304 |  |  |  | 1 | 1 | 1989-11-30 |  | 2050-12-31 | 1 | CAISO_CHP | 0 | 1 | 1 | 1 | 1 |  | 20 | 17.43
| CAISO NQC List | DIABLO_7_UNIT 1 | CAISO System |  | Diablo Canyon Unit 1 | DiabloCanyon1 | NUCLEAR | ST-Nuclear | CAISO_Nuclear | 1150 | 1140 | 901.7917 | 128515.0875 | 13097.4 | 13674.6865 | 207.9583 | 207.7667 |  | 1 | 1 | 1985-01-01 | 2024-12-31 | 2024-12-31 | 1 | CAISO_Nuclear | 0 | 1 | 1 | 1 | 1 |  | 1150 | 1140
| CAISO NQC List | DIABLO_7_UNIT 2 | CAISO System |  | Diablo Canyon Unit 2 | DiabloCanyon2 | NUCLEAR | ST-Nuclear | CAISO_Nuclear | 1150 | 1140 | 901.7917 | 128515.0875 | 13097.4 | 13674.6865 | 211.7917 | 211.9833 |  | 1 | 1 | 1986-01-01 | 2025-12-31 | 2025-12-31 | 1 | CAISO_Nuclear | 0 | 1 | 1 | 1 | 1 |  | 1150 | 1140
| CAISO NQC List | DINUBA_6_UNIT | Fresno | Wilson, Herndon, Reedley | DINUBA GENERATION PROJECT | Dinuba_1 | THERMAL | ST-NatGas | CAISO_ST | 12 | 7.59 | 3.6 | 954.09 | 13840.758 | 16706.251 | 10 | 9.87 |  | 1 | 1 | 2001-07-05 |  | 2050-12-31 | 1 | CAISO_ST | 1 | 1 | 1 | 1 | 1 |  | 12 | 0
| CAISO NQC List | DISCOV_1_CHEVRN | Kern | South Kern PP, Kern Oil | CHEVRON USA (EASTRIDGE) | Eastridge2 | COGENERATION | CT-NatGas-Aero | CAISO_CHP | 2.05 | 2.05 | 2.05 |  | 7606.0304 | 7606.0304 |  |  |  | 1 | 1 | 1988-06-13 |  | 2050-12-31 | 1 | CAISO_CHP | 0 | 1 | 1 | 1 | 1 |  | 48.8 | 2.34
| CAISO NQC List | DIVSON_6_NSQF | San Diego-IV | San Diego | DIVISION NAVAL STATION COGEN | DivisnNavalCC-Total | COGENERATION | CCWhole-NatGas-Aero | CAISO_CHP | 43.07 | 43.07 | 43.07 |  | 7606.0304 | 7606.0304 |  |  |  | 1 | 1 | 1989-01-01 |  | 2050-12-31 | 1 | CAISO_CHP | 0 | 1 | 1 | 1 | 1
| CAISO NQC List | DIXNLD_1_LNDFL | Bay Area |  | Zero Waste Energy Anaerobic Digestion & Compost Facility |  | BIOGAS | n/a |  | 1.6 | 1.3 | [7 empty] | 0 | 1 | 2015-11-13 |  | 2050-12-31 | 1 | Unclassified | 0 | 1 | 0 | 1 | 0 |  |  | 0.58
| CAISO NQC List | DMDVLY_1_UNITS | LA Basin | Eastern | DIAMOND VALLEY LAKE PUMP-GEN PLANT |  | HYDRO | n/a | CAISO_Hydro | 21 | 0 | [7 empty] | 0 | 1 | 2001-01-01 |  | 2050-12-31 | 1 | CAISO_Hydro | 0 | 1 | 1 | 1 | 1 |  | 3.3 | 2.48
| CAISO NQC List | DONNLS_7_UNIT | Stockton | Tesla-Bellota, Stanislaus | Donnells Hydro |  | HYDRO | n/a | CAISO_Hydro | 72 | 72 | [7 empty] | 0 | 1 | 1957-01-01 |  | 2050-12-31 | 1 | CAISO_Hydro | 0 | 1 | 1 | 1 | 1 |  |  | 72
| CAISO NQC List | DOSMGO_2_NSPIN | CAISO System |  | DOSMGO_2_NSPIN |  | UNKNOWN | n/a |  | 0 | 47.46 | [7 empty] | 1 | 1 | 1899-12-31 |  | 2050-12-31 | 1 | Unclassified | 0 | 1 | 0 | 1 | 0 |  | 159 | 16.06
| CAISO NQC List | YUBACT_1_SUNSWT | Sierra | Pease, Drum-Rio Oso, South of Table Mountain | YUBA CITY COGEN | Yuba_City_Cogen | COGENERATION | CT-NatGas-Aero | CAISO_CHP | 23.98 | 23.98 | 23.98 |  | 7606.0304 | 7606.0304 |  |  |  | 1 | 1 | 1990-12-27 |  | 2050-12-31 | 1 | CAISO_CHP | 0 | 1 | 1 | 1 | 1 |  | 49.97 | 49.97
| CAISO NQC List | LIVOAK_1_UNIT 1 | Kern | South Kern PP, Kern Oil | LIVE OAK LIMITED | LiveOakCogen | COGENERATION | CT-NatGas-Aero | CAISO_Peaker2 | 47.49 | 44.8 | 47.0151 | 1611.0128 | 11343.2214 | 11401.264 | 82.442 | 82.442 |  | 1 | 1 | 1991-03-16 |  | 2050-12-31 | 1 | CAISO_Peaker2 | 0 | 1 | 1 | 1 | 1 |  | 49.7 | 43
| CAISO NQC List | DRACKR_2_SOLAR1 | CAISO System |  | Dracker Solar Unit 1 |  | SOLAR | n/a |  | 110 | 88.38 | [7 empty] | 0 | 1 | 2016-05-02 |  | 2050-12-31 | 1 | RenExistRes | 1 | 1 | 0 | 1 | 0 |  | 110 | 15.4
| CAISO NQC List | DRACKR_2_SOLAR2 | CAISO System |  | Dracker Solar Unit 2 |  | SOLAR | n/a |  | 125 | 100.43 | [7 empty] | 0 | 1 | 2016-10-28 |  | 2050-12-31 | 1 | RenExistRes | 1 | 1 | 0 | 1 | 0 |  | 125 | 17.5
| CAISO NQC List | SIERRA_1_UNITS | Kern | South Kern PP | HIGH SIERRA LIMITED | HighSierra1 | COGENERATION | CT-NatGas-Aero | CAISO_Peaker2 | 26.215 | 26.1 | 25.9529 | 889.2963 | 11343.1409 | 11401.1827 | 85.2096 | 85.2096 |  | 1 | 1 | 1989-02-24 |  | 2050-12-31 | 2 | CAISO_Peaker2 | 0 | 1 | 1 | 1 | 1 |  | 52.43 | 50.13
| CAISO NQC List | SIERRA_1_UNITS | Kern | South Kern PP | HIGH SIERRA LIMITED | HighSierra2 | COGENERATION | CT-NatGas-Aero | CAISO_Peaker2 | 26.215 | 26.1 | 25.9529 | 889.2963 | 11343.1409 | 11401.1827 | 85.2096 | 85.2096 |  | 1 | 1 | 1989-02-24 |  | 2050-12-31 | 2 | CAISO_Peaker2 | 0 | 1 | 1 | 1 | 1 |  | 52.43 | 50.13
| CAISO NQC List | DOUBLC_1_UNITS | Kern | South Kern PP | DOUBLE "C" LIMITED | DoubleC1 | COGENERATION | CT-NatGas-Aero | CAISO_Peaker2 | 26.115 | 25.8 | 25.8539 | 885.9044 | 11343.1021 | 11401.1435 | 85.9481 | 85.7592 |  | 1 | 1 | 1989-03-14 |  | 2050-12-31 | 2 | CAISO_Peaker2 | 0 | 1 | 1 | 1 | 1 |  | 52.23 | 50.03
| CAISO NQC List | DOUBLC_1_UNITS | Kern | South Kern PP | DOUBLE "C" LIMITED | DoubleC2 | COGENERATION | CT-NatGas-Aero | CAISO_Peaker2 | 26.115 | 25.8 | 25.8539 | 885.9044 | 11343.1021 | 11401.1435 | 85.9481 | 85.7592 |  | 1 | 1 | 1989-03-14 |  | 2050-12-31 | 2 | CAISO_Peaker2 | 0 | 1 | 1 | 1 | 1 |  | 52.23 | 50.03
| CAISO NQC List | DRUM_7_PL1X2 | Sierra | Drum-Rio Oso, South of Palermo, South of Table Mountain | Drum PH 1 Units 1 & 2 Aggregate |  | HYDRO | n/a | CAISO_Hydro | 26 | 26 | [7 empty] | 0 | 1 | 1913-01-01 |  | 2050-12-31 | 1 | CAISO_Hydro | 0 | 1 | 1 | 1 | 1 |  | 26 | 26
| CAISO NQC List | DRUM_7_PL3X4 | Sierra | Drum-Rio Oso, South of Palermo, South of Table Mountain | Drum PH 1 Units 3 & 4 Aggregate |  | HYDRO | n/a | CAISO_Hydro | 28.9 | 28.9 | [7 empty] | 0 | 1 | 1922-01-01 |  | 2050-12-31 | 1 | CAISO_Hydro | 0 | 1 | 1 | 1 | 1 |  | 28.9 | 28.9
| CAISO NQC List | DRUM_7_UNIT 5 | Sierra | Drum-Rio Oso, South of Palermo, South of Table Mountain | DRUM PH 2 UNIT 5 |  | HYDRO | n/a | CAISO_Hydro | 50 | 50 | [7 empty] | 0 | 1 | 1965-01-01 |  | 2050-12-31 | 1 | CAISO_Hydro | 0 | 1 | 1 | 1 | 1 |  | 50 | 50
| CAISO NQC List | DSABLA_7_UNIT | CAISO System |  | De Sabla Hydro |  | HYDRO | n/a |  | 18.5 | 18.5 | [7 empty] | 0 | 1 | 1963-01-01 |  | 2050-12-31 | 1 | RenExistRes | 1 | 1 | 0 | 1 | 0 |  | 18.5 | 2.65
| CAISO NQC List | DSRTSL_2_SOLAR1 | CAISO System |  | Desert Stateline |  | SOLAR | n/a |  | 296.19 | 241.03 | [7 empty] | 0 | 1 | 2016-08-30 |  | 2050-12-31 | 1 | RenExistRes | 1 | 1 | 0 | 1 | 0 |  | 148.1 | 41.47
| CAISO NQC List | DSRTSN_2_SOLAR1 | CAISO System |  | Desert Sunlight 300 |  | SOLAR | n/a |  | 300 | 200.28 | [7 empty] | 0 | 1 | 2014-12-05 |  | 2050-12-31 | 1 | RenExistRes | 1 | 1 | 0 | 1 | 0 |  | 156.9 | 42
| CAISO NQC List | DSRTSN_2_SOLAR2 | CAISO System |  | Desert Sunlight 250 |  | SOLAR | n/a |  | 250 | 164 | [7 empty] | 0 | 1 | 2014-12-05 |  | 2050-12-31 | 1 | RenExistRes | 1 | 1 | 0 | 1 | 0 |  | 129.8 | 35
| CAISO NQC List | DTCHWD_2_BT3WND | CAISO System |  | Brookfield Tehachapi 3 |  | WIND | n/a |  | 4.5 | 0.79 | [7 empty] | 0 | 1 | 1986-04-22 |  | 2050-12-31 | 1 | Unclassified | 0 | 1 | 0 | 1 | 0 |  | 4.5 | 0.68
| CAISO NQC List | DTCHWD_2_BT4WND | CAISO System |  | Brookfield Tehachapi 4 |  | WIND | n/a |  | 6.52 | 1.15 | [7 empty] | 0 | 1 | 1986-04-22 |  | 2050-12-31 | 1 | Unclassified | 0 | 1 | 0 | 1 | 0 |  | 6.52 | 0.98
| CAISO NQC List | VERNON_6_MALBRG | LA Basin | Western | Malburg Generating Station | MalburgCC-Total | THERMAL | CCWhole-NatGas-Industrial | CAISO_CCGT2 | 134 | 134 | 81.8431 | 12462.1593 | 7699.8182 | 7836.0801 | 113.3846 | 113.0098 |  | 1 | 1 | 2005-10-17 |  | 2050-12-31 | 1 | CAISO_CCGT2 | 0 | 1 | 1 | 1 | 1 |  | 50 | 134
| CAISO NQC List | DUTCH1_7_UNIT 1 | Sierra | Placer, Drum-Rio Oso, South of Rio Oso, South of Palermo, South of Table Mountain | DUTCH FLAT 1 PH |  | HYDRO | n/a |  | 22 | 22 | [7 empty] | 0 | 1 | 1943-01-01 |  | 2050-12-31 | 1 | RenExistRes | 1 | 1 | 0 | 1 | 0 |  | 22 | 22
| CAISO NQC List | DUTCH2_7_UNIT 1 | Sierra | Drum-Rio Oso, South of Palermo, South of Table Mountain | DUTCH FLAT 2 PH |  | HYDRO | n/a |  | 26 | 26 | [7 empty] | 0 | 1 | 1965-01-01 |  | 2050-12-31 | 1 | RenExistRes | 1 | 1 | 0 | 1 | 0 |  | 26 | 26
| CAISO NQC List | DVLCYN_1_UNITS | LA Basin | Eastern | DEVIL CANYON HYDRO UNITS 1-4 AGGREGATE |  | HYDRO | n/a | CAISO_Hydro | 236.8 | 234.97 | [7 empty] | 0 | 1 | 1972-01-01 |  | 2050-12-31 | 1 | CAISO_Hydro | 0 | 1 | 1 | 1 | 1 |  | 236.8 | 50.21
| CAISO NQC List | EASTWD_7_UNIT | Big Creek-Ventura | Big Creek, Rector, Vestal | EASTWOOD PUMP-GEN |  | HYDRO | n/a | CAISO_PS | 200 | 199 | [7 empty] | 0 | 1 | 1987-01-01 |  | 2050-12-31 | 1 | CAISO_PS | 0 | 1 | 1 | 1 | 1 |  | 200 | 199
| CAISO NQC List | EDMONS_2_NSPIN | Big Creek-Ventura | Big Creek | EDMONS_2_NSPIN |  | UNKNOWN | n/a |  | 0 | 236 | [7 empty] | 1 | 1 | 1899-12-31 |  | 2050-12-31 | 1 | Unclassified | 0 | 1 | 0 | 1 | 0 |  | 840 | 236
| CAISO NQC List | EEKTMN_6_SOLAR1 | Fresno |  | EE Kettleman Land |  | SOLAR | n/a |  | 20 | 0 | [7 empty] | 0 | 1 | 2015-08-12 |  | 2050-12-31 | 1 | RenExistRes | 1 | 1 | 0 | 1 | 0 |  | 20 | 0
| CAISO NQC List | COLTON_6_AGUAM1 | LA Basin | Eastern | AGUA MANSA UNIT 1 (CITY OF COLTON) | Agua_Mansa | PEAKER | CT-NatGas-Aero | CAISO_Peaker2 | 43 | 43 | 12.9 | 1458.698 | 10704.1302 | 13616.4341 | 320 | 320 |  | 1 | 1 | 2003-06-27 |  | 2050-12-31 | 1 | CAISO_Peaker2 | 0 | 1 | 1 | 1 | 1 |  | 43 | 43
| CAISO NQC List | ELCAJN_6_UNITA1 | San Diego-IV | San Diego | Cuyamaca Peak Energy Plant |  | PEAKER | n/a | CAISO_Peaker1 | 45.42 | 45.42 | [7 empty] | 1 | 0 | 2002-05-29 |  | 2050-12-31 | 1 | CAISO_Peaker1 | 0 | 1 | 1 | 1 | 1 |  | 45.42 | 45.42
| CAISO NQC List | AGRICO_6_PL3N5 | Fresno | Wilson, Herndon | Fresno Peaker | FresnoPeakr_CT | COGENERATION | CT-NatGas-Aero | CAISO_Peaker2 | 22.69 | 20 | 10.2105 | 769.7174 | 10409.7576 | 11399.4613 | 160 | 160 |  | 1 | 1 | 2006-08-30 |  | 2050-12-31 | 1 | CAISO_Peaker2 | 0 | 1 | 1 | 1 | 1 |  | 21 | 22.69
| CAISO NQC List | ELCAP_1_SOLAR | Fresno | Wilson | 2097 Helton |  | SOLAR | n/a |  | 1.5 | 1.27 | [7 empty] | 0 | 1 | 2015-05-01 |  | 2050-12-31 | 1 | RenExistRes | 1 | 1 | 0 | 1 | 0 |  | 1.5 | 0
| CAISO NQC List | ELDORO_7_UNIT 1 | Sierra | Placerville, South of Rio Oso, South of Palermo, South of Table Mountain | El Dorado Unit 1 |  | HYDRO | n/a |  | 11 | 11 | [7 empty] | 0 | 1 | 2005-05-21 |  | 2050-12-31 | 1 | RenExistRes | 1 | 1 | 0 | 1 | 0 |  | 11 | 11
| CAISO NQC List | ELDORO_7_UNIT 2 | Sierra | Placerville, South of Rio Oso, South of Palermo, South of Table Mountain | El Dorado Unit 2 |  | HYDRO | n/a |  | 11 | 11 | [7 empty] | 0 | 1 | 2005-05-21 |  | 2050-12-31 | 1 | Unclassified | 0 | 1 | 0 | 1 | 0 |  | 11 | 11
| CAISO NQC List | ELECTR_7_PL1X3 | CAISO System |  | ELECTRA PH UNIT 1 & 2 AGGREGATE |  | HYDRO | n/a | CAISO_Hydro | 101.5 | 101.5 | [7 empty] | 0 | 1 | 1948-01-01 |  | 2050-12-31 | 1 | CAISO_Hydro | 0 | 1 | 1 | 1 | 1 |  | 38.1 | 93
| CAISO NQC List | ELKCRK_6_STONYG | CAISO System |  | STONEY GORGE HYDRO AGGREGATE |  | HYDRO | n/a | CAISO_Hydro | 4.9 | 2 | [7 empty] | 0 | 1 | 1986-01-01 |  | 2050-12-31 | 1 | CAISO_Hydro | 1 | 1 | 1 | 1 | 1 |  | 4.9 | 1.4
| CAISO NQC List | KINGCO_1_KINGBR | Fresno | Wilson, Herndon, Hanford | Kingsburg Cogen | KingsburgCgnCC-Total | COGENERATION | CCWhole-NatGas-Industrial | CAISO_CHP | 23.71 | 23.71 | 23.71 |  | 7606.0304 | 7606.0304 |  |  |  | 1 | 1 | 1990-12-05 |  | 2050-12-31 | 1 | CAISO_CHP | 0 | 1 | 1 | 1 | 1 |  | 34.5 | 34.5
| CAISO NQC List | ELLIS_2_QF | LA Basin | Western | ELLIS QFS |  | BIOMASS | n/a |  | 18.51 | 0.01 | [7 empty] | 0 | 1 | 1993-01-01 |  | 2050-12-31 | 1 | Unclassified | 0 | 1 | 0 | 1 | 0 |  | 12 | 0.1
| CAISO NQC List | ELNIDP_6_BIOMAS | Fresno | Wilson | El Nido Biomass to Energy |  | BIOMASS | n/a |  | 10.5 | 7.22 | [7 empty] | 0 | 1 | 2008-08-24 |  | 2050-12-31 | 1 | RenExistRes | 1 | 1 | 0 | 1 | 0 |  | 10.5 | 8.93
| CAISO NQC List | LGHTHP_6_ICEGEN | LA Basin | Western | CARSON COGENERATION | CarsonCC-Total | COGENERATION | CCWhole-NatGas-Aero | CAISO_CCGT1 | 48 | 48 | 47.52 | 4019.8989 | 7698.0802 | 7710.2931 | 21.5951 | 22.0859 |  | 1 | 0 | 1989-12-22 |  | 2050-12-31 | 1 | CAISO_CCGT1 | 1 | 1 | 1 | 1 | 1 |  |  | 48
| CAISO NQC List | ESCO_6_GLMQF | San Diego-IV | San Diego | Goal Line Cogen | GoalLineCC-Total | COGENERATION | CCWhole-NatGas-Industrial | CAISO_CHP | 36.41 | 36.41 | 36.41 |  | 7606.0304 | 7606.0304 |  |  |  | 1 | 1 | 1994-01-01 |  | 2050-12-31 | 1 | CAISO_CHP | 0 | 1 | 1 | 1 | 1 |  | 49.9 | 34.79
| CAISO NQC List | ENCINA_7_EA1 | San Diego-IV | San Diego | ENCINA UNIT 1 | Encina_ST1 | THERMAL | ST-NatGas | CAISO_ST | 106 | 106 | 8.5 | 8447.672 | 10996.8283 | 15690.9176 | 106 | 106 |  | 1 | 1 | 1954-01-01 | 2017-12-31 | 2017-12-31 | 1 | CAISO_ST | 0 | 0 | 1 | 1 | 0
| CAISO NQC List | ENCINA_7_EA2 | San Diego-IV | San Diego | ENCINA UNIT 2 | Encina_2 | THERMAL | ST-NatGas | CAISO_ST | 104 | 104 | 8.82 | 8765.702 | 10954.6634 | 14985.4273 | 103 | 103 |  | 1 | 1 | 1956-01-01 | 2017-12-31 | 2017-12-31 | 1 | CAISO_ST | 0 | 0 | 1 | 1 | 0
| CAISO NQC List | ENCINA_7_EA3 | San Diego-IV | San Diego | ENCINA UNIT 3 | Encina_3 | THERMAL | ST-NatGas | CAISO_ST | 110 | 110 | 8.82 | 8765.702 | 9803.6454 | 16530.3722 | 109 | 109 |  | 1 | 1 | 1958-01-01 | 2017-12-31 | 2017-12-31 | 1 | CAISO_ST | 0 | 0 | 1 | 1 | 0
| CAISO NQC List | ENCINA_7_EA4 | San Diego-IV | San Diego | ENCINA UNIT 4 | Encina_4 | THERMAL | ST-NatGas | CAISO_ST | 300 | 300 | 24.48 | 24329.29 | 10913.1721 | 14481.1806 | 299 | 299 |  | 1 | 1 | 1973-01-01 | 2017-12-31 | 2017-12-31 | 1 | CAISO_ST | 0 | 0 | 1 | 1 | 0
| CAISO NQC List | ENCINA_7_EA5 | San Diego-IV | San Diego | ENCINA UNIT 5 | Encina_5 | THERMAL | ST-NatGas | CAISO_ST | 330 | 330 | 27.648 | 27477.79 | 10747.4655 | 17096.7669 | 329 | 329 |  | 1 | 1 | 1978-01-01 | 2017-12-31 | 2017-12-31 | 1 | CAISO_ST | 0 | 0 | 1 | 1 | 0
| CAISO NQC List | ELCAJN_6_LM6K | San Diego-IV | San Diego | El Cajon Energy Center | El_Cajon_EC | PEAKER | CT-NatGas-Industrial | CAISO_Peaker2 | 48.1 | 48.1 | 21.645 | 5252.0535 | 10360.21 | 11700.0223 | 154.2285 | 154.2285 |  | 1 | 1 | 2010-06-16 |  | 2050-12-31 | 1 | CAISO_Peaker2 | 0 | 1 | 1 | 1 | 1 |  | 48.1 | 48.1
| CAISO NQC List | ENERSJ_2_WIND | San Diego-IV | None | ESJ Wind Energy |  | WIND | n/a |  | 155.1 | 23.33 | [7 empty] | 0 | 1 | 1899-12-31 |  | 2050-12-31 | 1 | RenExistRes | 1 | 1 | 0 | 1 | 0 |  |  | 23.27
| CAISO NQC List | ENWIND_2_WIND1 | CAISO System |  | Cameron Ridge |  | WIND | n/a |  | 47.1 | 7.72 | [7 empty] | 0 | 1 | 2014-12-10 |  | 2050-12-31 | 1 | RenExistRes | 1 | 1 | 0 | 1 | 0 |  | 47.1 | 7.07
| CAISO NQC List | ENWIND_2_WIND2 | CAISO System |  | Ridgetop I |  | WIND | n/a |  | 65 | 9.93 | [7 empty] | 0 | 1 | 1983-12-31 |  | 2050-12-31 | 1 | RenExistRes | 1 | 1 | 0 | 1 | 0 |  | 38.24 | 5.74
| CAISO NQC List | STIGCT_2_LODI | Sierra | South of Rio Oso, South of Palermo, South of Table Mountain | LODI STIG UNIT | LodiSTIG | PEAKER | CT-NatGas-Aero | CAISO_Peaker2 | 49.9 | 49.5 | 22.455 | 1692.7682 | 10357.3413 | 11575.9254 | 77.9688 | 77.9688 |  | 1 | 1 | 1996-01-01 |  | 2050-12-31 | 1 | CAISO_Peaker2 | 0 | 1 | 1 | 1 | 1 |  | 49.9 | 49.5
| CAISO NQC List | KNGCTY_6_UNITA1 | CAISO System |  | King City Energy Center, Unit #1 | KingCityPeaking | PEAKER | CT-NatGas-Aero | CAISO_Peaker2 | 44.6 | 44.6 | 20.07 | 1512.975 | 10354.9374 | 11558.7411 | 71.503 | 71.503 |  | 1 | 1 | 2002-01-14 |  | 2050-12-31 | 1 | CAISO_Peaker2 | 0 | 1 | 1 | 1 | 1 |  | 44.6 | 44.6
| CAISO NQC List | CALPIN_1_AGNEW | Bay Area | San Jose, South Bay-Moss Landing | Agnews Power Plant | AgnewsCC-Total | COGENERATION | CCWhole-NatGas-Aero | CAISO_CCGT1 | 28 | 28 | 27.72 | 2344.9413 | 7698.0707 | 7710.2836 | 11.4699 | 11.4361 |  | 1 | 0 | 1990-10-19 |  | 2050-12-31 | 1 | CAISO_CCGT1 | 0 | 1 | 1 | 1 | 1 |  | 28.56 | 28.56
| CAISO NQC List | ESQUON_6_LNDFIL | CAISO System |  | Neal Road Landfill Generating Facility |  | BIOMASS | n/a |  | 2.1 | 0 | [7 empty] | 0 | 1 | 2012-09-27 |  | 2050-12-31 | 1 | RenExistRes | 1 | 1 | 0 | 1 | 0 |  | 2.1 | 0
| CAISO NQC List | ETIWND_2_CHMPNE | LA Basin | Eastern | Champagne |  | SOLAR | n/a |  | 1 | 0 | [7 empty] | 0 | 1 | 2013-12-20 |  | 2050-12-31 | 1 | RenExistRes | 1 | 1 | 0 | 1 | 0 |  | 1 | 0
| CAISO NQC List | ETIWND_2_FONTNA | LA Basin | Eastern | FONTANALYTLE CREEK POWERHOUSE P |  | HYDRO | n/a |  | 2.56 | 0.21 | [7 empty] | 0 | 1 | 1904-01-01 |  | 2050-12-31 | 1 | RenExistRes | 1 | 1 | 0 | 1 | 0 |  | 2.56 | 0.22
| CAISO NQC List | ETIWND_2_RTS010 | LA Basin | Eastern | SPVP010 Fontana RT Solar |  | SOLAR | n/a |  | 1.5 | 0.86 | [7 empty] | 0 | 1 | 2013-01-08 |  | 2050-12-31 | 1 | RenExistRes | 1 | 1 | 0 | 1 | 0 |  | 1.5 | 0.21
| CAISO NQC List | ETIWND_2_RTS015 | LA Basin | Eastern | SPVP015 |  | SOLAR | n/a |  | 3 | 1.03 | [7 empty] | 0 | 1 | 2013-01-15 |  | 2050-12-31 | 1 | RenExistRes | 1 | 1 | 0 | 1 | 0 |  | 3 | 0.42
| CAISO NQC List | ETIWND_2_RTS017 | LA Basin | Eastern | SPVP017 |  | SOLAR | n/a |  | 3.5 | 1.41 | [7 empty] | 0 | 1 | 2013-06-17 |  | 2050-12-31 | 1 | RenExistRes | 1 | 1 | 0 | 1 | 0 |  | 3.5 | 0.49
| CAISO NQC List | ETIWND_2_RTS018 | LA Basin | Eastern | SPVP018 Fontana RT Solar |  | SOLAR | n/a |  | 1.5 | 0.58 | [7 empty] | 0 | 1 | 2012-11-24 |  | 2050-12-31 | 1 | RenExistRes | 1 | 1 | 0 | 1 | 0 |  | 1.5 | 0.21
| CAISO NQC List | ETIWND_2_RTS023 | LA Basin | Eastern | SPVP023 Fontana RT Solar |  | SOLAR | n/a |  | 2.5 | 1.43 | [7 empty] | 0 | 1 | 2013-01-16 |  | 2050-12-31 | 1 | RenExistRes | 1 | 1 | 0 | 1 | 0 |  | 2.5 | 0.35
| CAISO NQC List | ETIWND_2_RTS026 | LA Basin | Eastern | SPVP026 |  | SOLAR | n/a |  | 6 | 4.82 | [7 empty] | 0 | 1 | 2016-02-05 |  | 2050-12-31 | 1 | RenExistRes | 1 | 1 | 0 | 1 | 0 |  | 6 | 0.84
| CAISO NQC List | ETIWND_2_RTS027 | LA Basin | Eastern | SPVP027 |  | SOLAR | n/a |  | 2 | 1.57 | [7 empty] | 0 | 1 | 2013-06-17 |  | 2050-12-31 | 1 | RenExistRes | 1 | 1 | 0 | 1 | 0 |  | 2 | 0.28
| CAISO NQC List | ETIWND_2_SOLAR1 | LA Basin |  | Dedeaux Ontario |  | SOLAR | n/a |  | 1 | 0 | [7 empty] | 0 | 1 | 2016-03-23 |  | 2050-12-31 | 1 | Unclassified | 0 | 1 | 0 | 1 | 0 |  | 1 | 0
| CAISO NQC List | ETIWND_2_UNIT1 | LA Basin | Eastern | New-Indy Ontario, LLC |  | COGENERATION | n/a | CAISO_CHP | 19.71 | 19.71 | 19.71 |  | 7606.0304 | 7606.0304 |  |  |  | 1 | 1 | 1985-09-01 |  | 2050-12-31 | 1 | CAISO_CHP | 0 | 1 | 1 | 1 | 1 |  | 33.6 | 8.57
| CAISO NQC List | RVRVEW_1_UNITA1 | Bay Area | Contra Costa | Riverview Energy Center (GP Antioch) | Riverview_EC | PEAKER | CT-NatGas-Aero | CAISO_Peaker2 | 48.7 | 48.7 | 21.915 | 1652.0602 | 10354.9374 | 11558.7411 | 78.0762 | 78.0762 |  | 1 | 1 | 2003-05-02 |  | 2050-12-31 | 1 | CAISO_Peaker2 | 0 | 1 | 1 | 1 | 1 |  | 47.6 | 47.6
| CAISO NQC List | ETIWND_6_MWDETI | LA Basin | Eastern | ETIWANDA RECOVERY HYDRO |  | HYDRO | n/a |  | 24 | 0.89 | [7 empty] | 0 | 1 | 1994-01-01 |  | 2050-12-31 | 1 | RenExistRes | 1 | 1 | 0 | 1 | 0 |  | 24 | 4.94
| CAISO NQC List | ETIWND_7_MIDVLY | LA Basin | Eastern | MN Mid Valley Genco LLC |  | BIOMASS | n/a |  | 2.1 | 1.67 | [7 empty] | 0 | 1 | 2003-04-21 |  | 2050-12-31 | 1 | RenExistRes | 1 | 1 | 0 | 1 | 0
| CAISO NQC List | ETIWND_7_UNIT 3 | LA Basin | Eastern | ETIWANDA GEN STA. UNIT 3 | Etiwanda3 | THERMAL | ST-NatGas | CAISO_ST | 320 | 320 | 20 | 26476 | 9705 | 20730 | 320 | 320 |  | 1 | 1 | 1963-05-01 |  | 2050-12-31 | 1 | CAISO_ST | 0 | 1 | 1 | 1 | 1
| CAISO NQC List | ETIWND_7_UNIT 4 | LA Basin | Eastern | ETIWANDA GEN STA. UNIT 4 | Etiwanda4 | THERMAL | ST-NatGas | CAISO_ST | 320 | 320 | 20 | 26476 | 10130.375 | 19079 | 320 | 320 |  | 1 | 1 | 1963-10-01 |  | 2050-12-31 | 1 | CAISO_ST | 0 | 1 | 1 | 1 | 1
| CAISO NQC List | EXCHEC_7_UNIT 1 | Fresno | Wilson | EXCHEQUER HYDRO |  | HYDRO | n/a | CAISO_Hydro | 94.5 | 94.5 | [7 empty] | 0 | 1 | 1967-01-01 |  | 2050-12-31 | 1 | CAISO_Hydro | 0 | 1 | 1 | 1 | 1 |  | 94.5 | 90.72
| CAISO NQC List | FAIRHV_6_UNIT | Humboldt | None | FAIRHAVEN POWER CO. |  | BIOMASS | n/a |  | 19.9 | 13.58 | [7 empty] | 0 | 1 | 1986-09-15 |  | 2050-12-31 | 1 | RenExistRes | 1 | 1 | 0 | 1 | 0 |  | 18.75 | 13.95
| CAISO NQC List | FELLOW_7_QFUNTS | CAISO System |  | Fellow QF Aggregate |  | THERMAL | n/a | CAISO_CHP | 0.99 | 0.99 | 0.99 |  | 7606.0304 | 7606.0304 |  |  |  | 1 | 1 | 2006-06-01 |  | 2050-12-31 | 1 | CAISO_CHP | 0 | 1 | 1 | 1 | 1 |  | 6.2 | 1.1
| CAISO NQC List | FLOWD_2_WIND1 | CAISO System |  | Cameron Ridge 2 |  | WIND | n/a |  | 11.9 | 2.1 | [7 empty] | 0 | 1 | 2016-01-15 |  | 2050-12-31 | 1 | RenExistRes | 1 | 1 | 0 | 1 | 0 |  | 11.9 | 1.79
| CAISO NQC List | FLOWD2_2_FPLWND | CAISO System |  | DIABLO WINDS |  | WIND | n/a |  | 18.6 | 3.95 | [7 empty] | 0 | 1 | 2005-05-01 |  | 2050-12-31 | 1 | RenExistRes | 1 | 1 | 0 | 1 | 0 |  | 18 | 2.7
| CAISO NQC List | FLOWD2_2_UNIT 1 | CAISO System |  | SMALL QF AGGREGATION - LIVERMORE |  | WIND | n/a |  | 42.1 | 3.18 | [7 empty] | 0 | 1 | 1985-01-01 |  | 2050-12-31 | 1 | Unclassified | 0 | 1 | 0 | 1 | 0
| CAISO NQC List | FMEADO_6_HELLHL | Sierra | South of Rio Oso, South of Palermo, South of Table Mountain | FMEADO_6_HELLHL |  | HYDRO | n/a | CAISO_Hydro | 0.6 | 0.3 | [7 empty] | 0 | 1 | 1983-04-30 |  | 2050-12-31 | 1 | CAISO_Hydro | 0 | 1 | 1 | 1 | 1 |  | 0.6 | 0.35
| CAISO NQC List | FMEADO_7_UNIT | Sierra | South of Rio Oso, South of Palermo, South of Table Mountain | FRENCH MEADOWS HYDRO |  | HYDRO | n/a |  | 18 | 18 | [7 empty] | 0 | 1 | 1966-01-01 |  | 2050-12-31 | 1 | RenExistRes | 1 | 1 | 0 | 1 | 0 |  |  | 16
| CAISO NQC List | FORBST_7_UNIT 1 | Sierra | Drum-Rio Oso, South of Table Mountain | FORBESTOWN HYDRO |  | HYDRO | n/a | CAISO_Hydro | 37.5 | 37.5 | [7 empty] | 0 | 1 | 1963-01-01 |  | 2050-12-31 | 1 | CAISO_Hydro | 0 | 1 | 1 | 1 | 1 |  | 37.5 | 37.5
| CAISO NQC List | FORKBU_6_UNIT | CAISO System |  | HYPOWER, INC. (FORKS OF BUTTE) |  | HYDRO | n/a | CAISO_Hydro | 14.3 | 0 | [7 empty] | 0 | 1 | 1992-03-16 |  | 2050-12-31 | 1 | CAISO_Hydro | 1 | 1 | 1 | 1 | 1 |  | 14.3 | 0.4
| CAISO NQC List | FRESHW_1_SOLAR1 | Fresno |  | Corcoran 3 |  | SOLAR | n/a |  | 20 | 0 | [7 empty] | 0 | 1 | 2016-03-04 |  | 2050-12-31 | 1 | RenExistRes | 1 | 1 | 0 | 1 | 0 |  | 20 | 0
| CAISO NQC List | FRIANT_6_UNITS | Fresno | Wilson, Borden | FRIANT DAM |  | HYDRO | n/a |  | 25 | 11.29 | [7 empty] | 0 | 1 | 1985-04-16 |  | 2050-12-31 | 1 | RenExistRes | 1 | 1 | 0 | 1 | 0 |  | 25 | 8.34
| CAISO NQC List | FRITO_1_LAY | CAISO System |  | FRITO-LAY | Frito_Lay_Cogen | COGENERATION | CT-NatGas-Aero | CAISO_CHP | 3.52 | 3.52 | 3.52 |  | 7606.0304 | 7606.0304 |  |  |  | 1 | 1 | 1986-01-01 |  | 2050-12-31 | 1 | CAISO_CHP | 0 | 1 | 1 | 1 | 1 |  | 6 | 0.07
| CAISO NQC List | FROGTN_7_UTICA | Stockton | Tesla-Bellota, Stanislaus | FROGTN_7_UTICA |  | HYDRO | n/a |  | 6.2 | 0 | [7 empty] | 0 | 1 | 1899-12-31 |  | 2050-12-31 | 1 | RenExistRes | 1 | 1 | 0 | 1 | 0
| CAISO NQC List | FTSWRD_6_TRFORK | Humboldt | None | Three Forks Water Power Project |  | HYDRO | n/a | CAISO_Hydro | 1.63 | 0.104 | [7 empty] | 0 | 1 | 2011-11-01 |  | 2050-12-31 | 1 | CAISO_Hydro | 1 | 1 | 1 | 1 | 1 |  | 1.63 | 0.09
| CAISO NQC List | FTSWRD_7_QFUNTS | Humboldt | None | FTSWRD_7_QFUNTS |  | HYDRO | n/a | CAISO_Hydro | 1.6 | 0 | [7 empty] | 0 | 1 | 1899-12-31 |  | 2050-12-31 | 1 | CAISO_Hydro | 1 | 1 | 1 | 1 | 1 |  | 1.6 | 0
| CAISO NQC List | FULTON_1_QF | NCNB | Fulton, Lakeville | SMALL QF AGGREGATION - ZENIA |  | HYDRO | n/a | CAISO_Hydro | 1 | 0.01 | [7 empty] | 0 | 1 | 1983-01-01 |  | 2050-12-31 | 1 | CAISO_Hydro | 1 | 1 | 1 | 1 | 1 |  | 1 | 0.05
| CAISO NQC List | GARLND_2_GASLR | CAISO System |  | Garland B |  | SOLAR | n/a |  | 180 | 144.62 | [7 empty] | 0 | 1 | 2016-10-27 |  | 2050-12-31 | 1 | RenExistRes | 1 | 1 | 0 | 1 | 0 |  | 180 | 25.2
| CAISO NQC List | GARLND_2_GASLRA | CAISO System |  | Garland A |  | SOLAR | n/a |  | 20 | 16.07 | [7 empty] | 0 | 1 | 2016-09-23 |  | 2050-12-31 | 1 | RenExistRes | 1 | 1 | 0 | 1 | 0 |  | 20 | 2.8
| CAISO NQC List | GARNET_1_SOLAR | LA Basin | Eastern | North Palm Springs 4A |  | SOLAR | n/a |  | 4 | 0 | [7 empty] | 0 | 1 | 2012-11-02 |  | 2050-12-31 | 1 | RenExistRes | 1 | 1 | 0 | 1 | 0 |  | 4 | 0
| CAISO NQC List | GARNET_1_SOLAR2 | LA Basin | Eastern | Garnet Solar Power Generation Station 1 |  | SOLAR | n/a |  | 4 | 3.2 | [7 empty] | 0 | 1 | 2014-12-23 |  | 2050-12-31 | 1 | RenExistRes | 1 | 1 | 0 | 1 | 0 |  | 4 | 0.56
| CAISO NQC List | GARNET_1_UNITS | LA Basin | Eastern | GARNET GREEN POWER PROJECT AGGREGATE |  | WIND | n/a |  | 16.5 | 1.68 | [7 empty] | 0 | 1 | 1975-07-01 |  | 2050-12-31 | 1 | RenExistRes | 1 | 1 | 0 | 1 | 0 |  | 16.5 | 2.48
| CAISO NQC List | GARNET_1_WIND | LA Basin | Eastern | GARNET WIND ENERGY CENTER |  | WIND | n/a |  | 6.5 | 0.4 | [7 empty] | 0 | 1 | 2009-06-02 |  | 2050-12-31 | 1 | RenExistRes | 1 | 1 | 0 | 1 | 0 |  | 6.5 | 0.98
| CAISO NQC List | GARNET_1_WINDS | LA Basin | Eastern | Garnet Winds Aggregation |  | WIND | n/a |  | 22.5 | 3.48 | [7 empty] | 0 | 1 | 2011-02-21 |  | 2050-12-31 | 1 | Unclassified | 0 | 1 | 0 | 1 | 0 |  | 22.5 | 3.38
| CAISO NQC List | GARNET_1_WT3WND | LA Basin | Eastern | Wagner Wind |  | WIND | n/a |  | 6 | 0 | [7 empty] | 0 | 1 | 2012-12-24 |  | 2050-12-31 | 1 | RenExistRes | 1 | 1 | 0 | 1 | 0 |  | 6 | 0
| CAISO NQC List | GARNET_2_HYDRO | LA Basin |  | Whitewater Hydro |  | HYDRO | n/a | CAISO_Hydro | 1.1 | 0.45 | [7 empty] | 0 | 1 | 1986-04-11 |  | 2050-12-31 | 1 | CAISO_Hydro | 1 | 1 | 1 | 1 | 1 |  | 1 | 0.69
| CAISO NQC List | GARNET_2_WIND1 | LA Basin | Eastern | Phoenix |  | WIND | n/a |  | 11.2 | 1.83 | [7 empty] | 0 | 1 | 2015-01-26 |  | 2050-12-31 | 1 | RenExistRes | 1 | 1 | 0 | 1 | 0 |  | 11.2 | 1.68
| CAISO NQC List | GARNET_2_WIND2 | LA Basin |  | Karen Avenue Wind Farm |  | WIND | n/a |  | 11.7 | 1.76 | [7 empty] | 0 | 1 | 2015-08-01 |  | 2050-12-31 | 1 | RenExistRes | 1 | 1 | 0 | 1 | 0 |  | 11.7 | 1.76
| CAISO NQC List | GARNET_2_WIND3 | LA Basin |  | San Gorgonio East |  | WIND | n/a |  | 12.67 | 2.22 | [7 empty] | 0 | 1 | 1985-12-01 |  | 2050-12-31 | 1 | Unclassified | 0 | 1 | 0 | 1 | 0 |  | 12.6 | 1.89
| CAISO NQC List | GARNET_2_WIND4 | LA Basin | Eastern | Windustries |  | WIND | n/a |  | 9.8 | 1.73 | [7 empty] | 0 | 1 | 1985-11-24 |  | 2050-12-31 | 1 | RenExistRes | 1 | 1 | 0 | 1 | 0 |  | 9.8 | 1.47
| CAISO NQC List | GARNET_2_WIND5 | LA Basin |  | Eastwind |  | WIND | n/a |  | 3 | 0.53 | [7 empty] | 0 | 1 | 1985-01-07 |  | 2050-12-31 | 1 | RenExistRes | 1 | 1 | 0 | 1 | 0 |  | 3 | 0.45
| CAISO NQC List | GATES_2_SOLAR | CAISO System |  | Gates Solar Station |  | SOLAR | n/a |  | 20 | 15.09 | [7 empty] | 0 | 1 | 2013-06-24 |  | 2050-12-31 | 1 | RenExistRes | 1 | 1 | 0 | 1 | 0 |  | 20 | 2.8
| CAISO NQC List | GATES_2_WSOLAR | CAISO System |  | West Gates Solar Station |  | SOLAR | n/a |  | 10 | 7.46 | [7 empty] | 0 | 1 | 2013-06-24 |  | 2050-12-31 | 1 | RenExistRes | 1 | 1 | 0 | 1 | 0 |  | 10 | 1.4
| CAISO NQC List | LECEF_1_UNITS | Bay Area | San Jose, South Bay-Moss Landing | LOS ESTEROS ENERGY FACILITY AGGREGATE | LosEsterosCC-Total | PEAKER | CCWhole-NatGas-Aero | CAISO_CCGT2 | 294 | 303.6 | 147 | 24621.8844 | 7309.7875 | 8159.575 | 137.8125 | 137.8125 |  | 1 | 1 | 2013-07-31 |  | 2050-12-31 | 1 | CAISO_CCGT2 | 0 | 1 | 1 | 1 | 1 |  | 120 | 304
| CAISO NQC List | GENESI_2_STG | CAISO System |  | Genesis Station |  | SOLAR | n/a |  | 250 | 250 | [7 empty] | 0 | 1 | 2013-11-27 |  | 2050-12-31 | 1 | RenExistRes | 1 | 1 | 0 | 1 | 0 |  | 250 | 35
| CAISO NQC List | GEYS11_7_UNIT11 | NCNB | Eagle Rock, Fulton, Lakeville | GEYSERS UNIT 11 (HEALDSBURG) |  | GEOTHERMAL | n/a |  | 74.4 | 68 | [7 empty] | 0 | 1 | 1975-01-01 |  | 2050-12-31 | 1 | Unclassified | 0 | 1 | 0 | 1 | 0 |  | 74.4 | 68
| CAISO NQC List | GEYS12_7_UNIT12 | NCNB | Fulton, Lakeville | GEYSERS UNIT 12 (HEALDSBURG) |  | GEOTHERMAL | n/a |  | 57 | 50 | [7 empty] | 0 | 1 | 1979-01-01 |  | 2050-12-31 | 1 | Unclassified | 0 | 1 | 0 | 1 | 0 |  | 57 | 50
| CAISO NQC List | GEYS13_7_UNIT13 | NCNB | Lakeville | GEYSERS UNIT 13 (HEALDSBURG) |  | GEOTHERMAL | n/a |  | 95 | 56 | [7 empty] | 0 | 1 | 1980-01-01 |  | 2050-12-31 | 1 | Unclassified | 0 | 1 | 0 | 1 | 0 |  | 95 | 56
| CAISO NQC List | GEYS14_7_UNIT14 | NCNB | Fulton, Lakeville | GEYSERS UNIT 14 (HEALDSBURG) |  | GEOTHERMAL | n/a |  | 70 | 50 | [7 empty] | 0 | 1 | 1980-01-01 |  | 2050-12-31 | 1 | Unclassified | 0 | 1 | 0 | 1 | 0 |  | 70 | 50
| CAISO NQC List | GEYS16_7_UNIT16 | NCNB | Fulton, Lakeville | GEYSERS UNIT 16 (HEALDSBURG) |  | GEOTHERMAL | n/a |  | 85 | 49 | [7 empty] | 0 | 1 | 1985-01-01 |  | 2050-12-31 | 1 | Unclassified | 0 | 1 | 0 | 1 | 0 |  | 85 | 49
| CAISO NQC List | GEYS17_2_BOTRCK | NCNB |  | Bottle Rock Geothermal |  | GEOTHERMAL | n/a |  | 17 | 10.01 | [7 empty] | 0 | 1 | 2007-09-22 |  | 2050-12-31 | 1 | Unclassified | 0 | 1 | 0 | 1 | 0 |  | 10.01 | 8.29
| CAISO NQC List | GEYS17_7_UNIT17 | NCNB | Fulton, Lakeville | GEYSERS UNIT 17 (HEALDSBURG) |  | GEOTHERMAL | n/a |  | 60 | 56 | [7 empty] | 0 | 1 | 1982-01-01 |  | 2050-12-31 | 1 | Unclassified | 0 | 1 | 0 | 1 | 0 |  | 60 | 56
| CAISO NQC List | GEYS18_7_UNIT18 | NCNB | Lakeville | GEYSERS UNIT 18 (HEALDSBURG) |  | GEOTHERMAL | n/a |  | 72 | 45 | [7 empty] | 0 | 1 | 1983-01-01 |  | 2050-12-31 | 1 | Unclassified | 0 | 1 | 0 | 1 | 0 |  | 72 | 45
| CAISO NQC List | GEYS20_7_UNIT20 | NCNB | Lakeville | GEYSERS UNIT 20 (HEALDSBURG) |  | GEOTHERMAL | n/a |  | 62 | 40 | [7 empty] | 0 | 1 | 1985-01-01 |  | 2050-12-31 | 1 | Unclassified | 0 | 1 | 0 | 1 | 0 |  | 62 | 40
| CAISO NQC List | GIFFEN_6_SOLAR | CAISO System |  | Giffen Solar Station |  | SOLAR | n/a |  | 10 | 2.535 | [7 empty] | 0 | 1 | 2012-07-25 |  | 2050-12-31 | 1 | RenExistRes | 1 | 1 | 0 | 1 | 0 |  | 10 | 1.4
| CAISO NQC List | RUSCTY_2_UNITS | Bay Area | Ames | Russell City Energy Center | RussellCityCC-Total | THERMAL | CCWhole-NatGas-Industrial | CAISO_CCGT2 | 620 | 597.4 | 248 | 51923.7032 | 7200 | 7200 | 170.3817 | 170.855 |  | 1 | 1 | 2013-08-08 |  | 2050-12-31 | 1 | CAISO_CCGT2 | 0 | 1 | 1 | 1 | 1 |  | 620.5 | 613.22
| CAISO NQC List | WOLFSK_1_UNITA1 | CAISO System |  | Wolfskill Energy Center, Unit #1 | Wolfskill | PEAKER | CT-NatGas-Aero | CAISO_Peaker2 | 46.9 | 46 | 21.105 | 1590.9984 | 10354.9374 | 11558.7411 | 75.1904 | 75.1904 |  | 1 | 1 | 2003-03-22 |  | 2050-12-31 | 1 | CAISO_Peaker2 | 0 | 1 | 1 | 1 | 1 |  | 46.9 | 46.9
| CAISO NQC List | YUBACT_6_UNITA1 | Sierra | Pease, Drum-Rio Oso, South of Table Mountain | Yuba City Energy Center (Calpine) | Yuba_City_EC | PEAKER | CT-NatGas-Aero | CAISO_Peaker2 | 46 | 46 | 20.7 | 1560.4675 | 10354.9374 | 11558.7411 | 147.495 | 147.495 |  | 1 | 1 | 2002-07-26 |  | 2050-12-31 | 1 | CAISO_Peaker2 | 0 | 1 | 1 | 1 | 1 |  | 47.6 | 47.6
| CAISO NQC List | ALMEGT_1_UNIT 1 | Bay Area | Oakland | ALAMEDA GT UNIT 1 | Alameda1 | PEAKER | CT-NatGas-Aero | CAISO_Peaker2 | 23.8 | 23.8 | 10.71 | 807.3722 | 10354.931 | 11558.7269 | 149.9213 | 149.9213 |  | 1 | 1 | 1986-01-01 |  | 2050-12-31 | 1 | CAISO_Peaker2 | 0 | 1 | 1 | 1 | 1 |  | 25 | 23.4
| CAISO NQC List | GLDTWN_6_COLUM3 | CAISO System |  | Columbia 3 |  | SOLAR | n/a |  | 10 | 9.09 | [7 empty] | 0 | 1 | 2013-12-10 |  | 2050-12-31 | 1 | RenExistRes | 1 | 1 | 0 | 1 | 0 |  | 10 | 1.4
| CAISO NQC List | GLDTWN_6_SOLAR | CAISO System |  | Rio Grande |  | SOLAR | n/a |  | 5 | 4.12 | [7 empty] | 0 | 1 | 2013-11-18 |  | 2050-12-31 | 1 | RenExistRes | 1 | 1 | 0 | 1 | 0 |  | 5 | 0.7
| CAISO NQC List | LODI25_2_UNIT 1 | Stockton | Lockeford | LODI GAS TURBINE | Lodi_1 | PEAKER | CT-NatGas-Aero | CAISO_Peaker2 | 25.3 | 22.7 | 11.385 | 858.257 | 10354.931 | 11558.7269 | 159.3701 | 159.3701 |  | 1 | 1 | 1986-01-01 |  | 2050-12-31 | 1 | CAISO_Peaker2 | 0 | 1 | 1 | 1 | 1 |  | 25 | 23.8
| CAISO NQC List | GWFPWR_1_UNITS | Fresno | Wilson, Herndon, Hanford | HANFORD PEAKER PLANT | HanfordEnergy1 | PEAKER | CT-NatGas-Aero | CAISO_Peaker2 | 49.23 | 42.2 | 22.1535 | 1670.0395 | 10354.9308 | 11558.7266 | 82.05 | 82.05 |  | 1 | 1 | 2001-08-27 |  | 2050-12-31 | 2 | CAISO_Peaker2 | 0 | 1 | 1 | 1 | 1 |  | 50 | 92.58
| CAISO NQC List | GWFPWR_1_UNITS | Fresno | Wilson, Herndon, Hanford | HANFORD PEAKER PLANT | HanfordEnergy2 | PEAKER | CT-NatGas-Aero | CAISO_Peaker2 | 49.23 | 42.2 | 22.1535 | 1670.0395 | 10354.9308 | 11558.7266 | 82.05 | 82.05 |  | 1 | 1 | 2001-08-27 |  | 2050-12-31 | 2 | CAISO_Peaker2 | 0 | 1 | 1 | 1 | 1 |  | 50 | 92.58
| CAISO NQC List | PNOCHE_1_PL1X2 | Fresno | Wilson, Herndon | Panoche Peaker | PanochePeakerCT | PEAKER | CT-NatGas-Aero | CAISO_Peaker2 | 49.97 | 49.97 | 22.4865 | 1695.1425 | 10354.9236 | 11558.7105 | 163.1673 | 163.1673 |  | 1 | 1 | 2005-06-14 |  | 2050-12-31 | 1 | CAISO_Peaker2 | 0 | 1 | 1 | 1 | 1 |  | 0.3 | 49.97
| CAISO NQC List | GLOW_6_SOLAR | Big Creek-Ventura | Big Creek | Antelope Power Plant |  | SOLAR | n/a |  | 20 | 0 | [7 empty] | 0 | 1 | 2013-03-25 |  | 2050-12-31 | 1 | RenExistRes | 1 | 1 | 0 | 1 | 0 |  | 20 | 0
| CAISO NQC List | GOLDHL_1_QF | Sierra | Placerville, South of Rio Oso, South of Palermo, South of Table Mountain | SMALL QF AGGREGATION - PLACERVILLE |  | WIND | n/a |  | 1.25 | 0 | [7 empty] | 0 | 1 | 1992-11-18 |  | 2050-12-31 | 1 | Unclassified | 0 | 1 | 0 | 1 | 0
| CAISO NQC List | GOLETA_2_QF | Big Creek-Ventura | Ventura, S.Clara, Moorpark | GOLETA QFS |  | VARIOUS | n/a |  | 0.4 | 0.05 | [7 empty] | 1 | 1 | 1986-01-01 |  | 2050-12-31 | 1 | RenExistRes | 1 | 1 | 0 | 1 | 0 |  | 0.4 | 0.05
| CAISO NQC List | CSCGNR_1_UNIT 1 | Bay Area | San Jose, South Bay-Moss Landing | GIANERA PEAKER UNIT 1 | Gianera_1 | PEAKER | CT-NatGas-Aero | CAISO_Peaker2 | 24.75 | 24 | 11.1375 | 839.5992 | 10354.7407 | 11558.3266 | 160 | 160 |  | 1 | 1 | 1987-01-01 |  | 2050-12-31 | 1 | CAISO_Peaker2 | 0 | 1 | 1 | 1 | 1 |  | 24.75 | 24
| CAISO NQC List | GOLETA_6_EXGEN | Big Creek-Ventura | Ventura, S.Clara, Moorpark | EXXON COMPANY USA | SantaYnezCC-Total | COGENERATION | CCWhole-NatGas-Aero | CAISO_CHP | 3.66 | 3.66 | 3.66 |  | 7606.0304 | 7606.0304 |  |  |  | 1 | 1 | 1993-08-19 |  | 2050-12-31 | 1 | CAISO_CHP | 0 | 1 | 1 | 1 | 1 |  | 48.2 | 0
| CAISO NQC List | GOLETA_6_GAVOTA | Big Creek-Ventura | Ventura, S.Clara, Moorpark | Point Arguello Pipeline Company | GaviotaOil1 | COGENERATION | CT-NatGas-Aero | CAISO_CHP | 0.102 | 0.102 | 0.102 |  | 7606.0304 | 7606.0304 |  |  |  | 1 | 1 | 1987-01-01 |  | 2050-12-31 | 5 | CAISO_CHP | 0 | 1 | 1 | 1 | 1 |  | 9.9 | 0
| CAISO NQC List | GOLETA_6_GAVOTA | Big Creek-Ventura | Ventura, S.Clara, Moorpark | Point Arguello Pipeline Company | GaviotaOil2 | COGENERATION | CT-NatGas-Aero | CAISO_CHP | 0.102 | 0.102 | 0.102 |  | 7606.0304 | 7606.0304 |  |  |  | 1 | 1 | 1987-01-01 |  | 2050-12-31 | 5 | CAISO_CHP | 0 | 1 | 1 | 1 | 1 |  | 9.9 | 0
| CAISO NQC List | GOLETA_6_GAVOTA | Big Creek-Ventura | Ventura, S.Clara, Moorpark | Point Arguello Pipeline Company | GaviotaOil3 | COGENERATION | CT-NatGas-Aero | CAISO_CHP | 0.102 | 0.102 | 0.102 |  | 7606.0304 | 7606.0304 |  |  |  | 1 | 1 | 1987-01-01 |  | 2050-12-31 | 5 | CAISO_CHP | 0 | 1 | 1 | 1 | 1 |  | 9.9 | 0
| CAISO NQC List | GOLETA_6_GAVOTA | Big Creek-Ventura | Ventura, S.Clara, Moorpark | Point Arguello Pipeline Company | GaviotaOil4 | COGENERATION | CT-NatGas-Aero | CAISO_CHP | 0.102 | 0.102 | 0.102 |  | 7606.0304 | 7606.0304 |  |  |  | 1 | 1 | 1987-01-01 |  | 2050-12-31 | 5 | CAISO_CHP | 0 | 1 | 1 | 1 | 1 |  | 9.9 | 0
| CAISO NQC List | GOLETA_6_GAVOTA | Big Creek-Ventura | Ventura, S.Clara, Moorpark | Point Arguello Pipeline Company | GaviotaOil5 | COGENERATION | CT-NatGas-Aero | CAISO_CHP | 0.102 | 0.102 | 0.102 |  | 7606.0304 | 7606.0304 |  |  |  | 1 | 1 | 1987-01-01 |  | 2050-12-31 | 5 | CAISO_CHP | 0 | 1 | 1 | 1 | 1 |  | 9.9 | 0
| CAISO NQC List | GOLETA_6_TAJIGS | Big Creek-Ventura | Ventura, S.Clara, Moorpark | GOLETA_6_TAJIGS |  | BIOMASS | n/a |  | 3.1 | 2.93 | [7 empty] | 0 | 1 | 2000-08-05 |  | 2050-12-31 | 1 | RenExistRes | 1 | 1 | 0 | 1 | 0 |  | 2.84 | 2.84
| CAISO NQC List | GONZLS_6_UNIT | CAISO System |  | Johnson Canyon Landfill |  | BIOMASS | n/a |  | 1.42 | 1.29 | [7 empty] | 0 | 1 | 2013-07-08 |  | 2050-12-31 | 1 | RenExistRes | 1 | 1 | 0 | 1 | 0 |  | 1.42 | 1.23
| CAISO NQC List | GOOSLK_1_SOLAR1 | CAISO System |  | Goose Lake |  | SOLAR | n/a |  | 12 | 11 | [7 empty] | 0 | 1 | 2015-05-23 |  | 2050-12-31 | 1 | RenExistRes | 1 | 1 | 0 | 1 | 0 |  | 12 | 1.68
| CAISO NQC List | GRIDLY_6_SOLAR | Sierra | Pease, South of Table Mountain | GRIDLEY MAIN TWO |  | SOLAR | n/a |  | 2.5 | 0 | [7 empty] | 0 | 1 | 2013-04-01 |  | 2050-12-31 | 1 | RenExistRes | 1 | 1 | 0 | 1 | 0 |  | 2.5 | 0
| CAISO NQC List | GRIZLY_1_UNIT 1 | CAISO System |  | GRIZZLY HYDRO |  | HYDRO | n/a |  | 20 | 17.7 | [7 empty] | 0 | 1 | 1993-01-01 |  | 2050-12-31 | 1 | RenExistRes | 1 | 1 | 0 | 1 | 0 |  | 20 | 20
| CAISO NQC List | LAROA2_2_UNITA1 | San Diego-IV | None | LR2 | LaRosita2CC-Total | THERMAL | CCWhole-NatGas-Industrial | CAISO_CCGT2 | 322 | 322 | 177.1 | 26966.8254 | 7148.5793 | 7853.5896 | 143.5364 | 143.5364 |  | 1 | 1 | 2003-07-22 |  | 2050-12-31 | 1 | CAISO_CCGT2 | 0 | 1 | 1 | 1 | 1 |  | 322 | 322
| CAISO NQC List | GRNLF2_1_UNIT | Sierra | Pease, Drum-Rio Oso, South of Table Mountain | GREENLEAF II COGEN | Greenleaf2 | COGENERATION | CT-NatGas-Aero | CAISO_CHP | 33.87 | 33.87 | 33.87 |  | 7606.0304 | 7606.0304 |  |  |  | 1 | 1 | 1989-10-12 |  | 2050-12-31 | 1 | CAISO_CHP | 0 | 1 | 1 | 1 | 1 |  | 49.5 | 32.85
| CAISO NQC List | GRNVLY_7_SCLAND | CAISO System |  | SANTA CRUZ LANDFILL GENERATING PLANT |  | THERMAL | n/a |  | 3.04 | 3.04 | [7 empty] | 1 | 1 | 2006-02-02 |  | 2050-12-31 | 1 | RenExistRes | 1 | 1 | 0 | 1 | 0 |  | 3.04 | 2.27
| CAISO NQC List | GRSCRK_6_BGCKWW | Humboldt | None | BIG CREEK WATER WORKS - CEDAR FLAT |  | HYDRO | n/a | CAISO_Hydro | 5 | 0 | [7 empty] | 0 | 1 | 1987-01-01 |  | 2050-12-31 | 1 | CAISO_Hydro | 1 | 1 | 1 | 1 | 1 |  | 5 | 0
| CAISO NQC List | GRZZLY_1_BERKLY | Bay Area | None | PE - BERKELEY, INC. | PE-BerkeleyCC-Total | COGENERATION | CCWhole-NatGas-Industrial | CAISO_CHP | 23.4 | 23.4 | 23.4 |  | 7606.0304 | 7606.0304 |  |  |  | 1 | 1 | 1987-05-19 |  | 2050-12-31 | 1 | CAISO_CHP | 0 | 1 | 1 | 1 | 1 |  | 26.35 | 14.17
| CAISO NQC List | GUERNS_6_SOLAR | Fresno | Wilson | Guernsey Solar Station |  | SOLAR | n/a |  | 20 | 6.474 | [7 empty] | 0 | 1 | 2013-09-18 |  | 2050-12-31 | 1 | RenExistRes | 1 | 1 | 0 | 1 | 0 |  | 20 | 2.8
| CAISO NQC List | CSCGNR_1_UNIT 2 | Bay Area | San Jose, South Bay-Moss Landing | GIANERA PEAKER UNIT 2 | Gianera_2 | PEAKER | CT-NatGas-Aero | CAISO_Peaker2 | 24.75 | 24 | 11.1375 | 839.5992 | 10354.7407 | 11558.3266 | 160 | 160 |  | 1 | 1 | 1986-01-01 |  | 2050-12-31 | 1 | CAISO_Peaker2 | 0 | 1 | 1 | 1 | 1 |  | 24.75 | 24
| CAISO NQC List | ALMEGT_1_UNIT 2 | Bay Area | Oakland | ALAMEDA GT UNIT 2 | Alameda2 | PEAKER | CT-NatGas-Aero | CAISO_Peaker2 | 25.4 | 24.4 | 11.43 | 861.6493 | 10353.5689 | 11541.8209 | 160 | 160 |  | 1 | 1 | 1986-01-01 |  | 2050-12-31 | 1 | CAISO_Peaker2 | 0 | 1 | 1 | 1 | 1 |  | 25 | 23.5
| CAISO NQC List | GYS5X6_7_UNITS | NCNB | Eagle Rock, Fulton, Lakeville | GEYSERS UNITS 5 & 6 AGGREGATE |  | GEOTHERMAL | n/a |  | 85 | 85 | [7 empty] | 0 | 1 | 1971-01-01 |  | 2050-12-31 | 1 | RenExistRes | 1 | 1 | 0 | 1 | 0 |  | 85 | 85
| CAISO NQC List | GYS7X8_7_UNITS | NCNB | Eagle Rock, Fulton, Lakeville | GEYSERS UNITS 7 & 8 AGGREGATE |  | GEOTHERMAL | n/a |  | 82 | 76 | [7 empty] | 0 | 1 | 1972-01-01 |  | 2050-12-31 | 1 | Unclassified | 0 | 1 | 0 | 1 | 0 |  | 82 | 76
| CAISO NQC List | GYSRVL_7_WSPRNG | NCNB | Fulton, Lakeville | Sonoma CWA Warm Springs Hydro |  | HYDRO | n/a |  | 3.75 | 1.45 | [7 empty] | 0 | 1 | 1988-12-22 |  | 2050-12-31 | 1 | RenExistRes | 1 | 1 | 0 | 1 | 0 |  | 3.75 | 0.42
| CAISO NQC List | HAASPH_7_PL1X2 | Fresno | Wilson, Herndon | HAAS PH UNIT 1 & 2 AGGREGATE |  | HYDRO | n/a | CAISO_Hydro | 144 | 144 | [7 empty] | 0 | 1 | 1958-01-01 |  | 2050-12-31 | 1 | CAISO_Hydro | 0 | 1 | 1 | 1 | 1 |  | 72 | 144
| CAISO NQC List | HALSEY_6_UNIT | Sierra | Placer, Drum-Rio Oso, South of Rio Oso, South of Palermo, South of Table Mountain | HALSEY HYDRO |  | HYDRO | n/a |  | 13.5 | 13.5 | [7 empty] | 0 | 1 | 1916-01-01 |  | 2050-12-31 | 1 | RenExistRes | 1 | 1 | 0 | 1 | 0 |  | 13.5 | 13.5
| CAISO NQC List | LAROA1_2_UNITA1 | San Diego-IV | None | LR1 | LaRosita1CC-Total | THERMAL | CCWhole-NatGas-Industrial | CAISO_CCGT2 | 180 | 165 | 99 | 15074.6232 | 7111.5454 | 7919.0226 | 26.64 | 26.7264 |  | 1 | 1 | 2003-07-20 |  | 2050-12-31 | 1 | CAISO_CCGT2 | 0 | 1 | 1 | 1 | 1
| CAISO NQC List | HATCR1_7_UNIT | CAISO System |  | Hat Creek #1 |  | HYDRO | n/a |  | 8.5 | 8.5 | [7 empty] | 0 | 1 | 1921-01-01 |  | 2050-12-31 | 1 | RenExistRes | 1 | 1 | 0 | 1 | 0 |  | 8.5 | 1.81
| CAISO NQC List | HATCR2_7_UNIT | CAISO System |  | Hat Creek #2 |  | HYDRO | n/a |  | 8.5 | 8.5 | [7 empty] | 0 | 1 | 1921-01-01 |  | 2050-12-31 | 1 | Unclassified | 0 | 1 | 0 | 1 | 0 |  | 8.5 | 2.96
| CAISO NQC List | HATLOS_6_LSCRK | CAISO System |  | Lost Creek 1 & 2 Hydro Conversion |  | HYDRO | n/a | CAISO_Hydro | 1.7 | 0.73 | [7 empty] | 0 | 1 | 1989-06-15 |  | 2050-12-31 | 1 | CAISO_Hydro | 1 | 1 | 1 | 1 | 1 |  | 1.7 | 0.81
| CAISO NQC List | HATLOS_6_QFUNTS | CAISO System |  | HAT CREEK HYDRO QF UNITS |  | HYDRO | n/a | CAISO_Hydro | 2.75 | 1.14 | [7 empty] | 0 | 1 | 1989-06-15 |  | 2050-12-31 | 1 | CAISO_Hydro | 1 | 1 | 1 | 1 | 1
| CAISO NQC List | HATRDG_2_WIND | CAISO System |  | Hatchet Ridge Wind Farm |  | WIND | n/a |  | 102 | 36.84 | [7 empty] | 0 | 1 | 2010-11-19 |  | 2050-12-31 | 1 | RenExistRes | 1 | 1 | 0 | 1 | 0 |  | 102 | 15.3
| CAISO NQC List | HAYPRS_6_QFUNTS | Sierra | Drum-Rio Oso, South of Palermo, South of Table Mountain | HAYPRESS HYDRO QF UNITS |  | HYDRO | n/a |  | 18.75 | 0 | [7 empty] | 0 | 1 | 1989-04-11 |  | 2050-12-31 | 1 | RenExistRes | 1 | 1 | 0 | 1 | 0 |  | 14.8 | 0
| CAISO NQC List | HELMPG_7_UNIT 1 | Fresno | Wilson | HELMS PUMP-GEN UNIT 1 |  | HYDRO | n/a | CAISO_PS | 407 | 407 | [7 empty] | 0 | 1 | 1984-01-01 |  | 2050-12-31 | 1 | CAISO_PS | 0 | 1 | 1 | 1 | 1 |  | 407 | 407
| CAISO NQC List | HELMPG_7_UNIT 2 | Fresno | Wilson | HELMS PUMP-GEN UNIT 2 |  | HYDRO | n/a | CAISO_PS | 407 | 407 | [7 empty] | 0 | 1 | 1984-01-01 |  | 2050-12-31 | 1 | CAISO_PS | 0 | 1 | 1 | 1 | 1 |  | 407 | 407
| CAISO NQC List | HELMPG_7_UNIT 3 | Fresno | Wilson | HELMS PUMP-GEN UNIT 3 |  | HYDRO | n/a | CAISO_PS | 404 | 404 | [7 empty] | 0 | 1 | 1984-01-01 |  | 2050-12-31 | 1 | CAISO_PS | 0 | 1 | 1 | 1 | 1 |  | 404 | 404
| CAISO NQC List | HENRTA_6_SOLAR1 | Fresno |  | Lemoore 1 |  | SOLAR | n/a |  | 1.5 | 0 | [7 empty] | 0 | 1 | 2016-01-29 |  | 2050-12-31 | 1 | RenExistRes | 1 | 1 | 0 | 1 | 0 |  | 1.5 | 0
| CAISO NQC List | HENRTA_6_SOLAR2 | Fresno |  | Westside Solar Power |  | SOLAR | n/a |  | 2 | 0 | [7 empty] | 0 | 1 | 2016-05-07 |  | 2050-12-31 | 1 | Unclassified | 0 | 1 | 0 | 1 | 0 |  | 2 | 0
| CAISO NQC List | LMBEPK_2_UNITA2 | Bay Area | Contra Costa | Creed Energy Center, Unit #1 | Creed_Energy | PEAKER | CT-NatGas-Aero | CAISO_Peaker2 | 48 | 48 | 21.6 | 1628.3139 | 10353.0387 | 11541.1209 | 153.9078 | 153.9078 |  | 1 | 1 | 2003-01-06 |  | 2050-12-31 | 1 | CAISO_Peaker2 | 0 | 1 | 1 | 1 | 1 |  | 47.6 | 47.6
| CAISO NQC List | HENRTA_6_UNITA2 | Fresno | Wilson | GWF HENRIETTA PEAKER PLANT UNIT 2 | Henrietta2 | PEAKER | CT-NatGas-Aero | CAISO_Peaker2 | 49.42 | 45.23 | 22.239 | 1676.4847 | 10347.7788 | 11445.9382 | 80.6857 | 80.6857 |  | 1 | 1 | 2002-07-01 |  | 2050-12-31 | 1 | CAISO_Peaker2 | 0 | 1 | 1 | 1 | 1 |  | 49.42 | 45.88
| CAISO NQC List | HENRTS_1_SOLAR | Fresno |  | Henrietta Solar Project |  | SOLAR | n/a |  | 100 | 80.34 | [7 empty] | 0 | 1 | 2016-08-19 |  | 2050-12-31 | 1 | RenExistRes | 1 | 1 | 0 | 1 | 0 |  | 100 | 14
| CAISO NQC List | LODIEC_2_PL1X2 | Sierra | South of Rio Oso, South of Palermo, South of Table Mountain | Lodi Energy Center | LodiEnergyCC-Total | THERMAL | CCWhole-NatGas-Industrial | CAISO_CCGT1 | 302.58 | 280 | 136.161 | 25340.441 | 7083.2103 | 5873.4674 | 144.0857 | 144.0857 |  | 1 | 0 | 2012-11-27 |  | 2050-12-31 | 1 | CAISO_CCGT1 | 0 | 1 | 1 | 1 | 1 |  | 116.9 | 302.58
| CAISO NQC List | HIGGNS_1_COMBIE | Sierra | Drum-Rio Oso, South of Rio Oso, South of Palermo, South of Table Mountain | Combie South |  | HYDRO | n/a | CAISO_Hydro | 1.5 | 0 | [7 empty] | 0 | 1 | 1899-12-31 |  | 2050-12-31 | 1 | CAISO_Hydro | 1 | 1 | 1 | 1 | 1 |  | 1.5 | 0.01
| CAISO NQC List | HIGGNS_7_QFUNTS | Sierra | Drum-Rio Oso, South of Rio Oso, South of Palermo, South of Table Mountain | HIGGNS_7_QFUNTS |  | HYDRO | n/a | CAISO_Hydro | 2 | 0.23 | [7 empty] | 0 | 1 | 1899-12-31 |  | 2050-12-31 | 1 | CAISO_Hydro | 0 | 1 | 1 | 1 | 1 |  | 0.5 | 0.21
| CAISO NQC List | HILAND_7_YOLOWD | NCNB | Eagle Rock, Fulton, Lakeville | CLEAR LAKE UNIT 1 |  | HYDRO | n/a | CAISO_Hydro | 3.75 | 0 | [7 empty] | 0 | 1 | 1985-09-07 |  | 2050-12-31 | 1 | CAISO_Hydro | 0 | 1 | 1 | 1 | 1 |  | 3.75 | 0
| CAISO NQC List | HINSON_6_CARBGN | LA Basin | Western | BP WILMINGTON CALCINER | WilmingtonCalciner | COGENERATION | ST-WasteHeat | CAISO_CHP | 29.3 | 29.3 | 29.3 |  | 7606.0304 | 7606.0304 |  |  |  | 1 | 1 | 1982-01-01 |  | 2050-12-31 | 1 | CAISO_CHP | 0 | 1 | 1 | 1 | 1 |  | 30 | 29.28
| CAISO NQC List | ESCNDO_6_UNITB1 | San Diego-IV | San Diego | CalPeak Power Enterprise Unit 1 | EnterprisePeakr | PEAKER | CT-NatGas-Industrial | CAISO_Peaker2 | 48.04 | 48 | 21.618 | 5245.5019 | 10347.7407 | 11429.639 | 163.8891 | 163.8891 |  | 1 | 1 | 2001-10-23 |  | 2050-12-31 | 1 | CAISO_Peaker2 | 0 | 1 | 1 | 1 | 1 |  | 48.04 | 48.04
| CAISO NQC List | HENRTA_6_UNITA1 | Fresno | Wilson | GWF HENRIETTA PEAKER PLANT UNIT 1 | Henrietta1 | PEAKER | CT-NatGas-Aero | CAISO_Peaker2 | 49.98 | 45.33 | 22.491 | 1695.4817 | 10347.6546 | 11442.5999 | 81.6 | 81.6 |  | 1 | 1 | 2002-07-01 |  | 2050-12-31 | 1 | CAISO_Peaker2 | 0 | 1 | 1 | 1 | 1 |  | 49.98 | 45.99
| CAISO NQC List | ESCNDO_6_PL1X2 | San Diego-IV | San Diego | MMC Escondido Aggregate | MMC-Escondido | THERMAL | CT-NatGas-Industrial | CAISO_Peaker2 | 48.71 | 48.71 | 21.9195 | 5318.6595 | 10347.4135 | 11481.5737 | 177.0468 | 177.0468 |  | 1 | 1 | 2006-06-07 |  | 2050-12-31 | 1 | CAISO_Peaker2 | 0 | 1 | 1 | 1 | 1 |  | 48.71 | 48.71
| CAISO NQC List | PNOCHE_1_UNITA1 | Fresno | Wilson | CalPeak Power Panoche Unit 1 | CPeakPanochePkr | PEAKER | CT-NatGas-Aero | CAISO_Peaker2 | 52.01 | 48 | 23.4045 | 1764.3458 | 10303.282 | 11501.1151 | 169.8286 | 169.8286 |  | 1 | 1 | 2001-12-27 |  | 2050-12-31 | 1 | CAISO_Peaker2 | 0 | 1 | 1 | 1 | 1 |  | 52.01 | 52.01
| CAISO NQC List | HINSON_6_SERRGN | LA Basin | Western | CITY OF LONG BEACH |  | BIOMASS | n/a |  | 38.91 | 26.93 | [7 empty] | 0 | 1 | 1988-01-01 |  | 2050-12-31 | 1 | Unclassified | 0 | 1 | 0 | 1 | 0 |  | 34 | 34
| CAISO NQC List | HMLTBR_6_UNITS | CAISO System |  | HAMILTON BRANCH PH (AGGREGATE) |  | HYDRO | n/a |  | 4.9 | 4.9 | [7 empty] | 0 | 1 | 1921-01-01 |  | 2050-12-31 | 1 | RenExistRes | 1 | 1 | 0 | 1 | 0 |  | 4.9 | 0.89
| CAISO NQC List | HNTGBH_7_UNIT 1 | LA Basin | Western | HUNTINGTON BEACH GEN STA. UNIT 1 | HuntingtonBeach1 | THERMAL | ST-NatGas | CAISO_ST | 225.75 | 225.75 | 18.076 | 17964.7211 | 9750.5618 | 16140.6743 | 214.9524 | 214.9524 |  | 1 | 1 | 1958-06-01 | 2020-12-31 | 2020-12-31 | 1 | CAISO_ST | 0 | 0 | 1 | 1 | 0 |  | 225.75
| CAISO NQC List | HNTGBH_7_UNIT 2 | LA Basin | Western | HUNTINGTON BEACH GEN STA. UNIT 2 | HuntingtonBeach2 | THERMAL | ST-NatGas | CAISO_ST | 225.8 | 225.8 | 18.08 | 17968.7 | 9780.0972 | 16839.488 | 215 | 215 |  | 1 | 1 | 1958-12-01 | 2020-12-31 | 2020-12-31 | 1 | CAISO_ST | 0 | 0 | 1 | 1 | 0 |  | 225.8 | 225.8
| CAISO NQC List | HOLGAT_1_BORAX | CAISO System |  | U.S. Borax, Unit 1 | US_Borax_GEN1 | COGENERATION | CT-NatGas-Aero | CAISO_CHP | 15.62 | 15.62 | 15.62 |  | 7606.0304 | 7606.0304 |  |  |  | 1 | 1 | 1984-06-01 |  | 2050-12-31 | 1 | CAISO_CHP | 0 | 1 | 1 | 1 | 1 |  | 48.2 | 11.63
| CAISO NQC List | HOLSTR_1_SOLAR | CAISO System |  | San Benito Smart Park |  | SOLAR | n/a |  | 1.5 | 0 | [7 empty] | 0 | 1 | 2014-06-16 |  | 2050-12-31 | 1 | RenExistRes | 1 | 1 | 0 | 1 | 0 |  | 1.5 | 0
| CAISO NQC List | HOLSTR_1_SOLAR2 | CAISO System |  | Hollister Solar |  | SOLAR | n/a |  | 1.5 | 1.36 | [7 empty] | 0 | 1 | 2015-04-17 |  | 2050-12-31 | 1 | RenExistRes | 1 | 1 | 0 | 1 | 0 |  | 1.5 | 0.21
| CAISO NQC List | HUMBPP_1_UNITS3 | Humboldt | None | Humboldt Bay Generating Station 3 | HumboldtBayIC08 | THERMAL | ICE-NatGas | CAISO_Reciprocating_Engine | 21.6933 | 21.6667 | 5.4233 | 114.9855 | 8249.9808 | 10043.9233 | 60.0092 | 60.0092 |  | 1 | 1 | 2010-09-29 |  | 2050-12-31 | 3 | CAISO_Reciprocating_Engine | 0 | 1 | 1 | 1 | 1 |  | 65.08 | 65.08
| CAISO NQC List | HUMBPP_1_UNITS3 | Humboldt | None | Humboldt Bay Generating Station 3 | HumboldtBayIC09 | THERMAL | ICE-NatGas | CAISO_Reciprocating_Engine | 21.6933 | 21.6667 | 5.4233 | 114.9855 | 8249.9808 | 10043.9233 | 60.0092 | 60.0092 |  | 1 | 1 | 2010-09-29 |  | 2050-12-31 | 3 | CAISO_Reciprocating_Engine | 0 | 1 | 1 | 1 | 1 |  | 65.08 | 65.08
| CAISO NQC List | HUMBPP_1_UNITS3 | Humboldt | None | Humboldt Bay Generating Station 3 | HumboldtBayIC10 | THERMAL | ICE-NatGas | CAISO_Reciprocating_Engine | 21.6933 | 21.6667 | 5.4233 | 114.9855 | 8249.9808 | 10043.9233 | 60.0092 | 60.0092 |  | 1 | 1 | 2010-09-29 |  | 2050-12-31 | 3 | CAISO_Reciprocating_Engine | 0 | 1 | 1 | 1 | 1 |  | 65.08 | 65.08
| CAISO NQC List | HUMBPP_6_UNITS | Humboldt | None | Humboldt Bay Generating Station 1 | HumboldtBayIC01 | COGENERATION | ICE-NatGas | CAISO_Reciprocating_Engine | 13.9457 | 13.9457 | 3.4864 | 73.9193 | 8250.1475 | 10044.5902 | 68.5855 | 68.5855 |  | 1 | 1 | 2010-09-29 |  | 2050-12-31 | 7 | CAISO_Reciprocating_Engine | 0 | 1 | 1 | 1 | 1 |  | 83.2 | 97.62
| CAISO NQC List | HUMBPP_6_UNITS | Humboldt | None | Humboldt Bay Generating Station 1 | HumboldtBayIC02 | COGENERATION | ICE-NatGas | CAISO_Reciprocating_Engine | 13.9457 | 13.9457 | 3.4864 | 73.9193 | 8250.1475 | 10044.5902 | 68.5855 | 68.5855 |  | 1 | 1 | 2010-09-29 |  | 2050-12-31 | 7 | CAISO_Reciprocating_Engine | 0 | 1 | 1 | 1 | 1 |  | 83.2 | 97.62
| CAISO NQC List | HUMBPP_6_UNITS | Humboldt | None | Humboldt Bay Generating Station 1 | HumboldtBayIC03 | COGENERATION | ICE-NatGas | CAISO_Reciprocating_Engine | 13.9457 | 13.9457 | 3.4864 | 73.9193 | 8250.1475 | 10044.5902 | 68.5855 | 68.5855 |  | 1 | 1 | 2010-09-29 |  | 2050-12-31 | 7 | CAISO_Reciprocating_Engine | 0 | 1 | 1 | 1 | 1 |  | 83.2 | 97.62
| CAISO NQC List | HUMBPP_6_UNITS | Humboldt | None | Humboldt Bay Generating Station 1 | HumboldtBayIC04 | COGENERATION | ICE-NatGas | CAISO_Reciprocating_Engine | 13.9457 | 13.9457 | 3.4864 | 73.9193 | 8250.1475 | 10044.5902 | 68.5855 | 68.5855 |  | 1 | 1 | 2010-09-29 |  | 2050-12-31 | 7 | CAISO_Reciprocating_Engine | 0 | 1 | 1 | 1 | 1 |  | 83.2 | 97.62
| CAISO NQC List | HUMBPP_6_UNITS | Humboldt | None | Humboldt Bay Generating Station 1 | HumboldtBayIC05 | COGENERATION | ICE-NatGas | CAISO_Reciprocating_Engine | 13.9457 | 13.9457 | 3.4864 | 73.9193 | 8249.9511 | 10043.8043 | 51.4286 | 51.4286 |  | 1 | 1 | 2010-09-29 |  | 2050-12-31 | 7 | CAISO_Reciprocating_Engine | 0 | 1 | 1 | 1 | 1 |  | 83.2 | 97.62
| CAISO NQC List | HUMBPP_6_UNITS | Humboldt | None | Humboldt Bay Generating Station 1 | HumboldtBayIC06 | COGENERATION | ICE-NatGas | CAISO_Reciprocating_Engine | 13.9457 | 13.9457 | 3.4864 | 73.9193 | 8249.9511 | 10043.8043 | 51.4286 | 51.4286 |  | 1 | 1 | 2010-09-29 |  | 2050-12-31 | 7 | CAISO_Reciprocating_Engine | 0 | 1 | 1 | 1 | 1 |  | 83.2 | 97.62
| CAISO NQC List | HUMBPP_6_UNITS | Humboldt | None | Humboldt Bay Generating Station 1 | HumboldtBayIC07 | COGENERATION | ICE-NatGas | CAISO_Reciprocating_Engine | 13.9457 | 13.9457 | 3.4864 | 73.9193 | 8249.9511 | 10043.8043 | 51.4286 | 51.4286 |  | 1 | 1 | 2010-09-29 |  | 2050-12-31 | 7 | CAISO_Reciprocating_Engine | 0 | 1 | 1 | 1 | 1 |  | 83.2 | 97.62
| CAISO NQC List | HUMBSB_1_QF | Humboldt | None | SMALL QF AGGREGATION - TRINITY |  | HYDRO | n/a | CAISO_Hydro | 1.25 | 0 | [7 empty] | 0 | 1 | 1899-12-31 |  | 2050-12-31 | 1 | CAISO_Hydro | 0 | 1 | 1 | 1 | 1 |  | 1.25 | 0
| CAISO NQC List | HURON_6_SOLAR | Fresno | Wilson, Coalinga | Huron Solar Station |  | SOLAR | n/a |  | 20 | 13.58 | [7 empty] | 0 | 1 | 2012-08-30 |  | 2050-12-31 | 1 | RenExistRes | 1 | 1 | 0 | 1 | 0 |  | 20 | 2.8
| CAISO NQC List | HYTTHM_2_UNITS | CAISO System |  | HYATT-THERMALITO PUMP-GEN (AGGREGATE) |  | HYDRO | n/a | CAISO_Hydro | 933.1 | 501.66 | [7 empty] | 0 | 1 | 1968-01-01 |  | 2050-12-31 | 1 | CAISO_Hydro | 0 | 1 | 1 | 1 | 1 |  | 28 | 459.42
| CAISO NQC List | IGNACO_1_QF | NCNB | Lakeville | SMALL QF AGGREGATION - VALLEJO/DINSMORE |  | WIND | n/a |  | 0.5 | 0 | [7 empty] | 0 | 1 | 1985-01-01 |  | 2050-12-31 | 1 | Unclassified | 0 | 1 | 0 | 1 | 0 |  | 0.5 | 0.01
| CAISO NQC List | VACADX_1_UNITA1 | CAISO System |  | CalPeak Power Vaca Dixon Unit 1 | VacaDixonPeaker | PEAKER | CT-NatGas-Aero | CAISO_Peaker2 | 50.61 | 48 | 15.183 | 1716.8532 | 10297.1818 | 12585.5599 | 166.9953 | 166.9953 |  | 1 | 1 | 2002-06-21 |  | 2050-12-31 | 1 | CAISO_Peaker2 | 0 | 1 | 1 | 1 | 1 |  | 50.61 | 50.61
| CAISO NQC List | BORDER_6_UNITA1 | San Diego-IV | San Diego | CalPeak Power Border Unit 1 | BorderPeaker | PEAKER | CT-NatGas-Industrial | CAISO_Peaker2 | 51.25 | 48 | 23.0625 | 5596.0025 | 10287.4528 | 11420.643 | 164.1313 | 164.1313 |  | 1 | 1 | 2001-10-26 |  | 2050-12-31 | 1 | CAISO_Peaker2 | 0 | 1 | 1 | 1 | 1 |  | 51.25 | 51.25
| CAISO NQC List | PNCHPP_1_PL1X2 | Fresno | Wilson | Midway Peaking Aggregate | Starwood1 | PEAKER | CT-NatGas-Aero | CAISO_Peaker2 | 59.955 | 55.58 | 26.9797 | 2033.8657 | 10269.0469 | 15148.3899 | 205.8541 | 205.8541 |  | 1 | 1 | 2009-05-04 |  | 2050-12-31 | 2 | CAISO_Peaker2 | 0 | 1 | 1 | 1 | 1 |  | 82.3 | 110.52
| CAISO NQC List | INDVLY_1_UNITS | NCNB | Eagle Rock, Fulton, Lakeville | Indian Valley Hydro |  | HYDRO | n/a | CAISO_Hydro | 3.01 | 1.11 | [7 empty] | 0 | 1 | 1983-09-15 |  | 2050-12-31 | 1 | CAISO_Hydro | 1 | 1 | 1 | 1 | 1 |  | 3.01 | 0.85
| CAISO NQC List | BUCKBL_2_PL1X3 | CAISO System |  | Blythe Energy Center | BlytheCC-Total | THERMAL | CCWhole-NatGas-Industrial | CAISO_CCGT2 | 493.63 | 490 | 289.5911 | 44095.7234 | 7019.6869 | 7936.11 | 440.0359 | 440.0359 |  | 1 | 1 | 2010-06-11 |  | 2050-12-31 | 1 | CAISO_CCGT2 | 0 | 1 | 1 | 1 | 1 |  | 227 | 490
| CAISO NQC List | ELSEGN_2_UN1011 | LA Basin | Western | El Segundo Energy Center 5/6 | ElSegndEnrgCC1-Total | THERMAL | CCWhole-NatGas-Industrial | CAISO_CCGT2 | 263 | 263 | 144.65 | 22025.6963 | 6999.8127 | 7690.0412 | 127.3474 | 126.886 |  | 1 | 1 | 2013-06-29 |  | 2050-12-31 | 1 | CAISO_CCGT2 | 0 | 1 | 1 | 1 | 1 |  | 90.5 | 263
| CAISO NQC List | INSKIP_2_UNIT | CAISO System |  | INSKIP HYDRO |  | HYDRO | n/a |  | 8 | 8 | [7 empty] | 0 | 1 | 1979-01-01 |  | 2050-12-31 | 1 | RenExistRes | 1 | 1 | 0 | 1 | 0 |  | 8 | 1.36
| CAISO NQC List | INTKEP_2_UNITS | CAISO System |  | CCSF Hetch_Hetchy Hydro Aggregate |  | HYDRO | n/a | CAISO_Hydro | 405 | 307 | [7 empty] | 0 | 1 | 2006-07-01 |  | 2050-12-31 | 1 | CAISO_Hydro | 1 | 1 | 1 | 1 | 1 |  | 52 | 239
| CAISO NQC List | INTTRB_6_UNIT | Fresno | Wilson | Intl Wind Turb Research (Dinosaur Point) |  | WIND | n/a |  | 21.25 | 2.76 | [7 empty] | 0 | 1 | 1988-06-14 |  | 2050-12-31 | 1 | RenExistRes | 1 | 1 | 0 | 1 | 0 |  | 18.4 | 2.76
| CAISO NQC List | IVANPA_1_UNIT1 | CAISO System |  | Ivanpah 1 |  | SOLAR | n/a |  | 123.2 | 45.59 | [7 empty] | 0 | 1 | 2013-12-30 |  | 2050-12-31 | 1 | RenExistRes | 1 | 1 | 0 | 1 | 0 |  |  | 17.64
| CAISO NQC List | IVANPA_1_UNIT2 | CAISO System |  | Ivanpah 2 |  | SOLAR | n/a |  | 133 | 49.09 | [7 empty] | 0 | 1 | 2013-12-30 |  | 2050-12-31 | 1 | RenExistRes | 1 | 1 | 0 | 1 | 0 |  | 133 | 18.62
| CAISO NQC List | IVANPA_1_UNIT3 | CAISO System |  | Ivanpah 3 |  | SOLAR | n/a |  | 133 | 48.9 | [7 empty] | 0 | 1 | 2013-12-30 |  | 2050-12-31 | 1 | RenExistRes | 1 | 1 | 0 | 1 | 0 |  |  | 18.62
| CAISO NQC List | IVSLRP_2_SOLAR1 | San Diego-IV | None | Silver Ridge Mount Signal |  | SOLAR | n/a |  | 200 | 171.97 | [7 empty] | 0 | 1 | 2014-03-04 |  | 2050-12-31 | 1 | RenExistRes | 1 | 1 | 0 | 1 | 0 |  | 200 | 28
| CAISO NQC List | IVWEST_2_SOLAR1 | San Diego-IV |  | Imperial Valley West |  | SOLAR | n/a |  | 150 | 120.52 | [7 empty] | 0 | 1 | 2016-01-21 |  | 2050-12-31 | 1 | RenExistRes | 1 | 1 | 0 | 1 | 0 |  | 75 | 21
| CAISO NQC List | JAKVAL_6_UNITG1 | CAISO System |  | BUENA VISTA |  | BIOMASS | n/a |  | 17.84 | 13.86 | [7 empty] | 0 | 1 | 2013-01-03 |  | 2050-12-31 | 1 | RenExistRes | 1 | 1 | 0 | 1 | 0
| CAISO NQC List | JAWBNE_2_NSRWND | CAISO System |  | North Sky River Wind Project |  | WIND | n/a |  | 160 | 52.42 | [7 empty] | 0 | 1 | 2012-12-07 |  | 2050-12-31 | 1 | RenExistRes | 1 | 1 | 0 | 1 | 0 |  | 160 | 24
| CAISO NQC List | JAWBNE_2_SRWND | CAISO System |  | Sky River |  | WIND | n/a |  | 77 | 8.62 | [7 empty] | 0 | 1 | 2012-12-11 |  | 2050-12-31 | 1 | RenExistRes | 1 | 1 | 0 | 1 | 0 |  | 77 | 11.55
| CAISO NQC List | JAYNE_6_WLSLR | Fresno |  | Westlands Solar Farm PV 1 |  | SOLAR | n/a |  | 18 | 0 | [7 empty] | 0 | 1 | 2014-02-14 |  | 2050-12-31 | 1 | RenExistRes | 1 | 1 | 0 | 1 | 0 |  | 18 | 0
| CAISO NQC List | KANAKA_1_UNIT | Sierra | Drum-Rio Oso, South of Table Mountain | KANAKA |  | HYDRO | n/a | CAISO_Hydro | 2.5 | 0 | [7 empty] | 0 | 1 | 1989-02-13 |  | 2050-12-31 | 1 | CAISO_Hydro | 1 | 1 | 1 | 1 | 1
| CAISO NQC List | KANSAS_6_SOLAR | Fresno | Wilson | RE Kansas South |  | SOLAR | n/a |  | 20 | 0 | [7 empty] | 0 | 1 | 2013-06-06 |  | 2050-12-31 | 1 | RenExistRes | 1 | 1 | 0 | 1 | 0 |  |  | 0
| CAISO NQC List | KEARNY_7_KY3 | San Diego-IV | San Diego | KEARNY GT3 AGGREGATE |  | PEAKER | n/a | CAISO_Peaker2 | 61 | 61 | [7 empty] | 1 | 0 | 1969-01-01 |  | 2050-12-31 | 1 | CAISO_Peaker2 | 0 | 1 | 1 | 1 | 1
| CAISO NQC List | KEKAWK_6_UNIT | Humboldt | None | STS HYDROPOWER LTD. (KEKAWAKA) |  | HYDRO | n/a | CAISO_Hydro | 5.5 | 0 | [7 empty] | 0 | 1 | 1989-12-27 |  | 2050-12-31 | 1 | CAISO_Hydro | 1 | 1 | 1 | 1 | 1 |  | 5.5 | 0
| CAISO NQC List | PNCHPP_1_PL1X2 | Fresno | Wilson | Midway Peaking Aggregate | Starwood2 | PEAKER | CT-NatGas-Aero | CAISO_Peaker2 | 59.955 | 55.58 | 26.9797 | 2033.8657 | 10219.2208 | 15074.9256 | 205.8541 | 205.8541 |  | 1 | 1 | 2009-05-04 |  | 2050-12-31 | 2 | CAISO_Peaker2 | 0 | 1 | 1 | 1 | 1 |  | 82.3 | 110.52
| CAISO NQC List | RVSIDE_6_RERCU2 | LA Basin | Eastern | Riverside Energy Res. Ctr Unit 2 | RiversideERC2 | COGENERATION | CT-NatGas-Aero | CAISO_Peaker2 | 48.5 | 48.5 | 21.825 | 1645.275 | 10025.5304 | 14972.512 | 320 | 320 |  | 1 | 1 | 2006-06-01 |  | 2050-12-31 | 1 | CAISO_Peaker2 | 0 | 1 | 1 | 1 | 1 |  | 48.5 | 48.5
| CAISO NQC List | MNDALY_6_MCGRTH | Big Creek-Ventura | Ventura, S.Clara, Moorpark | McGrath Beach Peaker | McGrathPeaker | PEAKER | CT-NatGas-Aero | CAISO_Peaker1 | 47.2 | 47.2 | 28.32 | 1601.175 | 9982.18 | 10378.8128 | 196 | 196 |  | 1 | 1 | 2012-11-01 |  | 2050-12-31 | 1 | CAISO_Peaker1 | 0 | 1 | 1 | 1 | 1 |  | 47.2 | 47.2
| CAISO NQC List | BARRE_6_PEAKER | LA Basin | Western | Barre Peaker | BarrePeaker | PEAKER | CT-NatGas-Aero | CAISO_Peaker1 | 47 | 47 | 28.2 | 1594.3906 | 9982.163 | 10378.7844 | 306.9388 | 306.9388 |  | 1 | 1 | 2007-09-20 |  | 2050-12-31 | 1 | CAISO_Peaker1 | 0 | 1 | 1 | 1 | 1 |  | 47 | 47
| CAISO NQC List | KELYRG_6_UNIT | Sierra | Drum-Rio Oso, South of Table Mountain | KELLY RIDGE HYDRO |  | HYDRO | n/a |  | 11 | 11 | [7 empty] | 0 | 1 | 1963-01-01 |  | 2050-12-31 | 1 | RenExistRes | 1 | 1 | 0 | 1 | 0 |  | 11 | 11
| CAISO NQC List | KERKH1_7_UNIT 1 | Fresno | Wilson, Herndon | KERKHOFF PH 1 UNIT #1 |  | HYDRO | n/a |  | 13 | 13 | [7 empty] | 0 | 1 | 1920-01-01 |  | 2050-12-31 | 1 | RenExistRes | 1 | 1 | 0 | 1 | 0 |  | 13 | 13
| CAISO NQC List | KERKH1_7_UNIT 3 | Fresno | Wilson, Herndon | KERKHOFF PH 1 UNIT #3 |  | HYDRO | n/a |  | 12.8 | 12.8 | [7 empty] | 0 | 1 | 1920-01-01 |  | 2050-12-31 | 1 | Unclassified | 0 | 1 | 0 | 1 | 0 |  | 12.8 | 12.8
| CAISO NQC List | KERKH2_7_UNIT 1 | Fresno | Wilson, Herndon | KERKHOFF PH 2 UNIT #1 |  | HYDRO | n/a | CAISO_Hydro | 153.9 | 153.9 | [7 empty] | 0 | 1 | 1983-01-01 |  | 2050-12-31 | 1 | CAISO_Hydro | 0 | 1 | 1 | 1 | 1 |  | 153.9 | 153.9
| CAISO NQC List | KERMAN_6_SOLAR1 | Fresno |  | Fresno Solar South |  | SOLAR | n/a |  | 1.5 | 0 | [7 empty] | 0 | 1 | 2015-10-21 |  | 2050-12-31 | 1 | RenExistRes | 1 | 1 | 0 | 1 | 0 |  | 1.5 | 0
| CAISO NQC List | KERMAN_6_SOLAR2 | Fresno |  | Fresno Solar West |  | SOLAR | n/a |  | 1.5 | 0 | [7 empty] | 0 | 1 | 2015-10-20 |  | 2050-12-31 | 1 | RenExistRes | 1 | 1 | 0 | 1 | 0 |  | 1.5 | 0
| CAISO NQC List | CENTER_6_PEAKER | LA Basin | Western | Center Peaker | CenterPeaker | PEAKER | CT-NatGas-Aero | CAISO_Peaker1 | 47 | 47 | 28.2 | 1594.3906 | 9982.163 | 10378.7844 | 306.9388 | 306.9388 |  | 1 | 1 | 2007-09-20 |  | 2050-12-31 | 1 | CAISO_Peaker1 | 0 | 1 | 1 | 1 | 1 |  | 47.11 | 47.11
| CAISO NQC List | MIRLOM_6_PEAKER | LA Basin | Eastern | Mira Loma Peaker | MiraLomaPeaker | PEAKER | CT-NatGas-Aero | CAISO_Peaker1 | 46 | 46 | 27.6 | 1560.4674 | 9982.163 | 10378.7844 | 300.4082 | 300.4082 |  | 1 | 1 | 2007-09-20 |  | 2050-12-31 | 1 | CAISO_Peaker1 | 0 | 1 | 1 | 1 | 1 |  | 46 | 46
| CAISO NQC List | KERNRG_1_UNITS | CAISO System |  | South Belridge Cogen Facility | SouthBelridge1 | COGENERATION | CT-NatGas-Aero | CAISO_CHP | 0.0033333 | 0.0033333 | 0.0033333 |  | 7606.0304 | 7606.0304 |  |  |  | 1 | 1 | 1985-01-01 |  | 2050-12-31 | 3 | CAISO_CHP | 0 | 1 | 1 | 1 | 1 |  | 55.2 | 0.42
| CAISO NQC List | KERNRG_1_UNITS | CAISO System |  | South Belridge Cogen Facility | SouthBelridge2 | COGENERATION | CT-NatGas-Aero | CAISO_CHP | 0.0033333 | 0.0033333 | 0.0033333 |  | 7606.0304 | 7606.0304 |  |  |  | 1 | 1 | 1985-01-01 |  | 2050-12-31 | 3 | CAISO_CHP | 0 | 1 | 1 | 1 | 1 |  | 55.2 | 0.42
| CAISO NQC List | KERNRG_1_UNITS | CAISO System |  | South Belridge Cogen Facility | SouthBelridge3 | COGENERATION | CT-NatGas-Aero | CAISO_CHP | 0.0033333 | 0.0033333 | 0.0033333 |  | 7606.0304 | 7606.0304 |  |  |  | 1 | 1 | 1985-01-01 |  | 2050-12-31 | 3 | CAISO_CHP | 0 | 1 | 1 | 1 | 1 |  | 55.2 | 0.42
| CAISO NQC List | KERRGN_1_UNIT 1 | Big Creek-Ventura |  | KERN RIVER HYDRO UNITS 1-4 AGGREGATE |  | HYDRO | n/a |  | 25.6 | 6.99 | [7 empty] | 0 | 1 | 1907-01-01 |  | 2050-12-31 | 1 | RenExistRes | 1 | 1 | 0 | 1 | 0 |  | 25.6 | 17.99
| CAISO NQC List | KILARC_2_UNIT 1 | CAISO System |  | KILARC HYDRO |  | HYDRO | n/a |  | 3.2 | 3.2 | [7 empty] | 0 | 1 | 1904-01-01 |  | 2050-12-31 | 1 | RenExistRes | 1 | 1 | 0 | 1 | 0 |  | 1.5 | 0.99
| CAISO NQC List | ELSEGN_2_UN2021 | LA Basin | Western | El Segundo Energy Center 7/8 | ElSegndEnrgCC2-Total | THERMAL | CCWhole-NatGas-Industrial | CAISO_CCGT1 | 263.68 | 263.68 | 145.024 | 22082.6449 | 6999.8127 | 7690.0412 | 127.6766 | 127.214 |  | 1 | 1 | 2013-06-29 |  | 2050-12-31 | 1 | CAISO_CCGT1 | 0 | 1 | 1 | 1 | 1 |  | 90.5 | 263.68
| CAISO NQC List | KINGRV_7_UNIT 1 | Fresno | Wilson, Herndon | KINGS RIVER HYDRO UNIT 1 |  | HYDRO | n/a |  | 51.2 | 51.2 | [7 empty] | 0 | 1 | 1962-01-01 |  | 2050-12-31 | 1 | Unclassified | 0 | 1 | 0 | 1 | 0 |  | 51.2 | 51.2
| CAISO NQC List | KIRKER_7_KELCYN | Bay Area | Pittsburg | KELLER CANYON LANDFILL GEN FACILICITY |  | BIOMASS | n/a |  | 3.56 | 3.21 | [7 empty] | 0 | 1 | 2009-08-01 |  | 2050-12-31 | 1 | RenExistRes | 1 | 1 | 0 | 1 | 0 |  | 3.56 | 3.38
| CAISO NQC List | KNGBRD_2_SOLAR1 | CAISO System |  | Kingbird Solar A |  | SOLAR | n/a |  | 20 | 16.07 | [7 empty] | 0 | 1 | 2016-04-30 |  | 2050-12-31 | 1 | RenExistRes | 1 | 1 | 0 | 1 | 0 |  | 20 | 2.8
| CAISO NQC List | KNGBRD_2_SOLAR2 | CAISO System |  | Kingbird Solar B |  | SOLAR | n/a |  | 20 | 16.07 | [7 empty] | 0 | 1 | 2016-04-30 |  | 2050-12-31 | 1 | RenExistRes | 1 | 1 | 0 | 1 | 0 |  | 20 | 2.8
| CAISO NQC List | KNGBRG_1_KBSLR1 | Fresno | Wilson | Kingsburg1 |  | SOLAR | n/a |  | 1.5 | 0 | [7 empty] | 0 | 1 | 2013-12-06 |  | 2050-12-31 | 1 | RenExistRes | 1 | 1 | 0 | 1 | 0 |  | 1.5 | 0
| CAISO NQC List | KNGBRG_1_KBSLR2 | Fresno | Wilson | Kingsburg2 |  | SOLAR | n/a |  | 1.5 | 0 | [7 empty] | 0 | 1 | 2013-12-06 |  | 2050-12-31 | 1 | RenExistRes | 1 | 1 | 0 | 1 | 0 |  | 1.5 | 0
| CAISO NQC List | ETIWND_6_GRPLND | LA Basin | Eastern | Grapeland Peaker | GrapelandPeaker | PEAKER | CT-NatGas-Aero | CAISO_Peaker1 | 46 | 46 | 20.7 | 1560.4674 | 9977.982 | 10400.0159 | 300.4082 | 300.4082 |  | 1 | 1 | 2007-09-20 |  | 2050-12-31 | 1 | CAISO_Peaker1 | 0 | 1 | 1 | 1 | 1 |  | 47.39 | 47.39
| CAISO NQC List | KNTSTH_6_SOLAR | Fresno | Wilson | Kent South |  | SOLAR | n/a |  | 20 | 0 | [7 empty] | 0 | 1 | 2014-12-24 |  | 2050-12-31 | 1 | RenExistRes | 1 | 1 | 0 | 1 | 0 |  | 20 | 0
| CAISO NQC List | KRAMER_1_SEGS37 | CAISO System |  | LUZ SOLAR PARTNERS 3-7 AGGREGATE |  | SOLAR | n/a |  | 175 | 160.69 | [7 empty] | 0 | 1 | 1986-01-01 |  | 2050-12-31 | 1 | RenExistRes | 1 | 1 | 0 | 1 | 0
| CAISO NQC List | KRAMER_2_SEGS89 | CAISO System |  | LUZ SOLAR PARTNERS 8-9 AGGREGATE |  | SOLAR | n/a |  | 184 | 168.17 | [7 empty] | 0 | 1 | 1986-01-01 |  | 2050-12-31 | 1 | RenExistRes | 1 | 1 | 0 | 1 | 0 |  | 160 | 22.4
| CAISO NQC List | KRNCNY_6_UNIT | CAISO System |  | KERN CANYON |  | HYDRO | n/a |  | 11.5 | 11.5 | [7 empty] | 0 | 1 | 1921-01-01 |  | 2050-12-31 | 1 | RenExistRes | 1 | 1 | 0 | 1 | 0 |  | 11.5 | 0.56
| CAISO NQC List | LACIEN_2_VENICE | LA Basin | Western | MWD Venice Hydroelectric Recovery Plant |  | HYDRO | n/a | CAISO_Hydro | 9.95 | 0 | [7 empty] | 0 | 1 | 1982-01-01 |  | 2050-12-31 | 1 | CAISO_Hydro | 0 | 1 | 1 | 1 | 1 |  | 9.95 | 0.17
| CAISO NQC List | LAGBEL_6_QF | LA Basin | Western | LAGUNA BELL QFS |  | VARIOUS | n/a |  | 17.5 | 9.77 | [7 empty] | 1 | 1 | 1993-01-01 |  | 2050-12-31 | 1 | Unclassified | 0 | 1 | 0 | 1 | 0 |  | 0.35 | 0.35
| CAISO NQC List | LAKHDG_6_UNIT 1 | San Diego-IV | San Diego | Lake Hodges Pumped Storage-Unit1 |  | HYDRO | n/a | CAISO_PS | 20 | 20 | [7 empty] | 0 | 1 | 2011-09-08 |  | 2050-12-31 | 1 | CAISO_PS | 0 | 1 | 1 | 1 | 1 |  | 20 | 20
| CAISO NQC List | LAKHDG_6_UNIT 2 | San Diego-IV | San Diego | Lake Hodges Pumped Storage-Unit2 |  | HYDRO | n/a | CAISO_PS | 20.15 | 20 | [7 empty] | 0 | 1 | 2012-08-27 |  | 2050-12-31 | 1 | CAISO_PS | 0 | 1 | 1 | 1 | 1 |  | 20 | 20
| CAISO NQC List | LAMONT_1_SOLAR1 | Kern | South Kern PP | Regulus Solar |  | SOLAR | n/a |  | 60 | 52.75 | [7 empty] | 0 | 1 | 2014-11-11 |  | 2050-12-31 | 1 | RenExistRes | 1 | 1 | 0 | 1 | 0 |  | 60 | 8.4
| CAISO NQC List | LAMONT_1_SOLAR3 | Kern | South Kern PP | Woodmere Solar Farm |  | SOLAR | n/a |  | 14.99 | 12.04 | [7 empty] | 0 | 1 | 2015-12-23 |  | 2050-12-31 | 1 | RenExistRes | 1 | 1 | 0 | 1 | 0 |  | 14.99 | 2.1
| CAISO NQC List | LAMONT_1_SOLAR4 | Kern | South Kern PP | Hayworth Solar Farm |  | SOLAR | n/a |  | 26.66 | 21.42 | [7 empty] | 0 | 1 | 2015-12-23 |  | 2050-12-31 | 1 | RenExistRes | 1 | 1 | 0 | 1 | 0 |  | 26.66 | 3.73
| CAISO NQC List | LAMONT_1_SOLAR5 | Kern | South Kern PP | Redcrest Solar Farm |  | SOLAR | n/a |  | 16.66 | 13.39 | [7 empty] | 0 | 1 | 2015-10-30 |  | 2050-12-31 | 1 | RenExistRes | 1 | 1 | 0 | 1 | 0 |  | 16.66 | 2.33
| CAISO NQC List | LAPAC_6_UNIT | Humboldt | None | LOUISIANA PACIFIC SAMOA |  | THERMAL | n/a |  | 20 | 20 | [7 empty] | 1 | 1 | 1992-01-01 |  | 2050-12-31 | 1 | Unclassified | 0 | 1 | 0 | 1 | 0 |  | 20 | 0
| CAISO NQC List | OTMESA_2_PL1X3 | San Diego-IV | San Diego | OTAY MESA ENERGY CENTER | OtayMesaCC-Total | THERMAL | CCWhole-NatGas-Industrial | CAISO_CCGT1 | 603.68 | 603.6 | 334.5741 | 57046.4537 | 6973.7032 | 7207.6362 | 333.5085 | 333.1126 |  | 1 | 1 | 2009-10-03 |  | 2050-12-31 | 1 | CAISO_CCGT1 | 0 | 1 | 1 | 1 | 1 |  | 290.7 | 603.6
| CAISO NQC List | MOSSLD_2_PSP1 | Bay Area | South Bay-Moss Landing | MOSS LANDING POWER BLOCK 1 | MossLandingCC1-Total | THERMAL | CCWhole-NatGas-Industrial | CAISO_CCGT1 | 510 | 510 | 383.1655 | 55700.1638 | 6963.537 | 7207.933 | 308.2836 | 308.2836 |  | 1 | 1 | 2002-07-01 | 2017-12-31 | 2017-12-31 | 1 | CAISO_CCGT1 | 0 | 0 | 1 | 1 | 1 | Manually changed to 1 to include in baseline_List_combined tab. This resource does not plan to retire at the end of 2020. | 510 | 510
| CAISO NQC List | MOSSLD_2_PSP2 | Bay Area | South Bay-Moss Landing | MOSS LANDING POWER BLOCK 2 | MossLandingCC2-Total | THERMAL | CCWhole-NatGas-Industrial | CAISO_CCGT1 | 510 | 510 | 383.1655 | 55700.1638 | 6960.8299 | 7209.3943 | 308.2836 | 308.2836 |  | 1 | 1 | 2002-07-11 | 2017-12-31 | 2017-12-31 | 1 | CAISO_CCGT1 | 0 | 0 | 1 | 1 | 1 | Manually changed to 1 to include in baseline_List_combined tab. This resource does not plan to retire at the end of 2020. | 510 | 510
| CAISO NQC List | COLUSA_2_PL1X3 | CAISO System |  | Colusa Generating Station | ColusaCC-Total | THERMAL | CCWhole-NatGas-Industrial | CAISO_CCGT1 | 641 | 603.8 | 367.7012 | 57425.0744 | 6928.0365 | 7268.4344 | 316.4722 | 316.4722 |  | 1 | 1 | 2010-12-22 |  | 2050-12-31 | 1 | CAISO_CCGT1 | 0 | 1 | 1 | 1 | 1 |  | 641 | 607.51
| CAISO NQC List | RVSIDE_6_RERCU1 | LA Basin | Eastern | Riverside Energy Res. Ctr Unit 1 | RiversideERC1 | COGENERATION | CT-NatGas-Aero | CAISO_Peaker1 | 48.35 | 48.35 | 21.7575 | 1640.1865 | 9755.9703 | 14570.2673 | 319.0103 | 319.0103 |  | 1 | 1 | 2006-06-01 |  | 2050-12-31 | 1 | CAISO_Peaker1 | 0 | 1 | 1 | 1 | 1 |  | 48.35 | 48.35
| CAISO NQC List | LARKSP_6_UNIT 2 | San Diego-IV | San Diego | LARKSPUR PEAKER UNIT 2 | Larkspur2 | PEAKER | CT-NatGas-Industrial | CAISO_Peaker1 | 47.98 | 46 | 21.591 | 5238.9501 | 9736.2924 | 10868.2808 | 170.5956 | 170.5956 |  | 1 | 1 | 2001-09-13 |  | 2050-12-31 | 1 | CAISO_Peaker1 | 0 | 1 | 1 | 1 | 1 |  | 47.98 | 46
| CAISO NQC List | LMEC_1_PL1X3 | Bay Area | Pittsburg | Los Medanos Energy Center AGGREGATE | LosMedanosCC-Total | THERMAL | CCWhole-NatGas-Industrial | CAISO_CCGT1 | 561.29 | 556 | 367.7646 | 54139.7634 | 6919.0185 | 7175.8643 | 455.8991 | 456.0899 |  | 1 | 1 | 2001-06-09 |  | 2050-12-31 | 1 | CAISO_CCGT1 | 0 | 1 | 1 | 1 | 1 |  | 580 | 574.53
| CAISO NQC List | MRCHNT_2_PL1X3 | CAISO System |  | Desert Star Energy Center | DesertStarCC-Total | THERMAL | CCWhole-NatGas-Industrial | CAISO_CCGT1 | 494.58 | 419.25 | 300.9321 | 45822.601 | 6907.0635 | 7253.415 | 333.6538 | 334.0829 |  | 1 | 1 | 2012-06-18 |  | 2050-12-31 | 1 | CAISO_CCGT1 | 0 | 1 | 1 | 1 | 1 |  | 201 | 419.25
| CAISO NQC List | LASSEN_6_UNITS | CAISO System |  | LASSEN AREA QF AGGREGATION |  | THERMAL | n/a |  | 32 | 27.51 | [7 empty] | 1 | 1 | 2005-12-01 |  | 2050-12-31 | 1 | Unclassified | 0 | 1 | 0 | 1 | 0 |  | 30 | 30
| CAISO NQC List | LAWRNC_7_SUNYVL | Bay Area | None | City of Sunnyvale Unit 1 and 2 |  | BIOMASS | n/a |  | 0.3 | 0.16 | [7 empty] | 0 | 1 | 1999-01-01 |  | 2050-12-31 | 1 | Unclassified | 0 | 1 | 0 | 1 | 0 |  | 0.3 | 0.14
| CAISO NQC List | TERMEX_2_PL1X3 | San Diego-IV | None | TDM | TermoMexiCC-Total | THERMAL | CCWhole-NatGas-Industrial | CAISO_CCGT1 | 625 | 593 | 343.75 | 52342.4401 | 6900.5202 | 7580.9368 | 140.3443 | 140.3443 |  | 1 | 1 | 2003-07-30 |  | 2050-12-31 | 1 | CAISO_CCGT1 | 0 | 1 | 1 | 1 | 1 |  | 308 | 596
| CAISO NQC List | HIDSRT_2_UNITS | CAISO System |  | HIGH DESERT POWER PROJECT AGGREGATE | HighDesertCC-Total | THERMAL | CCWhole-NatGas-Industrial | CAISO_CCGT1 | 830 | 746 | 460.4321 | 76019.8879 | 6892.8644 | 7373.2325 | 278.1886 | 277.7638 |  | 1 | 1 | 2003-04-21 |  | 2050-12-31 | 1 | CAISO_CCGT1 | 0 | 1 | 1 | 1 | 1 |  | 323 | 830
| CAISO NQC List | LAPLMA_2_UNIT 1 | CAISO System |  | La Paloma Generating Plant Unit #1 | LaPaloma1 | THERMAL | CCWhole-NatGas-SingleShaft | CAISO_CCGT1 | 259.8 | 259.8 | 163.4917 | 22820.1412 | 6871.5394 | 7263.5889 | 415.7653 | 415.7653 |  | 1 | 1 | 2003-01-10 |  | 2050-12-31 | 1 | CAISO_CCGT1 | 0 | 1 | 1 | 1 | 1 |  | 259.8 | 259.8
| CAISO NQC List | LEPRFD_1_KANSAS | Fresno | Wilson, Hanford | Kansas |  | SOLAR | n/a |  | 20 | 4.5006 | [7 empty] | 0 | 1 | 2014-12-18 |  | 2050-12-31 | 1 | RenExistRes | 1 | 1 | 0 | 1 | 0 |  | 20 | 2.8
| CAISO NQC List | LAPLMA_2_UNIT 2 | CAISO System |  | La Paloma Generating Plant Unit #2 | LaPaloma2 | THERMAL | CCWhole-NatGas-SingleShaft | CAISO_CCGT1 | 260.2 | 260.2 | 165.1667 | 23053.9354 | 6871.5386 | 7254.4743 | 323.096 | 323.096 |  | 1 | 1 | 2003-03-05 |  | 2050-12-31 | 1 | CAISO_CCGT1 | 0 | 1 | 1 | 1 | 1 |  | 260.2 | 260.2
| CAISO NQC List | LHILLS_6_SOLAR1 | CAISO System |  | Lost Hills Solar |  | SOLAR | n/a |  | 20 | 18.06 | [7 empty] | 0 | 1 | 2015-04-02 |  | 2050-12-31 | 1 | RenExistRes | 1 | 1 | 0 | 1 | 0 |  | 20 | 2.8
| CAISO NQC List | LITLRK_6_SEPV01 | Big Creek-Ventura | Big Creek | Gestamp Solar 1 |  | SOLAR | n/a |  | 2 | 0 | [7 empty] | 0 | 1 | 2012-05-08 |  | 2050-12-31 | 1 | RenExistRes | 1 | 1 | 0 | 1 | 0 |  | 2 | 0
| CAISO NQC List | LITLRK_6_SOLAR1 | Big Creek-Ventura | Big Creek | Lancaster Little Rock C |  | SOLAR | n/a |  | 5 | 4.12 | [7 empty] | 0 | 1 | 2015-01-17 |  | 2050-12-31 | 1 | RenExistRes | 1 | 1 | 0 | 1 | 0 |  | 5 | 0.7
| CAISO NQC List | LITLRK_6_SOLAR2 | Big Creek-Ventura |  | Palmdale 18 |  | SOLAR | n/a |  | 2 | 1.61 | [7 empty] | 0 | 1 | 2016-01-13 |  | 2050-12-31 | 1 | RenExistRes | 1 | 1 | 0 | 1 | 0 |  | 2 | 0.28
| CAISO NQC List | LITLRK_6_SOLAR4 | Big Creek-Ventura | Big Creek | Little Rock Pham Solar |  | SOLAR | n/a |  | 3 | 2.41 | [7 empty] | 0 | 1 | 2016-03-22 |  | 2050-12-31 | 1 | RenExistRes | 1 | 1 | 0 | 1 | 0 |  | 3 | 0.42
| CAISO NQC List | LIVEOK_6_SOLAR | Sierra | Pease, South of Table Mountain | Harris |  | SOLAR | n/a |  | 1.25 | 0.87 | [7 empty] | 0 | 1 | 2014-11-27 |  | 2050-12-31 | 1 | RenExistRes | 1 | 1 | 0 | 1 | 0 |  | 1.25 | 0.07
| CAISO NQC List | RVSIDE_2_RERCU3 | LA Basin | Eastern | Riverside Energy Res. Ctr Unit 3 | RiversideERC3 | PEAKER | CT-NatGas-Aero | CAISO_Peaker1 | 49 | 48.5 | 22.05 | 1662.2364 | 9726.2924 | 14525.5481 | 316.7677 | 316.7677 |  | 1 | 1 | 2011-04-01 |  | 2050-12-31 | 1 | CAISO_Peaker1 | 0 | 1 | 1 | 1 | 1 |  | 49 | 49
| CAISO NQC List | MALAGA_1_PL1X2 | Fresno | Wilson, Herndon | Malaga Power Aggregate | KingsRiverGT2 | THERMAL | CT-NatGas-Aero | CAISO_Peaker1 | 48 | 48 | 21.6 | 1628.314 | 9722.9962 | 10823.8469 | 160 | 160 |  | 1 | 1 | 2005-09-19 |  | 2050-12-31 | 2 | CAISO_Peaker1 | 0 | 1 | 1 | 1 | 1 |  | 96 | 96
| CAISO NQC List | RVSIDE_2_RERCU4 | LA Basin | Eastern | Riverside Energy Res. Ctr Unit 4 | RiversideERC4 | PEAKER | CT-NatGas-Aero | CAISO_Peaker1 | 49 | 48.5 | 22.05 | 1662.2364 | 9626.4499 | 14376.5553 | 316.7677 | 316.7677 |  | 1 | 1 | 2011-04-01 |  | 2050-12-31 | 1 | CAISO_Peaker1 | 0 | 1 | 1 | 1 | 1 |  | 49 | 49
| CAISO NQC List | GLNARM_7_UNIT 3 | LA Basin | Western | GLEN ARM UNIT 3 | Glenarm_GT3 | PEAKER | CT-NatGas-Aero | CAISO_Peaker1 | 44.83 | 44.83 | 13.449 | 1520.7767 | 9602.9508 | 11736.9511 | 75.8224 | 75.8224 |  | 1 | 1 | 2004-01-08 |  | 2050-12-31 | 1 | CAISO_Peaker1 | 1 | 1 | 1 | 1 | 1 |  | 44.83 | 44.83
| CAISO NQC List | LAPLMA_2_UNIT 3 | CAISO System |  | La Paloma Generating Plant Unit #3 | LaPaloma3 | THERMAL | CCWhole-NatGas-SingleShaft | CAISO_CCGT1 | 256.15 | 256.15 | 165.4725 | 23096.6161 | 6871.537 | 7236.2451 | 427.2763 | 427.2763 |  | 1 | 1 | 2003-01-13 |  | 2050-12-31 | 1 | CAISO_CCGT1 | 0 | 1 | 1 | 1 | 1 |  | 256.15 | 256.15
| CAISO NQC List | LNCSTR_6_CREST | Big Creek-Ventura |  |  |  | SOLAR | n/a |  | 5.5 | 0 | [7 empty] | 0 | 1 | 2015-09-09 |  | 2050-12-31 | 1 | Unclassified | 0 | 1 | 0 | 1 | 0 |  |  | 0
| CAISO NQC List | LOCKFD_1_BEARCK | Stockton | Tesla-Bellota | Bear Creek Solar |  | SOLAR | n/a |  | 1.5 | 0 | [7 empty] | 0 | 1 | 2014-02-05 |  | 2050-12-31 | 1 | RenExistRes | 1 | 1 | 0 | 1 | 0 |  | 1.5 | 0.21
| CAISO NQC List | LOCKFD_1_KSOLAR | Stockton | Tesla-Bellota | Kettleman Solar |  | SOLAR | n/a |  | 1 | 0 | [7 empty] | 0 | 1 | 2014-03-14 |  | 2050-12-31 | 1 | RenExistRes | 1 | 1 | 0 | 1 | 0 |  | 1 | 0.14
| CAISO NQC List | MRGT_6_MMAREF | San Diego-IV | San Diego | Miramar Energy Facility | MiramarEnergy1 | PEAKER | CT-NatGas-Industrial | CAISO_Peaker1 | 48 | 48 | 21.6 | 5241.1344 | 9555.2901 | 10648.2398 | 94.561 | 94.561 |  | 1 | 1 | 2005-07-27 |  | 2050-12-31 | 1 | CAISO_Peaker1 | 0 | 1 | 1 | 1 | 1 |  | 45 | 45
| CAISO NQC List | METEC_2_PL1X3 | Bay Area | South Bay-Moss Landing | Metcalf Energy Center | MetcalfEnrgyCC-Total | THERMAL | CCWhole-NatGas-Industrial | CAISO_CCGT1 | 593.16 | 570 | 354.1957 | 57853.6396 | 6871.5357 | 7320.5505 | 370.3856 | 370.82 |  | 1 | 1 | 2005-05-27 |  | 2050-12-31 | 1 | CAISO_CCGT1 | 0 | 1 | 1 | 1 | 1 |  | 231 | 580
| CAISO NQC List | LOWGAP_1_SUPHR | Humboldt | None | Mill & Sulphur Creek Hydro |  | HYDRO | n/a | CAISO_Hydro | 0.99 | 0 | [7 empty] | 0 | 1 | 1988-02-23 |  | 2050-12-31 | 1 | CAISO_Hydro | 1 | 1 | 1 | 1 | 1 |  | 0.99 | 0
| CAISO NQC List | LOWGAP_7_QFUNTS | CAISO System |  | LOWGAP_7_QFUNTS |  | HYDRO | n/a | CAISO_Hydro | 2 | 0.21 | [7 empty] | 0 | 1 | 2007-03-01 |  | 2050-12-31 | 1 | CAISO_Hydro | 0 | 1 | 1 | 1 | 1 |  | 1.35 | 0.46
| CAISO NQC List | LARKSP_6_UNIT 1 | San Diego-IV | San Diego | LARKSPUR PEAKER UNIT 1 | Larkspur1 | PEAKER | CT-NatGas-Industrial | CAISO_Peaker1 | 46.1 | 46 | 20.745 | 5033.6723 | 9547.2985 | 10657.3417 | 163.9111 | 163.9111 |  | 1 | 1 | 2001-09-13 |  | 2050-12-31 | 1 | CAISO_Peaker1 | 0 | 1 | 1 | 1 | 1 |  | 46.1 | 46
| CAISO NQC List | MRGT_6_MEF2 | San Diego-IV | San Diego | Miramar Energy Facility II | MiramarEnergy2 | PEAKER | CT-NatGas-Industrial | CAISO_Peaker1 | 47.9 | 47.9 | 21.555 | 5230.2155 | 9421.6682 | 15369.8182 | 154.8283 | 154.8283 |  | 1 | 1 | 2009-08-07 |  | 2050-12-31 | 1 | CAISO_Peaker1 | 0 | 1 | 1 | 1 | 1 |  | 44 | 44
| CAISO NQC List | MALCHQ_7_UNIT 1 | CAISO System |  | MALACHA HYDRO L.P. |  | HYDRO | n/a | CAISO_Hydro | 32.5 | 0 | [7 empty] | 0 | 1 | 1988-12-07 |  | 2050-12-31 | 1 | CAISO_Hydro | 1 | 1 | 1 | 1 | 1 |  | 32.5 | 0
| CAISO NQC List | MANZNA_2_WIND | CAISO System |  | Manzana Wind |  | WIND | n/a |  | 189 | 33.55 | [7 empty] | 0 | 1 | 2012-12-20 |  | 2050-12-31 | 1 | RenExistRes | 1 | 1 | 0 | 1 | 0 |  | 189 | 28.35
| CAISO NQC List | MARCPW_6_SOLAR1 | CAISO System |  | Maricopa West Solar PV |  | SOLAR | n/a |  | 20 | 16.07 | [7 empty] | 0 | 1 | 2015-12-12 |  | 2050-12-31 | 1 | RenExistRes | 1 | 1 | 0 | 1 | 0 |  | 20 | 2.8
| CAISO NQC List | MARTIN_1_SUNSET | Bay Area | None | Sunset Reservoir - North Basin |  | SOLAR | n/a |  | 4.5 | 1.94 | [7 empty] | 0 | 1 | 2010-10-29 |  | 2050-12-31 | 1 | RenExistRes | 1 | 1 | 0 | 1 | 0 |  | 4.5 | 0.63
| CAISO NQC List | MCARTH_6_FRIVRB | CAISO System |  | Fall River Mills Project B |  | SOLAR | n/a |  | 1.5 | 0 | [7 empty] | 0 | 1 | 2014-03-05 |  | 2050-12-31 | 1 | Unclassified | 0 | 1 | 0 | 1 | 0 |  | 1.5 | 0.21
| CAISO NQC List | MCCALL_1_QF | Fresno | Wilson, Herndon | SMALL QF AGGREGATION - FRESNO |  | HYDRO | n/a | CAISO_Hydro | 2.5 | 0.44 | [7 empty] | 0 | 1 | 1990-01-01 |  | 2050-12-31 | 1 | CAISO_Hydro | 1 | 1 | 1 | 1 | 1 |  | 2.5 | 0.75
| CAISO NQC List | MCSWAN_6_UNITS | Fresno | Wilson | MC SWAIN HYDRO |  | HYDRO | n/a |  | 10 | 10 | [7 empty] | 0 | 1 | 1967-01-01 |  | 2050-12-31 | 1 | Unclassified | 0 | 1 | 0 | 1 | 0 |  | 10 | 9.6
| CAISO NQC List | MDFKRL_2_PROJCT | Sierra | South of Rio Oso, South of Palermo, South of Table Mountain | MIDDLE FORK AND RALSTON PSP |  | HYDRO | n/a |  | 218.39 | 218.39 | [7 empty] | 0 | 1 | 1966-01-01 |  | 2050-12-31 | 1 | Unclassified | 0 | 1 | 0 | 1 | 0 |  | 86 | 210
| CAISO NQC List | MENBIO_6_RENEW1 | Fresno | Wilson, Herndon | CalRENEW - 1(A) |  | SOLAR | n/a |  | 5 | 4.02 | [7 empty] | 0 | 1 | 2010-04-30 |  | 2050-12-31 | 1 | RenExistRes | 1 | 1 | 0 | 1 | 0 |  | 5 | 0.7
| CAISO NQC List | MENBIO_6_UNIT | Fresno | Wilson | MENDOTA BIOMASS POWER |  | BIOMASS | n/a |  | 25 | 19.24 | [7 empty] | 0 | 1 | 1989-06-29 |  | 2050-12-31 | 1 | RenExistRes | 1 | 1 | 0 | 1 | 0
| CAISO NQC List | MERCED_1_SOLAR1 | Fresno | Wilson | Mission Solar |  | SOLAR | n/a |  | 1.5 | 0 | [7 empty] | 0 | 1 | 2015-05-23 |  | 2050-12-31 | 1 | RenExistRes | 1 | 1 | 0 | 1 | 0 |  | 1.5 | 0
| CAISO NQC List | MERCED_1_SOLAR2 | Fresno | Wilson | Merced Solar |  | SOLAR | n/a |  | 1.5 | 0 | [7 empty] | 0 | 1 | 2015-05-12 |  | 2050-12-31 | 1 | RenExistRes | 1 | 1 | 0 | 1 | 0 |  | 1.5 | 0
| CAISO NQC List | MERCFL_6_UNIT | Fresno | Wilson | MERCED FALLS |  | HYDRO | n/a |  | 3.5 | 3.5 | [7 empty] | 0 | 1 | 1930-01-01 |  | 2050-12-31 | 1 | RenExistRes | 1 | 1 | 0 | 1 | 0 |  | 3.5 | 3.36
| CAISO NQC List | MESAP_1_QF | CAISO System |  | SMALL QF AGGREGATION - SAN LUIS OBISPO |  | HYDRO | n/a | CAISO_Hydro | 1 | 0 | [7 empty] | 0 | 1 | 1899-12-31 |  | 2050-12-31 | 1 | CAISO_Hydro | 0 | 1 | 1 | 1 | 1 |  | 1 | 0
| CAISO NQC List | MESAS_2_QF | LA Basin | Western | MESA QFS |  | VARIOUS | n/a |  | 2.9 | 0 | [7 empty] | 1 | 1 | 1983-01-01 |  | 2050-12-31 | 1 | RenExistRes | 1 | 1 | 0 | 1 | 0 |  | 2.9 | 0
| CAISO NQC List | METCLF_1_QF | Bay Area | None | SMALL QF AGGREGATION - SANTA CLARA WD |  | HYDRO | n/a | CAISO_Hydro | 1.25 | 0 | [7 empty] | 0 | 1 | 1899-12-31 |  | 2050-12-31 | 1 | CAISO_Hydro | 1 | 1 | 1 | 1 | 1
| CAISO NQC List | LEBECS_2_UNITS | Big Creek-Ventura | Big Creek | Pastoria Energy Facility | PastoriaCC1-Total | THERMAL | CCWhole-NatGas-Industrial | CAISO_CCGT1 | 399.735 | 375 | 252.3383 | 36260.9176 | 6871.5356 | 7260.29 | 340.7305 | 340.5642 |  | 1 | 1 | 2005-05-04 |  | 2050-12-31 | 2 | CAISO_CCGT1 | 0 | 1 | 1 | 1 | 1 |  | 799.47 | 765
| CAISO NQC List | MIDSET_1_UNIT 1 | CAISO System |  | MIDSET COGEN. CO. | Mid_Set_Cogen | COGENERATION | CT-NatGas-Industrial | CAISO_CHP | 32.6 | 32.6 | 32.6 |  | 7606.0304 | 7606.0304 |  |  |  | 1 | 1 | 1989-03-16 |  | 2050-12-31 | 1 | CAISO_CHP | 0 | 1 | 1 | 1 | 1
| CAISO NQC List | MIDWD_2_WIND1 | CAISO System |  | Windland Refresh 2 |  | WIND | n/a |  | 7.81 | 1.38 | [7 empty] | 0 | 1 | 1985-12-27 |  | 2050-12-31 | 1 | RenExistRes | 1 | 1 | 0 | 1 | 0 |  |  | 1.17
| CAISO NQC List | MIDWD_2_WIND2 | CAISO System |  | Coram Energy |  | WIND | n/a |  | 3 | 0.53 | [7 empty] | 0 | 1 | 1985-12-06 |  | 2050-12-31 | 1 | RenExistRes | 1 | 1 | 0 | 1 | 0 |  | 3 | 0.45
| CAISO NQC List | MIDWD_6_WNDLND | CAISO System |  | Windland Refresh 1 |  | WIND | n/a |  | 7.45 | 1.24 | [7 empty] | 0 | 1 | 2014-06-03 |  | 2050-12-31 | 1 | RenExistRes | 1 | 1 | 0 | 1 | 0 |  |  | 1.12
| CAISO NQC List | MIDWD_7_CORAMB | CAISO System |  | CELLC 7.5 MW Tehachapi Project |  | WIND | n/a |  | 7.5 | 1.28 | [7 empty] | 0 | 1 | 1983-12-01 |  | 2050-12-31 | 1 | RenExistRes | 1 | 1 | 0 | 1 | 0 |  | 7.5 | 1.13
| CAISO NQC List | MIRLOM_2_CORONA | LA Basin | Eastern | MWD Corona Hydroelectric Recovery Plant |  | HYDRO | n/a | CAISO_Hydro | 2.85 | 2.3 | [7 empty] | 0 | 1 | 1987-01-01 |  | 2050-12-31 | 1 | CAISO_Hydro | 0 | 1 | 1 | 1 | 1 |  | 2.85 | 1.66
| CAISO NQC List | MIRLOM_2_ONTARO | LA Basin | Eastern | Ontario RT Solar |  | SOLAR | n/a |  | 5.5 | 2.25 | [7 empty] | 0 | 1 | 2011-08-25 |  | 2050-12-31 | 1 | RenExistRes | 1 | 1 | 0 | 1 | 0 |  | 5.5 | 0.77
| CAISO NQC List | MIRLOM_2_RTS032 | LA Basin | Eastern | SPVP032 |  | SOLAR | n/a |  | 1.5 | 0.3 | [7 empty] | 0 | 1 | 2013-06-17 |  | 2050-12-31 | 1 | RenExistRes | 1 | 1 | 0 | 1 | 0 |  | 1.5 | 0.21
| CAISO NQC List | MIRLOM_2_RTS033 | LA Basin | Eastern | SPVP033 |  | SOLAR | n/a |  | 1 | 0.46 | [7 empty] | 0 | 1 | 2013-08-05 |  | 2050-12-31 | 1 | RenExistRes | 1 | 1 | 0 | 1 | 0 |  | 1 | 0.14
| CAISO NQC List | MIRLOM_2_TEMESC | LA Basin | Eastern | MWD Temescal Hydroelectric Recovery Plan |  | HYDRO | n/a | CAISO_Hydro | 2.85 | 2.6 | [7 empty] | 0 | 1 | 1987-01-01 |  | 2050-12-31 | 1 | CAISO_Hydro | 0 | 1 | 1 | 1 | 1 |  | 2.85 | 0.37
| CAISO NQC List | MIRLOM_6_DELGEN | LA Basin | Eastern | CORONA ENERGY PARTNERS LTD. | Corona_Cogen | COGENERATION | CT-NatGas-Aero | CAISO_CHP | 25.93 | 25.93 | 25.93 |  | 7606.0304 | 7606.0304 |  |  |  | 1 | 1 | 1988-05-21 |  | 2050-12-31 | 1 | CAISO_CHP | 0 | 1 | 1 | 1 | 1
| CAISO NQC List | SENTNL_2_CTG1 | LA Basin | Eastern | Sentinel Unit 1 | SentinelEnergyCTG1 | THERMAL | CT-NatGas-Industrial | CAISO_Peaker1 | 92.09 | 91 | 41.4405 | 10055.3357 | 9371.5836 | 13280.9636 | 277.223 | 277.223 |  | 1 | 1 | 2013-05-06 |  | 2050-12-31 | 1 | CAISO_Peaker1 | 0 | 1 | 1 | 1 | 1 |  | 103.76 | 103.76
| CAISO NQC List | MIRLOM_7_MWDLKM | LA Basin | Eastern | Lake Mathews Hydroelectric Recovery Plan |  | HYDRO | n/a | CAISO_Hydro | 5 | 4.8 | [7 empty] | 0 | 1 | 1980-01-01 |  | 2050-12-31 | 1 | CAISO_Hydro | 0 | 1 | 1 | 1 | 1 |  | 5 | 1.8
| CAISO NQC List | MISSIX_1_QF | Bay Area | None | SMALL QF AGGREGATION - SAB FRABCUSCI |  | COGENERATION | n/a | CAISO_CHP | 0.01 | 0.01 | 0.01 |  | 7606.0304 | 7606.0304 |  |  |  | 1 | 1 | 1987-01-01 |  | 2050-12-31 | 1 | CAISO_CHP | 0 | 1 | 1 | 1 | 1 |  | 1 | 0.01
| CAISO NQC List | SENTNL_2_CTG2 | LA Basin | Eastern | Sentinel Unit 2 | SentinelEnergyCTG2 | THERMAL | CT-NatGas-Industrial | CAISO_Peaker1 | 92.4 | 91 | 41.58 | 10089.1847 | 9371.5836 | 13280.9636 | 278.1562 | 278.1562 |  | 1 | 1 | 2013-05-06 |  | 2050-12-31 | 1 | CAISO_Peaker1 | 0 | 1 | 1 | 1 | 1 |  | 95.34 | 95.34
| CAISO NQC List | MLPTAS_7_QFUNTS | Bay Area | San Jose, South Bay-Moss Landing | MLPTAS_7_QFUNTS |  | BIOMASS | n/a |  | 2.3 | 0.01 | [7 empty] | 0 | 1 | 1899-12-31 |  | 2050-12-31 | 1 | Unclassified | 0 | 1 | 0 | 1 | 0 |  | 1 | 0
| CAISO NQC List | SENTNL_2_CTG3 | LA Basin | Eastern | Sentinel Unit 3 | SentinelEnergyCTG3 | THERMAL | CT-NatGas-Industrial | CAISO_Peaker1 | 92.36 | 91 | 41.562 | 10084.8171 | 9371.5836 | 13280.9636 | 278.0357 | 278.0357 |  | 1 | 1 | 2013-05-06 |  | 2050-12-31 | 1 | CAISO_Peaker1 | 0 | 1 | 1 | 1 | 1 |  | 96.85 | 96.85
| CAISO NQC List | MNDALY_7_UNIT 1 | Big Creek-Ventura | Ventura, S.Clara, Moorpark | MANDALAY GEN STA. UNIT 1 | Mandalay_1 | THERMAL | ST-NatGas | CAISO_ST | 215 | 215 | 17.2 | 17094.11 | 9453.6767 | 15294.2593 | 215 | 215 |  | 1 | 1 | 1959-01-01 | 2020-12-31 | 2020-12-31 | 1 | CAISO_ST | 0 | 0 | 1 | 1 | 0
| CAISO NQC List | MNDALY_7_UNIT 2 | Big Creek-Ventura | Ventura, S.Clara, Moorpark | MANDALAY GEN STA. UNIT 2 | Mandalay_2 | THERMAL | ST-NatGas | CAISO_ST | 215.29 | 215.29 | 17.2232 | 17117.1672 | 9408.9372 | 14348.6151 | 215.29 | 215.29 |  | 1 | 1 | 1959-01-01 | 2020-12-31 | 2020-12-31 | 1 | CAISO_ST | 0 | 0 | 1 | 1 | 0
| CAISO NQC List | SENTNL_2_CTG4 | LA Basin | Eastern | Sentinel Unit 4 | SentinelEnergyCTG4 | THERMAL | CT-NatGas-Industrial | CAISO_Peaker1 | 91.98 | 91 | 41.391 | 10043.3248 | 9371.5836 | 13280.9636 | 276.8918 | 276.8918 |  | 1 | 1 | 2013-05-06 |  | 2050-12-31 | 1 | CAISO_Peaker1 | 0 | 1 | 1 | 1 | 1 |  | 102.47 | 102.47
| CAISO NQC List | MNDOTA_1_SOLAR1 | Fresno | Wilson | North Star Solar 1 |  | SOLAR | n/a |  | 60 | 50.9 | [7 empty] | 0 | 1 | 2015-06-20 |  | 2050-12-31 | 1 | RenExistRes | 1 | 1 | 0 | 1 | 0 |  | 60 | 8.4
| CAISO NQC List | MNDOTA_1_SOLAR2 | Fresno |  | Citizen Solar B |  | SOLAR | n/a |  | 5 | 0 | [7 empty] | 0 | 1 | 2015-12-11 |  | 2050-12-31 | 1 | RenExistRes | 1 | 1 | 0 | 1 | 0 |  | 5 | 0
| CAISO NQC List | MOJAVE_1_SIPHON | LA Basin | Eastern | MOJAVE SIPHON POWER PLANT |  | HYDRO | n/a | CAISO_Hydro | 12.58 | 12.58 | [7 empty] | 0 | 1 | 1996-01-01 |  | 2050-12-31 | 1 | CAISO_Hydro | 0 | 1 | 1 | 1 | 1 |  | 14.36 | 3.03
| CAISO NQC List | MOJAVW_2_SOLAR | CAISO System |  | Mojave West |  | SOLAR | n/a |  | 20 | 16.07 | [7 empty] | 0 | 1 | 2016-06-15 |  | 2050-12-31 | 1 | RenExistRes | 1 | 1 | 0 | 1 | 0 |  | 20 | 2.8
| CAISO NQC List | MONLTH_6_BOREL | CAISO System |  | BOREL HYDRO UNITS 1-3 AGGREGATE |  | HYDRO | n/a |  | 11 | 0 | [7 empty] | 0 | 1 | 1904-01-01 |  | 2050-12-31 | 1 | RenExistRes | 1 | 1 | 0 | 1 | 0 |  | 11 | 0
| CAISO NQC List | MONTPH_7_UNITS | NCNB | Fulton, Lakeville | MONTICELLO HYDRO AGGREGATE |  | HYDRO | n/a |  | 12.5 | 12.5 | [7 empty] | 0 | 1 | 1974-01-01 |  | 2050-12-31 | 1 | RenExistRes | 1 | 1 | 0 | 1 | 0 |  | 1.5 | 5.43
| CAISO NQC List | MOORPK_2_CALABS | Big Creek-Ventura | Ventura, Moorpark | Calabasas Gas-to-Energy Facility |  | BIOGAS | n/a |  | 6.96 | 4.9 | [7 empty] | 0 | 1 | 2010-09-20 |  | 2050-12-31 | 1 | RenExistRes | 1 | 1 | 0 | 1 | 0 |  | 6.96 | 4.62
| CAISO NQC List | MOORPK_6_QF | Big Creek-Ventura | Ventura, Moorpark | MOORPARK QFS |  | VARIOUS | n/a |  | 34.8 | 26.07 | [7 empty] | 1 | 1 | 1976-01-01 |  | 2050-12-31 | 1 | RenExistRes | 1 | 1 | 0 | 1 | 0 |  | 0.8 | 0.8
| CAISO NQC List | MOORPK_7_UNITA1 | Big Creek-Ventura | Ventura, Moorpark | WEME- Simi Valley Landfill |  | BIOMASS | n/a |  | 2.49 | 2.12 | [7 empty] | 0 | 1 | 2004-05-02 |  | 2050-12-31 | 1 | RenExistRes | 1 | 1 | 0 | 1 | 0
| CAISO NQC List | MOSSLD_1_QF | Bay Area |  | SMALL QF AGGREGATION - SANTA CRUZ |  | BIOMASS | n/a |  | 1 | 0 | [7 empty] | 0 | 1 | 1985-01-01 |  | 2050-12-31 | 1 | Unclassified | 0 | 1 | 0 | 1 | 0 |  | 1 | 0
| CAISO NQC List | LAPLMA_2_UNIT 4 | CAISO System |  | LA PALOMA GENERATING PLANT, UNIT #4 | LaPaloma4 | THERMAL | CCWhole-NatGas-SingleShaft | CAISO_CCGT1 | 259.54 | 259.54 | 164.001 | 22891.2355 | 6871.535 | 7259.243 | 397.8116 | 397.8116 |  | 1 | 1 | 2003-03-05 |  | 2050-12-31 | 1 | CAISO_CCGT1 | 0 | 1 | 1 | 1 | 1 |  |  | 253.29
| CAISO NQC List | ELKHIL_2_PL1X3 | CAISO System |  | ELK HILLS COMBINED CYCLE (AGGREGATE) | ElkHillsCC-Total | THERMAL | CCWhole-NatGas-Industrial | CAISO_CCGT1 | 551.7 | 425 | 324.242 | 49371.9693 | 6871.5333 | 7338.4097 | 161.832 | 161.4117 |  | 1 | 1 | 2003-07-24 |  | 2050-12-31 | 1 | CAISO_CCGT1 | 0 | 1 | 1 | 1 | 1 |  | 223 | 380
| CAISO NQC List | MOSSLD_7_UNIT 6 | Bay Area | South Bay-Moss Landing | MOSS LANDING UNIT 6 | MossLanding6 | THERMAL | ST-NatGas | CAISO_ST | 754 | 754 | 54.93 | 55814.27 | 8629.5006 | 14747.0219 | 740 | 740.1 |  | 1 | 1 | 1967-01-01 | 2017-12-31 | 2017-12-31 | 1 | CAISO_ST | 0 | 0 | 1 | 1 | 0
| CAISO NQC List | MOSSLD_7_UNIT 7 | Bay Area | South Bay-Moss Landing | MOSS LANDING UNIT 7 | MossLanding7 | THERMAL | ST-NatGas | CAISO_ST | 755 | 755 | 54.93 | 55814.27 | 8642.0907 | 16107.4014 | 750 | 750 |  | 1 | 1 | 1968-01-01 | 2017-12-31 | 2017-12-31 | 1 | CAISO_ST | 0 | 0 | 1 | 1 | 0
| CAISO NQC List | LEBECS_2_UNITS | Big Creek-Ventura | Big Creek | Pastoria Energy Facility | PastoriaCC2-Total | THERMAL | CCWhole-NatGas-Industrial | CAISO_CCGT1 | 399.735 | 375 | 247.3455 | 35543.4492 | 6871.5333 | 7281.5683 | 674.45 | 674.121 |  | 1 | 1 | 2005-05-04 |  | 2050-12-31 | 2 | CAISO_CCGT1 | 0 | 1 | 1 | 1 | 1 |  | 799.47 | 765
| CAISO NQC List | SENTNL_2_CTG5 | LA Basin | Eastern | Sentinel Unit 5 | SentinelEnergyCTG5 | THERMAL | CT-NatGas-Industrial | CAISO_Peaker1 | 91.83 | 91 | 41.3235 | 10026.9462 | 9371.5836 | 13280.9636 | 276.4403 | 276.4403 |  | 1 | 1 | 2013-05-06 |  | 2050-12-31 | 1 | CAISO_Peaker1 | 0 | 1 | 1 | 1 | 1 |  | 103.81 | 103.81
| CAISO NQC List | SENTNL_2_CTG6 | LA Basin | Eastern | Sentinel Unit 6 | SentinelEnergyCTG6 | THERMAL | CT-NatGas-Industrial | CAISO_Peaker1 | 92.16 | 91 | 41.472 | 10062.979 | 9371.5836 | 13280.9636 | 277.4337 | 277.4337 |  | 1 | 1 | 2013-05-06 |  | 2050-12-31 | 1 | CAISO_Peaker1 | 0 | 1 | 1 | 1 | 1 |  | 100.99 | 100.99
| CAISO NQC List | MRGT_7_UNITS | San Diego-IV | San Diego | MIRAMAR COMBUSTION TURBINE AGGREGATE |  | PEAKER | n/a | CAISO_Peaker2 | 36 | 36 | [7 empty] | 1 | 1 | 1972-01-01 |  | 2050-12-31 | 1 | CAISO_Peaker2 | 0 | 1 | 1 | 1 | 1
| CAISO NQC List | MRLSDS_6_SOLAR1 | CAISO System |  | Morelos Solar |  | SOLAR | n/a |  | 15 | 12.05 | [7 empty] | 0 | 1 | 2015-11-25 |  | 2050-12-31 | 1 | RenExistRes | 1 | 1 | 0 | 1 | 0 |  |  | 2.1
| CAISO NQC List | MSHGTS_6_MMARLF | San Diego-IV | San Diego | MIRAMAR LANDFILL |  | BIOMASS | n/a |  | 5 | 3.7 | [7 empty] | 0 | 1 | 2003-05-21 |  | 2050-12-31 | 1 | RenExistRes | 1 | 1 | 0 | 1 | 0 |  | 5 | 3.43
| CAISO NQC List | MSOLAR_2_SOLAR1 | CAISO System |  | Mesquite Solar 1 |  | SOLAR | n/a |  | 165 | 108.71 | [7 empty] | 0 | 1 | 2014-01-01 |  | 2050-12-31 | 1 | RenExistRes | 1 | 1 | 0 | 1 | 0 |  | 165 | 23.1
| CAISO NQC List | MSSION_2_QF | San Diego-IV | San Diego | SMALL QF AGGREGATION - SAN DIEGO |  | VARIOUS | n/a |  | 50 | 0.65 | [7 empty] | 1 | 1 | 1980-01-01 |  | 2050-12-31 | 1 | RenExistRes | 1 | 1 | 0 | 1 | 0 |  | 2 | 0.58
| CAISO NQC List | MSTANG_2_SOLAR | Fresno |  | Mustang |  | SOLAR | n/a |  | 30 | 24.1 | [7 empty] | 0 | 1 | 2016-07-12 |  | 2050-12-31 | 1 | RenExistRes | 1 | 1 | 0 | 1 | 0 |  | 30 | 4.2
| CAISO NQC List | MSTANG_2_SOLAR3 | Fresno |  | Mustang 3 |  | SOLAR | n/a |  | 40 | 32.14 | [7 empty] | 0 | 1 | 2016-05-03 |  | 2050-12-31 | 1 | RenExistRes | 1 | 1 | 0 | 1 | 0 |  | 40 | 5.6
| CAISO NQC List | MSTANG_2_SOLAR4 | Fresno |  | Mustang 4 |  | SOLAR | n/a |  | 60 | 24.1 | [7 empty] | 0 | 1 | 2016-06-09 |  | 2050-12-31 | 1 | RenExistRes | 1 | 1 | 0 | 1 | 0 |  | 30 | 4.2
| CAISO NQC List | MTNPOS_1_UNIT | Kern | South Kern PP, Kern Oil | MT.POSO COGENERATION CO. | MtPosoCogen | COGENERATION | Bio-ST | CAISO_CHP | 31.12 | 31.12 | 31.12 |  | 7606.0304 | 7606.0304 |  |  |  | 1 | 1 | 1989-04-01 |  | 2050-12-31 | 1 | CAISO_CHP | 1 | 1 | 1 | 1 | 1 |  | 46.64 | 33.05
| CAISO NQC List | MTWIND_1_UNIT 1 | LA Basin | Eastern | Mountain View Power Project I |  | WIND | n/a |  | 44.4 | 6.49 | [7 empty] | 0 | 1 | 2001-03-24 |  | 2050-12-31 | 1 | RenExistRes | 1 | 1 | 0 | 1 | 0 |  | 44.4 | 6.66
| CAISO NQC List | MTWIND_1_UNIT 2 | LA Basin | Eastern | Mountain View Power Project II |  | WIND | n/a |  | 22.2 | 2.95 | [7 empty] | 0 | 1 | 2001-09-17 |  | 2050-12-31 | 1 | Unclassified | 0 | 1 | 0 | 1 | 0 |  | 22.2 | 3.33
| CAISO NQC List | MTWIND_1_UNIT 3 | LA Basin | Eastern | Mountain View Power Project III |  | WIND | n/a |  | 22.44 | 2.41 | [7 empty] | 0 | 1 | 2003-12-15 |  | 2050-12-31 | 1 | RenExistRes | 1 | 1 | 0 | 1 | 0 |  | 22.44 | 3.37
| CAISO NQC List | NAROW1_2_UNIT | Sierra | South of Table Mountain | NARROWS PH 1 UNIT |  | HYDRO | n/a |  | 12 | 12 | [7 empty] | 0 | 1 | 1942-01-01 |  | 2050-12-31 | 1 | RenExistRes | 1 | 1 | 0 | 1 | 0 |  | 12 | 12
| CAISO NQC List | NAROW2_2_UNIT | Sierra | South of Table Mountain | Narrows Powerhouse Unit 2 |  | HYDRO | n/a |  | 55 | 28.51 | [7 empty] | 0 | 1 | 1969-01-01 |  | 2050-12-31 | 1 | Unclassified | 0 | 1 | 0 | 1 | 0 |  | 55 | 0.09
| CAISO NQC List | NAVYII_2_UNITS | CAISO System |  | COSO POWER DEVELOPER (NAVY II) AGGREGATE |  | GEOTHERMAL | n/a |  | 99 | 39.3 | [7 empty] | 0 | 1 | 1989-12-23 |  | 2050-12-31 | 1 | Unclassified | 0 | 1 | 0 | 1 | 0 |  | 33.3 | 90
| CAISO NQC List | NCPA_7_GP1UN1 | NCNB | Lakeville | NCPA GEO PLANT 1 UNIT 1 |  | GEOTHERMAL | n/a |  | 38.85 | 31 | [7 empty] | 0 | 1 | 1983-01-01 |  | 2050-12-31 | 1 | RenExistRes | 1 | 1 | 0 | 1 | 0 |  | 38.85 | 31
| CAISO NQC List | NCPA_7_GP1UN2 | NCNB | Lakeville | NCPA GEO PLANT 1 UNIT 2 |  | GEOTHERMAL | n/a |  | 34 | 28 | [7 empty] | 0 | 1 | 1983-01-01 |  | 2050-12-31 | 1 | Unclassified | 0 | 1 | 0 | 1 | 0 |  | 34 | 28
| CAISO NQC List | NCPA_7_GP2UN3 | NCNB | Fulton, Lakeville | NCPA GEO PLANT 2 UNIT 3 |  | GEOTHERMAL | n/a |  | 42.42 | 0 | [7 empty] | 0 | 1 | 1985-01-01 |  | 2050-12-31 | 1 | RenExistRes | 1 | 1 | 0 | 1 | 0 |  | 42.42 | 0
| CAISO NQC List | NCPA_7_GP2UN4 | NCNB | Fulton, Lakeville | NCPA GEO PLANT 2 UNIT 4 |  | GEOTHERMAL | n/a |  | 52.73 | 52.73 | [7 empty] | 0 | 1 | 1986-01-01 |  | 2050-12-31 | 1 | Unclassified | 0 | 1 | 0 | 1 | 0 |  | 52.73 | 52.73
| CAISO NQC List | NEENCH_6_SOLAR | Big Creek-Ventura | Big Creek | Alpine Solar |  | SOLAR | n/a |  | 66 | 51.71 | [7 empty] | 0 | 1 | 2013-01-18 |  | 2050-12-31 | 1 | RenExistRes | 1 | 1 | 0 | 1 | 0 |  |  | 9.24
| CAISO NQC List | NEWARK_1_QF | Bay Area | None | NEWARK 1 QF |  | WIND | n/a |  | 1.1 | 0.02 | [7 empty] | 0 | 1 | 1899-12-31 |  | 2050-12-31 | 1 | Unclassified | 0 | 1 | 0 | 1 | 0 |  | 1.1 | 0.04
| CAISO NQC List | NHOGAN_6_UNITS | CAISO System |  | NEW HOGAN PH AGGREGATE |  | HYDRO | n/a |  | 4 | 0.26 | [7 empty] | 0 | 1 | 1986-04-15 |  | 2050-12-31 | 1 | Unclassified | 0 | 1 | 0 | 1 | 0 |  | 1.1 | 1.25
| CAISO NQC List | NIMTG_6_NIQF | San Diego-IV | San Diego | NORTH ISLAND QF | NorthIslandCC-Total | COGENERATION | CCWhole-NatGas-Industrial | CAISO_CHP | 34.98 | 34.98 | 34.98 |  | 7606.0304 | 7606.0304 |  |  |  | 1 | 1 | 1989-01-01 |  | 2050-12-31 | 1 | CAISO_CHP | 0 | 1 | 1 | 1 | 1
| CAISO NQC List | NWCSTL_7_UNIT 1 | Sierra | Placer, Drum-Rio Oso, South of Rio Oso, South of Palermo, South of Table Mountain | NEWCASTLE HYDRO |  | HYDRO | n/a |  | 12 | 12 | [7 empty] | 0 | 1 | 1986-01-01 |  | 2050-12-31 | 1 | RenExistRes | 1 | 1 | 0 | 1 | 0 |  | 12 | 0.13
| CAISO NQC List | NZWIND_2_WDSTR5 | CAISO System |  | Windstream 6111 |  | WIND | n/a |  | 6.31 | 1.11 | [7 empty] | 0 | 1 | 1986-01-24 |  | 2050-12-31 | 1 | Unclassified | 0 | 1 | 0 | 1 | 0 |  | 6.31 | 0.95
| CAISO NQC List | NZWIND_6_CALWND | CAISO System |  | Wind Resource I |  | WIND | n/a |  | 9 | 1.01 | [7 empty] | 0 | 1 | 2012-03-24 |  | 2050-12-31 | 1 | RenExistRes | 1 | 1 | 0 | 1 | 0 |  | 9 | 1.35
| CAISO NQC List | NZWIND_6_WDSTR | CAISO System |  | Windstream 6039 |  | WIND | n/a |  | 6.2 | 0.72 | [7 empty] | 0 | 1 | 1984-02-01 |  | 2050-12-31 | 1 | Unclassified | 0 | 1 | 0 | 1 | 0 |  | 3.35 | 0.5
| CAISO NQC List | NZWIND_6_WDSTR2 | CAISO System |  | Windstream 6040 |  | WIND | n/a |  | 6.9 | 0.97 | [7 empty] | 0 | 1 | 1984-09-01 |  | 2050-12-31 | 1 | RenExistRes | 1 | 1 | 0 | 1 | 0 |  | 4.07 | 0.61
| CAISO NQC List | NZWIND_6_WDSTR3 | CAISO System |  | Windstream 6041 |  | WIND | n/a |  | 6 | 0.82 | [7 empty] | 0 | 1 | 1984-12-01 |  | 2050-12-31 | 1 | RenExistRes | 1 | 1 | 0 | 1 | 0 |  | 3.86 | 0.58
| CAISO NQC List | NZWIND_6_WDSTR4 | CAISO System |  |  |  | WIND | n/a |  | 6.77 | 1.19 | [7 empty] | 0 | 1 | 1985-10-17 |  | 2050-12-31 | 1 | RenExistRes | 1 | 1 | 0 | 1 | 0 |  | 6.77 | 1.02
| CAISO NQC List | OAK C_1_EBMUD | Bay Area | Oakland | MWWTP PGS 1 - ENGINES |  | THERMAL | n/a |  | 6.9 | 1.51 | [7 empty] | 1 | 1 | 1991-10-21 |  | 2050-12-31 | 1 | Unclassified | 0 | 1 | 0 | 1 | 0 |  | 6.9 | 1.54
| CAISO NQC List | SENTNL_2_CTG7 | LA Basin | Eastern | Sentinel Unit 7 | SentinelEnergyCTG7 | THERMAL | CT-NatGas-Industrial | CAISO_Peaker1 | 91.84 | 91 | 41.328 | 10028.0381 | 9371.5836 | 13280.9636 | 276.4704 | 276.4704 |  | 1 | 1 | 2013-05-06 |  | 2050-12-31 | 1 | CAISO_Peaker1 | 0 | 1 | 1 | 1 | 1 |  | 97.06 | 97.06
| CAISO NQC List | SENTNL_2_CTG8 | LA Basin | Eastern | Sentinel Unit 8 | SentinelEnergyCTG8 | THERMAL | CT-NatGas-Industrial | CAISO_Peaker1 | 91.56 | 91 | 41.202 | 9997.4648 | 9371.5836 | 13280.9636 | 275.6275 | 275.6275 |  | 1 | 1 | 2013-05-06 |  | 2050-12-31 | 1 | CAISO_Peaker1 | 0 | 1 | 1 | 1 | 1 |  | 101.8 | 101.8
| CAISO NQC List | PNCHEG_2_PL1X4 | CAISO System |  | PANOCHE ENERGY CENTER (Aggregated) | PanocheEC1 | PEAKER | CT-NatGas-Aero | CAISO_Peaker1 | 100.25 | 95.24 | 45.1125 | 10946.3253 | 9371.5815 | 13280.9588 | 371.2963 | 371.2963 |  | 1 | 1 | 2009-05-28 |  | 2050-12-31 | 4 | CAISO_Peaker1 | 0 | 1 | 1 | 1 | 1 |  | 127.3 | 400.1
| CAISO NQC List | OAKWD_6_ZEPHWD | CAISO System |  | Zephyr Park |  | WIND | n/a |  | 3.5 | 0.53 | [7 empty] | 0 | 1 | 2014-02-07 |  | 2050-12-31 | 1 | RenExistRes | 1 | 1 | 0 | 1 | 0 |  | 3.5 | 0.53
| CAISO NQC List | OASIS_6_CREST | Big Creek-Ventura |  |  |  | UNKNOWN | n/a |  | 0 | 0 | [7 empty] | 1 | 1 | 1899-12-31 |  | 2050-12-31 | 1 | Unclassified | 0 | 1 | 0 | 1 | 0 |  |  | 0
| CAISO NQC List | OASIS_6_SOLAR1 | Big Creek-Ventura |  | Morgan Lancaster I Generating Facility |  | SOLAR | n/a |  | 1.5 | 0 | [7 empty] | 0 | 1 | 2015-12-09 |  | 2050-12-31 | 1 | RenExistRes | 1 | 1 | 0 | 1 | 0 |  | 1.5 | 0
| CAISO NQC List | OASIS_6_SOLAR2 | Big Creek-Ventura | Big Creek | Oasis Solar |  | SOLAR | n/a |  | 20 | 16.07 | [7 empty] | 0 | 1 | 2016-01-19 |  | 2050-12-31 | 1 | RenExistRes | 1 | 1 | 0 | 1 | 0 |  |  | 2.8
| CAISO NQC List | OCTILO_5_WIND | San Diego-IV | None | Ocotillo Wind Energy Facility |  | WIND | n/a |  | 265 | 16.34 | [7 empty] | 0 | 1 | 2013-07-30 |  | 2050-12-31 | 1 | RenExistRes | 1 | 1 | 0 | 1 | 0 |  | 265 | 39.75
| CAISO NQC List | PNCHEG_2_PL1X4 | CAISO System |  | PANOCHE ENERGY CENTER (Aggregated) | PanocheEC2 | PEAKER | CT-NatGas-Aero | CAISO_Peaker1 | 100.25 | 95.24 | 45.1125 | 10946.3253 | 9371.5815 | 13280.9588 | 371.2963 | 371.2963 |  | 1 | 1 | 2009-05-28 |  | 2050-12-31 | 4 | CAISO_Peaker1 | 0 | 1 | 1 | 1 | 1 |  | 127.3 | 400.1
| CAISO NQC List | PNCHEG_2_PL1X4 | CAISO System |  | PANOCHE ENERGY CENTER (Aggregated) | PanocheEC3 | PEAKER | CT-NatGas-Aero | CAISO_Peaker1 | 100.25 | 95.24 | 45.1125 | 10946.3253 | 9371.5815 | 13280.9588 | 371.2963 | 371.2963 |  | 1 | 1 | 2009-05-28 |  | 2050-12-31 | 4 | CAISO_Peaker1 | 0 | 1 | 1 | 1 | 1 |  | 127.3 | 400.1
| CAISO NQC List | OILFLD_7_QFUNTS | CAISO System |  | Nacimiento Hydroelectric Plant |  | HYDRO | n/a | CAISO_Hydro | 3.8 | 0.11 | [7 empty] | 0 | 1 | 1899-12-31 |  | 2050-12-31 | 1 | CAISO_Hydro | 0 | 1 | 1 | 1 | 1 |  | 3.8 | 1.3
| CAISO NQC List | OLDRIV_6_BIOGAS | Kern | South Kern PP | Bidart Old River 1 |  | BIOMASS | n/a |  | 2 | 1.38 | [7 empty] | 0 | 1 | 2014-03-10 |  | 2050-12-31 | 1 | RenExistRes | 1 | 1 | 0 | 1 | 0 |  | 2 | 1.67
| CAISO NQC List | OLDRV1_6_SOLAR | Kern | South Kern PP | Old River One |  | SOLAR | n/a |  | 20 | 16.67 | [7 empty] | 0 | 1 | 2014-12-30 |  | 2050-12-31 | 1 | RenExistRes | 1 | 1 | 0 | 1 | 0 |  | 20 | 2.8
| CAISO NQC List | OLINDA_2_COYCRK | LA Basin | Western | MWD Coyote Creek Hydroelectric Recovery |  | HYDRO | n/a | CAISO_Hydro | 3.13 | 3.13 | [7 empty] | 0 | 1 | 1979-02-21 |  | 2050-12-31 | 1 | CAISO_Hydro | 0 | 1 | 1 | 1 | 1 |  | 3.13 | 3.13
| CAISO NQC List | OLINDA_2_LNDFL2 | LA Basin | Western | Brea Power II | Brea2CC-Total | THERMAL | CCWhole-NatGas-Aero | CAISO_CHP | 20.61 | 20.61 | 20.61 |  | 7606.0304 | 7606.0304 |  |  |  | 1 | 1 | 2012-11-01 |  | 2050-12-31 | 1 | CAISO_CHP | 1 | 1 | 1 | 1 | 1 |  | 28.1 | 24.84
| CAISO NQC List | OLINDA_2_QF | LA Basin | Western | OLINDA QFS |  | HYDRO | n/a | CAISO_Hydro | 13.3 | 0.06 | [7 empty] | 0 | 1 | 1984-01-01 |  | 2050-12-31 | 1 | CAISO_Hydro | 1 | 1 | 1 | 1 | 1 |  | 0.4 | 0
| CAISO NQC List | OLINDA_7_LNDFIL | LA Basin | Western | OLINDA_7_LNDFIL |  | BIOMASS | n/a |  | 5.6 | 0.05 | [7 empty] | 0 | 1 | 2002-05-01 |  | 2050-12-31 | 1 | Unclassified | 0 | 1 | 0 | 1 | 0 |  |  | 0
| CAISO NQC List | OLIVEP_1_SOLAR | CAISO System |  | White River Solar |  | SOLAR | n/a |  | 20 | 19.8 | [7 empty] | 0 | 1 | 2013-06-22 |  | 2050-12-31 | 1 | RenExistRes | 1 | 1 | 0 | 1 | 0 |  | 20 | 2.8
| CAISO NQC List | OLIVEP_1_SOLAR2 | CAISO System |  | White River West |  | SOLAR | n/a |  | 19.75 | 17.19 | [7 empty] | 0 | 1 | 2014-10-01 |  | 2050-12-31 | 1 | RenExistRes | 1 | 1 | 0 | 1 | 0 |  | 19.75 | 2.77
| CAISO NQC List | OLSEN_2_UNIT | CAISO System |  | OLSEN POWER PARTNERS |  | HYDRO | n/a |  | 5.8 | 0 | [7 empty] | 0 | 1 | 1990-01-03 |  | 2050-12-31 | 1 | RenExistRes | 1 | 1 | 0 | 1 | 0 |  | 5.8 | 0
| CAISO NQC List | PNCHEG_2_PL1X4 | CAISO System |  | PANOCHE ENERGY CENTER (Aggregated) | PanocheEC4 | PEAKER | CT-NatGas-Aero | CAISO_Peaker1 | 100.25 | 95.24 | 45.1125 | 10946.3253 | 9371.5815 | 13280.9588 | 371.2963 | 371.2963 |  | 1 | 1 | 2009-05-28 |  | 2050-12-31 | 4 | CAISO_Peaker1 | 0 | 1 | 1 | 1 | 1 |  | 127.3 | 400.1
| CAISO NQC List | WALCRK_2_CTG1 | LA Basin | Western | Walnut Creek Energy Park Unit 1 | WalnutCreekEPark1 | THERMAL | CT-NatGas-Industrial | CAISO_Peaker1 | 96.43 | 96 | 43.3935 | 10529.2206 | 9337.6667 | 13285.037 | 308.576 | 308.576 |  | 1 | 1 | 2013-03-21 |  | 2050-12-31 | 1 | CAISO_Peaker1 | 0 | 1 | 1 | 1 | 1 |  | 96.43 | 96.43
| CAISO NQC List | WALCRK_2_CTG2 | LA Basin | Western | Walnut Creek Energy Park Unit 2 | WalnutCreekEPark2 | THERMAL | CT-NatGas-Industrial | CAISO_Peaker1 | 96.91 | 96 | 43.6095 | 10581.632 | 9337.6667 | 13285.037 | 310.112 | 310.112 |  | 1 | 1 | 2013-03-21 |  | 2050-12-31 | 1 | CAISO_Peaker1 | 0 | 1 | 1 | 1 | 1 |  | 96.91 | 96.91
| CAISO NQC List | WALCRK_2_CTG3 | LA Basin | Western | Walnut Creek Energy Park Unit 3 | WalnutCreekEPark3 | THERMAL | CT-NatGas-Industrial | CAISO_Peaker1 | 96.65 | 96 | 43.4925 | 10553.2425 | 9337.6667 | 13285.037 | 309.28 | 309.28 |  | 1 | 1 | 2013-03-21 |  | 2050-12-31 | 1 | CAISO_Peaker1 | 0 | 1 | 1 | 1 | 1 |  | 96.65 | 96.65
| CAISO NQC List | ONLLPP_6_UNITS | Fresno | Wilson | O'NEILL PUMP-GEN (AGGREGATE) |  | HYDRO | n/a | CAISO_Hydro | 14 | 0.37 | [7 empty] | 0 | 1 | 1967-01-01 |  | 2050-12-31 | 1 | CAISO_Hydro | 0 | 1 | 1 | 1 | 1 |  | 4.2 | 12.01
| CAISO NQC List | ORLND_6_HIGHLI | CAISO System |  | High Line Canal Hydro |  | HYDRO | n/a | CAISO_Hydro | 0.5 | 0.12 | [7 empty] | 0 | 1 | 2014-06-11 |  | 2050-12-31 | 1 | CAISO_Hydro | 0 | 1 | 1 | 1 | 1 |  | 0.5 | 0.01
| CAISO NQC List | ORLND_6_SOLAR1 | CAISO System |  | Enerparc California 2 |  | SOLAR | n/a |  | 1.5 | 1.21 | [7 empty] | 0 | 1 | 2016-03-23 |  | 2050-12-31 | 1 | Unclassified | 0 | 1 | 0 | 1 | 0 |  | 1.5 | 0.21
| CAISO NQC List | ORMOND_7_UNIT 1 | Big Creek-Ventura | Ventura, Moorpark | ORMOND BEACH GEN STA. UNIT 1 | Ormond_Beach_1 | THERMAL | ST-NatGas | CAISO_ST | 741.27 | 741.27 | 60.0219 | 59652.3578 | 9255.6174 | 17642.3293 | 741.27 | 741.5401 |  | 1 | 1 | 1971-01-01 | 2020-12-31 | 2020-12-31 | 1 | CAISO_ST | 0 | 0 | 1 | 1 | 0 |  | 741.27 | 741.27
| CAISO NQC List | ORMOND_7_UNIT 2 | Big Creek-Ventura | Ventura, Moorpark | ORMOND BEACH GEN STA. UNIT 2 | Ormond_Beach_2 | THERMAL | ST-NatGas | CAISO_ST | 775 | 775 | 60 | 59630.63 | 9032.0966 | 15304.1187 | 750 | 750 |  | 1 | 1 | 1971-01-01 | 2020-12-31 | 2020-12-31 | 1 | CAISO_ST | 0 | 0 | 1 | 1 | 0 |  | 750 | 750
| CAISO NQC List | OROVIL_6_UNIT | Sierra | Drum-Rio Oso, South of Table Mountain | Oroville Cogeneration, LP | OrovilleCogen1 | COGENERATION | ICE-NatGas | CAISO_Reciprocating_Engine | 1.0714 | 1.0714 | 0.32143 | 11.3582 | 8316.8 | 9350 | 191.3265 | 191.3265 |  | 1 | 1 | 1989-12-18 |  | 2050-12-31 | 7 | CAISO_Reciprocating_Engine | 0 | 1 | 1 | 1 | 1 |  | 7.5 | 7.5
| CAISO NQC List | OROVIL_6_UNIT | Sierra | Drum-Rio Oso, South of Table Mountain | Oroville Cogeneration, LP | OrovilleCogen2 | COGENERATION | ICE-NatGas | CAISO_Reciprocating_Engine | 1.0714 | 1.0714 | 0.26786 | 11.3582 | 8710.5 | 11220 | 191.3265 | 191.3265 |  | 1 | 1 | 1989-12-18 |  | 2050-12-31 | 7 | CAISO_Reciprocating_Engine | 0 | 1 | 1 | 1 | 1 |  | 7.5 | 7.5
| CAISO NQC List | OROVIL_6_UNIT | Sierra | Drum-Rio Oso, South of Table Mountain | Oroville Cogeneration, LP | OrovilleCogen3 | COGENERATION | ICE-NatGas | CAISO_Reciprocating_Engine | 1.0714 | 1.0714 | 0.26786 | 11.3582 | 8710.5 | 11220 | 191.3265 | 191.3265 |  | 1 | 1 | 1989-12-18 |  | 2050-12-31 | 7 | CAISO_Reciprocating_Engine | 0 | 1 | 1 | 1 | 1 |  | 7.5 | 7.5
| CAISO NQC List | OROVIL_6_UNIT | Sierra | Drum-Rio Oso, South of Table Mountain | Oroville Cogeneration, LP | OrovilleCogen4 | COGENERATION | ICE-NatGas | CAISO_Reciprocating_Engine | 1.0714 | 1.0714 | 0.26786 | 11.3582 | 8710.5 | 11220 | 191.3265 | 191.3265 |  | 1 | 1 | 1989-12-18 |  | 2050-12-31 | 7 | CAISO_Reciprocating_Engine | 0 | 1 | 1 | 1 | 1 |  | 7.5 | 7.5
| CAISO NQC List | OROVIL_6_UNIT | Sierra | Drum-Rio Oso, South of Table Mountain | Oroville Cogeneration, LP | OrovilleCogen5 | COGENERATION | ICE-NatGas | CAISO_Reciprocating_Engine | 1.0714 | 1.0714 | 0.26786 | 11.3582 | 8710.5 | 11220 | 191.3265 | 191.3265 |  | 1 | 1 | 1989-12-18 |  | 2050-12-31 | 7 | CAISO_Reciprocating_Engine | 0 | 1 | 1 | 1 | 1 |  | 7.5 | 7.5
| CAISO NQC List | OROVIL_6_UNIT | Sierra | Drum-Rio Oso, South of Table Mountain | Oroville Cogeneration, LP | OrovilleCogen6 | COGENERATION | ICE-NatGas | CAISO_Reciprocating_Engine | 1.0714 | 1.0714 | 0.26786 | 11.3582 | 8710.5 | 11220 | 191.3265 | 191.3265 |  | 1 | 1 | 1989-12-18 |  | 2050-12-31 | 7 | CAISO_Reciprocating_Engine | 0 | 1 | 1 | 1 | 1 |  | 7.5 | 7.5
| CAISO NQC List | OROVIL_6_UNIT | Sierra | Drum-Rio Oso, South of Table Mountain | Oroville Cogeneration, LP | OrovilleCogen7 | COGENERATION | ICE-NatGas | CAISO_Reciprocating_Engine | 1.0714 | 1.0714 | 0.26786 | 11.3582 | 8710.5 | 11220 | 191.3265 | 191.3265 |  | 1 | 1 | 1989-12-18 |  | 2050-12-31 | 7 | CAISO_Reciprocating_Engine | 0 | 1 | 1 | 1 | 1 |  | 7.5 | 7.5
| CAISO NQC List | OSO_6_NSPIN | Big Creek-Ventura | Big Creek | OSO_6_NSPIN |  | UNKNOWN | n/a |  | 0 | 18 | [7 empty] | 1 | 1 | 1899-12-31 |  | 2050-12-31 | 1 | Unclassified | 0 | 1 | 0 | 1 | 0 |  | 70.8 | 18
| CAISO NQC List | OTAY_6_LNDFL5 | San Diego-IV | San Diego | Otay 5 |  | BIOMASS | n/a |  | 1.5 | 0 | [7 empty] | 0 | 1 | 2014-03-14 |  | 2050-12-31 | 1 | RenExistRes | 1 | 1 | 0 | 1 | 0 |  | 1.5 | 0
| CAISO NQC List | OTAY_6_LNDFL6 | San Diego-IV | San Diego | Otay 6 |  | BIOMASS | n/a |  | 1.5 | 0 | [7 empty] | 0 | 1 | 2014-03-14 |  | 2050-12-31 | 1 | RenExistRes | 1 | 1 | 0 | 1 | 0 |  | 1.5 | 0
| CAISO NQC List | WALCRK_2_CTG4 | LA Basin | Western | Walnut Creek Energy Park Unit 4 | WalnutCreekEPark4 | THERMAL | CT-NatGas-Industrial | CAISO_Peaker1 | 96.49 | 96 | 43.4205 | 10535.772 | 9337.6667 | 13285.037 | 308.768 | 308.768 |  | 1 | 1 | 2013-03-29 |  | 2050-12-31 | 1 | CAISO_Peaker1 | 0 | 1 | 1 | 1 | 1 |  | 96.49 | 96.49
| CAISO NQC List | OTAY_6_UNITB1 | San Diego-IV | San Diego | OTAY LANDFILL UNITS AGGREGATE |  | BIOMASS | n/a |  | 3 | 2.38 | [7 empty] | 0 | 1 | 1987-01-01 |  | 2050-12-31 | 1 | RenExistRes | 1 | 1 | 0 | 1 | 0 |  | 3 | 2.05
| CAISO NQC List | OTAY_7_UNITC1 | San Diego-IV | San Diego | Otay 3 |  | BIOMASS | n/a |  | 3.3 | 1.78 | [7 empty] | 0 | 1 | 2007-03-08 |  | 2050-12-31 | 1 | RenExistRes | 1 | 1 | 0 | 1 | 0
| CAISO NQC List | GATWAY_2_PL1X3 | Bay Area | Contra Costa | GATEWAY GENERATING STATION | GatewayCC-Total | THERMAL | CCWhole-NatGas-Industrial | CAISO_CCGT1 | 562.5 | 555.9 | 305.9155 | 51757.1386 | 6871.533 | 7429.744 | 264.5767 | 264.5767 |  | 1 | 1 | 2009-01-04 |  | 2050-12-31 | 1 | CAISO_CCGT1 | 0 | 1 | 1 | 1 | 1 |  | 213.4 | 533.12
| CAISO NQC List | OXBOW_6_DRUM | Sierra | Weimer, Drum-Rio Oso, South of Palermo, South of Table Mountain | OXBOW HYDRO |  | HYDRO | n/a |  | 6 | 6 | [7 empty] | 0 | 1 | 1966-01-01 |  | 2050-12-31 | 1 | Unclassified | 0 | 1 | 0 | 1 | 0 |  | 5.8 | 2.93
| CAISO NQC List | OXMTN_6_LNDFIL | Bay Area | Ames | Ox Mountain Landfill Generating Plant |  | BIOMASS | n/a |  | 10.62 | 10.14 | [7 empty] | 0 | 1 | 2009-04-01 |  | 2050-12-31 | 1 | RenExistRes | 1 | 1 | 0 | 1 | 0 |  | 10.62 | 10.47
| CAISO NQC List | PACLUM_6_UNIT | Humboldt | None | PACIFIC LUMBER (HUMBOLDT) |  | BIOMASS | n/a |  | 28.8 | 13.65 | [7 empty] | 0 | 1 | 1986-03-22 |  | 2050-12-31 | 1 | RenExistRes | 1 | 1 | 0 | 1 | 0 |  | 28.8 | 15.4
| CAISO NQC List | PADUA_2_ONTARO | LA Basin | Eastern | ONTARIO/SIERRA HYDRO PSP |  | HYDRO | n/a | CAISO_Hydro | 1.92 | 0.12 | [7 empty] | 0 | 1 | 1902-01-01 |  | 2050-12-31 | 1 | CAISO_Hydro | 1 | 1 | 1 | 1 | 1 |  | 1.92 | 0.32
| CAISO NQC List | PADUA_2_SOLAR1 | LA Basin | Eastern | Kona Solar - Rancho DC #1 |  | SOLAR | n/a |  | 1.75 | 0 | [7 empty] | 0 | 1 | 2015-06-02 |  | 2050-12-31 | 1 | RenExistRes | 1 | 1 | 0 | 1 | 0 |  | 1.75 | 0
| CAISO NQC List | PADUA_6_MWDSDM | LA Basin | Eastern | San Dimas Hydroelectric Recovery Plant |  | HYDRO | n/a | CAISO_Hydro | 9.9 | 5 | [7 empty] | 0 | 1 | 1981-01-01 |  | 2050-12-31 | 1 | CAISO_Hydro | 0 | 1 | 1 | 1 | 1 |  | 9.9 | 3
| CAISO NQC List | PADUA_6_QF | LA Basin | Eastern | PADUA QFS |  | HYDRO | n/a | CAISO_Hydro | 30.1 | 0.31 | [7 empty] | 0 | 1 | 1984-01-01 |  | 2050-12-31 | 1 | CAISO_Hydro | 1 | 1 | 1 | 1 | 1 |  | 1.82 | 0.38
| CAISO NQC List | PADUA_7_SDIMAS | LA Basin | Eastern | San Dimas Wash Hydro |  | HYDRO | n/a | CAISO_Hydro | 1.05 | 1.05 | [7 empty] | 0 | 1 | 1986-01-28 |  | 2050-12-31 | 1 | CAISO_Hydro | 1 | 1 | 1 | 1 | 1 |  | 1.05 | 1.05
| CAISO NQC List | PALALT_7_COBUG | Bay Area | None | Cooperatively Owned Back Up Generator |  | PEAKER | n/a |  | 4.5 | 4.5 | [7 empty] | 1 | 1 | 2007-10-15 |  | 2050-12-31 | 1 | Unclassified | 0 | 1 | 0 | 1 | 0 |  | 4.5 | 0
| CAISO NQC List | DELTA_2_PL1X4 | Bay Area | Pittsburg | DELTA ENERGY CENTER AGGREGATE | DeltaEnergyCC-Total | THERMAL | CCWhole-NatGas-Industrial | CAISO_CCGT1 | 880 | 813 | 576.511 | 90409.8338 | 6871.5322 | 7221.8843 | 456.5336 | 456.5336 |  | 1 | 1 | 2002-06-17 |  | 2050-12-31 | 1 | CAISO_CCGT1 | 0 | 1 | 1 | 1 | 1 |  | 306 | 813
| CAISO NQC List | PANDOL_6_UNIT | Big Creek-Ventura | Big Creek, Vestal | Covanta Delano, Inc. |  | BIOMASS | n/a |  | 49 | 46.64 | [7 empty] | 0 | 1 | 1990-01-01 |  | 2050-12-31 | 1 | RenExistRes | 1 | 1 | 0 | 1 | 0
| CAISO NQC List | PANSEA_1_PANARO | LA Basin | Eastern | Mesa Wind Project |  | WIND | n/a |  | 30 | 0.18 | [7 empty] | 0 | 1 | 1998-12-31 |  | 2050-12-31 | 1 | RenExistRes | 1 | 1 | 0 | 1 | 0 |  |  | 4.5
| CAISO NQC List | PARDEB_6_UNITS | CAISO System |  | Pardee Power House |  | HYDRO | n/a | CAISO_Hydro | 30 | 6.98 | [7 empty] | 0 | 1 | 1930-01-01 |  | 2050-12-31 | 1 | CAISO_Hydro | 0 | 1 | 1 | 1 | 1 |  | 30 | 14
| CAISO NQC List | PEABDY_2_LNDFIL | CAISO System |  | G2 Energy Hay Road Power Plant |  | BIOMASS | n/a |  | 1.6 | 1.42 | [7 empty] | 0 | 1 | 2013-07-09 |  | 2050-12-31 | 1 | RenExistRes | 1 | 1 | 0 | 1 | 0 |  | 1.6 | 1.51
| CAISO NQC List | PEABDY_2_LNDFL1 | CAISO System |  | Potrero Hills Energy |  | BIOGAS | n/a |  | 8 | 6.48 | [7 empty] | 0 | 1 | 2016-04-07 |  | 2050-12-31 | 1 | RenExistRes | 1 | 1 | 0 | 1 | 0 |  | 8 | 7.09
| CAISO NQC List | PEARBL_2_NSPIN | CAISO System |  | PEARBL_2_NSPIN |  | UNKNOWN | n/a |  | 0 | 46 | [7 empty] | 1 | 1 | 1899-12-31 |  | 2050-12-31 | 1 | Unclassified | 0 | 1 | 0 | 1 | 0 |  | 151.2 | 21
| CAISO NQC List | PEORIA_1_SOLAR | Stockton | Tesla-Bellota, Stanislaus | Sonora 1 |  | SOLAR | n/a |  | 1.5 | 1.35 | [7 empty] | 0 | 1 | 2013-12-23 |  | 2050-12-31 | 1 | RenExistRes | 1 | 1 | 0 | 1 | 0 |  | 1.5 | 0.21
| CAISO NQC List | PGCC_1_PDRP01 | CAISO System |  | PDR-F PGCC |  | UNKNOWN | n/a |  | 0 | 0.35 | [7 empty] | 1 | 1 | 1899-12-31 |  | 2050-12-31 | 1 | Unclassified | 0 | 1 | 0 | 1 | 0
| CAISO NQC List | PGCC_1_PDRP02 | CAISO System |  | PGCC_1_PDRP02 |  | UNKNOWN | n/a |  | 0 | 0.1 | [7 empty] | 1 | 1 | 1899-12-31 |  | 2050-12-31 | 1 | Unclassified | 0 | 1 | 0 | 1 | 0 |  |  | 0.3
| CAISO NQC List | PGEB_2_PDRP01 | CAISO System |  | PDR-B PGEB |  | UNKNOWN | n/a |  | 0 | 0.78 | [7 empty] | 1 | 1 | 1899-12-31 |  | 2050-12-31 | 1 | Unclassified | 0 | 1 | 0 | 1 | 0 |  |  | 1
| CAISO NQC List | PGEB_2_PDRP02 | CAISO System |  | PDR-C PGEB |  | UNKNOWN | n/a |  | 0 | 0.1 | [7 empty] | 1 | 1 | 1899-12-31 |  | 2050-12-31 | 1 | Unclassified | 0 | 1 | 0 | 1 | 0
| CAISO NQC List | PGEB_2_PDRP03 | CAISO System |  | PDR-A PGEB |  | UNKNOWN | n/a |  | 0 | 0 | [7 empty] | 1 | 1 | 1899-12-31 |  | 2050-12-31 | 1 | Unclassified | 0 | 1 | 0 | 1 | 0 |  |  | 0.1
| CAISO NQC List | PGEB_2_PDRP04 | CAISO System |  | PGEB_2_PDRP04 |  | UNKNOWN | n/a |  | 0 | 0.45 | [7 empty] | 1 | 1 | 1899-12-31 |  | 2050-12-31 | 1 | Unclassified | 0 | 1 | 0 | 1 | 0 |  |  | 2.19
| CAISO NQC List | PGF1_2_PDRP01 | CAISO System |  | PDR-F PGF1 |  | UNKNOWN | n/a |  | 0 | 3.85 | [7 empty] | 1 | 1 | 1899-12-31 |  | 2050-12-31 | 1 | Unclassified | 0 | 1 | 0 | 1 | 0
| CAISO NQC List | PGF1_2_PDRP02 | CAISO System |  | PDR-D PGF1 LEDF |  | UNKNOWN | n/a |  | 0 | 1.5 | [7 empty] | 1 | 1 | 1899-12-31 |  | 2050-12-31 | 1 | Unclassified | 0 | 1 | 0 | 1 | 0
| CAISO NQC List | PGF1_2_PDRP03 | CAISO System |  | PGF1_2_PDRP03 |  | UNKNOWN | n/a |  | 0 | 0.35 | [7 empty] | 1 | 1 | 1899-12-31 |  | 2050-12-31 | 1 | Unclassified | 0 | 1 | 0 | 1 | 0 |  |  | 1.1
| CAISO NQC List | PGFG_1_PDRP01 | CAISO System |  | PDR-F PGFG SEL1 |  | UNKNOWN | n/a |  | 0 | 0.1 | [7 empty] | 1 | 1 | 1899-12-31 |  | 2050-12-31 | 1 | Unclassified | 0 | 1 | 0 | 1 | 0
| CAISO NQC List | PGFG_1_PDRP02 | CAISO System |  | PDR-F PGFG SEL1 |  | UNKNOWN | n/a |  | 0 | 0.2 | [7 empty] | 1 | 1 | 1899-12-31 |  | 2050-12-31 | 1 | Unclassified | 0 | 1 | 0 | 1 | 0
| CAISO NQC List | PGLP_2_PDRP02 | CAISO System |  | PGLP_2_PDRP02 |  | UNKNOWN | n/a |  | 0 | 0.2 | [7 empty] | 1 | 1 | 1899-12-31 |  | 2050-12-31 | 1 | Unclassified | 0 | 1 | 0 | 1 | 0
| CAISO NQC List | PGNV_1_PDRP01 | CAISO System |  | PGNV_1_PDRP01 |  | UNKNOWN | n/a |  | 0 | 0.15 | [7 empty] | 1 | 1 | 1899-12-31 |  | 2050-12-31 | 1 | Unclassified | 0 | 1 | 0 | 1 | 0
| CAISO NQC List | PGP2_2_PDRP01 | CAISO System |  | PDR-C PGP2 |  | UNKNOWN | n/a |  | 0 | 0.1 | [7 empty] | 1 | 1 | 1899-12-31 |  | 2050-12-31 | 1 | Unclassified | 0 | 1 | 0 | 1 | 0
| CAISO NQC List | PGP2_2_PDRP04 | CAISO System |  | PDR-F PGP2 |  | UNKNOWN | n/a |  | 0 | 0.15 | [7 empty] | 1 | 1 | 1899-12-31 |  | 2050-12-31 | 1 | Unclassified | 0 | 1 | 0 | 1 | 0
| CAISO NQC List | PGP2_2_PDRP05 | CAISO System |  | PGP2_2_PDRP05 |  | UNKNOWN | n/a |  | 0 | 0.45 | [7 empty] | 1 | 1 | 1899-12-31 |  | 2050-12-31 | 1 | Unclassified | 0 | 1 | 0 | 1 | 0 |  |  | 0.64
| CAISO NQC List | PGSA_2_PDRP01 | CAISO System |  | PDR-F PGSA SEES |  | UNKNOWN | n/a |  | 0 | 0.2 | [7 empty] | 1 | 1 | 1899-12-31 |  | 2050-12-31 | 1 | Unclassified | 0 | 1 | 0 | 1 | 0
| CAISO NQC List | PGSA_2_PDRP02 | CAISO System |  | PDR-D PGSA |  | UNKNOWN | n/a |  | 0 | 1.5 | [7 empty] | 1 | 1 | 1899-12-31 |  | 2050-12-31 | 1 | Unclassified | 0 | 1 | 0 | 1 | 0
| CAISO NQC List | PGSA_2_PDRP03 | CAISO System |  | PGSA_2_PDRP03 |  | UNKNOWN | n/a |  | 0 | 0.2 | [7 empty] | 1 | 1 | 1899-12-31 |  | 2050-12-31 | 1 | Unclassified | 0 | 1 | 0 | 1 | 0
| CAISO NQC List | PGSB_1_PDRP02 | CAISO System |  | PDR-C PGSB |  | UNKNOWN | n/a |  | 0 | 0.1 | [7 empty] | 1 | 1 | 1899-12-31 |  | 2050-12-31 | 1 | Unclassified | 0 | 1 | 0 | 1 | 0
| CAISO NQC List | PGSB_1_PDRP03 | CAISO System |  | PDR-F PGSB SEL1 |  | UNKNOWN | n/a |  | 0 | 0.13 | [7 empty] | 1 | 1 | 1899-12-31 |  | 2050-12-31 | 1 | Unclassified | 0 | 1 | 0 | 1 | 0
| CAISO NQC List | PGSB_1_PDRP04 | CAISO System |  | PGSB_1_PDRP04 |  | UNKNOWN | n/a |  | 0 | 0.2 | [7 empty] | 1 | 1 | 1899-12-31 |  | 2050-12-31 | 1 | Unclassified | 0 | 1 | 0 | 1 | 0 |  |  | 3
| CAISO NQC List | PGSB_1_PDRP05 | CAISO System |  | PDR-F PGSB SEES |  | UNKNOWN | n/a |  | 0 | 0.96 | [7 empty] | 1 | 1 | 1899-12-31 |  | 2050-12-31 | 1 | Unclassified | 0 | 1 | 0 | 1 | 0
| CAISO NQC List | PGSB_1_PDRP06 | CAISO System |  | PDR-F PGSB |  | UNKNOWN | n/a |  | 0 | 0.96 | [7 empty] | 1 | 1 | 1899-12-31 |  | 2050-12-31 | 1 | Unclassified | 0 | 1 | 0 | 1 | 0 |  |  | 0.96
| CAISO NQC List | PGSB_1_PDRP07 | CAISO System |  | PDR-B PGSB |  | UNKNOWN | n/a |  | 0 | 0.14 | [7 empty] | 1 | 1 | 1899-12-31 |  | 2050-12-31 | 1 | Unclassified | 0 | 1 | 0 | 1 | 0
| CAISO NQC List | PGSF_2_PDRP01 | CAISO System |  | PDR-F PGSF SEES |  | UNKNOWN | n/a |  | 0 | 0.55 | [7 empty] | 1 | 1 | 1899-12-31 |  | 2050-12-31 | 1 | Unclassified | 0 | 1 | 0 | 1 | 0 |  |  | 1
| CAISO NQC List | PGSF_2_PDRP02 | CAISO System |  | PDR-F PGSF |  | UNKNOWN | n/a |  | 0 | 0.33 | [7 empty] | 1 | 1 | 1899-12-31 |  | 2050-12-31 | 1 | Unclassified | 0 | 1 | 0 | 1 | 0
| CAISO NQC List | PGST_2_PDRP01 | CAISO System |  | PGST_2_PDRP01 |  | UNKNOWN | n/a |  | 0 | 0.12 | [7 empty] | 1 | 1 | 1899-12-31 |  | 2050-12-31 | 1 | Unclassified | 0 | 1 | 0 | 1 | 0 |  |  | 1
| CAISO NQC List | PHOENX_1_UNIT | Stockton | Tesla-Bellota, Stanislaus | PHOENIX PH |  | HYDRO | n/a |  | 2 | 2 | [7 empty] | 0 | 1 | 1940-01-01 |  | 2050-12-31 | 1 | RenExistRes | 1 | 1 | 0 | 1 | 0 |  | 2 | 0.82
| CAISO NQC List | PINFLT_7_UNITS | Fresno | Wilson, Herndon | PINE FLAT HYDRO AGGREGATE |  | HYDRO | n/a | CAISO_Hydro | 210 | 210 | [7 empty] | 0 | 1 | 1984-01-01 |  | 2050-12-31 | 1 | CAISO_Hydro | 0 | 1 | 1 | 1 | 1 |  | 63.3 | 28.58
| CAISO NQC List | PIT1_6_FRIVRA | CAISO System |  | Fall River Mills Project A |  | SOLAR | n/a |  | 1.5 | 0 | [7 empty] | 0 | 1 | 2014-03-05 |  | 2050-12-31 | 1 | Unclassified | 0 | 1 | 0 | 1 | 0 |  | 1.5 | 0.21
| CAISO NQC List | PIT1_7_UNIT 1 | CAISO System |  | PIT PH 1 UNIT 1 |  | HYDRO | n/a | CAISO_Hydro | 32 | 32 | [7 empty] | 0 | 1 | 1922-01-01 |  | 2050-12-31 | 1 | CAISO_Hydro | 0 | 1 | 1 | 1 | 1 |  | 32 | 32
| CAISO NQC List | PIT1_7_UNIT 2 | CAISO System |  | PIT PH 1 UNIT 2 |  | HYDRO | n/a | CAISO_Hydro | 32 | 32 | [7 empty] | 0 | 1 | 1922-01-01 |  | 2050-12-31 | 1 | CAISO_Hydro | 0 | 1 | 1 | 1 | 1 |  | 32 | 32
| CAISO NQC List | PIT3_7_PL1X3 | CAISO System |  | PIT PH 3 UNITS 1, 2 & 3 AGGREGATE |  | HYDRO | n/a | CAISO_Hydro | 70.6 | 70.6 | [7 empty] | 0 | 1 | 1925-01-01 |  | 2050-12-31 | 1 | CAISO_Hydro | 0 | 1 | 1 | 1 | 1 |  | 70.6 | 70.6
| CAISO NQC List | PIT4_7_PL1X2 | CAISO System |  | PIT PH 4 UNITS 1 & 2 AGGREGATE |  | HYDRO | n/a | CAISO_Hydro | 95 | 95 | [7 empty] | 0 | 1 | 1955-01-01 |  | 2050-12-31 | 1 | CAISO_Hydro | 0 | 1 | 1 | 1 | 1 |  | 95 | 95
| CAISO NQC List | PIT5_7_PL1X2 | CAISO System |  | PIT PH 5 UNITS 1 & 2 AGGREGATE |  | HYDRO | n/a | CAISO_Hydro | 82 | 82 | [7 empty] | 0 | 1 | 1944-01-01 |  | 2050-12-31 | 1 | CAISO_Hydro | 0 | 1 | 1 | 1 | 1 |  | 82 | 82
| CAISO NQC List | PIT5_7_PL3X4 | CAISO System |  | PIT PH 5 UNITS 3 & 4 AGGREGATE |  | HYDRO | n/a | CAISO_Hydro | 82 | 82 | [7 empty] | 0 | 1 | 1944-01-01 |  | 2050-12-31 | 1 | CAISO_Hydro | 0 | 1 | 1 | 1 | 1 |  | 82 | 82
| CAISO NQC List | PIT5_7_QFUNTS | CAISO System |  | PIT 5 HYDRO QF UNITS |  | HYDRO | n/a | CAISO_Hydro | 3.75 | 0.16 | [7 empty] | 0 | 1 | 1987-08-15 |  | 2050-12-31 | 1 | CAISO_Hydro | 1 | 1 | 1 | 1 | 1 |  | 1.1 | 0.05
| CAISO NQC List | PIT6_7_UNIT 1 | CAISO System |  | PIT PH 6 UNIT 1 |  | HYDRO | n/a | CAISO_Hydro | 39 | 39 | [7 empty] | 0 | 1 | 1965-01-01 |  | 2050-12-31 | 1 | CAISO_Hydro | 0 | 1 | 1 | 1 | 1 |  | 39 | 39
| CAISO NQC List | PIT6_7_UNIT 2 | CAISO System |  | PIT PH 6 UNIT 2 |  | HYDRO | n/a | CAISO_Hydro | 40 | 40 | [7 empty] | 0 | 1 | 1965-01-01 |  | 2050-12-31 | 1 | CAISO_Hydro | 0 | 1 | 1 | 1 | 1 |  | 40 | 40
| CAISO NQC List | PIT7_7_UNIT 1 | CAISO System |  | PIT PH 7 UNIT 1 |  | HYDRO | n/a | CAISO_Hydro | 55.7 | 54 | [7 empty] | 0 | 1 | 1965-01-01 |  | 2050-12-31 | 1 | CAISO_Hydro | 0 | 1 | 1 | 1 | 1 |  | 55.7 | 55.7
| CAISO NQC List | PIT7_7_UNIT 2 | CAISO System |  | PIT PH 7 UNIT 2 |  | HYDRO | n/a | CAISO_Hydro | 54.6 | 54 | [7 empty] | 0 | 1 | 1965-01-01 |  | 2050-12-31 | 1 | CAISO_Hydro | 0 | 1 | 1 | 1 | 1 |  | 54.6 | 54.6
| CAISO NQC List | PITTSP_7_UNIT 5 | Bay Area | Pittsburg | PITTSBURG UNIT 5 | PittsburgPwr5 | THERMAL | ST-NatGas | CAISO_ST | 312 | 312 | 24.96 | 24806.34 | 9687.4919 | 13685.7726 | 316.875 | 316.875 |  | 1 | 1 | 1960-01-01 | 2017-12-31 | 2017-12-31 | 1 | CAISO_ST | 0 | 0 | 1 | 1 | 0
| CAISO NQC List | PITTSP_7_UNIT 6 | Bay Area | Pittsburg | PITTSBURG UNIT 6 | PittsburgPwr6 | THERMAL | ST-NatGas | CAISO_ST | 317 | 317 | 25.3601 | 25203.9575 | 10428.4056 | 20513.7712 | 312.124 | 312.124 |  | 1 | 1 | 1961-01-01 | 2017-12-31 | 2017-12-31 | 1 | CAISO_ST | 0 | 0 | 1 | 1 | 0
| CAISO NQC List | PITTSP_7_UNIT 7 | Bay Area | Pittsburg | PITTSBURG UNIT 7 | PittsburgPwr7 | THERMAL | ST-NatGas | CAISO_ST | 530 | 530 | 42.4 | 42138.975 | 9914.2662 | 20064.5616 | 528.5112 | 528.5112 |  | 1 | 1 | 1972-01-01 | 2017-12-31 | 2017-12-31 | 1 | CAISO_ST | 0 | 0 | 1 | 1 | 0
| CAISO NQC List | PLACVL_1_CHILIB | Sierra | Placerville, South of Rio Oso, South of Palermo, South of Table Mountain | Chili Bar Hydro |  | HYDRO | n/a |  | 8.4 | 8.4 | [7 empty] | 0 | 1 | 1965-01-01 |  | 2050-12-31 | 1 | RenExistRes | 1 | 1 | 0 | 1 | 0 |  | 8.4 | 8.4
| CAISO NQC List | PLACVL_1_RCKCRE | Sierra | Placerville, South of Rio Oso, South of Palermo, South of Table Mountain | PLACER UNIT (ROCK CREEK) |  | HYDRO | n/a | CAISO_Hydro | 5 | 0 | [7 empty] | 0 | 1 | 1986-04-24 |  | 2050-12-31 | 1 | CAISO_Hydro | 1 | 1 | 1 | 1 | 1 |  | 5 | 1.19
| CAISO NQC List | PLAINV_6_BSOLAR | Big Creek-Ventura | Big Creek | Western Antelope Blue Sky Ranch A |  | SOLAR | n/a |  | 20 | 0 | [7 empty] | 0 | 1 | 2014-11-07 |  | 2050-12-31 | 1 | RenExistRes | 1 | 1 | 0 | 1 | 0 |  | 20 | 0
| CAISO NQC List | PLAINV_6_SOLAR3 | Big Creek-Ventura |  | Sierra Solar Greenworks |  | SOLAR | n/a |  | 20 | 0 | [7 empty] | 0 | 1 | 2015-11-30 |  | 2050-12-31 | 1 | RenExistRes | 1 | 1 | 0 | 1 | 0 |  | 20 | 0
| CAISO NQC List | PLAINV_6_SOLARC | Big Creek-Ventura |  | Central Antelope Dry Ranch C |  | SOLAR | n/a |  | 20 | 0 | [7 empty] | 0 | 1 | 2016-05-06 |  | 2050-12-31 | 1 | RenExistRes | 1 | 1 | 0 | 1 | 0 |  | 20 | 0
| CAISO NQC List | PLSNTG_7_LNCLND | Sierra | Drum-Rio Oso, South of Rio Oso, South of Palermo, South of Table Mountain | Lincoln Landfill Power Plant |  | BIOMASS | n/a |  | 4.98 | 3.2 | [7 empty] | 0 | 1 | 1985-01-01 |  | 2050-12-31 | 1 | RenExistRes | 1 | 1 | 0 | 1 | 0 |  | 4.98 | 2.92
| CAISO NQC List | PMDLET_6_SOLAR1 | Big Creek-Ventura |  | SEPV Palmdale East |  | SOLAR | n/a |  | 10 | 8.2 | [7 empty] | 0 | 1 | 2015-07-31 |  | 2050-12-31 | 1 | RenExistRes | 1 | 1 | 0 | 1 | 0 |  | 10 | 1.4
| CAISO NQC List | PMPJCK_1_SOLAR1 | CAISO System |  | Pumpjack Solar I |  | SOLAR | n/a |  | 19.48 | 16.68 | [7 empty] | 0 | 1 | 2015-01-27 |  | 2050-12-31 | 1 | RenExistRes | 1 | 1 | 0 | 1 | 0 |  | 20 | 2.8
| CAISO NQC List | WALCRK_2_CTG5 | LA Basin | Western | Walnut Creek Energy Park Unit 5 | WalnutCreekEPark5 | THERMAL | CT-NatGas-Industrial | CAISO_Peaker1 | 96.65 | 96.65 | 43.4925 | 10553.2425 | 9337.6667 | 13285.037 | 309.28 | 309.28 |  | 1 | 1 | 2013-04-30 |  | 2050-12-31 | 1 | CAISO_Peaker1 | 0 | 1 | 1 | 1 | 1 |  | 96.65 | 96.65
| CAISO NQC List | GLNARM_7_UNIT 4 | LA Basin | Western | GLEN ARM UNIT 4 | Glenarm_GT4 | PEAKER | CT-NatGas-Aero | CAISO_Peaker1 | 42.42 | 42.42 | 12.726 | 1439.0218 | 9305.1798 | 11373.0131 | 71.7463 | 71.7463 |  | 1 | 1 | 2004-01-08 |  | 2050-12-31 | 1 | CAISO_Peaker1 | 0 | 1 | 1 | 1 | 1 |  | 42.42 | 42.42
| CAISO NQC List | COCOPP_2_CTG1 | Bay Area | Contra Costa | Marsh Landing 1 | MarshLanding1 | THERMAL | CT-NatGas-Industrial | CAISO_Peaker1 | 204.2 | 200.8 | 91.89 | 22296.6547 | 9286.5167 | 13291.1481 | 363.0222 | 363.0222 |  | 1 | 1 | 2013-05-01 |  | 2050-12-31 | 1 | CAISO_Peaker1 | 0 | 1 | 1 | 1 | 1 |  | 204.2 | 190.9
| CAISO NQC List | COCOPP_2_CTG2 | Bay Area | Contra Costa | Marsh Landing 2 | MarshLanding2 | THERMAL | CT-NatGas-Industrial | CAISO_Peaker1 | 202.7 | 199.9 | 91.215 | 22132.8693 | 9286.5167 | 13291.1481 | 360.3556 | 360.3556 |  | 1 | 1 | 2013-05-01 |  | 2050-12-31 | 1 | CAISO_Peaker1 | 0 | 1 | 1 | 1 | 1 |  | 202.7 | 191.1
| CAISO NQC List | COCOPP_2_CTG3 | Bay Area | Contra Costa | Marsh Landing 3 | MarshLanding3 | THERMAL | CT-NatGas-Industrial | CAISO_Peaker1 | 208.96 | 199.5 | 94.032 | 22816.4004 | 9286.5167 | 13291.1481 | 371.4844 | 371.4844 |  | 1 | 1 | 2013-05-01 |  | 2050-12-31 | 1 | CAISO_Peaker1 | 0 | 1 | 1 | 1 | 1 |  |  | 190.4
| CAISO NQC List | COCOPP_2_CTG4 | Bay Area | Contra Costa | Marsh Landing 4 | MarshLanding4 | THERMAL | CT-NatGas-Industrial | CAISO_Peaker1 | 204.29 | 201.4 | 91.9305 | 22306.4818 | 9286.5167 | 13291.1481 | 363.1822 | 363.1822 |  | 1 | 1 | 2013-05-01 |  | 2050-12-31 | 1 | CAISO_Peaker1 | 0 | 1 | 1 | 1 | 1 |  | 204.29 | 191.8
| CAISO NQC List | KELSO_2_UNITS | Bay Area | Contra Costa | Mariposa Energy | Mariposa1 | PEAKER | CT-NatGas-Aero | CAISO_Peaker1 | 49 | 47.45 | 22.05 | 1662.2371 | 8944.9705 | 13331.4899 | 314.2285 | 314.2285 |  | 1 | 1 | 2012-10-01 |  | 2050-12-31 | 4 | CAISO_Peaker1 | 0 | 1 | 1 | 1 | 1 |  | 49.4 | 194.59
| CAISO NQC List | KELSO_2_UNITS | Bay Area | Contra Costa | Mariposa Energy | Mariposa2 | PEAKER | CT-NatGas-Aero | CAISO_Peaker1 | 49 | 47.45 | 22.05 | 1662.2371 | 8944.9705 | 13331.4899 | 314.2285 | 314.2285 |  | 1 | 1 | 2012-10-01 |  | 2050-12-31 | 4 | CAISO_Peaker1 | 0 | 1 | 1 | 1 | 1 |  | 49.4 | 194.59
| CAISO NQC List | POEPH_7_UNIT 1 | Sierra | South of Palermo, South of Table Mountain | POE HYDRO UNIT 1 |  | HYDRO | n/a | CAISO_Hydro | 69 | 60 | [7 empty] | 0 | 1 | 1958-01-01 |  | 2050-12-31 | 1 | CAISO_Hydro | 0 | 1 | 1 | 1 | 1 |  | 69 | 60
| CAISO NQC List | POEPH_7_UNIT 2 | Sierra | South of Palermo, South of Table Mountain | POE HYDRO UNIT 2 |  | HYDRO | n/a | CAISO_Hydro | 68.5 | 60 | [7 empty] | 0 | 1 | 1958-01-01 |  | 2050-12-31 | 1 | CAISO_Hydro | 0 | 1 | 1 | 1 | 1 |  | 68.5 | 60
| CAISO NQC List | POTTER_6_UNITS | NCNB | Eagle Rock, Fulton, Lakeville | Potter Valley |  | HYDRO | n/a |  | 10.1 | 10.1 | [7 empty] | 0 | 1 | 1910-01-01 |  | 2050-12-31 | 1 | Unclassified | 0 | 1 | 0 | 1 | 0 |  | 10.1 | 2.23
| CAISO NQC List | POTTER_7_VECINO | NCNB | Eagle Rock, Fulton, Lakeville | Vecino Vineyards LLC |  | HYDRO | n/a | CAISO_Hydro | 1.25 | 0 | [7 empty] | 0 | 1 | 1990-03-27 |  | 2050-12-31 | 1 | CAISO_Hydro | 0 | 1 | 1 | 1 | 1 |  | 1.25 | 0
| CAISO NQC List | PRIMM_2_SOLAR1 | CAISO System |  | Silver State South |  | SOLAR | n/a |  | 250 | 200.86 | [7 empty] | 0 | 1 | 2016-08-23 |  | 2050-12-31 | 1 | RenExistRes | 1 | 1 | 0 | 1 | 0 |  | 250 | 35
| CAISO NQC List | PSWEET_1_STCRUZ | CAISO System |  | Santa Cruz Energy LLC |  | BIOMASS | n/a |  | 1.6 | 0 | [7 empty] | 0 | 1 | 2010-02-06 |  | 2050-12-31 | 1 | RenExistRes | 1 | 1 | 0 | 1 | 0 |  | 1.6 | 0
| CAISO NQC List | PSWEET_7_QFUNTS | CAISO System |  | PSWEET_7_QFUNTS |  | BIOGAS | n/a |  | 1 | 0 | [7 empty] | 0 | 1 | 1899-12-31 |  | 2050-12-31 | 1 | Unclassified | 0 | 1 | 0 | 1 | 0 |  | 1 | 0
| CAISO NQC List | PTLOMA_6_NTCCGN | San Diego-IV | San Diego | AEI MCRD STEAM TURBINE | NTC-MCRD-CC-Total | COGENERATION | CCWhole-NatGas-Industrial | CAISO_CHP | 2.07 | 2.07 | 2.07 |  | 7606.0304 | 7606.0304 |  |  |  | 1 | 1 | 1989-01-01 |  | 2050-12-31 | 1 | CAISO_CHP | 0 | 1 | 1 | 1 | 1
| CAISO NQC List | PTLOMA_6_NTCQF | San Diego-IV | San Diego | NTC/MCRD COGENERATION | NTC-MCRD-CC-Total | COGENERATION | CCWhole-NatGas-Industrial | CAISO_CHP | 19.74 | 19.74 | 19.74 |  | 7606.0304 | 7606.0304 |  |  |  | 1 | 1 | 1989-01-01 |  | 2050-12-31 | 1 | CAISO_CHP | 0 | 1 | 1 | 1 | 1 |  | 22.3 | 15.31
| CAISO NQC List | PUTHCR_1_SOLAR1 | CAISO System |  | Putah Creek Solar Farm |  | SOLAR | n/a |  | 1.98 | 1.63 | [7 empty] | 0 | 1 | 2014-12-19 |  | 2050-12-31 | 1 | RenExistRes | 1 | 1 | 0 | 1 | 0 |  | 1.98 | 0.28
| CAISO NQC List | PWEST_1_UNIT | LA Basin | Western | PACIFIC WEST 1 WIND GENERATION |  | WIND | n/a |  | 2.1 | 0.2 | [7 empty] | 0 | 1 | 1899-12-31 |  | 2050-12-31 | 1 | RenExistRes | 1 | 1 | 0 | 1 | 0 |  | 2.1 | 0.32
| CAISO NQC List | RCKCRK_7_UNIT 1 | Sierra | South of Palermo, South of Table Mountain | ROCK CREEK HYDRO UNIT 1 |  | HYDRO | n/a |  | 57 | 57 | [7 empty] | 0 | 1 | 1950-01-01 |  | 2050-12-31 | 1 | Unclassified | 0 | 1 | 0 | 1 | 0 |  | 57 | 57
| CAISO NQC List | RCKCRK_7_UNIT 2 | Sierra | South of Palermo, South of Table Mountain | ROCK CREEK HYDRO UNIT 2 |  | HYDRO | n/a |  | 56.9 | 56.9 | [7 empty] | 0 | 1 | 1950-01-01 |  | 2050-12-31 | 1 | RenExistRes | 1 | 1 | 0 | 1 | 0 |  | 56.9 | 56.9
| CAISO NQC List | RDWAY_1_CREST | CAISO System |  |  |  | UNKNOWN | n/a |  | 0 | 0 | [7 empty] | 1 | 1 | 1899-12-31 |  | 2050-12-31 | 1 | Unclassified | 0 | 1 | 0 | 1 | 0 |  |  | 0
| CAISO NQC List | RECTOR_2_KAWEAH | Big Creek-Ventura | Big Creek, Rector, Vestal | KAWEAH PH 2 & 3 PSP AGGREGATE |  | HYDRO | n/a |  | 6.55 | 0.01 | [7 empty] | 0 | 1 | 1913-01-01 |  | 2050-12-31 | 1 | Unclassified | 0 | 1 | 0 | 1 | 0 |  | 6.55 | 1.21
| CAISO NQC List | RECTOR_2_KAWH 1 | Big Creek-Ventura | Big Creek, Rector, Vestal | KAWEAH PH 1 UNIT 1 |  | HYDRO | n/a |  | 2.25 | 0.13 | [7 empty] | 0 | 1 | 1929-01-01 |  | 2050-12-31 | 1 | RenExistRes | 1 | 1 | 0 | 1 | 0 |  | 2.25 | 0.38
| CAISO NQC List | RECTOR_2_QF | Big Creek-Ventura | Big Creek, Rector, Vestal | RECTOR QFS |  | HYDRO | n/a | CAISO_Hydro | 19.5 | 0 | [7 empty] | 0 | 1 | 1984-01-01 |  | 2050-12-31 | 1 | CAISO_Hydro | 1 | 1 | 1 | 1 | 1 |  | 17 | 0
| CAISO NQC List | RECTOR_7_TULARE | Big Creek-Ventura | Big Creek, Rector, Vestal | RECTOR_7_TULARE |  | BIOMASS | n/a |  | 1.6 | 0 | [7 empty] | 0 | 1 | 1998-05-08 |  | 2050-12-31 | 1 | Unclassified | 0 | 1 | 0 | 1 | 0 |  | 1.5 | 0
| CAISO NQC List | REDBLF_6_UNIT | CAISO System |  | RED BLUFF PEAKER PLANT | Red_Bluff_IC1 | PEAKER | ICE-NatGas | CAISO_Reciprocating_Engine | 2.75 | 2.75 | 0.17875 | 29.1527 | 10300.759 | 10838.6854 | 75.8621 | 75.8621 |  | 1 | 1 | 2001-08-11 |  | 2050-12-31 | 16 | CAISO_Reciprocating_Engine | 0 | 1 | 1 | 1 | 1 |  | 44 | 44
| CAISO NQC List | REDBLF_6_UNIT | CAISO System |  | RED BLUFF PEAKER PLANT | Red_Bluff_IC10 | PEAKER | ICE-NatGas | CAISO_Reciprocating_Engine | 2.75 | 2.75 | 0.17875 | 29.1527 | 10300.759 | 10838.6854 | 75.8621 | 75.8621 |  | 1 | 1 | 2001-08-11 |  | 2050-12-31 | 16 | CAISO_Reciprocating_Engine | 0 | 1 | 1 | 1 | 1 |  | 44 | 44
| CAISO NQC List | REDBLF_6_UNIT | CAISO System |  | RED BLUFF PEAKER PLANT | Red_Bluff_IC11 | PEAKER | ICE-NatGas | CAISO_Reciprocating_Engine | 2.75 | 2.75 | 0.17875 | 29.1527 | 10300.759 | 10838.6854 | 75.8621 | 75.8621 |  | 1 | 1 | 2001-08-11 |  | 2050-12-31 | 16 | CAISO_Reciprocating_Engine | 0 | 1 | 1 | 1 | 1 |  | 44 | 44
| CAISO NQC List | REDBLF_6_UNIT | CAISO System |  | RED BLUFF PEAKER PLANT | Red_Bluff_IC12 | PEAKER | ICE-NatGas | CAISO_Reciprocating_Engine | 2.75 | 2.75 | 0.17875 | 29.1527 | 10300.759 | 10838.6854 | 75.8621 | 75.8621 |  | 1 | 1 | 2001-08-11 |  | 2050-12-31 | 16 | CAISO_Reciprocating_Engine | 0 | 1 | 1 | 1 | 1 |  | 44 | 44
| CAISO NQC List | REDBLF_6_UNIT | CAISO System |  | RED BLUFF PEAKER PLANT | Red_Bluff_IC13 | PEAKER | ICE-NatGas | CAISO_Reciprocating_Engine | 2.75 | 2.75 | 0.17875 | 29.1527 | 10300.759 | 10838.6854 | 75.8621 | 75.8621 |  | 1 | 1 | 2001-08-11 |  | 2050-12-31 | 16 | CAISO_Reciprocating_Engine | 0 | 1 | 1 | 1 | 1 |  | 44 | 44
| CAISO NQC List | REDBLF_6_UNIT | CAISO System |  | RED BLUFF PEAKER PLANT | Red_Bluff_IC14 | PEAKER | ICE-NatGas | CAISO_Reciprocating_Engine | 2.75 | 2.75 | 0.17875 | 29.1527 | 10300.759 | 10838.6854 | 75.8621 | 75.8621 |  | 1 | 1 | 2001-08-11 |  | 2050-12-31 | 16 | CAISO_Reciprocating_Engine | 0 | 1 | 1 | 1 | 1 |  | 44 | 44
| CAISO NQC List | REDBLF_6_UNIT | CAISO System |  | RED BLUFF PEAKER PLANT | Red_Bluff_IC15 | PEAKER | ICE-NatGas | CAISO_Reciprocating_Engine | 2.75 | 2.75 | 0.17875 | 29.1527 | 10300.759 | 10838.6854 | 75.8621 | 75.8621 |  | 1 | 1 | 2001-08-11 |  | 2050-12-31 | 16 | CAISO_Reciprocating_Engine | 0 | 1 | 1 | 1 | 1 |  | 44 | 44
| CAISO NQC List | REDBLF_6_UNIT | CAISO System |  | RED BLUFF PEAKER PLANT | Red_Bluff_IC16 | PEAKER | ICE-NatGas | CAISO_Reciprocating_Engine | 2.75 | 2.75 | 0.17875 | 29.1527 | 10300.759 | 10838.6854 | 75.8621 | 75.8621 |  | 1 | 1 | 2001-08-11 |  | 2050-12-31 | 16 | CAISO_Reciprocating_Engine | 0 | 1 | 1 | 1 | 1 |  | 44 | 44
| CAISO NQC List | REDBLF_6_UNIT | CAISO System |  | RED BLUFF PEAKER PLANT | Red_Bluff_IC2 | PEAKER | ICE-NatGas | CAISO_Reciprocating_Engine | 2.75 | 2.75 | 0.17875 | 29.1527 | 10300.759 | 10838.6854 | 75.8621 | 75.8621 |  | 1 | 1 | 2001-08-11 |  | 2050-12-31 | 16 | CAISO_Reciprocating_Engine | 0 | 1 | 1 | 1 | 1 |  | 44 | 44
| CAISO NQC List | REDBLF_6_UNIT | CAISO System |  | RED BLUFF PEAKER PLANT | Red_Bluff_IC3 | PEAKER | ICE-NatGas | CAISO_Reciprocating_Engine | 2.75 | 2.75 | 0.17875 | 29.1527 | 10300.759 | 10838.6854 | 75.8621 | 75.8621 |  | 1 | 1 | 2001-08-11 |  | 2050-12-31 | 16 | CAISO_Reciprocating_Engine | 0 | 1 | 1 | 1 | 1 |  | 44 | 44
| CAISO NQC List | REDBLF_6_UNIT | CAISO System |  | RED BLUFF PEAKER PLANT | Red_Bluff_IC4 | PEAKER | ICE-NatGas | CAISO_Reciprocating_Engine | 2.75 | 2.75 | 0.17875 | 29.1527 | 10300.759 | 10838.6854 | 75.8621 | 75.8621 |  | 1 | 1 | 2001-08-11 |  | 2050-12-31 | 16 | CAISO_Reciprocating_Engine | 0 | 1 | 1 | 1 | 1 |  | 44 | 44
| CAISO NQC List | REDBLF_6_UNIT | CAISO System |  | RED BLUFF PEAKER PLANT | Red_Bluff_IC5 | PEAKER | ICE-NatGas | CAISO_Reciprocating_Engine | 2.75 | 2.75 | 0.17875 | 29.1527 | 10300.759 | 10838.6854 | 75.8621 | 75.8621 |  | 1 | 1 | 2001-08-11 |  | 2050-12-31 | 16 | CAISO_Reciprocating_Engine | 0 | 1 | 1 | 1 | 1 |  | 44 | 44
| CAISO NQC List | REDBLF_6_UNIT | CAISO System |  | RED BLUFF PEAKER PLANT | Red_Bluff_IC6 | PEAKER | ICE-NatGas | CAISO_Reciprocating_Engine | 2.75 | 2.75 | 0.17875 | 29.1527 | 10300.759 | 10838.6854 | 75.8621 | 75.8621 |  | 1 | 1 | 2001-08-11 |  | 2050-12-31 | 16 | CAISO_Reciprocating_Engine | 0 | 1 | 1 | 1 | 1 |  | 44 | 44
| CAISO NQC List | REDBLF_6_UNIT | CAISO System |  | RED BLUFF PEAKER PLANT | Red_Bluff_IC7 | PEAKER | ICE-NatGas | CAISO_Reciprocating_Engine | 2.75 | 2.75 | 0.17875 | 29.1527 | 10300.759 | 10838.6854 | 75.8621 | 75.8621 |  | 1 | 1 | 2001-08-11 |  | 2050-12-31 | 16 | CAISO_Reciprocating_Engine | 0 | 1 | 1 | 1 | 1 |  | 44 | 44
| CAISO NQC List | REDBLF_6_UNIT | CAISO System |  | RED BLUFF PEAKER PLANT | Red_Bluff_IC8 | PEAKER | ICE-NatGas | CAISO_Reciprocating_Engine | 2.75 | 2.75 | 0.17875 | 29.1527 | 10300.759 | 10838.6854 | 75.8621 | 75.8621 |  | 1 | 1 | 2001-08-11 |  | 2050-12-31 | 16 | CAISO_Reciprocating_Engine | 0 | 1 | 1 | 1 | 1 |  | 44 | 44
| CAISO NQC List | REDBLF_6_UNIT | CAISO System |  | RED BLUFF PEAKER PLANT | Red_Bluff_IC9 | PEAKER | ICE-NatGas | CAISO_Reciprocating_Engine | 2.75 | 2.75 | 0.17875 | 29.1527 | 10300.759 | 10838.6854 | 75.8621 | 75.8621 |  | 1 | 1 | 2001-08-11 |  | 2050-12-31 | 16 | CAISO_Reciprocating_Engine | 0 | 1 | 1 | 1 | 1 |  | 44 | 44
| CAISO NQC List | REDOND_7_UNIT 5 | LA Basin | Western | REDONDO GEN STA. UNIT 5 | RedondoBeach5 | THERMAL | ST-NatGas | CAISO_ST | 178.87 | 178.87 | 14.1519 | 14064.7821 | 10450.5508 | 18744.1386 | 484.1974 | 484.066 |  | 1 | 1 | 1954-01-01 | 2020-12-31 | 2020-12-31 | 1 | CAISO_ST | 0 | 0 | 1 | 1 | 0 |  | 178.87 | 178.87
| CAISO NQC List | REDOND_7_UNIT 6 | LA Basin | Western | REDONDO GEN STA. UNIT 6 | RedondoBeach6 | THERMAL | ST-NatGas | CAISO_ST | 175 | 175 | 14 | 13913.81 | 10830.1952 | 25726.5919 | 175 | 175 |  | 1 | 1 | 1957-01-01 | 2020-12-31 | 2020-12-31 | 1 | CAISO_ST | 0 | 0 | 1 | 1 | 0 |  | 175 | 175
| CAISO NQC List | REDOND_7_UNIT 7 | LA Basin | Western | REDONDO GEN STA. UNIT 7 | RedondoBeach7 | THERMAL | ST-NatGas | CAISO_ST | 505.96 | 505.96 | 39.4135 | 39170.8187 | 9574.0725 | 15862.75 | 492.6682 | 492.6682 |  | 1 | 1 | 1967-01-01 | 2020-12-31 | 2020-12-31 | 1 | CAISO_ST | 0 | 0 | 1 | 1 | 0 |  | 505.96
| CAISO NQC List | REDOND_7_UNIT 8 | LA Basin | Western | REDONDO GEN STA. UNIT 8 | RedondoBeach8 | THERMAL | ST-NatGas | CAISO_ST | 495.9 | 495.9 | 39.3889 | 39146.4045 | 9882.6658 | 16295.8927 | 492.3612 | 492.3612 |  | 1 | 1 | 1967-01-01 | 2020-12-31 | 2020-12-31 | 1 | CAISO_ST | 0 | 0 | 1 | 1 | 0 |  | 495.9 | 495.9
| CAISO NQC List | REEDLY_6_SOLAR | Fresno | Wilson, Herndon, Reedley | Terzian |  | SOLAR | n/a |  | 1.23 | 0 | [7 empty] | 0 | 1 | 2014-06-17 |  | 2050-12-31 | 1 | RenExistRes | 1 | 1 | 0 | 1 | 0 |  | 1.23 | 0
| CAISO NQC List | RENWD_1_QF | LA Basin | Eastern | Renwind re-powering project |  | WIND | n/a |  | 10 | 3.45 | [7 empty] | 0 | 1 | 1899-12-31 |  | 2050-12-31 | 1 | Unclassified | 0 | 1 | 0 | 1 | 0 |  |  | 1.5
| CAISO NQC List | RHONDO_2_QF | LA Basin | Western | RIO HONDO QFS |  | VARIOUS | n/a |  | 5.1 | 0.21 | [7 empty] | 1 | 1 | 1987-01-01 |  | 2050-12-31 | 1 | RenExistRes | 1 | 1 | 0 | 1 | 0
| CAISO NQC List | RHONDO_6_PUENTE | LA Basin | Western | Puente Hills GTE Facility Phase II |  | BIOGAS | n/a |  | 4 | 0 | [7 empty] | 0 | 1 | 2007-12-07 |  | 2050-12-31 | 1 | RenExistRes | 1 | 1 | 0 | 1 | 0
| CAISO NQC List | RICHMN_7_BAYENV | Bay Area | None | BAY ENVIRONMENTAL (NOVE POWER) |  | BIOMASS | n/a |  | 2.5 | 2 | [7 empty] | 0 | 1 | 1985-01-01 |  | 2050-12-31 | 1 | RenExistRes | 1 | 1 | 0 | 1 | 0 |  | 2.5 | 0.8
| CAISO NQC List | RIOBRV_6_UNIT 1 | CAISO System |  | KERN HYDRO (OLCESE) |  | HYDRO | n/a | CAISO_Hydro | 18.4 | 0.2 | [7 empty] | 0 | 1 | 1989-05-18 |  | 2050-12-31 | 1 | CAISO_Hydro | 1 | 1 | 1 | 1 | 1 |  | 14 | 3.39
| CAISO NQC List | RIOOSO_1_QF | Sierra | Drum-Rio Oso, South of Palermo, South of Table Mountain | SMALL QF AGGREGATION - GRASS VALLEY |  | HYDRO | n/a | CAISO_Hydro | 1.7 | 0.92 | [7 empty] | 0 | 1 | 1984-01-01 |  | 2050-12-31 | 1 | CAISO_Hydro | 1 | 1 | 1 | 1 | 1 |  | 1.7 | 1.08
| CAISO NQC List | ROLLIN_6_UNIT | Sierra | Weimer, Drum-Rio Oso, South of Palermo, South of Table Mountain | ROLLINS HYDRO |  | HYDRO | n/a |  | 13.5 | 13.5 | [7 empty] | 0 | 1 | 1980-01-01 |  | 2050-12-31 | 1 | Unclassified | 0 | 1 | 0 | 1 | 0 |  | 13.5 | 13.5
| CAISO NQC List | ROSMDW_2_WIND1 | CAISO System |  | Pacific Wind - Phase 1 |  | WIND | n/a |  | 140 | 28.91 | [7 empty] | 0 | 1 | 1899-12-31 |  | 2050-12-31 | 1 | RenExistRes | 1 | 1 | 0 | 1 | 0 |  | 140 | 21
| CAISO NQC List | RSMSLR_6_SOLAR1 | Big Creek-Ventura | Big Creek | Rosamond One |  | SOLAR | n/a |  | 20 | 20 | [7 empty] | 0 | 1 | 2013-12-20 |  | 2050-12-31 | 1 | RenExistRes | 1 | 1 | 0 | 1 | 0 |  | 20 | 2.8
| CAISO NQC List | RSMSLR_6_SOLAR2 | Big Creek-Ventura | Big Creek | Rosamond Two |  | SOLAR | n/a |  | 20 | 17.54 | [7 empty] | 0 | 1 | 2013-12-20 |  | 2050-12-31 | 1 | RenExistRes | 1 | 1 | 0 | 1 | 0 |  | 20 | 2.8
| CAISO NQC List | RTREE_2_WIND1 | CAISO System |  | Rising Tree 1 |  | WIND | n/a |  | 79.2 | 14.6 | [7 empty] | 0 | 1 | 2015-01-12 |  | 2050-12-31 | 1 | RenExistRes | 1 | 1 | 0 | 1 | 0 |  | 79.2 | 11.88
| CAISO NQC List | RTREE_2_WIND2 | CAISO System |  | Rising Tree 2 |  | WIND | n/a |  | 19.8 | 3.43 | [7 empty] | 0 | 1 | 2015-01-12 |  | 2050-12-31 | 1 | RenExistRes | 1 | 1 | 0 | 1 | 0 |  | 19.8 | 2.97
| CAISO NQC List | RTREE_2_WIND3 | CAISO System |  | Rising Tree 3 |  | WIND | n/a |  | 99 | 18.33 | [7 empty] | 0 | 1 | 2015-06-25 |  | 2050-12-31 | 1 | RenExistRes | 1 | 1 | 0 | 1 | 0 |  | 99 | 14.85
| CAISO NQC List | SUNRIS_2_PL1X3 | CAISO System |  | Sunrise Power Project AGGREGATE II | SunriseCC-Total | THERMAL | CCWhole-NatGas-Industrial | CAISO_CCGT1 | 586.02 | 586.02 | 331.0968 | 54517.0428 | 6871.5314 | 7383.9481 | 295.6982 | 296.1283 |  | 1 | 1 | 2001-06-07 |  | 2050-12-31 | 1 | CAISO_CCGT1 | 0 | 1 | 1 | 1 | 1 |  | 272 | 586.02
| CAISO NQC List | KELSO_2_UNITS | Bay Area | Contra Costa | Mariposa Energy | Mariposa3 | PEAKER | CT-NatGas-Aero | CAISO_Peaker1 | 49 | 47.45 | 22.05 | 1662.2371 | 8944.9705 | 13331.4899 | 314.2285 | 314.2285 |  | 1 | 1 | 2012-10-01 |  | 2050-12-31 | 4 | CAISO_Peaker1 | 0 | 1 | 1 | 1 | 1 |  | 49.4 | 194.59
| CAISO NQC List | KELSO_2_UNITS | Bay Area | Contra Costa | Mariposa Energy | Mariposa4 | PEAKER | CT-NatGas-Aero | CAISO_Peaker1 | 49 | 47.45 | 22.05 | 1662.2371 | 8944.9705 | 13331.4899 | 314.2285 | 314.2285 |  | 1 | 1 | 2012-10-01 |  | 2050-12-31 | 4 | CAISO_Peaker1 | 0 | 1 | 1 | 1 | 1 |  | 49.4 | 194.59
| CAISO NQC List | ANAHM_2_CANYN1 | LA Basin | Western | CANYON POWER PLANT UNIT 1 | Canyon_Pwr1 | PEAKER | CT-NatGas-Aero | CAISO_Peaker1 | 49.4 | 49.4 | 22.23 | 1675.8057 | 8936.5061 | 13332.5152 | 319.3535 | 319.3535 |  | 1 | 1 | 2011-09-16 |  | 2050-12-31 | 1 | CAISO_Peaker1 | 0 | 1 | 1 | 1 | 1 |  | 49.4 | 49.4
| CAISO NQC List | ANAHM_2_CANYN2 | LA Basin | Western | CANYON POWER PLANT UNIT 2 | Canyon_Pwr2 | PEAKER | CT-NatGas-Aero | CAISO_Peaker1 | 49.4 | 48 | 22.23 | 1675.8057 | 8936.5061 | 13332.5152 | 319.3535 | 319.3535 |  | 1 | 1 | 2011-09-16 |  | 2050-12-31 | 1 | CAISO_Peaker1 | 0 | 1 | 1 | 1 | 1 |  | 49.4 | 48
| CAISO NQC List | ANAHM_2_CANYN3 | LA Basin | Western | CANYON POWER PLANT UNIT 3 | Canyon_Pwr3 | PEAKER | CT-NatGas-Aero | CAISO_Peaker1 | 49.4 | 48 | 22.23 | 1675.8057 | 8936.5061 | 13332.5152 | 319.3535 | 319.3535 |  | 1 | 1 | 2011-07-30 |  | 2050-12-31 | 1 | CAISO_Peaker1 | 0 | 1 | 1 | 1 | 1 |  | 49.4 | 48
| CAISO NQC List | RVSIDE_6_SOLAR1 | LA Basin | Eastern | Tequesquite Landfill Solar Project |  | SOLAR | n/a |  | 7.5 | 6.03 | [7 empty] | 0 | 1 | 2015-09-09 |  | 2050-12-31 | 1 | RenExistRes | 1 | 1 | 0 | 1 | 0 |  | 7.5 | 1.05
| CAISO NQC List | ANAHM_2_CANYN4 | LA Basin | Western | CANYON POWER PLANT UNIT 4 | Canyon_Pwr4 | PEAKER | CT-NatGas-Aero | CAISO_Peaker1 | 49.4 | 49.4 | 22.23 | 1675.8057 | 8936.5061 | 13332.5152 | 319.3535 | 319.3535 |  | 1 | 1 | 2011-07-30 |  | 2050-12-31 | 1 | CAISO_Peaker1 | 0 | 1 | 1 | 1 | 1 |  | 49.4 | 49.4
| CAISO NQC List | VESTAL_2_WELLHD | Big Creek-Ventura | Big Creek, Vestal | Wellhead Power Delano | Wellhead | THERMAL | CT-NatGas-Aero | CAISO_Peaker1 | 49 | 49 | 22.05 | 1662.237 | 8936.5051 | 13332.5129 | 360 | 360 |  | 1 | 1 | 2013-01-16 |  | 2050-12-31 | 1 | CAISO_Peaker1 | 0 | 1 | 1 | 1 | 1 |  | 49 | 49
| CAISO NQC List | BOGUE_1_UNITA1 | Sierra | Bogue, Drum-Rio Oso, South of Table Mountain | Feather River Energy Center, Unit #1 | Feather_River | PEAKER | CT-NatGas-Aero | CAISO_Peaker1 | 46.3 | 45 | 20.835 | 1570.6445 | 8913.5629 | 13335.2032 | 308.976 | 309.3471 |  | 1 | 1 | 2002-12-23 |  | 2050-12-31 | 1 | CAISO_Peaker1 | 0 | 1 | 1 | 1 | 1 |  | 47.6 | 47.6
| CAISO NQC List | BDGRCK_1_UNITS | Kern | South Kern PP | BADGER CREEK LIMITED | Badger_Creek | COGENERATION | CT-NatGas-Industrial | CAISO_Peaker1 | 47.49 | 44 | 47.0151 | 5185.4477 | 8783.1309 | 8815.3141 | 73.8542 | 73.8542 |  | 1 | 1 | 1991-04-01 |  | 2050-12-31 | 1 | CAISO_Peaker1 | 0 | 1 | 1 | 1 | 1 |  | 48.08 | 38.6
| CAISO NQC List | S_RITA_6_SOLAR1 | Fresno | Wilson | Sun Harvest Solar |  | SOLAR | n/a |  | 1.5 | 0 | [7 empty] | 0 | 1 | 2015-05-28 |  | 2050-12-31 | 1 | RenExistRes | 1 | 1 | 0 | 1 | 0 |  | 1.5 | 0
| CAISO NQC List | SALIRV_2_UNIT | CAISO System |  | SALINAS RIVER COGEN CO. | SalinasRiverCgn | COGENERATION | CT-NatGas-Industrial | CAISO_CHP | 32.17 | 32.17 | 32.17 |  | 7606.0304 | 7606.0304 |  |  |  | 1 | 1 | 1991-10-11 |  | 2050-12-31 | 1 | CAISO_CHP | 0 | 1 | 1 | 1 | 1 |  | 39 | 22.68
| CAISO NQC List | SALTSP_7_UNITS | CAISO System |  | SALT SPRINGS HYDRO AGGREGATE |  | HYDRO | n/a | CAISO_Hydro | 46 | 46 | [7 empty] | 0 | 1 | 1931-01-01 |  | 2050-12-31 | 1 | CAISO_Hydro | 0 | 1 | 1 | 1 | 1 |  | 34 | 46
| CAISO NQC List | SAMPSN_6_KELCO1 | San Diego-IV | San Diego | KELCO QUALIFYING FACILITY | C_P_Kelco1 | COGENERATION | CT-NatGas-Industrial | CAISO_CHP | 2.13 | 2.13 | 2.13 |  | 7606.0304 | 7606.0304 |  |  |  | 1 | 1 | 2014-03-05 |  | 2050-12-31 | 3 | CAISO_CHP | 0 | 1 | 1 | 1 | 1 |  | 25 | 1.74
| CAISO NQC List | SAMPSN_6_KELCO1 | San Diego-IV | San Diego | KELCO QUALIFYING FACILITY | C_P_Kelco2 | COGENERATION | CT-NatGas-Industrial | CAISO_CHP | 2.13 | 2.13 | 2.13 |  | 7606.0304 | 7606.0304 |  |  |  | 1 | 1 | 2014-03-05 |  | 2050-12-31 | 3 | CAISO_CHP | 0 | 1 | 1 | 1 | 1 |  | 25 | 1.74
| CAISO NQC List | SAMPSN_6_KELCO1 | San Diego-IV | San Diego | KELCO QUALIFYING FACILITY | C_P_Kelco3 | COGENERATION | CT-NatGas-Industrial | CAISO_CHP | 2.13 | 2.13 | 2.13 |  | 7606.0304 | 7606.0304 |  |  |  | 1 | 1 | 2014-03-05 |  | 2050-12-31 | 3 | CAISO_CHP | 0 | 1 | 1 | 1 | 1 |  | 25 | 1.74
| CAISO NQC List | SANDLT_2_SUNITS | CAISO System |  | Mojave Solar |  | SOLAR | n/a |  | 275 | 222.58 | [7 empty] | 0 | 1 | 2014-12-04 |  | 2050-12-31 | 1 | RenExistRes | 1 | 1 | 0 | 1 | 0 |  | 137.5 | 38.5
| CAISO NQC List | SANITR_6_UNITS | LA Basin |  |  |  | BIOGAS | n/a |  | 8 | 1.2 | [7 empty] | 0 | 1 | 1899-12-31 |  | 2050-12-31 | 1 | Unclassified | 0 | 1 | 0 | 1 | 0 |  | 5.5 | 0.8
| CAISO NQC List | SANLOB_1_LNDFIL | CAISO System |  | Cold Canyon |  | BIOMASS | n/a |  | 1.5 | 0 | [7 empty] | 0 | 1 | 2013-07-18 |  | 2050-12-31 | 1 | RenExistRes | 1 | 1 | 0 | 1 | 0 |  | 1.5 | 0
| CAISO NQC List | SANTFG_7_UNITS | NCNB | Lakeville | GEYSERS CALISTOGA AGGREGATE |  | GEOTHERMAL | n/a |  | 92.1 | 63 | [7 empty] | 0 | 1 | 1984-03-14 |  | 2050-12-31 | 1 | Unclassified | 0 | 1 | 0 | 1 | 0 |  | 46 | 63
| CAISO NQC List | SANTGO_2_LNDFL1 | LA Basin |  | Bowerman Power |  | BIOGAS | n/a |  | 19.6 | 15.88 | [7 empty] | 0 | 1 | 2016-04-27 |  | 2050-12-31 | 1 | Unclassified | 0 | 1 | 0 | 1 | 0 |  | 19.6 | 19.19
| CAISO NQC List | SANWD_1_QF | LA Basin | Eastern | San Gorgonio Farms Wind Farm |  | WIND | n/a |  | 31 | 3.4 | [7 empty] | 0 | 1 | 1983-03-01 |  | 2050-12-31 | 1 | Unclassified | 0 | 1 | 0 | 1 | 0 |  |  | 4.65
| CAISO NQC List | SARGNT_2_UNIT | CAISO System |  | SARGENT CANYON COGEN. COMPANY | Sargent_Canyon | COGENERATION | CT-NatGas-Industrial | CAISO_CHP | 32.25 | 32.25 | 32.25 |  | 7606.0304 | 7606.0304 |  |  |  | 1 | 1 | 1991-10-07 |  | 2050-12-31 | 1 | CAISO_CHP | 0 | 1 | 1 | 1 | 1
| CAISO NQC List | SAUGUS_2_TOLAND | Big Creek-Ventura | Big Creek | Toland Landfill gas to Energy Project |  | BIOMASS | n/a |  | 1.57 | 0 | [7 empty] | 0 | 1 | 2009-08-25 |  | 2050-12-31 | 1 | RenExistRes | 1 | 1 | 0 | 1 | 0
| CAISO NQC List | SAUGUS_6_MWDFTH | Big Creek-Ventura | Big Creek | Foothill Hydroelectric Recovery Plant |  | HYDRO | n/a |  | 9.1 | 7.4 | [7 empty] | 0 | 1 | 1981-01-01 |  | 2050-12-31 | 1 | Unclassified | 0 | 1 | 0 | 1 | 0 |  | 9.1 | 5.3
| CAISO NQC List | SAUGUS_6_PTCHGN | Big Creek-Ventura | Big Creek | COUNTY OF LOS ANGELES -- PITCHLE | PitchesHnrRanch | COGENERATION | CT-NatGas-Aero | CAISO_CHP | 19.3 | 19.3 | 19.3 |  | 7606.0304 | 7606.0304 |  |  |  | 1 | 1 | 1988-07-14 |  | 2050-12-31 | 1 | CAISO_CHP | 0 | 1 | 1 | 1 | 1
| CAISO NQC List | SAUGUS_6_QF | Big Creek-Ventura | Big Creek | SAUGUS QFS |  | HYDRO | n/a | CAISO_Hydro | 8.9 | 0.63 | [7 empty] | 0 | 1 | 1987-01-01 |  | 2050-12-31 | 1 | CAISO_Hydro | 1 | 1 | 1 | 1 | 1 |  | 2.19 | 0.62
| CAISO NQC List | SAUGUS_7_CHIQCN | Big Creek-Ventura | Big Creek | Chiquita Canyon Landfill Fac |  | BIOMASS | n/a |  | 8 | 4.71 | [7 empty] | 0 | 1 | 2010-11-23 |  | 2050-12-31 | 1 | RenExistRes | 1 | 1 | 0 | 1 | 0 |  | 8 | 4.88
| CAISO NQC List | SAUGUS_7_LOPEZ | Big Creek-Ventura | Big Creek | MM Lopez Energy |  | BIOMASS | n/a |  | 6.1 | 5.34 | [7 empty] | 0 | 1 | 1999-01-05 |  | 2050-12-31 | 1 | RenExistRes | 1 | 1 | 0 | 1 | 0 |  | 6.1 | 5.47
| CAISO NQC List | SBERDO_2_PSP3 | LA Basin | Eastern | Mountainview Gen Sta. Unit 3 | MtnviewCC3-Total | THERMAL | CCWhole-NatGas-Industrial | CAISO_CCGT1 | 525 | 484.5 | 278.2569 | 43566.4831 | 6857.1083 | 7242.1607 | 212.6825 | 212.6825 |  | 1 | 1 | 2005-12-10 |  | 2050-12-31 | 1 | CAISO_CCGT1 | 0 | 1 | 1 | 1 | 1 |  | 202 | 555
| CAISO NQC List | SBERDO_2_PSP4 | LA Basin | Eastern | Mountainview Gen Sta. Unit 4 | MtnviewCC4-Total | THERMAL | CCWhole-NatGas-Industrial | CAISO_CCGT1 | 525 | 484.5 | 337.7517 | 52881.5255 | 6829.5586 | 7083.5579 | 212.6825 | 212.6825 |  | 1 | 1 | 2006-01-19 |  | 2050-12-31 | 1 | CAISO_CCGT1 | 0 | 1 | 1 | 1 | 1 |  | 202 | 555
| CAISO NQC List | SBERDO_2_QF | LA Basin | Eastern | SAN BERADINO QFS |  | COGENERATION | n/a | CAISO_CHP | 0.12 | 0.12 | 0.12 |  | 7606.0304 | 7606.0304 |  |  |  | 1 | 1 | 1989-01-01 |  | 2050-12-31 | 1 | CAISO_CHP | 0 | 1 | 1 | 1 | 1 |  | 10.6 | 0.09
| CAISO NQC List | SBERDO_2_REDLND | LA Basin | Eastern | Redlands RT Solar |  | SOLAR | n/a |  | 2 | 0.64 | [7 empty] | 0 | 1 | 2011-03-23 |  | 2050-12-31 | 1 | RenExistRes | 1 | 1 | 0 | 1 | 0 |  | 2 | 0.28
| CAISO NQC List | SBERDO_2_RTS005 | LA Basin | Eastern | SPVP005 Redlands RT Solar |  | SOLAR | n/a |  | 2.5 | 1.15 | [7 empty] | 0 | 1 | 2012-11-24 |  | 2050-12-31 | 1 | RenExistRes | 1 | 1 | 0 | 1 | 0 |  | 2.5 | 0.35
| CAISO NQC List | SBERDO_2_RTS007 | LA Basin | Eastern | SPVP007 Redlands RT Solar |  | SOLAR | n/a |  | 2.5 | 1.03 | [7 empty] | 0 | 1 | 2012-11-24 |  | 2050-12-31 | 1 | RenExistRes | 1 | 1 | 0 | 1 | 0 |  | 2.5 | 0.35
| CAISO NQC List | SBERDO_2_RTS011 | LA Basin | Eastern | SPVP011 |  | SOLAR | n/a |  | 3.5 | 0.91 | [7 empty] | 0 | 1 | 2013-06-17 |  | 2050-12-31 | 1 | RenExistRes | 1 | 1 | 0 | 1 | 0 |  | 3.5 | 0.49
| CAISO NQC List | SBERDO_2_RTS013 | LA Basin | Eastern | SPVP013 |  | SOLAR | n/a |  | 3.5 | 0.87 | [7 empty] | 0 | 1 | 2013-06-11 |  | 2050-12-31 | 1 | RenExistRes | 1 | 1 | 0 | 1 | 0 |  | 3.5 | 0.49
| CAISO NQC List | SBERDO_2_RTS016 | LA Basin | Eastern | SPVP016 Redlands RT Solar |  | SOLAR | n/a |  | 1.5 | 0.46 | [7 empty] | 0 | 1 | 2011-08-02 |  | 2050-12-31 | 1 | RenExistRes | 1 | 1 | 0 | 1 | 0 |  | 1.5 | 0.21
| CAISO NQC List | SBERDO_2_RTS048 | LA Basin | Eastern | SPVP048 |  | SOLAR | n/a |  | 5 | 0 | [7 empty] | 0 | 1 | 2013-09-01 |  | 2050-12-31 | 1 | RenExistRes | 1 | 1 | 0 | 1 | 0 |  | 5 | 0
| CAISO NQC List | SBERDO_2_SNTANA | LA Basin | Eastern | SANTA ANA PSP |  | HYDRO | n/a |  | 6.95 | 0 | [7 empty] | 0 | 1 | 1899-12-31 |  | 2050-12-31 | 1 | RenExistRes | 1 | 1 | 0 | 1 | 0 |  | 6.95 | 0.3
| CAISO NQC List | SBERDO_6_MILLCK | LA Basin | Eastern | MILL CREEK PSP |  | HYDRO | n/a |  | 3.93 | 0.73 | [7 empty] | 0 | 1 | 1899-12-31 |  | 2050-12-31 | 1 | RenExistRes | 1 | 1 | 0 | 1 | 0 |  | 3.93 | 1.06
| CAISO NQC List | SCEC_1_PDRP26 | CAISO System |  | PDR-F SCEC |  | UNKNOWN | n/a |  | 0 | 2.34 | [7 empty] | 1 | 1 | 1899-12-31 |  | 2050-12-31 | 1 | Unclassified | 0 | 1 | 0 | 1 | 0 |  |  | 2.34
| CAISO NQC List | SCEC_1_PDRP27 | CAISO System |  | PDR-D SCEC LNE1 |  | UNKNOWN | n/a |  | 0 | 1.5 | [7 empty] | 1 | 1 | 1899-12-31 |  | 2050-12-31 | 1 | Unclassified | 0 | 1 | 0 | 1 | 0 |  |  | 2
| CAISO NQC List | SCEC_1_PDRP28 | CAISO System |  | PDR-C SCEC |  | UNKNOWN | n/a |  | 0 | 0.4 | [7 empty] | 1 | 1 | 1899-12-31 |  | 2050-12-31 | 1 | Unclassified | 0 | 1 | 0 | 1 | 0
| CAISO NQC List | SCEC_1_PDRP29 | CAISO System |  | PDR-B SCEC |  | UNKNOWN | n/a |  | 0 | 0.35 | [7 empty] | 1 | 1 | 1899-12-31 |  | 2050-12-31 | 1 | Unclassified | 0 | 1 | 0 | 1 | 0
| CAISO NQC List | SCEC_1_PDRP30 | CAISO System |  | SCEC_1_PDRP30 |  | UNKNOWN | n/a |  | 0 | 0.6 | [7 empty] | 1 | 1 | 1899-12-31 |  | 2050-12-31 | 1 | Unclassified | 0 | 1 | 0 | 1 | 0 |  |  | 5
| CAISO NQC List | SCEC_1_PDRP31 | CAISO System |  | SCEC_1_PDRP31 |  | UNKNOWN | n/a |  | 0 | 0.2 | [7 empty] | 1 | 1 | 1899-12-31 |  | 2050-12-31 | 1 | Unclassified | 0 | 1 | 0 | 1 | 0 |  |  | 2.62
| CAISO NQC List | SCEC_1_PDRP32 | CAISO System |  | SCEC_1_PDRP32 |  | UNKNOWN | n/a |  | 0 | 0.55 | [7 empty] | 1 | 1 | 1899-12-31 |  | 2050-12-31 | 1 | Unclassified | 0 | 1 | 0 | 1 | 0 |  |  | 3.14
| CAISO NQC List | SCEC_1_PDRP33 | CAISO System |  | PDR-A SCEC |  | UNKNOWN | n/a |  | 0 | 0.16 | [7 empty] | 1 | 1 | 1899-12-31 |  | 2050-12-31 | 1 | Unclassified | 0 | 1 | 0 | 1 | 0
| CAISO NQC List | SCEN_6_PDRP01 | CAISO System |  | SCEN_6_PDRP01 |  | UNKNOWN | n/a |  | 0 | 0.2 | [7 empty] | 1 | 1 | 1899-12-31 |  | 2050-12-31 | 1 | Unclassified | 0 | 1 | 0 | 1 | 0 |  |  | 1.02
| CAISO NQC List | SCEW_2_PDRP15 | CAISO System |  | PDR-F SCEW |  | UNKNOWN | n/a |  | 0 | 1.4 | [7 empty] | 1 | 1 | 1899-12-31 |  | 2050-12-31 | 1 | Unclassified | 0 | 1 | 0 | 1 | 0 |  |  | 1.4
| CAISO NQC List | SCEW_2_PDRP16 | CAISO System |  | PDR-D SCEW LNE1 |  | UNKNOWN | n/a |  | 0 | 1.5 | [7 empty] | 1 | 1 | 1899-12-31 |  | 2050-12-31 | 1 | Unclassified | 0 | 1 | 0 | 1 | 0
| CAISO NQC List | SCEW_2_PDRP17 | CAISO System |  | PDR-E SCEW |  | UNKNOWN | n/a |  | 0 | 0.1 | [7 empty] | 1 | 1 | 1899-12-31 |  | 2050-12-31 | 1 | Unclassified | 0 | 1 | 0 | 1 | 0 |  |  | 0.99
| CAISO NQC List | SCEW_2_PDRP18 | CAISO System |  | PDR-C SCEW |  | UNKNOWN | n/a |  | 0 | 0.4 | [7 empty] | 1 | 1 | 1899-12-31 |  | 2050-12-31 | 1 | Unclassified | 0 | 1 | 0 | 1 | 0
| CAISO NQC List | SCEW_2_PDRP19 | CAISO System |  | SCEW_2_PDRP19 |  | UNKNOWN | n/a |  | 0 | 0.8 | [7 empty] | 1 | 1 | 1899-12-31 |  | 2050-12-31 | 1 | Unclassified | 0 | 1 | 0 | 1 | 0 |  |  | 1.99
| CAISO NQC List | SCEW_2_PDRP20 | CAISO System |  | SCEW_2_PDRP20 |  | UNKNOWN | n/a |  | 0 | 0.6 | [7 empty] | 1 | 1 | 1899-12-31 |  | 2050-12-31 | 1 | Unclassified | 0 | 1 | 0 | 1 | 0 |  |  | 5
| CAISO NQC List | SCEW_2_PDRP21 | CAISO System |  | PDR-A SCEW |  | UNKNOWN | n/a |  | 0 | 0.14 | [7 empty] | 1 | 1 | 1899-12-31 |  | 2050-12-31 | 1 | Unclassified | 0 | 1 | 0 | 1 | 0
| CAISO NQC List | SCHD_1_PDRP01 | CAISO System |  | PDR-F SCHD |  | UNKNOWN | n/a |  | 0 | 1.08 | [7 empty] | 1 | 1 | 1899-12-31 |  | 2050-12-31 | 1 | Unclassified | 0 | 1 | 0 | 1 | 0 |  |  | 0.2
| CAISO NQC List | SCHD_1_PDRP11 | CAISO System |  | SCHD_1_PDRP11 |  | UNKNOWN | n/a |  | 0 | 0.6 | [7 empty] | 1 | 1 | 1899-12-31 |  | 2050-12-31 | 1 | Unclassified | 0 | 1 | 0 | 1 | 0 |  |  | 3
| CAISO NQC List | SCHD_1_PDRP12 | CAISO System |  | SCHD_1_PDRP12 |  | UNKNOWN | n/a |  | 0 | 0.55 | [7 empty] | 1 | 1 | 1899-12-31 |  | 2050-12-31 | 1 | Unclassified | 0 | 1 | 0 | 1 | 0 |  |  | 0.86
| CAISO NQC List | PALOMR_2_PL1X3 | San Diego-IV | San Diego | Palomar Energy Center | PalomarCC-Total | THERMAL | CCWhole-NatGas-Industrial | CAISO_CCGT1 | 575 | 565.61 | 305.1897 | 50982.6512 | 6797.1036 | 7351.7935 | 226.1121 | 226.5214 |  | 1 | 1 | 2006-03-31 |  | 2050-12-31 | 1 | CAISO_CCGT1 | 0 | 1 | 1 | 1 | 1 |  | 260 | 565.61
| CAISO NQC List | SCHNDR_1_FIVPTS | Fresno | Wilson, Coalinga | Five Points Solar Station |  | SOLAR | n/a |  | 15 | 6.37 | [7 empty] | 0 | 1 | 2011-10-07 |  | 2050-12-31 | 1 | RenExistRes | 1 | 1 | 0 | 1 | 0 |  | 15 | 2.1
| CAISO NQC List | SCHNDR_1_WSTSDE | Fresno | Wilson, Coalinga | Westside Solar Station |  | SOLAR | n/a |  | 15 | 9.26 | [7 empty] | 0 | 1 | 2011-09-13 |  | 2050-12-31 | 1 | RenExistRes | 1 | 1 | 0 | 1 | 0 |  | 15 | 2.1
| CAISO NQC List | SCLD_1_PDRP10 | CAISO System |  | SCLD_1_PDRP10 |  | UNKNOWN | n/a |  | 0 | 0.2 | [7 empty] | 1 | 1 | 1899-12-31 |  | 2050-12-31 | 1 | Unclassified | 0 | 1 | 0 | 1 | 0 |  |  | 1
| CAISO NQC List | SCNW_6_PDRP01 | CAISO System |  | PDR-F SCNW |  | UNKNOWN | n/a |  | 0 | 0.45 | [7 empty] | 1 | 1 | 1899-12-31 |  | 2050-12-31 | 1 | Unclassified | 0 | 1 | 0 | 1 | 0
| CAISO NQC List | SCNW_6_PDRP02 | CAISO System |  | PDR-G SCNW |  | UNKNOWN | n/a |  | 0 | 1 | [7 empty] | 1 | 1 | 1899-12-31 |  | 2050-12-31 | 1 | Unclassified | 0 | 1 | 0 | 1 | 0
| CAISO NQC List | SCNW_6_PDRP10 | CAISO System |  | SCNW_6_PDRP10 |  | UNKNOWN | n/a |  | 0 | 0.6 | [7 empty] | 1 | 1 | 1899-12-31 |  | 2050-12-31 | 1 | Unclassified | 0 | 1 | 0 | 1 | 0 |  |  | 0.67
| CAISO NQC List | SCNW_6_PDRP11 | CAISO System |  | SCNW_6_PDRP11 |  | UNKNOWN | n/a |  | 0 | 0.45 | [7 empty] | 1 | 1 | 1899-12-31 |  | 2050-12-31 | 1 | Unclassified | 0 | 1 | 0 | 1 | 0 |  |  | 3
| CAISO NQC List | SCNW_6_PDRP12 | CAISO System |  | SCNW_6_PDRP12 |  | UNKNOWN | n/a |  | 0 | 0.2 | [7 empty] | 1 | 1 | 1899-12-31 |  | 2050-12-31 | 1 | Unclassified | 0 | 1 | 0 | 1 | 0 |  |  | 3
| CAISO NQC List | SDG1_1_PDRP01 | CAISO System |  | PDR-E SDG1 |  | UNKNOWN | n/a |  | 0 | 0.28 | [7 empty] | 1 | 1 | 1899-12-31 |  | 2050-12-31 | 1 | Unclassified | 0 | 1 | 0 | 1 | 0 |  |  | 0.65
| CAISO NQC List | SDG1_1_PDRP02 | CAISO System |  | PDR-H SDG1-1 |  | UNKNOWN | n/a |  | 0 | 0.3 | [7 empty] | 1 | 1 | 1899-12-31 |  | 2050-12-31 | 1 | Unclassified | 0 | 1 | 0 | 1 | 0 |  |  | 0.3
| CAISO NQC List | SDG1_1_PDRP03 | CAISO System |  | PDR-H SDG1-2 |  | UNKNOWN | n/a |  | 0 | 0.2 | [7 empty] | 1 | 1 | 1899-12-31 |  | 2050-12-31 | 1 | Unclassified | 0 | 1 | 0 | 1 | 0 |  |  | 0.25
| CAISO NQC List | SDG1_1_PDRP04 | CAISO System |  | SDG1_1_PDRP04 |  | UNKNOWN | n/a |  | 0 | 0.1 | [7 empty] | 1 | 1 | 1899-12-31 |  | 2050-12-31 | 1 | Unclassified | 0 | 1 | 0 | 1 | 0 |  |  | 0.75
| CAISO NQC List | SDG1_1_PDRP05 | CAISO System |  | SDG1_1_PDRP05 |  | UNKNOWN | n/a |  | 0 | 0.35 | [7 empty] | 1 | 1 | 1899-12-31 |  | 2050-12-31 | 1 | Unclassified | 0 | 1 | 0 | 1 | 0 |  |  | 0.76
| CAISO NQC List | SDG1_1_PDRP06 | CAISO System |  | SDG1_1_PDRP06 |  | UNKNOWN | n/a |  | 0 | 0.3 | [7 empty] | 1 | 1 | 1899-12-31 |  | 2050-12-31 | 1 | Unclassified | 0 | 1 | 0 | 1 | 0 |  |  | 0.75
| CAISO NQC List | SDG1_1_PDRP07 | CAISO System |  | SDG1_1_PDRP07 |  | UNKNOWN | n/a |  | 0 | 0.3 | [7 empty] | 1 | 1 | 1899-12-31 |  | 2050-12-31 | 1 | Unclassified | 0 | 1 | 0 | 1 | 0 |  |  | 0.75
| CAISO NQC List | SDG1_1_PDRP08 | CAISO System |  | SDG1_1_PDRP08 |  | UNKNOWN | n/a |  | 0 | 0.35 | [7 empty] | 1 | 1 | 1899-12-31 |  | 2050-12-31 | 1 | Unclassified | 0 | 1 | 0 | 1 | 0 |  |  | 0.75
| CAISO NQC List | SDG1_1_PDRP09 | CAISO System |  | SDG1_1_PDRP09 |  | UNKNOWN | n/a |  | 0 | 0.45 | [7 empty] | 1 | 1 | 1899-12-31 |  | 2050-12-31 | 1 | Unclassified | 0 | 1 | 0 | 1 | 0 |  |  | 1.5
| CAISO NQC List | SDG1_1_PDRP11 | CAISO System |  | PDR-C SDG1 |  | UNKNOWN | n/a |  | 0 | 0.3 | [7 empty] | 1 | 1 | 1899-12-31 |  | 2050-12-31 | 1 | Unclassified | 0 | 1 | 0 | 1 | 0 |  |  | 0.02
| CAISO NQC List | SEARLS_7_ARGUS | CAISO System |  | NORTH AMERICAN ARGUS | Argus_Cogen8 | COGENERATION | ST-Coal | CAISO_CHP | 3.765 | 3.765 | 3.765 |  | 7606.0304 | 7606.0304 |  |  |  | 1 | 1 | 1983-04-01 |  | 2050-12-31 | 2 | CAISO_CHP | 0 | 1 | 1 | 1 | 1 |  | 19 | 3.96
| CAISO NQC List | SEARLS_7_ARGUS | CAISO System |  | NORTH AMERICAN ARGUS | Argus_Cogen9 | COGENERATION | ST-Coal | CAISO_CHP | 3.765 | 3.765 | 3.765 |  | 7606.0304 | 7606.0304 |  |  |  | 1 | 1 | 1983-04-01 |  | 2050-12-31 | 2 | CAISO_CHP | 0 | 1 | 1 | 1 | 1 |  | 19 | 3.96
| CAISO Other | PIOPIC_2_CTG1 | San Diego-IV | San Diego | Pio Pico Unit 1 | PioPicoEnergyCenter1 | UNKNOWN | CT-NatGas-Aero | CAISO_Peaker1 | 0 | 102.67 | 0 | 0 | 8667.6762 | 11784.8899 | 0 | 0 |  | 1 | 0 | 2014-05-01 |  | 2050-12-31 | 1 | CAISO_Peaker1 | 0 | 1 | 1 | 1 | 1 |  | 111.3 | 111.3
| CAISO Other | PIOPIC_2_CTG2 | San Diego-IV | San Diego | Pio Pico Unit 2 | PioPicoEnergyCenter2 | UNKNOWN | CT-NatGas-Aero | CAISO_Peaker1 | 0 | 102.67 | 0 | 0 | 8667.6762 | 11784.8899 | 0 | 0 |  | 1 | 0 | 2014-05-01 |  | 2050-12-31 | 1 | CAISO_Peaker1 | 0 | 1 | 1 | 1 | 1 |  | 112.7 | 112.7
| CAISO Other | PIOPIC_2_CTG3 | San Diego-IV | San Diego | Pio Pico Unit 3 | PioPicoEnergyCenter3 | UNKNOWN | CT-NatGas-Aero | CAISO_Peaker1 | 0 | 102.67 | 0 | 0 | 8667.6762 | 11784.8899 | 0 | 0 |  | 1 | 0 | 2014-05-01 |  | 2050-12-31 | 1 | CAISO_Peaker1 | 0 | 1 | 1 | 1 | 1 |  | 112 | 112
| CAISO NQC List | RVSIDE_6_SPRING | LA Basin | Eastern | SPRINGS GENERATION PROJECT AGGREGATE | Springs1 | PEAKER | CT-NatGas-Aero | CAISO_Peaker1 | 9 | 9 | 4.05 | 305.3088 | 8599.4186 | 13372.4287 | 130.9091 | 130.9091 |  | 1 | 1 | 2002-06-13 |  | 2050-12-31 | 4 | CAISO_Peaker1 | 0 | 1 | 1 | 1 | 1 |  | 36 | 36
| CAISO NQC List | RVSIDE_6_SPRING | LA Basin | Eastern | SPRINGS GENERATION PROJECT AGGREGATE | Springs2 | PEAKER | CT-NatGas-Aero | CAISO_Peaker1 | 9 | 9 | 4.05 | 305.3088 | 8599.4186 | 13372.4287 | 130.9091 | 130.9091 |  | 1 | 1 | 2002-06-13 |  | 2050-12-31 | 4 | CAISO_Peaker1 | 0 | 1 | 1 | 1 | 1 |  | 36 | 36
| CAISO NQC List | RVSIDE_6_SPRING | LA Basin | Eastern | SPRINGS GENERATION PROJECT AGGREGATE | Springs3 | PEAKER | CT-NatGas-Aero | CAISO_Peaker1 | 9 | 9 | 4.05 | 305.3088 | 8599.4186 | 13372.4287 | 130.9091 | 130.9091 |  | 1 | 1 | 2002-06-13 |  | 2050-12-31 | 4 | CAISO_Peaker1 | 0 | 1 | 1 | 1 | 1 |  | 36 | 36
| CAISO NQC List | RVSIDE_6_SPRING | LA Basin | Eastern | SPRINGS GENERATION PROJECT AGGREGATE | Springs4 | PEAKER | CT-NatGas-Aero | CAISO_Peaker1 | 9 | 9 | 4.05 | 305.3088 | 8599.4186 | 13372.4287 | 130.9091 | 130.9091 |  | 1 | 1 | 2002-06-13 |  | 2050-12-31 | 4 | CAISO_Peaker1 | 0 | 1 | 1 | 1 | 1 |  | 36 | 36
| CAISO NQC List | DREWS_6_PL1X4 | LA Basin | Eastern | DREWS UNIT AGGREGATE | Drews1 | PEAKER | CT-NatGas-Aero | CAISO_Peaker1 | 10.35 | 9 | 4.6575 | 351.1051 | 8595.2988 | 13372.8767 | 66.5357 | 66.5357 |  | 1 | 1 | 2001-08-14 |  | 2050-12-31 | 4 | CAISO_Peaker1 | 0 | 1 | 1 | 1 | 1 |  | 10.8 | 36
| CAISO NQC List | SGREGY_6_SANGER | Fresno | Wilson | DYNAMIS COGEN | AlgonquinCC-Total | COGENERATION | CCWhole-NatGas-Aero | CAISO_CHP | 24.067 | 24.067 | 24.067 |  | 7606.0304 | 7606.0304 |  |  |  | 1 | 1 | 1990-12-11 |  | 2050-12-31 | 1 | CAISO_CHP | 0 | 1 | 1 | 1 | 1 |  | 48.3 | 48.08
| CAISO NQC List | SHUTLE_6_CREST | Big Creek-Ventura |  |  |  | UNKNOWN | n/a |  | 0 | 0 | [7 empty] | 1 | 1 | 1899-12-31 |  | 2050-12-31 | 1 | Unclassified | 0 | 1 | 0 | 1 | 0 |  |  | 0
| CAISO NQC List | DREWS_6_PL1X4 | LA Basin | Eastern | DREWS UNIT AGGREGATE | Drews2 | PEAKER | CT-NatGas-Aero | CAISO_Peaker1 | 10.35 | 9 | 4.6575 | 351.1051 | 8595.2988 | 13372.8767 | 66.5357 | 66.5357 |  | 1 | 1 | 2001-08-14 |  | 2050-12-31 | 4 | CAISO_Peaker1 | 0 | 1 | 1 | 1 | 1 |  | 10.8 | 36
| CAISO NQC List | DREWS_6_PL1X4 | LA Basin | Eastern | DREWS UNIT AGGREGATE | Drews3 | PEAKER | CT-NatGas-Aero | CAISO_Peaker1 | 10.35 | 9 | 4.6575 | 351.1051 | 8595.2988 | 13372.8767 | 66.5357 | 66.5357 |  | 1 | 1 | 2001-08-14 |  | 2050-12-31 | 4 | CAISO_Peaker1 | 0 | 1 | 1 | 1 | 1 |  | 10.8 | 36
| CAISO NQC List | SISQUC_1_SMARIA | CAISO System |  | Santa Maria II LFG Power Plant |  | BIOMASS | n/a |  | 1.42 | 0.9 | [7 empty] | 0 | 1 | 2010-09-27 |  | 2050-12-31 | 1 | RenExistRes | 1 | 1 | 0 | 1 | 0 |  | 1.42 | 1.03
| CAISO NQC List | SKERN_6_SOLAR1 | Kern | South Kern PP | South Kern Solar PV Plant |  | SOLAR | n/a |  | 20 | 14.73 | [7 empty] | 0 | 1 | 2015-04-07 |  | 2050-12-31 | 1 | RenExistRes | 1 | 1 | 0 | 1 | 0 |  | 20 | 2.8
| CAISO NQC List | SLST13_2_SOLAR1 | CAISO System |  | Quinto Solar PV Project |  | SOLAR | n/a |  | 107.6 | 86.45 | [7 empty] | 0 | 1 | 2015-11-30 |  | 2050-12-31 | 1 | RenExistRes | 1 | 1 | 0 | 1 | 0 |  | 107.6 | 15.06
| CAISO NQC List | SLSTR1_2_SOLAR1 | CAISO System |  | Solar Star 1 |  | SOLAR | n/a |  | 310 | 263.34 | [7 empty] | 0 | 1 | 2015-06-25 |  | 2050-12-31 | 1 | RenExistRes | 1 | 1 | 0 | 1 | 0 |  | 151.5 | 43.4
| CAISO NQC List | SLSTR2_2_SOLAR2 | CAISO System |  | Solar Star 2 |  | SOLAR | n/a |  | 276 | 232.89 | [7 empty] | 0 | 1 | 2015-06-19 |  | 2050-12-31 | 1 | RenExistRes | 1 | 1 | 0 | 1 | 0 |  | 276 | 38.64
| CAISO NQC List | SLUISP_2_UNITS | CAISO System |  | SAN LUIS (GIANELLI) PUMP-GEN (AGGREGATE) |  | HYDRO | n/a | CAISO_PS | 374.43 | 40.71 | [7 empty] | 0 | 1 | 1967-01-01 |  | 2050-12-31 | 1 | CAISO_PS | 0 | 1 | 1 | 1 | 1 |  | 53 | 37.65
| CAISO NQC List | SLYCRK_1_UNIT 1 | Sierra | Drum-Rio Oso, South of Table Mountain | SLY CREEK HYDRO |  | HYDRO | n/a |  | 13 | 13 | [7 empty] | 0 | 1 | 1983-01-01 |  | 2050-12-31 | 1 | Unclassified | 0 | 1 | 0 | 1 | 0 |  | 13 | 13
| CAISO NQC List | DREWS_6_PL1X4 | LA Basin | Eastern | DREWS UNIT AGGREGATE | Drews4 | PEAKER | CT-NatGas-Aero | CAISO_Peaker1 | 10.35 | 9 | 4.6575 | 351.1051 | 8595.2988 | 13372.8767 | 66.5357 | 66.5357 |  | 1 | 1 | 2001-08-14 |  | 2050-12-31 | 4 | CAISO_Peaker1 | 0 | 1 | 1 | 1 | 1 |  | 10.8 | 36
| CAISO NQC List | SMRCOS_6_LNDFIL | San Diego-IV | San Diego | San Marcos Energy |  | BIOMASS | n/a |  | 1.5 | 1.28 | [7 empty] | 0 | 1 | 2011-05-20 |  | 2050-12-31 | 1 | RenExistRes | 1 | 1 | 0 | 1 | 0 |  | 1.5 | 1.5
| CAISO NQC List | SMUDGO_7_UNIT 1 | NCNB | Lakeville | SONOMA POWER PLANT |  | GEOTHERMAL | n/a |  | 53 | 37 | [7 empty] | 0 | 1 | 1983-01-01 |  | 2050-12-31 | 1 | Unclassified | 0 | 1 | 0 | 1 | 0 |  | 53 | 47
| CAISO NQC List | SNCLRA_2_SPRHYD | Big Creek-Ventura |  | Springville Hydroelectric Generator |  | HYDRO | n/a | CAISO_Hydro | 1 | 0.45 | [7 empty] | 0 | 1 | 1994-03-17 |  | 2050-12-31 | 1 | CAISO_Hydro | 0 | 1 | 1 | 1 | 1 |  | 1 | 0.12
| CAISO NQC List | SNCLRA_2_UNIT1 | Big Creek-Ventura |  | New Indy Oxnard | OxnardPaperMill | COGENERATION | CT-NatGas-Aero | CAISO_CHP | 16.31 | 16.31 | 16.31 |  | 7606.0304 | 7606.0304 |  |  |  | 1 | 1 | 1986-03-14 |  | 2050-12-31 | 1 | CAISO_CHP | 0 | 1 | 1 | 1 | 1 |  | 27.8 | 15.94
| CAISO NQC List | SNCLRA_6_OXGEN | Big Creek-Ventura | Ventura, S.Clara, Moorpark | E.F. OXNARD INCORPORATED | EF_Oxnard | COGENERATION | CT-NatGas-Aero | CAISO_CHP | 33.5 | 33.5 | 33.5 |  | 7606.0304 | 7606.0304 |  |  |  | 1 | 1 | 1990-04-13 |  | 2050-12-31 | 1 | CAISO_CHP | 0 | 1 | 1 | 1 | 1 |  | 48.5 | 32.48
| CAISO NQC List | SNCLRA_6_PROCGN | Big Creek-Ventura | Ventura, S.Clara, Moorpark | PROCTER AND GAMBLE OXNARD II | Oxnard_GEN2 | COGENERATION | CT-NatGas-Aero | CAISO_CHP | 44.52 | 44.52 | 44.52 |  | 7606.0304 | 7606.0304 |  |  |  | 1 | 1 | 1998-11-17 |  | 2050-12-31 | 1 | CAISO_CHP | 0 | 1 | 1 | 1 | 1 |  | 49.5 | 45.25
| CAISO NQC List | SNCLRA_6_QF | Big Creek-Ventura | Ventura, S.Clara, Moorpark | SANTA CLARA QFS |  | VARIOUS | n/a |  | 12.9 | 0 | [7 empty] | 1 | 1 | 1987-01-01 |  | 2050-12-31 | 1 | RenExistRes | 1 | 1 | 0 | 1 | 0 |  | 1.65 | 0
| CAISO NQC List | SNCLRA_6_WILLMT | Big Creek-Ventura | Ventura, S.Clara, Moorpark | WILLIAMETTE |  | UNKNOWN | n/a |  | 0 | 13.61 | [7 empty] | 1 | 1 | 1899-12-31 |  | 2050-12-31 | 1 | Unclassified | 0 | 1 | 0 | 1 | 0
| CAISO NQC List | SNDBAR_7_UNIT 1 | Stockton | Tesla-Bellota, Stanislaus | SAND BAR HYDRO |  | HYDRO | n/a |  | 18.6 | 4.19 | [7 empty] | 0 | 1 | 1986-05-19 |  | 2050-12-31 | 1 | RenExistRes | 1 | 1 | 0 | 1 | 0 |  | 16.2 | 10.28
| CAISO NQC List | SNMALF_6_UNITS | NCNB | Fulton, Lakeville | Sonoma County Landfill |  | BIOMASS | n/a |  | 7.5 | 3.29 | [7 empty] | 0 | 1 | 1993-04-30 |  | 2050-12-31 | 1 | RenExistRes | 1 | 1 | 0 | 1 | 0 |  | 5 | 3.27
| CAISO NQC List | SOUTH_2_UNIT | CAISO System |  | SOUTH HYDRO |  | HYDRO | n/a | CAISO_Hydro | 7.1 | 7.1 | [7 empty] | 0 | 1 | 1979-01-01 |  | 2050-12-31 | 1 | CAISO_Hydro | 1 | 1 | 1 | 1 | 1 |  | 7.1 | 1.53
| CAISO NQC List | SPAULD_6_UNIT 3 | Sierra | Drum-Rio Oso, South of Palermo, South of Table Mountain | SPAULDING HYDRO PH 3 UNIT |  | HYDRO | n/a |  | 6.5 | 6.5 | [7 empty] | 0 | 1 | 1928-01-01 |  | 2050-12-31 | 1 | RenExistRes | 1 | 1 | 0 | 1 | 0 |  | 6.5 | 2.88
| CAISO NQC List | SPAULD_6_UNIT12 | Sierra | Drum-Rio Oso, South of Palermo, South of Table Mountain | SPAULDING HYDRO PH 1 & 2 AGGREGATE |  | HYDRO | n/a |  | 11.4 | 11.4 | [7 empty] | 0 | 1 | 1929-01-01 |  | 2050-12-31 | 1 | Unclassified | 0 | 1 | 0 | 1 | 0 |  | 4.4 | 11.4
| CAISO NQC List | SPBURN_2_UNIT 1 | CAISO System |  | Burney Biomass |  | BIOMASS | n/a |  | 22 | 12.98 | [7 empty] | 0 | 1 | 1986-01-01 |  | 2050-12-31 | 1 | RenExistRes | 1 | 1 | 0 | 1 | 0 |  | 22 | 12.54
| CAISO NQC List | SPBURN_7_SNOWMT | CAISO System |  | SPBURN_7_SNOWMT |  | HYDRO | n/a | CAISO_Hydro | 3 | 0 | [7 empty] | 0 | 1 | 1990-03-28 |  | 2050-12-31 | 1 | CAISO_Hydro | 1 | 1 | 1 | 1 | 1 |  | 3 | 0
| CAISO NQC List | SPI LI_2_UNIT 1 | Sierra | Drum-Rio Oso, South of Rio Oso, South of Palermo, South of Table Mountain | Lincoln Biomass |  | BIOMASS | n/a |  | 17.2 | 9.79 | [7 empty] | 0 | 1 | 1986-06-03 |  | 2050-12-31 | 1 | RenExistRes | 1 | 1 | 0 | 1 | 0 |  | 17.2 | 9.69
| CAISO NQC List | SPIAND_1_ANDSN2 | CAISO System |  | SPI Anderson 2 |  | BIOMASS | n/a |  | 27.15 | 21.99 | [7 empty] | 0 | 1 | 2015-09-09 |  | 2050-12-31 | 1 | RenExistRes | 1 | 1 | 0 | 1 | 0 |  | 27.15 | 19.52
| CAISO NQC List | SPICER_1_UNITS | CAISO System |  | SPICER HYDRO UNITS 1-3 AGGREGATE |  | HYDRO | n/a |  | 6 | 6 | [7 empty] | 0 | 1 | 1990-01-01 |  | 2050-12-31 | 1 | Unclassified | 0 | 1 | 0 | 1 | 0 |  | 6 | 6
| CAISO NQC List | SPIFBD_1_PL1X2 | Stockton | Tesla-Bellota, Stanislaus | SIERRA PACIFIC IND. (SONORA) |  | BIOMASS | n/a |  | 7.5 | 1.53 | [7 empty] | 0 | 1 | 2001-05-29 |  | 2050-12-31 | 1 | RenExistRes | 1 | 1 | 0 | 1 | 0 |  | 7.5 | 5.58
| CAISO NQC List | SPQUIN_6_SRPCQU | CAISO System |  | Quincy Biomass |  | BIOMASS | n/a |  | 22 | 17.97 | [7 empty] | 0 | 1 | 1983-01-14 |  | 2050-12-31 | 1 | RenExistRes | 1 | 1 | 0 | 1 | 0 |  | 24 | 21.42
| CAISO NQC List | SPRGAP_1_UNIT 1 | Stockton | Tesla-Bellota, Stanislaus | SPRING GAP HYDRO |  | HYDRO | n/a |  | 7 | 7 | [7 empty] | 0 | 1 | 1921-01-01 |  | 2050-12-31 | 1 | RenExistRes | 1 | 1 | 0 | 1 | 0 |  | 7 | 1.95
| CAISO NQC List | SPRGVL_2_QF | Big Creek-Ventura | Big Creek, Rector, Vestal | SPRINGVILLE QFS |  | VARIOUS | n/a |  | 2.3 | 0.12 | [7 empty] | 1 | 1 | 1909-01-01 |  | 2050-12-31 | 1 | RenExistRes | 1 | 1 | 0 | 1 | 0 |  | 0.18 | 0.17
| CAISO NQC List | SPRGVL_2_TULE | Big Creek-Ventura | Big Creek, Rector, Vestal | TULE RIVER HYDRO PLANT (PG&E) |  | HYDRO | n/a |  | 6.4 | 6.4 | [7 empty] | 0 | 1 | 1914-01-01 |  | 2050-12-31 | 1 | RenExistRes | 1 | 1 | 0 | 1 | 0 |  | 6.4 | 0
| CAISO NQC List | SPRGVL_2_TULESC | Big Creek-Ventura | Big Creek, Rector, Vestal | TULE RIVER HYDRO PLANT (SCE) |  | HYDRO | n/a |  | 2.5 | 0 | [7 empty] | 0 | 1 | 1909-01-01 |  | 2050-12-31 | 1 | RenExistRes | 1 | 1 | 0 | 1 | 0 |  | 2.5 | 0
| CAISO NQC List | SRINTL_6_UNIT | Bay Area | None | SRI INTERNATIONAL | SRI_Int_Cgn | COGENERATION | CT-NatGas-Aero | CAISO_CHP | 0.52 | 0.52 | 0.52 |  | 7606.0304 | 7606.0304 |  |  |  | 1 | 1 | 1987-03-10 |  | 2050-12-31 | 1 | CAISO_CHP | 0 | 1 | 1 | 1 | 1 |  | 6.9 | 0.75
| CAISO NQC List | STANIS_7_UNIT 1 | Stockton | Tesla-Bellota, Stanislaus | STANISLAUS HYDRO |  | HYDRO | n/a | CAISO_Hydro | 91 | 91 | [7 empty] | 0 | 1 | 1963-01-01 |  | 2050-12-31 | 1 | CAISO_Hydro | 0 | 1 | 1 | 1 | 1 |  | 91 | 91
| CAISO NQC List | STAUFF_1_UNIT | Bay Area | None | RHODIA INC. (RHONE-POULENC) | MartinezRegen | COGENERATION | ST-Other | CAISO_CHP | 0.07 | 0.07 | 0.07 |  | 7606.0304 | 7606.0304 |  |  |  | 1 | 1 | 1977-06-01 |  | 2050-12-31 | 1 | CAISO_CHP | 0 | 1 | 1 | 1 | 1 |  | 4.6 | 0.01
| CAISO NQC List | CENTRY_6_PL1X4 | LA Basin | Eastern | CENTURY GENERATING PLANT (AGGREGATE) | Century1 | PEAKER | CT-NatGas-Aero | CAISO_Peaker1 | 10.35 | 9 | 4.6575 | 351.1051 | 8595.0646 | 13372.3562 | 69.3209 | 69.3209 |  | 1 | 1 | 2001-09-17 |  | 2050-12-31 | 4 | CAISO_Peaker1 | 0 | 1 | 1 | 1 | 1 |  | 41.4 | 36
| CAISO NQC List | STNRES_1_UNIT | Stockton | Tesla-Bellota | Covanta Stanislaus |  | BIOMASS | n/a |  | 19.9 | 18.23 | [7 empty] | 0 | 1 | 1988-09-06 |  | 2050-12-31 | 1 | RenExistRes | 1 | 1 | 0 | 1 | 0 |  | 19.9 | 17.65
| CAISO NQC List | STOILS_1_UNITS | Bay Area | Pittsburg | Chevron Richmond Refinery | RichmondCgn2 | COGENERATION | ST-NatGas | CAISO_CHP | 0 | 0 | 0 |  | 7606.0304 | 7606.0304 |  |  |  | 1 | 1 | 1992-08-31 |  | 2050-12-31 | 2 | CAISO_CHP | 0 | 1 | 1 | 1 | 1 |  | 62.5 | 0.07
| CAISO NQC List | STOILS_1_UNITS | Bay Area | Pittsburg | Chevron Richmond Refinery | RichmondCgn1 | COGENERATION | ST-NatGas | CAISO_CHP | 0 | 0 | 0 |  | 7606.0304 | 7606.0304 |  |  |  | 1 | 1 | 1992-08-31 |  | 2050-12-31 | 2 | CAISO_CHP | 0 | 1 | 1 | 1 | 1 |  | 62.5 | 0.07
| CAISO NQC List | STOREY_2_MDRCH2 | Fresno |  | Madera-Chowchilla Two |  | HYDRO | n/a | CAISO_Hydro | 0.52 | 0.25 | [7 empty] | 0 | 1 | 1986-04-11 |  | 2050-12-31 | 1 | CAISO_Hydro | 1 | 1 | 1 | 1 | 1 |  | 0.56 | 0.15
| CAISO NQC List | STOREY_2_MDRCH3 | Fresno |  | Madera-Chowchilla Three |  | HYDRO | n/a | CAISO_Hydro | 0.42 | 0.19 | [7 empty] | 0 | 1 | 1986-04-16 |  | 2050-12-31 | 1 | CAISO_Hydro | 1 | 1 | 1 | 1 | 1 |  | 0.42 | 0.05
| CAISO NQC List | STOREY_7_MDRCHW | Fresno | Wilson | Madera Canal Site 980 |  | HYDRO | n/a | CAISO_Hydro | 1.84 | 0 | [7 empty] | 0 | 1 | 1985-02-02 |  | 2050-12-31 | 1 | CAISO_Hydro | 1 | 1 | 1 | 1 | 1 |  | 1.84 | 0.42
| CAISO NQC List | STROUD_6_SOLAR | Fresno | Wilson, Herndon | Stroud Solar Station |  | SOLAR | n/a |  | 20 | 5.12 | [7 empty] | 0 | 1 | 2011-10-04 |  | 2050-12-31 | 1 | RenExistRes | 1 | 1 | 0 | 1 | 0 |  | 20 | 2.8
| CAISO NQC List | INLDEM_5_UNIT 2 | LA Basin | Eastern | Inland Empire Energy Center, Unit 2 | InlandEmpireEC2 | THERMAL | CCWhole-NatGas-SingleShaft | CAISO_CCGT1 | 366.32 | 335 | 222.9448 | 33947.555 | 6509.9929 | 7073.792 | 260.2273 | 150.1311 |  | 1 | 1 | 2010-06-08 |  | 2050-12-31 | 1 | CAISO_CCGT1 | 0 | 1 | 1 | 0 | 0
| CAISO NQC List | CENTRY_6_PL1X4 | LA Basin | Eastern | CENTURY GENERATING PLANT (AGGREGATE) | Century2 | PEAKER | CT-NatGas-Aero | CAISO_Peaker1 | 10.35 | 9 | 4.6575 | 351.1051 | 8595.0646 | 13372.3562 | 69.3209 | 69.3209 |  | 1 | 1 | 2001-09-17 |  | 2050-12-31 | 4 | CAISO_Peaker1 | 0 | 1 | 1 | 1 | 1 |  | 41.4 | 36
| CAISO NQC List | CENTRY_6_PL1X4 | LA Basin | Eastern | CENTURY GENERATING PLANT (AGGREGATE) | Century3 | PEAKER | CT-NatGas-Aero | CAISO_Peaker1 | 10.35 | 9 | 4.6575 | 351.1051 | 8595.0646 | 13372.3562 | 69.3209 | 69.3209 |  | 1 | 1 | 2001-09-17 |  | 2050-12-31 | 4 | CAISO_Peaker1 | 0 | 1 | 1 | 1 | 1 |  | 41.4 | 36
| CAISO NQC List | CENTRY_6_PL1X4 | LA Basin | Eastern | CENTURY GENERATING PLANT (AGGREGATE) | Century4 | PEAKER | CT-NatGas-Aero | CAISO_Peaker1 | 10.35 | 9 | 4.6575 | 351.1051 | 8595.0646 | 13372.3562 | 69.3209 | 69.3209 |  | 1 | 1 | 2001-09-17 |  | 2050-12-31 | 4 | CAISO_Peaker1 | 0 | 1 | 1 | 1 | 1 |  | 41.4 | 36
| CAISO NQC List | SUNSHN_2_LNDFL | Big Creek-Ventura | Big Creek | Sunshine Gas Producers |  | THERMAL | n/a |  | 20 | 16.55 | [7 empty] | 1 | 1 | 2014-09-01 |  | 2050-12-31 | 1 | RenExistRes | 1 | 1 | 0 | 1 | 0 |  | 4.6 | 15.4
| CAISO NQC List | SUTTER_2_PL1X3 | CAISO System |  | SUTTER POWER PLANT AGGREGATE | SutterEnergyCC-Total | PSEUDO TIE | CCWhole-NatGas-Industrial | CAISO_CCGT1 | 525 | 500 | 288.8409 | 51593.0286 | 6907.3756 | 7349.6746 | 388.4225 | 388.81 |  | 1 | 1 | 2001-05-04 |  | 2050-12-31 | 1 | CAISO_CCGT1 | 0 | 1 | 1 | 0 | 0
| CAISO NQC List | SYCAMR_2_UNIT 1 | Big Creek-Ventura | Big Creek | Sycamore Cogeneration Unit 1 | Sycamore_CgnAB | COGENERATION | CT-NatGas-Industrial | CAISO_CHP | 66.33 | 66.33 | 66.33 |  | 7606.0304 | 7606.0304 |  |  |  | 1 | 1 | 1987-01-01 |  | 2050-12-31 | 1 | CAISO_CHP | 0 | 1 | 1 | 1 | 1 |  | 80 | 77.99
| CAISO NQC List | MALAGA_1_PL1X2 | Fresno | Wilson, Herndon | Malaga Power Aggregate | KingsRiverGT1 | THERMAL | CT-NatGas-Aero | CAISO_Peaker1 | 48 | 48 | 21.6 | 1628.314 | 8122.3907 | 9042.0592 | 160 | 160 |  | 1 | 1 | 2005-09-19 |  | 2050-12-31 | 2 | CAISO_Peaker1 | 0 | 1 | 1 | 1 | 1 |  | 96 | 96
| CAISO NQC List | SYCAMR_2_UNIT 3 | Big Creek-Ventura | Big Creek | Sycamore Cogeneration Unit 3 | Sycamore_CgnCG | COGENERATION | CT-NatGas-Industrial | CAISO_CHP | 67.26 | 67.26 | 67.26 |  | 7606.0304 | 7606.0304 |  |  |  | 1 | 1 | 1987-01-01 |  | 2050-12-31 | 1 | CAISO_CHP | 0 | 1 | 1 | 1 | 1 |  | 80 | 80
| CAISO NQC List | VERNON_6_GONZL2 | LA Basin | Western | H. Gonzales Unit #2 | H._Gonzales_G2 | PEAKER | CT-NatGas-Aero | CAISO_Peaker1 | 5.75 | 5.75 | 1.725 | 195.0584 | 7867.5864 | 8370.6215 | 58.4746 | 58.4746 |  | 1 | 1 | 1987-01-01 |  | 2050-12-31 | 1 | CAISO_Peaker1 | 0 | 1 | 1 | 1 | 1 |  | 5.75 | 5.75
| CAISO NQC List | TANHIL_6_SOLART | CAISO System |  | BERRY PETROLEUM COGEN 18 AGGREGATE | BerryTanneHills18-1 | COGENERATION | CT-NatGas-Aero | CAISO_CHP | 3.115 | 3.115 | 3.115 |  | 7606.0304 | 7606.0304 |  |  |  | 1 | 1 | 1986-01-01 |  | 2050-12-31 | 2 | CAISO_CHP | 0 | 1 | 1 | 1 | 1 |  | 17 | 10.27
| CAISO NQC List | TANHIL_6_SOLART | CAISO System |  | BERRY PETROLEUM COGEN 18 AGGREGATE | BerryTanneHills18-2 | COGENERATION | CT-NatGas-Aero | CAISO_CHP | 3.115 | 3.115 | 3.115 |  | 7606.0304 | 7606.0304 |  |  |  | 1 | 1 | 1986-01-01 |  | 2050-12-31 | 2 | CAISO_CHP | 0 | 1 | 1 | 1 | 1 |  | 17 | 10.27
| CAISO NQC List | TBLMTN_6_QF | CAISO System |  | SMALL QF AGGREGATION - PARADISE |  | HYDRO | n/a | CAISO_Hydro | 3.6 | 0.27 | [7 empty] | 0 | 1 | 1983-01-01 |  | 2050-12-31 | 1 | CAISO_Hydro | 1 | 1 | 1 | 1 | 1 |  | 1.7 | 0.22
| CAISO NQC List | TEHAPI_2_WIND1 | CAISO System |  |  |  | WIND | n/a |  | 16.9 | 2.98 | [7 empty] | 0 | 1 | 1985-11-13 |  | 2050-12-31 | 1 | Unclassified | 0 | 1 | 0 | 1 | 0 |  | 14.89 | 2.23
| CAISO NQC List | TEHAPI_2_WIND2 | CAISO System |  |  |  | WIND | n/a |  | 21.68 | 3.83 | [7 empty] | 0 | 1 | 1986-12-05 |  | 2050-12-31 | 1 | Unclassified | 0 | 1 | 0 | 1 | 0 |  | 21.24 | 3.19
| CAISO NQC List | TENGEN_2_PL1X2 | Big Creek-Ventura | Big Creek | Berry Cogen 42 | BerryPlaceritaCogen1 | COGENERATION | CT-NatGas-Aero | CAISO_CHP | 18.4 | 18.4 | 18.4 |  | 7606.0304 | 7606.0304 |  |  |  | 1 | 1 | 1990-03-06 |  | 2050-12-31 | 2 | CAISO_CHP | 0 | 1 | 1 | 1 | 1 |  | 22.7 | 37.59
| CAISO NQC List | TENGEN_2_PL1X2 | Big Creek-Ventura | Big Creek | Berry Cogen 42 | BerryPlaceritaCogen2 | COGENERATION | CT-NatGas-Aero | CAISO_CHP | 18.4 | 18.4 | 18.4 |  | 7606.0304 | 7606.0304 |  |  |  | 1 | 1 | 1990-03-06 |  | 2050-12-31 | 2 | CAISO_CHP | 0 | 1 | 1 | 1 | 1 |  | 22.7 | 37.59
| CAISO NQC List | INLDEM_5_UNIT 1 | LA Basin | Eastern | Inland Empire Energy Center, Unit 1 | InlandEmpireEC1 | THERMAL | CCWhole-NatGas-SingleShaft | CAISO_CCGT1 | 376.2 | 335 | 222.8685 | 33935.9414 | 6469.2384 | 6954.0684 | 260.1383 | 150.0798 |  | 1 | 1 | 2009-06-29 |  | 2050-12-31 | 1 | CAISO_CCGT1 | 0 | 1 | 1 | 0 | 0 |  | 376.2 | 340
| CAISO NQC List | TESLA_1_QF | CAISO System |  | SMALL QF AGGREGATION - STOCKTON |  | HYDRO | n/a | CAISO_Hydro | 2 | 0.35 | [7 empty] | 0 | 1 | 1982-01-01 |  | 2050-12-31 | 1 | CAISO_Hydro | 1 | 1 | 1 | 1 | 1 |  | 2 | 0.25
| CAISO NQC List | THMENG_1_UNIT 1 | CAISO System |  | Tracy Biomass |  | BIOMASS | n/a |  | 18.5 | 9.51 | [7 empty] | 0 | 1 | 1990-04-26 |  | 2050-12-31 | 1 | RenExistRes | 1 | 1 | 0 | 1 | 0
| CAISO NQC List | TIDWTR_2_UNITS | Bay Area | Pittsburg | MARTINEZ COGEN LIMITED PARTNERSHIP | MartinezCC-Total | COGENERATION | CCWhole-NatGas-Aero | CAISO_CHP | 13.68 | 13.68 | 13.68 |  | 7606.0304 | 7606.0304 |  |  |  | 1 | 1 | 1987-02-23 |  | 2050-12-31 | 1 | CAISO_CHP | 0 | 1 | 1 | 1 | 1 |  | 114.8 | 8.61
| CAISO NQC List | TIFFNY_1_DILLON | LA Basin | Western | TIFFNY_1_DILLON |  | WIND | n/a |  | 45 | 4.96 | [7 empty] | 0 | 1 | 2008-04-18 |  | 2050-12-31 | 1 | RenExistRes | 1 | 1 | 0 | 1 | 0 |  | 45 | 6.75
| CAISO NQC List | TIGRCK_7_UNITS | CAISO System |  | TIGER CREEK HYDRO AGGREGATE |  | HYDRO | n/a | CAISO_Hydro | 62 | 62 | [7 empty] | 0 | 1 | 1931-01-01 |  | 2050-12-31 | 1 | CAISO_Hydro | 0 | 1 | 1 | 1 | 1 |  | 31 | 62
| CAISO NQC List | TKOPWR_6_HYDRO | CAISO System |  | Bear Creek Hydroelectric Project |  | HYDRO | n/a | CAISO_Hydro | 2.83 | 1.28 | [7 empty] | 0 | 1 | 1986-01-15 |  | 2050-12-31 | 1 | CAISO_Hydro | 1 | 1 | 1 | 1 | 1 |  | 2.83 | 0
| CAISO NQC List | TMPLTN_2_SOLAR | CAISO System |  | Vintner Solar |  | SOLAR | n/a |  | 1.5 | 1.5 | [7 empty] | 0 | 1 | 2014-03-05 |  | 2050-12-31 | 1 | RenExistRes | 1 | 1 | 0 | 1 | 0 |  | 1.5 | 0.21
| CAISO NQC List | TOADTW_6_UNIT | CAISO System |  | TOAD TOWN |  | HYDRO | n/a |  | 1.5 | 1.5 | [7 empty] | 0 | 1 | 1986-01-01 |  | 2050-12-31 | 1 | RenExistRes | 1 | 1 | 0 | 1 | 0 |  | 1.5 | 0.11
| CAISO NQC List | TOPAZ_2_SOLAR | CAISO System |  | Topaz Solar Farms |  | SOLAR | n/a |  | 550 | 440.49 | [7 empty] | 0 | 1 | 2014-10-27 |  | 2050-12-31 | 1 | RenExistRes | 1 | 1 | 0 | 1 | 0 |  | 550 | 77
| CAISO NQC List | TRNQLT_2_SOLAR | Fresno |  | Tranquillity |  | SOLAR | n/a |  | 200 | 160.69 | [7 empty] | 0 | 1 | 2016-07-28 |  | 2050-12-31 | 1 | Unclassified | 0 | 1 | 0 | 1 | 0 |  | 200 | 28
| CAISO NQC List | TRNSWD_1_QF | LA Basin | Eastern | FPL Energy C Wind |  | WIND | n/a |  | 38.97 | 7.42 | [7 empty] | 0 | 1 | 1984-12-03 |  | 2050-12-31 | 1 | RenExistRes | 1 | 1 | 0 | 1 | 0 |  |  | 5.85
| CAISO NQC List | TULLCK_7_UNITS | Stockton | Tesla-Bellota | Tullock Hydro |  | HYDRO | n/a |  | 25.9 | 14.55 | [7 empty] | 0 | 1 | 1958-01-01 |  | 2050-12-31 | 1 | Unclassified | 0 | 1 | 0 | 1 | 0 |  | 25.9 | 12.66
| CAISO NQC List | TUPMAN_1_BIOGAS | CAISO System |  | ABEC Bidart - Stockdale |  | BIOMASS | n/a |  | 0.6 | 0.6 | [7 empty] | 0 | 1 | 2013-03-20 |  | 2050-12-31 | 1 | RenExistRes | 1 | 1 | 0 | 1 | 0 |  | 0.6 | 0.21
| CAISO NQC List | TWISSL_6_SOLAR | CAISO System |  | Nickel 1 ("NLH1") |  | SOLAR | n/a |  | 1.5 | 1 | [7 empty] | 0 | 1 | 2012-11-27 |  | 2050-12-31 | 1 | RenExistRes | 1 | 1 | 0 | 1 | 0 |  | 1.5 | 0.21
| CAISO NQC List | TWISSL_6_SOLAR1 | CAISO System |  | Coronal Lost Hills |  | SOLAR | n/a |  | 20 | 17.6 | [7 empty] | 0 | 1 | 2015-05-15 |  | 2050-12-31 | 1 | RenExistRes | 1 | 1 | 0 | 1 | 0 |  | 20 | 2.8
| CAISO NQC List | TX-ELK_6_SOLAR1 | CAISO System |  | Castor Solar Project |  | SOLAR | n/a |  | 1.5 | 0 | [7 empty] | 0 | 1 | 2016-04-02 |  | 2050-12-31 | 1 | RenExistRes | 1 | 1 | 0 | 1 | 0 |  | 1.5 | 0
| CAISO NQC List | TXMCKT_6_UNIT | CAISO System |  | McKittrick Cogen | McKittrick1_RP | COGENERATION | CT-NatGas-Aero | CAISO_CHP | 0.6 | 0.6 | 0.6 |  | 7606.0304 | 7606.0304 |  |  |  | 1 | 1 | 1994-10-01 |  | 2050-12-31 | 2 | CAISO_CHP | 0 | 1 | 1 | 1 | 1 |  | 11.2 | 2.13
| CAISO NQC List | TXMCKT_6_UNIT | CAISO System |  | McKittrick Cogen | McKittrick2_RP | COGENERATION | CT-NatGas-Aero | CAISO_CHP | 0.6 | 0.6 | 0.6 |  | 7606.0304 | 7606.0304 |  |  |  | 1 | 1 | 1994-10-01 |  | 2050-12-31 | 2 | CAISO_CHP | 0 | 1 | 1 | 1 | 1 |  | 11.2 | 2.13
| CAISO NQC List | UKIAH_7_LAKEMN | NCNB | Eagle Rock, Fulton, Lakeville | UKIAH LAKE MENDOCINO HYDRO |  | HYDRO | n/a |  | 3.5 | 1.7 | [7 empty] | 0 | 1 | 2007-07-02 |  | 2050-12-31 | 1 | RenExistRes | 1 | 1 | 0 | 1 | 0 |  | 3.5 | 1.7
| CAISO NQC List | ULTPCH_1_UNIT 1 | Stockton | Tesla-Bellota, Stanislaus | OGDEN POWER PACIFIC (CHINESE STATION) |  | BIOMASS | n/a |  | 22 | 16.19 | [7 empty] | 0 | 1 | 1986-06-04 |  | 2050-12-31 | 1 | RenExistRes | 1 | 1 | 0 | 1 | 0 |  | 18 | 15.85
| CAISO NQC List | ULTPFR_1_UNIT 1 | Fresno | Wilson, Herndon | RIO BRAVO FRESNO (AKA ULTRAPOWER) |  | BIOMASS | n/a |  | 30.5 | 23.92 | [7 empty] | 0 | 1 | 1988-07-20 |  | 2050-12-31 | 1 | RenExistRes | 1 | 1 | 0 | 1 | 0 |  | 24.3 | 19.04
| CAISO NQC List | ULTRCK_2_UNIT | Sierra | Drum-Rio Oso, South of Rio Oso, South of Palermo, South of Table Mountain | Rio Bravo Rocklin |  | BIOMASS | n/a |  | 28.8 | 21.81 | [7 empty] | 0 | 1 | 1989-06-09 |  | 2050-12-31 | 1 | RenExistRes | 1 | 1 | 0 | 1 | 0 |  | 24.4 | 18.47
| CAISO NQC List | UNCHEM_1_UNIT | Bay Area | Pittsburg | CONTRA COSTA CARBON PLANT | Phillips_Carbon | COGENERATION | ST-Coal | CAISO_CHP | 10.95 | 10.95 | 10.95 |  | 7606.0304 | 7606.0304 |  |  |  | 1 | 1 | 1983-01-01 |  | 2050-12-31 | 1 | CAISO_CHP | 0 | 1 | 1 | 1 | 1 |  | 19 | 10.21
| CAISO NQC List | UNOCAL_1_UNITS | Bay Area | Pittsburg | TOSCO (RODEO PLANT) | Phillips_RodeoC | COGENERATION | CT-NatGas-Aero | CAISO_CHP | 0.27333 | 0.27333 | 0.27333 |  | 7606.0304 | 7606.0304 |  |  |  | 1 | 1 | 1987-05-21 |  | 2050-12-31 | 3 | CAISO_CHP | 0 | 1 | 1 | 1 | 1 |  | 49.85 | 0.31
| CAISO NQC List | UNOCAL_1_UNITS | Bay Area | Pittsburg | TOSCO (RODEO PLANT) | Phillips_RodeoB | COGENERATION | CT-NatGas-Aero | CAISO_CHP | 0.27333 | 0.27333 | 0.27333 |  | 7606.0304 | 7606.0304 |  |  |  | 1 | 1 | 1987-05-21 |  | 2050-12-31 | 3 | CAISO_CHP | 0 | 1 | 1 | 1 | 1 |  | 49.85 | 0.31
| CAISO NQC List | UNOCAL_1_UNITS | Bay Area | Pittsburg | TOSCO (RODEO PLANT) | Phillips_RodeoA | COGENERATION | CT-NatGas-Aero | CAISO_CHP | 0.27333 | 0.27333 | 0.27333 |  | 7606.0304 | 7606.0304 |  |  |  | 1 | 1 | 1987-05-21 |  | 2050-12-31 | 3 | CAISO_CHP | 0 | 1 | 1 | 1 | 1 |  | 49.85 | 0.31
| CAISO NQC List | UNVRSY_1_UNIT 1 | CAISO System |  | Berry Cogen 38 - Unit 1 |  | COGENERATION | n/a | CAISO_CHP | 34.91 | 34.91 | 34.91 |  | 7606.0304 | 7606.0304 |  |  |  | 1 | 1 | 1986-01-01 |  | 2050-12-31 | 1 | CAISO_CHP | 0 | 1 | 1 | 1 | 1 |  | 38 | 34.36
| CAISO NQC List | USWND2_1_WIND1 | CAISO System |  | Golden Hills A |  | WIND | n/a |  | 42.96 | 7.58 | [7 empty] | 0 | 1 | 2015-12-18 |  | 2050-12-31 | 1 | RenExistRes | 1 | 1 | 0 | 1 | 0 |  | 42.96 | 6.44
| CAISO NQC List | USWND2_1_WIND2 | CAISO System |  | Golden Hills B |  | WIND | n/a |  | 42.96 | 7.58 | [7 empty] | 0 | 1 | 2015-12-18 |  | 2050-12-31 | 1 | RenExistRes | 1 | 1 | 0 | 1 | 0 |  | 42.96 | 6.44
| CAISO NQC List | USWND4_2_UNITS | CAISO System |  | US WIND POWER#4(RALPH) |  | WIND | n/a |  | 80.2 | 8.08 | [7 empty] | 0 | 1 | 1987-01-01 |  | 2050-12-31 | 1 | RenExistRes | 1 | 1 | 0 | 1 | 0
| CAISO NQC List | USWNDR_2_SMUD | Bay Area | Contra Costa | SOLANO WIND FARM |  | WIND | n/a |  | 102.18 | 22.43 | [7 empty] | 0 | 1 | 1994-01-01 |  | 2050-12-31 | 1 | RenExistRes | 1 | 1 | 0 | 1 | 0 |  | 102.18 | 15.33
| CAISO NQC List | USWNDR_2_SMUD2 | Bay Area | Contra Costa | Solano Wind Project Phase 3 |  | WIND | n/a |  | 127.8 | 43.15 | [7 empty] | 0 | 1 | 2012-04-18 |  | 2050-12-31 | 1 | RenExistRes | 1 | 1 | 0 | 1 | 0 |  | 127.8 | 19.17
| CAISO NQC List | USWNDR_2_UNITS | Bay Area | Contra Costa | US WIND POWER(RUSSELL) |  | WIND | n/a |  | 59.6 | 4 | [7 empty] | 0 | 1 | 1994-01-01 |  | 2050-12-31 | 1 | RenExistRes | 1 | 1 | 0 | 1 | 0
| CAISO NQC List | USWPJR_2_UNITS | Bay Area | Contra Costa | Vasco Wind |  | WIND | n/a |  | 78.2 | 17.35 | [7 empty] | 0 | 1 | 1988-01-01 |  | 2050-12-31 | 1 | RenExistRes | 1 | 1 | 0 | 1 | 0 |  | 78.2 | 11.73
| CAISO NQC List | VACADX_1_NAS | CAISO System |  | VACA-DIXON BATTERY |  | STORAGE | n/a |  | 1.85 | 0 | [7 empty] | 1 | 1 | 2013-09-06 |  | 2050-12-31 | 1 | Unclassified | 0 | 1 | 0 | 1 | 0 |  | 1.85 | 1
| CAISO NQC List | VACADX_1_SOLAR | CAISO System |  | Vaca-Dixon Solar Station |  | SOLAR | n/a |  | 2.5 | 1.52 | [7 empty] | 0 | 1 | 2009-12-23 |  | 2050-12-31 | 1 | Unclassified | 0 | 1 | 0 | 1 | 0 |  | 2.5 | 0.35
| CAISO NQC List | VERNON_6_GONZL1 | LA Basin | Western | H. Gonzales Unit #1 | H._Gonzales_G1 | PEAKER | CT-NatGas-Aero | CAISO_Peaker1 | 5.75 | 5.75 | 1.725 | 195.0584 | 7867.5304 | 8370.4348 | 60 | 60 |  | 1 | 1 | 1987-01-01 |  | 2050-12-31 | 1 | CAISO_Peaker1 | 0 | 1 | 1 | 1 | 1 |  | 5.75 | 5.75
| CAISO NQC List | VALLEY_5_PERRIS | LA Basin | Eastern | MWD Perris Hydroelectric Recovery Plant |  | HYDRO | n/a | CAISO_Hydro | 7.94 | 7.94 | [7 empty] | 0 | 1 | 1983-01-01 |  | 2050-12-31 | 1 | CAISO_Hydro | 1 | 1 | 1 | 1 | 1 |  | 7.94 | 7.94
| CAISO NQC List | VALLEY_5_REDMTN | LA Basin | Eastern | MWD Red Mountain Hydroelectric Recovery |  | HYDRO | n/a | CAISO_Hydro | 5.9 | 3.7 | [7 empty] | 0 | 1 | 1985-01-01 |  | 2050-12-31 | 1 | CAISO_Hydro | 0 | 1 | 1 | 1 | 1 |  | 5.9 | 3.57
| CAISO NQC List | VALLEY_5_RTS044 | LA Basin | Eastern | SPVP044 |  | SOLAR | n/a |  | 8 | 3.37 | [7 empty] | 0 | 1 | 2012-12-30 |  | 2050-12-31 | 1 | RenExistRes | 1 | 1 | 0 | 1 | 0 |  | 8 | 1.12
| CAISO NQC List | VALLEY_5_SOLAR1 | LA Basin | Eastern | Kona Solar - Meridian #1 |  | SOLAR | n/a |  | 1.49 | 0 | [7 empty] | 0 | 1 | 2015-04-13 |  | 2050-12-31 | 1 | Unclassified | 0 | 1 | 0 | 1 | 0 |  | 1.49 | 0
| CAISO NQC List | VALLEY_5_SOLAR2 | LA Basin | Eastern | AP North Lake Solar |  | SOLAR | n/a |  | 20 | 16.65 | [7 empty] | 0 | 1 | 2015-08-11 |  | 2050-12-31 | 1 | RenExistRes | 1 | 1 | 0 | 1 | 0 |  | 20 | 2.8
| CAISO NQC List | VALLEY_7_BADLND | LA Basin | Eastern | VALLEY_7_BADLND |  | BIOMASS | n/a |  | 1.3 | 0.44 | [7 empty] | 0 | 1 | 2001-08-07 |  | 2050-12-31 | 1 | RenExistRes | 1 | 1 | 0 | 1 | 0
| CAISO NQC List | VALLEY_7_UNITA1 | LA Basin | Eastern | WM Energy, El Sobrante Landfill |  | BIOMASS | n/a |  | 3.74 | 2.56 | [7 empty] | 0 | 1 | 2004-04-26 |  | 2050-12-31 | 1 | RenExistRes | 1 | 1 | 0 | 1 | 0
| CAISO NQC List | VEDDER_1_SEKERN | Kern | South Kern PP, Kern Oil | TEXACO EXPLORATION & PROD (SE KERN RIVER | SEKernRiverCgn1 | COGENERATION | CT-NatGas-Aero | CAISO_CHP | 12.47 | 12.47 | 12.47 |  | 7606.0304 | 7606.0304 |  |  |  | 1 | 1 | 1989-01-31 |  | 2050-12-31 | 1 | CAISO_CHP | 0 | 1 | 1 | 1 | 1 |  | 34.47 | 0.73
| CAISO NQC List | VEGA_6_SOLAR1 | Fresno | Wilson | Vega Solar |  | SOLAR | n/a |  | 20 | 0 | [7 empty] | 0 | 1 | 2015-03-23 |  | 2050-12-31 | 1 | RenExistRes | 1 | 1 | 0 | 1 | 0 |  | 20 | 0
| CAISO NQC List | VENWD_1_WIND1 | LA Basin |  | Windpark Unlimited 1 |  | WIND | n/a |  | 9.43 | 1.66 | [7 empty] | 0 | 1 | 1985-12-31 |  | 2050-12-31 | 1 | Unclassified | 0 | 1 | 0 | 1 | 0 |  | 9.43 | 1.41
| CAISO NQC List | VENWD_1_WIND2 | LA Basin |  | Windpark Unlimited 2 |  | WIND | n/a |  | 16.05 | 2.83 | [7 empty] | 0 | 1 | 1985-12-31 |  | 2050-12-31 | 1 | Unclassified | 0 | 1 | 0 | 1 | 0 |  | 16.05 | 2.41
| CAISO NQC List | VENWD_1_WIND3 | LA Basin |  | Painted Hills Wind Park |  | WIND | n/a |  | 19.04 | 3.36 | [7 empty] | 0 | 1 | 1985-12-01 |  | 2050-12-31 | 1 | Unclassified | 0 | 1 | 0 | 1 | 0 |  | 19.04 | 2.86
| CAISO NQC List | KERNFT_1_UNITS | Kern | South Kern PP | KERN FRONT LIMITED | Kern_Front_KF1 | COGENERATION | CT-NatGas-Aero | CAISO_CHP | 26.05 | 26.05 | 26.05 |  | 7606.0304 | 7606.0304 |  |  |  | 1 | 1 | 1989-01-07 |  | 2050-12-31 | 2 | CAISO_CHP | 0 | 1 | 1 | 1 | 1 |  | 52.4 | 49.11
| CAISO NQC List | KERNFT_1_UNITS | Kern | South Kern PP | KERN FRONT LIMITED | Kern_Front_KF2 | COGENERATION | CT-NatGas-Aero | CAISO_CHP | 26.05 | 26.05 | 26.05 |  | 7606.0304 | 7606.0304 |  |  |  | 1 | 1 | 1989-01-07 |  | 2050-12-31 | 2 | CAISO_CHP | 0 | 1 | 1 | 1 | 1 |  | 52.4 | 49.11
| CAISO NQC List | GILROY_1_UNIT | Bay Area | Llagas, South Bay-Moss Landing | GILROY COGEN AGGREGATE | GilroyCC-Total | COGENERATION | CCWhole-NatGas-Industrial | CAISO_CCGT1 | 120 | 105 | 60.4154 | 10049.7514 | 6389.4187 | 6909.1953 | 44.5714 | 45 |  | 1 | 1 | 1987-01-01 |  | 2050-12-31 | 1 | CAISO_CCGT1 | 0 | 1 | 1 | 1 | 1 |  | 120 | 110
| CAISO NQC List | VESTAL_2_KERN | Big Creek-Ventura | Big Creek, Vestal | KERN RIVER PH 3 UNITS 1 & 2 AGGREGATE |  | HYDRO | n/a | CAISO_Hydro | 36.8 | 0.39 | [7 empty] | 0 | 1 | 1907-01-01 |  | 2050-12-31 | 1 | CAISO_Hydro | 0 | 1 | 1 | 1 | 1 |  | 19.7 | 6.88
| CAISO NQC List | VESTAL_2_RTS042 | Big Creek-Ventura | Big Creek, Vestal | SPVP042 Porterville Solar |  | SOLAR | n/a |  | 5 | 0 | [7 empty] | 0 | 1 | 2012-11-24 |  | 2050-12-31 | 1 | RenExistRes | 1 | 1 | 0 | 1 | 0 |  | 5 | 0
| CAISO NQC List | VESTAL_2_UNIT1 | Big Creek-Ventura |  | CALGREN PIXLEY |  | THERMAL | n/a |  | 11.2 | 2.93 | [7 empty] | 1 | 1 | 2016-06-30 |  | 2050-12-31 | 1 | Unclassified | 0 | 1 | 0 | 1 | 0 |  | 5 | 4.42
| CAISO NQC List | CSCCOG_1_UNIT 1 | Bay Area | San Jose, South Bay-Moss Landing | SANTA CLARA CO-GEN | Santa_ClaraCgn1 | COGENERATION | CT-NatGas-Aero | CAISO_Peaker1 | 3.5 | 3 | 1.575 | 118.7312 | 6719.8821 | 5580.6268 | 53.8462 | 53.8462 |  | 1 | 0 | 1981-01-01 |  | 2050-12-31 | 2 | CAISO_Peaker1 | 0 | 1 | 1 | 1 | 1 |  | 7 | 6
| CAISO NQC List | VESTAL_6_QF | Big Creek-Ventura | Big Creek, Vestal | VESTAL QFS |  | HYDRO | n/a |  | 18.6 | 0.26 | [7 empty] | 0 | 1 | 1989-01-01 |  | 2050-12-31 | 1 | RenExistRes | 1 | 1 | 0 | 1 | 0 |  | 12.3 | 2.73
| CAISO NQC List | VICTOR_1_CREST | CAISO System |  |  |  | UNKNOWN | n/a |  | 0 | 0 | [7 empty] | 1 | 1 | 1899-12-31 |  | 2050-12-31 | 1 | Unclassified | 0 | 1 | 0 | 1 | 0 |  |  | 0
| CAISO NQC List | VICTOR_1_EXSLRA | CAISO System |  | Expressway Solar A |  | SOLAR | n/a |  | 2 | 0 | [7 empty] | 0 | 1 | 2014-05-07 |  | 2050-12-31 | 1 | RenExistRes | 1 | 1 | 0 | 1 | 0 |  | 2 | 0.28
| CAISO NQC List | VICTOR_1_EXSLRB | CAISO System |  | Expressway Solar B |  | SOLAR | n/a |  | 2 | 0 | [7 empty] | 0 | 1 | 2014-05-07 |  | 2050-12-31 | 1 | RenExistRes | 1 | 1 | 0 | 1 | 0 |  | 2 | 0.28
| CAISO NQC List | VICTOR_1_LVSLR1 | CAISO System |  | Lone Valley Solar Park 1 |  | SOLAR | n/a |  | 10 | 0 | [7 empty] | 0 | 1 | 2014-11-19 |  | 2050-12-31 | 1 | RenExistRes | 1 | 1 | 0 | 1 | 0 |  | 10 | 0
| CAISO NQC List | VICTOR_1_LVSLR2 | CAISO System |  | Lone Valley Solar Park 2 |  | SOLAR | n/a |  | 20 | 0 | [7 empty] | 0 | 1 | 2014-11-22 |  | 2050-12-31 | 1 | RenExistRes | 1 | 1 | 0 | 1 | 0 |  | 20 | 0
| CAISO NQC List | VICTOR_1_SLRHES | CAISO System |  | Sunedison - Hesperia |  | SOLAR | n/a |  | 1.5 | 0 | [7 empty] | 0 | 1 | 2014-08-08 |  | 2050-12-31 | 1 | RenExistRes | 1 | 1 | 0 | 1 | 0 |  | 1.5 | 0
| CAISO NQC List | VICTOR_1_SOLAR1 | CAISO System |  | Victor Phelan Solar One |  | SOLAR | n/a |  | 17.5 | 0 | [7 empty] | 0 | 1 | 2013-11-18 |  | 2050-12-31 | 1 | RenExistRes | 1 | 1 | 0 | 1 | 0 |  | 17.5 | 0
| CAISO NQC List | VICTOR_1_SOLAR2 | CAISO System |  | Alamo Solar |  | SOLAR | n/a |  | 20 | 0 | [7 empty] | 0 | 1 | 2015-05-15 |  | 2050-12-31 | 1 | RenExistRes | 1 | 1 | 0 | 1 | 0 |  | 20 | 0
| CAISO NQC List | VICTOR_1_SOLAR3 | CAISO System |  | Adelanto Solar 2 |  | SOLAR | n/a |  | 7 | 6.11 | [7 empty] | 0 | 1 | 2015-07-01 |  | 2050-12-31 | 1 | RenExistRes | 1 | 1 | 0 | 1 | 0 |  | 7 | 0.98
| CAISO NQC List | VICTOR_1_SOLAR4 | CAISO System |  | Adelanto Solar Project |  | SOLAR | n/a |  | 20 | 0 | [7 empty] | 0 | 1 | 2015-09-03 |  | 2050-12-31 | 1 | RenExistRes | 1 | 1 | 0 | 1 | 0 |  | 20 | 0
| CAISO NQC List | VICTOR_1_VDRYFA | CAISO System |  | Victor Dry Farm Ranch A |  | SOLAR | n/a |  | 5 | 0 | [7 empty] | 0 | 1 | 2015-06-12 |  | 2050-12-31 | 1 | RenExistRes | 1 | 1 | 0 | 1 | 0 |  | 5 | 0.7
| CAISO NQC List | VICTOR_1_VDRYFB | CAISO System |  | Victor Dry Farm Ranch B |  | SOLAR | n/a |  | 5 | 0 | [7 empty] | 0 | 1 | 2015-06-12 |  | 2050-12-31 | 1 | RenExistRes | 1 | 1 | 0 | 1 | 0 |  | 5 | 0
| CAISO NQC List | VILLPK_2_VALLYV | LA Basin | Western | MWD Valley View Hydroelectric Recovery P |  | HYDRO | n/a | CAISO_Hydro | 4.1 | 4.1 | [7 empty] | 0 | 1 | 1985-01-01 |  | 2050-12-31 | 1 | CAISO_Hydro | 0 | 1 | 1 | 1 | 1 |  | 4.1 | 4.1
| CAISO NQC List | VILLPK_6_MWDYOR | LA Basin | Western | Yorba Linda Hydroelectric Recovery Plant |  | HYDRO | n/a | CAISO_Hydro | 5.1 | 4.2 | [7 empty] | 0 | 1 | 1981-01-01 |  | 2050-12-31 | 1 | CAISO_Hydro | 0 | 1 | 1 | 1 | 1 |  | 5.1 | 3.4
| CAISO NQC List | VINCNT_2_QF | CAISO System |  | VINCENT QFS |  | WIND | n/a |  | 238.9 | 14.12 | [7 empty] | 0 | 1 | 1985-01-01 |  | 2050-12-31 | 1 | RenExistRes | 1 | 1 | 0 | 1 | 0 |  | 207 | 31.05
| CAISO NQC List | VINCNT_2_WESTWD | CAISO System |  | Oasis Power Plant |  | WIND | n/a |  | 60 | 4.57 | [7 empty] | 0 | 1 | 2005-03-31 |  | 2050-12-31 | 1 | RenExistRes | 1 | 1 | 0 | 1 | 0 |  | 59 | 8.85
| CAISO NQC List | VISTA_2_RIALTO | LA Basin | Eastern | Rialto RT Solar |  | SOLAR | n/a |  | 1 | 0.25 | [7 empty] | 0 | 1 | 2011-03-01 |  | 2050-12-31 | 1 | RenExistRes | 1 | 1 | 0 | 1 | 0 |  | 1 | 0.14
| CAISO NQC List | VISTA_2_RTS028 | LA Basin | Eastern | SPVP028 |  | SOLAR | n/a |  | 3.5 | 2.29 | [7 empty] | 0 | 1 | 2013-08-08 |  | 2050-12-31 | 1 | RenExistRes | 1 | 1 | 0 | 1 | 0 |  | 3.5 | 0.49
| CAISO NQC List | VISTA_6_QF | LA Basin | Eastern | VISTA QFS |  | VARIOUS | n/a |  | 0.6 | 0.06 | [7 empty] | 1 | 1 | 1983-01-01 |  | 2050-12-31 | 1 | RenExistRes | 1 | 1 | 0 | 1 | 0 |  | 0.18 | 0.09
| CAISO NQC List | VLCNTR_6_VCSLR1 | San Diego-IV | San Diego | Valley Center 1 |  | SOLAR | n/a |  | 2.5 | 2.17 | [7 empty] | 0 | 1 | 2013-12-31 |  | 2050-12-31 | 1 | Unclassified | 0 | 1 | 0 | 1 | 0 |  | 2.5 | 0.35
| CAISO NQC List | VLCNTR_6_VCSLR2 | San Diego-IV | San Diego | Valley Center 2 |  | SOLAR | n/a |  | 5 | 4.78 | [7 empty] | 0 | 1 | 2013-12-31 |  | 2050-12-31 | 1 | RenExistRes | 1 | 1 | 0 | 1 | 0 |  | 5 | 0.7
| CAISO NQC List | VLYHOM_7_SSJID | Stockton | Tesla-Bellota, Stanislaus | Woodward Power Plant |  | HYDRO | n/a |  | 3 | 0.74 | [7 empty] | 0 | 1 | 1982-04-16 |  | 2050-12-31 | 1 | RenExistRes | 1 | 1 | 0 | 1 | 0 |  | 3 | 0.07
| CAISO NQC List | VOLTA_2_UNIT 1 | CAISO System |  | VOLTA HYDRO UNIT 1 |  | HYDRO | n/a |  | 9.1 | 9.1 | [7 empty] | 0 | 1 | 1980-01-01 |  | 2050-12-31 | 1 | RenExistRes | 1 | 1 | 0 | 1 | 0 |  | 9.1 | 3.92
| CAISO NQC List | VOLTA_2_UNIT 2 | CAISO System |  | Volta Hydro Unit 2 |  | HYDRO | n/a |  | 1 | 1 | [7 empty] | 0 | 1 | 1981-01-01 |  | 2050-12-31 | 1 | RenExistRes | 1 | 1 | 0 | 1 | 0 |  | 1 | 0.45
| CAISO NQC List | VOLTA_6_BAILCK | CAISO System |  |  |  | HYDRO | n/a | CAISO_Hydro | 0.63 | 0 | [7 empty] | 0 | 1 | 1982-05-26 |  | 2050-12-31 | 1 | CAISO_Hydro | 0 | 1 | 1 | 1 | 1 |  | 0.63 | 0
| CAISO NQC List | VOLTA_6_DIGHYD | CAISO System |  | Digger Creek Ranch Hydro |  | HYDRO | n/a | CAISO_Hydro | 0.6 | 0.26 | [7 empty] | 0 | 1 | 2014-07-02 |  | 2050-12-31 | 1 | CAISO_Hydro | 1 | 1 | 1 | 1 | 1 |  | 0.6 | 0.31
| CAISO NQC List | VOLTA_7_QFUNTS | CAISO System |  | VOLTA_7_QFUNTS |  | HYDRO | n/a | CAISO_Hydro | 1.5 | 0.13 | [7 empty] | 0 | 1 | 2007-03-01 |  | 2050-12-31 | 1 | CAISO_Hydro | 1 | 1 | 1 | 1 | 1 |  | 1.3 | 0.06
| CAISO NQC List | WADHAM_6_UNIT | CAISO System |  | Wadham Energy LP |  | BIOMASS | n/a |  | 32 | 22.39 | [7 empty] | 0 | 1 | 1989-03-24 |  | 2050-12-31 | 1 | RenExistRes | 1 | 1 | 0 | 1 | 0 |  | 29.07 | 24.29
| CAISO NQC List | CSCCOG_1_UNIT 1 | Bay Area | San Jose, South Bay-Moss Landing | SANTA CLARA CO-GEN | Santa_ClaraCgn2 | COGENERATION | CT-NatGas-Aero | CAISO_Peaker1 | 3.5 | 3 | 1.575 | 118.7312 | 6719.8821 | 5580.6268 | 53.8462 | 53.8462 |  | 1 | 0 | 1981-01-01 |  | 2050-12-31 | 2 | CAISO_Peaker1 | 0 | 1 | 1 | 1 | 1 |  | 7 | 6
| CAISO NQC List | SUNSET_2_UNITS | CAISO System |  | MIDWAY SUNSET COGENERATION PLANT | MidwaySunsetA | COGENERATION | CT-NatGas-Industrial | CAISO_Peaker1 | 82.6667 | 78.8 | 81.84 | 9026.3988 | 5596.4477 | 5598.3794 | 158.9744 | 158.9744 |  | 1 | 0 | 1989-12-18 |  | 2050-12-31 | 3 | CAISO_Peaker1 | 0 | 1 | 1 | 1 | 1 |  | 248 | 232.23
| CAISO NQC List | SUNSET_2_UNITS | CAISO System |  | MIDWAY SUNSET COGENERATION PLANT | MidwaySunsetB | COGENERATION | CT-NatGas-Industrial | CAISO_Peaker1 | 82.6667 | 78.8 | 81.84 | 9026.3988 | 5596.4477 | 5598.3794 | 158.9744 | 158.9744 |  | 1 | 0 | 1989-12-18 |  | 2050-12-31 | 3 | CAISO_Peaker1 | 0 | 1 | 1 | 1 | 1 |  | 248 | 232.23
| CAISO NQC List | SUNSET_2_UNITS | CAISO System |  | MIDWAY SUNSET COGENERATION PLANT | MidwaySunsetC | COGENERATION | CT-NatGas-Industrial | CAISO_Peaker1 | 82.6667 | 78.8 | 81.84 | 9026.3988 | 5596.4477 | 5598.3794 | 158.9744 | 158.9744 |  | 1 | 0 | 1989-12-18 |  | 2050-12-31 | 3 | CAISO_Peaker1 | 0 | 1 | 1 | 1 | 1 |  | 248 | 232.23
| CAISO NQC List | SYCAMR_2_UNIT 2 | Big Creek-Ventura | Big Creek | Sycamore Cogeneration Unit 2 | Sycamore_CgnBG | COGENERATION | CT-NatGas-Industrial | CAISO_Peaker1 | 85 | 85 | 84.15 | 9281.1737 | 5596.3159 | 5600.3786 | 43.0667 | 42.5 |  | 1 | 0 | 1987-01-01 |  | 2050-12-31 | 1 | CAISO_Peaker1 | 0 | 1 | 1 | 1 | 1 |  | 80 | 80
| CAISO NQC List | WALNUT_2_SOLAR | LA Basin | Western | Industry MetroLink PV 1 |  | SOLAR | n/a |  | 1.5 | 0 | [7 empty] | 0 | 1 | 2012-04-03 |  | 2050-12-31 | 1 | RenExistRes | 1 | 1 | 0 | 1 | 0 |  | 1.5 | 0
| CAISO NQC List | WALNUT_6_HILLGEN | LA Basin | Western | L.A. COUNTY SANITATION DISTRICT |  | BIOMASS | n/a |  | 53.22 | 45.28 | [7 empty] | 0 | 1 | 1986-01-01 |  | 2050-12-31 | 1 | RenExistRes | 1 | 1 | 0 | 1 | 0 |  | 47 | 33.06
| CAISO NQC List | WALNUT_7_WCOVCT | LA Basin | Western | WALNUT_7_WCOVCT |  | BIOMASS | n/a |  | 4.5 | 3.45 | [7 empty] | 0 | 1 | 1996-10-05 |  | 2050-12-31 | 1 | Unclassified | 0 | 1 | 0 | 1 | 0
| CAISO NQC List | WALNUT_7_WCOVST | LA Basin | Western | WALNUT_7_WCOVST |  | BIOMASS | n/a |  | 6.5 | 5.12 | [7 empty] | 0 | 1 | 1996-10-05 |  | 2050-12-31 | 1 | RenExistRes | 1 | 1 | 0 | 1 | 0 |  | 6.5 | 5.61
| CAISO NQC List | WARNE_2_UNIT | Big Creek-Ventura | Big Creek | WARNE HYDRO AGGREGATE |  | HYDRO | n/a | CAISO_Hydro | 76 | 76 | [7 empty] | 0 | 1 | 1982-01-01 |  | 2050-12-31 | 1 | CAISO_Hydro | 0 | 1 | 1 | 1 | 1 |  | 39.1 | 20.26
| CAISO NQC List | WAUKNA_1_SOLAR | Fresno | Wilson, Herndon, Hanford | Corcoran Solar |  | SOLAR | n/a |  | 20 | 0.398 | [7 empty] | 0 | 1 | 2013-08-14 |  | 2050-12-31 | 1 | RenExistRes | 1 | 1 | 0 | 1 | 0 |  | 20 | 2.8
| CAISO NQC List | WAUKNA_1_SOLAR2 | Fresno | Wilson, Herndon, Hanford | Corcoran 2 |  | SOLAR | n/a |  | 19.75 | 17.43 | [7 empty] | 0 | 1 | 2015-05-20 |  | 2050-12-31 | 1 | RenExistRes | 1 | 1 | 0 | 1 | 0 |  | 19.75 | 2.77
| CAISO NQC List | WDLEAF_7_UNIT 1 | Sierra | Drum-Rio Oso, South of Table Mountain | WOODLEAF HYDRO |  | HYDRO | n/a | CAISO_Hydro | 60 | 60 | [7 empty] | 0 | 1 | 1963-01-01 |  | 2050-12-31 | 1 | CAISO_Hydro | 0 | 1 | 1 | 1 | 1 |  | 60 | 60
| CAISO NQC List | WEBER_6_FORWRD | Stockton | Weber | Forward |  | BIOMASS |  |  | 4.2 | 4.2 | [7 empty] | 0 | 1 | 2014-02-05 |  | 2050-12-31 | 1 | RenExistRes | 1 | 1 | 0 | 1 | 0 |  | 4.2 | 3.66
| CAISO NQC List | WESTPT_2_UNIT | CAISO System |  | West Point Hydro Plant |  | HYDRO |  |  | 14 | 14 | [7 empty] | 0 | 1 | 1948-01-01 |  | 2050-12-31 | 1 | RenExistRes | 1 | 1 | 0 | 1 | 0 |  | 14 | 14
| CAISO NQC List | WFRESN_1_SOLAR | Fresno | Wilson | Joya Del Sol |  | SOLAR |  |  | 1.5 | 0 | [7 empty] | 0 | 1 | 2012-12-21 |  | 2050-12-31 | 1 | RenExistRes | 1 | 1 | 0 | 1 | 0 |  | 1.5 | 0
| CAISO NQC List | WHEATL_6_LNDFIL | Sierra | South of Table Mountain | G2 ENERGY, OSTROM ROAD LLC |  | BIOMASS |  |  | 3 | 3.2 | [7 empty] | 0 | 1 | 2009-01-08 |  | 2050-12-31 | 1 | RenExistRes | 1 | 1 | 0 | 1 | 0 |  | 3.55 | 3.07
| CAISO NQC List | WHTWTR_1_WINDA1 | LA Basin | Eastern | Whitewater Hill Wind Project |  | WIND |  |  | 61.5 | 5.22 | [7 empty] | 0 | 1 | 2002-08-31 |  | 2050-12-31 | 1 | RenExistRes | 1 | 1 | 0 | 1 | 0 |  | 61.5 | 9.23
| CAISO NQC List | WISE_1_UNIT 1 | Sierra | Placer, Drum-Rio Oso, South of Rio Oso, South of Palermo, South of Table Mountain | Wise Hydro Unit 1 |  | HYDRO |  |  | 14.5 | 14.5 | [7 empty] | 0 | 1 | 1917-01-01 |  | 2050-12-31 | 1 | RenExistRes | 1 | 1 | 0 | 1 | 0 |  | 14.5 | 14.5
| CAISO NQC List | WISE_1_UNIT 2 | Sierra | Placer, Drum-Rio Oso, South of Rio Oso, South of Palermo, South of Table Mountain | WISE HYDRO UNIT 2 |  | HYDRO |  |  | 3.2 | 3.2 | [7 empty] | 0 | 1 | 1986-01-01 |  | 2050-12-31 | 1 | Unclassified | 0 | 1 | 0 | 1 | 0 |  | 3.2 | 3.2
| CAISO NQC List | WISHON_6_UNITS | Fresno | Wilson, Borden | Wishon/San Joaquin #1-A AGGREGATE |  | HYDRO |  |  | 18.4 | 18.4 | [7 empty] | 0 | 1 | 1910-01-01 |  | 2050-12-31 | 1 | Unclassified | 0 | 1 | 0 | 1 | 0 |  | 18.4 | 18.4
| CAISO NQC List | WLDWD_1_SOLAR1 | CAISO System |  | Wildwood Solar I |  | SOLAR |  |  | 20 | 16.36 | [7 empty] | 0 | 1 | 2015-02-19 |  | 2050-12-31 | 1 | RenExistRes | 1 | 1 | 0 | 1 | 0 |  | 20 | 2.8
| CAISO NQC List | WNDMAS_2_UNIT 1 | Bay Area | Contra Costa | BUENA VISTA ENERGY, LLC |  | WIND |  |  | 38 | 3.52 | [7 empty] | 0 | 1 | 1983-12-24 |  | 2050-12-31 |  | RenExistRes | 1 | 1 | 0 | 1 | 0 |  | 38 | 5.7
| CAISO NQC List | WNDSTR_2_WIND | CAISO System |  | Windstar |  | WIND |  |  | 120 | 19.51 | [7 empty] | 0 | 1 | 2012-01-28 |  | 2050-12-31 |  | RenExistRes | 1 | 1 | 0 | 1 | 0 |  | 60 | 18
| CAISO NQC List | SYCAMR_2_UNIT 4 | Big Creek-Ventura | Big Creek | Sycamore Cogeneration Unit 4 | Sycamore_CgnDG | COGENERATION |  | CAISO_Peaker1 | 85 | 85 | 84.15 | 9281.1737 | 5596.3159 | 5600.3786 | 43.0667 | 42.5 |  | 1 | 0 | 1987-01-01 |  | 2050-12-31 |  | CAISO_Peaker1 | 0 | 1 | 1 | 1 | 1 |  |  | 80
| CAISO NQC List | WRGHTP_7_AMENGY | Fresno | Wilson | SMALL QF AGGREGATION - LOS BANOS |  | HYDRO |  | CAISO_Hydro | 2.5 | 0.14 | [7 empty] | 0 | 1 | 1986-02-01 |  | 2050-12-31 |  | CAISO_Hydro | 0 | 1 | 1 | 1 | 1 |  | 2.5 | 0.62
| CAISO NQC List | WSENGY_1_UNIT 1 | CAISO System |  | WHEELABRATOR SHASTA UNITS 1-3 AGGREGATE |  | BIOMASS |  |  | 63 | 47.87 | [7 empty] | 0 | 1 | 1987-10-30 |  | 2050-12-31 |  | RenExistRes | 1 | 1 | 0 | 1 | 0 |  | 50 | 41.18
| CAISO NQC List | OMAR_2_UNIT 1 | Big Creek-Ventura | Big Creek | KERN RIVER COGENERATION CO. UNIT 1 | KernRiverCgn1 | COGENERATION |  | CAISO_Peaker1 | 78 | 74.3 | 60.06 | 8516.8434 | 5595.9911 | 5729.1587 | 51.2571 | 50.7 |  | 1 | 0 | 1985-05-01 |  | 2050-12-31 |  | CAISO_Peaker1 | 0 | 1 | 1 | 1 | 1 |  | 78 | 72.34
| CAISO NQC List | OMAR_2_UNIT 2 | Big Creek-Ventura | Big Creek | KERN RIVER COGENERATION CO. UNIT 2 | KernRiverCgn2 | COGENERATION |  | CAISO_Peaker1 | 78.11 | 75.9 | 60.1447 | 8528.8543 | 5595.9911 | 5729.1587 | 51.3294 | 50.7715 |  | 1 | 0 | 1985-05-01 |  | 2050-12-31 |  | CAISO_Peaker1 | 0 | 1 | 1 | 1 | 1 |  | 78.11 | 72.82
| CAISO NQC List | ZOND_6_UNIT | Bay Area | Contra Costa | ZOND WINDSYSTEMS INC. |  | WIND |  |  | 17.1 | 1.52 | [7 empty] | 0 | 1 | 1985-12-30 |  | 2050-12-31 |  | RenExistRes | 1 | 1 | 0 | 1 | 0 |  | 17.1 | 2.57
| CAISO NQC List | OMAR_2_UNIT 3 | Big Creek-Ventura | Big Creek | KERN RIVER COGENERATION CO. UNIT 3 | KernRiverCgn3 | COGENERATION |  | CAISO_Peaker1 | 81.41 | 78.4 | 62.6857 | 8889.1823 | 5595.9911 | 5729.1587 | 53.498 | 52.9165 |  | 1 | 0 | 1985-05-01 |  | 2050-12-31 |  | CAISO_Peaker1 | 0 | 1 | 1 | 1 | 1 |  | 81.41 | 75.76
| CAISO NQC List | OMAR_2_UNIT 4 | Big Creek-Ventura | Big Creek | KERN RIVER COGENERATION CO. UNIT 4 | KernRiverCgn4 | COGENERATION |  | CAISO_Peaker1 | 81.44 | 77.25 | 62.7088 | 8892.458 | 5595.9911 | 5729.1587 | 53.5177 | 52.936 |  | 1 | 0 | 1985-05-01 |  | 2050-12-31 |  | CAISO_Peaker1 | 0 | 1 | 1 | 1 | 1 |  | 81.44 | 81.44
| CAISO NQC List | SMPRIP_1_SMPSON | CAISO System |  | Ripon Cogeneration Unit 1 | Ripon_Mill_GEN1 | COGENERATION |  | CAISO_Peaker1 | 46.05 | 45.6 | 45.5895 | 5028.2133 | 3091.5856 | 3014.9119 | 64.7452 | 64.7452 |  | 1 | 0 | 1988-04-19 |  | 2050-12-31 |  | CAISO_Peaker1 | 0 | 1 | 1 | 1 | 1 |  | 46.05 | 46.05
| TEPPC 2026 Common Case | n/a (Palo Verde) | External |  | Palo_Verde_1 (CAISO Share) | Palo_Verde_1 | NUCLEAR |  | CAISO_Nuclear | 207.3487 | 207.3487 | 103.6743 | 24179.137 | 10543.8323 | 10543.8323 | 39.75 | 39.75 |  | 1 | 1 | 1986-01-01 |  | 2050-12-31 |  | CAISO_Nuclear | 0 | 1 | 1 | 1 | 1
| TEPPC 2026 Common Case | n/a (Palo Verde) | External |  | Palo_Verde_2 (CAISO Share) | Palo_Verde_2 | NUCLEAR |  | CAISO_Nuclear | 207.3487 | 207.3487 | 103.6743 | 24179.137 | 10543.8323 | 10543.8323 | 39.75 | 39.75 |  | 1 | 1 | 1986-09-01 |  | 2050-12-31 |  | CAISO_Nuclear | 0 | 1 | 1 | 1 | 1
| TEPPC 2026 Common Case | n/a (Palo Verde) | External |  | Palo_Verde_3 (CAISO Share) | Palo_Verde_3 | NUCLEAR |  | CAISO_Nuclear | 207.3487 | 207.3487 | 103.6743 | 24179.137 | 10543.8323 | 10543.8323 | 39.75 | 39.75 |  | 1 | 1 | 1988-01-01 |  | 2050-12-31 |  | CAISO_Nuclear | 0 | 1 | 1 | 1 | 1
| TEPPC 2026 Common Case | n/a (Hoover share) | External |  | Hoover (CAISO Share) |  | HYDRO |  | CAISO_Hydro | 796.848 | 796.848 | [9 empty] | 1899-12-31 |  | 2050-12-31 |  | CAISO_Hydro | 0 | 1 | 1 | 1 | 1
| CAISO Other | GLNARM_2_UNIT 5 | LA Basin | Western | GLENARM UNIT 5 | Glenarm_GT5 | UNKNOWN |  | CAISO_Peaker2 | 65 | 65 | 19.5 | 1468.9698 | 9673.0317 | 18601.0023 | 73.2394 | 73.2394 |  | 1 | 1 | 2016-06-01 |  | 2050-12-31 |  | CAISO_Peaker2 | 0 | 1 | 1 | 1 | 1 |  | 65.81 | 65
| A.14-11-018 | TBD (Puente) | Big Creek-Ventura |  | Puente Power Project |  | UNKNOWN |  | CAISO_Peaker1 | 262 | 262 | [7 empty] | 1 | 0 | 2020-01-01 |  | 2050-12-31 |  | CAISO_Peaker1 | 0 | 1 | 1 | 1 | 1
| D.15-11-04 | TBD (Alamitos) | LA Basin | Western | Alamitos |  | UNKNOWN |  | CAISO_CCGT1 | 640 | 640 | [7 empty] | 1 | 0 | 2020-01-01 |  | 2050-12-31 |  | CAISO_CCGT1 | 0 | 1 | 1 | 1 | 1
| D.15-11-04 | TBD (HuntingtonBeach) | LA Basin | Western | Huntington Beach |  | UNKNOWN |  | CAISO_CCGT1 | 644 | 644 | [7 empty] | 1 | 0 | 2020-01-01 |  | 2050-12-31 |  | CAISO_CCGT1 | 0 | 1 | 1 | 1 | 1
| D.15-11-04 | TBD (Stanton) | LA Basin |  | Stanton Peaker Facility |  | UNKNOWN |  | CAISO_Peaker1 | 98 | 98 | [7 empty] | 1 | 0 | 2020-01-01 |  | 2050-12-31 |  | CAISO_Peaker1 | 0 | 1 | 1 | 1 | 1
| D.15-11-041 | TBD (Encina) | San Diego-IV | San Diego | Encina Gas Peaker |  | UNKNOWN |  | CAISO_Peaker1 | 500 | 500 | [7 empty] | 1 | 0 | 2018-01-01 |  | 2050-12-31 |  | CAISO_Peaker1 | 0 | 1 | 1 | 1 | 1
Note on K1100: Author: Puente is removed from the baseline for downstream modeling with SERVM. It remains here since it was assumed as part of the baseline in the adopted 2017 IRP Reference System Plan.

## REN_Existing_Resources
Existing Renewable Resources
[22 empty] | Existing | 100%
|  | Count | 1351 | [18 empty] | New | 84%
DELETE
| ID | Project ID | Project Name | CAISO ID | Offtaker | State | County | Electrical Area (CREZ) | Technology | Subtechnology | New/Existing | Contract Start Date | Contract End Date | Eligible for Recontr? | Contract Capacity | Annual Energy | Capacity Factor | Physical Balancing Authority | Contracting LSE | RESOLVE Zone | RESOLVE Type | RESOLVE Tx Zone | Risk Adjustment | Assumed End Date | Found on CONV_CAISO_Gen_List Flag | Risk Adj Annual Energy | 2022 | REC contracted to CAISO | Procurement Baseline | Check Needed | Resource ID | Resource Name | Contract Capacity (MW) | Resource Type | MasterGenCapability_201906 NDC MW | NQC2019compliance_20191212 Sept NQC MW
| 1 | PG10009 | Monterey Regional Water | CSTRVL_7_QFUNTS | PG&E | CA | Monterey | Monterey County (Partial) | Biogas | Distributed | Existing | 1988-08-26 | 2099-12-31 | 1 | 1.74 | 0.24 | 1.575% | CAISO | CAISO | CAISO | Biomass | None | 1 | 2099-12-31 | 1 | 0.24 | 1 | 1 | 1 | 0 | CSTRVL_7_QFUNTS | Monterey Regional Water | 1.74 | Biomass | 2 | 0.05
| 2 | PG10015 | City Of Watsonville |  | PG&E | CA | Santa Cruz | Santa Cruz County | Biogas | Distributed | Existing | 1993-01-23 | 2023-01-22 | 1 | 0.55 | 0.07 | 1.453% | CAISO | CAISO | CAISO | Biomass | None | 1 | 2099-12-31 | 0 | 0.07 | 1 | 1 | 1 | 0 | PG10015 | City Of Watsonville | 0.55 | Biomass
| 3 | PG10020 | Clover Flat LFG | CSTOGA_6_LNDFIL | PG&E | CA | Napa | Sacramento River Valley | Biogas | Distributed | Existing | 2014-07-07 | 2024-07-06 | 1 | 0.848 | 5.747 | 77.36% | CAISO | CAISO | CAISO | Biomass | Northern_California | 1 | 2099-12-31 | 1 | 5.747 | 1 | 1 | 1 | 0 | CSTOGA_6_LNDFIL | Clover Flat LFG | 0.848 | Biomass | 0.85 | 0
| 4 | PG1013 | Gas Recovery Sys. (American Cyn) |  | PG&E | CA | Napa | Sacramento River Valley | Biogas | Distributed | Existing | 1986-02-04 | 2016-02-03 | 1 | 1.5 | 7.785 | 59.25% | CAISO | CAISO | CAISO | Biomass | Northern_California | 1 | 2099-12-31 | 0 | 7.785 | 1 | 1 | 1 | 0 | PG1013 | Gas Recovery Sys. (American Cyn) | 1.5 | Biomass
| 5 | PG1016 | Gas Recovery Sys. (Newby Island 2) |  | PG&E | CA | Santa Clara | Santa Clara County | Biogas | Distributed | Existing | 1984-09-01 | 2014-08-02 | 1 | 4.2 | 25.952 | 70.54% | CAISO | CAISO | CAISO | Biomass | None | 1 | 2099-12-31 | 0 | 25.952 | 1 | 1 | 1 | 0 | PG1016 | Gas Recovery Sys. (Newby Island 2) | 4.2 | Biomass
| 6 | PG1024 | Waste Management Renewable Energy | USWND4_2_UNITS | PG&E | CA | Alameda | Solano | Biogas | Distributed | Existing | 1989-05-04 | 2099-12-31 | 1 | 13.2 | 44.407 | 38.4% | CAISO | CAISO | CAISO | Biomass | Solano | 1 | 2099-12-31 | 1 | 44.407 | 1 | 1 | 1 | 0 | USWND4_2_UNITS | Waste Management Renewable Energy | 13.2 | Biomass
| 7 | PG1025 | Toro SLO Landfill | SANLOB_1_LNDFIL | PG&E | CA | San Luis Obispo | Cuyama | Biogas | Distributed | Existing | 2013-07-21 | 2033-07-20 | 1 | 1.5 | 11.2 | 85.24% | CAISO | CAISO | CAISO | Biomass | Greater_Carrizo | 1 | 2099-12-31 | 1 | 11.2 | 1 | 1 | 1 | 0 | SANLOB_1_LNDFIL | Toro SLO Landfill | 1.5 | Biomass | 1.5 | 0
| 8 | PG1029 | Blake's Landing - 80kW Generator |  | PG&E | CA | Marin | Marin County | Biogas | Distributed | Existing | 2010-11-02 | 2020-11-01 | 1 | 0.08 | 0.6 | 85.62% | CAISO | CAISO | CAISO | Biomass | None | 1 | 2099-12-31 | 0 | 0.6 | 1 | 1 | 1 | 0 | PG1029 | Blake's Landing - 80kW Generator | 0.08 | Biomass
| 9 | PG1030 | Castelanelli Bros. Biogas |  | PG&E | CA | San Joaquin | Solano | Biogas | Distributed | Existing | 2009-06-17 | 2019-06-16 | 1 | 0.3 | 1.3 | 49.47% | CAISO | CAISO | CAISO | Biomass | Solano | 1 | 2099-12-31 | 0 | 1.3 | 1 | 1 | 1 | 0 | PG1030 | Castelanelli Bros. Biogas | 0.3 | Biomass
| 10 | PG1031 | Santa Maria II | SISQUC_1_SMARIA | PG&E | CA | Santa Barbara | Santa Barbara | Biogas | Distributed | Existing | 2010-09-13 | 2025-09-12 | 1 | 1.42 | 12.439 | 100% | CAISO | CAISO | CAISO | Biomass | Greater_Carrizo | 1 | 2099-12-31 | 1 | 12.439 | 1 | 1 | 1 | 0 | SISQUC_1_SMARIA | Santa Maria II | 1.42 | Biomass | 1.42 | 1.03
| 11 | PG1034 | ABEC Bidart-Old River LLC | OLDRIV_6_BIOGAS | PG&E | CA | Kern | Westlands | Biogas | Distributed | Existing | 2014-03-10 | 2029-03-09 | 1 | 1.84 | 12.95 | 80.34% | CAISO | CAISO | CAISO | Biomass | Westlands | 1 | 2099-12-31 | 1 | 12.95 | 1 | 1 | 1 | 0 | OLDRIV_6_BIOGAS | ABEC Bidart-Old River LLC | 1.84 | Biomass | 2 | 1.67
| 12 | PG1035 | ABEC Bidart-Stockdale LLC | TUPMAN_1_BIOGAS | PG&E | CA | Kern | Westlands | Biogas | Distributed | Existing | 2013-04-06 | 2023-09-11 | 1 | 0.6 | 1.4 | 26.64% | CAISO | CAISO | CAISO | Biomass | Westlands | 1 | 2099-12-31 | 1 | 1.4 | 1 | 1 | 1 | 0 | TUPMAN_1_BIOGAS | ABEC Bidart-Stockdale LLC | 0.6 | Biomass | 0.6 | 0.21
| 13 | PG1046 | Potrero Hills Landfill | PEABDY_2_LNDFL1 | PG&E | CA | Solano | Solano | Biogas | Distributed | Existing | 2016-04-13 | 2041-04-12 | 1 | 8 | 56.1 | 80.05% | CAISO | CAISO | CAISO | Biomass | Solano | 1 | 2099-12-31 | 1 | 56.1 | 1 | 1 | 1 | 0 | PEABDY_2_LNDFL1 | Potrero Hills Landfill | 8 | Biomass | 8 | 7.09
| 14 | PG1049 | Sunshine Landfill | SUNSHN_2_LNDFL | PG&E | CA | Los Angeles | Tehachapi | Biogas | Distributed | Existing | 2014-09-01 | 2034-08-31 | 1 | 18.96 | 132.87 | 80% | CAISO | CAISO | CAISO | Biomass | Tehachapi | 1 | 2099-12-31 | 1 | 132.87 | 1 | 1 | 1 | 0 | SUNSHN_2_LNDFL | Sunshine Landfill | 18.96 | Biomass | 4.6 | 15.4
| 15 | PG2000 | Eel River Power LLC | PACLUM_6_UNIT | PG&E | CA | Humboldt | Humboldt County | Biomass | Large | Existing | 2011-10-01 | 2099-12-31 | 1 | 28.8 | 113.674 | 45.06% | CAISO | CAISO | CAISO | Biomass | None | 1 | 2099-12-31 | 1 | 113.674 | 1 | 1 | 1 | 0 | PACLUM_6_UNIT | Eel River Power LLC | 28.8 | Biomass | 28.8 | 15.4
| 16 | PG20008 | Sierra Pacific Ind. (Burney) | SPBURN_2_UNIT 1 | PG&E | CA | Shasta | Round Mountain - B | Biomass | Large | Existing | 1987-01-01 | 2015-09-08 | 0 | 20 | 85.089 | 48.57% | CAISO | CAISO | CAISO | Biomass | Northern_California | 1 | 2015-09-08 | 1 | 85.089 | 0 | 1 | 0 | 0
| 17 | PG20009 | Sierra Pacific Ind. (Quincy) | SPQUIN_6_SRPCQU | PG&E | CA | Plumas | Plumas County | Biomass | Large | Existing | 1987-03-05 | 2015-09-08 | 0 | 20 | 130.721 | 74.61% | CAISO | CAISO | CAISO | Biomass | None | 1 | 2015-09-08 | 1 | 130.721 | 0 | 1 | 0 | 0
| 18 | PG2001 | Burney Forest Products | BURNYF_2_UNIT 1 | PG&E | CA | Shasta | Round Mountain - B | Biomass | Large | Existing | 1990-01-03 | 2020-01-02 | 1 | 31 | 212.555 | 78.27% | CAISO | CAISO | CAISO | Biomass | Northern_California | 1 | 2099-12-31 | 1 | 212.555 | 1 | 1 | 1 | 0 | BURNYF_2_UNIT 1 | Burney Forest Products | 31 | Biomass | 31 | 28.19
| 19 | PG20011 | Sierra Pacific Ind. (Lincoln) | SPI LI_2_UNIT 1 | PG&E | CA | Placer | Placer County (Partial) | Biomass | Large | Existing | 1987-01-28 | 2015-09-08 | 0 | 7.5 | 61.766 | 94.01% | CAISO | CAISO | CAISO | Biomass | None | 1 | 2015-09-08 | 1 | 61.766 | 0 | 1 | 0 | 0
| 20 | PG20012 | Sierra Pacific Ind. (Anderson) | SPIAND_1_ANDSN2 | PG&E | CA | Shasta | Round Mountain - B | Biomass | Large | Existing | 1998-02-01 | 2015-09-08 | 0 | 5 | 1.661 | 3.792% | CAISO | CAISO | CAISO | Biomass | Northern_California | 1 | 2015-09-08 | 1 | 1.661 | 0 | 1 | 0 | 0
| 21 | PG20015 | Sierra Pacific Ind.(Sonora) | SPIFBD_1_PL1X2 | PG&E | CA | Tuolumne | Tuolumne County | Biomass | Large | Existing | 2009-01-01 | 2015-09-08 | 0 | 7.5 | 12.113 | 18.44% | CAISO | CAISO | CAISO | Biomass | None | 1 | 2015-09-08 | 1 | 12.113 | 0 | 1 | 0 | 0
| 22 | PG2002 | Collins Pine | COLPIN_6_COLLNS | PG&E | CA | Plumas | Plumas County | Biomass | Large | Existing | 1986-05-13 | 2016-05-12 | 1 | 12 | 27.909 | 26.55% | CAISO | CAISO | CAISO | Biomass | None | 1 | 2099-12-31 | 0 | 27.909 | 1 | 1 | 1 | 0 | COLPIN_6_COLLNS | Collins Pine | 12 | Biomass
| 23 | PG2003 | Covanta Mendota L. P. | MENBIO_6_UNIT | PG&E | CA | Fresno | Westlands | Biomass | Large | Existing | 1990-01-15 | 2015-01-14 | 1 | 25 | 169.974 | 77.61% | CAISO | CAISO | CAISO | Biomass | Westlands | 1 | 2099-12-31 | 1 | 169.974 | 1 | 1 | 1 | 0 | MENBIO_6_UNIT | Covanta Mendota L. P. | 25 | Biomass
| 24 | PG2004 | DG Fairhaven Power, LLC | FAIRHV_6_UNIT | PG&E | CA | Humboldt | Humboldt County | Biomass | Large | Existing | 1987-02-03 | 2017-02-02 | 1 | 17.25 | 102.661 | 67.94% | CAISO | CAISO | CAISO | Biomass | None | 1 | 2099-12-31 | 1 | 102.661 | 1 | 1 | 1 | 0 | FAIRHV_6_UNIT | DG Fairhaven Power, LLC | 17.25 | Biomass | 18.75 | 13.95
| 25 | PG2006 | Woodland Biomass | BIOMAS_1_UNIT 1 | PG&E | CA | Yolo | Sacramento River Valley | Biomass | Large | Existing | 2010-03-01 | 2020-02-29 | 1 | 25 | 175 | 79.91% | CAISO | CAISO | CAISO | Biomass | Northern_California | 1 | 2099-12-31 | 1 | 175 | 1 | 1 | 1 | 0 | BIOMAS_1_UNIT 1 | Woodland Biomass | 25 | Biomass | 25.5 | 23.33
| 26 | PG2007 | HL Power |  | PG&E | CA | Lassen | Lassen North | Biomass | Large | Existing | 1989-09-16 | 2019-09-15 | 1 | 32 | 166.019 | 59.22% | CAISO | CAISO | CAISO | Biomass | Northern_California | 1 | 2099-12-31 | 0 | 166.019 | 1 | 1 | 1 | 0 | PG2007 | HL Power | 32 | Biomass
| 27 | PG2012 | Pacific-Ultrapower Chinese Station | ULTPCH_1_UNIT 1 | PG&E | CA | Tuolumne | Tuolumne County | Biomass | Large | Existing | 1987-01-24 | 2017-01-23 | 1 | 22 | 127.398 | 66.11% | CAISO | CAISO | CAISO | Biomass | None | 1 | 2099-12-31 | 1 | 127.398 | 1 | 1 | 1 | 0 | ULTPCH_1_UNIT 1 | Pacific-Ultrapower Chinese Station | 22 | Biomass | 18 | 15.85
| 28 | PG2014 | Rio Bravo Fresno | ULTPFR_1_UNIT 1 | PG&E | CA | Fresno | Westlands | Biomass | Large | Existing | 1989-02-13 | 2019-02-12 | 1 | 26.5 | 170.282 | 73.35% | CAISO | CAISO | CAISO | Biomass | Westlands | 1 | 2099-12-31 | 1 | 170.282 | 1 | 1 | 1 | 0 | ULTPFR_1_UNIT 1 | Rio Bravo Fresno | 26.5 | Biomass | 24.3 | 19.04
| 29 | PG2015 | Rio Bravo Rocklin | ULTRCK_2_UNIT | PG&E | CA | Placer | Placer County (Partial) | Biomass | Large | Existing | 1990-03-17 | 2020-03-16 | 1 | 25 | 168.097 | 76.76% | CAISO | CAISO | CAISO | Biomass | None | 1 | 2099-12-31 | 1 | 168.097 | 1 | 1 | 1 | 0 | ULTRCK_2_UNIT | Rio Bravo Rocklin | 25 | Biomass | 24.4 | 18.47
| 30 | PG2022 | Thermal Energy Dev. Corp. | THMENG_1_UNIT 1 | PG&E | CA | San Joaquin | Solano | Biomass | Large | Existing | 1990-05-31 | 2020-05-30 | 1 | 21 | 142.518 | 77.47% | CAISO | CAISO | CAISO | Biomass | Solano | 1 | 2099-12-31 | 1 | 142.518 | 1 | 1 | 1 | 0 | THMENG_1_UNIT 1 | Thermal Energy Dev. Corp. | 21 | Biomass
| 31 | PG2025 | Wheelabrator Shasta | WSENGY_1_UNIT 1 | PG&E | CA | Shasta | Round Mountain - B | Biomass | Large | Existing | 1988-05-01 | 2018-04-30 | 1 | 54.9 | 388.822 | 80.85% | CAISO | CAISO | CAISO | Biomass | Northern_California | 1 | 2099-12-31 | 1 | 388.822 | 1 | 1 | 1 | 0 | WSENGY_1_UNIT 1 | Wheelabrator Shasta | 54.9 | Biomass | 50 | 41.18
| 32 | PG2026 | Wadham Energy LP | WADHAM_6_UNIT | PG&E | CA | Colusa | Sacramento River Valley | Biomass | Large | Existing | 2008-06-01 | 2018-05-31 | 1 | 26.5 | 141 | 60.74% | CAISO | CAISO | CAISO | Biomass | Northern_California | 1 | 2099-12-31 | 1 | 141 | 1 | 1 | 1 | 0 | WADHAM_6_UNIT | Wadham Energy LP | 26.5 | Biomass | 29.07 | 24.29
| 33 | PG2027 | Sierra Pacific Industries (SPI) REC Purchase Amended & Restated |  | PG&E | CA | Multiple | NonCREZ | Biomass | Large | Existing | 2013-02-15 | 2018-02-14 | 1 | 0 | 100 | 0% | CAISO | CAISO | CAISO | Biomass | - | 1 | 2099-12-31 | 0 | 100 | 1 | 1 | 1 | 1 | PG2027 | Sierra Pacific Industries (SPI) REC Purchase Amended & Restated | 0 | Biomass
| 34 | PG2029 | Mt. Poso | MTNPOS_1_UNIT | PG&E | CA | Kern | Westlands | Biomass | Large | Existing | 2012-02-21 | 2027-02-20 | 1 | 44 | 234.7655 | 60.91% | CAISO | CAISO | CAISO | Biomass | Westlands | 1 | 2099-12-31 | 1 | 234.7655 | 1 | 1 | 1 | 0 | MTNPOS_1_UNIT | Mt. Poso | 44 | Biomass | 46.64 | 33.05
| 35 | PG2030 | Shasta Renewable Resources (fka Anderson Biomass Plant and Kiara Biomass) | SPIAND_1_ANDSN2 | PG&E | CA | Shasta | Round Mountain - B | Biomass | Large | Existing | 2012-12-12 | 2015-01-30 | 0 | 6.8 | 50 | 83.94% | CAISO | CAISO | CAISO | Biomass | Northern_California | 1 | 2015-01-30 | 1 | 50 | 0 | 1 | 0 | 0
| 36 | PG2031 | El Nido Biomass Facility | ELNIDP_6_BIOMAS | PG&E | CA | Merced | Los Banos | Biomass | Large | Existing | 2009-02-21 | 2031-02-08 | 1 | 9 | 72 | 91.32% | CAISO | CAISO | CAISO | Biomass | Central_Valley_North_Los_Banos | 1 | 2099-12-31 | 1 | 72 | 1 | 1 | 1 | 0 | ELNIDP_6_BIOMAS | El Nido Biomass Facility | 9 | Biomass | 10.5 | 8.93
| 37 | PG2032 | Chowchilla Biomass Facility | CHWCHL_1_BIOMAS | PG&E | CA | Madera | Westlands | Biomass | Large | Existing | 2008-12-12 | 2031-02-08 | 1 | 9 | 72 | 91.32% | CAISO | CAISO | CAISO | Biomass | Westlands | 1 | 2099-12-31 | 1 | 72 | 1 | 1 | 1 | 0 | CHWCHL_1_BIOMAS | Chowchilla Biomass Facility | 9 | Biomass | 10.8 | 9.64
| 38 | PG2048 | DTE Stockton | COGNAT_1_UNIT | PG&E | CA | San Joaquin | Solano | Biomass | Large | Existing | 2014-02-21 | 2039-02-20 | 1 | 44.5 | 315 | 80.81% | CAISO | CAISO | CAISO | Biomass | Solano | 1 | 2099-12-31 | 1 | 315 | 1 | 1 | 1 | 0 | COGNAT_1_UNIT | DTE Stockton | 44.5 | Biomass | 45 | 45
| 39 | PG2050 | Ortigalita Power Company (Madera Project) |  | PG&E | CA | Merced | Los Banos | Biomass | Distributed | Existing | 2011-06-17 | 2026-06-16 | 1 | 0.75 | 5.585 | 85.01% | CAISO | CAISO | CAISO | Biomass | Central_Valley_North_Los_Banos | 1 | 2099-12-31 | 0 | 5.585 | 1 | 1 | 1 | 0 | PG2050 | Ortigalita Power Company (Madera Project) | 0.75 | Biomass
| 40 | PG2800 | SPI Biomass Portfolio | SPIAND_1_ANDSN2 | PG&E | CA | Multiple | NonCREZ | Biomass | Large | Existing | 2015-09-08 | 2035-09-08 | 1 | 58 | 346 | 68.1% | CAISO | CAISO | CAISO | Biomass | - | 1 | 2099-12-31 | 1 | 346 | 1 | 1 | 1 | 0 | SPIAND_1_ANDSN2 | SPI Biomass Portfolio | 58 | Biomass | 27.15 | 19.52
| 41 | PG30009 | Amedee Geothermal Venture 1 PURPA | WINAMD_6_UNIT 1 | PG&E | CA | Lassen | Lassen North | Geothermal |  | Existing | 2013-11-01 | 2016-10-31 | 1 | 0.69 | 3.5 | 57.9% | CAISO | CAISO | CAISO | Geothermal | Northern_California | 1 | 2099-12-31 | 0 | 3.5 | 1 | 1 | 1 | 0 | WINAMD_6_UNIT 1 | Amedee Geothermal Venture 1 PURPA | 0.69 | Geothermal
| 42 | PG3008 | Wendel Energy Operations 1, LLC |  | PG&E | CA | Lassen | Lassen North | Geothermal |  | Existing | 1985-11-20 | 2015-01-31 | 1 | 0.7 | 3.137 | 51.16% | CAISO | CAISO | CAISO | Geothermal | Northern_California | 1 | 2099-12-31 | 0 | 3.137 | 1 | 1 | 1 | 0 | PG3008 | Wendel Energy Operations 1, LLC | 0.7 | Geothermal
| 43 | PG3009 | Geysers - 2010 - 50/250/425 MW | ADLIN_1_UNITS | PG&E | CA | Multiple | Sonoma County | Geothermal |  | Existing | 2010-07-01 | 2021-12-31 | 1 | 250 | 2080 | 94.98% | CAISO | CAISO | CAISO | Geothermal | None | 1 | 2099-12-31 | 1 | 2080 | 1 | 1 | 1 | 0 | ADLIN_1_UNITS | Geysers - 2010 - 50/250/425 MW | 250 | Geothermal | 22 | 16
| 44 | PG3010 | Geysers 2008 (175 MW) |  | PG&E | CA | Multiple | Sonoma County | Geothermal |  | Existing | 2008-02-16 | 2014-12-31 | 1 | 175 | 1533 | 100% | CAISO | CAISO | CAISO | Geothermal | None | 1 | 2099-12-31 | 0 | 1533 | 1 | 1 | 1 | 0 | PG3010 | Geysers 2008 (175 MW) | 175 | Geothermal
| 45 | PG3028 | Mammoth G1 - RAM 2 | CONTRL_1_CASAD1 | PG&E | CA | Mono | Mono County (Partial) | Geothermal |  | Existing | 2013-12-26 | 2033-12-25 | 1 | 7.5 | 52.82 | 80.4% | CAISO | CAISO | CAISO | Geothermal | None | 1 | 2099-12-31 | 1 | 52.82 | 1 | 1 | 1 | 0 | CONTRL_1_CASAD1 | Mammoth G1 - RAM 2 | 7.5 | Geothermal | 10 | 6.05
| 46 | PG3029 | Mammoth G3 - RAM 1 | CONTRL_1_CASAD3 | PG&E | CA | Mono | Mono County (Partial) | Geothermal |  | Existing | 2013-04-01 | 2033-03-31 | 1 | 14 | 98.51 | 80.32% | CAISO | CAISO | CAISO | Geothermal | None | 1 | 2099-12-31 | 1 | 98.51 | 1 | 1 | 1 | 0 | CONTRL_1_CASAD3 | Mammoth G3 - RAM 1 | 14 | Geothermal | 14 | 8.47
| 47 | PG40002 | Swiss America | RIOOSO_1_QF | PG&E | CA | Placer | Placer County (Partial) | Hydro | Small | Existing | 1985-12-23 | 2099-12-31 | 1 | 0.1 | 0.286 | 32.65% | CAISO | CAISO | CAISO | Small_Hydro | None | 1 | 2099-12-31 | 1 | 0.286 | 1 | 1 | 1 | 0 | RIOOSO_1_QF | Swiss America | 0.1 | Small_Hydro | 1.7 | 1.08
| 48 | PG40003 | Tom Benninghoven | FTSWRD_7_QFUNTS | PG&E | CA | Humboldt/ Trinity | Trinity County | Hydro | Small | Existing | 1982-11-22 | 2099-12-31 | 1 | 0.025 | 0.078 | 35.62% | CAISO | CAISO | CAISO | Small_Hydro | None | 1 | 2099-12-31 | 1 | 0.078 | 1 | 1 | 1 | 0 | FTSWRD_7_QFUNTS | Tom Benninghoven | 0.025 | Small_Hydro | 1.6 | 0
| 49 | PG40007 | Hat Creek Hereford Ranch | CTNWDP_1_QF | PG&E | CA | Shasta | Round Mountain - B | Hydro | Small | Existing | 1982-12-09 | 2099-12-31 | 1 | 0.1 | 0.311 | 35.5% | CAISO | CAISO | CAISO | Small_Hydro | Northern_California | 1 | 2099-12-31 | 1 | 0.311 | 1 | 1 | 1 | 0 | CTNWDP_1_QF | Hat Creek Hereford Ranch | 0.1 | Small_Hydro | 0.5 | 0.01
| 50 | PG40011 | Charcoal Ravine | RIOOSO_1_QF | PG&E | CA | Sierra | Sierra County | Hydro | Small | Existing | 1986-02-13 | 2099-12-31 | 1 | 0.075 | 0.019 | 2.892% | CAISO | CAISO | CAISO | Small_Hydro | None | 1 | 2099-12-31 | 1 | 0.019 | 1 | 1 | 1 | 0 | RIOOSO_1_QF | Charcoal Ravine | 0.075 | Small_Hydro | 1.7 | 1.08
| 51 | PG40016 | James B. Peter | TBLMTN_6_QF | PG&E | CA | Plumas | Plumas County | Hydro | Small | Existing | 1984-01-17 | 2099-12-31 | 1 | 0.015 | 0.118 | 89.8% | CAISO | CAISO | CAISO | Small_Hydro | None | 1 | 2099-12-31 | 1 | 0.118 | 1 | 1 | 1 | 0 | TBLMTN_6_QF | James B. Peter | 0.015 | Small_Hydro | 1.7 | 0.22
| 52 | PG40018 | Sutter's Mill | VOLTA_7_QFUNTS | PG&E | CA | Shasta | Round Mountain - B | Hydro | Small | Existing | 1985-06-25 | 2099-12-31 | 1 | 0.15 | 0.748 | 56.93% | CAISO | CAISO | CAISO | Small_Hydro | Northern_California | 1 | 2099-12-31 | 1 | 0.748 | 1 | 1 | 1 | 0 | VOLTA_7_QFUNTS | Sutter's Mill | 0.15 | Small_Hydro | 1.3 | 0.06
| 53 | PG40020 | Eric And Debbie Wattenburg |  | PG&E | CA | Plumas | Plumas County | Hydro | Small | Existing | 1985-04-06 | 2099-12-31 | 1 | 0.275 | 0.281 | 11.66% | CAISO | CAISO | CAISO | Small_Hydro | None | 1 | 2099-12-31 | 0 | 0.281 | 1 | 1 | 1 | 0 | PG40020 | Eric And Debbie Wattenburg | 0.275 | Small_Hydro
| 54 | PG40024 | Rock Creek Water District | TESLA_1_QF | PG&E | CA | Calaveras | Central Valley North | Hydro | Small | Existing | 1986-02-25 | 2099-12-31 | 1 | 0.7 | 0.961 | 15.67% | CAISO | CAISO | CAISO | Small_Hydro | Central_Valley_North_Los_Banos | 1 | 2099-12-31 | 1 | 0.961 | 1 | 1 | 1 | 0 | TESLA_1_QF | Rock Creek Water District | 0.7 | Small_Hydro | 2 | 0.25
| 55 | PG40026 | Hypower, Inc. | FORKBU_6_UNIT | PG&E | CA | Butte | Sacramento River Valley | Hydro | Small | Existing | 1992-03-16 | 2022-03-15 | 1 | 10.8 | 41.988 | 44.38% | CAISO | CAISO | CAISO | Small_Hydro | Northern_California | 1 | 2099-12-31 | 1 | 41.988 | 1 | 1 | 1 | 0 | FORKBU_6_UNIT | Hypower, Inc. | 10.8 | Small_Hydro | 14.3 | 0.4
| 56 | PG40029 | Nevada Irrigation District/Bowman Hyroelectric Project | BOWMN_6_HYDRO | PG&E | CA | Nevada | Nevada County | Hydro | Small | Existing | 1986-08-18 | 2016-12-31 | 1 | 3.6 | 13.077 | 41.47% | CAISO | CAISO | CAISO | Small_Hydro | None | 1 | 2099-12-31 | 0 | 13.077 | 1 | 1 | 1 | 0 | BOWMN_6_HYDRO | Nevada Irrigation District/Bowman Hyroelectric Project | 3.6 | Small_Hydro | 3.6 | 2.35
| 57 | PG40030 | Malacha Hydro L.P. | MALCHQ_7_UNIT 1 | PG&E | CA | Lassen | Round Mountain - B | Hydro | Small | Existing | 1988-12-07 | 2028-12-06 | 1 | 26 | 55.131 | 24.21% | CAISO | CAISO | CAISO | Small_Hydro | Northern_California | 1 | 2099-12-31 | 1 | 55.131 | 1 | 1 | 1 | 0 | MALCHQ_7_UNIT 1 | Malacha Hydro L.P. | 26 | Small_Hydro | 32.5 | 0
| 58 | PG40033 | Schaads Hydro | TESLA_1_QF | PG&E | CA | Calaveras | Calaveras County | Hydro | Small | Existing | 1986-02-18 | 2099-12-31 | 1 | 0.23 | 0.614 | 30.47% | CAISO | CAISO | CAISO | Small_Hydro | None | 1 | 2099-12-31 | 1 | 0.614 | 1 | 1 | 1 | 0 | TESLA_1_QF | Schaads Hydro | 0.23 | Small_Hydro | 2 | 0.25
| 59 | PG40035 | Steve & Bonnie Tetrick |  | PG&E | CA | Shasta | Round Mountain - B | Hydro | Small | Existing | 1983-10-14 | 2099-12-31 | 1 | 0.1 | 0.19 | 21.69% | CAISO | CAISO | CAISO | Small_Hydro | Northern_California | 1 | 2099-12-31 | 0 | 0.19 | 1 | 1 | 1 | 0 | PG40035 | Steve & Bonnie Tetrick | 0.1 | Small_Hydro
| 60 | PG40038 | Lofton Ranch | TBLMTN_6_QF | PG&E | CA | Shasta | Round Mountain - B | Hydro | Small | Existing | 1983-11-04 | 2099-12-31 | 1 | 0.3 | 1.021 | 38.85% | CAISO | CAISO | CAISO | Small_Hydro | Northern_California | 1 | 2099-12-31 | 1 | 1.021 | 1 | 1 | 1 | 0 | TBLMTN_6_QF | Lofton Ranch | 0.3 | Small_Hydro | 1.7 | 0.22
| 61 | PG4004 | Arbuckle Mountain Hydro |  | PG&E | CA | Shasta | Round Mountain - B | Hydro | Small | Existing | 1986-12-01 | 2016-11-30 | 1 | 0.3 | 0.471 | 17.92% | CAISO | CAISO | CAISO | Small_Hydro | Northern_California | 1 | 2099-12-31 | 0 | 0.471 | 1 | 1 | 1 | 0 | PG4004 | Arbuckle Mountain Hydro | 0.3 | Small_Hydro
| 62 | PG40046 | Canal Creek Power Plant (RETA) | CURTIS_1_CANLCK | PG&E | CA | Merced | Los Banos | Hydro | Small | Existing | 1982-11-01 | 2015-02-28 | 1 | 0.9 | 1.182 | 14.99% | CAISO | CAISO | CAISO | Small_Hydro | Central_Valley_North_Los_Banos | 1 | 2099-12-31 | 0 | 1.182 | 1 | 1 | 1 | 0 | CURTIS_1_CANLCK | Canal Creek Power Plant (RETA) | 0.9 | Small_Hydro | 0.9 | 0
| 63 | PG40047 | Fairfield Power Plant (Papazian) | CURTIS_1_FARFLD | PG&E | CA | Merced | Los Banos | Hydro | Small | Existing | 1983-08-02 | 2015-02-28 | 0 | 0.9 | 1.651 | 20.94% | CAISO | CAISO | CAISO | Small_Hydro | Central_Valley_North_Los_Banos | 1 | 2015-02-28 | 0 | 1.651 | 0 | 1 | 0 | 0
| 64 | PG40048 | Eagle Hydro |  | PG&E | CA | El Dorado | El Dorado County | Hydro | Small | Existing | 1985-12-23 | 2099-12-31 | 1 | 0.48 | 1.486 | 35.34% | CAISO | CAISO | CAISO | Small_Hydro | None | 1 | 2099-12-31 | 0 | 1.486 | 1 | 1 | 1 | 0 | PG40048 | Eagle Hydro | 0.48 | Small_Hydro
| 65 | PG40051 | Wright Ranch Hydroelectric (fka Bertha Wright Bertillion) |  | PG&E | CA | Sierra | Sierra County | Hydro | Small | Existing | 1985-11-22 | 2099-12-31 | 1 | 0.04 | 0.01 | 2.854% | CAISO | CAISO | CAISO | Small_Hydro | None | 1 | 2099-12-31 | 0 | 0.01 | 1 | 1 | 1 | 0 | PG40051 | Wright Ranch Hydroelectric (fka Bertha Wright Bertillion) | 0.04 | Small_Hydro
| 66 | PG40052 | Humboldt Bay MWD | LOWGAP_7_MATHEW | PG&E | CA | Trinity | Trinity County | Hydro | Small | Existing | 1983-04-10 | 2099-12-31 | 1 | 2 | 5.52 | 31.51% | CAISO | CAISO | CAISO | Small_Hydro | None | 1 | 2099-12-31 | 0 | 5.52 | 1 | 1 | 1 | 0 | LOWGAP_7_MATHEW | Humboldt Bay MWD | 2 | Small_Hydro
| 67 | PG40058 | David O. Harde |  | PG&E | CA | El Dorado | El Dorado County | Hydro | Small | Existing | 1992-11-18 | 2099-12-31 | 1 | 0.1 | 0.014 | 1.598% | CAISO | CAISO | CAISO | Small_Hydro | None | 1 | 2099-12-31 | 0 | 0.014 | 1 | 1 | 1 | 0 | PG40058 | David O. Harde | 0.1 | Small_Hydro
| 68 | PG40059 | John Neerhout Jr. |  | PG&E | CA | Napa | Sonoma County | Hydro | Small | Existing | 1987-05-01 | 2099-12-31 | 1 | 0.085 | 0.08 | 10.74% | CAISO | CAISO | CAISO | Small_Hydro | None | 1 | 2099-12-31 | 0 | 0.08 | 1 | 1 | 1 | 0 | PG40059 | John Neerhout Jr. | 0.085 | Small_Hydro
| 69 | PG40062 | James Crane Hydro | TBLMTN_6_QF | PG&E | CA | Butte | Sacramento River Valley | Hydro | Small | Existing | 1991-06-20 | 2099-12-31 | 1 | 0.0025 | 0.006 | 27.4% | CAISO | CAISO | CAISO | Small_Hydro | Northern_California | 1 | 2099-12-31 | 1 | 0.006 | 1 | 1 | 1 | 0 | TBLMTN_6_QF | James Crane Hydro | 0.0025 | Small_Hydro | 1.7 | 0.22
| 70 | PG40063 | Etiwanda - Metropolitan Water District (MWD) | ETIWND_6_MWDETI | PG&E | CA | San Bernadino | San Bernardino - Lucerne | Hydro | Small | Existing | 1994-12-30 | 2099-12-31 | 1 | 24 | 5.66 | 2.692% | CAISO | CAISO | CAISO | Small_Hydro | Kramer_Inyokern | 1 | 2099-12-31 | 1 | 5.66 | 1 | 1 | 1 | 0 | ETIWND_6_MWDETI | Etiwanda - Metropolitan Water District (MWD) | 24 | Small_Hydro | 24 | 4.94
| 71 | PG4007 | Browns Valley Irrigation District FiT |  | PG&E | CA | Yuba | Yuba County | Hydro | Small | Existing | 2012-04-12 | 2022-04-11 | 1 | 1.04 | 5.2 | 57.08% | CAISO | CAISO | CAISO | Small_Hydro | California | 1 | 2099-12-31 | 0 | 5.2 | 1 | 1 | 1 | 0 | PG4007 | Browns Valley Irrigation District FiT | 1.04 | Small_Hydro
| 72 | PG40076 | Kekawaka Creek Hydroelectric Facility - RAM 4 | KEKAWK_6_UNIT | PG&E | CA | Trinity and Humboldt | Humboldt County | Hydro | Small | Existing | 2015-06-01 | 2035-05-31 | 1 | 5.5 | 13.26 | 27.52% | CAISO | CAISO | CAISO | Small_Hydro | None | 1 | 2099-12-31 | 1 | 13.26 | 1 | 1 | 1 | 0 | KEKAWK_6_UNIT | Kekawaka Creek Hydroelectric Facility - RAM 4 | 5.5 | Small_Hydro | 5.5 | 0
| 73 | PG40077 | Digger Creek Hydro | VOLTA_6_DIGHYD | PG&E | CA | Tehama | Sacramento River Valley | Hydro | Small | Existing | 2014-07-03 | 2024-07-02 | 1 | 0.65 | 3.5 | 61.47% | CAISO | CAISO | CAISO | Small_Hydro | Northern_California | 1 | 2099-12-31 | 1 | 3.5 | 1 | 1 | 1 | 0 | VOLTA_6_DIGHYD | Digger Creek Hydro | 0.65 | Small_Hydro | 0.6 | 0.31
| 74 | PG40078 | Cedar Flat |  | PG&E | CA | Trinity | Trinity County | Hydro | Small | Existing | 2015-04-17 | 2030-04-16 | 1 | 0.3 | 1.1 | 41.86% | CAISO | CAISO | CAISO | Small_Hydro | None | 1 | 2099-12-31 | 0 | 1.1 | 1 | 1 | 1 | 0 | PG40078 | Cedar Flat | 0.3 | Small_Hydro
| 75 | PG40079 | Clover Leaf |  | PG&E | CA | Shasta | Round Mountain - B | Hydro | Small | Existing | 2015-04-15 | 2030-04-14 | 1 | 0.2 | 0.8 | 45.66% | CAISO | CAISO | CAISO | Small_Hydro | Northern_California | 1 | 2099-12-31 | 0 | 0.8 | 1 | 1 | 1 | 0 | PG40079 | Clover Leaf | 0.2 | Small_Hydro
| 76 | PG40080 | McFadden Hydroelectric Facility (SB32) |  | PG&E | CA | Mendocino | Mendocino County | Hydro | Small | Existing | 2014-03-19 | 2034-03-18 | 1 | 0.356 | 1.446 | 46.37% | CAISO | CAISO | CAISO | Small_Hydro | None | 1 | 2099-12-31 | 0 | 1.446 | 1 | 1 | 1 | 0 | PG40080 | McFadden Hydroelectric Facility (SB32) | 0.356 | Small_Hydro
| 77 | PG40081 | Baker Creek Hydroelectric Project (SB32) | BRDGVL_7_BAKER | PG&E | CA | Humboldt | Humboldt County | Hydro | Small | Existing | 2014-11-06 | 2034-11-05 | 1 | 1.495 | 4.25 | 32.45% | CAISO | CAISO | CAISO | Small_Hydro | None | 1 | 2099-12-31 | 1 | 4.25 | 1 | 1 | 1 | 0 | BRDGVL_7_BAKER | Baker Creek Hydroelectric Project (SB32) | 1.495 | Small_Hydro | 1.49 | 0
| 78 | PG40082 | Water Wheel Ranch | CEDRCK_6_UNIT | PG&E | CA | Shasta | Round Mountain - B | Hydro | Small | Existing | 2015-04-01 | 2025-03-31 | 1 | 0.975 | 3.4 | 39.81% | CAISO | CAISO | CAISO | Small_Hydro | Northern_California | 1 | 2099-12-31 | 1 | 3.4 | 1 | 1 | 1 | 0 | CEDRCK_6_UNIT | Water Wheel Ranch | 0.975 | Small_Hydro | 0.98 | 0.11
| 79 | PG40083 | Salmon Creek Hydroelectric Project | ALLGNY_6_HYDRO1 | PG&E | CA | Sierra | Sierra County | Hydro | Small | Existing | 2014-12-03 | 2034-12-02 | 1 | 0.52 | 2.29 | 50.27% | CAISO | CAISO | CAISO | Small_Hydro | None | 1 | 2099-12-31 | 1 | 2.29 | 1 | 1 | 1 | 0 | ALLGNY_6_HYDRO1 | Salmon Creek Hydroelectric Project | 0.52 | Small_Hydro | 0.52 | 0
| 80 | PG40084 | Mill Sulphur Creek Project (SB32) (ReMAT) |  | PG&E | CA | Humboldt | Humboldt County | Hydro | Small | Existing | 2015-01-01 | 2034-12-31 | 1 | 0.995 | 2.45 | 28.11% | CAISO | CAISO | CAISO | Small_Hydro | None | 1 | 2099-12-31 | 0 | 2.45 | 1 | 1 | 1 | 0 | PG40084 | Mill Sulphur Creek Project (SB32) (ReMAT) | 0.995 | Small_Hydro
| 81 | PG40085 | Site 1174 (Madera Chowchilla) | STOREY_2_MDRCH2 | PG&E | CA | Madera | Westlands | Hydro | Small | Existing | 2016-08-01 | 2031-07-31 | 1 | 0.563 | 2.3798 | 48.25% | CAISO | CAISO | CAISO | Small_Hydro | Westlands | 1 | 2099-12-31 | 1 | 2.3798 | 1 | 1 | 1 | 0 | STOREY_2_MDRCH2 | Site 1174 (Madera Chowchilla) | 0.563 | Small_Hydro | 0.56 | 0.15
| 82 | PG40086 | Site 980 (Madera Chowchilla) | STOREY_7_MDRCHW | PG&E | CA | Madera | Westlands | Hydro | Small | Existing | 2015-06-18 | 2030-06-17 | 1 | 1.835 | 7.0078 | 43.6% | CAISO | CAISO | CAISO | Small_Hydro | Westlands | 1 | 2099-12-31 | 1 | 7.0078 | 1 | 1 | 1 | 0 | STOREY_7_MDRCHW | Site 980 (Madera Chowchilla) | 1.835 | Small_Hydro | 1.84 | 0.42
| 83 | PG40087 | Site 1923 (Madera Chowchilla) | STOREY_2_MDRCH4 | PG&E | CA | Madera | Westlands | Hydro | Small | Existing | 2016-07-19 | 2031-07-18 | 1 | 0.916 | 2.8778 | 35.86% | CAISO | CAISO | CAISO | Small_Hydro | Westlands | 1 | 2099-12-31 | 0 | 2.8778 | 1 | 1 | 1 | 0 | STOREY_2_MDRCH4 | Site 1923 (Madera Chowchilla) | 0.916 | Small_Hydro | 0.92 | 0.19
| 84 | PG40088 | Site 1302 (Madera Chowchilla) | STOREY_2_MDRCH3 | PG&E | CA | Madera | Westlands | Hydro | Small | Existing | 2016-08-01 | 2031-07-31 | 1 | 0.424 | 1.005 | 27.06% | CAISO | CAISO | CAISO | Small_Hydro | Westlands | 1 | 2099-12-31 | 1 | 1.005 | 1 | 1 | 1 | 0 | STOREY_2_MDRCH3 | Site 1302 (Madera Chowchilla) | 0.424 | Small_Hydro | 0.42 | 0.05
| 85 | PG40089 | Centerville Powerhouse | CNTRVL_6_UNIT | PG&E | CA | Butte | Sacramento River Valley | Hydro | Small | Existing | 1990-05-01 | 2099-12-31 | 1 | 6.4 | 0 | 0% | CAISO | CAISO | CAISO | Small_Hydro | Northern_California | 1 | 2099-12-31 | 1 | 0 | 1 | 1 | 1 | 0 | CNTRVL_6_UNIT | Centerville Powerhouse | 6.4 | Small_Hydro | 6.4 | 4.57
| 86 | PG40090 | Kilarc Powerhouse | KILARC_2_UNIT 1 | PG&E | CA | Shasta | Round Mountain - B | Hydro | Small | Existing | 1903-10-01 | 2099-12-31 | 1 | 3.2 | 17.0281 | 60.75% | CAISO | CAISO | CAISO | Small_Hydro | Northern_California | 1 | 2099-12-31 | 1 | 17.0281 | 1 | 1 | 1 | 0 | KILARC_2_UNIT 1 | Kilarc Powerhouse | 3.2 | Small_Hydro | 1.5 | 0.99
| 87 | PG40091 | Alta Powerhouse | BNNIEN_7_ALTAPH | PG&E | CA | Placer | Placer County (Partial) | Hydro | Small | Existing | 1905-05-09 | 2099-12-31 | 1 | 1 | 4.6035 | 52.55% | CAISO | CAISO | CAISO | Small_Hydro | None | 1 | 2099-12-31 | 1 | 4.6035 | 1 | 1 | 1 | 0 | BNNIEN_7_ALTAPH | Alta Powerhouse | 1 | Small_Hydro | 1 | 0.56
| 88 | PG40092 | Lime Saddle Powerhouse | CLRKRD_6_LIMESD | PG&E | CA | Butte | Sacramento River Valley | Hydro | Small | Existing | 1906-08-01 | 2099-12-31 | 1 | 2 | 6.9773 | 39.82% | CAISO | CAISO | CAISO | Small_Hydro | Northern_California | 1 | 2099-12-31 | 1 | 6.9773 | 1 | 1 | 1 | 0 | CLRKRD_6_LIMESD | Lime Saddle Powerhouse | 2 | Small_Hydro | 2 | 0.46
| 89 | PG40093 | Cow Creek Powerhouse | COWCRK_2_UNIT | PG&E | CA | Shasta | Round Mountain - B | Hydro | Small | Existing | 1907-01-02 | 2099-12-31 | 1 | 1.8 | 8.7549 | 55.52% | CAISO | CAISO | CAISO | Small_Hydro | Northern_California | 1 | 2099-12-31 | 1 | 8.7549 | 1 | 1 | 1 | 0 | COWCRK_2_UNIT | Cow Creek Powerhouse | 1.8 | Small_Hydro | 2 | 0.15
| 90 | PG40094 | Potter Valley Powerhouse | POTTER_6_UNIT 1 | PG&E | CA | Mendocino | Mendocino County | Hydro | Small | Existing | 1908-04-01 | 2099-12-31 | 1 | 9.2 | 38.762 | 48.1% | CAISO | CAISO | CAISO | Small_Hydro | None | 1 | 2099-12-31 | 0 | 38.762 | 1 | 1 | 1 | 0 | POTTER_6_UNIT 1 | Potter Valley Powerhouse | 9.2 | Small_Hydro
| 91 | PG40095 | Deer Creek Powerhouse | DEERCR_6_UNIT 1 | PG&E | CA | Nevada | Nevada County | Hydro | Small | Existing | 1908-05-06 | 2099-12-31 | 1 | 5.7 | 25.3698 | 50.81% | CAISO | CAISO | CAISO | Small_Hydro | None | 1 | 2099-12-31 | 1 | 25.3698 | 1 | 1 | 1 | 0 | DEERCR_6_UNIT 1 | Deer Creek Powerhouse | 5.7 | Small_Hydro | 7 | 3.05
| 92 | PG40096 | Wishon Powerhouse | WISHON_6_UNIT 1 | PG&E | CA | Madera | Westlands | Hydro | Small | Existing | 1910-09-20 | 2099-12-31 | 1 | 20 | 67.3407 | 38.44% | CAISO | CAISO | CAISO | Small_Hydro | Westlands | 1 | 2099-12-31 | 0 | 67.3407 | 1 | 1 | 1 | 0 | WISHON_6_UNIT 1 | Wishon Powerhouse | 20 | Small_Hydro
| 93 | PG40097 | Tule Powerhouse | SPRGVL_2_TULE | PG&E | CA | Tulare | Westlands | Hydro | Small | Existing | 1914-01-21 | 2099-12-31 | 1 | 6.4 | 23.7344 | 42.33% | CAISO | CAISO | CAISO | Small_Hydro | Westlands | 1 | 2099-12-31 | 1 | 23.7344 | 1 | 1 | 1 | 0 | SPRGVL_2_TULE | Tule Powerhouse | 6.4 | Small_Hydro | 6.4 | 0
| 94 | PG40098 | Halsey Powerhouse | HALSEY_6_UNIT | PG&E | CA | Placer | Placer County (Partial) | Hydro | Small | Existing | 1916-12-06 | 2099-12-31 | 1 | 11 | 65.0713 | 67.53% | CAISO | CAISO | CAISO | Small_Hydro | None | 1 | 2099-12-31 | 1 | 65.0713 | 1 | 1 | 1 | 0 | HALSEY_6_UNIT | Halsey Powerhouse | 11 | Small_Hydro | 13.5 | 13.5
| 95 | PG40099 | Wise Powerhouse | WISE_1_UNIT 1 | PG&E | CA | Placer | Placer County (Partial) | Hydro | Small | Existing | 1917-03-04 | 2099-12-31 | 1 | 14 | 82.8199 | 67.53% | CAISO | CAISO | CAISO | Small_Hydro | None | 1 | 2099-12-31 | 1 | 82.8199 | 1 | 1 | 1 | 0 | WISE_1_UNIT 1 | Wise Powerhouse | 14 | Small_Hydro | 14.5 | 14.5
| 96 | PG4010 | Calaveras PUD-Hydro #1 |  | PG&E | CA | Calaveras | Calaveras County | Hydro | Small | Existing | 2012-04-01 | 2032-03-31 | 1 | 0.09 | 0.4 | 50.74% | CAISO | CAISO | CAISO | Small_Hydro | None | 1 | 2099-12-31 | 0 | 0.4 | 1 | 1 | 1 | 0 | PG4010 | Calaveras PUD-Hydro #1 | 0.09 | Small_Hydro
| 97 | PG40100 | San Joaquin #2 Powerhouse | CRNEVL_6_SJQN 2 | PG&E | CA | Madera | Westlands | Hydro | Small | Existing | 1917-09-29 | 2099-12-31 | 1 | 3.2 | 11.1343 | 39.72% | CAISO | CAISO | CAISO | Small_Hydro | Westlands | 1 | 2099-12-31 | 1 | 11.1343 | 1 | 1 | 1 | 0 | CRNEVL_6_SJQN 2 | San Joaquin #2 Powerhouse | 3.2 | Small_Hydro | 3.2 | 0.48
| 98 | PG40101 | San Joaquin #1-A Powerhouse | CRNEVL_6_SJQN 1 | PG&E | CA | Madera | Westlands | Hydro | Small | Existing | 1919-03-12 | 2099-12-31 | 1 | 0.4 | 1.6276 | 46.45% | CAISO | CAISO | CAISO | Small_Hydro | Westlands | 1 | 2099-12-31 | 0 | 1.6276 | 1 | 1 | 1 | 0 | CRNEVL_6_SJQN 1 | San Joaquin #1-A Powerhouse | 0.4 | Small_Hydro
| 99 | PG40102 | Crane Valley Powerhouse | CRNEVL_6_CRNVA | PG&E | CA | Madera | Westlands | Hydro | Small | Existing | 1919-07-04 | 2099-12-31 | 1 | 0.9 | 3.378 | 42.85% | CAISO | CAISO | CAISO | Small_Hydro | Westlands | 1 | 2099-12-31 | 1 | 3.378 | 1 | 1 | 1 | 0 | CRNEVL_6_CRNVA | Crane Valley Powerhouse | 0.9 | Small_Hydro | 0.9 | 0.23
| 100 | PG40103 | Hamilton Branch Powerhouse | HMLTBR_6_UNITS | PG&E | CA | Plumas | Plumas County | Hydro | Small | Existing | 1921-01-02 | 2099-12-31 | 1 | 4.8 | 28.63 | 68.09% | CAISO | CAISO | CAISO | Small_Hydro | None | 1 | 2099-12-31 | 1 | 28.63 | 1 | 1 | 1 | 0 | HMLTBR_6_UNITS | Hamilton Branch Powerhouse | 4.8 | Small_Hydro | 4.9 | 0.89
| 101 | PG40104 | Kern Canyon Powerhouse | KRNCNY_6_UNIT | PG&E | CA | Kern | Westlands | Hydro | Small | Existing | 1921-08-08 | 2099-12-31 | 1 | 11.5 | 53.9328 | 53.54% | CAISO | CAISO | CAISO | Small_Hydro | Westlands | 1 | 2099-12-31 | 1 | 53.9328 | 1 | 1 | 1 | 0 | KRNCNY_6_UNIT | Kern Canyon Powerhouse | 11.5 | Small_Hydro | 11.5 | 0.56
| 102 | PG40105 | Hat Creek #1 Powerhouse | HATCR1_7_UNIT | PG&E | CA | Shasta | Round Mountain - B | Hydro | Small | Existing | 1921-08-22 | 2099-12-31 | 1 | 8.5 | 34.3708 | 46.16% | CAISO | CAISO | CAISO | Small_Hydro | Northern_California | 1 | 2099-12-31 | 1 | 34.3708 | 1 | 1 | 1 | 0 | HATCR1_7_UNIT | Hat Creek #1 Powerhouse | 8.5 | Small_Hydro | 8.5 | 1.81
| 103 | PG40106 | Spring Gap Powerhouse | SPRGAP_1_UNIT 1 | PG&E | CA | Tuolumne | Tuolumne County | Hydro | Small | Existing | 1921-09-16 | 2099-12-31 | 1 | 7 | 46.3777 | 75.63% | CAISO | CAISO | CAISO | Small_Hydro | None | 1 | 2099-12-31 | 1 | 46.3777 | 1 | 1 | 1 | 0 | SPRGAP_1_UNIT 1 | Spring Gap Powerhouse | 7 | Small_Hydro | 7 | 1.95
| 104 | PG40107 | Hat Creek #2 Powerhouse | HATCR1_7_UNIT | PG&E | CA | Shasta | Round Mountain - B | Hydro | Small | Existing | 1921-09-28 | 2099-12-31 | 1 | 8.5 | 46.7365 | 62.77% | CAISO | CAISO | CAISO | Small_Hydro | Northern_California | 1 | 2099-12-31 | 1 | 46.7365 | 1 | 1 | 1 | 0 | HATCR1_7_UNIT | Hat Creek #2 Powerhouse | 8.5 | Small_Hydro | 8.5 | 1.81
| 105 | PG40108 | San Joaquin #3 Powerhouse | CRNEVL_6_SJQN 3 | PG&E | CA | Madera | Westlands | Hydro | Small | Existing | 1923-08-17 | 2099-12-31 | 1 | 4.2 | 14.548 | 39.54% | CAISO | CAISO | CAISO | Small_Hydro | Westlands | 1 | 2099-12-31 | 1 | 14.548 | 1 | 1 | 1 | 0 | CRNEVL_6_SJQN 3 | San Joaquin #3 Powerhouse | 4.2 | Small_Hydro | 4.2 | 0
| 106 | PG40109 | Spaulding #1 Powerhouse | SPAULD_6_UNIT 1 | PG&E | CA | Nevada | Nevada County | Hydro | Small | Existing | 1928-05-08 | 2099-12-31 | 1 | 7 | 10.1225 | 16.51% | CAISO | CAISO | CAISO | Small_Hydro | None | 1 | 2099-12-31 | 0 | 10.1225 | 1 | 1 | 1 | 0 | SPAULD_6_UNIT 1 | Spaulding #1 Powerhouse | 7 | Small_Hydro
| 107 | PG4011 | Calaveras PUD-Hydro #2 |  | PG&E | CA | Calaveras | Calaveras County | Hydro | Small | Existing | 2012-04-01 | 2032-03-31 | 1 | 0.09 | 0.4 | 50.74% | CAISO | CAISO | CAISO | Small_Hydro | None | 1 | 2099-12-31 | 0 | 0.4 | 1 | 1 | 1 | 0 | PG4011 | Calaveras PUD-Hydro #2 | 0.09 | Small_Hydro
| 108 | PG40110 | Spaulding #2 Powerhouse | SPAULD_6_UNIT 2 | PG&E | CA | Nevada | Nevada County | Hydro | Small | Existing | 1928-07-16 | 2099-12-31 | 1 | 4.4 | 49.4552 | 128.3% | CAISO | CAISO | CAISO | Small_Hydro | None | 1 | 2099-12-31 | 0 | 49.4552 | 1 | 1 | 1 | 0 | SPAULD_6_UNIT 2 | Spaulding #2 Powerhouse | 4.4 | Small_Hydro
| 109 | PG40111 | Spaulding #3 Powerhouse | SPAULD_6_UNIT 3 | PG&E | CA | Nevada | Nevada County | Hydro | Small | Existing | 1929-02-21 | 2099-12-31 | 1 | 5.8 | 40.0979 | 78.92% | CAISO | CAISO | CAISO | Small_Hydro | None | 1 | 2099-12-31 | 1 | 40.0979 | 1 | 1 | 1 | 0 | SPAULD_6_UNIT 3 | Spaulding #3 Powerhouse | 5.8 | Small_Hydro | 6.5 | 2.88
| 110 | PG40112 | Merced Falls Powerhouse | MERCFL_6_UNIT | PG&E | CA | Merced | Los Banos | Hydro | Small | Existing | 1930-07-21 | 2099-12-31 | 1 | 3.5 | 11.1049 | 36.22% | CAISO | CAISO | CAISO | Small_Hydro | Central_Valley_North_Los_Banos | 1 | 2099-12-31 | 1 | 11.1049 | 1 | 1 | 1 | 0 | MERCFL_6_UNIT | Merced Falls Powerhouse | 3.5 | Small_Hydro | 3.5 | 3.36
| 111 | PG40113 | Phoenix Powerhouse | PHOENX_1_UNIT | PG&E | CA | Tuolumne | Tuolumne County | Hydro | Small | Existing | 1940-02-20 | 2099-12-31 | 1 | 2 | 11.9572 | 68.25% | CAISO | CAISO | CAISO | Small_Hydro | None | 1 | 2099-12-31 | 1 | 11.9572 | 1 | 1 | 1 | 0 | PHOENX_1_UNIT | Phoenix Powerhouse | 2 | Small_Hydro | 2 | 0.82
| 112 | PG40114 | Narrows #1 Powerhouse | NAROW1_2_UNIT | PG&E | CA | Nevada | Nevada County | Hydro | Small | Existing | 1942-12-29 | 2099-12-31 | 1 | 12 | 85.2574 | 81.1% | CAISO | CAISO | CAISO | Small_Hydro | None | 1 | 2099-12-31 | 1 | 85.2574 | 1 | 1 | 1 | 0 | NAROW1_2_UNIT | Narrows #1 Powerhouse | 12 | Small_Hydro | 12 | 12
| 113 | PG40115 | Dutch Flat #1 Powerhouse | DUTCH1_7_UNIT 1 | PG&E | CA | Placer | Placer County (Partial) | Hydro | Small | Existing | 1943-03-29 | 2099-12-31 | 1 | 22 | 77.4944 | 40.21% | CAISO | CAISO | CAISO | Small_Hydro | None | 1 | 2099-12-31 | 1 | 77.4944 | 1 | 1 | 1 | 0 | DUTCH1_7_UNIT 1 | Dutch Flat #1 Powerhouse | 22 | Small_Hydro | 22 | 22
| 114 | PG40116 | West Point Powerhouse | WESTPT_2_UNIT | PG&E | CA | Amador | Amador County | Hydro | Small | Existing | 1948-11-21 | 2099-12-31 | 1 | 14.5 | 102.2942 | 80.53% | CAISO | CAISO | CAISO | Small_Hydro | None | 1 | 2099-12-31 | 1 | 102.2942 | 1 | 1 | 1 | 0 | WESTPT_2_UNIT | West Point Powerhouse | 14.5 | Small_Hydro | 14 | 14
| 115 | PG40117 | DeSabla Powerhouse | DSABLA_7_UNIT | PG&E | CA | Butte | Sacramento River Valley | Hydro | Small | Existing | 1963-02-28 | 2099-12-31 | 1 | 18.5 | 87.3228 | 53.88% | CAISO | CAISO | CAISO | Small_Hydro | Northern_California | 1 | 2099-12-31 | 1 | 87.3228 | 1 | 1 | 1 | 0 | DSABLA_7_UNIT | DeSabla Powerhouse | 18.5 | Small_Hydro | 18.5 | 2.65
| 116 | PG40118 | Chili Bar Powerhouse | PLACVL_1_CHILIB | PG&E | CA | El Dorado | El Dorado County | Hydro | Small | Existing | 1965-03-22 | 2099-12-31 | 1 | 7 | 33.6255 | 54.84% | CAISO | CAISO | CAISO | Small_Hydro | None | 1 | 2099-12-31 | 1 | 33.6255 | 1 | 1 | 1 | 0 | PLACVL_1_CHILIB | Chili Bar Powerhouse | 7 | Small_Hydro | 8.4 | 8.4
| 117 | PG40119 | Coleman Powerhouse | COLEMN_2_UNIT | PG&E | CA | Shasta | Round Mountain - B | Hydro | Small | Existing | 1979-09-19 | 2099-12-31 | 1 | 13 | 60.2174 | 52.88% | CAISO | CAISO | CAISO | Small_Hydro | Northern_California | 1 | 2099-12-31 | 1 | 60.2174 | 1 | 1 | 1 | 0 | COLEMN_2_UNIT | Coleman Powerhouse | 13 | Small_Hydro | 13 | 4.25
| 118 | PG4012 | Calaveras PUD-Hydro #3 |  | PG&E | CA | Calaveras | Calaveras County | Hydro | Small | Existing | 2012-04-01 | 2032-03-31 | 1 | 0.09 | 0.4 | 50.74% | CAISO | CAISO | CAISO | Small_Hydro | None | 1 | 2099-12-31 | 0 | 0.4 | 1 | 1 | 1 | 0 | PG4012 | Calaveras PUD-Hydro #3 | 0.09 | Small_Hydro
| 119 | PG40120 | Inskip Powerhouse | INSKIP_2_UNIT | PG&E | CA | Tehama | Sacramento River Valley | Hydro | Small | Existing | 1979-10-09 | 2099-12-31 | 1 | 8 | 52.7556 | 75.28% | CAISO | CAISO | CAISO | Small_Hydro | Northern_California | 1 | 2099-12-31 | 1 | 52.7556 | 1 | 1 | 1 | 0 | INSKIP_2_UNIT | Inskip Powerhouse | 8 | Small_Hydro | 8 | 1.36
| 120 | PG40121 | South Powerhouse | SOUTH_2_UNIT | PG&E | CA | Tehama | Sacramento River Valley | Hydro | Small | Existing | 1979-12-08 | 2099-12-31 | 1 | 7 | 47.6949 | 77.78% | CAISO | CAISO | CAISO | Small_Hydro | Northern_California | 1 | 2099-12-31 | 1 | 47.6949 | 1 | 1 | 1 | 0 | SOUTH_2_UNIT | South Powerhouse | 7 | Small_Hydro | 7.1 | 1.53
| 121 | PG40122 | Volta 1 Powerhouse | VOLTA_2_UNIT 1 | PG&E | CA | Shasta | Round Mountain - B | Hydro | Small | Existing | 1980-04-04 | 2099-12-31 | 1 | 9 | 38.4064 | 48.71% | CAISO | CAISO | CAISO | Small_Hydro | Northern_California | 1 | 2099-12-31 | 1 | 38.4064 | 1 | 1 | 1 | 0 | VOLTA_2_UNIT 1 | Volta 1 Powerhouse | 9 | Small_Hydro | 9.1 | 3.92
| 122 | PG40123 | Volta 2 Powerhouse | VOLTA_2_UNIT 2 | PG&E | CA | Shasta | Round Mountain - B | Hydro | Small | Existing | 1981-10-30 | 2099-12-31 | 1 | 0.9 | 6.1655 | 78.2% | CAISO | CAISO | CAISO | Small_Hydro | Northern_California | 1 | 2099-12-31 | 1 | 6.1655 | 1 | 1 | 1 | 0 | VOLTA_2_UNIT 2 | Volta 2 Powerhouse | 0.9 | Small_Hydro | 1 | 0.45
| 123 | PG40124 | Oak Flat Powerhouse | BUCKCK_7_OAKFLT | PG&E | CA | Plumas | Plumas County | Hydro | Small | Existing | 1985-11-02 | 2099-12-31 | 1 | 1.3 | 7.2218 | 63.42% | CAISO | CAISO | CAISO | Small_Hydro | None | 1 | 2099-12-31 | 1 | 7.2218 | 1 | 1 | 1 | 0 | BUCKCK_7_OAKFLT | Oak Flat Powerhouse | 1.3 | Small_Hydro | 1.3 | 1.3
| 124 | PG40125 | Toadtown Powerhouse | TOADTW_6_UNIT | PG&E | CA | Butte | Sacramento River Valley | Hydro | Small | Existing | 1986-04-22 | 2099-12-31 | 1 | 1.5 | 4.9739 | 37.85% | CAISO | CAISO | CAISO | Small_Hydro | Northern_California | 1 | 2099-12-31 | 1 | 4.9739 | 1 | 1 | 1 | 0 | TOADTW_6_UNIT | Toadtown Powerhouse | 1.5 | Small_Hydro | 1.5 | 0.11
| 125 | PG40126 | Newcastle Powerhouse | NWCSTL_7_UNIT 1 | PG&E | CA | Placer | Placer County (Partial) | Hydro | Small | Existing | 1986-10-28 | 2099-12-31 | 1 | 11.5 | 37.9693 | 37.69% | CAISO | CAISO | CAISO | Small_Hydro | None | 1 | 2099-12-31 | 1 | 37.9693 | 1 | 1 | 1 | 0 | NWCSTL_7_UNIT 1 | Newcastle Powerhouse | 11.5 | Small_Hydro | 12 | 0.13
| 126 | PG40127 | Wise #2 Powerhouse | WISE_1_UNIT 1 | PG&E | CA | Placer | Placer County (Partial) | Hydro | Small | Existing | 1986-12-12 | 2099-12-31 | 1 | 3.1 | 2.2801 | 8.396% | CAISO | CAISO | CAISO | Small_Hydro | None | 1 | 2099-12-31 | 1 | 2.2801 | 1 | 1 | 1 | 0 | WISE_1_UNIT 1 | Wise #2 Powerhouse | 3.1 | Small_Hydro | 14.5 | 14.5
| 127 | PG40128 | Kerckhoff Powerhouse | KERKH1_7_UNIT 1 | PG&E | CA | Fresno | Westlands | Hydro | Small | Existing | 1920-08-15 | 2099-12-31 | 1 | 25.4 | 19.3903 | 8.715% | CAISO | CAISO | CAISO | Small_Hydro | Westlands | 1 | 2099-12-31 | 1 | 19.3903 | 1 | 1 | 1 | 0 | KERKH1_7_UNIT 1 | Kerckhoff Powerhouse | 25.4 | Small_Hydro | 13 | 13
| 128 | PG40129 | Rock Creek Powerhouse | RCKCRK_7_UNIT 2 | PG&E | CA | Plumas | Plumas County | Hydro | Small | Existing | 1950-03-01 | 2099-12-31 | 1 | 11 | 31.9 | 33.11% | CAISO | CAISO | CAISO | Small_Hydro | None | 1 | 2099-12-31 | 1 | 31.9 | 1 | 1 | 1 | 0 | RCKCRK_7_UNIT 2 | Rock Creek Powerhouse | 11 | Small_Hydro | 56.9 | 56.9
| 129 | PG40131 | Rock Creek (SB32) | PLACVL_1_RCKCRE | PG&E | CA | El Dorado | El Dorado County | Hydro | Small | Existing | 2016-10-27 | 2036-10-26 | 1 | 2.796 | 6.324 | 25.82% | CAISO | CAISO | CAISO | Small_Hydro | None | 1 | 2099-12-31 | 1 | 6.324 | 1 | 1 | 1 | 0 | PLACVL_1_RCKCRE | Rock Creek (SB32) | 2.796 | Small_Hydro | 5 | 1.19
| 130 | PG40137 | Solano Irrigation District (SID)(ID/WA) | MONTPH_7_UNITS | PG&E | CA | Napa | Sacramento River Valley | Hydro | Small | Existing | 1981-09-01 | 2030-12-31 | 1 | 11.9 | 32.82 | 31.48% | CAISO | CAISO | CAISO | Small_Hydro | Northern_California | 1 | 2099-12-31 | 1 | 32.82 | 1 | 1 | 1 | 0 | MONTPH_7_UNITS | Solano Irrigation District (SID)(ID/WA) | 11.9 | Small_Hydro | 1.5 | 5.43
| 131 | PG4019 | Eif Haypress, LLC (Lwr) | HAYPRS_6_QFUNTS | PG&E | CA | Sierra | Sierra County | Hydro | Small | Existing | 1989-04-11 | 2019-04-10 | 1 | 6.1 | 8.211 | 15.37% | CAISO | CAISO | CAISO | Small_Hydro | None | 1 | 2099-12-31 | 1 | 8.211 | 1 | 1 | 1 | 0 | HAYPRS_6_QFUNTS | Eif Haypress, LLC (Lwr) | 6.1 | Small_Hydro | 14.8 | 0
| 132 | PG4020 | Eif Haypress LLC (Mdl) | HAYPRS_6_QFUNTS | PG&E | CA | Sierra | Sierra County | Hydro | Small | Existing | 1989-04-15 | 2019-04-14 | 1 | 8.7 | 8.521 | 11.18% | CAISO | CAISO | CAISO | Small_Hydro | None | 1 | 2099-12-31 | 1 | 8.521 | 1 | 1 | 1 | 0 | HAYPRS_6_QFUNTS | Eif Haypress LLC (Mdl) | 8.7 | Small_Hydro | 14.8 | 0
| 133 | PG4022 | El Dorado (Montgomery Ck) | ELDORO_7_UNIT 1 | PG&E | CA | El Dorado | Round Mountain - B | Hydro | Small | Existing | 1987-02-28 | 2017-02-27 | 1 | 2.6 | 8.701 | 38.2% | CAISO | CAISO | CAISO | Small_Hydro | Northern_California | 1 | 2099-12-31 | 1 | 8.701 | 1 | 1 | 1 | 0 | ELDORO_7_UNIT 1 | El Dorado (Montgomery Ck) | 2.6 | Small_Hydro | 11 | 11
| 134 | PG4025 | Far West Power Corporation | FULTON_1_QF | PG&E | CA | Mendocino | Mendocino County | Hydro | Small | Existing | 1987-09-30 | 2017-09-29 | 1 | 0.4 | 0.196 | 5.594% | CAISO | CAISO | CAISO | Small_Hydro | None | 1 | 2099-12-31 | 1 | 0.196 | 1 | 1 | 1 | 0 | FULTON_1_QF | Far West Power Corporation | 0.4 | Small_Hydro | 1 | 0.05
| 135 | PG4026 | Five Bears Hydroelectric | TBLMTN_6_QF | PG&E | CA | Plumas | Plumas County | Hydro | Small | Existing | 1989-04-27 | 2019-04-26 | 1 | 0.99 | 1.043 | 12.03% | CAISO | CAISO | CAISO | Small_Hydro | None | 1 | 2099-12-31 | 1 | 1.043 | 1 | 1 | 1 | 0 | TBLMTN_6_QF | Five Bears Hydroelectric | 0.99 | Small_Hydro | 1.7 | 0.22
| 136 | PG4027 | Friant Power Authority | FRIANT_6_UNITS | PG&E | CA | Fresno | Westlands | Hydro | Small | Existing | 1985-04-16 | 2015-12-31 | 0 | 25 | 80.127 | 36.59% | CAISO | CAISO | CAISO | Small_Hydro | Westlands | 1 | 2015-12-31 | 1 | 80.127 | 0 | 1 | 0 | 0
| 137 | PG4031 | Salmon Creek Hydroelectric Company, LLC | ALLGNY_6_HYDRO1 | PG&E | CA | Sierra | Sierra County | Hydro | Small | Existing | 1984-11-28 | 2014-11-27 | 0 | 0.594 | 2.03 | 39.01% | CAISO | CAISO | CAISO | Small_Hydro | None | 1 | 2014-11-27 | 1 | 2.03 | 0 | 1 | 0 | 0
| 138 | PG4035 | Jackson Valley Irrigation District FiT | TESLA_1_QF | PG&E | CA | Amador | Amador County | Hydro | Small | Existing | 2012-04-01 | 2032-03-31 | 1 | 0.455 | 2.3 | 57.7% | CAISO | CAISO | CAISO | Small_Hydro | None | 1 | 2099-12-31 | 1 | 2.3 | 1 | 1 | 1 | 0 | TESLA_1_QF | Jackson Valley Irrigation District FiT | 0.455 | Small_Hydro | 2 | 0.25
| 139 | PG4039 | Olcese Water District | RIOBRV_6_UNIT 1 | PG&E | CA | Kern | Westlands | Hydro | Small | Existing | 1989-05-18 | 2019-05-17 | 1 | 16 | 33.967 | 24.23% | CAISO | CAISO | CAISO | Small_Hydro | Westlands | 1 | 2099-12-31 | 1 | 33.967 | 1 | 1 | 1 | 0 | RIOBRV_6_UNIT 1 | Olcese Water District | 16 | Small_Hydro | 14 | 3.39
| 140 | PG4040 | Kings River Hydro Co. | MCCALL_1_QF | PG&E | CA | Fresno | Westlands | Hydro | Small | Existing | 1990-08-19 | 2020-08-18 | 1 | 1 | 1.388 | 15.84% | CAISO | CAISO | CAISO | Small_Hydro | Westlands | 1 | 2099-12-31 | 1 | 1.388 | 1 | 1 | 1 | 0 | MCCALL_1_QF | Kings River Hydro Co. | 1 | Small_Hydro | 2.5 | 0.75
| 141 | PG4041 | Lassen Station Hydro | TBLMTN_6_QF | PG&E | CA | Butte | Sacramento River Valley | Hydro | Small | Existing | 1986-05-22 | 2016-05-21 | 1 | 0.99 | 2.688 | 30.99% | CAISO | CAISO | CAISO | Small_Hydro | Northern_California | 1 | 2099-12-31 | 1 | 2.688 | 1 | 1 | 1 | 0 | TBLMTN_6_QF | Lassen Station Hydro | 0.99 | Small_Hydro | 1.7 | 0.22
| 142 | PG4043 | Madera Canal (1174 + 84) | STOREY_2_MDRCH2 | PG&E | CA | Madera | Westlands | Hydro | Small | Existing | 1986-04-11 | 2016-04-10 | 0 | 0.563 | 1.413 | 28.65% | CAISO | CAISO | CAISO | Small_Hydro | Westlands | 1 | 2016-04-10 | 1 | 1.413 | 0 | 1 | 0 | 0
| 143 | PG4044 | Madera Canal (1923) | STOREY_2_MDRCH4 | PG&E | CA | Madera | Westlands | Hydro | Small | Existing | 1986-04-01 | 2016-03-31 | 0 | 0.916 | 1.722 | 21.46% | CAISO | CAISO | CAISO | Small_Hydro | Westlands | 1 | 2016-03-31 | 0 | 1.722 | 0 | 1 | 0 | 0
| 144 | PG4045 | Madera Canal Station 1302 | STOREY_2_MDRCH3 | PG&E | CA | Madera | Westlands | Hydro | Small | Existing | 1986-04-16 | 2016-04-15 | 0 | 0.424 | 0.713 | 19.2% | CAISO | CAISO | CAISO | Small_Hydro | Westlands | 1 | 2016-04-15 | 1 | 0.713 | 0 | 1 | 0 | 0
| 145 | PG4046 | Madera-Chowchilla Water And Power Authority | STOREY_7_MDRCHW | PG&E | CA | Madera | Westlands | Hydro | Small | Existing | 1985-02-02 | 2015-03-31 | 0 | 2 | 3.975 | 22.69% | CAISO | CAISO | CAISO | Small_Hydro | Westlands | 1 | 2015-03-31 | 1 | 3.975 | 0 | 1 | 0 | 0
| 146 | PG4048 | Mega Hydro #1 (Clover Creek) | CLOVER_2_UNIT | PG&E | CA | Shasta | Round Mountain - B | Hydro | Small | Existing | 1986-02-21 | 2016-02-20 | 0 | 1 | 3.859 | 44.05% | CAISO | CAISO | CAISO | Small_Hydro | Northern_California | 1 | 2016-02-20 | 1 | 3.859 | 0 | 1 | 0 | 0
| 147 | PG4050 | Mega Renewables (Bidwell Ditch) | HATLOS_6_QFUNTS | PG&E | CA | Shasta | Round Mountain - B | Hydro | Small | Existing | 1987-02-22 | 2017-02-21 | 1 | 2 | 11.09 | 63.3% | CAISO | CAISO | CAISO | Small_Hydro | Northern_California | 1 | 2099-12-31 | 1 | 11.09 | 1 | 1 | 1 | 0 | HATLOS_6_QFUNTS | Mega Renewables (Bidwell Ditch) | 2 | Small_Hydro
| 148 | PG4051 | Mega Renewables (Hatchet Crk) | COVERD_2_QFUNTS | PG&E | CA | Shasta | Round Mountain - B | Hydro | Small | Existing | 1987-01-05 | 2017-01-04 | 1 | 7 | 17.681 | 28.83% | CAISO | CAISO | CAISO | Small_Hydro | Northern_California | 1 | 2099-12-31 | 1 | 17.681 | 1 | 1 | 1 | 0 | COVERD_2_QFUNTS | Mega Renewables (Hatchet Crk) | 7 | Small_Hydro | 5.75 | 0
| 149 | PG4052 | Mega Renewables (Roaring Crk) | COVERD_2_QFUNTS | PG&E | CA | Shasta | Round Mountain - B | Hydro | Small | Existing | 1986-12-05 | 2016-12-04 | 1 | 2 | 6.044 | 34.5% | CAISO | CAISO | CAISO | Small_Hydro | Northern_California | 1 | 2099-12-31 | 1 | 6.044 | 1 | 1 | 1 | 0 | COVERD_2_QFUNTS | Mega Renewables (Roaring Crk) | 2 | Small_Hydro | 5.75 | 0
| 150 | PG4053 | Mega Renewables (Silver Springs) | PIT5_7_QFUNTS | PG&E | CA | Shasta | Round Mountain - B | Hydro | Small | Existing | 1987-08-15 | 2017-08-14 | 1 | 0.6 | 2.141 | 40.73% | CAISO | CAISO | CAISO | Small_Hydro | Northern_California | 1 | 2099-12-31 | 1 | 2.141 | 1 | 1 | 1 | 0 | PIT5_7_QFUNTS | Mega Renewables (Silver Springs) | 0.6 | Small_Hydro | 1.1 | 0.05
| 151 | PG4055 | Mill & Sulphur Creek | LOWGAP_1_SUPHR | PG&E | CA | Humboldt | Humboldt County | Hydro | Small | Existing | 1988-02-23 | 2014-12-31 | 1 | 0.995 | 1.85 | 21.22% | CAISO | CAISO | CAISO | Small_Hydro | None | 1 | 2099-12-31 | 1 | 1.85 | 1 | 1 | 1 | 0 | LOWGAP_1_SUPHR | Mill & Sulphur Creek | 0.995 | Small_Hydro | 0.99 | 0
| 152 | PG4057 | Nelson Creek Power Inc. | PIT5_7_QFUNTS | PG&E | CA | Shasta | Round Mountain - B | Hydro | Small | Existing | 1988-12-19 | 2018-12-18 | 1 | 1.1 | 2.9 | 30.1% | CAISO | CAISO | CAISO | Small_Hydro | Northern_California | 1 | 2099-12-31 | 1 | 2.9 | 1 | 1 | 1 | 0 | PIT5_7_QFUNTS | Nelson Creek Power Inc. | 1.1 | Small_Hydro | 1.1 | 0.05
| 153 | PG4058 | Nevada Irrigation District (NID) (RPS) - Dutch Flat / Rollins / Bowman | DUTCH2_7_UNIT 1 | PG&E | CA | Multiple | Unknown | Hydro | Small | Existing | 2013-07-01 | 2033-06-30 | 1 | 42.6 | 188.3872 | 50.48% | CAISO | CAISO | CAISO | Small_Hydro | - | 1 | 2099-12-31 | 1 | 188.3872 | 1 | 1 | 1 | 0 | DUTCH2_7_UNIT 1 | Nevada Irrigation District (NID) (RPS) - Dutch Flat / Rollins / Bowman | 42.6 | Small_Hydro | 26 | 26
| 154 | PG4064 | Olsen Power Partners | OLSEN_2_UNIT | PG&E | CA | Shasta | Lassen North | Hydro | Small | Existing | 1990-01-03 | 2020-01-02 | 1 | 5 | 8.804 | 20.1% | CAISO | CAISO | CAISO | Small_Hydro | Northern_California | 1 | 2099-12-31 | 1 | 8.804 | 1 | 1 | 1 | 0 | OLSEN_2_UNIT | Olsen Power Partners | 5 | Small_Hydro | 5.8 | 0
| 155 | PG4065 | Orange Cove Irrigation Dist. | MCCALL_1_QF | PG&E | CA | Fresno | Westlands | Hydro | Small | Existing | 1990-08-23 | 2020-08-22 | 1 | 0.45 | 3.386 | 85.9% | CAISO | CAISO | CAISO | Small_Hydro | Westlands | 1 | 2099-12-31 | 1 | 3.386 | 1 | 1 | 1 | 0 | MCCALL_1_QF | Orange Cove Irrigation Dist. | 0.45 | Small_Hydro | 2.5 | 0.75
| 156 | PG4067 | PCWA (RPS) - French Meadows / Oxbow / Hell Hole | FMEADO_7_UNIT | PG&E | CA | Multiple | Unknown | Hydro | Small | Existing | 2013-05-01 | 2017-12-31 | 1 | 24.6 | 93 | 43.16% | CAISO | CAISO | CAISO | Small_Hydro | - | 1 | 2099-12-31 | 1 | 93 | 1 | 1 | 1 | 0 | FMEADO_7_UNIT | PCWA (RPS) - French Meadows / Oxbow / Hell Hole | 24.6 | Small_Hydro |  | 16
| 157 | PG4069 | Rock Creek L.P. | PLACVL_1_RCKCRE | PG&E | CA | El Dorado | El Dorado County | Hydro | Small | Existing | 1986-04-24 | 2016-04-23 | 0 | 3 | 2.709 | 10.31% | CAISO | CAISO | CAISO | Small_Hydro | None | 1 | 2016-04-23 | 1 | 2.709 | 0 | 1 | 0 | 0
| 158 | PG4071 | Santa Clara Valley Water Dist. | METCLF_1_QF | PG&E | CA | Santa Clara | Santa Clara County | Hydro | Small | Existing | 1988-12-01 | 2018-11-30 | 1 | 0.8 | 0.795 | 11.34% | CAISO | CAISO | CAISO | Small_Hydro | None | 1 | 2099-12-31 | 1 | 0.795 | 1 | 1 | 1 | 0 | METCLF_1_QF | Santa Clara Valley Water Dist. | 0.8 | Small_Hydro
| 159 | PG4073 | Shamrock Utilities (Cedar Flat) |  | PG&E | CA | Trinity | Trinity County | Hydro | Small | Existing | 1984-01-09 | 2015-04-16 | 0 | 0.3 | 1.154 | 43.91% | CAISO | CAISO | CAISO | Small_Hydro | None | 1 | 2015-04-16 | 0 | 1.154 | 0 | 1 | 0 | 0
| 160 | PG4074 | Shamrock Utilities (Clover Leaf) |  | PG&E | CA | Shasta | Round Mountain - B | Hydro | Small | Existing | 1985-02-01 | 2015-04-14 | 0 | 0.2 | 0.701 | 40.01% | CAISO | CAISO | CAISO | Small_Hydro | Northern_California | 1 | 2015-04-14 | 0 | 0.701 | 0 | 1 | 0 | 0
| 161 | PG4076 | Snow Mountain Hydro LLC (Burney Creek) | SPBURN_7_SNOWMT | PG&E | CA | Shasta | Round Mountain - B | Hydro | Small | Existing | 1990-03-28 | 2020-03-27 | 1 | 3 | 5.564 | 21.17% | CAISO | CAISO | CAISO | Small_Hydro | Northern_California | 1 | 2099-12-31 | 1 | 5.564 | 1 | 1 | 1 | 0 | SPBURN_7_SNOWMT | Snow Mountain Hydro LLC (Burney Creek) | 3 | Small_Hydro | 3 | 0
| 162 | PG4077 | Snow Mountain Hydro LLC (Cove) | COVERD_2_QFUNTS | PG&E | CA | Shasta | Round Mountain - B | Hydro | Small | Existing | 1990-02-20 | 2020-02-19 | 1 | 5 | 14.826 | 33.85% | CAISO | CAISO | CAISO | Small_Hydro | Northern_California | 1 | 2099-12-31 | 1 | 14.826 | 1 | 1 | 1 | 0 | COVERD_2_QFUNTS | Snow Mountain Hydro LLC (Cove) | 5 | Small_Hydro | 5.75 | 0
| 163 | PG4080 | Snow Mountain Hydro LLC (Ponderosa Bailey Creek) | VOLTA_7_QFUNTS | PG&E | CA | Shasta | Round Mountain - B | Hydro | Small | Existing | 1990-02-25 | 2020-02-24 | 1 | 1.1 | 2.25 | 23.35% | CAISO | CAISO | CAISO | Small_Hydro | Northern_California | 1 | 2099-12-31 | 1 | 2.25 | 1 | 1 | 1 | 0 | VOLTA_7_QFUNTS | Snow Mountain Hydro LLC (Ponderosa Bailey Creek) | 1.1 | Small_Hydro | 1.3 | 0.06
| 164 | PG4087 | Sts Hydropower Ltd. (Kanaka) | KANAKA_1_UNIT | PG&E | CA | Butte | Sacramento River Valley | Hydro | Small | Existing | 1989-02-13 | 2019-02-12 | 1 | 1.1 | 1.688 | 17.52% | CAISO | CAISO | CAISO | Small_Hydro | Northern_California | 1 | 2099-12-31 | 1 | 1.688 | 1 | 1 | 1 | 0 | KANAKA_1_UNIT | Sts Hydropower Ltd. (Kanaka) | 1.1 | Small_Hydro
| 165 | PG4088 | STS Hydropower (Kekawaka) | KEKAWK_6_UNIT | PG&E | CA | Trinity and Humboldt | Humboldt County | Hydro | Small | Existing | 2012-10-01 | 2015-05-31 | 1 | 5.445 | 16 | 33.54% | CAISO | CAISO | CAISO | Small_Hydro | None | 1 | 2099-12-31 | 1 | 16 | 1 | 1 | 1 | 0 | KEKAWK_6_UNIT | STS Hydropower (Kekawaka) | 5.445 | Small_Hydro | 5.5 | 0
| 166 | PG4092 | Tko Power (South Bear Creek) | TKOPWR_2_UNIT | PG&E | CA | Shasta | Round Mountain - B | Hydro | Small | Existing | 1986-01-15 | 2016-01-14 | 1 | 3 | 4.232 | 16.1% | CAISO | CAISO | CAISO | Small_Hydro | Northern_California | 1 | 2099-12-31 | 0 | 4.232 | 1 | 1 | 1 | 0 | TKOPWR_2_UNIT | Tko Power (South Bear Creek) | 3 | Small_Hydro
| 167 | PG4094 | Tri-Dam Authority | SNDBAR_7_UNIT 1 | PG&E | CA | Tuolumne | Tuolumne County | Hydro | Small | Existing | 1987-01-01 | 2016-12-31 | 1 | 16.2 | 78.197 | 55.1% | CAISO | CAISO | CAISO | Small_Hydro | None | 1 | 2099-12-31 | 1 | 78.197 | 1 | 1 | 1 | 0 | SNDBAR_7_UNIT 1 | Tri-Dam Authority | 16.2 | Small_Hydro | 16.2 | 10.28
| 168 | PG4096 | Water Wheel Ranch QF | CEDRCK_6_UNIT | PG&E | CA | Shasta | Round Mountain - B | Hydro | Small | Existing | 1984-03-22 | 2015-03-31 | 0 | 0.975 | 2.983 | 34.93% | CAISO | CAISO | CAISO | Small_Hydro | Northern_California | 1 | 2015-03-31 | 1 | 2.983 | 0 | 1 | 0 | 0
| 169 | PG4099 | Yuba County Water Agency (Deadwood Creek) | DEADCK_1_UNIT | PG&E | CA | Yuba | Yuba County | Hydro | Small | Existing | 1990-01-29 | 2020-01-28 | 1 | 2 | 2.918 | 16.66% | CAISO | CAISO | CAISO | Small_Hydro | California | 1 | 2099-12-31 | 1 | 2.918 | 1 | 1 | 1 | 0 | DEADCK_1_UNIT | Yuba County Water Agency (Deadwood Creek) | 2 | Small_Hydro | 2 | 0
| 170 | PG4100 | Yuba County Water Agency (Fish Release) | TBLMTN_6_QF | PG&E | CA | Yuba | Yuba County | Hydro | Small | Existing | 1986-09-30 | 2016-09-29 | 1 | 0.15 | 1.054 | 80.21% | CAISO | CAISO | CAISO | Small_Hydro | California | 1 | 2099-12-31 | 1 | 1.054 | 1 | 1 | 1 | 0 | TBLMTN_6_QF | Yuba County Water Agency (Fish Release) | 0.15 | Small_Hydro | 1.7 | 0.22
| 171 | PG4101 | Cox Ave Hydro |  | PG&E | CA | Santa Clara | Santa Clara County | Hydro | Small | Existing | 2011-11-22 | 2031-11-21 | 1 | 0.112 | 0.6 | 61.15% | CAISO | CAISO | CAISO | Small_Hydro | None | 1 | 2099-12-31 | 0 | 0.6 | 1 | 1 | 1 | 0 | PG4101 | Cox Ave Hydro | 0.112 | Small_Hydro
| 172 | PG4102 | Norman Ross Burgess - Three Forks Water Power Project | FTSWRD_6_TRFORK | PG&E | CA | Trinity | Trinity County | Hydro | Small | Existing | 2011-11-01 | 2031-10-31 | 1 | 1.625 | 8 | 56.2% | CAISO | CAISO | CAISO | Small_Hydro | None | 1 | 2099-12-31 | 1 | 8 | 1 | 1 | 1 | 0 | FTSWRD_6_TRFORK | Norman Ross Burgess - Three Forks Water Power Project | 1.625 | Small_Hydro | 1.63 | 0.09
| 173 | PG4103 | Wolfsen Bypass FiT |  | PG&E | CA | Merced | Los Banos | Hydro | Small | Existing | 2012-05-01 | 2022-04-30 | 1 | 0.98 | 5 | 58.24% | CAISO | CAISO | CAISO | Small_Hydro | Central_Valley_North_Los_Banos | 1 | 2099-12-31 | 0 | 5 | 1 | 1 | 1 | 0 | PG4103 | Wolfsen Bypass FiT | 0.98 | Small_Hydro
| 174 | PG4104 | Big Creek Waterworks | GRSCRK_6_BGCKWW | PG&E | CA | Trinity | Trinity County | Hydro | Small | Existing | 2010-01-01 | 2030-06-22 | 1 | 4.8 | 8 | 19.03% | CAISO | CAISO | CAISO | Small_Hydro | None | 1 | 2099-12-31 | 1 | 8 | 1 | 1 | 1 | 0 | GRSCRK_6_BGCKWW | Big Creek Waterworks | 4.8 | Small_Hydro | 5 | 0
| 175 | PG4105 | El Dorado Irrigation District | ELDORO_7_UNIT 1 | PG&E | CA | Multiple | Unknown | Hydro | Small | Existing | 2010-05-19 | 2021-05-15 | 1 | 22 | 99.3 | 51.53% | CAISO | CAISO | CAISO | Small_Hydro | - | 1 | 2099-12-31 | 1 | 99.3 | 1 | 1 | 1 | 0 | ELDORO_7_UNIT 1 | El Dorado Irrigation District | 22 | Small_Hydro | 11 | 11
| 176 | PG4106 | San Luis Bypass FiT |  | PG&E | CA | Merced | Los Banos | Hydro | Small | Existing | 2012-05-01 | 2022-04-30 | 1 | 0.6 | 3 | 57.08% | CAISO | CAISO | CAISO | Small_Hydro | Central_Valley_North_Los_Banos | 1 | 2099-12-31 | 0 | 3 | 1 | 1 | 1 | 0 | PG4106 | San Luis Bypass FiT | 0.6 | Small_Hydro
| 177 | PG4107 | NID Scotts Flat FiT | RIOOSO_1_QF | PG&E | CA | Nevada | Nevada County | Hydro | Small | Existing | 2010-06-01 | 2020-05-31 | 1 | 0.85 | 3.203 | 43.02% | CAISO | CAISO | CAISO | Small_Hydro | None | 1 | 2099-12-31 | 1 | 3.203 | 1 | 1 | 1 | 0 | RIOOSO_1_QF | NID Scotts Flat FiT | 0.85 | Small_Hydro | 1.7 | 1.08
| 178 | PG4108 | T&G Hydro |  | PG&E | CA | Shasta | Round Mountain - B | Hydro | Small | Existing | 2012-01-17 | 2032-01-16 | 1 | 0.52 | 2.596 | 56.99% | CAISO | CAISO | CAISO | Small_Hydro | Northern_California | 1 | 2099-12-31 | 0 | 2.596 | 1 | 1 | 1 | 0 | PG4108 | T&G Hydro | 0.52 | Small_Hydro
| 179 | PG4109 | Vecino Vineyards FiT |  | PG&E | CA | Mendocino | Mendocino County | Hydro | Small | Existing | 2011-04-19 | 2026-04-18 | 1 | 0.33 | 0.1 | 3.459% | CAISO | CAISO | CAISO | Small_Hydro | None | 1 | 2099-12-31 | 0 | 0.1 | 1 | 1 | 1 | 0 | PG4109 | Vecino Vineyards FiT | 0.33 | Small_Hydro
| 180 | PG4110 | Combie North FiT | HIGGNS_1_COMBIE | PG&E | CA | Nevada | Nevada County | Hydro | Small | Existing | 2009-10-06 | 2024-10-05 | 1 | 0.5 | 1.316 | 30.05% | CAISO | CAISO | CAISO | Small_Hydro | None | 1 | 2099-12-31 | 1 | 1.316 | 1 | 1 | 1 | 0 | HIGGNS_1_COMBIE | Combie North FiT | 0.5 | Small_Hydro | 1.5 | 0.01
| 181 | PG4111 | Combie South FiT | HIGGNS_1_COMBIE | PG&E | CA | Nevada | Nevada County | Hydro | Small | Existing | 2010-05-01 | 2020-04-30 | 1 | 1.5 | 3.947 | 30.04% | CAISO | CAISO | CAISO | Small_Hydro | None | 1 | 2099-12-31 | 1 | 3.947 | 1 | 1 | 1 | 0 | HIGGNS_1_COMBIE | Combie South FiT | 1.5 | Small_Hydro | 1.5 | 0.01
| 182 | PG4112 | Snow Mountain Hydro (Lost Creek 1) - Contract | HATLOS_6_LSCRK | PG&E | CA | Shasta | Round Mountain - B | Hydro | Small | Existing | 2010-01-01 | 2019-12-31 | 1 | 1.1 | 9.636 | 100% | CAISO | CAISO | CAISO | Small_Hydro | Northern_California | 1 | 2099-12-31 | 1 | 9.636 | 1 | 1 | 1 | 0 | HATLOS_6_LSCRK | Snow Mountain Hydro (Lost Creek 1) - Contract | 1.1 | Small_Hydro | 1.7 | 0.81
| 183 | PG4113 | Snow Mountain Hydro (Lost Creek 2) - Contract | HATLOS_6_LSCRK | PG&E | CA | Shasta | Round Mountain - B | Hydro | Small | Existing | 2010-01-01 | 2019-12-31 | 1 | 0.5 | 4.38 | 100% | CAISO | CAISO | CAISO | Small_Hydro | Northern_California | 1 | 2099-12-31 | 1 | 4.38 | 1 | 1 | 1 | 0 | HATLOS_6_LSCRK | Snow Mountain Hydro (Lost Creek 2) - Contract | 0.5 | Small_Hydro | 1.7 | 0.81
| 184 | PG4114 | SGE Site 1 |  | PG&E | CA | Nevada | Nevada County | Hydro | Small | Existing | 2010-06-24 | 2030-06-23 | 1 | 0.0375 | 0.166 | 50.53% | CAISO | CAISO | CAISO | Small_Hydro | None | 1 | 2099-12-31 | 0 | 0.166 | 1 | 1 | 1 | 0 | PG4114 | SGE Site 1 | 0.0375 | Small_Hydro
| 185 | PG4115 | SFWP (RPS) - Sly Creek / Kelly Ridge | KELYRG_6_UNIT | PG&E | CA | Multiple | Unknown | Hydro | Small | Existing | 2010-07-01 | 2020-06-30 | 1 | 23 | 106 | 52.61% | CAISO | CAISO | CAISO | Small_Hydro | - | 1 | 2099-12-31 | 1 | 106 | 1 | 1 | 1 | 0 | KELYRG_6_UNIT | SFWP (RPS) - Sly Creek / Kelly Ridge | 23 | Small_Hydro | 11 | 11
| 186 | PG4116 | Buckeye Hydroelectric Project |  | PG&E | CA | El Dorado | El Dorado County | Hydro | Small | Existing | 2008-08-15 | 2028-08-14 | 1 | 0.4 | 1.997 | 56.99% | CAISO | CAISO | CAISO | Small_Hydro | None | 1 | 2099-12-31 | 0 | 1.997 | 1 | 1 | 1 | 0 | PG4116 | Buckeye Hydroelectric Project | 0.4 | Small_Hydro
| 187 | PG4117 | Tunnel Hill Hydroelectric Project |  | PG&E | CA | El Dorado | El Dorado County | Hydro | Small | Existing | 2009-05-22 | 2029-05-21 | 1 | 0.6 | 2.996 | 57% | CAISO | CAISO | CAISO | Small_Hydro | None | 1 | 2099-12-31 | 0 | 2.996 | 1 | 1 | 1 | 0 | PG4117 | Tunnel Hill Hydroelectric Project | 0.6 | Small_Hydro
| 188 | PG4126 | South Sutter Water FiT | TBLMTN_6_QF | PG&E | CA | Placer | Placer County (Partial) | Hydro | Small | Existing | 2012-01-24 | 2022-01-23 | 1 | 0.395 | 2 | 57.8% | CAISO | CAISO | CAISO | Small_Hydro | None | 1 | 2099-12-31 | 1 | 2 | 1 | 1 | 1 | 0 | TBLMTN_6_QF | South Sutter Water FiT | 0.395 | Small_Hydro | 1.7 | 0.22
| 189 | PG4128 | PCWA- Lincoln Metering and Hydroelectric Station |  | PG&E | CA | Placer | Placer County (Partial) | Hydro | Small | Existing | 2015-09-25 | 2035-09-24 | 1 | 0.32 | 1.62 | 57.79% | CAISO | CAISO | CAISO | Small_Hydro | None | 1 | 2099-12-31 | 0 | 1.62 | 1 | 1 | 1 | 0 | PG4128 | PCWA- Lincoln Metering and Hydroelectric Station | 0.32 | Small_Hydro
| 190 | PG50001 | Villa Sorriso Solar |  | PG&E | CA | Napa | Sacramento River Valley | Solar PV | Fixed Tilt - 20MW+ | Existing | 1993-04-16 | 2099-12-31 | 1 | 0.0072 | 0.002 | 3.171% | CAISO | CAISO | CAISO | Solar | Northern_California | 1 | 2099-12-31 | 0 | 0.002 | 1 | 1 | 1 | 0 | PG50001 | Villa Sorriso Solar | 0.0072 | Solar
| 191 | PG50004 | GreenLight- Peacock Solar Project |  | PG&E | CA | Tulare | Westlands | Solar PV | Tracking - 20MW+ | New | 2016-02-03 | 2036-02-02 | 1 | 0.999 | 1.3986 | 15.98% | CAISO | CAISO | CAISO | Solar | Westlands | 0.84 | 2099-12-31 | 0 | 1.1748 | 1 | 1 | 1 | 0 | PG50004 | GreenLight- Peacock Solar Project | 0.999 | Solar
| 192 | PG50007 | ImMODO- Lemoore 1 | HENRTA_6_SOLAR1 | PG&E | CA | Kings | Westlands | Solar PV | Fixed Tilt - 20MW+ | Existing | 2016-02-01 | 2036-01-31 | 1 | 1.5 | 2.1 | 15.98% | CAISO | CAISO | CAISO | Solar | Westlands | 1 | 2099-12-31 | 1 | 2.1 | 1 | 1 | 1 | 0 | HENRTA_6_SOLAR1 | ImMODO- Lemoore 1 | 1.5 | Solar | 1.5 | 0
| 193 | PG50015 | Pristine Sun- 2154 Foote |  | PG&E | CA | Butte | Sacramento River Valley | Solar PV | Fixed Tilt - 20MW+ | New | 2016-11-18 | 2036-11-17 | 1 | 0.25 | 0.35 | 15.98% | CAISO | CAISO | CAISO | Solar | Northern_California | 0.84 | 2099-12-31 | 0 | 0.294 | 1 | 1 | 1 | 0 | PG50015 | Pristine Sun- 2154 Foote | 0.25 | Solar
| 194 | PG50017 | Pristine Sun- 2192 Ramirez |  | PG&E | CA | Tehama | Sacramento River Valley | Solar PV | Tracking - 20MW+ | New | 2016-02-11 | 2036-02-10 | 1 | 0.5 | 0.7 | 15.98% | CAISO | CAISO | CAISO | Solar | Northern_California | 0.84 | 2099-12-31 | 0 | 0.588 | 1 | 1 | 1 | 0 | PG50017 | Pristine Sun- 2192 Ramirez | 0.5 | Solar
| 195 | PG50018 | Bakersfield 111 | BKRFLD_2_SOLAR1 | PG&E | CA | Kern | Westlands | Solar PV | Fixed Tilt - 20MW+ | Existing | 2015-07-28 | 2035-07-27 | 1 | 1.4 | 19.6 | 159.8% | CAISO | CAISO | CAISO | Solar | Westlands | 1 | 2099-12-31 | 1 | 19.6 | 1 | 1 | 1 | 0 | BKRFLD_2_SOLAR1 | Bakersfield 111 | 1.4 | Solar | 1.38 | 0.19
| 196 | PG50020 | Woodmere Solar Farm - RAM 4 | LAMONT_1_SOLAR3 | PG&E | CA | Kern | Tehachapi | Solar PV | Tracking - 20MW+ | Existing | 2015-12-23 | 2036-02-24 | 1 | 15 | 32.92 | 25.05% | CAISO | CAISO | CAISO | Solar | Tehachapi | 1 | 2099-12-31 | 1 | 32.92 | 1 | 1 | 1 | 0 | LAMONT_1_SOLAR3 | Woodmere Solar Farm - RAM 4 | 15 | Solar | 14.99 | 2.1
| 197 | PG50021 | CED Lost Hills Solar, LLC (fka Blackwell Solar Park, LLC) - RAM 4 | LHILLS_6_SOLAR1 | PG&E | CA | Kern | Carrizo North | Solar PV | Tracking - 20MW+ | Existing | 2016-08-03 | 2036-09-16 | 1 | 20 | 48.16 | 27.49% | CAISO | CAISO | CAISO | Solar | Greater_Carrizo | 1 | 2099-12-31 | 1 | 48.16 | 1 | 1 | 1 | 0 | LHILLS_6_SOLAR1 | CED Lost Hills Solar, LLC (fka Blackwell Solar Park, LLC) - RAM 4 | 20 | Solar | 20 | 2.8
| 198 | PG50022 | Putah Creek Solar Farms (SB32) | PUTHCR_1_SOLAR1 | PG&E | CA | Yolo | Solano | Solar PV | Tracking - 20MW+ | Existing | 2014-12-23 | 2034-12-22 | 1 | 2 | 4.64 | 26.48% | CAISO | CAISO | CAISO | Solar | Solano | 1 | 2099-12-31 | 1 | 4.64 | 1 | 1 | 1 | 0 | PUTHCR_1_SOLAR1 | Putah Creek Solar Farms (SB32) | 2 | Solar | 1.98 | 0.28
| 199 | PG50023 | NDP1 (SB32) | S_RITA_6_SOLAR1 | PG&E | CA | Merced | Los Banos | Solar PV | Fixed Tilt - 20MW+ | Existing | 2015-05-28 | 2035-05-27 | 1 | 1.5 | 2.822 | 21.48% | CAISO | CAISO | CAISO | Solar | Central_Valley_North_Los_Banos | 1 | 2099-12-31 | 1 | 2.822 | 1 | 1 | 1 | 0 | S_RITA_6_SOLAR1 | NDP1 (SB32) | 1.5 | Solar | 1.5 | 0
| 200 | PG50024 | Peterson Rd. Solar I (SB32) (ReMAT) |  | PG&E | CA | Kern | Westlands | Solar PV | Tracking - 20MW+ | New | 2016-04-30 | 2036-04-29 | 1 | 2 | 3.7532 | 21.42% | CAISO | CAISO | CAISO | Solar | Westlands | 0.84 | 2099-12-31 | 0 | 3.1527 | 1 | 1 | 1 | 0 | PG50024 | Peterson Rd. Solar I (SB32) (ReMAT) | 2 | Solar
| 201 | PG50025 | RGA2 Solar (SB32) (ReMAT) |  | PG&E | CA | Fresno | Westlands | Solar PV | Fixed Tilt - 20MW+ | New | 2016-02-01 | 2036-01-31 | 1 | 1.75 | 3.4306 | 22.38% | CAISO | CAISO | CAISO | Solar | Westlands | 0.84 | 2099-12-31 | 0 | 2.8817 | 1 | 1 | 1 | 0 | PG50025 | RGA2 Solar (SB32) (ReMAT) | 1.75 | Solar
| 202 | PG50026 | 2184 Gruber (SB32) |  | PG&E | CA | Glenn | Sacramento River Valley | Solar PV | Tracking - 20MW+ | New | 2016-03-23 | 2036-03-22 | 1 | 1.52 | 2.9021 | 21.8% | CAISO | CAISO | CAISO | Solar | Northern_California | 0.84 | 2099-12-31 | 0 | 2.4377 | 1 | 1 | 1 | 0 | PG50026 | 2184 Gruber (SB32) | 1.52 | Solar
| 203 | PG50028 | CalRENEW-1 (1st Amended & Restated) | MENBIO_6_RENEW1 | PG&E | CA | Fresno | Westlands | Solar PV | Fixed Tilt - 20MW+ | Existing | 2010-04-30 | 2030-04-29 | 1 | 5 | 9 | 20.55% | CAISO | CAISO | CAISO | Solar | Westlands | 1 | 2099-12-31 | 1 | 9 | 1 | 1 | 1 | 0 | MENBIO_6_RENEW1 | CalRENEW-1 (1st Amended & Restated) | 5 | Solar | 5 | 0.7
| 204 | PG50029 | 3N Energy Woodland |  | PG&E | CA | Yolo | Solano | Solar PV | Fixed Tilt - 20MW+ | New | 2016-06-27 | 2036-06-26 | 1 | 0.5 | 0.92888 | 21.21% | CAISO | CAISO | CAISO | Solar | Solano | 0.84 | 2099-12-31 | 0 | 0.78026 | 1 | 1 | 1 | 0 | PG50029 | 3N Energy Woodland | 0.5 | Solar
| 205 | PG50030 | Camden 1 FIT (GASNA 30P) |  | PG&E | CA | Fresno | Westlands | Solar PV | Tracking - 20MW+ | New | 2016-04-15 | 2036-04-14 | 1 | 2 | 4.667 | 26.64% | CAISO | CAISO | CAISO | Solar | Westlands | 0.84 | 2099-12-31 | 0 | 3.9203 | 1 | 1 | 1 | 0 | PG50030 | Camden 1 FIT (GASNA 30P) | 2 | Solar
| 206 | PG50031 | Gustine 1 FIT 2 (GASNA 60P) |  | PG&E | CA | Merced | Los Banos | Solar PV | Tracking - 20MW+ | New | 2016-06-27 | 2036-06-26 | 1 | 2 | 4.622 | 26.38% | CAISO | CAISO | CAISO | Solar | Central_Valley_North_Los_Banos | 0.84 | 2099-12-31 | 0 | 3.8825 | 1 | 1 | 1 | 0 | PG50031 | Gustine 1 FIT 2 (GASNA 60P) | 2 | Solar
| 207 | PG50032 | 2105 Hart (Pristine Sun) |  | PG&E | CA | Tehama | Sacramento River Valley | Solar PV | Tracking - 20MW+ | New | 2016-11-01 | 2036-10-31 | 1 | 0.5 | 1.0416 | 23.78% | CAISO | CAISO | CAISO | Solar | Northern_California | 0.84 | 2099-12-31 | 0 | 0.87491 | 1 | 1 | 1 | 0 | PG50032 | 2105 Hart (Pristine Sun) | 0.5 | Solar
| 208 | PG50035 | SF Service Center Solar Array 2 |  | PG&E | CA | San Francisco | San Francisco County | Solar PV | Fixed Tilt - 20MW+ | Existing | 2007-06-11 | 2099-12-31 | 1 | 0.11 | 0 | 0% | CAISO | CAISO | CAISO | Solar | None | 1 | 2099-12-31 | 0 | 0 | 1 | 1 | 1 | 0 | PG50035 | SF Service Center Solar Array 2 | 0.11 | Solar
| 209 | PG50036 | Vaca Dixon Solar Station |  | PG&E | CA | Solano | Solano | Solar PV | Fixed Tilt - 20MW+ | Existing | 2009-12-22 | 2099-12-31 | 1 | 2 | 2.9826 | 17.02% | CAISO | CAISO | CAISO | Solar | Solano | 1 | 2099-12-31 | 0 | 2.9826 | 1 | 1 | 1 | 0 | PG50036 | Vaca Dixon Solar Station | 2 | Solar
| 210 | PG50037 | Westside Solar Station | SCHNDR_1_WSTSDE | PG&E | CA | Fresno | Westlands | Solar PV | Fixed Tilt - 20MW+ | Existing | 2011-08-31 | 2099-12-31 | 1 | 15 | 30.2119 | 22.99% | CAISO | CAISO | CAISO | Solar | Westlands | 1 | 2099-12-31 | 1 | 30.2119 | 1 | 1 | 1 | 0 | SCHNDR_1_WSTSDE | Westside Solar Station | 15 | Solar | 15 | 2.1
| 211 | PG50038 | Five Points Solar Station | SCHNDR_1_FIVPTS | PG&E | CA | Fresno | Westlands | Solar PV | Fixed Tilt - 20MW+ | Existing | 2011-09-24 | 2099-12-31 | 1 | 15 | 30.1413 | 22.94% | CAISO | CAISO | CAISO | Solar | Westlands | 1 | 2099-12-31 | 1 | 30.1413 | 1 | 1 | 1 | 0 | SCHNDR_1_FIVPTS | Five Points Solar Station | 15 | Solar | 15 | 2.1
| 212 | PG50039 | Stroud Solar Station | STROUD_6_SOLAR | PG&E | CA | Fresno | Westlands | Solar PV | Fixed Tilt - 20MW+ | Existing | 2012-09-26 | 2099-12-31 | 1 | 20 | 40.2665 | 22.98% | CAISO | CAISO | CAISO | Solar | Westlands | 1 | 2099-12-31 | 1 | 40.2665 | 1 | 1 | 1 | 0 | STROUD_6_SOLAR | Stroud Solar Station | 20 | Solar | 20 | 2.8
| 213 | PG50040 | Cantua Solar Station | CANTUA_1_SOLAR | PG&E | CA | Fresno | Westlands | Solar PV | Fixed Tilt - 20MW+ | Existing | 2012-06-19 | 2099-12-31 | 1 | 20 | 43.4617 | 24.81% | CAISO | CAISO | CAISO | Solar | Westlands | 1 | 2099-12-31 | 1 | 43.4617 | 1 | 1 | 1 | 0 | CANTUA_1_SOLAR | Cantua Solar Station | 20 | Solar | 20 | 2.8
| 214 | PG50041 | Huron Solar Station | HURON_6_SOLAR | PG&E | CA | Fresno | Westlands | Solar PV | Fixed Tilt - 20MW+ | Existing | 2012-06-27 | 2099-12-31 | 1 | 20 | 43.766 | 24.98% | CAISO | CAISO | CAISO | Solar | Westlands | 1 | 2099-12-31 | 1 | 43.766 | 1 | 1 | 1 | 0 | HURON_6_SOLAR | Huron Solar Station | 20 | Solar | 20 | 2.8
| 215 | PG50042 | Giffen Solar Station | GIFFEN_6_SOLAR | PG&E | CA | Fresno | Westlands | Solar PV | Fixed Tilt - 20MW+ | Existing | 2012-06-30 | 2099-12-31 | 1 | 10 | 21.7286 | 24.8% | CAISO | CAISO | CAISO | Solar | Westlands | 1 | 2099-12-31 | 1 | 21.7286 | 1 | 1 | 1 | 0 | GIFFEN_6_SOLAR | Giffen Solar Station | 10 | Solar | 10 | 1.4
| 216 | PG50043 | Gates Solar Station | GATES_2_SOLAR | PG&E | CA | Fresno | Westlands | Solar PV | Fixed Tilt - 20MW+ | Existing | 2013-06-24 | 2099-12-31 | 1 | 20 | 45.5861 | 26.02% | CAISO | CAISO | CAISO | Solar | Westlands | 1 | 2099-12-31 | 1 | 45.5861 | 1 | 1 | 1 | 0 | GATES_2_SOLAR | Gates Solar Station | 20 | Solar | 20 | 2.8
| 217 | PG50044 | West Gates Solar Station | GATES_2_WSOLAR | PG&E | CA | Fresno | Westlands | Solar PV | Fixed Tilt - 20MW+ | Existing | 2013-06-24 | 2099-12-31 | 1 | 10 | 22.4306 | 25.61% | CAISO | CAISO | CAISO | Solar | Westlands | 1 | 2099-12-31 | 1 | 22.4306 | 1 | 1 | 1 | 0 | GATES_2_WSOLAR | West Gates Solar Station | 10 | Solar | 10 | 1.4
| 218 | PG50045 | Guernsey Solar Station | GUERNS_6_SOLAR | PG&E | CA | Kings | Westlands | Solar PV | Tracking - 20MW+ | Existing | 2013-09-18 | 2099-12-31 | 1 | 20 | 52.0157 | 29.69% | CAISO | CAISO | CAISO | Solar | Westlands | 1 | 2099-12-31 | 1 | 52.0157 | 1 | 1 | 1 | 0 | GUERNS_6_SOLAR | Guernsey Solar Station | 20 | Solar | 20 | 2.8
| 219 | PG50046 | 2241 Alavi (SB32) |  | PG&E | CA | Solano | Solano | Solar PV | Tracking - 20MW+ | New | 2016-05-31 | 2036-05-30 | 1 | 2.1 | 5.5736 | 30.3% | CAISO | CAISO | CAISO | Solar | Solano | 0.84 | 2099-12-31 | 0 | 4.6818 | 1 | 1 | 1 | 0 | PG50046 | 2241 Alavi (SB32) | 2.1 | Solar
| 220 | PG50047 | 2275 Hattesen (SB32) |  | PG&E | CA | Kings | Westlands | Solar PV | Tracking - 20MW+ | New | 2017-04-15 | 2037-04-14 | 1 | 1.88 | 4.6013 | 27.94% | CAISO | CAISO | CAISO | Solar | Westlands | 0.84 | 2099-12-31 | 0 | 3.8651 | 1 | 1 | 1 | 0 | PG50047 | 2275 Hattesen (SB32) | 1.88 | Solar
| 221 | PG50048 | Maricopa West Solar PV 2, LLC |  | PG&E | CA | Kern | Westlands | Solar PV | Tracking - 20MW+ | New | 2017-07-01 | 2032-08-14 | 1 | 20 | 54.947 | 31.36% | CAISO | CAISO | CAISO | Solar | Westlands | 0.84 | 2099-12-31 | 0 | 46.1555 | 1 | 1 | 1 | 0 | PG50048 | Maricopa West Solar PV 2, LLC | 20 | Solar
| 222 | PG50049 | Portal Ridge Solar C Project | GLDFGR_6_SOLAR2 | PG&E | CA | Los Angeles | Ventura County (Partial) | Solar PV | Tracking - 20MW+ | Existing | 2016-11-14 | 2036-12-28 | 1 | 11.4 | 29.7 | 29.74% | CAISO | CAISO | CAISO | Solar | None | 1 | 2099-12-31 | 0 | 29.7 | 1 | 1 | 1 | 0 | GLDFGR_6_SOLAR2 | Portal Ridge Solar C Project | 11.4 | Solar | 11.4 | 1.6
| 223 | PG50050 | SR Solis Oro Loma Teresina, LLC- Project A | OROLOM_1_SOLAR1 | PG&E | CA | Fresno | Westlands | Solar PV | Tracking - 20MW+ | Existing | 2017-01-17 | 2037-03-02 | 1 | 10 | 25.91 | 29.58% | CAISO | CAISO | CAISO | Solar | Westlands | 1 | 2099-12-31 | 0 | 25.91 | 1 | 1 | 1 | 0 | OROLOM_1_SOLAR1 | SR Solis Oro Loma Teresina, LLC- Project A | 10 | Solar | 10 | 0
| 224 | PG50051 | Sunray 20 | OROLOM_1_SOLAR1 | PG&E | CA | San Bernardino | San Bernardino - Lucerne | Solar PV | Tracking - 20MW+ | Existing | 2017-07-20 | 2037-09-02 | 1 | 20 | 51.36 | 29.32% | CAISO | CAISO | CAISO | Solar | Kramer_Inyokern | 1 | 2099-12-31 | 0 | 51.36 | 1 | 1 | 1 | 0 | OROLOM_1_SOLAR1 | Sunray 20 | 20 | Solar | 10 | 0
| 225 | PG50052 | SR Solis Rocket, LLC - Project A | AVENAL_6_AVSLR1 | PG&E | CA | Kings | Westlands | Solar PV | Tracking - 20MW+ | Existing | 2017-01-17 | 2037-03-02 | 1 | 7.9 | 19.71 | 28.48% | CAISO | CAISO | CAISO | Solar | Westlands | 1 | 2099-12-31 | 0 | 19.71 | 1 | 1 | 1 | 0 | AVENAL_6_AVSLR1 | SR Solis Rocket, LLC - Project A | 7.9 | Solar | 7.9 | 0
| 226 | PG50053 | SR Solis Oro Loma Teresina, LLC- Project B | OROLOM_1_SOLAR2 | PG&E | CA | Fresno | Westlands | Solar PV | Tracking - 20MW+ | Existing | 2017-01-17 | 2037-03-02 | 1 | 10 | 25.91 | 29.58% | CAISO | CAISO | CAISO | Solar | Westlands | 1 | 2099-12-31 | 0 | 25.91 | 1 | 1 | 1 | 0 | OROLOM_1_SOLAR2 | SR Solis Oro Loma Teresina, LLC- Project B | 10 | Solar | 10 | 0
| 227 | PG50054 | SR Solis Rocket, LLC - Project B | AVENAL_6_AVSLR2 | PG&E | CA | Kings | Westlands | Solar PV | Tracking - 20MW+ | Existing | 2017-01-17 | 2037-03-02 | 1 | 7.9 | 19.71 | 28.48% | CAISO | CAISO | CAISO | Solar | Westlands | 1 | 2099-12-31 | 0 | 19.71 | 1 | 1 | 1 | 0 | AVENAL_6_AVSLR2 | SR Solis Rocket, LLC - Project B | 7.9 | Solar | 7.9 | 0
| 228 | PG50055 | Pristine Sun - 2042 Baldwin (SB32) |  | PG&E | CA | Lake | Sacramento River Valley | Solar PV | Tracking - 20MW+ | New | 2016-12-24 | 2036-12-23 | 1 | 1.25 | 3.0481 | 27.84% | CAISO | CAISO | CAISO | Solar | Northern_California | 0.84 | 2099-12-31 | 0 | 2.5604 | 1 | 1 | 1 | 0 | PG50055 | Pristine Sun - 2042 Baldwin (SB32) | 1.25 | Solar
| 229 | PG50056 | Pristine Sun - 2245 Gentry (SB32) |  | PG&E | CA | Placer | Placer County (Partial) | Solar PV | Tracking - 20MW+ | New | 2017-09-01 | 2037-08-31 | 1 | 2.3 | 5.448 | 27.04% | CAISO | CAISO | CAISO | Solar | None | 0.84 | 2099-12-31 | 0 | 4.5764 | 1 | 1 | 1 | 0 | PG50056 | Pristine Sun - 2245 Gentry (SB32) | 2.3 | Solar
| 230 | PG50057 | Pristine Sun - 2257 Campbell (SB32) |  | PG&E | CA | Glenn | Sacramento River Valley | Solar PV | Tracking - 20MW+ | New | 2017-03-11 | 2037-03-10 | 1 | 0.75 | 1.7726 | 26.98% | CAISO | CAISO | CAISO | Solar | Northern_California | 0.84 | 2099-12-31 | 0 | 1.489 | 1 | 1 | 1 | 0 | PG50057 | Pristine Sun - 2257 Campbell (SB32) | 0.75 | Solar
| 231 | PG50058 | Pristine Sun - 2272 McCall (SB32) |  | PG&E | CA | Yuba | Yuba County | Solar PV | Tracking - 20MW+ | New | 2017-03-11 | 2037-03-10 | 1 | 0.5 | 1.0838 | 24.74% | CAISO | CAISO | CAISO | Solar | California | 0.84 | 2099-12-31 | 0 | 0.91035 | 1 | 1 | 1 | 0 | PG50058 | Pristine Sun - 2272 McCall (SB32) | 0.5 | Solar
| 232 | PG5012 | Fresh Air Energy IV, LLC - Sonora 1 | PEORIA_1_SOLAR | PG&E | CA | Tuolumne | Tuolumne County | Solar PV | Tracking - 20MW+ | Existing | 2013-12-31 | 2033-12-30 | 1 | 1.5 | 2.098 | 15.97% | CAISO | CAISO | CAISO | Solar | None | 1 | 2099-12-31 | 1 | 2.098 | 1 | 1 | 1 | 0 | PEORIA_1_SOLAR | Fresh Air Energy IV, LLC - Sonora 1 | 1.5 | Solar | 1.5 | 0.21
| 233 | PG5019 | Bear Creek Solar Project | LOCKFD_1_BEARCK | PG&E | CA | San Joaquin | Solano | Solar PV | Tracking - 20MW+ | Existing | 2014-02-05 | 2034-02-04 | 1 | 1.5 | 2.1 | 15.98% | CAISO | CAISO | CAISO | Solar | Solano | 1 | 2099-12-31 | 1 | 2.1 | 1 | 1 | 1 | 0 | LOCKFD_1_BEARCK | Bear Creek Solar Project | 1.5 | Solar | 1.5 | 0.21
| 234 | PG5024 | Orion Solar - PV 1 | ARVINN_6_ORION1 | PG&E | CA | Kern | Westlands | Solar PV | Tracking - 20MW+ | Existing | 2014-04-14 | 2034-06-25 | 1 | 12 | 28 | 26.64% | CAISO | CAISO | CAISO | Solar | Westlands | 1 | 2099-12-31 | 1 | 28 | 1 | 1 | 1 | 0 | ARVINN_6_ORION1 | Orion Solar - PV 1 | 12 | Solar | 12 | 1.68
| 235 | PG5025 | Ignite Solar Holdings 1 - Achomawi |  | PG&E | CA | Shasta | Round Mountain - B | Solar PV | Tracking - 20MW+ | Existing | 2014-03-05 | 2034-03-04 | 1 | 1.5 | 2.1 | 15.98% | CAISO | CAISO | CAISO | Solar | Northern_California | 1 | 2099-12-31 | 0 | 2.1 | 1 | 1 | 1 | 0 | PG5025 | Ignite Solar Holdings 1 - Achomawi | 1.5 | Solar
| 236 | PG5026 | Ignite Solar Holdings 1 - Ahjumawi |  | PG&E | CA | Shasta | Solano | Solar PV | Tracking - 20MW+ | Existing | 2014-03-05 | 2034-03-04 | 1 | 1.5 | 2.1 | 15.98% | CAISO | CAISO | CAISO | Solar | Solano | 1 | 2099-12-31 | 0 | 2.1 | 1 | 1 | 1 | 0 | PG5026 | Ignite Solar Holdings 1 - Ahjumawi | 1.5 | Solar
| 237 | PG5029 | Kingsburg 1 | KNGBRG_1_KBSLR1 | PG&E | CA | Tulare | Westlands | Solar PV | Fixed Tilt - 20MW+ | Existing | 2013-12-30 | 2033-12-29 | 1 | 1.5 | 2.1 | 15.98% | CAISO | CAISO | CAISO | Solar | Westlands | 1 | 2099-12-31 | 1 | 2.1 | 1 | 1 | 1 | 0 | KNGBRG_1_KBSLR1 | Kingsburg 1 | 1.5 | Solar | 1.5 | 0
| 238 | PG5030 | Kingsburg 2 | KNGBRG_1_KBSLR2 | PG&E | CA | Tulare | Westlands | Solar PV | Fixed Tilt - 20MW+ | Existing | 2013-12-30 | 2033-12-29 | 1 | 1.5 | 2.1 | 15.98% | CAISO | CAISO | CAISO | Solar | Westlands | 1 | 2099-12-31 | 1 | 2.1 | 1 | 1 | 1 | 0 | KNGBRG_1_KBSLR2 | Kingsburg 2 | 1.5 | Solar | 1.5 | 0
| 239 | PG5031 | Kingsburg 3 |  | PG&E | CA | Tulare | Westlands | Solar PV | Fixed Tilt - 20MW+ | Existing | 2013-12-30 | 2033-12-29 | 1 | 0.75 | 1.1 | 16.74% | CAISO | CAISO | CAISO | Solar | Westlands | 1 | 2099-12-31 | 0 | 1.1 | 1 | 1 | 1 | 0 | PG5031 | Kingsburg 3 | 0.75 | Solar
| 240 | PG5032 | La Joya Del Sol #1 | WFRESN_1_SOLAR | PG&E | CA | Fresno | Westlands | Solar PV | Tracking - 20MW+ | Existing | 2012-12-24 | 2032-12-23 | 1 | 1.5 | 2.1 | 15.98% | CAISO | CAISO | CAISO | Solar | Westlands | 1 | 2099-12-31 | 1 | 2.1 | 1 | 1 | 1 | 0 | WFRESN_1_SOLAR | La Joya Del Sol #1 | 1.5 | Solar | 1.5 | 0
| 241 | PG5038 | Mesquite Solar 1 | MSOLAR_2_SOLAR1 | PG&E | AZ | Maricopa | AZ_WE | Solar PV | Fixed Tilt - 20MW+ | Existing | 2013-03-08 | 2033-03-07 | 1 | 150 | 305 | 23.21% | CAISO | CAISO | CAISO | Solar | Arizona | 1 | 2099-12-31 | 1 | 305 | 1 | 1 | 1 | 0 | MSOLAR_2_SOLAR1 | Mesquite Solar 1 | 150 | Solar | 165 | 23.1
| 242 | PG5039 | Nickel 1 (New) | TWISSL_6_SOLAR | PG&E | CA | Kern | Westlands | Solar PV | Fixed Tilt - 20MW+ | Existing | 2012-11-28 | 2032-11-27 | 1 | 1.5 | 2.098 | 15.97% | CAISO | CAISO | CAISO | Solar | Westlands | 1 | 2099-12-31 | 1 | 2.098 | 1 | 1 | 1 | 0 | TWISSL_6_SOLAR | Nickel 1 (New) | 1.5 | Solar | 1.5 | 0.21
| 243 | PG5042 | Oakley Executive Solar Project | COCOSB_6_SOLAR | PG&E | CA | Contra Costa | Solano | Solar PV | Fixed Tilt - 20MW+ | Existing | 2013-06-12 | 2033-06-11 | 1 | 1.5 | 2.1 | 15.98% | CAISO | CAISO | CAISO | Solar | Solano | 1 | 2099-12-31 | 1 | 2.1 | 1 | 1 | 1 | 0 | COCOSB_6_SOLAR | Oakley Executive Solar Project | 1.5 | Solar | 1.5 | 0
| 244 | PG5046 | Pristine Sun Alvares 2041 |  | PG&E | CA | Tehama | Sacramento River Valley | Solar PV | Tracking - 20MW+ | Existing | 2014-02-10 | 2034-02-09 | 1 | 0.25 | 0.4 | 18.26% | CAISO | CAISO | CAISO | Solar | Northern_California | 1 | 2099-12-31 | 0 | 0.4 | 1 | 1 | 1 | 0 | PG5046 | Pristine Sun Alvares 2041 | 0.25 | Solar
| 245 | PG5050 | Pristine Sun Buzzelle |  | PG&E | CA | Butte | Sacramento River Valley | Solar PV | Tracking - 20MW+ | Existing | 2014-03-06 | 2034-03-05 | 1 | 0.999 | 1.4 | 16% | CAISO | CAISO | CAISO | Solar | Northern_California | 1 | 2099-12-31 | 0 | 1.4 | 1 | 1 | 1 | 0 | PG5050 | Pristine Sun Buzzelle | 0.999 | Solar
| 246 | PG5051 | Pristine Sun Christensen |  | PG&E | CA | Fresno | Westlands | Solar PV | Tracking - 20MW+ | Existing | 2014-02-07 | 2034-02-06 | 1 | 0.999 | 1.4 | 16% | CAISO | CAISO | CAISO | Solar | Westlands | 1 | 2099-12-31 | 0 | 1.4 | 1 | 1 | 1 | 0 | PG5051 | Pristine Sun Christensen | 0.999 | Solar
| 247 | PG5053 | Pristine Sun Cotton |  | PG&E | CA | Butte | Sacramento River Valley | Solar PV | Tracking - 20MW+ | Existing | 2014-03-03 | 2034-03-02 | 1 | 0.999 | 1.4 | 16% | CAISO | CAISO | CAISO | Solar | Northern_California | 1 | 2099-12-31 | 0 | 1.4 | 1 | 1 | 1 | 0 | PG5053 | Pristine Sun Cotton | 0.999 | Solar
| 248 | PG5057 | Pristine Sun Fitzjarrell |  | PG&E | CA | Shasta | Round Mountain - B | Solar PV | Tracking - 20MW+ | Existing | 2014-06-27 | 2034-06-26 | 1 | 0.999 | 1.4 | 16% | CAISO | CAISO | CAISO | Solar | Northern_California | 1 | 2099-12-31 | 0 | 1.4 | 1 | 1 | 1 | 0 | PG5057 | Pristine Sun Fitzjarrell | 0.999 | Solar
| 249 | PG5059 | Pristine Sun Harris | LIVEOK_6_SOLAR | PG&E | CA | Sutter | Sacramento River Valley | Solar PV | Tracking - 20MW+ | Existing | 2014-12-02 | 2034-12-01 | 1 | 1.25 | 1.8 | 16.44% | CAISO | CAISO | CAISO | Solar | Northern_California | 1 | 2099-12-31 | 1 | 1.8 | 1 | 1 | 1 | 0 | LIVEOK_6_SOLAR | Pristine Sun Harris | 1.25 | Solar | 1.25 | 0.07
| 250 | PG5060 | Pristine Sun Helton | ELCAP_1_SOLAR | PG&E | CA | Merced | Los Banos | Solar PV | Tracking - 20MW+ | Existing | 2015-04-30 | 2035-04-29 | 1 | 1.5 | 2.1 | 15.98% | CAISO | CAISO | CAISO | Solar | Central_Valley_North_Los_Banos | 1 | 2099-12-31 | 1 | 2.1 | 1 | 1 | 1 | 0 | ELCAP_1_SOLAR | Pristine Sun Helton | 1.5 | Solar | 1.5 | 0
| 251 | PG5061 | Pristine Sun Hill |  | PG&E | CA | San Luis Obispo | Carrizo North | Solar PV | Tracking - 20MW+ | Existing | 2014-02-20 | 2034-02-19 | 1 | 0.75 | 1.1 | 16.74% | CAISO | CAISO | CAISO | Solar | Greater_Carrizo | 1 | 2099-12-31 | 0 | 1.1 | 1 | 1 | 1 | 0 | PG5061 | Pristine Sun Hill | 0.75 | Solar
| 252 | PG5062 | Pristine Sun Jardine |  | PG&E | CA | San Luis Obispo | Carrizo North | Solar PV | Tracking - 20MW+ | Existing | 2014-03-03 | 2034-03-02 | 1 | 0.999 | 1.4 | 16% | CAISO | CAISO | CAISO | Solar | Greater_Carrizo | 1 | 2099-12-31 | 0 | 1.4 | 1 | 1 | 1 | 0 | PG5062 | Pristine Sun Jardine | 0.999 | Solar
| 253 | PG5063 | Pristine Sun Jarvis |  | PG&E | CA | Butte | Sacramento River Valley | Solar PV | Tracking - 20MW+ | Existing | 2014-06-27 | 2034-06-26 | 1 | 0.999 | 1.4 | 16% | CAISO | CAISO | CAISO | Solar | Northern_California | 1 | 2099-12-31 | 0 | 1.4 | 1 | 1 | 1 | 0 | PG5063 | Pristine Sun Jarvis | 0.999 | Solar
| 254 | PG5071 | Pristine Sun Rogers |  | PG&E | CA | Tehama | Sacramento River Valley | Solar PV | Tracking - 20MW+ | Existing | 2013-07-12 | 2033-07-11 | 1 | 0.25 | 0.7 | 31.96% | CAISO | CAISO | CAISO | Solar | Northern_California | 1 | 2099-12-31 | 0 | 0.7 | 1 | 1 | 1 | 0 | PG5071 | Pristine Sun Rogers | 0.25 | Solar
| 255 | PG5073 | Pristine Sun Scherz |  | PG&E | CA | San Luis Obispo | Carrizo South | Solar PV | Tracking - 20MW+ | Existing | 2014-03-03 | 2034-03-02 | 1 | 0.5 | 0.7 | 15.98% | CAISO | CAISO | CAISO | Solar | Greater_Carrizo | 1 | 2099-12-31 | 0 | 0.7 | 1 | 1 | 1 | 0 | PG5073 | Pristine Sun Scherz | 0.5 | Solar
| 256 | PG5074 | Pristine Sun Smotherman |  | PG&E | CA | Sutter | Yuba County | Solar PV | Tracking - 20MW+ | Existing | 2014-01-01 | 2033-12-31 | 1 | 0.25 | 0.35 | 15.98% | CAISO | CAISO | CAISO | Solar | California | 1 | 2099-12-31 | 0 | 0.35 | 1 | 1 | 1 | 0 | PG5074 | Pristine Sun Smotherman | 0.25 | Solar
| 257 | PG5075 | Pristine Sun Stroing |  | PG&E | CA | Tehama | Sacramento River Valley | Solar PV | Tracking - 20MW+ | Existing | 2013-10-02 | 2033-10-01 | 1 | 0.75 | 1.1 | 16.74% | CAISO | CAISO | CAISO | Solar | Northern_California | 1 | 2099-12-31 | 0 | 1.1 | 1 | 1 | 1 | 0 | PG5075 | Pristine Sun Stroing | 0.75 | Solar
| 258 | PG5076 | Pristine Sun Terzian | REEDLY_6_SOLAR | PG&E | CA | Fresno | Westlands | Solar PV | Tracking - 20MW+ | Existing | 2014-06-17 | 2034-06-16 | 1 | 1.25 | 1.8 | 16.44% | CAISO | CAISO | CAISO | Solar | Westlands | 1 | 2099-12-31 | 1 | 1.8 | 1 | 1 | 1 | 0 | REEDLY_6_SOLAR | Pristine Sun Terzian | 1.25 | Solar | 1.23 | 0
| 259 | PG5077 | Kansas South - PV 1 | KANSAS_6_SOLAR | PG&E | CA | Kings | Westlands | Solar PV | Tracking - 20MW+ | Existing | 2013-06-07 | 2033-06-24 | 1 | 20 | 48.223 | 27.52% | CAISO | CAISO | CAISO | Solar | Westlands | 1 | 2099-12-31 | 1 | 48.223 | 1 | 1 | 1 | 0 | KANSAS_6_SOLAR | Kansas South - PV 1 | 20 | Solar |  | 0
| 260 | PG5078 | Enerparc CA1 (FKA San Benito Smart Park) | HOLSTR_1_SOLAR | PG&E | CA | San Benito | San Benito County | Solar PV | Fixed Tilt - 20MW+ | Existing | 2014-06-16 | 2034-06-15 | 1 | 1.5 | 2.1 | 15.98% | CAISO | CAISO | CAISO | Solar | None | 1 | 2099-12-31 | 1 | 2.1 | 1 | 1 | 1 | 0 | HOLSTR_1_SOLAR | Enerparc CA1 (FKA San Benito Smart Park) | 1.5 | Solar | 1.5 | 0
| 261 | PG5080 | Westlands Solar Farms PV1 | JAYNE_6_WLSLR | PG&E | CA | Fresno | Westlands | Solar PV | Tracking - 20MW+ | Existing | 2014-02-14 | 2034-04-30 | 1 | 18 | 36 | 22.83% | CAISO | CAISO | CAISO | Solar | Westlands | 1 | 2099-12-31 | 1 | 36 | 1 | 1 | 1 | 0 | JAYNE_6_WLSLR | Westlands Solar Farms PV1 | 18 | Solar | 18 | 0
| 262 | PG5081 | Alpaugh North | ALPSLR_1_NTHSLR | PG&E | CA | Tulare | Westlands | Solar PV | Tracking - 20MW+ | Existing | 2013-03-08 | 2038-03-07 | 1 | 20 | 33 | 18.84% | CAISO | CAISO | CAISO | Solar | Westlands | 1 | 2099-12-31 | 1 | 33 | 1 | 1 | 1 | 0 | ALPSLR_1_NTHSLR | Alpaugh North | 20 | Solar | 20 | 2.8
| 263 | PG5082 | Alpaugh 50 | ALPSLR_1_SPSSLR | PG&E | CA | Tulare | Westlands | Solar PV | Tracking - 20MW+ | Existing | 2013-03-08 | 2038-03-07 | 1 | 50 | 113 | 25.8% | CAISO | CAISO | CAISO | Solar | Westlands | 1 | 2099-12-31 | 1 | 113 | 1 | 1 | 1 | 0 | ALPSLR_1_SPSSLR | Alpaugh 50 | 50 | Solar | 50 | 7
| 264 | PG5083 | Alpine Solar Project | NEENCH_6_SOLAR | PG&E | CA | Los Angeles | Tehachapi | Solar PV | Fixed Tilt - 20MW+ | Existing | 2013-01-18 | 2033-01-17 | 1 | 66 | 140 | 24.21% | CAISO | CAISO | CAISO | Solar | Tehachapi | 1 | 2099-12-31 | 1 | 140 | 1 | 1 | 1 | 0 | NEENCH_6_SOLAR | Alpine Solar Project | 66 | Solar |  | 9.24
| 265 | PG5084 | AV Solar Ranch One | AVSOLR_2_SOLAR | PG&E | CA | Los Angeles | Tehachapi | Solar PV | Fixed Tilt - 20MW+ | Existing | 2014-11-21 | 2039-11-20 | 1 | 241.5 | 621 | 29.35% | CAISO | CAISO | CAISO | Solar | Tehachapi | 1 | 2099-12-31 | 1 | 621 | 1 | 1 | 1 | 0 | AVSOLR_2_SOLAR | AV Solar Ranch One | 241.5 | Solar | 241.5 | 33.81
| 266 | PG5085 | Atwell Island | ATWELL_1_SOLAR | PG&E | CA | Tulare | Westlands | Solar PV | Fixed Tilt - 20MW+ | Existing | 2013-03-08 | 2038-03-11 | 1 | 20 | 33 | 18.84% | CAISO | CAISO | CAISO | Solar | Westlands | 1 | 2099-12-31 | 1 | 33 | 1 | 1 | 1 | 0 | ATWELL_1_SOLAR | Atwell Island | 20 | Solar | 20 | 2.8
| 267 | PG5086 | Avenal Park (Eurus) | AVENAL_6_AVPARK | PG&E | CA | Kings | Westlands | Solar PV | Fixed Tilt - 20MW+ | Existing | 2011-08-05 | 2031-08-04 | 1 | 6 | 10 | 19.03% | CAISO | CAISO | CAISO | Solar | Westlands | 1 | 2099-12-31 | 1 | 10 | 1 | 1 | 1 | 0 | AVENAL_6_AVPARK | Avenal Park (Eurus) | 6 | Solar | 6 | 0
| 268 | PG5087 | CM48 (fka Sempra Copper Mountain 1) | COPMTN_2_SOLAR1 | PG&E | NV | Clark | NV_SW | Solar PV | Fixed Tilt - 20MW+ | Existing | 2011-01-25 | 2031-01-31 | 1 | 48 | 100 | 23.78% | CAISO | CAISO | CAISO | Solar | Southern_Nevada | 1 | 2099-12-31 | 1 | 100 | 1 | 1 | 1 | 0 | COPMTN_2_SOLAR1 | CM48 (fka Sempra Copper Mountain 1) | 48 | Solar | 48 | 6.72
| 269 | PG5088 | Corcoran | WAUKNA_1_SOLAR | PG&E | CA | Kings | Westlands | Solar PV | Tracking - 20MW+ | Existing | 2013-08-14 | 2038-08-14 | 1 | 20 | 33 | 18.84% | CAISO | CAISO | CAISO | Solar | Westlands | 1 | 2099-12-31 | 1 | 33 | 1 | 1 | 1 | 0 | WAUKNA_1_SOLAR | Corcoran | 20 | Solar | 20 | 2.8
| 270 | PG5089 | Desert Center Solar Farm | DSRTSN_2_SOLAR2 | PG&E | CA | Riverside | Riverside East | Solar PV | Fixed Tilt - 20MW+ | Existing | 2014-12-17 | 2039-12-16 | 1 | 300 | 619 | 23.55% | CAISO | CAISO | CAISO | Solar | Riverside_East_Palm_Springs | 1 | 2099-12-31 | 1 | 619 | 1 | 1 | 1 | 0 | DSRTSN_2_SOLAR2 | Desert Center Solar Farm | 300 | Solar | 129.8 | 35
| 271 | PG5090 | High Plains Ranch III | CAVLSR_2_BSOLAR | PG&E | CA | San Luis Obispo | Carrizo South | Solar PV | Tracking - 20MW+ | Existing | 2012-12-31 | 2038-09-30 | 1 | 40 | 112 | 31.96% | CAISO | CAISO | CAISO | Solar | Greater_Carrizo | 1 | 2099-12-31 | 1 | 112 | 1 | 1 | 1 | 0 | CAVLSR_2_BSOLAR | High Plains Ranch III | 40 | Solar | 40 | 5.6
| 272 | PG5091 | Kettleman Solar Project | LOCKFD_1_KSOLAR | PG&E | CA | San Joaquin | Solano | Solar PV | Tracking - 20MW+ | Existing | 2014-03-14 | 2034-03-13 | 1 | 1 | 1.4 | 15.98% | CAISO | CAISO | CAISO | Solar | Solano | 1 | 2099-12-31 | 1 | 1.4 | 1 | 1 | 1 | 0 | LOCKFD_1_KSOLAR | Kettleman Solar Project | 1 | Solar | 1 | 0.14
| 273 | PG5092 | Sand Drag (Eurus) | AVENAL_6_SANDDG | PG&E | CA | Kings | Westlands | Solar PV | Fixed Tilt - 20MW+ | Existing | 2011-08-05 | 2031-08-04 | 1 | 19 | 30 | 18.02% | CAISO | CAISO | CAISO | Solar | Westlands | 1 | 2099-12-31 | 1 | 30 | 1 | 1 | 1 | 0 | AVENAL_6_SANDDG | Sand Drag (Eurus) | 19 | Solar | 19 | 0
| 274 | PG5093 | Sun City Project (Eurus) | AVENAL_6_SUNCTY | PG&E | CA | Kings | Westlands | Solar PV | Fixed Tilt - 20MW+ | Existing | 2011-08-05 | 2031-08-04 | 1 | 20 | 32 | 18.26% | CAISO | CAISO | CAISO | Solar | Westlands | 1 | 2099-12-31 | 1 | 32 | 1 | 1 | 1 | 0 | AVENAL_6_SUNCTY | Sun City Project (Eurus) | 20 | Solar | 20 | 0
| 275 | PG5094 | Vintner Solar Project | TMPLTN_2_SOLAR | PG&E | CA | San Luis Obispo | Carrizo North | Solar PV | Tracking - 20MW+ | Existing | 2014-03-06 | 2034-03-05 | 1 | 1.5 | 2.1 | 15.98% | CAISO | CAISO | CAISO | Solar | Greater_Carrizo | 1 | 2099-12-31 | 1 | 2.1 | 1 | 1 | 1 | 0 | TMPLTN_2_SOLAR | Vintner Solar Project | 1.5 | Solar | 1.5 | 0.21
| 276 | PG5095 | White River | OLIVEP_1_SOLAR | PG&E | CA | Tulare | Westlands | Solar PV | Tracking - 20MW+ | Existing | 2013-06-27 | 2038-06-26 | 1 | 20 | 33 | 18.84% | CAISO | CAISO | CAISO | Solar | Westlands | 1 | 2099-12-31 | 1 | 33 | 1 | 1 | 1 | 0 | OLIVEP_1_SOLAR | White River | 20 | Solar | 20 | 2.8
| 277 | PG5096 | CM10 (fka Sempra El Dorado Solar) | COPMTN_2_CM10 | PG&E | NV | Clark | NV_SW | Solar PV | Fixed Tilt - 20MW+ | Existing | 2009-01-01 | 2028-12-31 | 1 | 10 | 23 | 26.26% | CAISO | CAISO | CAISO | Solar | Southern_Nevada | 1 | 2099-12-31 | 1 | 23 | 1 | 1 | 1 | 0 | COPMTN_2_CM10 | CM10 (fka Sempra El Dorado Solar) | 10 | Solar | 10 | 1.4
| 278 | PG5097 | High Plains Ranch II | CAVLSR_2_RSOLAR | PG&E | CA | San Luis Obispo | Carrizo South | Solar PV | Tracking - 20MW+ | Existing | 2013-10-31 | 2038-10-30 | 1 | 210 | 587.3582 | 31.93% | CAISO | CAISO | CAISO | Solar | Greater_Carrizo | 1 | 2099-12-31 | 1 | 587.3582 | 1 | 1 | 1 | 0 | CAVLSR_2_RSOLAR | High Plains Ranch II | 210 | Solar | 210 | 29.4
| 279 | PG5098 | Topaz Solar Farm | TOPAZ_2_SOLAR | PG&E | CA | San Luis Obispo | Carrizo South | Solar PV | Fixed Tilt - 20MW+ | Existing | 2014-10-27 | 2039-10-26 | 1 | 550 | 1275.1258 | 26.47% | CAISO | CAISO | CAISO | Solar | Greater_Carrizo | 1 | 2099-12-31 | 1 | 1275.1258 | 1 | 1 | 1 | 0 | TOPAZ_2_SOLAR | Topaz Solar Farm | 550 | Solar | 550 | 77
| 280 | PG5103 | Agua Caliente Solar Project | AGUCAL_5_SOLAR1 | PG&E | AZ | Yuma | AZ_WE | Solar PV | Fixed Tilt - 20MW+ | Existing | 2014-06-23 | 2039-06-22 | 1 | 290 | 688 | 27.08% | CAISO | CAISO | CAISO | Solar | Arizona | 1 | 2099-12-31 | 1 | 688 | 1 | 1 | 1 | 0 | AGUCAL_5_SOLAR1 | Agua Caliente Solar Project | 290 | Solar | 290 | 0
| 281 | PG5111 | Cloverdale Solar FSEC 1 | CLOVDL_1_SOLAR | PG&E | CA | Sonoma | Sonoma County | Solar PV | Fixed Tilt - 20MW+ | Existing | 2014-06-26 | 2034-06-25 | 1 | 1.5 | 2.1 | 15.98% | CAISO | CAISO | CAISO | Solar | None | 1 | 2099-12-31 | 1 | 2.1 | 1 | 1 | 1 | 0 | CLOVDL_1_SOLAR | Cloverdale Solar FSEC 1 | 1.5 | Solar | 1.5 | 0.21
| 282 | PG5115 | Copper Mountain Solar 2 | COPMT2_2_SOLAR2 | PG&E | NV | Clark | NV_SW | Solar PV | Fixed Tilt - 20MW+ | Existing | 2015-05-13 | 2040-05-12 | 1 | 150 | 303 | 23.06% | CAISO | CAISO | CAISO | Solar | Southern_Nevada | 1 | 2099-12-31 | 1 | 303 | 1 | 1 | 1 | 0 | COPMT2_2_SOLAR2 | Copper Mountain Solar 2 | 150 | Solar | 155 | 21.7
| 283 | PG5116 | Cuyama Solar Array |  | PG&E | CA | Santa Barbara | Santa Barbara | Solar PV | Tracking - 20MW+ | New | 2019-01-01 | 2043-12-31 | 1 | 40 | 104 | 29.68% | CAISO | CAISO | CAISO | Solar | Greater_Carrizo | 0.84 | 2099-12-31 | 0 | 87.36 | 1 | 1 | 1 | 0 | PG5116 | Cuyama Solar Array | 40 | Solar
| 284 | PG5121 | Henrietta Solar | HENRTS_1_SOLAR | PG&E | CA | Kings | Westlands | Solar PV | Tracking - 20MW+ | Existing | 2016-10-01 | 2036-09-30 | 1 | 100 | 244.41 | 27.9% | CAISO | CAISO | CAISO | Solar | Westlands | 1 | 2099-12-31 | 1 | 244.41 | 1 | 1 | 1 | 0 | HENRTS_1_SOLAR | Henrietta Solar | 100 | Solar | 100 | 14
| 285 | PG5127 | Kansas | LEPRFD_1_KANSAS | PG&E | CA | Kings | Westlands | Solar PV | Tracking - 20MW+ | Existing | 2018-01-01 | 2037-12-31 | 1 | 20 | 46.9 | 26.77% | CAISO | CAISO | CAISO | Solar | Westlands | 1 | 2099-12-31 | 1 | 46.9 | 1 | 1 | 1 | 0 | LEPRFD_1_KANSAS | Kansas | 20 | Solar | 20 | 2.8
| 286 | PG5130 | Lost Hills Solar |  | PG&E | CA | Kern | Westlands | Solar PV | Tracking - 20MW+ | Existing | 2019-01-01 | 2043-12-31 | 1 | 20 | 47 | 26.83% | CAISO | CAISO | CAISO | Solar | Westlands | 1 | 2099-12-31 | 0 | 47 | 1 | 1 | 1 | 0 | PG5130 | Lost Hills Solar | 20 | Solar
| 287 | PG5131 | North Star Solar | MNDOTA_1_SOLAR1 | PG&E | CA | Fresno | Westlands | Solar PV | Tracking - 20MW+ | Existing | 2015-06-19 | 2035-06-18 | 1 | 60 | 136 | 25.88% | CAISO | CAISO | CAISO | Solar | Westlands | 1 | 2099-12-31 | 1 | 136 | 1 | 1 | 1 | 0 | MNDOTA_1_SOLAR1 | North Star Solar | 60 | Solar | 60 | 8.4
| 288 | PG5147 | White River Solar 2 - RAM 2 | OLIVEP_1_SOLAR2 | PG&E | CA | Tulare | Westlands | Solar PV | Tracking - 20MW+ | Existing | 2014-10-02 | 2034-10-01 | 1 | 19.75 | 44 | 25.43% | CAISO | CAISO | CAISO | Solar | Westlands | 1 | 2099-12-31 | 1 | 44 | 1 | 1 | 1 | 0 | OLIVEP_1_SOLAR2 | White River Solar 2 - RAM 2 | 19.75 | Solar | 19.75 | 2.77
| 289 | PG5150 | Midway Solar Farm I |  | PG&E | CA | Imperial | Imperial North | Solar PV | Tracking - 20MW+ | New | 2020-06-01 | 2040-05-31 | 1 | 50 | 119.34 | 27.25% | IID | CAISO | IID | Solar | Greater_Imperial | 0.84 | 2099-12-31 | 0 | 100.2456 | 1 | 1 | 1 | 0 | PG5150 | Midway Solar Farm I | 50 | Solar
| 290 | PG5155 | RE Astoria LLC | ASTORA_2_SOLAR1 | PG&E | CA | Kern | Tehachapi | Solar PV | Tracking - 20MW+ | Existing | 2019-01-03 | 2034-01-02 | 1 | 100 | 298.14 | 34.03% | CAISO | CAISO | CAISO | Solar | Tehachapi | 1 | 2099-12-31 | 1 | 298.14 | 1 | 1 | 1 | 0 | ASTORA_2_SOLAR1 | RE Astoria LLC | 100 | Solar | 100 | 14
| 291 | PG5156 | California Flats Solar Project |  | PG&E | CA | Monterey | Carrizo North | Solar PV | Tracking - 20MW+ | New | 2018-12-01 | 2033-12-30 | 1 | 150 | 380.71 | 28.97% | CAISO | CAISO | CAISO | Solar | Greater_Carrizo | 0.84 | 2099-12-31 | 0 | 319.7964 | 1 | 1 | 1 | 0 | PG5156 | California Flats Solar Project | 150 | Solar
| 292 | PG5158 | Blackwell Solar |  | PG&E | CA | Kern | Westlands | Solar PV | Tracking - 20MW+ | New | 2019-01-01 | 2043-12-31 | 1 | 12 | 28 | 26.64% | CAISO | CAISO | CAISO | Solar | Westlands | 0.84 | 2099-12-31 | 0 | 23.52 | 1 | 1 | 1 | 0 | PG5158 | Blackwell Solar | 12 | Solar
| 293 | PG5159 | West Antelope - RAM 1 | ACACIA_6_SOLAR | PG&E | CA | Los Angeles | Tehachapi | Solar PV | Tracking - 20MW+ | Existing | 2014-11-13 | 2035-02-08 | 1 | 20 | 53 | 30.25% | CAISO | CAISO | CAISO | Solar | Tehachapi | 1 | 2099-12-31 | 1 | 53 | 1 | 1 | 1 | 0 | ACACIA_6_SOLAR | West Antelope - RAM 1 | 20 | Solar | 20 | 2.8
| 294 | PG5160 | Western Antelope Blue Sky Ranch A - RAM 1 | PLAINV_6_BSOLAR | PG&E | CA | Los Angeles | Tehachapi | Solar PV | Tracking - 20MW+ | Existing | 2014-11-14 | 2035-02-16 | 1 | 20 | 47.73 | 27.24% | CAISO | CAISO | CAISO | Solar | Tehachapi | 1 | 2099-12-31 | 1 | 47.73 | 1 | 1 | 1 | 0 | PLAINV_6_BSOLAR | Western Antelope Blue Sky Ranch A - RAM 1 | 20 | Solar | 20 | 0
| 295 | PG5161 | Kent South - PV 2 | KNTSTH_6_SOLAR | PG&E | CA | Kings | Westlands | Solar PV | Tracking - 20MW+ | Existing | 2014-12-29 | 2035-02-18 | 1 | 20 | 48 | 27.4% | CAISO | CAISO | CAISO | Solar | Westlands | 1 | 2099-12-31 | 1 | 48 | 1 | 1 | 1 | 0 | KNTSTH_6_SOLAR | Kent South - PV 2 | 20 | Solar | 20 | 0
| 296 | PG5163 | Algonquin SKIC 20 Solar - PV 2 | SKERN_6_SOLAR1 | PG&E | CA | Kern | Westlands | Solar PV | Tracking - 20MW+ | Existing | 2015-04-14 | 2035-05-14 | 1 | 20 | 47 | 26.83% | CAISO | CAISO | CAISO | Solar | Westlands | 1 | 2099-12-31 | 1 | 47 | 1 | 1 | 1 | 0 | SKERN_6_SOLAR1 | Algonquin SKIC 20 Solar - PV 2 | 20 | Solar | 20 | 2.8
| 297 | PG5164 | Alamo Solar, LLC - RAM 2 | VICTOR_1_SOLAR2 | PG&E | CA | San Bernardino | Victorville | Solar PV | Tracking - 20MW+ | Existing | 2015-05-20 | 2035-06-29 | 1 | 20 | 49.76 | 28.4% | CAISO | CAISO | CAISO | Solar | Kramer_Inyokern | 1 | 2099-12-31 | 1 | 49.76 | 1 | 1 | 1 | 0 | VICTOR_1_SOLAR2 | Alamo Solar, LLC - RAM 2 | 20 | Solar | 20 | 0
| 298 | PG5165 | CID Solar PV Project - RAM 2 | CORCAN_1_SOLAR1 | PG&E | CA | Kings | Westlands | Solar PV | Tracking - 20MW+ | Existing | 2015-01-20 | 2035-03-19 | 1 | 19.76 | 49.7 | 28.71% | CAISO | CAISO | CAISO | Solar | Westlands | 1 | 2099-12-31 | 1 | 49.7 | 1 | 1 | 1 | 0 | CORCAN_1_SOLAR1 | CID Solar PV Project - RAM 2 | 19.76 | Solar | 20 | 2.8
| 299 | PG5167 | Columbia Solar Energy | CUMBIA_1_SOLAR | PG&E | CA | Contra Costa | Solano | Solar PV | Tracking - 20MW+ | Existing | 2015-10-21 | 2035-12-13 | 1 | 19 | 40.6 | 24.39% | CAISO | CAISO | CAISO | Solar | Solano | 1 | 2099-12-31 | 1 | 40.6 | 1 | 1 | 1 | 0 | CUMBIA_1_SOLAR | Columbia Solar Energy | 19 | Solar | 19 | 2.66
| 300 | PG5170 | Shafter Solar - RAM 3 | 7STDRD_1_SOLAR1 | PG&E | CA | Kern | Westlands | Solar PV | Tracking - 20MW+ | Existing | 2015-06-03 | 2035-07-15 | 1 | 19.98 | 52.57 | 30.04% | CAISO | CAISO | CAISO | Solar | Westlands | 1 | 2099-12-31 | 1 | 52.57 | 1 | 1 | 1 | 0 | 7STDRD_1_SOLAR1 | Shafter Solar - RAM 3 | 19.98 | Solar | 20 | 2.8
| 301 | PG5171 | Morelos Del Sol - RAM 3 | MRLSDS_6_SOLAR1 | PG&E | CA | Kern | Westlands | Solar PV | Tracking - 20MW+ | Existing | 2015-12-02 | 2036-02-29 | 1 | 15 | 32.63 | 24.83% | CAISO | CAISO | CAISO | Solar | Westlands | 1 | 2099-12-31 | 1 | 32.63 | 1 | 1 | 1 | 0 | MRLSDS_6_SOLAR1 | Morelos Del Sol - RAM 3 | 15 | Solar |  | 2.1
| 302 | PG5172 | RE Old River One - RAM 3 | OLDRV1_6_SOLAR | PG&E | CA | Kern | Westlands | Solar PV | Tracking - 20MW+ | Existing | 2014-12-30 | 2035-02-08 | 1 | 20 | 51.88 | 29.61% | CAISO | CAISO | CAISO | Solar | Westlands | 1 | 2099-12-31 | 1 | 51.88 | 1 | 1 | 1 | 0 | OLDRV1_6_SOLAR | RE Old River One - RAM 3 | 20 | Solar | 20 | 2.8
| 303 | PG5173 | Yolo County Grassland #3 | DAVIS_1_SOLAR1 | PG&E | CA | Yolo | Solano | Solar PV | Tracking - 20MW+ | Existing | 2013-07-01 | 2033-06-30 | 1 | 1 | 1.4 | 15.98% | CAISO | CAISO | CAISO | Solar | Solano | 1 | 2099-12-31 | 1 | 1.4 | 1 | 1 | 1 | 0 | DAVIS_1_SOLAR1 | Yolo County Grassland #3 | 1 | Solar | 1 | 0
| 304 | PG5174 | Yolo County Grassland #4 | DAVIS_1_SOLAR2 | PG&E | CA | Yolo | Solano | Solar PV | Tracking - 20MW+ | Existing | 2013-08-05 | 2033-08-04 | 1 | 1 | 1.4 | 15.98% | CAISO | CAISO | CAISO | Solar | Solano | 1 | 2099-12-31 | 1 | 1.4 | 1 | 1 | 1 | 0 | DAVIS_1_SOLAR2 | Yolo County Grassland #4 | 1 | Solar | 1 | 0
| 305 | PG5180 | Ecos Energy - Hollister Project | HOLSTR_1_SOLAR2 | PG&E | CA | San Benito | San Benito County | Solar PV | Tracking - 20MW+ | Existing | 2015-04-17 | 2035-04-16 | 1 | 1.5 | 2.1 | 15.98% | CAISO | CAISO | CAISO | Solar | None | 1 | 2099-12-31 | 1 | 2.1 | 1 | 1 | 1 | 0 | HOLSTR_1_SOLAR2 | Ecos Energy - Hollister Project | 1.5 | Solar | 1.5 | 0.21
| 306 | PG5181 | Ecos Energy - Merced Solar Project | MERCED_1_SOLAR2 | PG&E | CA | Merced | Los Banos | Solar PV | Tracking - 20MW+ | Existing | 2015-05-12 | 2035-05-11 | 1 | 1.5 | 2.1 | 15.98% | CAISO | CAISO | CAISO | Solar | Central_Valley_North_Los_Banos | 1 | 2099-12-31 | 1 | 2.1 | 1 | 1 | 1 | 0 | MERCED_1_SOLAR2 | Ecos Energy - Merced Solar Project | 1.5 | Solar | 1.5 | 0
| 307 | PG5182 | Ecos Energy - Mission Solar | MERCED_1_SOLAR1 | PG&E | CA | Merced | Los Banos | Solar PV | Tracking - 20MW+ | Existing | 2015-05-23 | 2035-05-22 | 1 | 1.5 | 2.1 | 15.98% | CAISO | CAISO | CAISO | Solar | Central_Valley_North_Los_Banos | 1 | 2099-12-31 | 1 | 2.1 | 1 | 1 | 1 | 0 | MERCED_1_SOLAR1 | Ecos Energy - Mission Solar | 1.5 | Solar | 1.5 | 0
| 308 | PG5184 | APEX 646-460 |  | PG&E | CA | Tulare | Westlands | Solar PV | Tracking - 20MW+ | Existing | 2015-01-14 | 2035-01-13 | 1 | 0.75 | 1.1 | 16.74% | CAISO | CAISO | CAISO | Solar | Westlands | 1 | 2099-12-31 | 0 | 1.1 | 1 | 1 | 1 | 0 | PG5184 | APEX 646-460 | 0.75 | Solar
| 309 | PG5185 | Fresno Cogeneration - Fresno Solar South | KERMAN_6_SOLAR1 | PG&E | CA | Fresno | Westlands | Solar PV | Tracking - 20MW+ | Existing | 2015-10-20 | 2035-10-19 | 1 | 1.5 | 2.1 | 15.98% | CAISO | CAISO | CAISO | Solar | Westlands | 1 | 2099-12-31 | 1 | 2.1 | 1 | 1 | 1 | 0 | KERMAN_6_SOLAR1 | Fresno Cogeneration - Fresno Solar South | 1.5 | Solar | 1.5 | 0
| 310 | PG5186 | Fresno Cogeneration - Fresno Solar West | KERMAN_6_SOLAR2 | PG&E | CA | Fresno | Westlands | Solar PV | Tracking - 20MW+ | Existing | 2015-10-20 | 2035-10-19 | 1 | 1.5 | 2.1 | 15.98% | CAISO | CAISO | CAISO | Solar | Westlands | 1 | 2099-12-31 | 1 | 2.1 | 1 | 1 | 1 | 0 | KERMAN_6_SOLAR2 | Fresno Cogeneration - Fresno Solar West | 1.5 | Solar | 1.5 | 0
| 311 | PG5190 | Greenlight - Sirius Solar Project |  | PG&E | CA | Merced | Los Banos | Solar PV | Tracking - 20MW+ | Existing | 2015-10-22 | 2035-10-21 | 1 | 0.999 | 1.3986 | 15.98% | CAISO | CAISO | CAISO | Solar | Central_Valley_North_Los_Banos | 1 | 2099-12-31 | 0 | 1.3986 | 1 | 1 | 1 | 0 | PG5190 | Greenlight - Sirius Solar Project | 0.999 | Solar
| 312 | PG5191 | Greenlight - Castor Solar Project | TX-ELK_6_SOLAR1 | PG&E | CA | Kern | Westlands | Solar PV | Tracking - 20MW+ | Existing | 2016-04-07 | 2036-04-06 | 1 | 1.5 | 2.1 | 15.98% | CAISO | CAISO | CAISO | Solar | Westlands | 1 | 2099-12-31 | 1 | 2.1 | 1 | 1 | 1 | 0 | TX-ELK_6_SOLAR1 | Greenlight - Castor Solar Project | 1.5 | Solar | 1.5 | 0
| 313 | PG6000 | Genesis Solar (Station) Energy Project | GENESI_2_STG | PG&E | CA | Riverside | Riverside East | Solar Thermal | No Storage | Existing | 2014-03-07 | 2039-03-06 | 1 | 250 | 524 | 23.93% | CAISO | CAISO | CAISO | Solar | Riverside_East_Palm_Springs | 1 | 2099-12-31 | 1 | 524 | 1 | 1 | 1 | 0 | GENESI_2_STG | Genesis Solar (Station) Energy Project | 250 | Solar | 250 | 35
| 314 | PG6004 | Ivanpah Unit 1 | IVANPA_1_UNIT1 | PG&E | CA | San Bernadino | Mountain Pass | Solar Thermal | No Storage | Existing | 2014-01-10 | 2039-01-20 | 1 | 114.46 | 294.88 | 29.41% | CAISO | CAISO | CAISO | Solar | Mountain_Pass_El_Dorado | 1 | 2099-12-31 | 1 | 294.88 | 1 | 1 | 1 | 0 | IVANPA_1_UNIT1 | Ivanpah Unit 1 | 114.46 | Solar |  | 17.64
| 315 | PG6005 | Ivanpah Unit 3 | IVANPA_1_UNIT3 | PG&E | CA | San Bernadino | Mountain Pass | Solar Thermal | No Storage | Existing | 2014-01-15 | 2039-01-26 | 1 | 126.1 | 325.92 | 29.5% | CAISO | CAISO | CAISO | Solar | Mountain_Pass_El_Dorado | 1 | 2099-12-31 | 1 | 325.92 | 1 | 1 | 1 | 0 | IVANPA_1_UNIT3 | Ivanpah Unit 3 | 126.1 | Solar |  | 18.62
| 316 | PG6013 | Mojave Solar Project | SANDLT_2_SUNITS | PG&E | CA | San Bernardino | Kramer | Solar Thermal | No Storage | Existing | 2014-12-04 | 2039-12-03 | 1 | 250 | 617.24 | 28.18% | CAISO | CAISO | CAISO | Solar | Kramer_Inyokern | 1 | 2099-12-31 | 1 | 617.24 | 1 | 1 | 1 | 0 | SANDLT_2_SUNITS | Mojave Solar Project | 250 | Solar | 137.5 | 38.5
| 317 | PG7001 | Altamont Midway Ltd. |  | PG&E | CA | San Joaquin | Solano | Wind |  | Existing | 1985-04-16 | 2015-04-01 | 1 | 48.9 | 13.071 | 3.051% | CAISO | CAISO | CAISO | Wind | Solano | 1 | 2099-12-31 | 0 | 13.071 | 1 | 1 | 1 | 0 | PG7001 | Altamont Midway Ltd. | 48.9 | Wind
| 318 | PG70014 | Donald R. Chenoweth |  | PG&E | CA | Alameda | Solano | Wind |  | Existing | 1982-08-02 | 2099-12-31 | 1 | 0.01 | 0.009 | 10.27% | CAISO | CAISO | CAISO | Wind | Solano | 1 | 2099-12-31 | 0 | 0.009 | 1 | 1 | 1 | 0 | PG70014 | Donald R. Chenoweth | 0.01 | Wind
| 319 | PG7002 | Altamont Power LLC (3-4 ) |  | PG&E | CA | Alameda | Solano | Wind |  | Existing | 1985-04-11 | 2015-12-31 | 1 | 4.05 | 10.603 | 29.89% | CAISO | CAISO | CAISO | Wind | Solano | 1 | 2099-12-31 | 0 | 10.603 | 1 | 1 | 1 | 0 | PG7002 | Altamont Power LLC (3-4 ) | 4.05 | Wind
| 320 | PG70026 | Forebay Wind LLC - Cwes |  | PG&E | CA | San Joaquin | Solano | Wind |  | Existing | 1983-01-22 | 2015-04-01 | 1 | 2.1 | 0.537 | 2.919% | CAISO | CAISO | CAISO | Wind | Solano | 1 | 2099-12-31 | 0 | 0.537 | 1 | 1 | 1 | 0 | PG70026 | Forebay Wind LLC - Cwes | 2.1 | Wind
| 321 | PG7003 | Altamont Power LLC (4-4) |  | PG&E | CA | Alameda | Solano | Wind |  | Existing | 1987-01-01 | 2015-12-31 | 1 | 19 | 31.554 | 18.96% | CAISO | CAISO | CAISO | Wind | Solano | 1 | 2099-12-31 | 0 | 31.554 | 1 | 1 | 1 | 0 | PG7003 | Altamont Power LLC (4-4) | 19 | Wind
| 322 | PG70033 | Tres Vaqueros Wind Farms, LLC |  | PG&E | CA | Contra Costa | Solano | Wind |  | Existing | 1986-01-04 | 2014-12-31 | 1 | 28 | 16.759 | 6.833% | CAISO | CAISO | CAISO | Wind | Solano | 1 | 2099-12-31 | 0 | 16.759 | 1 | 1 | 1 | 0 | PG70033 | Tres Vaqueros Wind Farms, LLC | 28 | Wind
| 323 | PG70037 | Rising Tree Wind Farm II LLC - RAM 4 | RTREE_2_WIND2 | PG&E | CA | Kern | Tehachapi | Wind |  | Existing | 2015-08-07 | 2035-08-06 | 1 | 19.8 | 68.93 | 39.74% | CAISO | CAISO | CAISO | Wind | Tehachapi | 1 | 2099-12-31 | 1 | 68.93 | 1 | 1 | 1 | 0 | RTREE_2_WIND2 | Rising Tree Wind Farm II LLC - RAM 4 | 19.8 | Wind | 19.8 | 2.97
| 324 | PG70039 | Altech III - RAM 5 |  | PG&E | CA | Riverside | Riverside East | Wind |  | New | 2016-11-01 | 2036-10-30 | 1 | 20 | 53.13 | 30.33% | CAISO | CAISO | CAISO | Wind | Riverside_East_Palm_Springs | 0.84 | 2099-12-31 | 0 | 44.6292 | 1 | 1 | 1 | 0 | PG70039 | Altech III - RAM 5 | 20 | Wind
| 325 | PG7005 | Altamont Power LLC (6-4) |  | PG&E | CA | Alameda | Solano | Wind |  | Existing | 1987-01-01 | 2016-12-31 | 1 | 19 | 28.122 | 16.9% | CAISO | CAISO | CAISO | Wind | Solano | 1 | 2099-12-31 | 0 | 28.122 | 1 | 1 | 1 | 0 | PG7005 | Altamont Power LLC (6-4) | 19 | Wind
| 326 | PG7009 | Edf Renewable Windfarm V, Inc. (10 MW) | USWNDR_2_UNITS | PG&E | CA | Solano | Solano | Wind |  | Existing | 1990-01-01 | 2017-12-31 | 1 | 10 | 21.831 | 24.92% | CAISO | CAISO | CAISO | Wind | Solano | 1 | 2099-12-31 | 1 | 21.831 | 1 | 1 | 1 | 0 | USWNDR_2_UNITS | Edf Renewable Windfarm V, Inc. (10 MW) | 10 | Wind
| 327 | PG7010 | Green Ridge Power LLC (100 MW - A) |  | PG&E | CA | San Joaquin | Solano | Wind |  | Existing | 1988-01-01 | 2015-12-31 | 1 | 43.1 | 80.995 | 21.45% | CAISO | CAISO | CAISO | Wind | Solano | 1 | 2099-12-31 | 0 | 80.995 | 1 | 1 | 1 | 0 | PG7010 | Green Ridge Power LLC (100 MW - A) | 43.1 | Wind
| 328 | PG7013 | Green Ridge Power LLC (100 MW - D) |  | PG&E | CA | San Joaquin | Solano | Wind |  | Existing | 1991-01-01 | 2015-10-31 | 1 | 15 | 21.327 | 16.23% | CAISO | CAISO | CAISO | Wind | Solano | 1 | 2099-12-31 | 0 | 21.327 | 1 | 1 | 1 | 0 | PG7013 | Green Ridge Power LLC (100 MW - D) | 15 | Wind
| 329 | PG7014 | Green Ridge Power LLC (110 MW) |  | PG&E | CA | Contra Costa | Solano | Wind |  | Existing | 1986-01-01 | 2015-10-31 | 1 | 144.1 | 194.704 | 15.42% | CAISO | CAISO | CAISO | Wind | Solano | 1 | 2099-12-31 | 0 | 194.704 | 1 | 1 | 1 | 0 | PG7014 | Green Ridge Power LLC (110 MW) | 144.1 | Wind
| 330 | PG7015 | Green Ridge Power LLC (23.8 MW) |  | PG&E | CA | Alameda | Solano | Wind |  | Existing | 1987-01-05 | 2016-12-31 | 1 | 10.8 | 24.593 | 25.99% | CAISO | CAISO | CAISO | Wind | Solano | 1 | 2099-12-31 | 0 | 24.593 | 1 | 1 | 1 | 0 | PG7015 | Green Ridge Power LLC (23.8 MW) | 10.8 | Wind
| 331 | PG7017 | Green Ridge Power LLC (5.9 MW) |  | PG&E | CA | San Joaquin | Solano | Wind |  | Existing | 1988-03-02 | 2018-03-01 | 1 | 5.9 | 11.209 | 21.69% | CAISO | CAISO | CAISO | Wind | Solano | 1 | 2099-12-31 | 0 | 11.209 | 1 | 1 | 1 | 0 | PG7017 | Green Ridge Power LLC (5.9 MW) | 5.9 | Wind
| 332 | PG7019 | Edf Renewable Windfarm V, Inc. (70 MW - B) | USWNDR_2_UNITS | PG&E | CA | Solano | Solano | Wind |  | Existing | 1990-01-01 | 2017-12-31 | 1 | 0.7 | 18.687 | 304.7% | CAISO | CAISO | CAISO | Wind | Solano | 1 | 2099-12-31 | 1 | 18.687 | 1 | 1 | 1 | 0 | USWNDR_2_UNITS | Edf Renewable Windfarm V, Inc. (70 MW - B) | 0.7 | Wind
| 333 | PG7020 | Edf Renewable Windfarm V, Inc. (70 MW - C) | USWNDR_2_UNITS | PG&E | CA | Solano | Solano | Wind |  | Existing | 1991-01-01 | 2018-12-31 | 1 | 6.5 | 32.728 | 57.48% | CAISO | CAISO | CAISO | Wind | Solano | 1 | 2099-12-31 | 1 | 32.728 | 1 | 1 | 1 | 0 | USWNDR_2_UNITS | Edf Renewable Windfarm V, Inc. (70 MW - C) | 6.5 | Wind
| 334 | PG7021 | Edf Renewable Windfarm V, Inc. (70 MW - D) | USWNDR_2_UNITS | PG&E | CA | Solano | Solano | Wind |  | Existing | 1991-01-01 | 2018-12-31 | 1 | 1.5 | 1.516 | 11.54% | CAISO | CAISO | CAISO | Wind | Solano | 1 | 2099-12-31 | 1 | 1.516 | 1 | 1 | 1 | 0 | USWNDR_2_UNITS | Edf Renewable Windfarm V, Inc. (70 MW - D) | 1.5 | Wind
| 335 | PG7022 | Green Ridge Power LLC (70 MW) |  | PG&E | CA | San Joaquin | Solano | Wind |  | Existing | 1987-04-01 | 2015-03-31 | 1 | 54 | 92.998 | 19.66% | CAISO | CAISO | CAISO | Wind | Solano | 1 | 2099-12-31 | 0 | 92.998 | 1 | 1 | 1 | 0 | PG7022 | Green Ridge Power LLC (70 MW) | 54 | Wind
| 336 | PG7023 | International Turbine Research | INTTRB_6_UNIT | PG&E | CA | Merced | Santa Clara County | Wind |  | Existing | 1988-06-14 | 2018-06-13 | 1 | 34 | 24.576 | 8.251% | CAISO | CAISO | CAISO | Wind | None | 1 | 2099-12-31 | 1 | 24.576 | 1 | 1 | 1 | 0 | INTTRB_6_UNIT | International Turbine Research | 34 | Wind | 18.4 | 2.76
| 337 | PG7026 | Northwind Energy |  | PG&E | CA | Contra Costa | Solano | Wind |  | Existing | 1986-01-04 | 2014-12-31 | 1 | 27 | 13.464 | 5.693% | CAISO | CAISO | CAISO | Wind | Solano | 1 | 2099-12-31 | 0 | 13.464 | 1 | 1 | 1 | 0 | PG7026 | Northwind Energy | 27 | Wind
| 338 | PG7027 | Patterson Pass Wind Farm LLC |  | PG&E | CA | San Joaquin | Solano | Wind |  | Existing | 1985-04-02 | 2015-03-05 | 1 | 22 | 36.404 | 18.89% | CAISO | CAISO | CAISO | Wind | Solano | 1 | 2099-12-31 | 0 | 36.404 | 1 | 1 | 1 | 0 | PG7027 | Patterson Pass Wind Farm LLC | 22 | Wind
| 339 | PG7028 | Forebay Wind LLC - Altech |  | PG&E | CA | San Joaquin | Solano | Wind |  | Existing | 1983-01-22 | 2015-04-01 | 1 | 5.76 | 4.146 | 8.217% | CAISO | CAISO | CAISO | Wind | Solano | 1 | 2099-12-31 | 0 | 4.146 | 1 | 1 | 1 | 0 | PG7028 | Forebay Wind LLC - Altech | 5.76 | Wind
| 340 | PG7030 | Forebay Wind LLC - Seawest |  | PG&E | CA | San Joaquin | Solano | Wind |  | Existing | 1983-01-22 | 2015-04-01 | 1 | 0.065 | 0.046 | 8.079% | CAISO | CAISO | CAISO | Wind | Solano | 1 | 2099-12-31 | 0 | 0.046 | 1 | 1 | 1 | 0 | PG7030 | Forebay Wind LLC - Seawest | 0.065 | Wind
| 341 | PG7031 | Forebay Wind LLC - Taxvest |  | PG&E | CA | San Joaquin | Solano | Wind |  | Existing | 1983-01-22 | 2015-04-01 | 1 | 0.715 | 4.083 | 65.19% | CAISO | CAISO | CAISO | Wind | Solano | 1 | 2099-12-31 | 0 | 4.083 | 1 | 1 | 1 | 0 | PG7031 | Forebay Wind LLC - Taxvest | 0.715 | Wind
| 342 | PG7032 | Forebay Wind LLC - Viking |  | PG&E | CA | San Joaquin | Solano | Wind |  | Existing | 1983-01-22 | 2015-04-01 | 1 | 1.69 | 1.169 | 7.896% | CAISO | CAISO | CAISO | Wind | Solano | 1 | 2099-12-31 | 0 | 1.169 | 1 | 1 | 1 | 0 | PG7032 | Forebay Wind LLC - Viking | 1.69 | Wind
| 343 | PG7033 | Forebay Wind LLC - Western |  | PG&E | CA | San Joaquin | Solano | Wind |  | Existing | 1983-01-22 | 2015-04-01 | 1 | 2.7 | 1.299 | 5.492% | CAISO | CAISO | CAISO | Wind | Solano | 1 | 2099-12-31 | 0 | 1.299 | 1 | 1 | 1 | 0 | PG7033 | Forebay Wind LLC - Western | 2.7 | Wind
| 344 | PG7036 | Blackspring Ridge IA |  | PG&E | AB | Vulcan | AB_EA | Wind |  | Existing | 2014-05-12 | 2034-05-11 | 1 | 150 | 445 | 33.87% | AESO | CAISO | Other | Wind | - | 1 | 2099-12-31 | 0 | 445 | 1 | 1 | 1 | 0 | PG7036 | Blackspring Ridge IA | 150 | Wind
| 345 | PG7037 | Blackspring Ridge IB |  | PG&E | AB | Vulcan | AB_EA | Wind |  | Existing | 2014-05-12 | 2034-05-11 | 1 | 150 | 445 | 33.87% | AESO | CAISO | Other | Wind | - | 1 | 2099-12-31 | 0 | 445 | 1 | 1 | 1 | 0 | PG7037 | Blackspring Ridge IB | 150 | Wind
| 346 | PG7038 | Halkirk I Wind Project |  | PG&E | AB | County of Paintearth Number 18 | AB_EC | Wind |  | Existing | 2012-12-19 | 2032-12-18 | 1 | 150 | 485 | 36.91% | AESO | CAISO | Other | Wind | - | 1 | 2099-12-31 | 0 | 485 | 1 | 1 | 1 | 0 | PG7038 | Halkirk I Wind Project | 150 | Wind
| 347 | PG7039 | Shiloh III Wind Project | BRDSLD_2_SHLO3A | PG&E | CA | Solano | Solano | Wind |  | Existing | 2011-12-23 | 2032-03-08 | 1 | 100 | 341 | 38.93% | CAISO | CAISO | CAISO | Wind | Solano | 1 | 2099-12-31 | 1 | 341 | 1 | 1 | 1 | 0 | BRDSLD_2_SHLO3A | Shiloh III Wind Project | 100 | Wind | 102.5 | 15.38
| 348 | PG7040 | Vasco Wind Energy Center | USWPJR_2_UNITS | PG&E | CA | Contra Costa | Solano | Wind |  | Existing | 2012-02-10 | 2037-03-12 | 1 | 78.2 | 211 | 30.8% | CAISO | CAISO | CAISO | Wind | Solano | 1 | 2099-12-31 | 1 | 211 | 1 | 1 | 1 | 0 | USWPJR_2_UNITS | Vasco Wind Energy Center | 78.2 | Wind | 78.2 | 11.73
| 349 | PG7041 | Coram Brodie | BRODIE_2_WIND | PG&E | CA | Kern | Tehachapi | Wind |  | Existing | 2012-03-29 | 2032-06-05 | 1 | 102 | 285.941 | 32% | CAISO | CAISO | CAISO | Wind | Tehachapi | 1 | 2099-12-31 | 1 | 285.941 | 1 | 1 | 1 | 0 | BRODIE_2_WIND | Coram Brodie | 102 | Wind | 24 | 15.3
| 350 | PG7042 | Montezuma Wind Energy Center | BRDSLD_2_MTZUMA | PG&E | CA | Solano | Solano | Wind |  | Existing | 2011-01-28 | 2036-01-27 | 1 | 36.8 | 129 | 40.02% | CAISO | CAISO | CAISO | Wind | Solano | 1 | 2099-12-31 | 1 | 129 | 1 | 1 | 1 | 0 | BRDSLD_2_MTZUMA | Montezuma Wind Energy Center | 36.8 | Wind | 36.8 | 5.52
| 351 | PG7043 | Vantage Wind Energy Center |  | PG&E | WA | Kittitas | WA_SO | Wind |  | Existing | 2010-10-04 | 2025-10-03 | 1 | 90 | 277 | 35.13% | BPA | CAISO | NW | Wind | Pacific_Northwest | 1 | 2099-12-31 | 0 | 277 | 1 | 1 | 1 | 0 | PG7043 | Vantage Wind Energy Center | 90 | Wind
| 352 | PG7044 | Hatchet Ridge | HATRDG_2_WIND | PG&E | CA | Shasta | Round Mountain - B | Wind |  | Existing | 2010-12-14 | 2025-12-13 | 1 | 103.2 | 303 | 33.52% | CAISO | CAISO | CAISO | Wind | Northern_California | 1 | 2099-12-31 | 1 | 303 | 1 | 1 | 1 | 0 | HATRDG_2_WIND | Hatchet Ridge | 103.2 | Wind | 102 | 15.3
| 353 | PG7045 | Klondike IIIA |  | PG&E | OR | Sherman | WA_SO | Wind |  | Existing | 2008-12-19 | 2019-01-31 | 1 | 90 | 263.258 | 33.39% | BPA | CAISO | NW | Wind | Pacific_Northwest | 1 | 2099-12-31 | 0 | 263.258 | 1 | 1 | 1 | 0 | PG7045 | Klondike IIIA | 90 | Wind
| 354 | PG7051 | Klondike Wind Power Project III |  | PG&E | OR | Sherman | WA_SO | Wind |  | Existing | 2007-12-01 | 2022-11-30 | 1 | 85 | 265 | 35.59% | BPA | CAISO | NW | Wind | Pacific_Northwest | 1 | 2099-12-31 | 0 | 265 | 1 | 1 | 1 | 0 | PG7051 | Klondike Wind Power Project III | 85 | Wind
| 355 | PG7052 | Rattlesnake Road (Arlington) Wind Power Project |  | PG&E | OR | Gilliam | WA_SO | Wind |  | Existing | 2008-12-26 | 2024-01-04 | 1 | 102.9 | 240 | 26.63% | BPA | CAISO | NW | Wind | Pacific_Northwest | 1 | 2099-12-31 | 0 | 240 | 1 | 1 | 1 | 0 | PG7052 | Rattlesnake Road (Arlington) Wind Power Project | 102.9 | Wind
| 356 | PG7053 | Shiloh II Wind Project | BRDSLD_2_SHILO2 | PG&E | CA | Solano | Solano | Wind |  | Existing | 2009-02-01 | 2029-01-31 | 1 | 150 | 426.3682 | 32.45% | CAISO | CAISO | CAISO | Wind | Solano | 1 | 2099-12-31 | 1 | 426.3682 | 1 | 1 | 1 | 0 | BRDSLD_2_SHILO2 | Shiloh II Wind Project | 150 | Wind | 150 | 22.5
| 357 | PG7054 | Buena Vista | WNDMAS_2_UNIT 1 | PG&E | CA | Contra Costa | Solano | Wind |  | Existing | 2007-04-17 | 2017-04-16 | 1 | 43 | 108 | 28.67% | CAISO | CAISO | CAISO | Wind | Solano | 1 | 2099-12-31 | 1 | 108 | 1 | 1 | 1 | 0 | WNDMAS_2_UNIT 1 | Buena Vista | 43 | Wind | 38 | 5.7
| 358 | PG7055 | Shiloh I Wind Project | BRDSLD_2_SHILO1 | PG&E | CA | Solano | Solano | Wind |  | Existing | 2006-07-01 | 2021-06-30 | 1 | 75 | 225 | 34.25% | CAISO | CAISO | CAISO | Wind | Solano | 1 | 2099-12-31 | 1 | 225 | 1 | 1 | 1 | 0 | BRDSLD_2_SHILO1 | Shiloh I Wind Project | 75 | Wind | 150 | 22.5
| 359 | PG7056 | Diablo Winds | FLOWD2_2_FPLWND | PG&E | CA | Alameda | Solano | Wind |  | Existing | 2004-12-21 | 2016-06-30 | 0 | 18 | 65 | 41.22% | CAISO | CAISO | CAISO | Wind | Solano | 1 | 2016-06-30 | 1 | 65 | 0 | 1 | 0 | 0
| 360 | PG7069 | Montezuma II Wind Energy Center | BRDSLD_2_MTZUM2 | PG&E | CA | Solano | Solano | Wind |  | Existing | 2012-02-16 | 2037-03-13 | 1 | 78.2 | 201 | 29.34% | CAISO | CAISO | CAISO | Wind | Solano | 1 | 2099-12-31 | 1 | 201 | 1 | 1 | 1 | 0 | BRDSLD_2_MTZUM2 | Montezuma II Wind Energy Center | 78.2 | Wind | 78.2 | 11.73
| 361 | PG7071 | North Sky River Energy Center | JAWBNE_2_NSRWND | PG&E | CA | Kern | Tehachapi | Wind |  | Existing | 2012-12-21 | 2037-12-20 | 1 | 162 | 419.3742 | 29.55% | CAISO | CAISO | CAISO | Wind | Tehachapi | 1 | 2099-12-31 | 1 | 419.3742 | 1 | 1 | 1 | 0 | JAWBNE_2_NSRWND | North Sky River Energy Center | 162 | Wind | 160 | 24
| 362 | PG7084 | Shiloh IV | BRDSLD_2_SHLO3B | PG&E | CA | Solano | Solano | Wind |  | Existing | 2012-12-21 | 2038-01-27 | 1 | 100 | 269 | 30.71% | CAISO | CAISO | CAISO | Wind | Solano | 1 | 2099-12-31 | 1 | 269 | 1 | 1 | 1 | 0 | BRDSLD_2_SHLO3B | Shiloh IV | 100 | Wind | 100 | 15
| 363 | PG7091 | Diablo Winds (2) | FLOWD2_2_FPLWND | PG&E | CA | Alameda | Solano | Wind |  | Existing | 2016-07-01 | 2031-06-30 | 1 | 18 | 62.02 | 39.33% | CAISO | CAISO | CAISO | Wind | Solano | 1 | 2099-12-31 | 1 | 62.02 | 1 | 1 | 1 | 0 | FLOWD2_2_FPLWND | Diablo Winds (2) | 18 | Wind | 18 | 2.7
| 364 | PG7094 | Wind Resource II - RAM 2 | ARBWD_6_QF | PG&E | CA | Kern | Tehachapi | Wind |  | Existing | 2013-09-30 | 2023-09-30 | 1 | 19.955 | 46.41 | 26.55% | CAISO | CAISO | CAISO | Wind | Tehachapi | 1 | 2099-12-31 | 1 | 46.41 | 1 | 1 | 1 | 0 | ARBWD_6_QF | Wind Resource II - RAM 2 | 19.955 | Wind |  | 2.99
| 365 | PG7095 | Sand Hill Wind, LLC - RAM 3 |  | PG&E | CA | San Joaquin | Solano | Wind |  | New | 2015-12-10 | 2036-01-23 | 1 | 20 | 43.76 | 24.98% | CAISO | CAISO | CAISO | Wind | Solano | 0.84 | 2099-12-31 | 0 | 36.7584 | 1 | 1 | 1 | 0 | PG7095 | Sand Hill Wind, LLC - RAM 3 | 20 | Wind
| 366 | PG7096 | Wind Resource I - RAM 1 | NZWIND_6_CALWND | PG&E | CA | Kern | Tehachapi | Wind |  | Existing | 2012-12-17 | 2022-12-31 | 1 | 8.71 | 15.41 | 20.2% | CAISO | CAISO | CAISO | Wind | Tehachapi | 1 | 2099-12-31 | 1 | 15.41 | 1 | 1 | 1 | 0 | NZWIND_6_CALWND | Wind Resource I - RAM 1 | 8.71 | Wind | 9 | 1.35
| 367 | SC11007 | Royal Farms | SPRGVL_2_QF | SCE | CA | Tulare | Westlands | Biogas | Distributed | Existing | 1983-01-21 | 2099-12-31 | 1 | 0.075 | 0.11 | 16.74% | CAISO | CAISO | CAISO | Biomass | Westlands | 1 | 2099-12-31 | 1 | 0.11 | 1 | 1 | 1 | 0 | SPRGVL_2_QF | Royal Farms | 0.075 | Biomass | 0.18 | 0.17
| 368 | SC11009 | L.A. Co. Sanitation Dist CSD 2610 | RHONDO_6_PUENTE | SCE | CA | Los Angeles | Los Angeles County (Partial) | Biogas | Distributed | Existing | 1983-11-22 | 2099-12-31 | 1 | 3.9 | 5.84 | 17.09% | CAISO | CAISO | CAISO | Biomass | None | 1 | 2099-12-31 | 1 | 5.84 | 1 | 1 | 1 | 0 | RHONDO_6_PUENTE | L.A. Co. Sanitation Dist CSD 2610 | 3.9 | Biomass
| 369 | SC11077 | L.A. Co. Sanitation Dist Spadra | CHINO_2_QF | SCE | CA | Los Angeles | Los Angeles County (Partial) | Biogas | Distributed | Existing | 1990-02-21 | 2021-04-03 | 1 | 8 | 42.09 | 60.06% | CAISO | CAISO | CAISO | Biomass | None | 1 | 2099-12-31 | 1 | 42.09 | 1 | 1 | 1 | 0 | CHINO_2_QF | L.A. Co. Sanitation Dist Spadra | 8 | Biomass | 0.58 | 0
| 370 | SC11087 | Royal Farms #2 |  | SCE | CA | Tulare | Westlands | Biogas | Distributed | Existing | 1987-03-16 | 2099-12-31 | 1 | 0.1 | 0.11 | 12.56% | CAISO | CAISO | CAISO | Biomass | Westlands | 1 | 2099-12-31 | 0 | 0.11 | 1 | 1 | 1 | 0 | SC11087 | Royal Farms #2 | 0.1 | Biomass
| 371 | SC11090 | L.A. Co. Sanitation Dist (Puente Hills) | WALNUT_6_HILLGEN | SCE | CA | Los Angeles | Los Angeles County (Partial) | Biogas | Distributed | Existing | 1986-08-08 | 2016-12-31 | 1 | 50 | 378.65 | 86.45% | CAISO | CAISO | CAISO | Biomass | None | 1 | 2099-12-31 | 1 | 378.65 | 1 | 1 | 1 | 0 | WALNUT_6_HILLGEN | L.A. Co. Sanitation Dist (Puente Hills) | 50 | Biomass | 47 | 33.06
| 372 | SC11099 | Inland Empire Utilities Agency |  | SCE | CA | San Bernardino | San Bernardino - Lucerne | Biogas | Distributed | Existing | 1992-12-28 | 2022-12-27 | 1 | 0.58 | 1.14 | 22.44% | CAISO | CAISO | CAISO | Biomass | Kramer_Inyokern | 1 | 2099-12-31 | 0 | 1.14 | 1 | 1 | 1 | 0 | SC11099 | Inland Empire Utilities Agency | 0.58 | Biomass
| 373 | SC11193 | WMES El Sobrante | VALLEY_7_UNITA1 | SCE | CA | Riverside | Riverside County (Partial) | Biogas | Distributed | Existing | 2010-11-01 | 2020-10-31 | 1 | 3.77 | 17 | 51.48% | CAISO | CAISO | CAISO | Biomass | None | 1 | 2099-12-31 | 1 | 17 | 1 | 1 | 1 | 0 | VALLEY_7_UNITA1 | WMES El Sobrante | 3.77 | Biomass
| 374 | SC11195 | WMES Simi Valley | MOORPK_7_UNITA1 | SCE | CA | Ventura | Ventura County (Partial) | Biogas | Distributed | Existing | 2010-11-01 | 2020-10-31 | 1 | 2.49 | 11 | 50.43% | CAISO | CAISO | CAISO | Biomass | None | 1 | 2099-12-31 | 1 | 11 | 1 | 1 | 1 | 0 | MOORPK_7_UNITA1 | WMES Simi Valley | 2.49 | Biomass
| 375 | SC11210 | MM Tajiguas Energy LLC | GOLETA_6_TAJIGS | SCE | CA | Santa Barbara | Santa Barbara | Biogas | Distributed | Existing | 2007-06-06 | 2027-06-30 | 1 | 2.84 | 19 | 76.37% | CAISO | CAISO | CAISO | Biomass | Greater_Carrizo | 1 | 2099-12-31 | 1 | 19 | 1 | 1 | 1 | 0 | GOLETA_6_TAJIGS | MM Tajiguas Energy LLC | 2.84 | Biomass | 2.84 | 2.84
| 376 | SC11221 | Toland Road Landfill | SAUGUS_2_TOLAND | SCE | CA | Ventura | Santa Barbara | Biogas | Distributed | Existing | 2009-08-26 | 2020-02-29 | 1 | 1.5 | 9.2 | 70.02% | CAISO | CAISO | CAISO | Biomass | Greater_Carrizo | 1 | 2099-12-31 | 1 | 9.2 | 1 | 1 | 1 | 0 | SAUGUS_2_TOLAND | Toland Road Landfill | 1.5 | Biomass
| 377 | SC11225 | Badlands Landfill (Riverside County San. District) | VALLEY_7_BADLND | SCE | CA | Riverside | Riverside County (Partial) | Biogas | Distributed | Existing | 2009-06-01 | 2019-05-31 | 1 | 1.1 | 6.57 | 68.18% | CAISO | CAISO | CAISO | Biomass | None | 1 | 2099-12-31 | 1 | 6.57 | 1 | 1 | 1 | 0 | VALLEY_7_BADLND | Badlands Landfill (Riverside County San. District) | 1.1 | Biomass
| 378 | SC12804 | Orange County Sanitation District (f/k/a 1098) |  | SCE | CA | Orange | Orange County | Biogas | Distributed | Existing | 2006-07-01 | 2036-06-30 | 1 | 12 | 0.01 | 0.00951% | CAISO | CAISO | CAISO | Biomass | None | 1 | 2099-12-31 | 0 | 0.01 | 1 | 1 | 1 | 0 | SC12804 | Orange County Sanitation District (f/k/a 1098) | 12 | Biomass
| 379 | SC21038 | Desert View Power, Inc. | MIRAGE_2_COCHLA | SCE | CA | Riverside | Palm Springs | Biomass | Large | Existing | 1991-12-20 | 2032-02-03 | 1 | 49.9 | 354.05 | 81% | CAISO | CAISO | CAISO | Biomass | Riverside_East_Palm_Springs | 1 | 2099-12-31 | 0 | 354.05 | 1 | 1 | 1 | 0 | MIRAGE_2_COCHLA | Desert View Power, Inc. | 49.9 | Biomass
| 380 | SC33001 | Heber Geothermal Company |  | SCE | CA | Imperial | Imperial South | Geothermal |  | Existing | 1985-08-01 | 2015-12-14 | 1 | 52 | 297.7 | 65.35% | IID | CAISO | IID | Geothermal | Greater_Imperial | 1 | 2099-12-31 | 0 | 297.7 | 1 | 1 | 1 | 0 | SC33001 | Heber Geothermal Company | 52 | Geothermal
| 381 | SC33004 | Del Ranch, LTD., (Niland #2) | MIRAGE_2_COCHLA | SCE | CA | Imperial | Imperial North | Geothermal |  | Existing | 1988-10-15 | 2018-12-31 | 0 | 38 | 308.98 | 92.82% | IID | CAISO | IID | Geothermal | Greater_Imperial | 1 | 2018-12-31 | 0 | 308.98 | 0 | 1 | 0 | 0
| 382 | SC33006 | Vulcan/Bn Geothermal | MIRAGE_2_COCHLA | SCE | CA | Imperial | Imperial North | Geothermal |  | Existing | 1985-12-06 | 2016-02-09 | 0 | 34 | 281.18 | 94.41% | IID | CAISO | IID | Geothermal | Greater_Imperial | 1 | 2016-02-09 | 0 | 281.18 | 0 | 1 | 0 | 0
| 383 | SC33009 | Elmore Ltd. | MIRAGE_2_COCHLA | SCE | CA | Imperial | Imperial North | Geothermal |  | Existing | 1988-12-05 | 2019-11-01 | 0 | 38 | 312.9 | 94% | IID | CAISO | IID | Geothermal | Greater_Imperial | 1 | 2019-11-01 | 0 | 312.9 | 0 | 1 | 0 | 0
| 384 | SC33011 | Terra-Gen Dixie Valley, LLC | CONTRL_1_OXBOW | SCE | NV | Churchill | NV_NO | Geothermal |  | Existing | 1988-06-14 | 2018-07-04 | 0 | 56 | 490 | 99.89% | CAISO | CAISO | CAISO | Geothermal | None | 1 | 2018-07-04 | 1 | 490 | 0 | 1 | 0 | 0
| 385 | SC33021 | Second Imperial Geothermal Co. | MIRAGE_2_COCHLA | SCE | CA | Imperial | Imperial South | Geothermal |  | Existing | 1993-06-21 | 2023-07-04 | 1 | 37 | 222.88 | 68.76% | IID | CAISO | IID | Geothermal | Greater_Imperial | 1 | 2099-12-31 | 0 | 222.88 | 1 | 1 | 1 | 0 | MIRAGE_2_COCHLA | Second Imperial Geothermal Co. | 37 | Geothermal
| 386 | SC33025 | Salton Sea Power Generation L.P. #3 | MIRAGE_2_COCHLA | SCE | CA | Imperial | Imperial North | Geothermal |  | Existing | 1989-01-03 | 2019-02-13 | 0 | 49.8 | 322.58 | 73.94% | IID | CAISO | IID | Geothermal | Greater_Imperial | 1 | 2019-02-13 | 0 | 322.58 | 0 | 1 | 0 | 0
| 387 | SC33026 | Leathers L. P. | MIRAGE_2_COCHLA | SCE | CA | Imperial | Imperial North | Geothermal |  | Existing | 1989-11-07 | 2020-01-01 | 0 | 38 | 310.48 | 93.27% | IID | CAISO | IID | Geothermal | Greater_Imperial | 1 | 2020-01-01 | 0 | 310.48 | 0 | 1 | 0 | 0
| 388 | SC33027 | Mammoth Pacific L P II (MP2) | CONTRL_1_QF | SCE | CA | Mono | Mono County (Partial) | Geothermal |  | Existing | 1990-12-07 | 2020-12-06 | 1 | 10.5 | 82.88 | 90.11% | CAISO | CAISO | CAISO | Geothermal | None | 1 | 2099-12-31 | 1 | 82.88 | 1 | 1 | 1 | 0 | CONTRL_1_QF | Mammoth Pacific L P II (MP2) | 10.5 | Geothermal | 13.4 | 7.84
| 389 | SC33028 | Salton Sea Power Generation L.P. #2 | MIRAGE_2_COCHLA | SCE | CA | Imperial | Imperial North | Geothermal |  | Existing | 1990-03-09 | 2020-04-04 | 0 | 20 | 108.21 | 61.76% | IID | CAISO | IID | Geothermal | Greater_Imperial | 1 | 2020-04-04 | 0 | 108.21 | 0 | 1 | 0 | 0
| 390 | SC33030 | Coso Energy Developers (BLM) | BLM_2_UNITS | SCE | CA | Inyo | Owens Valley | Geothermal |  | Existing | 1988-12-05 | 2019-03-12 | 1 | 75 | 373.26 | 56.81% | CAISO | CAISO | CAISO | Geothermal | None | 1 | 2099-12-31 | 1 | 373.26 | 1 | 1 | 1 | 0 | BLM_2_UNITS | Coso Energy Developers (BLM) | 75 | Geothermal | 24 | 72
| 391 | SC33039 | Salton Sea Power Generation L.P. #1 | MIRAGE_2_COCHLA | SCE | CA | Imperial | Imperial North | Geothermal |  | Existing | 1987-07-01 | 2017-06-30 | 0 | 10 | 64.48 | 73.61% | IID | CAISO | IID | Geothermal | Greater_Imperial | 1 | 2017-06-30 | 0 | 64.48 | 0 | 1 | 0 | 0
| 392 | SC33050 | Salton Sea IV | MIRAGE_2_COCHLA | SCE | CA | Imperial | Imperial North | Geothermal |  | Existing | 1996-05-09 | 2026-05-23 | 0 | 36 | 261.5808 | 82.95% | IID | CAISO | IID | Geothermal | Greater_Imperial | 1 | 2026-05-23 | 0 | 261.5808 | 1 | 1 | 1 | 0 | MIRAGE_2_COCHLA | Salton Sea IV | 36 | Geothermal
| 393 | SC33103 | Coso Clean Power, LLC (f/k/a 3008,3029,3030) | CALGEN_1_UNITS | SCE | CA | Inyo | Inyokern | Geothermal |  | Existing | 2010-01-12 | 2030-01-31 | 1 | 204 | 1217.9185 | 68.15% | CAISO | CAISO | CAISO | Geothermal | Kramer_Inyokern | 1 | 2099-12-31 | 1 | 1217.9185 | 1 | 1 | 1 | 0 | CALGEN_1_UNITS | Coso Clean Power, LLC (f/k/a 3008,3029,3030) | 204 | Geothermal | 92.2 | 92.2
| 394 | SC33104 | Ormesa Geothermal I, II, GEM | MIRAGE_2_COCHLA | SCE | CA | Imperial | Imperial South | Geothermal |  | Existing | 1986-12-15 | 2017-11-29 | 1 | 63 | 385.76 | 69.9% | IID | CAISO | IID | Geothermal | Greater_Imperial | 1 | 2099-12-31 | 0 | 385.76 | 1 | 1 | 1 | 0 | MIRAGE_2_COCHLA | Ormesa Geothermal I, II, GEM | 63 | Geothermal
| 395 | SC33106 | Terra-Gen Dixie Valley, LLC (f/k/a 3011) | CONTRL_1_OXBOW | SCE | NV | Churchill | NV_NO | Geothermal |  | Existing | 2018-07-05 | 2038-07-04 | 1 | 50 | 394.2 | 90% | CAISO | CAISO | CAISO | Geothermal | None | 1 | 2099-12-31 | 1 | 394.2 | 1 | 1 | 1 | 0 | CONTRL_1_OXBOW | Terra-Gen Dixie Valley, LLC (f/k/a 3011) | 50 | Geothermal | 60 | 51.24
| 396 | SC33107 | Geysers Power Company, LLC (f/k/a 3052) | GYS5X6_7_UNITS | SCE | CA | Sonoma/Lake | Sonoma County | Geothermal |  | Existing | 2007-06-01 | 2017-05-31 | 0 | 225 | 1971 | 100% | CAISO | CAISO | CAISO | Geothermal | None | 1 | 2017-05-31 | 1 | 1971 | 0 | 1 | 0 | 0
| 397 | SC33108 | ORNI 18, LLC |  | SCE | CA | Imperial | Imperial North | Geothermal |  | Existing | 2009-10-01 | 2031-03-31 | 1 | 33.178 | 95.0042 | 32.69% | IID | CAISO | IID | Geothermal | Greater_Imperial | 1 | 2099-12-31 | 0 | 95.0042 | 1 | 1 | 1 | 0 | SC33108 | ORNI 18, LLC | 33.178 | Geothermal
| 398 | SC33117 | Geysers Power Company, LLC (f/k/a 3107) | GYS5X6_7_UNITS | SCE | CA | Sonoma/Lake | Sonoma County | Geothermal |  | Existing | 2017-06-01 | 2027-05-31 | 1 | 225 | 1971 | 100% | CAISO | CAISO | CAISO | Geothermal | None | 1 | 2099-12-31 | 1 | 1971 | 1 | 1 | 1 | 0 | GYS5X6_7_UNITS | Geysers Power Company, LLC (f/k/a 3107) | 225 | Geothermal | 85 | 85
| 399 | SC40001 | Bishop Creek No. 2 | BISHOP_1_ALAMO | SCE | CA | Inyo | Owens Valley | Hydro | Small | Existing | 1908-01-01 | 1907-12-31 | 1 | 0 | 12.3881 | 0% | CAISO | CAISO | CAISO | Small_Hydro | None | 1 | 2099-12-31 | 1 | 12.3881 | 1 | 1 | 1 | 1 | BISHOP_1_ALAMO | Bishop Creek No. 2 | 0 | Small_Hydro | 13.4 | 7.56
| 400 | SC40002 | Bishop Creek No. 3 | BISHOP_1_UNITS | SCE | CA | Inyo | Owens Valley | Hydro | Small | Existing | 1913-01-01 | 1912-12-31 | 1 | 0 | 18.254 | 0% | CAISO | CAISO | CAISO | Small_Hydro | None | 1 | 2099-12-31 | 1 | 18.254 | 1 | 1 | 1 | 1 | BISHOP_1_UNITS | Bishop Creek No. 3 | 0 | Small_Hydro | 15.8 | 8.34
| 401 | SC40003 | Bishop Creek No. 4 | BISHOP_1_UNITS | SCE | CA | Inyo | Owens Valley | Hydro | Small | Existing | 1905-01-01 | 1904-12-31 | 1 | 0 | 18.5101 | 0% | CAISO | CAISO | CAISO | Small_Hydro | None | 1 | 2099-12-31 | 1 | 18.5101 | 1 | 1 | 1 | 1 | BISHOP_1_UNITS | Bishop Creek No. 4 | 0 | Small_Hydro | 15.8 | 8.34
| 402 | SC40004 | Bishop Creek No. 5 | BISHOP_1_ALAMO | SCE | CA | Inyo | Owens Valley | Hydro | Small | Existing | 1919-01-01 | 1918-12-31 | 1 | 0 | 7.6664 | 0% | CAISO | CAISO | CAISO | Small_Hydro | None | 1 | 2099-12-31 | 1 | 7.6664 | 1 | 1 | 1 | 1 | BISHOP_1_ALAMO | Bishop Creek No. 5 | 0 | Small_Hydro | 13.4 | 7.56
| 403 | SC40005 | Bishop Creek No. 6 | BISHOP_1_ALAMO | SCE | CA | Inyo | Owens Valley | Hydro | Small | Existing | 1913-01-01 | 1912-12-31 | 1 | 0 | 2.7078 | 0% | CAISO | CAISO | CAISO | Small_Hydro | None | 1 | 2099-12-31 | 1 | 2.7078 | 1 | 1 | 1 | 1 | BISHOP_1_ALAMO | Bishop Creek No. 6 | 0 | Small_Hydro | 13.4 | 7.56
| 404 | SC40006 | Borel | MONLTH_6_BOREL | SCE | CA | Kern | Westlands | Hydro | Small | Existing | 1904-01-01 | 1903-12-31 | 1 | 0 | 0 | 0% | CAISO | CAISO | CAISO | Small_Hydro | Westlands | 1 | 2099-12-31 | 1 | 0 | 1 | 1 | 1 | 1 | MONLTH_6_BOREL | Borel | 0 | Small_Hydro | 11 | 0
| 405 | SC40007 | Fontana | ETIWND_2_FONTNA | SCE | CA | San Bernardino | San Bernardino - Lucerne | Hydro | Small | Existing | 1917-01-01 | 1916-12-31 | 1 | 0 | 1.9682 | 0% | CAISO | CAISO | CAISO | Small_Hydro | Kramer_Inyokern | 1 | 2099-12-31 | 1 | 1.9682 | 1 | 1 | 1 | 1 | ETIWND_2_FONTNA | Fontana | 0 | Small_Hydro | 2.56 | 0.22
| 406 | SC40008 | Kaweah No. 1 | RECTOR_2_KAWH 1 | SCE | CA | Tulare | Westlands | Hydro | Small | Existing | 1929-01-01 | 1928-12-31 | 1 | 0 | 8.7026 | 0% | CAISO | CAISO | CAISO | Small_Hydro | Westlands | 1 | 2099-12-31 | 1 | 8.7026 | 1 | 1 | 1 | 1 | RECTOR_2_KAWH 1 | Kaweah No. 1 | 0 | Small_Hydro | 2.25 | 0.38
| 407 | SC40009 | Kaweah No. 2 | RECTOR_2_KAWH 2 | SCE | CA | Tulare | Westlands | Hydro | Small | Existing | 1929-01-01 | 1928-12-31 | 1 | 0 | 5.344 | 0% | CAISO | CAISO | CAISO | Small_Hydro | Westlands | 1 | 2099-12-31 | 0 | 5.344 | 1 | 1 | 1 | 1 | RECTOR_2_KAWH 2 | Kaweah No. 2 | 0 | Small_Hydro
| 408 | SC40010 | Kaweah No. 3 | RECTOR_2_KAWH 3 | SCE | CA | Tulare | Westlands | Hydro | Small | Existing | 1913-01-01 | 1912-12-31 | 1 | 0 | 14.2507 | 0% | CAISO | CAISO | CAISO | Small_Hydro | Westlands | 1 | 2099-12-31 | 0 | 14.2507 | 1 | 1 | 1 | 1 | RECTOR_2_KAWH 3 | Kaweah No. 3 | 0 | Small_Hydro
| 409 | SC40011 | Kern River No. 1 | KERRGN_1_UNIT 1 | SCE | CA | Kern | Westlands | Hydro | Small | Existing | 1907-01-01 | 1906-12-31 | 1 | 0 | 109.8979 | 0% | CAISO | CAISO | CAISO | Small_Hydro | Westlands | 1 | 2099-12-31 | 1 | 109.8979 | 1 | 1 | 1 | 1 | KERRGN_1_UNIT 1 | Kern River No. 1 | 0 | Small_Hydro | 25.6 | 17.99
| 410 | SC40012 | Lundy | CONTRL_1_LUNDY | SCE | CA | Mono | Mono County (Partial) | Hydro | Small | Existing | 1911-01-01 | 1910-12-31 | 1 | 0 | 2.2242 | 0% | CAISO | CAISO | CAISO | Small_Hydro | None | 1 | 2099-12-31 | 1 | 2.2242 | 1 | 1 | 1 | 1 | CONTRL_1_LUNDY | Lundy | 0 | Small_Hydro | 3 | 1.28
| 411 | SC40013 | Lytle Creek | ETIWND_2_FONTNA | SCE | CA | San Bernardino | San Bernardino - Lucerne | Hydro | Small | Existing | 1904-01-01 | 1903-12-31 | 1 | 0 | 0.33359 | 0% | CAISO | CAISO | CAISO | Small_Hydro | Kramer_Inyokern | 1 | 2099-12-31 | 1 | 0.33359 | 1 | 1 | 1 | 1 | ETIWND_2_FONTNA | Lytle Creek | 0 | Small_Hydro | 2.56 | 0.22
| 412 | SC40014 | Mammoth Pool Fish Water Generator | BIGCRK_7_MAMRES | SCE | CA | Madera | Westlands | Hydro | Small | Existing | 1960-01-01 | 1959-12-31 | 1 | 0 | 0 | 0% | CAISO | CAISO | CAISO | Small_Hydro | Westlands | 1 | 2099-12-31 | 1 | 0 | 1 | 1 | 1 | 1 | BIGCRK_7_MAMRES | Mammoth Pool Fish Water Generator | 0 | Small_Hydro | 1.25 | 0
| 413 | SC40015 | Mill Creek No. 1 | SBERDO_6_MILLCK | SCE | CA | San Bernardino | San Bernardino - Lucerne | Hydro | Small | Existing | 1901-01-01 | 2099-12-31 | 1 | 0 | 1.4129 | 0% | CAISO | CAISO | CAISO | Small_Hydro | Kramer_Inyokern | 1 | 2099-12-31 | 1 | 1.4129 | 1 | 1 | 1 | 1 | SBERDO_6_MILLCK | Mill Creek No. 1 | 0 | Small_Hydro | 3.93 | 1.06
| 414 | SC40016 | Mill Creek No. 3 | SBERDO_6_MILLCK | SCE | CA | San Bernardino | San Bernardino - Lucerne | Hydro | Small | Existing | 1903-01-01 | 2099-12-31 | 1 | 0 | 5.2983 | 0% | CAISO | CAISO | CAISO | Small_Hydro | Kramer_Inyokern | 1 | 2099-12-31 | 1 | 5.2983 | 1 | 1 | 1 | 1 | SBERDO_6_MILLCK | Mill Creek No. 3 | 0 | Small_Hydro | 3.93 | 1.06
| 415 | SC40017 | Ontario No. 1 | PADUA_2_ONTARO | SCE | CA | Los Angeles | Los Angeles County (Partial) | Hydro | Small | Existing | 1902-01-01 | 2099-12-31 | 1 | 0 | 1.1001 | 0% | CAISO | CAISO | CAISO | Small_Hydro | None | 1 | 2099-12-31 | 1 | 1.1001 | 1 | 1 | 1 | 1 | PADUA_2_ONTARO | Ontario No. 1 | 0 | Small_Hydro | 1.92 | 0.32
| 416 | SC40018 | Ontario No. 2 | PADUA_2_ONTARO | SCE | CA | Los Angeles | Los Angeles County (Partial) | Hydro | Small | Existing | 1962-01-01 | 2099-12-31 | 1 | 0 | 0.58673 | 0% | CAISO | CAISO | CAISO | Small_Hydro | None | 1 | 2099-12-31 | 1 | 0.58673 | 1 | 1 | 1 | 1 | PADUA_2_ONTARO | Ontario No. 2 | 0 | Small_Hydro | 1.92 | 0.32
| 417 | SC40019 | Poole Plant | CONTRL_1_POOLE | SCE | CA | Mono | Mono County (Partial) | Hydro | Small | Existing | 1924-01-01 | 2099-12-31 | 1 | 0 | 19.25 | 0% | CAISO | CAISO | CAISO | Small_Hydro | None | 1 | 2099-12-31 | 1 | 19.25 | 1 | 1 | 1 | 1 | CONTRL_1_POOLE | Poole Plant | 0 | Small_Hydro | 10.9 | 0.8
| 418 | SC40020 | Portal Power Plant | BGCRK1_7_PORTAL | SCE | CA | Madera | Westlands | Hydro | Small | Existing | 1956-01-01 | 2099-12-31 | 1 | 0 | 15.87 | 0% | CAISO | CAISO | CAISO | Small_Hydro | Westlands | 1 | 2099-12-31 | 0 | 15.87 | 1 | 1 | 1 | 1 | BGCRK1_7_PORTAL | Portal Power Plant | 0 | Small_Hydro
| 419 | SC40021 | Rush Creek | CONTRL_1_RUSHCK | SCE | CA | Mono | Mono County (Partial) | Hydro | Small | Existing | 1916-01-01 | 2099-12-31 | 1 | 0 | 21.4446 | 0% | CAISO | CAISO | CAISO | Small_Hydro | None | 1 | 2099-12-31 | 1 | 21.4446 | 1 | 1 | 1 | 1 | CONTRL_1_RUSHCK | Rush Creek | 0 | Small_Hydro | 11.94 | 3.46
| 420 | SC40022 | Santa Ana No. 1 | SBERDO_2_SNTANA | SCE | CA | San Bernardino | San Bernardino - Lucerne | Hydro | Small | Existing | 1901-01-01 | 2099-12-31 | 1 | 0 | 2.0687 | 0% | CAISO | CAISO | CAISO | Small_Hydro | Kramer_Inyokern | 1 | 2099-12-31 | 1 | 2.0687 | 1 | 1 | 1 | 1 | SBERDO_2_SNTANA | Santa Ana No. 1 | 0 | Small_Hydro | 6.95 | 0.3
| 421 | SC40023 | Santa Ana No. 3 | SBERDO_2_SNTANA | SCE | CA | San Bernardino | San Bernardino - Lucerne | Hydro | Small | Existing | 1901-01-01 | 2099-12-31 | 1 | 0 | 2.0041 | 0% | CAISO | CAISO | CAISO | Small_Hydro | Kramer_Inyokern | 1 | 2099-12-31 | 1 | 2.0041 | 1 | 1 | 1 | 1 | SBERDO_2_SNTANA | Santa Ana No. 3 | 0 | Small_Hydro | 6.95 | 0.3
| 422 | SC40024 | Sierra | PADUA_2_ONTARO | SCE | CA | Los Angeles | Los Angeles County (Partial) | Hydro | Small | Existing | 1922-01-01 | 2099-12-31 | 1 | 0 | 0.8801 | 0% | CAISO | CAISO | CAISO | Small_Hydro | None | 1 | 2099-12-31 | 1 | 0.8801 | 1 | 1 | 1 | 1 | PADUA_2_ONTARO | Sierra | 0 | Small_Hydro | 1.92 | 0.32
| 423 | SC40025 | Tule River | SPRGVL_2_TULESC | SCE | CA | Tulare | Westlands | Hydro | Small | Existing | 1909-01-01 | 2099-12-31 | 1 | 0 | 7.0944 | 0% | CAISO | CAISO | CAISO | Small_Hydro | Westlands | 1 | 2099-12-31 | 1 | 7.0944 | 1 | 1 | 1 | 1 | SPRGVL_2_TULESC | Tule River | 0 | Small_Hydro | 2.5 | 0
| 424 | SC44004 | Hi Head Hydro Incorporated | CONTRL_1_QF | SCE | CA | Mono | Mono County (Partial) | Hydro | Small | Existing | 1982-05-01 | 2022-04-30 | 1 | 0.35 | 1.8 | 58.71% | CAISO | CAISO | CAISO | Small_Hydro | None | 1 | 2099-12-31 | 1 | 1.8 | 1 | 1 | 1 | 0 | CONTRL_1_QF | Hi Head Hydro Incorporated | 0.35 | Small_Hydro | 13.4 | 7.84
| 425 | SC44008 | Desert Power Company | CONTRL_1_QF | SCE | CA | Mono | Mono County (Partial) | Hydro | Small | Existing | 1983-07-14 | 2028-07-13 | 1 | 0.948 | 1.57 | 18.91% | CAISO | CAISO | CAISO | Small_Hydro | None | 1 | 2099-12-31 | 1 | 1.57 | 1 | 1 | 1 | 0 | CONTRL_1_QF | Desert Power Company | 0.948 | Small_Hydro | 13.4 | 7.84
| 426 | SC44013 | Tehachapi Cummings Co. Water District | ANTLPE_2_QF | SCE | CA | Kern | Tehachapi | Hydro | Small | Existing | 1983-10-01 | 2099-12-31 | 1 | 0.035 | 0 | 0% | CAISO | CAISO | CAISO | Small_Hydro | Tehachapi | 1 | 2099-12-31 | 1 | 0 | 1 | 1 | 1 | 0 | ANTLPE_2_QF | Tehachapi Cummings Co. Water District | 0.035 | Small_Hydro | 26 | 0.6
| 427 | SC44014 | San Bernardino MWD | VISTA_6_QF | SCE | CA | San Bernardino | San Bernardino - Lucerne | Hydro | Small | Existing | 1983-07-01 | 2099-12-31 | 1 | 0.178 | 0.4 | 25.65% | CAISO | CAISO | CAISO | Small_Hydro | Kramer_Inyokern | 1 | 2099-12-31 | 1 | 0.4 | 1 | 1 | 1 | 0 | VISTA_6_QF | San Bernardino MWD | 0.178 | Small_Hydro | 0.18 | 0.09
| 428 | SC44016 | Walnut Valley Water District |  | SCE | CA | Los Angeles | Los Angeles County (Partial) | Hydro | Small | Existing | 1984-10-17 | 2014-10-16 | 1 | 0.125 | 0.72 | 65.75% | CAISO | CAISO | CAISO | Small_Hydro | None | 1 | 2099-12-31 | 0 | 0.72 | 1 | 1 | 1 | 0 | SC44016 | Walnut Valley Water District | 0.125 | Small_Hydro
| 429 | SC44022 | Calleguas MWD - Unit 2 (East Portal) | SAUGUS_6_QF | SCE | CA | Los Angeles | Los Angeles County (Partial) | Hydro | Small | Existing | 1984-10-01 | 2014-09-30 | 0 | 1.25 | 5.49 | 50.14% | CAISO | CAISO | CAISO | Small_Hydro | None | 1 | 2014-09-30 | 1 | 5.49 | 0 | 1 | 0 | 0
| 430 | SC44025 | Desert Water Agency | GARNET_2_HYDRO | SCE | CA | Riverside | Palm Springs | Hydro | Small | Existing | 1986-04-11 | 2016-04-10 | 0 | 1 | 4.01 | 45.78% | CAISO | CAISO | CAISO | Small_Hydro | Riverside_East_Palm_Springs | 1 | 2016-04-10 | 1 | 4.01 | 0 | 1 | 0 | 0
| 431 | SC44026 | Desert Water Agency (Snow Creek) |  | SCE | CA | Riverside | Palm Springs | Hydro | Small | Existing | 1988-02-02 | 2018-02-01 | 0 | 0.3 | 0.5 | 19.03% | CAISO | CAISO | CAISO | Small_Hydro | Riverside_East_Palm_Springs | 1 | 2018-02-01 | 0 | 0.5 | 0 | 1 | 0 | 0
| 432 | SC44029 | LA CO Flood Control District ** | RHONDO_2_QF | SCE | CA | Los Angeles | Los Angeles County (Partial) | Hydro | Small | Existing | 1987-10-17 | 2017-10-16 | 1 | 4.975 | 16.51 | 37.88% | CAISO | CAISO | CAISO | Small_Hydro | None | 1 | 2099-12-31 | 1 | 16.51 | 1 | 1 | 1 | 0 | RHONDO_2_QF | LA CO Flood Control District ** | 4.975 | Small_Hydro
| 433 | SC44030 | Daniel M. Bates | VESTAL_6_QF | SCE | CA | Tulare | Westlands | Hydro | Small | Existing | 1989-11-22 | 2019-11-21 | 1 | 0.35 | 1.17 | 38.16% | CAISO | CAISO | CAISO | Small_Hydro | Westlands | 1 | 2099-12-31 | 1 | 1.17 | 1 | 1 | 1 | 0 | VESTAL_6_QF | Daniel M. Bates | 0.35 | Small_Hydro | 12.3 | 2.73
| 434 | SC44031 | Richard Moss |  | SCE | CA | Mono | Mono County (Partial) | Hydro | Small | Existing | 1986-04-25 | 2016-11-06 | 1 | 0.155 | 0.46 | 33.88% | CAISO | CAISO | CAISO | Small_Hydro | None | 1 | 2099-12-31 | 0 | 0.46 | 1 | 1 | 1 | 0 | SC44031 | Richard Moss | 0.155 | Small_Hydro
| 435 | SC44032 | Walnut Valley Water District (#2) |  | SCE | CA | Los Angeles | Los Angeles County (Partial) | Hydro | Small | Existing | 1984-10-17 | 2015-03-20 | 1 | 0.025 | 0 | 0% | CAISO | CAISO | CAISO | Small_Hydro | None | 1 | 2099-12-31 | 0 | 0 | 1 | 1 | 1 | 0 | SC44032 | Walnut Valley Water District (#2) | 0.025 | Small_Hydro
| 436 | SC44034 | Central Hydroelectric Corp. | VESTAL_6_QF | SCE | CA | Kern | Westlands | Hydro | Small | Existing | 1990-12-08 | 2020-12-07 | 1 | 11.95 | 41.21 | 39.37% | CAISO | CAISO | CAISO | Small_Hydro | Westlands | 1 | 2099-12-31 | 1 | 41.21 | 1 | 1 | 1 | 0 | VESTAL_6_QF | Central Hydroelectric Corp. | 11.95 | Small_Hydro | 12.3 | 2.73
| 437 | SC44035 | Three Valleys MWD (Fulton Road) | PADUA_6_QF | SCE | CA | Los Angeles | Los Angeles County (Partial) | Hydro | Small | Existing | 1987-04-02 | 2017-04-01 | 1 | 0.2 | 1.05 | 59.93% | CAISO | CAISO | CAISO | Small_Hydro | None | 1 | 2099-12-31 | 1 | 1.05 | 1 | 1 | 1 | 0 | PADUA_6_QF | Three Valleys MWD (Fulton Road) | 0.2 | Small_Hydro | 1.82 | 0.38
| 438 | SC44036 | Three Valleys MWD (Miramar) |  | SCE | CA | Los Angeles | Los Angeles County (Partial) | Hydro | Small | Existing | 1987-04-13 | 2015-06-15 | 1 | 0.52 | 0.73 | 16.03% | CAISO | CAISO | CAISO | Small_Hydro | None | 1 | 2099-12-31 | 0 | 0.73 | 1 | 1 | 1 | 0 | SC44036 | Three Valleys MWD (Miramar) | 0.52 | Small_Hydro
| 439 | SC44037 | Three Valleys MWD (Williams) | PADUA_6_QF | SCE | CA | Los Angeles | Los Angeles County (Partial) | Hydro | Small | Existing | 1987-04-03 | 2017-06-21 | 1 | 0.35 | 1.56 | 50.88% | CAISO | CAISO | CAISO | Small_Hydro | None | 1 | 2099-12-31 | 1 | 1.56 | 1 | 1 | 1 | 0 | PADUA_6_QF | Three Valleys MWD (Williams) | 0.35 | Small_Hydro | 1.82 | 0.38
| 440 | SC44039 | Kaweah River Power Authority | RECTOR_2_QF | SCE | CA | Tulare | Westlands | Hydro | Small | Existing | 1990-03-16 | 2020-03-15 | 1 | 17 | 54.7 | 36.73% | CAISO | CAISO | CAISO | Small_Hydro | Westlands | 1 | 2099-12-31 | 1 | 54.7 | 1 | 1 | 1 | 0 | RECTOR_2_QF | Kaweah River Power Authority | 17 | Small_Hydro | 17 | 0
| 441 | SC44051 | Montecito Water District | GOLETA_2_QF | SCE | CA | Santa Barbara | Santa Barbara | Hydro | Small | Existing | 1989-01-17 | 2019-01-16 | 1 | 0.13 | 0.63 | 55.32% | CAISO | CAISO | CAISO | Small_Hydro | Greater_Carrizo | 1 | 2099-12-31 | 1 | 0.63 | 1 | 1 | 1 | 0 | GOLETA_2_QF | Montecito Water District | 0.13 | Small_Hydro | 0.4 | 0.05
| 442 | SC44052 | Calleguas MWD - Unit 3 (Santa Rosa) |  | SCE | CA | Ventura | Ventura County (Partial) | Hydro | Small | Existing | 1986-07-01 | 2016-06-30 | 1 | 0.25 | 0.44 | 20.09% | CAISO | CAISO | CAISO | Small_Hydro | None | 1 | 2099-12-31 | 0 | 0.44 | 1 | 1 | 1 | 0 | SC44052 | Calleguas MWD - Unit 3 (Santa Rosa) | 0.25 | Small_Hydro
| 443 | SC44054 | City of Santa Ana | BARRE_2_QF | SCE | CA | Orange | Orange County | Hydro | Small | Existing | 1985-06-30 | 2099-12-31 | 1 | 0.195 | 0.02 | 1.171% | CAISO | CAISO | CAISO | Small_Hydro | None | 1 | 2099-12-31 | 1 | 0.02 | 1 | 1 | 1 | 0 | BARRE_2_QF | City of Santa Ana | 0.195 | Small_Hydro | 0.2 | 0
| 444 | SC44058 | United Water Conservation District | SAUGUS_6_QF | SCE | CA | Ventura | Ventura County (Partial) | Hydro | Small | Existing | 1987-06-01 | 2099-12-31 | 1 | 0.935 | 0 | 0% | CAISO | CAISO | CAISO | Small_Hydro | None | 1 | 2099-12-31 | 1 | 0 | 1 | 1 | 1 | 0 | SAUGUS_6_QF | United Water Conservation District | 0.935 | Small_Hydro | 2.19 | 0.62
| 445 | SC44071 | Deep Springs College | CONTRL_1_QF | SCE | CA | Inyo | Inyo County (Partial) | Hydro | Small | Existing | 1988-11-22 | 2099-12-31 | 1 | 0.1 | 0 | 0% | CAISO | CAISO | CAISO | Small_Hydro | None | 1 | 2099-12-31 | 1 | 0 | 1 | 1 | 1 | 0 | CONTRL_1_QF | Deep Springs College | 0.1 | Small_Hydro | 13.4 | 7.84
| 446 | SC44076 | Camrosa County Water District | SNCLRA_6_QF | SCE | CA | Ventura | Ventura County (Partial) | Hydro | Small | Existing | 1987-06-11 | 2099-12-31 | 1 | 0.15 | 0 | 0% | CAISO | CAISO | CAISO | Small_Hydro | None | 1 | 2099-12-31 | 1 | 0 | 1 | 1 | 1 | 0 | SNCLRA_6_QF | Camrosa County Water District | 0.15 | Small_Hydro | 1.65 | 0
| 447 | SC44100 | San Bernardino MWD (Unit 3) |  | SCE | CA | San Bernardino | San Bernardino - Lucerne | Hydro | Small | Existing | 1987-10-15 | 2099-12-31 | 1 | 0.075 | 0 | 0% | CAISO | CAISO | CAISO | Small_Hydro | Kramer_Inyokern | 1 | 2099-12-31 | 0 | 0 | 1 | 1 | 1 | 0 | SC44100 | San Bernardino MWD (Unit 3) | 0.075 | Small_Hydro
| 448 | SC44137 | American Energy, Inc. (Fullerton Hydro) | OLINDA_2_QF | SCE | CA | Orange | Orange County | Hydro | Small | Existing | 1986-12-20 | 2017-01-31 | 1 | 0.4 | 0.78 | 22.26% | CAISO | CAISO | CAISO | Small_Hydro | None | 1 | 2099-12-31 | 1 | 0.78 | 1 | 1 | 1 | 0 | OLINDA_2_QF | American Energy, Inc. (Fullerton Hydro) | 0.4 | Small_Hydro | 0.4 | 0
| 449 | SC44145 | Mesa Consolidated Water District |  | SCE | CA | Orange | Orange County | Hydro | Small | Existing | 1988-10-01 | 2099-12-31 | 1 | 0.05 | 0 | 0% | CAISO | CAISO | CAISO | Small_Hydro | None | 1 | 2099-12-31 | 0 | 0 | 1 | 1 | 1 | 0 | SC44145 | Mesa Consolidated Water District | 0.05 | Small_Hydro
| 450 | SC44147 | Monte Vista Water District |  | SCE | CA | San Bernardino | San Bernardino - Lucerne | Hydro | Small | Existing | 1990-08-05 | 2020-08-04 | 0 | 0.865 | 0.27 | 3.563% | CAISO | CAISO | CAISO | Small_Hydro | Kramer_Inyokern | 1 | 2020-08-04 | 0 | 0.27 | 0 | 1 | 0 | 0
| 451 | SC44150 | Water Facilities Authority | PADUA_6_QF | SCE | CA | San Bernardino | San Bernardino - Lucerne | Hydro | Small | Existing | 1994-08-26 | 2024-08-25 | 1 | 0.224 | 0.05 | 2.548% | CAISO | CAISO | CAISO | Small_Hydro | Kramer_Inyokern | 1 | 2099-12-31 | 1 | 0.05 | 1 | 1 | 1 | 0 | PADUA_6_QF | Water Facilities Authority | 0.224 | Small_Hydro | 1.82 | 0.38
| 452 | SC44152 | Calleguas MWD (Springville Hydro) | SNCLRA_6_QF | SCE | CA | Ventura | Ventura County (Partial) | Hydro | Small | Existing | 1994-03-17 | 2024-03-16 | 1 | 1 | 1.14 | 13.01% | CAISO | CAISO | CAISO | Small_Hydro | None | 1 | 2099-12-31 | 1 | 1.14 | 1 | 1 | 1 | 0 | SNCLRA_6_QF | Calleguas MWD (Springville Hydro) | 1 | Small_Hydro | 1.65 | 0
| 453 | SC44202 | Bishop Tungsten Development, LLC |  | SCE | CA | Inyo | Inyokern | Hydro | Small | Existing | 2013-04-24 | 2033-04-25 | 1 | 0.25 | 1.56 | 71.23% | CAISO | CAISO | CAISO | Small_Hydro | Kramer_Inyokern | 1 | 2099-12-31 | 0 | 1.56 | 1 | 1 | 1 | 0 | SC44202 | Bishop Tungsten Development, LLC | 0.25 | Small_Hydro
| 454 | SC44205 | California Water Service Company (PV Station 37) |  | SCE | CA | Los Angeles | Los Angeles County (Partial) | Hydro | Small | New | 2015-12-11 | 2035-12-10 | 1 | 0.325 | 1.9 | 66.74% | CAISO | CAISO | CAISO | Small_Hydro | None | 0.84 | 2099-12-31 | 0 | 1.596 | 1 | 1 | 1 | 0 | SC44205 | California Water Service Company (PV Station 37) | 0.325 | Small_Hydro
| 455 | SC44206 | Isabella Fishflow Hydroelectric Project LLC |  | SCE | CA | Kern | Inyokern | Hydro | Small | Existing | 2014-06-26 | 2034-06-25 | 1 | 0.86 | 3.2 | 42.48% | CAISO | CAISO | CAISO | Small_Hydro | Kramer_Inyokern | 1 | 2099-12-31 | 0 | 3.2 | 1 | 1 | 1 | 0 | SC44206 | Isabella Fishflow Hydroelectric Project LLC | 0.86 | Small_Hydro
| 456 | SC44207 | Monte Vista Water District (f/k/a 4147) |  | SCE | CA | San Bernardino | San Bernardino - Lucerne | Hydro | Small | Existing | 2014-07-20 | 2032-01-01 | 1 | 0.865 | 1.4 | 18.48% | CAISO | CAISO | CAISO | Small_Hydro | Kramer_Inyokern | 1 | 2099-12-31 | 0 | 1.4 | 1 | 1 | 1 | 0 | SC44207 | Monte Vista Water District (f/k/a 4147) | 0.865 | Small_Hydro
| 457 | SC44208 | Lower Tule River Irrigation Dist. (f/k/a 4028) | SPRGVL_2_QF | SCE | CA | Tulare | Westlands | Hydro | Small | Existing | 2012-08-01 | 2022-08-01 | 1 | 1.4 | 0.78 | 6.36% | CAISO | CAISO | CAISO | Small_Hydro | Westlands | 1 | 2099-12-31 | 1 | 0.78 | 1 | 1 | 1 | 0 | SPRGVL_2_QF | Lower Tule River Irrigation Dist. (f/k/a 4028) | 1.4 | Small_Hydro | 0.18 | 0.17
| 458 | SC44209 | White Mountain Ranch LLC (f/k/a 4006) |  | SCE | CA | Inyo | Inyokern | Hydro | Small | Existing | 2012-08-01 | 2032-08-31 | 1 | 0.29 | 0.85 | 33.46% | CAISO | CAISO | CAISO | Small_Hydro | Kramer_Inyokern | 1 | 2099-12-31 | 0 | 0.85 | 1 | 1 | 1 | 0 | SC44209 | White Mountain Ranch LLC (f/k/a 4006) | 0.29 | Small_Hydro
| 459 | SC44210 | Calleguas MWD (Conejos, f/k/a 4010) | MOORPK_6_QF | SCE | CA | Ventura | Ventura County (Partial) | Hydro | Small | Existing | 2012-10-01 | 2032-10-01 | 1 | 0.717 | 0.43 | 6.846% | CAISO | CAISO | CAISO | Small_Hydro | None | 1 | 2099-12-31 | 1 | 0.43 | 1 | 1 | 1 | 0 | MOORPK_6_QF | Calleguas MWD (Conejos, f/k/a 4010) | 0.717 | Small_Hydro | 0.8 | 0.8
| 460 | SC44216 | Gibralter Conduit Hydroelectric Plant (f/k/a 4012) |  | SCE | CA | Santa Barbara | Santa Barbara | Hydro | Small | Existing | 2015-02-12 | 2034-02-01 | 1 | 0.75 | 1.87 | 28.46% | CAISO | CAISO | CAISO | Small_Hydro | Greater_Carrizo | 1 | 2099-12-31 | 0 | 1.87 | 1 | 1 | 1 | 0 | SC44216 | Gibralter Conduit Hydroelectric Plant (f/k/a 4012) | 0.75 | Small_Hydro
| 461 | SC44222 | Goleta Water District (Van Horne) (f/k/a 4055) |  | SCE | CA | Santa Barbara | Santa Barbara | Hydro | Small | Existing | 2015-02-18 | 2035-03-01 | 1 | 0.25 | 1.2 | 54.79% | CAISO | CAISO | CAISO | Small_Hydro | Greater_Carrizo | 1 | 2099-12-31 | 0 | 1.2 | 1 | 1 | 1 | 0 | SC44222 | Goleta Water District (Van Horne) (f/k/a 4055) | 0.25 | Small_Hydro
| 462 | SC44225 | Desert Water Agency (Whitewater) (f/k/a 4025) | GARNET_2_HYDRO | SCE | CA | Riverside | Palm Springs | Hydro | Small | Existing | 2016-06-28 | 2036-06-30 | 1 | 1 | 7.4 | 84.47% | CAISO | CAISO | CAISO | Small_Hydro | Riverside_East_Palm_Springs | 1 | 2099-12-31 | 1 | 7.4 | 1 | 1 | 1 | 0 | GARNET_2_HYDRO | Desert Water Agency (Whitewater) (f/k/a 4025) | 1 | Small_Hydro | 1 | 0.69
| 463 | SC44252 | Calleguas MWD (Springville Hydro) (f/k/a 4152) |  | SCE | CA | Ventura | Ventura County (Partial) | Hydro | Small | Existing | 2016-04-08 | 2036-03-05 | 1 | 1 | 2.25 | 25.68% | CAISO | CAISO | CAISO | Small_Hydro | None | 1 | 2099-12-31 | 0 | 2.25 | 1 | 1 | 1 | 0 | SC44252 | Calleguas MWD (Springville Hydro) (f/k/a 4152) | 1 | Small_Hydro
| 464 | SC44255 | Calleguas MWD (East Portal Hydroelectric Generating Station, f/k/a 4022) |  | SCE | CA | Los Angeles | Los Angeles County (Partial) | Hydro | Small | Existing | 2014-10-01 | 2034-10-01 | 1 | 1.25 | 6 | 54.79% | CAISO | CAISO | CAISO | Small_Hydro | None | 1 | 2099-12-31 | 0 | 6 | 1 | 1 | 1 | 0 | SC44255 | Calleguas MWD (East Portal Hydroelectric Generating Station, f/k/a 4022) | 1.25 | Small_Hydro
| 465 | SC50002 | SPVP002 - Chino | CHINO_2_SOLAR | SCE | CA | San Bernardino | San Bernardino - Lucerne | Solar PV | Rooftop | Existing | 2009-09-24 | 2009-09-23 | 1 | 0 | 0.14 | 0% | CAISO | CAISO | CAISO | Solar | Kramer_Inyokern | 1 | 2099-12-31 | 1 | 0.14 | 1 | 1 | 1 | 1 | CHINO_2_SOLAR | SPVP002 - Chino | 0 | Solar | 1 | 0.14
| 466 | SC50003 | SPVP003 - Rialto | VISTA_2_RIALTO | SCE | CA | San Bernardino | San Bernardino - Lucerne | Solar PV | Rooftop | Existing | 2010-07-19 | 2010-07-18 | 1 | 0 | 0.14 | 0% | CAISO | CAISO | CAISO | Solar | Kramer_Inyokern | 1 | 2099-12-31 | 1 | 0.14 | 1 | 1 | 1 | 1 | VISTA_2_RIALTO | SPVP003 - Rialto | 0 | Solar | 1 | 0.14
| 467 | SC50005 | SPVP005 - Redlands | SBERDO_2_RTS005 | SCE | CA | San Bernardino | San Bernardino - Lucerne | Solar PV | Rooftop | Existing | 2010-12-27 | 2010-12-26 | 1 | 0 | 0.4 | 0% | CAISO | CAISO | CAISO | Solar | Kramer_Inyokern | 1 | 2099-12-31 | 1 | 0.4 | 1 | 1 | 1 | 1 | SBERDO_2_RTS005 | SPVP005 - Redlands | 0 | Solar | 2.5 | 0.35
| 468 | SC50006 | SPVP006 - Ontario | MIRLOM_2_ONTARO | SCE | CA | San Bernardino | San Bernardino - Lucerne | Solar PV | Rooftop | Existing | 2011-01-10 | 2011-01-09 | 1 | 0 | 0.36 | 0% | CAISO | CAISO | CAISO | Solar | Kramer_Inyokern | 1 | 2099-12-31 | 1 | 0.36 | 1 | 1 | 1 | 1 | MIRLOM_2_ONTARO | SPVP006 - Ontario | 0 | Solar | 5.5 | 0.77
| 469 | SC50007 | SPVP007 - Redlands | SBERDO_2_RTS007 | SCE | CA | San Bernardino | San Bernardino - Lucerne | Solar PV | Rooftop | Existing | 2010-12-29 | 2010-12-28 | 1 | 0 | 0.4 | 0% | CAISO | CAISO | CAISO | Solar | Kramer_Inyokern | 1 | 2099-12-31 | 1 | 0.4 | 1 | 1 | 1 | 1 | SBERDO_2_RTS007 | SPVP007 - Redlands | 0 | Solar | 2.5 | 0.35
| 470 | SC50008 | SPVP008 - Ontario | DEVERS_1_SOLAR1 | SCE | CA | San Bernardino | San Bernardino - Lucerne | Solar PV | Rooftop | Existing | 2010-12-30 | 2010-12-29 | 1 | 0 | 0.36 | 0% | CAISO | CAISO | CAISO | Solar | Kramer_Inyokern | 1 | 2099-12-31 | 1 | 0.36 | 1 | 1 | 1 | 1 | DEVERS_1_SOLAR1 | SPVP008 - Ontario | 0 | Solar | 12 | 0
| 471 | SC50009 | SPVP009 - Ontario | DEVERS_1_SOLAR2 | SCE | CA | San Bernardino | San Bernardino - Lucerne | Solar PV | Rooftop | Existing | 2011-01-10 | 2011-01-09 | 1 | 0 | 0.18 | 0% | CAISO | CAISO | CAISO | Solar | Kramer_Inyokern | 1 | 2099-12-31 | 1 | 0.18 | 1 | 1 | 1 | 1 | DEVERS_1_SOLAR2 | SPVP009 - Ontario | 0 | Solar | 9 | 0
| 472 | SC50010 | SPVP010 - Fontana | ETIWND_2_RTS010 | SCE | CA | San Bernardino | San Bernardino - Lucerne | Solar PV | Rooftop | Existing | 2011-05-18 | 2011-05-17 | 1 | 0 | 0.27 | 0% | CAISO | CAISO | CAISO | Solar | Kramer_Inyokern | 1 | 2099-12-31 | 1 | 0.27 | 1 | 1 | 1 | 1 | ETIWND_2_RTS010 | SPVP010 - Fontana | 0 | Solar | 1.5 | 0.21
| 473 | SC50011 | SPVP011 - Redlands | SBERDO_2_RTS011 | SCE | CA | San Bernardino | San Bernardino - Lucerne | Solar PV | Rooftop | Existing | 2011-11-10 | 2011-11-09 | 1 | 0 | 0.56 | 0% | CAISO | CAISO | CAISO | Solar | Kramer_Inyokern | 1 | 2099-12-31 | 1 | 0.56 | 1 | 1 | 1 | 1 | SBERDO_2_RTS011 | SPVP011 - Redlands | 0 | Solar | 3.5 | 0.49
| 474 | SC50012 | SPVP012 - Ontario |  | SCE | CA | San Bernardino | San Bernardino - Lucerne | Solar PV | Rooftop | Existing | 2010-12-29 | 2010-12-28 | 1 | 0 | 0.09 | 0% | CAISO | CAISO | CAISO | Solar | Kramer_Inyokern | 1 | 2099-12-31 | 0 | 0.09 | 1 | 1 | 1 | 1 | SC50012 | SPVP012 - Ontario | 0 | Solar
| 475 | SC50013 | SPVP013 - Redlands | SBERDO_2_RTS013 | SCE | CA | San Bernardino | San Bernardino - Lucerne | Solar PV | Rooftop | Existing | 2011-09-15 | 2011-09-14 | 1 | 0 | 0.56 | 0% | CAISO | CAISO | CAISO | Solar | Kramer_Inyokern | 1 | 2099-12-31 | 1 | 0.56 | 1 | 1 | 1 | 1 | SBERDO_2_RTS013 | SPVP013 - Redlands | 0 | Solar | 3.5 | 0.49
| 476 | SC50015 | SPVP015 - Fontana | ETIWND_2_RTS015 | SCE | CA | San Bernardino | San Bernardino - Lucerne | Solar PV | Rooftop | Existing | 2011-12-19 | 2011-12-18 | 1 | 0 | 0.53 | 0% | CAISO | CAISO | CAISO | Solar | Kramer_Inyokern | 1 | 2099-12-31 | 1 | 0.53 | 1 | 1 | 1 | 1 | ETIWND_2_RTS015 | SPVP015 - Fontana | 0 | Solar | 3 | 0.42
| 477 | SC50016 | SPVP016 - Redlands | SBERDO_2_RTS016 | SCE | CA | San Bernardino | San Bernardino - Lucerne | Solar PV | Rooftop | Existing | 2011-05-18 | 2011-05-17 | 1 | 0 | 0.24 | 0% | CAISO | CAISO | CAISO | Solar | Kramer_Inyokern | 1 | 2099-12-31 | 1 | 0.24 | 1 | 1 | 1 | 1 | SBERDO_2_RTS016 | SPVP016 - Redlands | 0 | Solar | 1.5 | 0.21
| 478 | SC50017 | SPVP017 - Fontana | ETIWND_2_RTS017 | SCE | CA | San Bernardino | San Bernardino - Lucerne | Solar PV | Rooftop | Existing | 2011-12-14 | 2011-12-13 | 1 | 0 | 0.56 | 0% | CAISO | CAISO | CAISO | Solar | Kramer_Inyokern | 1 | 2099-12-31 | 1 | 0.56 | 1 | 1 | 1 | 1 | ETIWND_2_RTS017 | SPVP017 - Fontana | 0 | Solar | 3.5 | 0.49
| 479 | SC50018 | SPVP018 - Fontana | ETIWND_2_RTS018 | SCE | CA | San Bernardino | San Bernardino - Lucerne | Solar PV | Rooftop | Existing | 2011-05-23 | 2011-05-22 | 1 | 0 | 0.32 | 0% | CAISO | CAISO | CAISO | Solar | Kramer_Inyokern | 1 | 2099-12-31 | 1 | 0.32 | 1 | 1 | 1 | 1 | ETIWND_2_RTS018 | SPVP018 - Fontana | 0 | Solar | 1.5 | 0.21
| 480 | SC50022 | SPVP022 - Redlands | SBERDO_2_REDLND | SCE | CA | San Bernardino | San Bernardino - Lucerne | Solar PV | Rooftop | Existing | 2010-11-15 | 2010-11-14 | 1 | 0 | 0.36 | 0% | CAISO | CAISO | CAISO | Solar | Kramer_Inyokern | 1 | 2099-12-31 | 1 | 0.36 | 1 | 1 | 1 | 1 | SBERDO_2_REDLND | SPVP022 - Redlands | 0 | Solar | 2 | 0.28
| 481 | SC50023 | SPVP023 - Fontana | ETIWND_2_RTS023 | SCE | CA | San Bernardino | San Bernardino - Lucerne | Solar PV | Rooftop | Existing | 2011-05-12 | 2099-12-31 | 1 | 0 | 0.45 | 0% | CAISO | CAISO | CAISO | Solar | Kramer_Inyokern | 1 | 2099-12-31 | 1 | 0.45 | 1 | 1 | 1 | 1 | ETIWND_2_RTS023 | SPVP023 - Fontana | 0 | Solar | 2.5 | 0.35
| 482 | SC50026 | SPVP026 - Rialto | ETIWND_2_RTS026 | SCE | CA | San Bernardino | San Bernardino - Lucerne | Solar PV | Rooftop | Existing | 2011-08-26 | 2099-12-31 | 1 | 0 | 0.97 | 0% | CAISO | CAISO | CAISO | Solar | Kramer_Inyokern | 1 | 2099-12-31 | 1 | 0.97 | 1 | 1 | 1 | 1 | ETIWND_2_RTS026 | SPVP026 - Rialto | 0 | Solar | 6 | 0.84
| 483 | SC50027 | SPVP027 - Rialto | ETIWND_2_RTS027 | SCE | CA | San Bernardino | San Bernardino - Lucerne | Solar PV | Rooftop | Existing | 2012-11-16 | 2099-12-31 | 1 | 0 | 0.34 | 0% | CAISO | CAISO | CAISO | Solar | Kramer_Inyokern | 1 | 2099-12-31 | 1 | 0.34 | 1 | 1 | 1 | 1 | ETIWND_2_RTS027 | SPVP027 - Rialto | 0 | Solar | 2 | 0.28
| 484 | SC50028 | SPVP028 - San Bernardino | VISTA_2_RTS028 | SCE | CA | San Bernardino | San Bernardino - Lucerne | Solar PV | Rooftop | Existing | 2011-12-20 | 2099-12-31 | 1 | 0 | 0.56 | 0% | CAISO | CAISO | CAISO | Solar | Kramer_Inyokern | 1 | 2099-12-31 | 1 | 0.56 | 1 | 1 | 1 | 1 | VISTA_2_RTS028 | SPVP028 - San Bernardino | 0 | Solar | 3.5 | 0.49
| 485 | SC50032 | SPVP032 - Ontario | MIRLOM_2_RTS032 | SCE | CA | San Bernardino | San Bernardino - Lucerne | Solar PV | Rooftop | Existing | 2011-12-22 | 2099-12-31 | 1 | 0 | 0.27 | 0% | CAISO | CAISO | CAISO | Solar | Kramer_Inyokern | 1 | 2099-12-31 | 1 | 0.27 | 1 | 1 | 1 | 1 | MIRLOM_2_RTS032 | SPVP032 - Ontario | 0 | Solar | 1.5 | 0.21
| 486 | SC50033 | SPVP033 - Ontario | MIRLOM_2_RTS033 | SCE | CA | San Bernardino | San Bernardino - Lucerne | Solar PV | Fixed Tilt - 20MW+ | Existing | 2012-12-11 | 2099-12-31 | 1 | 0 | 0.18 | 0% | CAISO | CAISO | CAISO | Solar | Kramer_Inyokern | 1 | 2099-12-31 | 1 | 0.18 | 1 | 1 | 1 | 1 | MIRLOM_2_RTS033 | SPVP033 - Ontario | 0 | Solar | 1 | 0.14
| 487 | SC50042 | SPVP042 - Porterville | VESTAL_2_RTS042 | SCE | CA | Tulare | Westlands | Solar PV | Rooftop | Existing | 2010-12-28 | 2099-12-31 | 1 | 0 | 0.9 | 0% | CAISO | CAISO | CAISO | Solar | Westlands | 1 | 2099-12-31 | 1 | 0.9 | 1 | 1 | 1 | 1 | VESTAL_2_RTS042 | SPVP042 - Porterville | 0 | Solar | 5 | 0
| 488 | SC50044 | SPVP044 - Perris | VALLEY_5_RTS044 | SCE | CA | Riverside | Riverside County (Partial) | Solar PV | Rooftop | Existing | 2012-09-21 | 2099-12-31 | 1 | 0 | 1.27 | 0% | CAISO | CAISO | CAISO | Solar | None | 1 | 2099-12-31 | 1 | 1.27 | 1 | 1 | 1 | 1 | VALLEY_5_RTS044 | SPVP044 - Perris | 0 | Solar | 8 | 1.12
| 489 | SC50048 | SPVP048 - Redlands | SBERDO_2_RTS048 | SCE | CA | San Bernardino | San Bernardino - Lucerne | Solar PV | Rooftop | Existing | 2013-08-12 | 2099-12-31 | 1 | 0 | 0.74 | 0% | CAISO | CAISO | CAISO | Solar | Kramer_Inyokern | 1 | 2099-12-31 | 1 | 0.74 | 1 | 1 | 1 | 1 | SBERDO_2_RTS048 | SPVP048 - Redlands | 0 | Solar | 5 | 0
| 490 | SC55010 | Curtis, Edwin |  | SCE | CA | San Bernardino | San Bernardino - Lucerne | Solar PV | Rooftop | Existing | 1981-01-01 | 2099-12-31 | 1 | 0.0013 | 0 | 0% | CAISO | CAISO | CAISO | Solar | Kramer_Inyokern | 1 | 2099-12-31 | 0 | 0 | 1 | 1 | 1 | 0 | SC55010 | Curtis, Edwin | 0.0013 | Solar
| 491 | SC55066 | SCAQMD Solar Port |  | SCE | CA | Los Angeles | Los Angeles County (Partial) | Solar PV | Fixed Tilt - 20MW+ | Existing | 1993-12-31 | 2023-12-30 | 1 | 0.073 | 0 | 0% | CAISO | CAISO | CAISO | Solar | None | 1 | 2099-12-31 | 0 | 0 | 1 | 1 | 1 | 0 | SC55066 | SCAQMD Solar Port | 0.073 | Solar
| 492 | SC55207 | NRG Solar Blythe LLC | BLYTHE_1_SOLAR1 | SCE | CA | Riverside | Riverside East | Solar PV | Fixed Tilt - 20MW+ | Existing | 2009-12-18 | 2030-06-29 | 1 | 21 | 49.67 | 27% | CAISO | CAISO | CAISO | Solar | Riverside_East_Palm_Springs | 1 | 2099-12-31 | 1 | 49.67 | 1 | 1 | 1 | 0 | BLYTHE_1_SOLAR1 | NRG Solar Blythe LLC | 21 | Solar |  | 0
| 493 | SC55217 | Desert Sunlight 250, LLC | DSRTSN_2_SOLAR1 | SCE | CA | Riverside | Riverside East | Solar PV | Fixed Tilt - 20MW+ | Existing | 2014-12-17 | 2035-01-31 | 1 | 250 | 571 | 26.07% | CAISO | CAISO | CAISO | Solar | Riverside_East_Palm_Springs | 1 | 2099-12-31 | 1 | 571 | 1 | 1 | 1 | 0 | DSRTSN_2_SOLAR1 | Desert Sunlight 250, LLC | 250 | Solar | 156.9 | 42
| 494 | SC55218 | Desert Stateline | DSRTSL_2_SOLAR1 | SCE | CA | San Bernardino | Mountain Pass | Solar PV | Fixed Tilt - 20MW+ | Existing | 2016-09-30 | 2036-12-31 | 1 | 300 | 673 | 25.61% | CAISO | CAISO | CAISO | Solar | Mountain_Pass_El_Dorado | 1 | 2099-12-31 | 1 | 673 | 1 | 1 | 1 | 0 | DSRTSL_2_SOLAR1 | Desert Stateline | 300 | Solar | 148.1 | 41.47
| 495 | SC55240 | RE Rio Grande, LLC | GLDTWN_6_SOLAR | SCE | CA | Kern | Tehachapi | Solar PV | Tracking - 20MW+ | Existing | 2013-10-23 | 2033-01-31 | 1 | 5 | 11.4 | 26.03% | CAISO | CAISO | CAISO | Solar | Tehachapi | 1 | 2099-12-31 | 1 | 11.4 | 1 | 1 | 1 | 0 | GLDTWN_6_SOLAR | RE Rio Grande, LLC | 5 | Solar | 5 | 0.7
| 496 | SC55247 | RE Rosamond Two, LLC | RSMSLR_6_SOLAR2 | SCE | CA | Kern | Tehachapi | Solar PV | Tracking - 20MW+ | Existing | 2013-12-03 | 2033-02-28 | 1 | 20 | 47.3 | 27% | CAISO | CAISO | CAISO | Solar | Tehachapi | 1 | 2099-12-31 | 1 | 47.3 | 1 | 1 | 1 | 0 | RSMSLR_6_SOLAR2 | RE Rosamond Two, LLC | 20 | Solar | 20 | 2.8
| 497 | SC55249 | RE Victor Phelan Solar One, LLC | VICTOR_1_SOLAR1 | SCE | CA | San Bernardino | San Bernardino - Lucerne | Solar PV | Tracking - 20MW+ | Existing | 2013-10-31 | 2033-02-28 | 1 | 17.5 | 49.1 | 32.03% | CAISO | CAISO | CAISO | Solar | Kramer_Inyokern | 1 | 2099-12-31 | 1 | 49.1 | 1 | 1 | 1 | 0 | VICTOR_1_SOLAR1 | RE Victor Phelan Solar One, LLC | 17.5 | Solar | 17.5 | 0
| 498 | SC55252 | TA - High Desert LLC (Antelope) | GLOW_6_SOLAR | SCE | CA | Los Angeles | Tehachapi | Solar PV | Tracking - 20MW+ | Existing | 2013-03-25 | 2033-04-01 | 1 | 20 | 55.56 | 31.71% | CAISO | CAISO | CAISO | Solar | Tehachapi | 1 | 2099-12-31 | 1 | 55.56 | 1 | 1 | 1 | 0 | GLOW_6_SOLAR | TA - High Desert LLC (Antelope) | 20 | Solar | 20 | 0
| 499 | SC55277 | Temescal Canyon | CORONS_2_SOLAR | SCE | CA | Riverside | Twentynine Palms | Solar PV | Rooftop | Existing | 2011-07-29 | 2031-08-01 | 1 | 1.4993 | 1.5 | 11.42% | CAISO | CAISO | CAISO | Solar | Southern_California_Desert | 1 | 2099-12-31 | 1 | 1.5 | 1 | 1 | 1 | 0 | CORONS_2_SOLAR | Temescal Canyon | 1.4993 | Solar | 0.99 | 0
| 500 | SC55283 | CED Corcoran Solar 2, LLC | WAUKNA_1_SOLAR2 | SCE | CA | Kings | Westlands | Solar PV | Tracking - 20MW+ | Existing | 2015-06-10 | 2099-12-31 | 1 | 19.75 | 39.62 | 22.9% | CAISO | CAISO | CAISO | Solar | Westlands | 1 | 2099-12-31 | 1 | 39.62 | 1 | 1 | 1 | 0 | WAUKNA_1_SOLAR2 | CED Corcoran Solar 2, LLC | 19.75 | Solar | 19.75 | 2.77
| 501 | SC55284 | Silver State Solar Power, LLC | PRIMM_2_SOLAR1 | SCE | NV | Clark | Mountain Pass | Solar PV | Tracking - 20MW+ | Existing | 2016-05-21 | 2038-12-01 | 1 | 250 | 613.2 | 28% | CAISO | CAISO | CAISO | Solar | Mountain_Pass_El_Dorado | 1 | 2099-12-31 | 1 | 613.2 | 1 | 1 | 1 | 0 | PRIMM_2_SOLAR1 | Silver State Solar Power, LLC | 250 | Solar | 250 | 35
| 502 | SC55297 | Regulus Solar, LLC | LAMONT_1_SOLAR1 | SCE | CA | Kern | Tehachapi | Solar PV | Tracking - 20MW+ | Existing | 2014-11-11 | 2034-12-31 | 1 | 60 | 173.4 | 32.99% | CAISO | CAISO | CAISO | Solar | Tehachapi | 1 | 2099-12-31 | 1 | 173.4 | 1 | 1 | 1 | 0 | LAMONT_1_SOLAR1 | Regulus Solar, LLC | 60 | Solar | 60 | 8.4
| 503 | SC55298 | Adobe Solar, LLC | ADOBEE_1_SOLAR | SCE | CA | Kern | Tehachapi | Solar PV | Tracking - 20MW+ | Existing | 2014-05-21 | 2034-06-30 | 1 | 20 | 53.5 | 30.54% | CAISO | CAISO | CAISO | Solar | Tehachapi | 1 | 2099-12-31 | 1 | 53.5 | 1 | 1 | 1 | 0 | ADOBEE_1_SOLAR | Adobe Solar, LLC | 20 | Solar | 20 | 2.8
| 504 | SC55369 | Golden Springs, LLC, (Building C1) | DELAMO_2_SOLRC1 | SCE | CA | Los Angeles | Orange County | Solar PV | Rooftop | Existing | 2012-02-10 | 2032-03-01 | 1 | 1.1815 | 2.04 | 19.71% | CAISO | CAISO | CAISO | Solar | None | 1 | 2099-12-31 | 1 | 2.04 | 1 | 1 | 1 | 0 | DELAMO_2_SOLRC1 | Golden Springs, LLC, (Building C1) | 1.1815 | Solar | 1.16 | 0
| 505 | SC55370 | Golden Springs, LLC, (Building D) | DELAMO_2_SOLRD | SCE | CA | Los Angeles | Orange County | Solar PV | Rooftop | Existing | 2012-04-02 | 2032-05-01 | 1 | 1.2599 | 2.19 | 19.84% | CAISO | CAISO | CAISO | Solar | None | 1 | 2099-12-31 | 1 | 2.19 | 1 | 1 | 1 | 0 | DELAMO_2_SOLRD | Golden Springs, LLC, (Building D) | 1.2599 | Solar | 1.25 | 0
| 506 | SC55371 | Industry Metrolink PV 1 | WALNUT_2_SOLAR | SCE | CA | Los Angeles | Los Angeles County (Partial) | Solar PV | Rooftop | Existing | 2012-04-03 | 2032-04-01 | 1 | 1.5 | 2.85 | 21.69% | CAISO | CAISO | CAISO | Solar | None | 1 | 2099-12-31 | 1 | 2.85 | 1 | 1 | 1 | 0 | WALNUT_2_SOLAR | Industry Metrolink PV 1 | 1.5 | Solar | 1.5 | 0
| 507 | SC55394 | SS San Antonio West LLC (Chino South Building E) | CHINO_2_SASOLR | SCE | CA | San Bernardino | San Bernardino - Lucerne | Solar PV | Rooftop | Existing | 2012-05-04 | 2032-05-31 | 1 | 1.5 | 3 | 22.83% | CAISO | CAISO | CAISO | Solar | Kramer_Inyokern | 1 | 2099-12-31 | 1 | 3 | 1 | 1 | 1 | 0 | CHINO_2_SASOLR | SS San Antonio West LLC (Chino South Building E) | 1.5 | Solar | 1.5 | 0
| 508 | SC55396 | SEPV1, LLC | LITLRK_6_SEPV01 | SCE | CA | Los Angeles | Pisgah | Solar PV | Tracking - 20MW+ | Existing | 2012-05-04 | 2032-06-01 | 1 | 2 | 4.96 | 28.31% | CAISO | CAISO | CAISO | Solar | Southern_California_Desert | 1 | 2099-12-31 | 1 | 4.96 | 1 | 1 | 1 | 0 | LITLRK_6_SEPV01 | SEPV1, LLC | 2 | Solar | 2 | 0
| 509 | SC55397 | SEPV2, LLC | DEVERS_1_SEPV05 | SCE | CA | San Bernardino | Twentynine Palms | Solar PV | Tracking - 20MW+ | Existing | 2012-05-04 | 2032-06-01 | 1 | 2 | 4.58 | 26.14% | CAISO | CAISO | CAISO | Solar | Southern_California_Desert | 1 | 2099-12-31 | 1 | 4.58 | 1 | 1 | 1 | 0 | DEVERS_1_SEPV05 | SEPV2, LLC | 2 | Solar | 2 | 0
| 510 | SC55408 | North Palm Springs #1A | BUCKWD_1_NPALM1 | SCE | CA | Riverside | Palm Springs | Solar PV | Tracking - 20MW+ | Existing | 2012-04-02 | 2032-04-02 | 1 | 2.3521 | 5.29 | 25.67% | CAISO | CAISO | CAISO | Solar | Riverside_East_Palm_Springs | 1 | 2099-12-31 | 1 | 5.29 | 1 | 1 | 1 | 0 | BUCKWD_1_NPALM1 | North Palm Springs #1A | 2.3521 | Solar | 2.4 | 0.34
| 511 | SC55411 | North Palm Springs #4A | GARNET_1_SOLAR | SCE | CA | Riverside | Palm Springs | Solar PV | Tracking - 20MW+ | Existing | 2012-05-04 | 2032-05-04 | 1 | 4.12 | 9.4 | 26.05% | CAISO | CAISO | CAISO | Solar | Riverside_East_Palm_Springs | 1 | 2099-12-31 | 1 | 9.4 | 1 | 1 | 1 | 0 | GARNET_1_SOLAR | North Palm Springs #4A | 4.12 | Solar | 4 | 0
| 512 | SC55412 | Solar Star California XIX, LLC (AVPV I) | SLSTR1_2_SOLAR1 | SCE | CA | Kern | Tehachapi | Solar PV | Tracking - 20MW+ | Existing | 2015-07-01 | 2035-08-31 | 1 | 310 | 778.2484 | 28.66% | CAISO | CAISO | CAISO | Solar | Tehachapi | 1 | 2099-12-31 | 1 | 778.2484 | 1 | 1 | 1 | 0 | SLSTR1_2_SOLAR1 | Solar Star California XIX, LLC (AVPV I) | 310 | Solar | 151.5 | 43.4
| 513 | SC55413 | Solar Star California XX, LLC (AVPV II) | SLSTR2_2_SOLAR2 | SCE | CA | Kern | Tehachapi | Solar PV | Tracking - 20MW+ | Existing | 2015-07-01 | 2035-08-31 | 1 | 276 | 717.9969 | 29.7% | CAISO | CAISO | CAISO | Solar | Tehachapi | 1 | 2099-12-31 | 1 | 717.9969 | 1 | 1 | 1 | 0 | SLSTR2_2_SOLAR2 | Solar Star California XX, LLC (AVPV II) | 276 | Solar | 276 | 38.64
| 514 | SC55415 | Solar Star California XIII, LLC (Quinto) | SLST13_2_SOLAR1 | SCE | CA | Merced | Los Banos | Solar PV | Tracking - 20MW+ | Existing | 2015-11-30 | 2035-12-01 | 1 | 108 | 275 | 29.07% | CAISO | CAISO | CAISO | Solar | Central_Valley_North_Los_Banos | 1 | 2099-12-31 | 1 | 275 | 1 | 1 | 1 | 0 | SLST13_2_SOLAR1 | Solar Star California XIII, LLC (Quinto) | 108 | Solar | 107.6 | 15.06
| 515 | SC55434 | One Miracle Property, LLC |  | SCE | CA | Ventura | Ventura County (Partial) | Solar PV | Rooftop | Existing | 2011-02-14 | 2031-02-14 | 1 | 0.75 | 1.31 | 19.94% | CAISO | CAISO | CAISO | Solar | None | 1 | 2099-12-31 | 0 | 1.31 | 1 | 1 | 1 | 0 | SC55434 | One Miracle Property, LLC | 0.75 | Solar
| 516 | SC55439 | Powhatan Solar Power Generation Station 1, LLC |  | SCE | CA | San Bernardino | San Bernardino - Lucerne | Solar PV | Tracking - 20MW+ | Existing | 2013-12-28 | 2033-12-28 | 1 | 1.496 | 4.42 | 33.73% | CAISO | CAISO | CAISO | Solar | Kramer_Inyokern | 1 | 2099-12-31 | 0 | 4.42 | 1 | 1 | 1 | 0 | SC55439 | Powhatan Solar Power Generation Station 1, LLC | 1.496 | Solar
| 517 | SC55440 | Otoe Solar Power Generation Station 1, LLC |  | SCE | CA | San Bernardino | San Bernardino - Lucerne | Solar PV | Fixed Tilt - 20MW+ | Existing | 2013-12-28 | 2033-12-28 | 1 | 1.496 | 3.58 | 27.32% | CAISO | CAISO | CAISO | Solar | Kramer_Inyokern | 1 | 2099-12-31 | 0 | 3.58 | 1 | 1 | 1 | 0 | SC55440 | Otoe Solar Power Generation Station 1, LLC | 1.496 | Solar
| 518 | SC55442 | Navajo Solar Power Generation Station 1, LLC |  | SCE | CA | San Bernardino | San Bernardino - Lucerne | Solar PV | Tracking - 20MW+ | Existing | 2013-12-28 | 2033-12-28 | 1 | 1.496 | 4.44 | 33.88% | CAISO | CAISO | CAISO | Solar | Kramer_Inyokern | 1 | 2099-12-31 | 0 | 4.44 | 1 | 1 | 1 | 0 | SC55442 | Navajo Solar Power Generation Station 1, LLC | 1.496 | Solar
| 519 | SC55447 | Lancaster Dry Farm Ranch B, LLC | DELSUR_6_DRYFRB | SCE | CA | Los Angeles | Tehachapi | Solar PV | Tracking - 20MW+ | Existing | 2014-12-18 | 2035-01-31 | 1 | 5 | 13 | 29.68% | CAISO | CAISO | CAISO | Solar | Tehachapi | 1 | 2099-12-31 | 1 | 13 | 1 | 1 | 1 | 0 | DELSUR_6_DRYFRB | Lancaster Dry Farm Ranch B, LLC | 5 | Solar | 5 | 0.7
| 520 | SC55459 | Victor Dry Farm Ranch A, LLC | VICTOR_1_VDRYFA | SCE | CA | San Bernardino | Victorville | Solar PV | Fixed Tilt - 20MW+ | Existing | 2015-06-12 | 2035-07-01 | 1 | 5 | 10.29 | 23.49% | CAISO | CAISO | CAISO | Solar | Kramer_Inyokern | 1 | 2099-12-31 | 1 | 10.29 | 1 | 1 | 1 | 0 | VICTOR_1_VDRYFA | Victor Dry Farm Ranch A, LLC | 5 | Solar | 5 | 0.7
| 521 | SC55460 | Victor Dry Farm Ranch B, LLC | VICTOR_1_VDRYFB | SCE | CA | San Bernardino | Victorville | Solar PV | Fixed Tilt - 20MW+ | Existing | 2015-06-12 | 2035-07-01 | 1 | 5 | 10.29 | 23.49% | CAISO | CAISO | CAISO | Solar | Kramer_Inyokern | 1 | 2099-12-31 | 1 | 10.29 | 1 | 1 | 1 | 0 | VICTOR_1_VDRYFB | Victor Dry Farm Ranch B, LLC | 5 | Solar | 5 | 0
| 522 | SC55463 | Central Antelope Dry Ranch C, LLC (A&R) | PLAINV_6_SOLARC | SCE | CA | Los Angeles | Tehachapi | Solar PV | Fixed Tilt - 20MW+ | Existing | 2016-05-06 | 2036-07-01 | 1 | 20 | 41.23 | 23.53% | CAISO | CAISO | CAISO | Solar | Tehachapi | 1 | 2099-12-31 | 1 | 41.23 | 1 | 1 | 1 | 0 | PLAINV_6_SOLARC | Central Antelope Dry Ranch C, LLC (A&R) | 20 | Solar | 20 | 0
| 523 | SC55468 | North Lancaster Ranch, LLC (A&R) | PLAINV_6_NLRSR1 | SCE | CA | Los Angeles | Tehachapi | Solar PV | Fixed Tilt - 20MW+ | Existing | 2016-12-31 | 2037-01-01 | 1 | 20 | 41.23 | 23.53% | CAISO | CAISO | CAISO | Solar | Tehachapi | 1 | 2099-12-31 | 0 | 41.23 | 1 | 1 | 1 | 0 | PLAINV_6_NLRSR1 | North Lancaster Ranch, LLC (A&R) | 20 | Solar | 20 | 0
| 524 | SC55469 | Sierra Solar Greenworks, LLC (A&R) | PLAINV_6_SOLAR3 | SCE | CA | Los Angeles | Tehachapi | Solar PV | Fixed Tilt - 20MW+ | Existing | 2015-11-30 | 2035-12-01 | 1 | 20 | 41.23 | 23.53% | CAISO | CAISO | CAISO | Solar | Tehachapi | 1 | 2099-12-31 | 1 | 41.23 | 1 | 1 | 1 | 0 | PLAINV_6_SOLAR3 | Sierra Solar Greenworks, LLC (A&R) | 20 | Solar | 20 | 0
| 525 | SC55476 | American Solar Greenworks, LLC (A&R) |  | SCE | CA | Los Angeles | Tehachapi | Solar PV | Tracking - 20MW+ | New | 2016-07-08 | 2036-08-31 | 1 | 6.5 | 30.92 | 54.3% | CAISO | CAISO | CAISO | Solar | Tehachapi | 0.84 | 2099-12-31 | 0 | 25.9728 | 1 | 1 | 1 | 0 | SC55476 | American Solar Greenworks, LLC (A&R) | 6.5 | Solar
| 526 | SC55477 | Expressway Solar A | VICTOR_1_EXSLRA | SCE | CA | San Bernardino | Victorville | Solar PV | Fixed Tilt - 20MW+ | Existing | 2014-05-07 | 2034-06-01 | 1 | 2 | 5.11 | 29.17% | CAISO | CAISO | CAISO | Solar | Kramer_Inyokern | 1 | 2099-12-31 | 1 | 5.11 | 1 | 1 | 1 | 0 | VICTOR_1_EXSLRA | Expressway Solar A | 2 | Solar | 2 | 0.28
| 527 | SC55478 | Expressway Solar B | VICTOR_1_EXSLRB | SCE | CA | San Bernardino | Victorville | Solar PV | Fixed Tilt - 20MW+ | Existing | 2014-05-07 | 2034-06-01 | 1 | 2 | 5.11 | 29.17% | CAISO | CAISO | CAISO | Solar | Kramer_Inyokern | 1 | 2099-12-31 | 1 | 5.11 | 1 | 1 | 1 | 0 | VICTOR_1_EXSLRB | Expressway Solar B | 2 | Solar | 2 | 0.28
| 528 | SC55485 | Nicolis, LLC (Weldon Solar) | VESTAL_2_SOLAR1 | SCE | CA | Tulare | Westlands | Solar PV | Tracking - 20MW+ | Existing | 2016-09-15 | 2033-09-15 | 1 | 20 | 51.87 | 29.61% | CAISO | CAISO | CAISO | Solar | Westlands | 1 | 2099-12-31 | 0 | 51.87 | 1 | 1 | 1 | 0 | VESTAL_2_SOLAR1 | Nicolis, LLC (Weldon Solar) | 20 | Solar | 20 | 2.8
| 529 | SC55488 | Garnet Solar Power Generation Station, 1 LLC | GARNET_1_SOLAR2 | SCE | CA | Riverside | Palm Springs | Solar PV | Tracking - 20MW+ | Existing | 2014-12-23 | 2033-06-02 | 1 | 4 | 9.41 | 26.86% | CAISO | CAISO | CAISO | Solar | Riverside_East_Palm_Springs | 1 | 2099-12-31 | 1 | 9.41 | 1 | 1 | 1 | 0 | GARNET_1_SOLAR2 | Garnet Solar Power Generation Station, 1 LLC | 4 | Solar | 4 | 0.56
| 530 | SC55490 | Tropico, LLC (Great Lakes) | VESTAL_2_SOLAR2 | SCE | CA | Tulare | Westlands | Solar PV | Tracking - 20MW+ | Existing | 2016-09-14 | 2033-09-15 | 1 | 14 | 36.31 | 29.61% | CAISO | CAISO | CAISO | Solar | Westlands | 1 | 2099-12-31 | 0 | 36.31 | 1 | 1 | 1 | 0 | VESTAL_2_SOLAR2 | Tropico, LLC (Great Lakes) | 14 | Solar | 14 | 1.96
| 531 | SC55493 | RE Columbia Three LLC | GLDTWN_6_COLUM3 | SCE | CA | Kern | Tehachapi | Solar PV | Tracking - 20MW+ | Existing | 2014-01-01 | 2034-01-01 | 1 | 10 | 24.9 | 28.42% | CAISO | CAISO | CAISO | Solar | Tehachapi | 1 | 2099-12-31 | 1 | 24.9 | 1 | 1 | 1 | 0 | GLDTWN_6_COLUM3 | RE Columbia Three LLC | 10 | Solar | 10 | 1.4
| 532 | SC55494 | McCoy Solar, LLC | BLKCRK_2_SOLAR1 | SCE | CA | Riverside | Riverside East | Solar PV | Tracking - 20MW+ | Existing | 2016-11-30 | 2036-12-01 | 1 | 250 | 680 | 31.05% | CAISO | CAISO | CAISO | Solar | Riverside_East_Palm_Springs | 1 | 2099-12-31 | 1 | 680 | 1 | 1 | 1 | 0 | BLKCRK_2_SOLAR1 | McCoy Solar, LLC | 250 | Solar | 250 | 35
| 533 | SC55496 | Industry Solar Power Generation Station 1, LLC |  | SCE | CA | San Bernardino | San Bernardino - Lucerne | Solar PV | Tracking - 20MW+ | Existing | 2013-12-28 | 2033-12-28 | 1 | 1.496 | 4.39 | 33.5% | CAISO | CAISO | CAISO | Solar | Kramer_Inyokern | 1 | 2099-12-31 | 0 | 4.39 | 1 | 1 | 1 | 0 | SC55496 | Industry Solar Power Generation Station 1, LLC | 1.496 | Solar
| 534 | SC55509 | Newberry Solar 1, LLC |  | SCE | CA | San Bernardino | Barstow | Solar PV | Tracking - 20MW+ | Existing | 2013-10-01 | 2033-11-13 | 1 | 1.492 | 3.38 | 25.86% | CAISO | CAISO | CAISO | Solar | Kramer_Inyokern | 1 | 2099-12-31 | 0 | 3.38 | 1 | 1 | 1 | 0 | SC55509 | Newberry Solar 1, LLC | 1.492 | Solar
| 535 | SC55510 | USFS San Dimas Technology and Development Center |  | SCE | CA | Los Angeles | Los Angeles County (Partial) | Solar PV | Fixed Tilt - 20MW+ | Existing | 2012-07-23 | 2022-08-01 | 1 | 0.25 | 0.2 | 9.132% | CAISO | CAISO | CAISO | Solar | None | 1 | 2099-12-31 | 0 | 0.2 | 1 | 1 | 1 | 0 | SC55510 | USFS San Dimas Technology and Development Center | 0.25 | Solar
| 536 | SC55512 | Little Rock - Pham Solar PV, LLC | LITLRK_6_SOLAR4 | SCE | CA | Los Angeles | Tehachapi | Solar PV | Tracking - 20MW+ | Existing | 2015-12-29 | 2035-12-30 | 1 | 3 | 10.01 | 38.09% | CAISO | CAISO | CAISO | Solar | Tehachapi | 1 | 2099-12-31 | 1 | 10.01 | 1 | 1 | 1 | 0 | LITLRK_6_SOLAR4 | Little Rock - Pham Solar PV, LLC | 3 | Solar | 3 | 0.42
| 537 | SC55514 | Neenach Solar 1B South, LLC |  | SCE | CA | Los Angeles | Tehachapi | Solar PV | Tracking - 20MW+ | New | 2016-04-01 | 2036-04-01 | 1 | 1.5 | 4.83 | 36.76% | CAISO | CAISO | CAISO | Solar | Tehachapi | 0.84 | 2099-12-31 | 0 | 4.0572 | 1 | 1 | 1 | 0 | SC55514 | Neenach Solar 1B South, LLC | 1.5 | Solar
| 538 | SC55517 | L-8 Solar Project, LLC |  | SCE | CA | Los Angeles | Tehachapi | Solar PV | Fixed Tilt - 20MW+ | Existing | 2012-06-01 | 2032-06-01 | 1 | 1.5 | 3.2 | 24.35% | CAISO | CAISO | CAISO | Solar | Tehachapi | 1 | 2099-12-31 | 0 | 3.2 | 1 | 1 | 1 | 0 | SC55517 | L-8 Solar Project, LLC | 1.5 | Solar
| 539 | SC55518 | Heliocentric, LLC |  | SCE | CA | Los Angeles | Tehachapi | Solar PV | Fixed Tilt - 20MW+ | Existing | 2012-03-28 | 2032-03-27 | 1 | 1.5 | 3.2 | 24.35% | CAISO | CAISO | CAISO | Solar | Tehachapi | 1 | 2099-12-31 | 0 | 3.2 | 1 | 1 | 1 | 0 | SC55518 | Heliocentric, LLC | 1.5 | Solar
| 540 | SC55520 | Treen Solar 1, LLC |  | SCE | CA | Los Angeles | Tehachapi | Solar PV | Tracking - 20MW+ | Existing | 2013-08-28 | 2033-09-01 | 1 | 1 | 3.07 | 35.05% | CAISO | CAISO | CAISO | Solar | Tehachapi | 1 | 2099-12-31 | 0 | 3.07 | 1 | 1 | 1 | 0 | SC55520 | Treen Solar 1, LLC | 1 | Solar
| 541 | SC55521 | Treen Solar 2, LLC |  | SCE | CA | Los Angeles | Tehachapi | Solar PV | Tracking - 20MW+ | Existing | 2013-08-28 | 2033-09-01 | 1 | 1 | 3.07 | 35.05% | CAISO | CAISO | CAISO | Solar | Tehachapi | 1 | 2099-12-31 | 0 | 3.07 | 1 | 1 | 1 | 0 | SC55521 | Treen Solar 2, LLC | 1 | Solar
| 542 | SC55522 | Annie Power, LLC |  | SCE | CA | Los Angeles | Tehachapi | Solar PV | Tracking - 20MW+ | Existing | 2013-08-28 | 2033-09-01 | 1 | 1.5 | 4.6 | 35.01% | CAISO | CAISO | CAISO | Solar | Tehachapi | 1 | 2099-12-31 | 0 | 4.6 | 1 | 1 | 1 | 0 | SC55522 | Annie Power, LLC | 1.5 | Solar
| 543 | SC55523 | JRam Solar 1, LLC |  | SCE | CA | Los Angeles | Tehachapi | Solar PV | Tracking - 20MW+ | Existing | 2013-09-10 | 2033-10-01 | 1 | 1.5 | 4.6 | 35.01% | CAISO | CAISO | CAISO | Solar | Tehachapi | 1 | 2099-12-31 | 0 | 4.6 | 1 | 1 | 1 | 0 | SC55523 | JRam Solar 1, LLC | 1.5 | Solar
| 544 | SC55524 | JRam Solar 2, LLC |  | SCE | CA | Los Angeles | Tehachapi | Solar PV | Tracking - 20MW+ | Existing | 2013-09-10 | 2033-10-01 | 1 | 1.5 | 4.6 | 35.01% | CAISO | CAISO | CAISO | Solar | Tehachapi | 1 | 2099-12-31 | 0 | 4.6 | 1 | 1 | 1 | 0 | SC55524 | JRam Solar 2, LLC | 1.5 | Solar
| 545 | SC55525 | JRam Solar 3, LLC |  | SCE | CA | Los Angeles | Tehachapi | Solar PV | Tracking - 20MW+ | Existing | 2013-09-10 | 2033-10-01 | 1 | 1 | 3.07 | 35.05% | CAISO | CAISO | CAISO | Solar | Tehachapi | 1 | 2099-12-31 | 0 | 3.07 | 1 | 1 | 1 | 0 | SC55525 | JRam Solar 3, LLC | 1 | Solar
| 546 | SC55536 | Sandra Energy, LLC |  | SCE | CA | Los Angeles | Tehachapi | Solar PV | Tracking - 20MW+ | Existing | 2013-10-01 | 2033-11-01 | 1 | 1.5 | 4.6 | 35.01% | CAISO | CAISO | CAISO | Solar | Tehachapi | 1 | 2099-12-31 | 0 | 4.6 | 1 | 1 | 1 | 0 | SC55536 | Sandra Energy, LLC | 1.5 | Solar
| 547 | SC55539 | Dreamer Solar, LLC |  | SCE | CA | Los Angeles | Tehachapi | Solar PV | Tracking - 20MW+ | Existing | 2013-10-01 | 2033-11-01 | 1 | 1.5 | 4.6 | 35.01% | CAISO | CAISO | CAISO | Solar | Tehachapi | 1 | 2099-12-31 | 0 | 4.6 | 1 | 1 | 1 | 0 | SC55539 | Dreamer Solar, LLC | 1.5 | Solar
| 548 | SC55541 | Drew Energy, LLC |  | SCE | CA | San Bernardino | San Bernardino - Lucerne | Solar PV | Tracking - 20MW+ | Existing | 2013-08-21 | 2033-09-01 | 1 | 1 | 3.07 | 35.05% | CAISO | CAISO | CAISO | Solar | Kramer_Inyokern | 1 | 2099-12-31 | 0 | 3.07 | 1 | 1 | 1 | 0 | SC55541 | Drew Energy, LLC | 1 | Solar
| 549 | SC55549 | Voyager Solar 1, LLC |  | SCE | CA | Los Angeles | Tehachapi | Solar PV | Tracking - 20MW+ | Existing | 2014-01-29 | 2034-02-01 | 1 | 1.5 | 4.6 | 35.01% | CAISO | CAISO | CAISO | Solar | Tehachapi | 1 | 2099-12-31 | 0 | 4.6 | 1 | 1 | 1 | 0 | SC55549 | Voyager Solar 1, LLC | 1.5 | Solar
| 550 | SC55550 | Voyager Solar 2, LLC |  | SCE | CA | Los Angeles | Tehachapi | Solar PV | Tracking - 20MW+ | Existing | 2014-01-29 | 2034-02-01 | 1 | 1.5 | 4.6 | 35.01% | CAISO | CAISO | CAISO | Solar | Tehachapi | 1 | 2099-12-31 | 0 | 4.6 | 1 | 1 | 1 | 0 | SC55550 | Voyager Solar 2, LLC | 1.5 | Solar
| 551 | SC55551 | Voyager Solar 3, LLC |  | SCE | CA | Los Angeles | Tehachapi | Solar PV | Tracking - 20MW+ | Existing | 2014-01-29 | 2034-02-01 | 1 | 1 | 3.07 | 35.05% | CAISO | CAISO | CAISO | Solar | Tehachapi | 1 | 2099-12-31 | 0 | 3.07 | 1 | 1 | 1 | 0 | SC55551 | Voyager Solar 3, LLC | 1 | Solar
| 552 | SC55559 | Becca Solar, LLC |  | SCE | CA | Los Angeles | Tehachapi | Solar PV | Tracking - 20MW+ | Existing | 2013-07-30 | 2033-08-01 | 1 | 1.5 | 4.6 | 35.01% | CAISO | CAISO | CAISO | Solar | Tehachapi | 1 | 2099-12-31 | 0 | 4.6 | 1 | 1 | 1 | 0 | SC55559 | Becca Solar, LLC | 1.5 | Solar
| 553 | SC55560 | Toro Power 1, LLC |  | SCE | CA | San Bernardino | Victorville | Solar PV | Tracking - 20MW+ | Existing | 2013-08-21 | 2033-09-01 | 1 | 1.5 | 4.6 | 35.01% | CAISO | CAISO | CAISO | Solar | Kramer_Inyokern | 1 | 2099-12-31 | 0 | 4.6 | 1 | 1 | 1 | 0 | SC55560 | Toro Power 1, LLC | 1.5 | Solar
| 554 | SC55561 | Toro Power 2, LLC |  | SCE | CA | San Bernardino | Victorville | Solar PV | Tracking - 20MW+ | Existing | 2013-12-23 | 2034-01-01 | 1 | 0.5 | 1.53 | 34.93% | CAISO | CAISO | CAISO | Solar | Kramer_Inyokern | 1 | 2099-12-31 | 0 | 1.53 | 1 | 1 | 1 | 0 | SC55561 | Toro Power 2, LLC | 0.5 | Solar
| 555 | SC55562 | Radiance Solar 5 LLC |  | SCE | CA | Los Angeles | Tehachapi | Solar PV | Fixed Tilt - 20MW+ | Existing | 2013-07-16 | 2033-08-01 | 1 | 1.5 | 3.86 | 29.38% | CAISO | CAISO | CAISO | Solar | Tehachapi | 1 | 2099-12-31 | 0 | 3.86 | 1 | 1 | 1 | 0 | SC55562 | Radiance Solar 5 LLC | 1.5 | Solar
| 556 | SC55563 | Radiance Solar 4 LLC |  | SCE | CA | Los Angeles | Tehachapi | Solar PV | Fixed Tilt - 20MW+ | Existing | 2013-07-16 | 2033-08-01 | 1 | 1.5 | 3.86 | 29.38% | CAISO | CAISO | CAISO | Solar | Tehachapi | 1 | 2099-12-31 | 0 | 3.86 | 1 | 1 | 1 | 0 | SC55563 | Radiance Solar 4 LLC | 1.5 | Solar
| 557 | SC55568 | Highlander Solar 1 (f/k/a SEPV8) | DEVERS_1_SOLAR1 | SCE | CA | San Bernardino | San Bernardino - Lucerne | Solar PV | Tracking - 20MW+ | Existing | 2013-06-12 | 2033-07-01 | 1 | 12 | 33.06 | 31.45% | CAISO | CAISO | CAISO | Solar | Kramer_Inyokern | 1 | 2099-12-31 | 1 | 33.06 | 1 | 1 | 1 | 0 | DEVERS_1_SOLAR1 | Highlander Solar 1 (f/k/a SEPV8) | 12 | Solar | 12 | 0
| 558 | SC55569 | Highlander Solar 2 (f/k/a SEPV9) | DEVERS_1_SOLAR2 | SCE | CA | San Bernardino | San Bernardino - Lucerne | Solar PV | Tracking - 20MW+ | Existing | 2013-06-11 | 2033-07-01 | 1 | 9 | 24.82 | 31.48% | CAISO | CAISO | CAISO | Solar | Kramer_Inyokern | 1 | 2099-12-31 | 1 | 24.82 | 1 | 1 | 1 | 0 | DEVERS_1_SOLAR2 | Highlander Solar 2 (f/k/a SEPV9) | 9 | Solar | 9 | 0
| 559 | SC55570 | Summer Solar C2, LLC |  | SCE | CA | Los Angeles | Tehachapi | Solar PV | Fixed Tilt - 20MW+ | Existing | 2014-06-26 | 2033-11-01 | 1 | 1.5 | 3.87 | 29.45% | CAISO | CAISO | CAISO | Solar | Tehachapi | 1 | 2099-12-31 | 0 | 3.87 | 1 | 1 | 1 | 0 | SC55570 | Summer Solar C2, LLC | 1.5 | Solar
| 560 | SC55571 | Summer Solar D2, LLC |  | SCE | CA | Los Angeles | Tehachapi | Solar PV | Fixed Tilt - 20MW+ | Existing | 2014-08-13 | 2033-11-01 | 1 | 1 | 2.31 | 26.37% | CAISO | CAISO | CAISO | Solar | Tehachapi | 1 | 2099-12-31 | 0 | 2.31 | 1 | 1 | 1 | 0 | SC55571 | Summer Solar D2, LLC | 1 | Solar
| 561 | SC55572 | Summer Solar A2, LLC |  | SCE | CA | Los Angeles | Tehachapi | Solar PV | Fixed Tilt - 20MW+ | Existing | 2014-06-26 | 2033-11-01 | 1 | 1.5 | 3.87 | 29.45% | CAISO | CAISO | CAISO | Solar | Tehachapi | 1 | 2099-12-31 | 0 | 3.87 | 1 | 1 | 1 | 0 | SC55572 | Summer Solar A2, LLC | 1.5 | Solar
| 562 | SC55573 | Summer Solar B2, LLC |  | SCE | CA | Los Angeles | Tehachapi | Solar PV | Fixed Tilt - 20MW+ | Existing | 2014-06-26 | 2033-11-01 | 1 | 1.5 | 3.87 | 29.45% | CAISO | CAISO | CAISO | Solar | Tehachapi | 1 | 2099-12-31 | 0 | 3.87 | 1 | 1 | 1 | 0 | SC55573 | Summer Solar B2, LLC | 1.5 | Solar
| 563 | SC55574 | Rodeo Solar C2, LLC |  | SCE | CA | Los Angeles | Tehachapi | Solar PV | Fixed Tilt - 20MW+ | Existing | 2014-06-06 | 2033-11-01 | 1 | 1.5 | 3.97 | 30.21% | CAISO | CAISO | CAISO | Solar | Tehachapi | 1 | 2099-12-31 | 0 | 3.97 | 1 | 1 | 1 | 0 | SC55574 | Rodeo Solar C2, LLC | 1.5 | Solar
| 564 | SC55578 | Rodeo Solar D2, LLC |  | SCE | CA | Los Angeles | Tehachapi | Solar PV | Fixed Tilt - 20MW+ | Existing | 2014-06-06 | 2033-11-01 | 1 | 1.5 | 3.97 | 30.21% | CAISO | CAISO | CAISO | Solar | Tehachapi | 1 | 2099-12-31 | 0 | 3.97 | 1 | 1 | 1 | 0 | SC55578 | Rodeo Solar D2, LLC | 1.5 | Solar
| 565 | SC55585 | Expressway Solar C2, LLC |  | SCE | CA | Los Angeles | Victorville | Solar PV | Fixed Tilt - 20MW+ | Existing | 2014-11-14 | 2033-11-01 | 1 | 1.5 | 3.97 | 30.21% | CAISO | CAISO | CAISO | Solar | Kramer_Inyokern | 1 | 2099-12-31 | 0 | 3.97 | 1 | 1 | 1 | 0 | SC55585 | Expressway Solar C2, LLC | 1.5 | Solar
| 566 | SC55587 | Tulare PV1, LLC (Exeter 1) |  | SCE | CA | Tulare | Orange County | Solar PV | Fixed Tilt - 20MW+ | Existing | 2014-01-24 | 2034-02-28 | 1 | 1 | 2.02 | 23.06% | CAISO | CAISO | CAISO | Solar | None | 1 | 2099-12-31 | 0 | 2.02 | 1 | 1 | 1 | 0 | SC55587 | Tulare PV1, LLC (Exeter 1) | 1 | Solar
| 567 | SC55588 | Tulare PV1, LLC (Exeter 2) |  | SCE | CA | Tulare | Orange County | Solar PV | Fixed Tilt - 20MW+ | Existing | 2014-01-24 | 2034-02-28 | 1 | 1 | 2.02 | 23.06% | CAISO | CAISO | CAISO | Solar | None | 1 | 2099-12-31 | 0 | 2.02 | 1 | 1 | 1 | 0 | SC55588 | Tulare PV1, LLC (Exeter 2) | 1 | Solar
| 568 | SC55589 | Tulare PV1, LLC (Exeter 3) |  | SCE | CA | Tulare | Orange County | Solar PV | Fixed Tilt - 20MW+ | Existing | 2014-01-24 | 2034-02-28 | 1 | 1.5 | 3.02 | 22.98% | CAISO | CAISO | CAISO | Solar | None | 1 | 2099-12-31 | 0 | 3.02 | 1 | 1 | 1 | 0 | SC55589 | Tulare PV1, LLC (Exeter 3) | 1.5 | Solar
| 569 | SC55590 | Tulare PV1, LLC (Lindsay 1) |  | SCE | CA | Tulare | Westlands | Solar PV | Fixed Tilt - 20MW+ | Existing | 2014-01-17 | 2034-01-31 | 1 | 1.5 | 3.02 | 22.98% | CAISO | CAISO | CAISO | Solar | Westlands | 1 | 2099-12-31 | 0 | 3.02 | 1 | 1 | 1 | 0 | SC55590 | Tulare PV1, LLC (Lindsay 1) | 1.5 | Solar
| 570 | SC55591 | Tulare PV1, LLC (Lindsay 3) |  | SCE | CA | Tulare | Westlands | Solar PV | Fixed Tilt - 20MW+ | Existing | 2014-01-17 | 2034-01-31 | 1 | 1.5 | 3.02 | 22.98% | CAISO | CAISO | CAISO | Solar | Westlands | 1 | 2099-12-31 | 0 | 3.02 | 1 | 1 | 1 | 0 | SC55591 | Tulare PV1, LLC (Lindsay 3) | 1.5 | Solar
| 571 | SC55592 | Tulare PV1, LLC (Lindsay 4) |  | SCE | CA | Tulare | Westlands | Solar PV | Fixed Tilt - 20MW+ | Existing | 2014-01-17 | 2034-01-31 | 1 | 1 | 2.02 | 23.06% | CAISO | CAISO | CAISO | Solar | Westlands | 1 | 2099-12-31 | 0 | 2.02 | 1 | 1 | 1 | 0 | SC55592 | Tulare PV1, LLC (Lindsay 4) | 1 | Solar
| 572 | SC55597 | Tulare PV1, LLC (Ivanhoe 1) |  | SCE | CA | Tulare | Westlands | Solar PV | Fixed Tilt - 20MW+ | Existing | 2014-01-17 | 2034-01-31 | 1 | 1.5 | 3.02 | 22.98% | CAISO | CAISO | CAISO | Solar | Westlands | 1 | 2099-12-31 | 0 | 3.02 | 1 | 1 | 1 | 0 | SC55597 | Tulare PV1, LLC (Ivanhoe 1) | 1.5 | Solar
| 573 | SC55598 | Tulare PV1, LLC (Ivanhoe 2) |  | SCE | CA | Tulare | Westlands | Solar PV | Fixed Tilt - 20MW+ | Existing | 2014-01-17 | 2034-01-31 | 1 | 0.5 | 1.01 | 23.06% | CAISO | CAISO | CAISO | Solar | Westlands | 1 | 2099-12-31 | 0 | 1.01 | 1 | 1 | 1 | 0 | SC55598 | Tulare PV1, LLC (Ivanhoe 2) | 0.5 | Solar
| 574 | SC55599 | Tulare PV1, LLC (Ivanhoe 3) |  | SCE | CA | Tulare | Victorville | Solar PV | Fixed Tilt - 20MW+ | Existing | 2014-01-17 | 2034-01-31 | 1 | 1.5 | 3.02 | 22.98% | CAISO | CAISO | CAISO | Solar | Kramer_Inyokern | 1 | 2099-12-31 | 0 | 3.02 | 1 | 1 | 1 | 0 | SC55599 | Tulare PV1, LLC (Ivanhoe 3) | 1.5 | Solar
| 575 | SC55600 | Tulare PV1, LLC (Porterville 1) |  | SCE | CA | Tulare | Barstow | Solar PV | Fixed Tilt - 20MW+ | Existing | 2014-01-17 | 2034-01-31 | 1 | 1 | 2.02 | 23.06% | CAISO | CAISO | CAISO | Solar | Kramer_Inyokern | 1 | 2099-12-31 | 0 | 2.02 | 1 | 1 | 1 | 0 | SC55600 | Tulare PV1, LLC (Porterville 1) | 1 | Solar
| 576 | SC55601 | Tulare PV1, LLC (Porterville 2) |  | SCE | CA | Tulare | Westlands | Solar PV | Fixed Tilt - 20MW+ | Existing | 2014-01-17 | 2034-01-31 | 1 | 1 | 2.02 | 23.06% | CAISO | CAISO | CAISO | Solar | Westlands | 1 | 2099-12-31 | 0 | 2.02 | 1 | 1 | 1 | 0 | SC55601 | Tulare PV1, LLC (Porterville 2) | 1 | Solar
| 577 | SC55602 | Tulare PV1, LLC (Porterville 5) |  | SCE | CA | Tulare | Westlands | Solar PV | Fixed Tilt - 20MW+ | Existing | 2014-01-17 | 2034-01-31 | 1 | 1.5 | 3.02 | 22.98% | CAISO | CAISO | CAISO | Solar | Westlands | 1 | 2099-12-31 | 0 | 3.02 | 1 | 1 | 1 | 0 | SC55602 | Tulare PV1, LLC (Porterville 5) | 1.5 | Solar
| 578 | SC55603 | Sequoia PV1, LLC (Tulare 1) |  | SCE | CA | Tulare | Westlands | Solar PV | Fixed Tilt - 20MW+ | Existing | 2014-01-17 | 2034-01-17 | 1 | 1.5 | 3.02 | 22.98% | CAISO | CAISO | CAISO | Solar | Westlands | 1 | 2099-12-31 | 0 | 3.02 | 1 | 1 | 1 | 0 | SC55603 | Sequoia PV1, LLC (Tulare 1) | 1.5 | Solar
| 579 | SC55604 | Sequoia PV1, LLC (Tulare 2) |  | SCE | CA | Tulare | Westlands | Solar PV | Fixed Tilt - 20MW+ | Existing | 2014-01-17 | 2034-01-17 | 1 | 1.5 | 3.02 | 22.98% | CAISO | CAISO | CAISO | Solar | Westlands | 1 | 2099-12-31 | 0 | 3.02 | 1 | 1 | 1 | 0 | SC55604 | Sequoia PV1, LLC (Tulare 2) | 1.5 | Solar
| 580 | SC55605 | Kettering 1 (f/k/a Ever CT Solar Farm, LLC - Site 1A) |  | SCE | CA | Los Angeles | Tehachapi | Solar PV | Fixed Tilt - 20MW+ | Existing | 2014-07-17 | 2034-07-18 | 1 | 1 | 2 | 22.83% | CAISO | CAISO | CAISO | Solar | Tehachapi | 1 | 2099-12-31 | 0 | 2 | 1 | 1 | 1 | 0 | SC55605 | Kettering 1 (f/k/a Ever CT Solar Farm, LLC - Site 1A) | 1 | Solar
| 581 | SC55606 | Kettering 2 (f/k/a Ever CT Solar Farm, LLC - Site 1B) |  | SCE | CA | Los Angeles | Tehachapi | Solar PV | Fixed Tilt - 20MW+ | Existing | 2014-07-17 | 2034-07-18 | 1 | 1 | 2 | 22.83% | CAISO | CAISO | CAISO | Solar | Tehachapi | 1 | 2099-12-31 | 0 | 2 | 1 | 1 | 1 | 0 | SC55606 | Kettering 2 (f/k/a Ever CT Solar Farm, LLC - Site 1B) | 1 | Solar
| 582 | SC55607 | Division 1 (f/k/a Ever CT Solar Farm, LLC - Site 2A) |  | SCE | CA | Los Angeles | Tehachapi | Solar PV | Fixed Tilt - 20MW+ | Existing | 2014-06-24 | 2034-06-24 | 1 | 1.5 | 3.06 | 23.29% | CAISO | CAISO | CAISO | Solar | Tehachapi | 1 | 2099-12-31 | 0 | 3.06 | 1 | 1 | 1 | 0 | SC55607 | Division 1 (f/k/a Ever CT Solar Farm, LLC - Site 2A) | 1.5 | Solar
| 583 | SC55609 | Division 2 (f/k/a Ever CT Solar Farm, LLC - Site 2B) |  | SCE | CA | Los Angeles | Tehachapi | Solar PV | Fixed Tilt - 20MW+ | Existing | 2014-06-24 | 2034-06-24 | 1 | 1 | 2.04 | 23.29% | CAISO | CAISO | CAISO | Solar | Tehachapi | 1 | 2099-12-31 | 0 | 2.04 | 1 | 1 | 1 | 0 | SC55609 | Division 2 (f/k/a Ever CT Solar Farm, LLC - Site 2B) | 1 | Solar
| 584 | SC55610 | Division 3 (f/k/a Ever CT Solar Farm, LLC - Site 2C) |  | SCE | CA | Los Angeles | Tehachapi | Solar PV | Fixed Tilt - 20MW+ | Existing | 2014-06-24 | 2034-06-24 | 1 | 1 | 2.04 | 23.29% | CAISO | CAISO | CAISO | Solar | Tehachapi | 1 | 2099-12-31 | 0 | 2.04 | 1 | 1 | 1 | 0 | SC55610 | Division 3 (f/k/a Ever CT Solar Farm, LLC - Site 2C) | 1 | Solar
| 585 | SC55617 | Diamond Valley Solar, LLC |  | SCE | CA | Riverside | San Bernardino - Lucerne | Solar PV | Fixed Tilt - 20MW+ | Existing | 2015-01-15 | 2034-02-01 | 1 | 1.25 | 2.69 | 24.57% | CAISO | CAISO | CAISO | Solar | Kramer_Inyokern | 1 | 2099-12-31 | 0 | 2.69 | 1 | 1 | 1 | 0 | SC55617 | Diamond Valley Solar, LLC | 1.25 | Solar
| 586 | SC55618 | Marinos Ventures, LLC |  | SCE | CA | Tulare | Westlands | Solar PV | Tracking - 20MW+ | Existing | 2013-05-22 | 2033-05-31 | 1 | 0.2832 | 0.68 | 27.41% | CAISO | CAISO | CAISO | Solar | Westlands | 1 | 2099-12-31 | 0 | 0.68 | 1 | 1 | 1 | 0 | SC55618 | Marinos Ventures, LLC | 0.2832 | Solar
| 587 | SC55619 | Sequoia PV1, LLC (Farmersville 1) |  | SCE | CA | Tulare | Westlands | Solar PV | Fixed Tilt - 20MW+ | Existing | 2014-07-31 | 2034-08-01 | 1 | 1.5 | 3.02 | 22.98% | CAISO | CAISO | CAISO | Solar | Westlands | 1 | 2099-12-31 | 0 | 3.02 | 1 | 1 | 1 | 0 | SC55619 | Sequoia PV1, LLC (Farmersville 1) | 1.5 | Solar
| 588 | SC55620 | Sequoia PV1, LLC (Farmersville 2) |  | SCE | CA | Tulare | Westlands | Solar PV | Fixed Tilt - 20MW+ | Existing | 2014-07-31 | 2034-08-01 | 1 | 1.5 | 3.02 | 22.98% | CAISO | CAISO | CAISO | Solar | Westlands | 1 | 2099-12-31 | 0 | 3.02 | 1 | 1 | 1 | 0 | SC55620 | Sequoia PV1, LLC (Farmersville 2) | 1.5 | Solar
| 589 | SC55621 | Lone Valley Solar Park I, LLC (f/k/a Agincourt) | VICTOR_1_LVSLR1 | SCE | CA | San Bernardino | San Bernardino - Lucerne | Solar PV | Tracking - 20MW+ | Existing | 2014-11-26 | 2034-11-25 | 1 | 10 | 26.52 | 30.27% | CAISO | CAISO | CAISO | Solar | Kramer_Inyokern | 1 | 2099-12-31 | 1 | 26.52 | 1 | 1 | 1 | 0 | VICTOR_1_LVSLR1 | Lone Valley Solar Park I, LLC (f/k/a Agincourt) | 10 | Solar | 10 | 0
| 590 | SC55622 | Lone Valley Solar Park II, LLC (f/k/a Marathon) | VICTOR_1_LVSLR2 | SCE | CA | San Bernardino | San Bernardino - Lucerne | Solar PV | Fixed Tilt - 20MW+ | Existing | 2014-11-26 | 2034-11-25 | 1 | 20 | 53.9 | 30.76% | CAISO | CAISO | CAISO | Solar | Kramer_Inyokern | 1 | 2099-12-31 | 1 | 53.9 | 1 | 1 | 1 | 0 | VICTOR_1_LVSLR2 | Lone Valley Solar Park II, LLC (f/k/a Marathon) | 20 | Solar | 20 | 0
| 591 | SC55625 | US Topco Energy, Inc. (Soccer Center) |  | SCE | CA | Los Angeles | Tehachapi | Solar PV | Fixed Tilt - 20MW+ | New | 2016-11-14 | 2036-11-13 | 1 | 3 | 7.07 | 26.9% | CAISO | CAISO | CAISO | Solar | Tehachapi | 0.84 | 2099-12-31 | 0 | 5.9388 | 1 | 1 | 1 | 0 | SC55625 | US Topco Energy, Inc. (Soccer Center) | 3 | Solar
| 592 | SC55626 | Orion Solar II, LLC | ARVINN_6_ORION2 | SCE | CA | Kern | Westlands | Solar PV | Tracking - 20MW+ | Existing | 2014-06-26 | 2034-06-30 | 1 | 8 | 21.65 | 30.89% | CAISO | CAISO | CAISO | Solar | Westlands | 1 | 2099-12-31 | 1 | 21.65 | 1 | 1 | 1 | 0 | ARVINN_6_ORION2 | Orion Solar II, LLC | 8 | Solar | 8 | 1.12
| 593 | SC55627 | Coronal Lost Hills, LLC | TWISSL_6_SOLAR1 | SCE | CA | Kern | Westlands | Solar PV | Tracking - 20MW+ | Existing | 2015-05-18 | 2035-05-31 | 1 | 20 | 52.38 | 29.9% | CAISO | CAISO | CAISO | Solar | Westlands | 1 | 2099-12-31 | 1 | 52.38 | 1 | 1 | 1 | 0 | TWISSL_6_SOLAR1 | Coronal Lost Hills, LLC | 20 | Solar | 20 | 2.8
| 594 | SC55628 | Vega Solar, LLC | VEGA_6_SOLAR1 | SCE | CA | Merced | Los Banos | Solar PV | Tracking - 20MW+ | Existing | 2015-03-24 | 2035-03-31 | 1 | 20 | 50.25 | 28.68% | CAISO | CAISO | CAISO | Solar | Central_Valley_North_Los_Banos | 1 | 2099-12-31 | 1 | 50.25 | 1 | 1 | 1 | 0 | VEGA_6_SOLAR1 | Vega Solar, LLC | 20 | Solar | 20 | 0
| 595 | SC55629 | FTS Master Tenant 2, LLC (SEPV18) | LITLRK_6_SOLAR2 | SCE | CA | Los Angeles | Tehachapi | Solar PV | Tracking - 20MW+ | Existing | 2016-01-14 | 2036-01-13 | 1 | 2 | 6.4672 | 36.91% | CAISO | CAISO | CAISO | Solar | Tehachapi | 1 | 2099-12-31 | 1 | 6.4672 | 1 | 1 | 1 | 0 | LITLRK_6_SOLAR2 | FTS Master Tenant 2, LLC (SEPV18) | 2 | Solar | 2 | 0.28
| 596 | SC55630 | RE Adams East | ADMEST_6_SOLAR | SCE | CA | Fresno | Westlands | Solar PV | Fixed Tilt - 20MW+ | Existing | 2014-12-19 | 2034-12-18 | 1 | 19 | 47.39 | 28.47% | CAISO | CAISO | CAISO | Solar | Westlands | 1 | 2099-12-31 | 1 | 47.39 | 1 | 1 | 1 | 0 | ADMEST_6_SOLAR | RE Adams East | 19 | Solar | 19 | 0
| 597 | SC55631 | Sequoia PV1, LLC (Farmersville 3) |  | SCE | CA | Tulare | Westlands | Solar PV | Fixed Tilt - 20MW+ | Existing | 2014-07-31 | 2034-08-01 | 1 | 1.5 | 3.02 | 22.98% | CAISO | CAISO | CAISO | Solar | Westlands | 1 | 2099-12-31 | 0 | 3.02 | 1 | 1 | 1 | 0 | SC55631 | Sequoia PV1, LLC (Farmersville 3) | 1.5 | Solar
| 598 | SC55645 | Sequoia PV3 LLC (Porterville 6) |  | SCE | CA | Tulare | Westlands | Solar PV | Fixed Tilt - 20MW+ | Existing | 2014-07-25 | 2034-08-01 | 1 | 1.5 | 3.02 | 22.98% | CAISO | CAISO | CAISO | Solar | Westlands | 1 | 2099-12-31 | 0 | 3.02 | 1 | 1 | 1 | 0 | SC55645 | Sequoia PV3 LLC (Porterville 6) | 1.5 | Solar
| 599 | SC55646 | Sequoia PV3 LLC (Porterville 7) |  | SCE | CA | Tulare | Westlands | Solar PV | Fixed Tilt - 20MW+ | Existing | 2014-07-25 | 2034-08-01 | 1 | 1.5 | 3.02 | 22.98% | CAISO | CAISO | CAISO | Solar | Westlands | 1 | 2099-12-31 | 0 | 3.02 | 1 | 1 | 1 | 0 | SC55646 | Sequoia PV3 LLC (Porterville 7) | 1.5 | Solar
| 600 | SC55649 | SunE W12DG-C, LLC |  | SCE | CA | Riverside | Riverside County (Partial) | Solar PV | Rooftop | Existing | 2013-04-15 | 2033-04-30 | 1 | 0.999 | 1.95 | 22.28% | CAISO | CAISO | CAISO | Solar | None | 1 | 2099-12-31 | 0 | 1.95 | 1 | 1 | 1 | 0 | SC55649 | SunE W12DG-C, LLC | 0.999 | Solar
| 601 | SC55650 | DG Solar Lessee, LLC (Hesperia) | VICTOR_1_SLRHES | SCE | CA | San Bernardino | Victorville | Solar PV | Rooftop | Existing | 2014-08-06 | 2034-08-31 | 1 | 1.5 | 3.3 | 25.11% | CAISO | CAISO | CAISO | Solar | Kramer_Inyokern | 1 | 2099-12-31 | 1 | 3.3 | 1 | 1 | 1 | 0 | VICTOR_1_SLRHES | DG Solar Lessee, LLC (Hesperia) | 1.5 | Solar | 1.5 | 0
| 602 | SC55652 | California PV Energy, LLC (Champagne Ave) | ETIWND_2_CHMPNE | SCE | CA | San Bernardino | San Bernardino - Lucerne | Solar PV | Rooftop | Existing | 2013-12-20 | 2033-12-19 | 1 | 1.3 | 2.06 | 18.09% | CAISO | CAISO | CAISO | Solar | Kramer_Inyokern | 1 | 2099-12-31 | 1 | 2.06 | 1 | 1 | 1 | 0 | ETIWND_2_CHMPNE | California PV Energy, LLC (Champagne Ave) | 1.3 | Solar | 1 | 0
| 603 | SC55653 | California PV Energy, LLC (Jurupa Ave) | CHINO_2_JURUPA | SCE | CA | San Bernardino | San Bernardino - Lucerne | Solar PV | Rooftop | Existing | 2013-12-20 | 2033-12-19 | 1 | 2 | 3.13 | 17.87% | CAISO | CAISO | CAISO | Solar | Kramer_Inyokern | 1 | 2099-12-31 | 1 | 3.13 | 1 | 1 | 1 | 0 | CHINO_2_JURUPA | California PV Energy, LLC (Jurupa Ave) | 2 | Solar | 1.5 | 0
| 604 | SC55656 | DG Solar Lessee, LLC (Snowline-Duncan Road North) |  | SCE | CA | San Bernardino | San Bernardino - Lucerne | Solar PV | Tracking - 20MW+ | Existing | 2014-10-02 | 2034-10-31 | 1 | 1.5 | 4.06 | 30.9% | CAISO | CAISO | CAISO | Solar | Kramer_Inyokern | 1 | 2099-12-31 | 0 | 4.06 | 1 | 1 | 1 | 0 | SC55656 | DG Solar Lessee, LLC (Snowline-Duncan Road North) | 1.5 | Solar
| 605 | SC55657 | DG Solar Lessee, LLC (Snowline-Duncan Road South) |  | SCE | CA | San Bernardino | San Bernardino - Lucerne | Solar PV | Tracking - 20MW+ | Existing | 2014-10-02 | 2034-10-31 | 1 | 1 | 2.74 | 31.28% | CAISO | CAISO | CAISO | Solar | Kramer_Inyokern | 1 | 2099-12-31 | 0 | 2.74 | 1 | 1 | 1 | 0 | SC55657 | DG Solar Lessee, LLC (Snowline-Duncan Road South) | 1 | Solar
| 606 | SC55660 | Victor Mesa Linda C2 LLC |  | SCE | CA | San Bernardino | Victorville | Solar PV | Fixed Tilt - 20MW+ | Existing | 2014-11-15 | 2034-04-01 | 1 | 1.5 | 3.97 | 30.21% | CAISO | CAISO | CAISO | Solar | Kramer_Inyokern | 1 | 2099-12-31 | 0 | 3.97 | 1 | 1 | 1 | 0 | SC55660 | Victor Mesa Linda C2 LLC | 1.5 | Solar
| 607 | SC55661 | Victor Mesa Linda D2 LLC |  | SCE | CA | San Bernardino | Victorville | Solar PV | Fixed Tilt - 20MW+ | Existing | 2014-11-15 | 2034-04-01 | 1 | 1.5 | 3.97 | 30.21% | CAISO | CAISO | CAISO | Solar | Kramer_Inyokern | 1 | 2099-12-31 | 0 | 3.97 | 1 | 1 | 1 | 0 | SC55661 | Victor Mesa Linda D2 LLC | 1.5 | Solar
| 608 | SC55662 | Victor Mesa Linda E2 LLC |  | SCE | CA | San Bernardino | Victorville | Solar PV | Fixed Tilt - 20MW+ | Existing | 2014-11-15 | 2034-04-01 | 1 | 1.5 | 3.97 | 30.21% | CAISO | CAISO | CAISO | Solar | Kramer_Inyokern | 1 | 2099-12-31 | 0 | 3.97 | 1 | 1 | 1 | 0 | SC55662 | Victor Mesa Linda E2 LLC | 1.5 | Solar
| 609 | SC55667 | Sequoia PV2, LLC (Hanford 1) |  | SCE | CA | Kings | Westlands | Solar PV | Fixed Tilt - 20MW+ | Existing | 2014-08-29 | 2034-09-01 | 1 | 1.5 | 3.02 | 22.98% | CAISO | CAISO | CAISO | Solar | Westlands | 1 | 2099-12-31 | 0 | 3.02 | 1 | 1 | 1 | 0 | SC55667 | Sequoia PV2, LLC (Hanford 1) | 1.5 | Solar
| 610 | SC55668 | Sequoia PV2, LLC (Hanford 2) |  | SCE | CA | Kings | Westlands | Solar PV | Fixed Tilt - 20MW+ | Existing | 2014-08-29 | 2034-09-01 | 1 | 1.5 | 3.02 | 22.98% | CAISO | CAISO | CAISO | Solar | Westlands | 1 | 2099-12-31 | 0 | 3.02 | 1 | 1 | 1 | 0 | SC55668 | Sequoia PV2, LLC (Hanford 2) | 1.5 | Solar
| 611 | SC55674 | Coronus Joshua Tree East 5 LLC |  | SCE | CA | San Bernardino | Twentynine Palms | Solar PV | Fixed Tilt - 20MW+ | New | 2014-12-07 | 2034-12-06 | 1 | 1.5 | 3.6 | 27.4% | CAISO | CAISO | CAISO | Solar | Southern_California_Desert | 0.84 | 2099-12-31 | 0 | 3.024 | 1 | 1 | 1 | 0 | SC55674 | Coronus Joshua Tree East 5 LLC | 1.5 | Solar
| 612 | SC55675 | Desert Hot Springs 1 |  | SCE | CA | Riverside | Palm Springs | Solar PV | Tracking - 20MW+ | Existing | 2014-01-03 | 2033-08-01 | 1 | 1 | 2.57 | 29.34% | CAISO | CAISO | CAISO | Solar | Riverside_East_Palm_Springs | 1 | 2099-12-31 | 0 | 2.57 | 1 | 1 | 1 | 0 | SC55675 | Desert Hot Springs 1 | 1 | Solar
| 613 | SC55676 | Desert Hot Springs 2 |  | SCE | CA | Riverside | Palm Springs | Solar PV | Tracking - 20MW+ | Existing | 2014-01-03 | 2033-08-01 | 1 | 1.5 | 3.72 | 28.31% | CAISO | CAISO | CAISO | Solar | Riverside_East_Palm_Springs | 1 | 2099-12-31 | 0 | 3.72 | 1 | 1 | 1 | 0 | SC55676 | Desert Hot Springs 2 | 1.5 | Solar
| 614 | SC55688 | Gales A West |  | SCE | CA | Kings | Westlands | Solar PV | Fixed Tilt - 20MW+ | New | 2014-12-15 | 2034-02-01 | 1 | 1.5 | 3.24 | 24.66% | CAISO | CAISO | CAISO | Solar | Westlands | 0.84 | 2099-12-31 | 0 | 2.7216 | 1 | 1 | 1 | 0 | SC55688 | Gales A West | 1.5 | Solar
| 615 | SC55689 | Gales B East |  | SCE | CA | Kings | Westlands | Solar PV | Fixed Tilt - 20MW+ | New | 2014-12-15 | 2034-02-01 | 1 | 1.5 | 3.24 | 24.66% | CAISO | CAISO | CAISO | Solar | Westlands | 0.84 | 2099-12-31 | 0 | 2.7216 | 1 | 1 | 1 | 0 | SC55689 | Gales B East | 1.5 | Solar
| 616 | SC55690 | DG Solar Lessee, LLC (Snowline-White Road North) |  | SCE | CA | San Bernardino | San Bernardino - Lucerne | Solar PV | Tracking - 20MW+ | Existing | 2014-11-26 | 2034-11-30 | 1 | 1.5 | 4.14 | 31.51% | CAISO | CAISO | CAISO | Solar | Kramer_Inyokern | 1 | 2099-12-31 | 0 | 4.14 | 1 | 1 | 1 | 0 | SC55690 | DG Solar Lessee, LLC (Snowline-White Road North) | 1.5 | Solar
| 617 | SC55691 | DG Solar Lessee, LLC (Snowline-White Road Central) |  | SCE | CA | San Bernardino | San Bernardino - Lucerne | Solar PV | Tracking - 20MW+ | Existing | 2014-11-26 | 2034-11-30 | 1 | 1.5 | 4.14 | 31.51% | CAISO | CAISO | CAISO | Solar | Kramer_Inyokern | 1 | 2099-12-31 | 0 | 4.14 | 1 | 1 | 1 | 0 | SC55691 | DG Solar Lessee, LLC (Snowline-White Road Central) | 1.5 | Solar
| 618 | SC55692 | Mitchell Solar, LLC |  | SCE | CA | San Bernardino | Victorville | Solar PV | Tracking - 20MW+ | Existing | 2014-12-05 | 2035-01-01 | 1 | 1.5 | 4.6 | 35.01% | CAISO | CAISO | CAISO | Solar | Kramer_Inyokern | 1 | 2099-12-31 | 0 | 4.6 | 1 | 1 | 1 | 0 | SC55692 | Mitchell Solar, LLC | 1.5 | Solar
| 619 | SC55693 | Rudy Solar, LLC |  | SCE | CA | San Bernardino | Victorville | Solar PV | Tracking - 20MW+ | Existing | 2014-12-05 | 2035-01-01 | 1 | 1.5 | 4.6 | 35.01% | CAISO | CAISO | CAISO | Solar | Kramer_Inyokern | 1 | 2099-12-31 | 0 | 4.6 | 1 | 1 | 1 | 0 | SC55693 | Rudy Solar, LLC | 1.5 | Solar
| 620 | SC55694 | Madelyn Solar, LLC |  | SCE | CA | San Bernardino | Victorville | Solar PV | Tracking - 20MW+ | Existing | 2014-12-05 | 2035-01-01 | 1 | 1.5 | 4.6 | 35.01% | CAISO | CAISO | CAISO | Solar | Kramer_Inyokern | 1 | 2099-12-31 | 0 | 4.6 | 1 | 1 | 1 | 0 | SC55694 | Madelyn Solar, LLC | 1.5 | Solar
| 621 | SC55695 | DG Solar Lessee, LLC (Snowline-White Road South) |  | SCE | CA | San Bernardino | San Bernardino - Lucerne | Solar PV | Tracking - 20MW+ | Existing | 2014-11-26 | 2034-11-30 | 1 | 1.5 | 4.14 | 31.51% | CAISO | CAISO | CAISO | Solar | Kramer_Inyokern | 1 | 2099-12-31 | 0 | 4.14 | 1 | 1 | 1 | 0 | SC55695 | DG Solar Lessee, LLC (Snowline-White Road South) | 1.5 | Solar
| 622 | SC55700 | Adelanto West 1 |  | SCE | CA | San Bernardino | Victorville | Solar PV | Fixed Tilt - 20MW+ | Existing | 2015-01-22 | 2035-01-31 | 1 | 1.5 | 3.6 | 27.4% | CAISO | CAISO | CAISO | Solar | Kramer_Inyokern | 1 | 2099-12-31 | 0 | 3.6 | 1 | 1 | 1 | 0 | SC55700 | Adelanto West 1 | 1.5 | Solar
| 623 | SC55701 | Adelanto West 2 |  | SCE | CA | San Bernardino | Victorville | Solar PV | Fixed Tilt - 20MW+ | Existing | 2015-01-22 | 2035-01-31 | 1 | 1.5 | 3.6 | 27.4% | CAISO | CAISO | CAISO | Solar | Kramer_Inyokern | 1 | 2099-12-31 | 0 | 3.6 | 1 | 1 | 1 | 0 | SC55701 | Adelanto West 2 | 1.5 | Solar
| 624 | SC55702 | Venable #1 North |  | SCE | CA | Riverside | Riverside East | Solar PV | Fixed Tilt - 20MW+ | New | 2015-04-13 | 2033-11-08 | 1 | 1.5 | 3.41 | 25.95% | CAISO | CAISO | CAISO | Solar | Riverside_East_Palm_Springs | 0.84 | 2099-12-31 | 0 | 2.8644 | 1 | 1 | 1 | 0 | SC55702 | Venable #1 North | 1.5 | Solar
| 625 | SC55703 | Venable #2 South |  | SCE | CA | Riverside | Riverside East | Solar PV | Fixed Tilt - 20MW+ | New | 2015-04-14 | 2033-11-08 | 1 | 1.5 | 3.41 | 25.95% | CAISO | CAISO | CAISO | Solar | Riverside_East_Palm_Springs | 0.84 | 2099-12-31 | 0 | 2.8644 | 1 | 1 | 1 | 0 | SC55703 | Venable #2 South | 1.5 | Solar
| 626 | SC55715 | Lancaster Solar 1 |  | SCE | CA | Los Angeles | Tehachapi | Solar PV | Tracking - 20MW+ | Existing | 2014-12-12 | 2035-04-18 | 1 | 1.5 | 4.73 | 36% | CAISO | CAISO | CAISO | Solar | Tehachapi | 1 | 2099-12-31 | 0 | 4.73 | 1 | 1 | 1 | 0 | SC55715 | Lancaster Solar 1 | 1.5 | Solar
| 627 | SC55716 | Lancaster Solar 2 |  | SCE | CA | Los Angeles | Tehachapi | Solar PV | Tracking - 20MW+ | Existing | 2014-12-12 | 2035-04-18 | 1 | 1.5 | 4.73 | 36% | CAISO | CAISO | CAISO | Solar | Tehachapi | 1 | 2099-12-31 | 0 | 4.73 | 1 | 1 | 1 | 0 | SC55716 | Lancaster Solar 2 | 1.5 | Solar
| 628 | SC55740 | Morgan Lancaster I, LLC | OASIS_6_SOLAR1 | SCE | CA | Los Angeles | Tehachapi | Solar PV | Tracking - 20MW+ | Existing | 2015-09-30 | 2035-10-01 | 1 | 1.5 | 4.73 | 36% | CAISO | CAISO | CAISO | Solar | Tehachapi | 1 | 2099-12-31 | 1 | 4.73 | 1 | 1 | 1 | 0 | OASIS_6_SOLAR1 | Morgan Lancaster I, LLC | 1.5 | Solar | 1.5 | 0
| 629 | SC55744 | PVNavitator, LLC |  | SCE | CA | San Bernardino | San Bernardino - Lucerne | Solar PV | Fixed Tilt - 20MW+ | New | 2016-06-23 | 2036-06-22 | 1 | 3 | 6 | 22.83% | CAISO | CAISO | CAISO | Solar | Kramer_Inyokern | 0.84 | 2099-12-31 | 0 | 5.04 | 1 | 1 | 1 | 0 | SC55744 | PVNavitator, LLC | 3 | Solar
| 630 | SC55745 | SEPV Palmdale East, LLC | PMDLET_6_SOLAR1 | SCE | CA | Los Angeles | Tehachapi | Solar PV | Tracking - 20MW+ | Existing | 2015-07-31 | 2035-07-30 | 1 | 10 | 27 | 30.82% | CAISO | CAISO | CAISO | Solar | Tehachapi | 1 | 2099-12-31 | 1 | 27 | 1 | 1 | 1 | 0 | PMDLET_6_SOLAR1 | SEPV Palmdale East, LLC | 10 | Solar | 10 | 1.4
| 631 | SC55748 | Lancaster WAD B, LLC | ROSMND_6_SOLAR | SCE | CA | Los Angeles | Tehachapi | Solar PV | Fixed Tilt - 20MW+ | Existing | 2017-01-26 | 2037-02-01 | 1 | 3 | 8.98 | 34.17% | CAISO | CAISO | CAISO | Solar | Tehachapi | 1 | 2099-12-31 | 0 | 8.98 | 1 | 1 | 1 | 0 | ROSMND_6_SOLAR | Lancaster WAD B, LLC | 3 | Solar | 3 | 0.42
| 632 | SC55753 | Pumpjack Solar I, LLC | PMPJCK_1_SOLAR1 | SCE | CA | Kern | Tehachapi | Solar PV | Tracking - 20MW+ | Existing | 2015-01-29 | 2035-03-01 | 1 | 20 | 54.43 | 31.07% | CAISO | CAISO | CAISO | Solar | Tehachapi | 1 | 2099-12-31 | 1 | 54.43 | 1 | 1 | 1 | 0 | PMPJCK_1_SOLAR1 | Pumpjack Solar I, LLC | 20 | Solar | 20 | 2.8
| 633 | SC55755 | Catalina Solar 2, LLC | CATLNA_2_SOLAR2 | SCE | CA | Kern | Tehachapi | Solar PV | Tracking - 20MW+ | Existing | 2015-07-22 | 2035-07-31 | 1 | 17.986 | 55.69 | 35.35% | CAISO | CAISO | CAISO | Solar | Tehachapi | 1 | 2099-12-31 | 1 | 55.69 | 1 | 1 | 1 | 0 | CATLNA_2_SOLAR2 | Catalina Solar 2, LLC | 17.986 | Solar | 18 | 2.52
| 634 | SC55756 | Citizen Solar B, LLC | MNDOTA_1_SOLAR2 | SCE | CA | Fresno | Westlands | Solar PV | Fixed Tilt - 20MW+ | Existing | 2015-12-11 | 2036-01-01 | 1 | 5 | 11 | 25.11% | CAISO | CAISO | CAISO | Solar | Westlands | 1 | 2099-12-31 | 1 | 11 | 1 | 1 | 1 | 0 | MNDOTA_1_SOLAR2 | Citizen Solar B, LLC | 5 | Solar | 5 | 0
| 635 | SC55757 | Wildwood Solar I, LLC | WLDWD_1_SOLAR1 | SCE | CA | Kern | Tehachapi | Solar PV | Tracking - 20MW+ | Existing | 2015-02-18 | 2035-03-01 | 1 | 20 | 54.17 | 30.92% | CAISO | CAISO | CAISO | Solar | Tehachapi | 1 | 2099-12-31 | 1 | 54.17 | 1 | 1 | 1 | 0 | WLDWD_1_SOLAR1 | Wildwood Solar I, LLC | 20 | Solar | 20 | 2.8
| 636 | SC55758 | Adelanto Solar, LLC | VICTOR_1_SOLAR4 | SCE | CA | San Bernardino | Victorville | Solar PV | Tracking - 20MW+ | Existing | 2015-09-21 | 2035-09-20 | 1 | 20 | 61.84 | 35.3% | CAISO | CAISO | CAISO | Solar | Kramer_Inyokern | 1 | 2099-12-31 | 1 | 61.84 | 1 | 1 | 1 | 0 | VICTOR_1_SOLAR4 | Adelanto Solar, LLC | 20 | Solar | 20 | 0
| 637 | SC55759 | 67RK 8ME, LLC | LAMONT_1_SOLAR5 | SCE | CA | Kern | San Bernardino - Lucerne | Solar PV | Fixed Tilt - 20MW+ | Existing | 2015-10-30 | 2035-06-01 | 1 | 16.66 | 47.89 | 32.81% | CAISO | CAISO | CAISO | Solar | Kramer_Inyokern | 1 | 2099-12-31 | 1 | 47.89 | 1 | 1 | 1 | 0 | LAMONT_1_SOLAR5 | 67RK 8ME, LLC | 16.66 | Solar | 16.66 | 2.33
| 638 | SC55767 | Lancaster Little Rock C LLC | LITLRK_6_SOLAR1 | SCE | CA | Los Angeles | Tehachapi | Solar PV | Fixed Tilt - 20MW+ | Existing | 2015-01-16 | 2035-02-01 | 1 | 5 | 11 | 25.11% | CAISO | CAISO | CAISO | Solar | Tehachapi | 1 | 2099-12-31 | 1 | 11 | 1 | 1 | 1 | 0 | LITLRK_6_SOLAR1 | Lancaster Little Rock C LLC | 5 | Solar | 5 | 0.7
| 639 | SC55772 | Maricopa East Solar PV2, LLC |  | SCE | CA | Kern | Westlands | Solar PV | Tracking - 20MW+ | New | 2016-06-15 | 2026-06-14 | 1 | 18 | 46.76 | 29.65% | CAISO | CAISO | CAISO | Solar | Westlands | 0.84 | 2099-12-31 | 0 | 39.2784 | 1 | 1 | 1 | 0 | SC55772 | Maricopa East Solar PV2, LLC | 18 | Solar
| 640 | SC55774 | NRG Solar Oasis LLC | OASIS_6_SOLAR2 | SCE | CA | Los Angeles | Tehachapi | Solar PV | Tracking - 20MW+ | Existing | 2016-01-19 | 2036-01-18 | 1 | 20 | 63.41 | 36.19% | CAISO | CAISO | CAISO | Solar | Tehachapi | 1 | 2099-12-31 | 1 | 63.41 | 1 | 1 | 1 | 0 | OASIS_6_SOLAR2 | NRG Solar Oasis LLC | 20 | Solar |  | 2.8
| 641 | SC55777 | CED Atwell Island West, LLC | ATWEL2_1_SOLAR1 | SCE | CA | Tulare | Westlands | Solar PV | Tracking - 20MW+ | Existing | 2015-06-25 | 2035-12-27 | 1 | 20 | 49.4 | 28.2% | CAISO | CAISO | CAISO | Solar | Westlands | 1 | 2099-12-31 | 1 | 49.4 | 1 | 1 | 1 | 0 | ATWEL2_1_SOLAR1 | CED Atwell Island West, LLC | 20 | Solar | 20 | 2.8
| 642 | SC55778 | SEPV Mojave West, LLC | MOJAVW_2_SOLAR | SCE | CA | Riverside | Tehachapi | Solar PV | Tracking - 20MW+ | Existing | 2016-06-15 | 2036-07-01 | 1 | 20 | 59.25 | 33.82% | CAISO | CAISO | CAISO | Solar | Tehachapi | 1 | 2099-12-31 | 1 | 59.25 | 1 | 1 | 1 | 0 | MOJAVW_2_SOLAR | SEPV Mojave West, LLC | 20 | Solar | 20 | 2.8
| 643 | SC55781 | Adera Solar | ADERA_1_SOLAR1 | SCE | CA | Madera | Westlands | Solar PV | Fixed Tilt - 20MW+ | Existing | 2015-12-28 | 2036-01-01 | 1 | 20 | 43.99 | 25.11% | CAISO | CAISO | CAISO | Solar | Westlands | 1 | 2099-12-31 | 1 | 43.99 | 1 | 1 | 1 | 0 | ADERA_1_SOLAR1 | Adera Solar | 20 | Solar | 20 | 0
| 644 | SC55785 | Park Meridian 1 |  | SCE | CA | Riverside | Riverside County (Partial) | Solar PV | Rooftop | Existing | 2015-03-26 | 2035-03-31 | 1 | 1.49 | 3.05 | 23.37% | CAISO | CAISO | CAISO | Solar | None | 1 | 2099-12-31 | 0 | 3.05 | 1 | 1 | 1 | 0 | SC55785 | Park Meridian 1 | 1.49 | Solar
| 645 | SC55786 | Terra Francesco 1 |  | SCE | CA | San Bernardino | San Bernardino - Lucerne | Solar PV | Rooftop | Existing | 2015-03-26 | 2035-03-31 | 1 | 1.49 | 2.99 | 22.91% | CAISO | CAISO | CAISO | Solar | Kramer_Inyokern | 1 | 2099-12-31 | 0 | 2.99 | 1 | 1 | 1 | 0 | SC55786 | Terra Francesco 1 | 1.49 | Solar
| 646 | SC55787 | Rancho Cucamonga Distribution Center 1 | PADUA_2_SOLAR1 | SCE | CA | San Bernardino | San Bernardino - Lucerne | Solar PV | Rooftop | Existing | 2015-04-14 | 2035-04-30 | 1 | 1.75 | 3.44 | 22.44% | CAISO | CAISO | CAISO | Solar | Kramer_Inyokern | 1 | 2099-12-31 | 1 | 3.44 | 1 | 1 | 1 | 0 | PADUA_2_SOLAR1 | Rancho Cucamonga Distribution Center 1 | 1.75 | Solar | 1.75 | 0
| 647 | SC55788 | Lancaster Solar 1 |  | SCE | CA | Los Angeles | Tehachapi | Solar PV | Fixed Tilt - 20MW+ | New | 2016-11-14 | 2036-11-21 | 1 | 3.75 | 10.41 | 31.69% | CAISO | CAISO | CAISO | Solar | Tehachapi | 0.84 | 2099-12-31 | 0 | 8.7444 | 1 | 1 | 1 | 0 | SC55788 | Lancaster Solar 1 | 3.75 | Solar
| 648 | SC55789 | SunE - Mira Loma |  | SCE | CA | Riverside | Riverside County (Partial) | Solar PV | Rooftop | New | 2016-03-31 | 2036-03-31 | 1 | 0.5 | 1.1 | 25.11% | CAISO | CAISO | CAISO | Solar | None | 0.84 | 2099-12-31 | 0 | 0.924 | 1 | 1 | 1 | 0 | SC55789 | SunE - Mira Loma | 0.5 | Solar
| 649 | SC55790 | SunE - Dupont Ontario |  | SCE | CA | San Bernardino | San Bernardino - Lucerne | Solar PV | Rooftop | New | 2016-04-18 | 2036-04-30 | 1 | 0.5 | 1.09 | 24.89% | CAISO | CAISO | CAISO | Solar | Kramer_Inyokern | 0.84 | 2099-12-31 | 0 | 0.9156 | 1 | 1 | 1 | 0 | SC55790 | SunE - Dupont Ontario | 0.5 | Solar
| 650 | SC55791 | SunE - Rochester | ETIWND_2_SOLAR2 | SCE | CA | San Bernardino | San Bernardino - Lucerne | Solar PV | Rooftop | Existing | 2016-05-22 | 2036-05-31 | 1 | 1 | 1.93 | 22.03% | CAISO | CAISO | CAISO | Solar | Kramer_Inyokern | 1 | 2099-12-31 | 0 | 1.93 | 1 | 1 | 1 | 0 | ETIWND_2_SOLAR2 | SunE - Rochester | 1 | Solar | 1 | 0
| 651 | SC55794 | SunE - Redlands |  | SCE | CA | San Bernardino | San Bernardino - Lucerne | Solar PV | Rooftop | New | 2016-04-18 | 2036-04-30 | 1 | 1.5 | 3.11 | 23.67% | CAISO | CAISO | CAISO | Solar | Kramer_Inyokern | 0.84 | 2099-12-31 | 0 | 2.6124 | 1 | 1 | 1 | 0 | SC55794 | SunE - Redlands | 1.5 | Solar
| 652 | SC55795 | SunE - E Philadelphia Ontario |  | SCE | CA | San Bernardino | San Bernardino - Lucerne | Solar PV | Rooftop | New | 2016-03-01 | 2036-02-29 | 1 | 1 | 2.09 | 23.86% | CAISO | CAISO | CAISO | Solar | Kramer_Inyokern | 0.84 | 2099-12-31 | 0 | 1.7556 | 1 | 1 | 1 | 0 | SC55795 | SunE - E Philadelphia Ontario | 1 | Solar
| 653 | SC55796 | SunE - Pico Rivera | CENTER_2_SOLAR1 | SCE | CA | Los Angeles | Los Angeles County (Partial) | Solar PV | Rooftop | Existing | 2015-11-02 | 2035-11-30 | 1 | 0.9 | 1.82 | 23.08% | CAISO | CAISO | CAISO | Solar | None | 1 | 2099-12-31 | 1 | 1.82 | 1 | 1 | 1 | 0 | CENTER_2_SOLAR1 | SunE - Pico Rivera | 0.9 | Solar | 0.9 | 0
| 654 | SC55799 | Golden Springs Bldg H | DELAMO_2_SOLAR1 | SCE | CA | Los Angeles | Los Angeles County (Partial) | Solar PV | Rooftop | Existing | 2015-03-26 | 2035-03-25 | 1 | 1.5 | 2.81 | 21.39% | CAISO | CAISO | CAISO | Solar | None | 1 | 2099-12-31 | 1 | 2.81 | 1 | 1 | 1 | 0 | DELAMO_2_SOLAR1 | Golden Springs Bldg H | 1.5 | Solar | 1.5 | 0.21
| 655 | SC55800 | Golden Springs Bldg M | DELAMO_2_SOLAR2 | SCE | CA | Los Angeles | Los Angeles County (Partial) | Solar PV | Rooftop | Existing | 2015-03-26 | 2035-03-25 | 1 | 1.75 | 3.38 | 22.05% | CAISO | CAISO | CAISO | Solar | None | 1 | 2099-12-31 | 1 | 3.38 | 1 | 1 | 1 | 0 | DELAMO_2_SOLAR2 | Golden Springs Bldg M | 1.75 | Solar | 1.75 | 0.25
| 656 | SC55801 | Adelanto Solar 2 | VICTOR_1_SOLAR3 | SCE | CA | San Bernardino | Victorville | Solar PV | Tracking - 20MW+ | Existing | 2015-07-15 | 2035-07-14 | 1 | 7 | 19.86 | 32.39% | CAISO | CAISO | CAISO | Solar | Kramer_Inyokern | 1 | 2099-12-31 | 1 | 19.86 | 1 | 1 | 1 | 0 | VICTOR_1_SOLAR3 | Adelanto Solar 2 | 7 | Solar | 7 | 0.98
| 657 | SC55804 | Copper Mountain Solar 4, LLC | COPMT4_2_SOLAR4 | SCE | NV | Clark | NV_SW | Solar PV | Tracking - 20MW+ | Existing | 2020-01-01 | 2039-12-31 | 1 | 93.6 | 258 | 31.47% | CAISO | CAISO | CAISO | Solar | Southern_Nevada | 1 | 2099-12-31 | 0 | 258 | 1 | 1 | 1 | 0 | COPMT4_2_SOLAR4 | Copper Mountain Solar 4, LLC | 93.6 | Solar | 92 | 12.88
| 658 | SC55805 | 88FT 8ME LLC (Mount Signal II) |  | SCE | CA | Imperial | Imperial South | Solar PV | Tracking - 20MW+ | New | 2016-09-30 | 2040-06-01 | 1 | 153.52 | 421.1982 | 31.32% | CAISO | CAISO | CAISO | Solar | Greater_Imperial | 0.84 | 2099-12-31 | 0 | 353.8065 | 1 | 1 | 1 | 0 | SC55805 | 88FT 8ME LLC (Mount Signal II) | 153.52 | Solar
| 659 | SC55808 | 93LF 8ME LLC (Mount Signal V) |  | SCE | CA | Imperial | Imperial South | Solar PV | Tracking - 20MW+ | New | 2016-09-30 | 2039-02-01 | 1 | 252.32 | 691.5969 | 31.29% | CAISO | CAISO | CAISO | Solar | Greater_Imperial | 0.84 | 2099-12-31 | 0 | 580.9414 | 1 | 1 | 1 | 0 | SC55808 | 93LF 8ME LLC (Mount Signal V) | 252.32 | Solar
| 660 | SC55810 | 41MB 8ME LLC |  | SCE | CA | Madera | Westlands | Solar PV | Tracking - 20MW+ | New | 2020-06-01 | 2040-05-31 | 1 | 51.3 | 130.6991 | 29.08% | CAISO | CAISO | CAISO | Solar | Westlands | 0.84 | 2099-12-31 | 0 | 109.7873 | 1 | 1 | 1 | 0 | SC55810 | 41MB 8ME LLC | 51.3 | Solar
| 661 | SC55813 | Tribal Solar, LLC |  | SCE | CA | San Bernardino | Iron Mountain | Solar PV | Tracking - 20MW+ | New | 2019-12-01 | 2039-11-30 | 1 | 328 | 898.3801 | 31.27% | CAISO | CAISO | CAISO | Solar | Southern_California_Desert | 0.84 | 2099-12-31 | 0 | 754.6393 | 1 | 1 | 1 | 0 | SC55813 | Tribal Solar, LLC | 328 | Solar
| 662 | SC55816 | Panoche Valley Solar, LLC |  | SCE | CA | San Benito | San Benito County | Solar PV | Tracking - 20MW+ | New | 2019-01-01 | 2039-01-31 | 1 | 246.713 | 698.075 | 32.3% | CAISO | CAISO | CAISO | Solar | None | 0.84 | 2099-12-31 | 0 | 586.383 | 1 | 1 | 1 | 0 | SC55816 | Panoche Valley Solar, LLC | 246.713 | Solar
| 663 | SC55822 | Longboat Solar, LLC | TORTLA_1_SOLAR | SCE | CA | San Bernardino | Barstow | Solar PV | Tracking - 20MW+ | Existing | 2016-11-01 | 2036-12-01 | 1 | 20 | 64.232 | 36.66% | CAISO | CAISO | CAISO | Solar | Kramer_Inyokern | 1 | 2099-12-31 | 0 | 64.232 | 1 | 1 | 1 | 0 | TORTLA_1_SOLAR | Longboat Solar, LLC | 20 | Solar | 20 | 2.8
| 664 | SC55823 | Algonquin SKIC 10 Solar, LLC | SKERN_6_SOLAR2 | SCE | CA | Kern | Westlands | Solar PV | Tracking - 20MW+ | Existing | 2016-09-15 | 2036-09-14 | 1 | 10 | 25.9735 | 29.65% | CAISO | CAISO | CAISO | Solar | Westlands | 1 | 2099-12-31 | 0 | 25.9735 | 1 | 1 | 1 | 0 | SKERN_6_SOLAR2 | Algonquin SKIC 10 Solar, LLC | 10 | Solar | 10 | 1.4
| 665 | SC55826 | Portal Ridge Solar B, LLC | GLDFGR_6_SOLAR1 | SCE | CA | Los Angeles | Tehachapi | Solar PV | Tracking - 20MW+ | Existing | 2016-10-31 | 2036-10-30 | 1 | 20 | 47.62 | 27.18% | CAISO | CAISO | CAISO | Solar | Tehachapi | 1 | 2099-12-31 | 0 | 47.62 | 1 | 1 | 1 | 0 | GLDFGR_6_SOLAR1 | Portal Ridge Solar B, LLC | 20 | Solar | 20 | 2.8
| 666 | SC55827 | Rio Bravo Solar I, LLC | PMPJCK_1_SOLAR2 | SCE | CA | Kern | Westlands | Solar PV | Tracking - 20MW+ | Existing | 2016-12-15 | 2036-12-14 | 1 | 20 | 55.7876 | 31.84% | CAISO | CAISO | CAISO | Solar | Westlands | 1 | 2099-12-31 | 0 | 55.7876 | 1 | 1 | 1 | 0 | PMPJCK_1_SOLAR2 | Rio Bravo Solar I, LLC | 20 | Solar | 20 | 2.8
| 667 | SC55828 | Rio Bravo Solar II, LLC | PMPJCK_1_RB2SLR | SCE | CA | Kern | Westlands | Solar PV | Tracking - 20MW+ | Existing | 2016-12-15 | 2036-12-14 | 1 | 20 | 55.7876 | 31.84% | CAISO | CAISO | CAISO | Solar | Westlands | 1 | 2099-12-31 | 0 | 55.7876 | 1 | 1 | 1 | 0 | PMPJCK_1_RB2SLR | Rio Bravo Solar II, LLC | 20 | Solar | 20 | 2.8
| 668 | SC55829 | Wildwood Solar II, LLC | WLDWD_1_SOLAR2 | SCE | CA | Kern | Westlands | Solar PV | Tracking - 20MW+ | Existing | 2016-12-15 | 2036-12-14 | 1 | 15 | 44.2657 | 33.69% | CAISO | CAISO | CAISO | Solar | Westlands | 1 | 2099-12-31 | 0 | 44.2657 | 1 | 1 | 1 | 0 | WLDWD_1_SOLAR2 | Wildwood Solar II, LLC | 15 | Solar | 15 | 2.1
| 669 | SC55831 | San Jacinto Solar 14.5, LLC |  | SCE | CA | Riverside | Riverside County (Partial) | Solar PV | Fixed Tilt - 20MW+ | New | 2016-12-01 | 2036-11-30 | 1 | 14.5 | 36.16 | 28.47% | CAISO | CAISO | CAISO | Solar | None | 0.84 | 2099-12-31 | 0 | 30.3744 | 1 | 1 | 1 | 0 | SC55831 | San Jacinto Solar 14.5, LLC | 14.5 | Solar
| 670 | SC55832 | San Jacinto Solar 5.5, LLC |  | SCE | CA | Riverside | Riverside County (Partial) | Solar PV | Fixed Tilt - 20MW+ | New | 2016-12-01 | 2036-11-30 | 1 | 5.5 | 13.72 | 28.48% | CAISO | CAISO | CAISO | Solar | None | 0.84 | 2099-12-31 | 0 | 11.5248 | 1 | 1 | 1 | 0 | SC55832 | San Jacinto Solar 5.5, LLC | 5.5 | Solar
| 671 | SC55833 | Jacumba Solar, LLC |  | SCE | CA | San Diego | San Diego South | Solar PV | Fixed Tilt - 20MW+ | New | 2016-12-01 | 2036-11-30 | 1 | 20 | 51.01 | 29.12% | CAISO | CAISO | CAISO | Solar | Greater_Imperial | 0.84 | 2099-12-31 | 0 | 42.8484 | 1 | 1 | 1 | 0 | SC55833 | Jacumba Solar, LLC | 20 | Solar
| 672 | SC55834 | RE Garland A, LLC | GARLND_2_GASLRA | SCE | CA | Kern | Tehachapi | Solar PV | Tracking - 20MW+ | Existing | 2016-09-15 | 2036-09-14 | 1 | 20 | 61.71 | 35.22% | CAISO | CAISO | CAISO | Solar | Tehachapi | 1 | 2099-12-31 | 1 | 61.71 | 1 | 1 | 1 | 0 | GARLND_2_GASLRA | RE Garland A, LLC | 20 | Solar | 20 | 2.8
| 673 | SC55835 | SR Solis Vestal Almond, LLC | CEDUCR_2_SOLAR1 | SCE | CA | Tulare | Westlands | Solar PV | Tracking - 20MW+ | Existing | 2016-12-01 | 2036-10-01 | 1 | 20 | 52.09 | 29.73% | CAISO | CAISO | CAISO | Solar | Westlands | 1 | 2099-12-31 | 0 | 52.09 | 1 | 1 | 1 | 0 | CEDUCR_2_SOLAR1 | SR Solis Vestal Almond, LLC | 20 | Solar | 20 | 0
| 674 | SC55836 | SR Solis Vestal Herder, LLC | CEDUCR_2_SOLAR2 | SCE | CA | Tulare | Westlands | Solar PV | Tracking - 20MW+ | Existing | 2016-12-01 | 2036-10-01 | 1 | 20 | 52.09 | 29.73% | CAISO | CAISO | CAISO | Solar | Westlands | 1 | 2099-12-31 | 0 | 52.09 | 1 | 1 | 1 | 0 | CEDUCR_2_SOLAR2 | SR Solis Vestal Herder, LLC | 20 | Solar | 20 | 0
| 675 | SC55837 | SR Solis Vestal Fireman, LLC | CEDUCR_2_SOLAR4 | SCE | CA | Tulare | Westlands | Solar PV | Tracking - 20MW+ | Existing | 2016-12-01 | 2036-10-01 | 1 | 20 | 52.09 | 29.73% | CAISO | CAISO | CAISO | Solar | Westlands | 1 | 2099-12-31 | 0 | 52.09 | 1 | 1 | 1 | 0 | CEDUCR_2_SOLAR4 | SR Solis Vestal Fireman, LLC | 20 | Solar | 20 | 0
| 676 | SC55838 | SR Solis Crown, LLC | CEDUCR_2_SOLAR3 | SCE | CA | Tulare | Westlands | Solar PV | Tracking - 20MW+ | Existing | 2016-12-01 | 2036-10-01 | 1 | 15 | 41.13 | 31.3% | CAISO | CAISO | CAISO | Solar | Westlands | 1 | 2099-12-31 | 0 | 41.13 | 1 | 1 | 1 | 0 | CEDUCR_2_SOLAR3 | SR Solis Crown, LLC | 15 | Solar | 15 | 0
| 677 | SC55840 | Joshua Tree Solar Farm, LLC |  | SCE | CA | San Bernardino | Twentynine Palms | Solar PV | Fixed Tilt - 20MW+ | New | 2016-12-01 | 2036-11-30 | 1 | 20 | 53.61 | 30.6% | CAISO | CAISO | CAISO | Solar | Southern_California_Desert | 0.84 | 2099-12-31 | 0 | 45.0324 | 1 | 1 | 1 | 0 | SC55840 | Joshua Tree Solar Farm, LLC | 20 | Solar
| 678 | SC55843 | FTS Project Owner 1, LLC (Summer North) | DELSUR_6_SOLAR1 | SCE | CA | Los Angeles | Tehachapi | Solar PV | Fixed Tilt - 20MW+ | Existing | 2014-12-19 | 2015-06-30 | 1 | 6.5 | 16.68 | 29.29% | CAISO | CAISO | CAISO | Solar | Tehachapi | 1 | 2099-12-31 | 1 | 16.68 | 1 | 1 | 1 | 0 | DELSUR_6_SOLAR1 | FTS Project Owner 1, LLC (Summer North) | 6.5 | Solar | 6.5 | 0.91
| 679 | SC55844 | SunE- Victorville |  | SCE | CA | San Bernardino | San Bernardino - Lucerne | Solar PV | Rooftop | New | 2016-12-05 | 2036-12-04 | 1 | 5 | 11.15 | 25.46% | CAISO | CAISO | CAISO | Solar | Kramer_Inyokern | 0.84 | 2099-12-31 | 0 | 9.366 | 1 | 1 | 1 | 0 | SC55844 | SunE- Victorville | 5 | Solar
| 680 | SC55845 | SunE- Elm Fontana |  | SCE | CA | San Bernardino | San Bernardino - Lucerne | Solar PV | Rooftop | New | 2016-12-05 | 2036-12-04 | 1 | 1.5 | 2.84 | 21.61% | CAISO | CAISO | CAISO | Solar | Kramer_Inyokern | 0.84 | 2099-12-31 | 0 | 2.3856 | 1 | 1 | 1 | 0 | SC55845 | SunE- Elm Fontana | 1.5 | Solar
| 681 | SC55846 | SunE- Cherry Fontana |  | SCE | CA | San Bernardino | San Bernardino - Lucerne | Solar PV | Rooftop | New | 2016-12-05 | 2036-12-04 | 1 | 0.8 | 1.66 | 23.69% | CAISO | CAISO | CAISO | Solar | Kramer_Inyokern | 0.84 | 2099-12-31 | 0 | 1.3944 | 1 | 1 | 1 | 0 | SC55846 | SunE- Cherry Fontana | 0.8 | Solar
| 682 | SC55847 | SunE- Fontana |  | SCE | CA | San Bernardino | San Bernardino - Lucerne | Solar PV | Rooftop | New | 2016-12-05 | 2036-12-04 | 1 | 0.9 | 1.82 | 23.08% | CAISO | CAISO | CAISO | Solar | Kramer_Inyokern | 0.84 | 2099-12-31 | 0 | 1.5288 | 1 | 1 | 1 | 0 | SC55847 | SunE- Fontana | 0.9 | Solar
| 683 | SC55848 | SunE- Jurupa Ontario |  | SCE | CA | San Bernardino | San Bernardino - Lucerne | Solar PV | Rooftop | New | 2016-12-05 | 2036-12-04 | 1 | 1.2 | 2.24 | 21.31% | CAISO | CAISO | CAISO | Solar | Kramer_Inyokern | 0.84 | 2099-12-31 | 0 | 1.8816 | 1 | 1 | 1 | 0 | SC55848 | SunE- Jurupa Ontario | 1.2 | Solar
| 684 | SC55855 | SunE- Santa Ana |  | SCE | CA | Orange | Orange County | Solar PV | Rooftop | New | 2016-12-05 | 2036-12-04 | 1 | 1.4 | 2.51 | 20.47% | CAISO | CAISO | CAISO | Solar | None | 0.84 | 2099-12-31 | 0 | 2.1084 | 1 | 1 | 1 | 0 | SC55855 | SunE- Santa Ana | 1.4 | Solar
| 685 | SC55856 | SunE- Cucamonga Ontario West |  | SCE | CA | San Bernardino | San Bernardino - Lucerne | Solar PV | Rooftop | New | 2016-12-05 | 2036-12-04 | 1 | 1.88 | 3.78 | 22.95% | CAISO | CAISO | CAISO | Solar | Kramer_Inyokern | 0.84 | 2099-12-31 | 0 | 3.1752 | 1 | 1 | 1 | 0 | SC55856 | SunE- Cucamonga Ontario West | 1.88 | Solar
| 686 | SC55859 | Boomer Solar 2 |  | SCE | CA | San Bernardino | San Bernardino - Lucerne | Solar PV | Rooftop | New | 2016-12-05 | 2036-12-04 | 1 | 1 | 2.08 | 23.74% | CAISO | CAISO | CAISO | Solar | Kramer_Inyokern | 0.84 | 2099-12-31 | 0 | 1.7472 | 1 | 1 | 1 | 0 | SC55859 | Boomer Solar 2 | 1 | Solar
| 687 | SC55860 | Boomer Solar 6 |  | SCE | CA | Los Angeles | Los Angeles County (Partial) | Solar PV | Rooftop | New | 2016-12-05 | 2036-12-04 | 1 | 0.88 | 1.69 | 21.92% | CAISO | CAISO | CAISO | Solar | None | 0.84 | 2099-12-31 | 0 | 1.4196 | 1 | 1 | 1 | 0 | SC55860 | Boomer Solar 6 | 0.88 | Solar
| 688 | SC55861 | Boomer Solar 7 |  | SCE | CA | Los Angeles | Los Angeles County (Partial) | Solar PV | Rooftop | New | 2016-12-05 | 2036-12-04 | 1 | 1.2 | 2.31 | 21.97% | CAISO | CAISO | CAISO | Solar | None | 0.84 | 2099-12-31 | 0 | 1.9404 | 1 | 1 | 1 | 0 | SC55861 | Boomer Solar 7 | 1.2 | Solar
| 689 | SC55865 | Boomer Solar 12 |  | SCE | CA | San Bernardino | San Bernardino - Lucerne | Solar PV | Rooftop | New | 2016-12-05 | 2036-12-04 | 1 | 0.7 | 1.36 | 22.18% | CAISO | CAISO | CAISO | Solar | Kramer_Inyokern | 0.84 | 2099-12-31 | 0 | 1.1424 | 1 | 1 | 1 | 0 | SC55865 | Boomer Solar 12 | 0.7 | Solar
| 690 | SC55867 | Boomer Solar 15 |  | SCE | CA | Los Angeles | Los Angeles County (Partial) | Solar PV | Rooftop | New | 2016-12-05 | 2036-12-04 | 1 | 0.9 | 1.77 | 22.45% | CAISO | CAISO | CAISO | Solar | None | 0.84 | 2099-12-31 | 0 | 1.4868 | 1 | 1 | 1 | 0 | SC55867 | Boomer Solar 15 | 0.9 | Solar
| 691 | SC55869 | Boomer Solar 17 |  | SCE | CA | Los Angeles | Los Angeles County (Partial) | Solar PV | Rooftop | New | 2016-12-05 | 2036-12-04 | 1 | 0.88 | 1.68 | 21.79% | CAISO | CAISO | CAISO | Solar | None | 0.84 | 2099-12-31 | 0 | 1.4112 | 1 | 1 | 1 | 0 | SC55869 | Boomer Solar 17 | 0.88 | Solar
| 692 | SC55870 | Boomer Solar 18 |  | SCE | CA | Los Angeles | Los Angeles County (Partial) | Solar PV | Rooftop | New | 2016-12-05 | 2036-12-04 | 1 | 1.76 | 3.39 | 21.99% | CAISO | CAISO | CAISO | Solar | None | 0.84 | 2099-12-31 | 0 | 2.8476 | 1 | 1 | 1 | 0 | SC55870 | Boomer Solar 18 | 1.76 | Solar
| 693 | SC55871 | Boomer Solar 22 |  | SCE | CA | Los Angeles | Los Angeles County (Partial) | Solar PV | Rooftop | New | 2016-12-05 | 2036-12-04 | 1 | 0.56 | 1.12 | 22.83% | CAISO | CAISO | CAISO | Solar | None | 0.84 | 2099-12-31 | 0 | 0.9408 | 1 | 1 | 1 | 0 | SC55871 | Boomer Solar 22 | 0.56 | Solar
| 694 | SC55872 | SunE- Quarry Corona |  | SCE | CA | Riverside | Riverside County (Partial) | Solar PV | Rooftop | New | 2016-12-05 | 2036-12-04 | 1 | 1.75 | 3.38 | 22.05% | CAISO | CAISO | CAISO | Solar | None | 0.84 | 2099-12-31 | 0 | 2.8392 | 1 | 1 | 1 | 0 | SC55872 | SunE- Quarry Corona | 1.75 | Solar
| 695 | SC55873 | SunE- Mission Pomona |  | SCE | CA | Los Angeles | Los Angeles County (Partial) | Solar PV | Rooftop | New | 2016-12-05 | 2099-12-31 | 1 | 3.5 | 6.98 | 22.77% | CAISO | CAISO | CAISO | Solar | None | 0.84 | 2099-12-31 | 0 | 5.8632 | 1 | 1 | 1 | 0 | SC55873 | SunE- Mission Pomona | 3.5 | Solar
| 696 | SC55874 | Golden Springs Building F | DELAMO_2_SOLAR4 | SCE | CA | Los Angeles | Los Angeles County (Partial) | Solar PV | Rooftop | Existing | 2016-11-10 | 2099-12-31 | 1 | 1.32 | 2.77 | 23.96% | CAISO | CAISO | CAISO | Solar | None | 1 | 2099-12-31 | 0 | 2.77 | 1 | 1 | 1 | 0 | DELAMO_2_SOLAR4 | Golden Springs Building F | 1.32 | Solar | 1.3 | 0.18
| 697 | SC55875 | Golden Springs Building G | DELAMO_2_SOLAR3 | SCE | CA | Los Angeles | Los Angeles County (Partial) | Solar PV | Rooftop | Existing | 2016-11-10 | 2036-11-09 | 1 | 1.248 | 2.59 | 23.69% | CAISO | CAISO | CAISO | Solar | None | 1 | 2099-12-31 | 0 | 2.59 | 1 | 1 | 1 | 0 | DELAMO_2_SOLAR3 | Golden Springs Building G | 1.248 | Solar | 1.25 | 0.18
| 698 | SC55876 | Golden Springs Building L | DELAMO_2_SOLAR5 | SCE | CA | Los Angeles | Los Angeles County (Partial) | Solar PV | Rooftop | Existing | 2016-11-10 | 2036-11-09 | 1 | 1 | 1.84 | 21% | CAISO | CAISO | CAISO | Solar | None | 1 | 2099-12-31 | 0 | 1.84 | 1 | 1 | 1 | 0 | DELAMO_2_SOLAR5 | Golden Springs Building L | 1 | Solar | 1 | 0.14
| 699 | SC55877 | Freeway Springs | DELAMO_2_SOLAR6 | SCE | CA | Los Angeles | Los Angeles County (Partial) | Solar PV | Rooftop | Existing | 2016-11-10 | 2036-11-09 | 1 | 2 | 4.39 | 25.06% | CAISO | CAISO | CAISO | Solar | None | 1 | 2099-12-31 | 0 | 4.39 | 1 | 1 | 1 | 0 | DELAMO_2_SOLAR6 | Freeway Springs | 2 | Solar | 2 | 0.28
| 700 | SC55878 | Dulles | ETIWND_2_SOLAR5 | SCE | CA | Riverside | Riverside County (Partial) | Solar PV | Tracking - 20MW+ | Existing | 2016-10-07 | 2036-10-06 | 1 | 2 | 3.82 | 21.8% | CAISO | CAISO | CAISO | Solar | None | 1 | 2099-12-31 | 0 | 3.82 | 1 | 1 | 1 | 0 | ETIWND_2_SOLAR5 | Dulles | 2 | Solar | 2 | 0
| 701 | SC65005 | Sunray Energy, Inc. | SEGS_1_SEGS2 | SCE | CA | San Bernardino | Victorville | Solar Thermal | No Storage | Existing | 1984-11-02 | 2015-12-31 | 1 | 13.8 | 6.685 | 5.53% | CAISO | CAISO | CAISO | Solar | Kramer_Inyokern | 1 | 2099-12-31 | 0 | 6.685 | 1 | 1 | 1 | 0 | SEGS_1_SEGS2 | Sunray Energy, Inc. | 13.8 | Solar
| 702 | SC65017 | Luz Solar Partners Ltd. III | KRAMER_1_SEGSR3 | SCE | CA | San Bernardino | Kramer | Solar Thermal | No Storage | Existing | 1986-12-18 | 2017-01-25 | 0 | 35 | 62.58 | 20.41% | CAISO | CAISO | CAISO | Solar | Kramer_Inyokern | 1 | 2017-01-25 | 0 | 62.58 | 0 | 1 | 0 | 0
| 703 | SC65018 | Luz Solar Partners Ltd. IV | KRAMER_1_SEGSR4 | SCE | CA | San Bernardino | Kramer | Solar Thermal | No Storage | Existing | 1986-12-23 | 2017-01-29 | 0 | 35 | 63.63 | 20.75% | CAISO | CAISO | CAISO | Solar | Kramer_Inyokern | 1 | 2017-01-29 | 0 | 63.63 | 0 | 1 | 0 | 0
| 704 | SC65019 | Luz Solar Partners Ltd. V | KRAMER_1_SEGS37 | SCE | CA | San Bernardino | Kramer | Solar Thermal | No Storage | Existing | 1987-09-29 | 2017-12-31 | 0 | 35 | 62.88 | 20.51% | CAISO | CAISO | CAISO | Solar | Kramer_Inyokern | 1 | 2017-12-31 | 1 | 62.88 | 0 | 1 | 0 | 0
| 705 | SC65020 | Luz Solar Partners Ltd. VI | KRAMER_1_SEGS37 | SCE | CA | San Bernardino | Kramer | Solar Thermal | No Storage | Existing | 1988-12-25 | 2019-02-20 | 1 | 35 | 58.98 | 19.24% | CAISO | CAISO | CAISO | Solar | Kramer_Inyokern | 1 | 2099-12-31 | 1 | 58.98 | 1 | 1 | 1 | 0 | KRAMER_1_SEGS37 | Luz Solar Partners Ltd. VI | 35 | Solar
| 706 | SC65021 | Luz Solar Partners Ltd. VII | KRAMER_1_SEGS37 | SCE | CA | San Bernardino | Kramer | Solar Thermal | No Storage | Existing | 1988-12-29 | 2019-03-01 | 1 | 35 | 54.73 | 17.85% | CAISO | CAISO | CAISO | Solar | Kramer_Inyokern | 1 | 2099-12-31 | 1 | 54.73 | 1 | 1 | 1 | 0 | KRAMER_1_SEGS37 | Luz Solar Partners Ltd. VII | 35 | Solar
| 707 | SC65050 | Luz Solar Partners Ltd. VIII | KRAMER_2_SEGS89 | SCE | CA | San Bernardino | Kramer | Solar Thermal | No Storage | Existing | 1989-12-29 | 2020-05-29 | 1 | 80 | 158.88 | 22.67% | CAISO | CAISO | CAISO | Solar | Kramer_Inyokern | 1 | 2099-12-31 | 1 | 158.88 | 1 | 1 | 1 | 0 | KRAMER_2_SEGS89 | Luz Solar Partners Ltd. VIII | 80 | Solar | 160 | 22.4
| 708 | SC65051 | Luz Solar Partners Ltd. IX | KRAMER_2_SEGS89 | SCE | CA | San Bernardino | Kramer | Solar Thermal | No Storage | Existing | 1990-10-11 | 2021-04-17 | 1 | 80 | 170.04 | 24.26% | CAISO | CAISO | CAISO | Solar | Kramer_Inyokern | 1 | 2099-12-31 | 1 | 170.04 | 1 | 1 | 1 | 0 | KRAMER_2_SEGS89 | Luz Solar Partners Ltd. IX | 80 | Solar | 160 | 22.4
| 709 | SC65208 | Solar Partners I, LLC (Ivanpah) | IVANPA_1_UNIT2 | SCE | CA | San Bernardino | Mountain Pass | Solar Thermal | No Storage | Existing | 2014-01-31 | 2034-02-01 | 1 | 128 | 335.15 | 29.89% | CAISO | CAISO | CAISO | Solar | Mountain_Pass_El_Dorado | 1 | 2099-12-31 | 1 | 335.15 | 1 | 1 | 1 | 0 | IVANPA_1_UNIT2 | Solar Partners I, LLC (Ivanpah) | 128 | Solar | 133 | 18.62
| 710 | SC76004 | FPL Energy Cabazon Wind, LLC | TRNSWD_1_QF | SCE | CA | Riverside | Palm Springs | Wind |  | Existing | 1984-12-03 | 2014-12-21 | 0 | 40 | 81.45 | 23.24% | CAISO | CAISO | CAISO | Wind | Riverside_East_Palm_Springs | 1 | 2014-12-21 | 1 | 81.45 | 0 | 1 | 0 | 0
| 711 | SC76012 | ON Wind Energy LLC | ANTLPE_2_QF | SCE | CA | Kern | Tehachapi | Wind |  | Existing | 1982-12-28 | 2017-04-18 | 1 | 2.4 | 0.96 | 4.566% | CAISO | CAISO | CAISO | Wind | Tehachapi | 1 | 2099-12-31 | 1 | 0.96 | 1 | 1 | 1 | 0 | ANTLPE_2_QF | ON Wind Energy LLC | 2.4 | Wind | 26 | 0.6
| 712 | SC76024 | Ridgetop Energy, LLC (I) | ENWIND_2_WIND2 | SCE | CA | Kern | Tehachapi | Wind |  | Existing | 1983-12-31 | 2015-03-24 | 1 | 65 | 145.32 | 25.52% | CAISO | CAISO | CAISO | Wind | Tehachapi | 1 | 2099-12-31 | 1 | 145.32 | 1 | 1 | 1 | 0 | ENWIND_2_WIND2 | Ridgetop Energy, LLC (I) | 65 | Wind | 38.24 | 5.74
| 713 | SC76031 | EUI Management PH Inc. | DEVERS_1_QF | SCE | CA | Riverside | Palm Springs | Wind |  | Existing | 1985-12-31 | 2016-03-31 | 1 | 25.535 | 47.39 | 21.19% | CAISO | CAISO | CAISO | Wind | Riverside_East_Palm_Springs | 1 | 2099-12-31 | 1 | 47.39 | 1 | 1 | 1 | 0 | DEVERS_1_QF | EUI Management PH Inc. | 25.535 | Wind | 44.8 | 1.2
| 714 | SC76037 | Tehachapi Power Purchase Contract Trust | ANTLPE_2_QF | SCE | CA | Kern | Tehachapi | Wind |  | Existing | 1986-12-15 | 2016-12-14 | 1 | 56 | 109.23 | 22.27% | CAISO | CAISO | CAISO | Wind | Tehachapi | 1 | 2099-12-31 | 1 | 109.23 | 1 | 1 | 1 | 0 | ANTLPE_2_QF | Tehachapi Power Purchase Contract Trust | 56 | Wind | 26 | 0.6
| 715 | SC76040 | Wind Stream Operations, LLC (VG # 2) | NZWIND_6_WDSTR2 | SCE | CA | Kern | Tehachapi | Wind |  | Existing | 1984-09-01 | 2014-08-31 | 1 | 6.925 | 10.84 | 17.87% | CAISO | CAISO | CAISO | Wind | Tehachapi | 1 | 2099-12-31 | 1 | 10.84 | 1 | 1 | 1 | 0 | NZWIND_6_WDSTR2 | Wind Stream Operations, LLC (VG # 2) | 6.925 | Wind | 4.07 | 0.61
| 716 | SC76041 | Wind Stream Operations, LLC (VG # 3) | NZWIND_6_WDSTR3 | SCE | CA | Kern | Tehachapi | Wind |  | Existing | 1984-12-01 | 2014-12-08 | 1 | 6.015 | 9.35 | 17.74% | CAISO | CAISO | CAISO | Wind | Tehachapi | 1 | 2099-12-31 | 1 | 9.35 | 1 | 1 | 1 | 0 | NZWIND_6_WDSTR3 | Wind Stream Operations, LLC (VG # 3) | 6.015 | Wind | 3.86 | 0.58
| 717 | SC76042 | Wind Stream Operations, LLC (VG # 4) | NZWIND_6_WDSTR4 | SCE | CA | Kern | Tehachapi | Wind |  | Existing | 1985-10-17 | 2015-10-24 | 1 | 6.77 | 8.94 | 15.07% | CAISO | CAISO | CAISO | Wind | Tehachapi | 1 | 2099-12-31 | 1 | 8.94 | 1 | 1 | 1 | 0 | NZWIND_6_WDSTR4 | Wind Stream Operations, LLC (VG # 4) | 6.77 | Wind | 6.77 | 1.02
| 718 | SC76043 | AES Tehachapi Wind, LLC 85-A | VINCNT_2_QF | SCE | CA | Kern | Tehachapi | Wind |  | Existing | 1985-11-13 | 2016-01-13 | 1 | 17 | 20.46 | 13.74% | CAISO | CAISO | CAISO | Wind | Tehachapi | 1 | 2099-12-31 | 1 | 20.46 | 1 | 1 | 1 | 0 | VINCNT_2_QF | AES Tehachapi Wind, LLC 85-A | 17 | Wind | 207 | 31.05
| 719 | SC76044 | AES Tehachapi Wind, LLC 85-B | VINCNT_2_QF | SCE | CA | Kern | Tehachapi | Wind |  | Existing | 1985-11-13 | 2016-01-13 | 1 | 22.5 | 27.65 | 14.03% | CAISO | CAISO | CAISO | Wind | Tehachapi | 1 | 2099-12-31 | 1 | 27.65 | 1 | 1 | 1 | 0 | VINCNT_2_QF | AES Tehachapi Wind, LLC 85-B | 22.5 | Wind | 207 | 31.05
| 720 | SC76051 | Section 20 Trust |  | SCE | CA | Riverside | Palm Springs | Wind |  | Existing | 1985-01-10 | 2015-01-09 | 1 | 13.51 | 40.11 | 33.89% | CAISO | CAISO | CAISO | Wind | Riverside_East_Palm_Springs | 1 | 2099-12-31 | 0 | 40.11 | 1 | 1 | 1 | 0 | SC76051 | Section 20 Trust | 13.51 | Wind
| 721 | SC76052 | NAWP Inc. (East Winds Proj) | GARNET_2_WIND5 | SCE | CA | Riverside | Palm Springs | Wind |  | Existing | 1985-01-07 | 2015-01-06 | 0 | 4.165 | 8.06 | 22.09% | CAISO | CAISO | CAISO | Wind | Riverside_East_Palm_Springs | 1 | 2015-01-06 | 1 | 8.06 | 0 | 1 | 0 | 0
| 722 | SC76053 | Difwind Farms Limited V | DEVERS_1_QF | SCE | CA | Riverside | Palm Springs | Wind |  | Existing | 1986-10-15 | 2016-10-14 | 1 | 7.9 | 14.46 | 20.89% | CAISO | CAISO | CAISO | Wind | Riverside_East_Palm_Springs | 1 | 2099-12-31 | 1 | 14.46 | 1 | 1 | 1 | 0 | DEVERS_1_QF | Difwind Farms Limited V | 7.9 | Wind | 44.8 | 1.2
| 723 | SC76055 | Coram Energy, LLC | MIDWD_2_WIND2 | SCE | CA | Kern | Tehachapi | Wind |  | Existing | 1985-12-06 | 2015-12-05 | 1 | 3 | 11.36 | 43.23% | CAISO | CAISO | CAISO | Wind | Tehachapi | 1 | 2099-12-31 | 1 | 11.36 | 1 | 1 | 1 | 0 | MIDWD_2_WIND2 | Coram Energy, LLC | 3 | Wind | 3 | 0.45
| 724 | SC76056 | Edom Hills Project 1, LLC | CAPWD_1_QF | SCE | CA | Riverside | Palm Springs | Wind |  | Existing | 1985-03-15 | 2015-03-14 | 0 | 20 | 43.93 | 25.07% | CAISO | CAISO | CAISO | Wind | Riverside_East_Palm_Springs | 1 | 2015-03-14 | 1 | 43.93 | 0 | 1 | 0 | 0
| 725 | SC76057 | Cameron Ridge LLC (III) | ENWIND_2_WIND1 | SCE | CA | Kern | Tehachapi | Wind |  | Existing | 1984-11-17 | 2014-11-16 | 1 | 47.12 | 137.69 | 33.36% | CAISO | CAISO | CAISO | Wind | Tehachapi | 1 | 2099-12-31 | 1 | 137.69 | 1 | 1 | 1 | 0 | ENWIND_2_WIND1 | Cameron Ridge LLC (III) | 47.12 | Wind | 47.1 | 7.07
| 726 | SC76058 | San Gorgonio Westwinds II, LLC | GARNET_2_WIND4 | SCE | CA | Riverside | Palm Springs | Wind |  | Existing | 1985-11-24 | 2015-11-23 | 0 | 10 | 28.77 | 32.84% | CAISO | CAISO | CAISO | Wind | Riverside_East_Palm_Springs | 1 | 2015-11-23 | 1 | 28.77 | 0 | 1 | 0 | 0
| 727 | SC76061 | Western Wind Energy Corp (Windridge) |  | SCE | CA | Kern | Tehachapi | Wind |  | Existing | 1985-06-01 | 2015-05-31 | 1 | 4.5 | 1.38 | 3.501% | CAISO | CAISO | CAISO | Wind | Tehachapi | 1 | 2099-12-31 | 0 | 1.38 | 1 | 1 | 1 | 0 | SC76061 | Western Wind Energy Corp (Windridge) | 4.5 | Wind
| 728 | SC76062 | Energy Development & Construction Corp Corporation | GARNET_2_WIND2 | SCE | CA | Riverside | Palm Springs | Wind |  | Existing | 1985-01-31 | 2015-07-31 | 0 | 11.655 | 34.75 | 34.04% | CAISO | CAISO | CAISO | Wind | Riverside_East_Palm_Springs | 1 | 2015-07-31 | 1 | 34.75 | 0 | 1 | 0 | 0
| 729 | SC76063 | Desert Winds I PPC Trust | VINCNT_2_QF | SCE | CA | Kern | Tehachapi | Wind |  | Existing | 1989-11-01 | 2019-10-31 | 1 | 48 | 76.28 | 18.14% | CAISO | CAISO | CAISO | Wind | Tehachapi | 1 | 2099-12-31 | 1 | 76.28 | 1 | 1 | 1 | 0 | VINCNT_2_QF | Desert Winds I PPC Trust | 48 | Wind | 207 | 31.05
| 730 | SC76065 | Sky River Patnership (Wilderness I) | JAWBNE_2_SRWND | SCE | CA | Kern | Tehachapi | Wind |  | Existing | 1991-07-22 | 2021-07-21 | 1 | 36.775 | 81.71 | 25.36% | CAISO | CAISO | CAISO | Wind | Tehachapi | 1 | 2099-12-31 | 1 | 81.71 | 1 | 1 | 1 | 0 | JAWBNE_2_SRWND | Sky River Patnership (Wilderness I) | 36.775 | Wind | 77 | 11.55
| 731 | SC76066 | Sky River Partnership (Wilderness II) | JAWBNE_2_SRWND | SCE | CA | Kern | Tehachapi | Wind |  | Existing | 1991-05-31 | 2021-05-30 | 1 | 19.8 | 43.4 | 25.02% | CAISO | CAISO | CAISO | Wind | Tehachapi | 1 | 2099-12-31 | 1 | 43.4 | 1 | 1 | 1 | 0 | JAWBNE_2_SRWND | Sky River Partnership (Wilderness II) | 19.8 | Wind | 77 | 11.55
| 732 | SC76067 | Sky River Partnership (Wilderness III) | JAWBNE_2_SRWND | SCE | CA | Kern | Tehachapi | Wind |  | Existing | 1991-02-14 | 2021-02-13 | 1 | 20.925 | 44.13 | 24.07% | CAISO | CAISO | CAISO | Wind | Tehachapi | 1 | 2099-12-31 | 1 | 44.13 | 1 | 1 | 1 | 0 | JAWBNE_2_SRWND | Sky River Partnership (Wilderness III) | 20.925 | Wind | 77 | 11.55
| 733 | SC76087 | Section 16-29 Trust (Altech III) | DEVERS_1_QF | SCE | CA | Riverside | Palm Springs | Wind |  | Existing | 1985-12-18 | 2015-12-17 | 1 | 32.874 | 76.95 | 26.72% | CAISO | CAISO | CAISO | Wind | Riverside_East_Palm_Springs | 1 | 2099-12-31 | 1 | 76.95 | 1 | 1 | 1 | 0 | DEVERS_1_QF | Section 16-29 Trust (Altech III) | 32.874 | Wind | 44.8 | 1.2
| 734 | SC76088 | Difwind Partners | ALTWD_1_QF | SCE | CA | Riverside | Palm Springs | Wind |  | Existing | 1985-12-18 | 2015-12-17 | 1 | 15.063 | 27.14 | 20.57% | CAISO | CAISO | CAISO | Wind | Riverside_East_Palm_Springs | 1 | 2099-12-31 | 1 | 27.14 | 1 | 1 | 1 | 0 | ALTWD_1_QF | Difwind Partners | 15.063 | Wind |  | 4.33
| 735 | SC76089 | CTV Power Purchase Contract Trust | ANTLPE_2_QF | SCE | CA | Kern | Tehachapi | Wind |  | Existing | 1986-04-22 | 2016-04-21 | 1 | 14 | 30.88 | 25.18% | CAISO | CAISO | CAISO | Wind | Tehachapi | 1 | 2099-12-31 | 1 | 30.88 | 1 | 1 | 1 | 0 | ANTLPE_2_QF | CTV Power Purchase Contract Trust | 14 | Wind | 26 | 0.6
| 736 | SC76090 | Alta Mesa Pwr. Purch. Contract Trust |  | SCE | CA | Riverside | Palm Springs | Wind |  | Existing | 1988-12-31 | 2018-12-30 | 1 | 27 | 62.9 | 26.59% | CAISO | CAISO | CAISO | Wind | Riverside_East_Palm_Springs | 1 | 2099-12-31 | 0 | 62.9 | 1 | 1 | 1 | 0 | SC76090 | Alta Mesa Pwr. Purch. Contract Trust | 27 | Wind
| 737 | SC76091 | Cameron Ridge LLC (IV) |  | SCE | CA | Kern | Tehachapi | Wind |  | Existing | 1985-12-31 | 2015-12-30 | 0 | 12.76 | 36.66 | 32.8% | CAISO | CAISO | CAISO | Wind | Tehachapi | 1 | 2015-12-30 | 0 | 36.66 | 0 | 1 | 0 | 0
| 738 | SC76092 | Ridgetop Energy, LLC (II) | ANTLPE_2_QF | SCE | CA | Kern | Tehachapi | Wind |  | Existing | 1988-01-01 | 2018-09-11 | 1 | 28 | 80.65 | 32.88% | CAISO | CAISO | CAISO | Wind | Tehachapi | 1 | 2099-12-31 | 1 | 80.65 | 1 | 1 | 1 | 0 | ANTLPE_2_QF | Ridgetop Energy, LLC (II) | 28 | Wind | 26 | 0.6
| 739 | SC76094 | Section 22 Trust (San Jacinto) | DEVERS_1_QF | SCE | CA | Riverside | Palm Springs | Wind |  | Existing | 1985-12-01 | 2015-11-30 | 1 | 18.95 | 42.18 | 25.41% | CAISO | CAISO | CAISO | Wind | Riverside_East_Palm_Springs | 1 | 2099-12-31 | 1 | 42.18 | 1 | 1 | 1 | 0 | DEVERS_1_QF | Section 22 Trust (San Jacinto) | 18.95 | Wind | 44.8 | 1.2
| 740 | SC76095 | Dutch Energy | DEVERS_1_QF | SCE | CA | Riverside | Palm Springs | Wind |  | Existing | 1990-04-13 | 2020-04-12 | 1 | 8 | 20.55 | 29.32% | CAISO | CAISO | CAISO | Wind | Riverside_East_Palm_Springs | 1 | 2099-12-31 | 1 | 20.55 | 1 | 1 | 1 | 0 | DEVERS_1_QF | Dutch Energy | 8 | Wind | 44.8 | 1.2
| 741 | SC76096 | Westwind Trust | DEVERS_1_QF | SCE | CA | Riverside | Palm Springs | Wind |  | Existing | 1985-12-31 | 2016-12-31 | 1 | 22.5 | 25.24 | 12.81% | CAISO | CAISO | CAISO | Wind | Riverside_East_Palm_Springs | 1 | 2099-12-31 | 1 | 25.24 | 1 | 1 | 1 | 0 | DEVERS_1_QF | Westwind Trust | 22.5 | Wind | 44.8 | 1.2
| 742 | SC76097 | Windland Inc. (Boxcar II) | MIDWD_2_WIND1 | SCE | CA | Kern | Tehachapi | Wind |  | Existing | 1985-12-27 | 2014-05-01 | 0 | 8 | 19.91 | 28.41% | CAISO | CAISO | CAISO | Wind | Tehachapi | 1 | 2014-05-01 | 1 | 19.91 | 0 | 1 | 0 | 0
| 743 | SC76102 | Victory Garden Phase IV Partner - 6102 | VINCNT_2_QF | SCE | CA | Kern | Tehachapi | Wind |  | Existing | 1990-03-17 | 2020-03-16 | 1 | 6.975 | 16.4 | 26.84% | CAISO | CAISO | CAISO | Wind | Tehachapi | 1 | 2099-12-31 | 1 | 16.4 | 1 | 1 | 1 | 0 | VINCNT_2_QF | Victory Garden Phase IV Partner - 6102 | 6.975 | Wind | 207 | 31.05
| 744 | SC76103 | Victory Garden Phase IV Partner - 6103 | VINCNT_2_QF | SCE | CA | Kern | Tehachapi | Wind |  | Existing | 1990-01-02 | 2020-01-01 | 1 | 6.975 | 12.81 | 20.97% | CAISO | CAISO | CAISO | Wind | Tehachapi | 1 | 2099-12-31 | 1 | 12.81 | 1 | 1 | 1 | 0 | VINCNT_2_QF | Victory Garden Phase IV Partner - 6103 | 6.975 | Wind | 207 | 31.05
| 745 | SC76104 | Victory Garden Phase IV Partner - 6104 | VINCNT_2_QF | SCE | CA | Kern | Tehachapi | Wind |  | Existing | 1990-04-11 | 2020-04-10 | 1 | 6.975 | 15.54 | 25.43% | CAISO | CAISO | CAISO | Wind | Tehachapi | 1 | 2099-12-31 | 1 | 15.54 | 1 | 1 | 1 | 0 | VINCNT_2_QF | Victory Garden Phase IV Partner - 6104 | 6.975 | Wind | 207 | 31.05
| 746 | SC76105 | Terra-Gen 251 Wind, LLC (Monolith X) | VINCNT_2_QF | SCE | CA | Kern | Tehachapi | Wind |  | Existing | 1987-06-10 | 2017-06-09 | 1 | 5.31 | 9.82 | 21.11% | CAISO | CAISO | CAISO | Wind | Tehachapi | 1 | 2099-12-31 | 1 | 9.82 | 1 | 1 | 1 | 0 | VINCNT_2_QF | Terra-Gen 251 Wind, LLC (Monolith X) | 5.31 | Wind | 207 | 31.05
| 747 | SC76106 | Terra-Gen 251 Wind, LLC (Monolith XI) | VINCNT_2_QF | SCE | CA | Kern | Tehachapi | Wind |  | Existing | 1987-06-30 | 2017-06-29 | 1 | 4.99 | 8.21 | 18.78% | CAISO | CAISO | CAISO | Wind | Tehachapi | 1 | 2099-12-31 | 1 | 8.21 | 1 | 1 | 1 | 0 | VINCNT_2_QF | Terra-Gen 251 Wind, LLC (Monolith XI) | 4.99 | Wind | 207 | 31.05
| 748 | SC76107 | Terra-Gen 251 Wind, LLC (Monolith XII) | VINCNT_2_QF | SCE | CA | Kern | Tehachapi | Wind |  | Existing | 1987-07-09 | 2017-07-08 | 1 | 6.72 | 10.15 | 17.24% | CAISO | CAISO | CAISO | Wind | Tehachapi | 1 | 2099-12-31 | 1 | 10.15 | 1 | 1 | 1 | 0 | VINCNT_2_QF | Terra-Gen 251 Wind, LLC (Monolith XII) | 6.72 | Wind | 207 | 31.05
| 749 | SC76108 | Terra-Gen 251 Wind, LLC (Monolith XIII) | VINCNT_2_QF | SCE | CA | Kern | Tehachapi | Wind |  | Existing | 1987-06-30 | 2017-06-29 | 1 | 5.67 | 7.66 | 15.42% | CAISO | CAISO | CAISO | Wind | Tehachapi | 1 | 2099-12-31 | 1 | 7.66 | 1 | 1 | 1 | 0 | VINCNT_2_QF | Terra-Gen 251 Wind, LLC (Monolith XIII) | 5.67 | Wind | 207 | 31.05
| 750 | SC76111 | Wind Stream Operations, LLC (Northwind) | ANTLPE_2_QF | SCE | CA | Kern | Tehachapi | Wind |  | Existing | 1986-01-24 | 2016-01-24 | 1 | 6.445 | 8.65 | 15.32% | CAISO | CAISO | CAISO | Wind | Tehachapi | 1 | 2099-12-31 | 1 | 8.65 | 1 | 1 | 1 | 0 | ANTLPE_2_QF | Wind Stream Operations, LLC (Northwind) | 6.445 | Wind | 26 | 0.6
| 751 | SC76112 | SA | DEVERS_1_QF | SCE | CA | Riverside | Palm Springs | Wind |  | Existing | 1985-12-01 | 2016-03-31 | 1 | 19.265 | 36.31 | 21.52% | CAISO | CAISO | CAISO | Wind | Riverside_East_Palm_Springs | 1 | 2099-12-31 | 1 | 36.31 | 1 | 1 | 1 | 0 | DEVERS_1_QF | SA | 19.265 | Wind | 44.8 | 1.2
| 752 | SC76113 | Desert Winds II Pwr Purch Trst | VINCNT_2_QF | SCE | CA | Kern | Tehachapi | Wind |  | Existing | 1990-08-17 | 2020-08-16 | 1 | 75 | 201.9 | 30.73% | CAISO | CAISO | CAISO | Wind | Tehachapi | 1 | 2099-12-31 | 1 | 201.9 | 1 | 1 | 1 | 0 | VINCNT_2_QF | Desert Winds II Pwr Purch Trst | 75 | Wind | 207 | 31.05
| 753 | SC76114 | Desert Wind III PPC Trust | VINCNT_2_QF | SCE | CA | Kern | Tehachapi | Wind |  | Existing | 1989-11-01 | 2019-10-31 | 1 | 40.5 | 74.46 | 20.99% | CAISO | CAISO | CAISO | Wind | Tehachapi | 1 | 2099-12-31 | 1 | 74.46 | 1 | 1 | 1 | 0 | VINCNT_2_QF | Desert Wind III PPC Trust | 40.5 | Wind | 207 | 31.05
| 754 | SC76213 | BNY Western Trust Company |  | SCE | CA | Riverside | Palm Springs | Wind |  | Existing | 1986-12-22 | 2016-12-21 | 1 | 5.93 | 29.73 | 57.23% | CAISO | CAISO | CAISO | Wind | Riverside_East_Palm_Springs | 1 | 2099-12-31 | 0 | 29.73 | 1 | 1 | 1 | 0 | SC76213 | BNY Western Trust Company | 5.93 | Wind
| 755 | SC76234 | Oak Creek Energy Systems Inc. | ANTLPE_2_QF | SCE | CA | Kern | Tehachapi | Wind |  | Existing | 1986-02-10 | 2016-02-09 | 1 | 27.9 | 72.76 | 29.77% | CAISO | CAISO | CAISO | Wind | Tehachapi | 1 | 2099-12-31 | 1 | 72.76 | 1 | 1 | 1 | 0 | ANTLPE_2_QF | Oak Creek Energy Systems Inc. | 27.9 | Wind | 26 | 0.6
| 756 | SC76304 | Mountain View Power Partners IV, LLC | BLAST_1_WIND | SCE | CA | Riverside | Palm Springs | Wind |  | Existing | 2012-02-23 | 2032-08-30 | 1 | 49 | 165 | 38.44% | CAISO | CAISO | CAISO | Wind | Riverside_East_Palm_Springs | 1 | 2099-12-31 | 1 | 165 | 1 | 1 | 1 | 0 | BLAST_1_WIND | Mountain View Power Partners IV, LLC | 49 | Wind | 49 | 7.35
| 757 | SC76305 | Dillon Wind LLC (A&R) | TIFFNY_1_DILLON | SCE | CA | Riverside | Palm Springs | Wind |  | Existing | 2008-03-15 | 2028-09-30 | 1 | 45 | 137.97 | 35% | CAISO | CAISO | CAISO | Wind | Riverside_East_Palm_Springs | 1 | 2099-12-31 | 1 | 137.97 | 1 | 1 | 1 | 0 | TIFFNY_1_DILLON | Dillon Wind LLC (A&R) | 45 | Wind | 45 | 6.75
| 758 | SC76307 | Windstar Energy, LLC | WNDSTR_2_WIND | SCE | CA | Kern | Tehachapi | Wind |  | Existing | 2012-01-27 | 2033-01-31 | 1 | 120 | 281.7216 | 26.8% | CAISO | CAISO | CAISO | Wind | Tehachapi | 1 | 2099-12-31 | 1 | 281.7216 | 1 | 1 | 1 | 0 | WNDSTR_2_WIND | Windstar Energy, LLC | 120 | Wind | 60 | 18
| 759 | SC76314 | Alta Windpower I | ALTA4A_2_CPCW1 | SCE | CA | Kern | Tehachapi | Wind |  | Existing | 2010-11-01 | 2035-12-31 | 1 | 150 | 395.6938 | 30.11% | CAISO | CAISO | CAISO | Wind | Tehachapi | 1 | 2099-12-31 | 1 | 395.6938 | 1 | 1 | 1 | 0 | ALTA4A_2_CPCW1 | Alta Windpower I | 150 | Wind | 150 | 22.5
| 760 | SC76315 | Alta Windpower II | ALTA4B_2_CPCW2 | SCE | CA | Kern | Tehachapi | Wind |  | Existing | 2010-11-01 | 2035-12-31 | 1 | 150 | 336.1938 | 25.59% | CAISO | CAISO | CAISO | Wind | Tehachapi | 1 | 2099-12-31 | 1 | 336.1938 | 1 | 1 | 1 | 0 | ALTA4B_2_CPCW2 | Alta Windpower II | 150 | Wind | 150 | 22.5
| 761 | SC76316 | Alta Windpower III | ALTA4B_2_CPCW3 | SCE | CA | Kern | Tehachapi | Wind |  | Existing | 2010-12-22 | 2035-12-31 | 1 | 150 | 369.9268 | 28.15% | CAISO | CAISO | CAISO | Wind | Tehachapi | 1 | 2099-12-31 | 1 | 369.9268 | 1 | 1 | 1 | 0 | ALTA4B_2_CPCW3 | Alta Windpower III | 150 | Wind | 150 | 22.5
| 762 | SC76317 | Alta Windpower IV | ALTA3A_2_CPCE4 | SCE | CA | Kern | Tehachapi | Wind |  | Existing | 2011-02-23 | 2035-12-31 | 1 | 102 | 239.9 | 26.85% | CAISO | CAISO | CAISO | Wind | Tehachapi | 1 | 2099-12-31 | 1 | 239.9 | 1 | 1 | 1 | 0 | ALTA3A_2_CPCE4 | Alta Windpower IV | 102 | Wind | 102 | 15.3
| 763 | SC76318 | Alta Windpower V | ALTA3A_2_CPCE5 | SCE | CA | Kern | Tehachapi | Wind |  | Existing | 2011-03-11 | 2035-12-31 | 1 | 168 | 394.4102 | 26.8% | CAISO | CAISO | CAISO | Wind | Tehachapi | 1 | 2099-12-31 | 1 | 394.4102 | 1 | 1 | 1 | 0 | ALTA3A_2_CPCE5 | Alta Windpower V | 168 | Wind | 168 | 25.2
| 764 | SC76319 | Mustang Hills, LLC | ALTA4B_2_CPCW6 | SCE | CA | Kern | Tehachapi | Wind |  | Existing | 2011-11-15 | 2035-12-31 | 1 | 150 | 352.152 | 26.8% | CAISO | CAISO | CAISO | Wind | Tehachapi | 1 | 2099-12-31 | 1 | 352.152 | 1 | 1 | 1 | 0 | ALTA4B_2_CPCW6 | Mustang Hills, LLC | 150 | Wind | 150 | 22.5
| 765 | SC76320 | Pinyon Pines I | ALT6DN_2_WIND7 | SCE | CA | Kern | Tehachapi | Wind |  | Existing | 2013-01-01 | 2035-12-31 | 1 | 168 | 394.4102 | 26.8% | CAISO | CAISO | CAISO | Wind | Tehachapi | 1 | 2099-12-31 | 1 | 394.4102 | 1 | 1 | 1 | 0 | ALT6DN_2_WIND7 | Pinyon Pines I | 168 | Wind | 168 | 25.2
| 766 | SC76321 | Alta Windpower VIII | ALTA3A_2_CPCE8 | SCE | CA | Kern | Tehachapi | Wind |  | Existing | 2011-11-16 | 2035-12-31 | 1 | 150 | 352.152 | 26.8% | CAISO | CAISO | CAISO | Wind | Tehachapi | 1 | 2099-12-31 | 1 | 352.152 | 1 | 1 | 1 | 0 | ALTA3A_2_CPCE8 | Alta Windpower VIII | 150 | Wind | 150 | 22.5
| 767 | SC76322 | Pinyon Pines II | ALT6DS_2_WIND9 | SCE | CA | Kern | Tehachapi | Wind |  | Existing | 2013-01-01 | 2035-12-31 | 1 | 132 | 309.8938 | 26.8% | CAISO | CAISO | CAISO | Wind | Tehachapi | 1 | 2099-12-31 | 1 | 309.8938 | 1 | 1 | 1 | 0 | ALT6DS_2_WIND9 | Pinyon Pines II | 132 | Wind | 132 | 19.8
| 768 | SC76323 | Alta Windpower X | ALTA6E_2_WIND10 | SCE | CA | Kern | Tehachapi | Wind |  | Existing | 2016-01-01 | 2038-12-31 | 1 | 138 | 323.9798 | 26.8% | CAISO | CAISO | CAISO | Wind | Tehachapi | 1 | 2099-12-31 | 1 | 323.9798 | 1 | 1 | 1 | 0 | ALTA6E_2_WIND10 | Alta Windpower X | 138 | Wind | 138 | 20.7
| 769 | SC76324 | Alta Windpower XI | ALTA6B_2_WIND11 | SCE | CA | Kern | Tehachapi | Wind |  | Existing | 2016-01-01 | 2038-12-31 | 1 | 90 | 211.2912 | 26.8% | CAISO | CAISO | CAISO | Wind | Tehachapi | 1 | 2099-12-31 | 1 | 211.2912 | 1 | 1 | 1 | 0 | ALTA6B_2_WIND11 | Alta Windpower XI | 90 | Wind | 90 | 13.5
| 770 | SC76330 | N. Hurlburt Wind, LLC |  | SCE | OR | Snohomish | WA_SO | Wind |  | Existing | 2011-09-23 | 2032-09-22 | 1 | 265 | 567.121 | 24.43% | BPA | CAISO | NW | Wind | Pacific_Northwest | 1 | 2099-12-31 | 0 | 567.121 | 1 | 1 | 1 | 0 | SC76330 | N. Hurlburt Wind, LLC | 265 | Wind
| 771 | SC76331 | S. Hurlburt Wind, LLC |  | SCE | OR | Snohomish | WA_SO | Wind |  | Existing | 2012-02-14 | 2033-02-13 | 1 | 290 | 599.0606 | 23.58% | BPA | CAISO | NW | Wind | Pacific_Northwest | 1 | 2099-12-31 | 0 | 599.0606 | 1 | 1 | 1 | 0 | SC76331 | S. Hurlburt Wind, LLC | 290 | Wind
| 772 | SC76332 | Horseshoe Bend Wind, LLC |  | SCE | OR | Snohomish | WA_SO | Wind |  | Existing | 2012-03-28 | 2033-03-27 | 1 | 290 | 641.3762 | 25.25% | BPA | CAISO | NW | Wind | Pacific_Northwest | 1 | 2099-12-31 | 0 | 641.3762 | 1 | 1 | 1 | 0 | SC76332 | Horseshoe Bend Wind, LLC | 290 | Wind
| 773 | SC76333 | Mountain View Power Partners, LLC | MTWIND_1_UNIT 1 | SCE | CA | Riverside | Palm Springs | Wind |  | Existing | 2011-10-01 | 2021-09-30 | 1 | 66.6 | 219.9 | 37.69% | CAISO | CAISO | CAISO | Wind | Riverside_East_Palm_Springs | 1 | 2099-12-31 | 1 | 219.9 | 1 | 1 | 1 | 0 | MTWIND_1_UNIT 1 | Mountain View Power Partners, LLC | 66.6 | Wind | 44.4 | 6.66
| 774 | SC76334 | Goshen Phase II, LLC |  | SCE | ID | Idaho Falls | ID_EA | Wind |  | Existing | 2010-09-29 | 2031-03-31 | 1 | 124.5 | 338 | 30.99% | PACE | CAISO | NW | Wind | Idaho | 1 | 2099-12-31 | 0 | 338 | 1 | 1 | 1 | 0 | SC76334 | Goshen Phase II, LLC | 124.5 | Wind
| 775 | SC76355 | Coram Energy LLC |  | SCE | CA | Kern | Tehachapi | Wind |  | New | 2015-12-31 | 2025-12-30 | 1 | 3 | 10.51 | 39.99% | CAISO | CAISO | CAISO | Wind | Tehachapi | 0.84 | 2099-12-31 | 0 | 8.8284 | 1 | 1 | 1 | 0 | SC76355 | Coram Energy LLC | 3 | Wind
| 776 | SC76358 | San Gorgonio Westwinds II- Windustries, LLC (f/k/a 6058) | GARNET_2_WIND4 | SCE | CA | Riverside | Palm Springs | Wind |  | Existing | 2015-12-10 | 2030-12-09 | 1 | 9.8 | 28.33 | 33% | CAISO | CAISO | CAISO | Wind | Riverside_East_Palm_Springs | 1 | 2099-12-31 | 1 | 28.33 | 1 | 1 | 1 | 0 | GARNET_2_WIND4 | San Gorgonio Westwinds II- Windustries, LLC (f/k/a 6058) | 9.8 | Wind | 9.8 | 1.47
| 777 | SC76361 | Rising Tree Wind Farm III, LLC (f/k/a Alta XIII) | RTREE_2_WIND3 | SCE | CA | Kern | Tehachapi | Wind |  | Existing | 2019-01-01 | 2038-12-31 | 1 | 100 | 234.768 | 26.8% | CAISO | CAISO | CAISO | Wind | Tehachapi | 1 | 2099-12-31 | 1 | 234.768 | 1 | 1 | 1 | 0 | RTREE_2_WIND3 | Rising Tree Wind Farm III, LLC (f/k/a Alta XIII) | 100 | Wind | 99 | 14.85
| 778 | SC76362 | Rising Tree Wind Farm, LLC | RTREE_2_WIND1 | SCE | CA | Kern | Tehachapi | Wind |  | Existing | 2019-01-01 | 2038-12-31 | 1 | 80 | 245.28 | 35% | CAISO | CAISO | CAISO | Wind | Tehachapi | 1 | 2099-12-31 | 1 | 245.28 | 1 | 1 | 1 | 0 | RTREE_2_WIND1 | Rising Tree Wind Farm, LLC | 80 | Wind | 79.2 | 11.88
| 779 | SC76366 | Mogul Energy Partnership I |  | SCE | CA | Kern | Tehachapi | Wind |  | Existing | 2012-06-24 | 2019-06-23 | 1 | 4 | 9.67 | 27.6% | CAISO | CAISO | CAISO | Wind | Tehachapi | 1 | 2099-12-31 | 0 | 9.67 | 1 | 1 | 1 | 0 | SC76366 | Mogul Energy Partnership I | 4 | Wind
| 780 | SC76367 | Windland Refresh, LLC | MIDWD_6_WNDLND | SCE | CA | Kern | Tehachapi | Wind |  | Existing | 2014-05-01 | 2034-04-30 | 1 | 7.46 | 18.29 | 27.99% | CAISO | CAISO | CAISO | Wind | Tehachapi | 1 | 2099-12-31 | 1 | 18.29 | 1 | 1 | 1 | 0 | MIDWD_6_WNDLND | Windland Refresh, LLC | 7.46 | Wind |  | 1.12
| 781 | SC76391 | Cameron Ridge II, LLC (f/k/a 6091) | FLOWD_2_WIND1 | SCE | CA | Kern | Tehachapi | Wind |  | Existing | 2016-01-15 | 2031-01-14 | 1 | 11.9 | 35.44 | 34% | CAISO | CAISO | CAISO | Wind | Tehachapi | 1 | 2099-12-31 | 1 | 35.44 | 1 | 1 | 1 | 0 | FLOWD_2_WIND1 | Cameron Ridge II, LLC (f/k/a 6091) | 11.9 | Wind | 11.9 | 1.79
| 782 | SC76396 | Smoke Tree Wind, LLC |  | SCE | CA | Riverside | San Bernardino - Lucerne | Wind |  | Existing | 2016-06-27 | 2036-06-26 | 1 | 16 | 47.65 | 34% | CAISO | CAISO | CAISO | Wind | Kramer_Inyokern | 1 | 2099-12-31 | 0 | 47.65 | 1 | 1 | 1 | 0 | SC76396 | Smoke Tree Wind, LLC | 16 | Wind
| 783 | SC76397 | Windland Refresh 2, LLC (f/k/a 6097) | MIDWD_2_WIND1 | SCE | CA | Riverside | Palm Springs | Wind |  | Existing | 2015-12-02 | 2025-12-08 | 1 | 7.81 | 19.84 | 29% | CAISO | CAISO | CAISO | Wind | Riverside_East_Palm_Springs | 1 | 2099-12-31 | 1 | 19.84 | 1 | 1 | 1 | 0 | MIDWD_2_WIND1 | Windland Refresh 2, LLC (f/k/a 6097) | 7.81 | Wind |  | 1.17
| 784 | SD1000 | Otay Landfill I | OTAY_6_UNITB1 | SDG&E | CA | San Diego | San Diego South | Biogas | Distributed | Existing | 2009-05-01 | 2019-04-30 | 1 | 1.5 | 13.14 | 100% | CAISO | CAISO | CAISO | Biomass | Greater_Imperial | 1 | 2099-12-31 | 1 | 13.14 | 1 | 1 | 1 | 0 | OTAY_6_UNITB1 | Otay Landfill I | 1.5 | Biomass | 3 | 2.05
| 785 | SD1001 | Otay Landfill 2 | OTAY_6_UNITB1 | SDG&E | CA | San Diego | San Diego South | Biogas | Distributed | Existing | 2011-07-01 | 2031-06-30 | 1 | 1.5 | 13.14 | 100% | CAISO | CAISO | CAISO | Biomass | Greater_Imperial | 1 | 2099-12-31 | 1 | 13.14 | 1 | 1 | 1 | 0 | OTAY_6_UNITB1 | Otay Landfill 2 | 1.5 | Biomass | 3 | 2.05
| 786 | SD1004 | Sycamore Energy 1 LLC | CHILLS_1_SYCENG | SDG&E | CA | San Diego | San Diego South | Biogas | Distributed | Existing | 2011-05-16 | 2031-05-15 | 1 | 1.5 | 11.78 | 89.65% | CAISO | CAISO | CAISO | Biomass | Greater_Imperial | 1 | 2099-12-31 | 1 | 11.78 | 1 | 1 | 1 | 0 | CHILLS_1_SYCENG | Sycamore Energy 1 LLC | 1.5 | Biomass | 1.5 | 0.51
| 787 | SD1008 | Otay Landfill 3 | OTAY_7_UNITC1 | SDG&E | CA | San Diego | San Diego South | Biogas | Distributed | Existing | 2007-03-08 | 2017-03-07 | 1 | 3.8 | 22 | 66.09% | CAISO | CAISO | CAISO | Biomass | Greater_Imperial | 1 | 2099-12-31 | 1 | 22 | 1 | 1 | 1 | 0 | OTAY_7_UNITC1 | Otay Landfill 3 | 3.8 | Biomass
| 788 | SD1009 | MM Prima Deshecha | CPSTNO_7_PRMADS | SDG&E | CA | Orange | San Diego North Central | Biogas | Distributed | Existing | 2007-10-01 | 2022-09-30 | 1 | 6.1 | 35 | 65.5% | CAISO | CAISO | CAISO | Biomass | Greater_Imperial | 1 | 2099-12-31 | 1 | 35 | 1 | 1 | 1 | 0 | CPSTNO_7_PRMADS | MM Prima Deshecha | 6.1 | Biomass | 6.1 | 5.42
| 789 | SD1012 | San Marcos Energy | SMRCOS_6_LNDFIL | SDG&E | CA | San Diego | San Diego North Central | Biogas | Distributed | Existing | 2011-05-18 | 2031-05-17 | 1 | 1.5 | 12 | 91.32% | CAISO | CAISO | CAISO | Biomass | Greater_Imperial | 1 | 2099-12-31 | 1 | 12 | 1 | 1 | 1 | 0 | SMRCOS_6_LNDFIL | San Marcos Energy | 1.5 | Biomass | 1.5 | 1.5
| 790 | SD1013 | Otay Landfill V | OTAY_6_LNDFL5 | SDG&E | CA | San Diego | San Diego South | Biogas | Distributed | Existing | 2013-06-21 | 2033-06-20 | 1 | 1.5 | 12.48 | 94.98% | CAISO | CAISO | CAISO | Biomass | Greater_Imperial | 1 | 2099-12-31 | 1 | 12.48 | 1 | 1 | 1 | 0 | OTAY_6_LNDFL5 | Otay Landfill V | 1.5 | Biomass | 1.5 | 0
| 791 | SD1014 | Otay Landfill VI | OTAY_6_LNDFL6 | SDG&E | CA | San Diego | San Diego South | Biogas | Distributed | Existing | 2013-06-21 | 2033-06-20 | 1 | 1.5 | 12.48 | 94.98% | CAISO | CAISO | CAISO | Biomass | Greater_Imperial | 1 | 2099-12-31 | 1 | 12.48 | 1 | 1 | 1 | 0 | OTAY_6_LNDFL6 | Otay Landfill VI | 1.5 | Biomass | 1.5 | 0
| 792 | SD1026 | MM San Diego-Miramar (RAM) | MSHGTS_6_MMARLF | SDG&E | CA | San Diego | San Diego North Central | Biogas | Distributed | Existing | 2013-05-20 | 2023-05-19 | 1 | 4.5 | 17.2 | 43.63% | CAISO | CAISO | CAISO | Biomass | Greater_Imperial | 1 | 2099-12-31 | 1 | 17.2 | 1 | 1 | 1 | 0 | MSHGTS_6_MMARLF | MM San Diego-Miramar (RAM) | 4.5 | Biomass | 5 | 3.43
| 793 | SD1028 | Sycamore Energy 2 LLC | CHILLS_7_UNITA1 | SDG&E | CA | San Diego | San Diego South | Biogas | Distributed | Existing | 2014-03-30 | 2024-03-29 | 1 | 2.25 | 13.4 | 67.99% | CAISO | CAISO | CAISO | Biomass | Greater_Imperial | 1 | 2099-12-31 | 1 | 13.4 | 1 | 1 | 1 | 0 | CHILLS_7_UNITA1 | Sycamore Energy 2 LLC | 2.25 | Biomass | 2.25 | 1.74
| 794 | SD2000 | Covanta Delano Inc (formerly AES Delano) | PANDOL_6_UNIT | SDG&E | CA | Kern | Westlands | Biomass | Large | Existing | 2008-01-01 | 2015-12-31 | 1 | 49 | 332.661 | 77.5% | CAISO | CAISO | CAISO | Biomass | Westlands | 1 | 2099-12-31 | 1 | 332.661 | 1 | 1 | 1 | 0 | PANDOL_6_UNIT | Covanta Delano Inc (formerly AES Delano) | 49 | Biomass
| 795 | SD2001 | Blue Lake Power | BLULKE_6_BLUELK | SDG&E | CA | Humboldt | Humboldt County | Biomass | Large | Existing | 2010-04-28 | 2015-05-21 | 1 | 11 | 90 | 93.4% | CAISO | CAISO | CAISO | Biomass | None | 1 | 2099-12-31 | 0 | 90 | 1 | 1 | 1 | 0 | BLULKE_6_BLUELK | Blue Lake Power | 11 | Biomass | 12
| 796 | SD3000 | Calpine Geysers |  | SDG&E | CA | Sonoma/Lake | Sonoma County | Geothermal |  | Existing | 2010-03-02 | 2015-12-31 | 1 | 13 | 9 | 7.903% | CAISO | CAISO | CAISO | Geothermal | None | 1 | 2099-12-31 | 0 | 9 | 1 | 1 | 1 | 0 | SD3000 | Calpine Geysers | 13 | Geothermal
| 797 | SD4000 | SDCWA - Rancho Penasquitos Hydro | CCRITA_7_RPPCHF | SDG&E | CA | San Diego | San Diego North Central | Hydro | Small | Existing | 2007-01-23 | 2017-01-22 | 1 | 4.5 | 20 | 50.74% | CAISO | CAISO | CAISO | Small_Hydro | Greater_Imperial | 1 | 2099-12-31 | 1 | 20 | 1 | 1 | 1 | 0 | CCRITA_7_RPPCHF | SDCWA - Rancho Penasquitos Hydro | 4.5 | Small_Hydro | 5.25 | 3.27
| 798 | SD4001 | City of San Diego - Point Loma | CBRLLO_6_PLSTP1 | SDG&E | CA | San Diego | San Diego South | Biogas | Distributed | Existing | 2008-01-01 | 2016-12-31 | 1 | 4.8 | 22 | 52.32% | CAISO | CAISO | CAISO | Biomass | Greater_Imperial | 1 | 2099-12-31 | 1 | 22 | 1 | 1 | 1 | 0 | CBRLLO_6_PLSTP1 | City of San Diego - Point Loma | 4.8 | Biomass
| 799 | SD4002 | Rugraw Inc. (Lassen Lodge Hydro) |  | SDG&E | CA | Tehama | Sacramento River Valley | Hydro | Small | New | 2016-06-23 | 2036-06-22 | 1 | 5 | 21.7 | 49.54% | CAISO | CAISO | CAISO | Small_Hydro | Northern_California | 0.84 | 2099-12-31 | 0 | 18.228 | 1 | 1 | 1 | 0 | SD4002 | Rugraw Inc. (Lassen Lodge Hydro) | 5 | Small_Hydro
| 800 | SD4005 | Badger Filtration Plant | MSSION_2_QF | SDG&E | CA | San Diego | San Diego North Central | Hydro | Small | Existing | 1987-07-01 | 2017-06-30 | 1 | 1.49 | 1 | 7.661% | CAISO | CAISO | CAISO | Small_Hydro | Greater_Imperial | 1 | 2099-12-31 | 1 | 1 | 1 | 1 | 1 | 0 | MSSION_2_QF | Badger Filtration Plant | 1.49 | Small_Hydro | 2 | 0.58
| 801 | SD4006 | Olivenhain Municipal Water District |  | SDG&E | CA | San Diego | San Diego North Central | Hydro | Small | Existing | 2013-10-01 | 2033-09-30 | 1 | 0.45 | 1.5 | 38.05% | CAISO | CAISO | CAISO | Small_Hydro | Greater_Imperial | 1 | 2099-12-31 | 0 | 1.5 | 1 | 1 | 1 | 0 | SD4006 | Olivenhain Municipal Water District | 0.45 | Small_Hydro
| 802 | SD4007 | City of Oceanside - San Francisco Peak Hydro Plant |  | SDG&E | CA | San Diego | San Diego North Central | Hydro | Small | Existing | 1985-12-15 | 2099-12-31 | 1 | 0.35 | 0.4 | 13.05% | CAISO | CAISO | CAISO | Small_Hydro | Greater_Imperial | 1 | 2099-12-31 | 0 | 0.4 | 1 | 1 | 1 | 0 | SD4007 | City of Oceanside - San Francisco Peak Hydro Plant | 0.35 | Small_Hydro
| 803 | SD4008 | City of Escondido - Bear Valley |  | SDG&E | CA | San Diego | San Diego North Central | Hydro | Small | Existing | 1994-04-13 | 2099-12-31 | 1 | 1.5 | 19.71 | 150% | CAISO | CAISO | CAISO | Small_Hydro | Greater_Imperial | 1 | 2099-12-31 | 0 | 19.71 | 1 | 1 | 1 | 0 | SD4008 | City of Escondido - Bear Valley | 1.5 | Small_Hydro
| 804 | SD5001 | Centinela Solar Energy Facility (Centinela I) | CNTNLA_2_SOLAR1 | SDG&E | CA | Imperial | Imperial South | Solar PV | Tracking - 20MW+ | Existing | 2014-08-01 | 2034-07-31 | 1 | 125 | 270 | 24.66% | CAISO | CAISO | CAISO | Solar | Greater_Imperial | 1 | 2099-12-31 | 1 | 270 | 1 | 1 | 1 | 0 | CNTNLA_2_SOLAR1 | Centinela Solar Energy Facility (Centinela I) | 125 | Solar | 125 | 17.5
| 805 | SD5002 | Centinela Solar Energy Facility Expansion (Centinela II) | CNTNLA_2_SOLAR2 | SDG&E | CA | Imperial | Imperial South | Solar PV | Tracking - 20MW+ | Existing | 2014-08-15 | 2034-08-14 | 1 | 45 | 137.196 | 34.8% | CAISO | CAISO | CAISO | Solar | Greater_Imperial | 1 | 2099-12-31 | 1 | 137.196 | 1 | 1 | 1 | 0 | CNTNLA_2_SOLAR2 | Centinela Solar Energy Facility Expansion (Centinela II) | 45 | Solar | 45.6 | 0
| 806 | SD5003 | CSolar IV South - Imperial Solar Energy Center-South | CSLR4S_2_SOLAR | SDG&E | CA | Imperial | Imperial South | Solar PV | Fixed Tilt - 20MW+ | Existing | 2013-11-01 | 2038-10-31 | 1 | 130 | 273 | 23.97% | CAISO | CAISO | CAISO | Solar | Greater_Imperial | 1 | 2099-12-31 | 1 | 273 | 1 | 1 | 1 | 0 | CSLR4S_2_SOLAR | CSolar IV South - Imperial Solar Energy Center-South | 130 | Solar | 130 | 18.2
| 807 | SD5004 | CSolar IV West - Imperial Solar Energy Center-West | IVWEST_2_SOLAR1 | SDG&E | CA | Imperial | Imperial South | Solar PV | Tracking - 20MW+ | Existing | 2016-07-04 | 2041-07-03 | 1 | 150 | 356 | 27.09% | CAISO | CAISO | CAISO | Solar | Greater_Imperial | 1 | 2099-12-31 | 1 | 356 | 1 | 1 | 1 | 0 | IVWEST_2_SOLAR1 | CSolar IV West - Imperial Solar Energy Center-West | 150 | Solar | 75 | 21
| 808 | SD5005 | NRG Solar Borrego | BREGGO_6_SOLAR | SDG&E | CA | San Diego | San Diego North Central | Solar PV | Tracking - 20MW+ | Existing | 2013-02-12 | 2038-02-11 | 1 | 26 | 59 | 25.9% | CAISO | CAISO | CAISO | Solar | Greater_Imperial | 1 | 2099-12-31 | 1 | 59 | 1 | 1 | 1 | 0 | BREGGO_6_SOLAR | NRG Solar Borrego | 26 | Solar |  | 3.64
| 809 | SD5008 | Desert Green Solar Farm | BREGGO_6_DEGRSL | SDG&E | CA | San Diego | San Diego South | Solar PV | Tracking - 20MW+ | Existing | 2014-11-26 | 2039-11-25 | 1 | 6.3 | 13.3 | 24.1% | CAISO | CAISO | CAISO | Solar | Greater_Imperial | 1 | 2099-12-31 | 1 | 13.3 | 1 | 1 | 1 | 0 | BREGGO_6_DEGRSL | Desert Green Solar Farm | 6.3 | Solar | 6.3 | 0.88
| 810 | SD5016 | Campo Verde Solar | CPVERD_2_SOLAR | SDG&E | CA | Imperial | Imperial South | Solar PV | Fixed Tilt - 20MW+ | Existing | 2013-10-25 | 2033-10-24 | 1 | 139 | 368.7021 | 30.28% | CAISO | CAISO | CAISO | Solar | Greater_Imperial | 1 | 2099-12-31 | 1 | 368.7021 | 1 | 1 | 1 | 0 | CPVERD_2_SOLAR | Campo Verde Solar | 139 | Solar | 139 | 19.46
| 811 | SD5026 | Sol Orchard 20 - Ramona 1 | CRELMN_6_RAMON1 | SDG&E | CA | San Diego | San Diego North Central | Solar PV | Tracking - 20MW+ | Existing | 2013-12-31 | 2038-12-30 | 1 | 2 | 1.8 | 10.27% | CAISO | CAISO | CAISO | Solar | Greater_Imperial | 1 | 2099-12-31 | 1 | 1.8 | 1 | 1 | 1 | 0 | CRELMN_6_RAMON1 | Sol Orchard 20 - Ramona 1 | 2 | Solar | 2 | 0.28
| 812 | SD5027 | Sol Orchard 21 - Ramona 2 | CRELMN_6_RAMON2 | SDG&E | CA | San Diego | San Diego North Central | Solar PV | Tracking - 20MW+ | Existing | 2013-12-31 | 2038-12-30 | 1 | 5 | 1.8 | 4.11% | CAISO | CAISO | CAISO | Solar | Greater_Imperial | 1 | 2099-12-31 | 1 | 1.8 | 1 | 1 | 1 | 0 | CRELMN_6_RAMON2 | Sol Orchard 21 - Ramona 2 | 5 | Solar | 5 | 0.7
| 813 | SD5028 | Sol Orchard 22 - Valley Center 1 |  | SDG&E | CA | San Diego | San Diego North Central | Solar PV | Tracking - 20MW+ | Existing | 2013-12-31 | 2038-12-30 | 1 | 2.5 | 1.7 | 7.763% | CAISO | CAISO | CAISO | Solar | Greater_Imperial | 1 | 2099-12-31 | 0 | 1.7 | 1 | 1 | 1 | 0 | SD5028 | Sol Orchard 22 - Valley Center 1 | 2.5 | Solar
| 814 | SD5029 | Sol Orchard 23 - Valley Center 2 | VLCNTR_6_VCSLR2 | SDG&E | CA | San Diego | San Diego North Central | Solar PV | Tracking - 20MW+ | Existing | 2013-12-31 | 2038-12-30 | 1 | 5 | 1.7 | 3.881% | CAISO | CAISO | CAISO | Solar | Greater_Imperial | 1 | 2099-12-31 | 1 | 1.7 | 1 | 1 | 1 | 0 | VLCNTR_6_VCSLR2 | Sol Orchard 23 - Valley Center 2 | 5 | Solar | 5 | 0.7
| 815 | SD5031 | Tierra del Sol Solar Farm |  | SDG&E | CA | Imperial | Imperial South | Solar PV | Tracking - 20MW+ | New | 2016-06-28 | 2041-06-27 | 1 | 45 | 113 | 28.67% | CAISO | CAISO | CAISO | Solar | Greater_Imperial | 0.84 | 2099-12-31 | 0 | 94.92 | 1 | 1 | 1 | 0 | SD5031 | Tierra del Sol Solar Farm | 45 | Solar
| 816 | SD5032 | Arlington Valley Solar Energy II - AVS II | ARLVAL_5_SOLAR | SDG&E | AZ | Maricopa | AZ_WE | Solar PV | Tracking - 20MW+ | Existing | 2013-11-05 | 2038-11-04 | 1 | 127 | 359.9019 | 32.35% | APS | CAISO | SW | Solar | Arizona | 1 | 2099-12-31 | 0 | 359.9019 | 1 | 1 | 1 | 0 | ARLVAL_5_SOLAR | Arlington Valley Solar Energy II - AVS II | 127 | Solar | 127 | 17.78
| 817 | SD5033 | Catalina Solar | CATLNA_2_SOLAR | SDG&E | CA | Kern | Tehachapi | Solar PV | Fixed Tilt - 20MW+ | Existing | 2013-11-27 | 2038-11-26 | 1 | 109.4 | 253.5 | 26.45% | CAISO | CAISO | CAISO | Solar | Tehachapi | 1 | 2099-12-31 | 1 | 253.5 | 1 | 1 | 1 | 0 | CATLNA_2_SOLAR | Catalina Solar | 109.4 | Solar | 110 | 15.4
| 818 | SD5034 | SG2 Imperial Valley | ALHMBR_1_ALHSLR | SDG&E | CA | Imperial | Imperial South | Solar PV | Tracking - 20MW+ | Existing | 2014-11-25 | 2039-11-24 | 1 | 50 | 141.9652 | 32.41% | CAISO | CAISO | CAISO | Solar | Greater_Imperial | 1 | 2099-12-31 | 0 | 141.9652 | 1 | 1 | 1 | 0 | ALHMBR_1_ALHSLR | SG2 Imperial Valley | 50 | Solar | 50 | 7
| 819 | SD5034 | SG2 Imperial Valley | ARKANS_1_ARKSLR | SDG&E | CA | Imperial | Imperial South | Solar PV | Tracking - 20MW+ | Existing | 2014-11-25 | 2039-11-24 | 1 | 50 | 141.9652 | 32.41% | CAISO | CAISO | CAISO | Solar | Greater_Imperial | 1 | 2099-12-31 | 0 | 141.9652 | 1 | 1 | 1 | 0 | ARKANS_1_ARKSLR | SG2 Imperial Valley | 50 | Solar | 50 | 7
| 820 | SD5034 | SG2 Imperial Valley | SNORA_2_SNRSLR | SDG&E | CA | Imperial | Imperial South | Solar PV | Tracking - 20MW+ | Existing | 2014-11-25 | 2039-11-24 | 1 | 50 | 141.9652 | 32.41% | CAISO | CAISO | CAISO | Solar | Greater_Imperial | 1 | 2099-12-31 | 0 | 141.9652 | 1 | 1 | 1 | 0 | SNORA_2_SNRSLR | SG2 Imperial Valley | 50 | Solar | 50 | 7
| 821 | SD5037 | Imperial Valley Solar 1, LLC - Silver Ridge Mt. Signal | IVSLRP_2_SOLAR1 | SDG&E | CA | Imperial | Imperial South | Solar PV | Tracking - 20MW+ | Existing | 2013-10-10 | 2038-10-09 | 1 | 200 | 495.274 | 28.27% | CAISO | CAISO | CAISO | Solar | Greater_Imperial | 1 | 2099-12-31 | 1 | 495.274 | 1 | 1 | 1 | 0 | IVSLRP_2_SOLAR1 | Imperial Valley Solar 1, LLC - Silver Ridge Mt. Signal | 200 | Solar | 200 | 28
| 822 | SD5040 | SDG&E Solar Energy Project |  | SDG&E | CA | San Diego | San Diego County (Partial) | Solar PV | Fixed Tilt - 20MW+ | New | 2016-09-30 | 2041-09-29 | 1 | 17 | 30 | 20.15% | CAISO | CAISO | CAISO | Solar | None | 0.84 | 2099-12-31 | 0 | 25.2 | 1 | 1 | 1 | 0 | SD5040 | SDG&E Solar Energy Project | 17 | Solar
| 823 | SD5048 | Cascade Solar | DEVERS_1_SOLAR | SDG&E | CA | San Bernardino | San Bernardino - Baker | Solar PV | Tracking - 20MW+ | Existing | 2013-12-24 | 2033-12-23 | 1 | 18.4 | 55 | 34.12% | CAISO | CAISO | CAISO | Solar | Southern_California_Desert | 1 | 2099-12-31 | 1 | 55 | 1 | 1 | 1 | 0 | DEVERS_1_SOLAR | Cascade Solar | 18.4 | Solar | 18.5 | 0
| 824 | SD5049 | 70SM1 8ME, LLC (Gestamp Calipatria) | CALPSS_6_SOLAR1 | SDG&E | CA | Imperial | Imperial North | Solar PV | Tracking - 20MW+ | Existing | 2016-02-21 | 2036-02-20 | 1 | 20 | 48 | 27.4% | CAISO | CAISO | CAISO | Solar | Greater_Imperial | 1 | 2099-12-31 | 0 | 48 | 1 | 1 | 1 | 0 | CALPSS_6_SOLAR1 | 70SM1 8ME, LLC (Gestamp Calipatria) | 20 | Solar | 19.9 | 2.79
| 825 | SD5050 | TallBear Seville | ANZA_6_SOLAR1 | SDG&E | CA | Imperial | Imperial North | Solar PV | Tracking - 20MW+ | Existing | 2016-02-21 | 2036-02-20 | 1 | 20 | 59 | 33.68% | IID | CAISO | IID | Solar | Greater_Imperial | 1 | 2099-12-31 | 0 | 59 | 1 | 1 | 1 | 0 | ANZA_6_SOLAR1 | TallBear Seville | 20 | Solar | 20 | 2.8
| 826 | SD5052 | Maricopa West | MARCPW_6_SOLAR1 | SDG&E | CA | Kern | Inyokern | Solar PV | Tracking - 20MW+ | Existing | 2015-12-17 | 2030-12-16 | 1 | 20 | 57.55 | 32.85% | CAISO | CAISO | CAISO | Solar | Kramer_Inyokern | 1 | 2099-12-31 | 1 | 57.55 | 1 | 1 | 1 | 0 | MARCPW_6_SOLAR1 | Maricopa West | 20 | Solar | 20 | 2.8
| 827 | SD5053 | Buckman Springs PV 1 |  | SDG&E | CA | San Diego | San Diego South | Solar PV | Rooftop | New | 2014-11-22 | 2034-11-21 | 1 | 1.5 | 3.348 | 25.48% | CAISO | CAISO | CAISO | Solar | Greater_Imperial | 0.84 | 2099-12-31 | 0 | 2.8123 | 1 | 1 | 1 | 0 | SD5053 | Buckman Springs PV 1 | 1.5 | Solar
| 828 | SD5054 | Buckman Springs PV 2 |  | SDG&E | CA | San Diego | San Diego South | Solar PV | Fixed Tilt - 20MW+ | New | 2014-11-22 | 2034-11-21 | 1 | 1.5 | 3.35 | 25.49% | CAISO | CAISO | CAISO | Solar | Greater_Imperial | 0.84 | 2099-12-31 | 0 | 2.814 | 1 | 1 | 1 | 0 | SD5054 | Buckman Springs PV 2 | 1.5 | Solar
| 829 | SD5055 | Viejas Blvd PV 1 |  | SDG&E | CA | San Diego | San Diego South | Solar PV | Fixed Tilt - 20MW+ | New | 2014-11-22 | 2034-11-21 | 1 | 1.5 | 3.349 | 25.49% | CAISO | CAISO | CAISO | Solar | Greater_Imperial | 0.84 | 2099-12-31 | 0 | 2.8132 | 1 | 1 | 1 | 0 | SD5055 | Viejas Blvd PV 1 | 1.5 | Solar
| 830 | SD5056 | Calico Ranch Solar Project |  | SDG&E | CA | San Diego | San Diego South | Solar PV | Fixed Tilt - 20MW+ | New | 2014-12-07 | 2034-12-06 | 1 | 1 | 2.3289 | 26.59% | CAISO | CAISO | CAISO | Solar | Greater_Imperial | 0.84 | 2099-12-31 | 0 | 1.9563 | 1 | 1 | 1 | 0 | SD5056 | Calico Ranch Solar Project | 1 | Solar
| 831 | SD5058 | Sun Edison Victorville Solar |  | SDG&E | CA | San Bernardino | Victorville | Solar PV | Tracking - 20MW+ | New | 2015-11-30 | 2035-11-29 | 1 | 10 | 27.32 | 31.19% | CAISO | CAISO | CAISO | Solar | Kramer_Inyokern | 0.84 | 2099-12-31 | 0 | 22.9488 | 1 | 1 | 1 | 0 | SD5058 | Sun Edison Victorville Solar | 10 | Solar
| 832 | SD5063 | SEPV Boulevard 2 |  | SDG&E | CA | San Diego | San Diego South | Solar PV | Tracking - 20MW+ | New | 2016-05-15 | 2036-05-14 | 1 | 2.9 | 9.274 | 36.51% | CAISO | CAISO | CAISO | Solar | Greater_Imperial | 0.84 | 2099-12-31 | 0 | 7.7902 | 1 | 1 | 1 | 0 | SD5063 | SEPV Boulevard 2 | 2.9 | Solar
| 833 | SD5064 | NLP Granger A82, LLC | LILIAC_6_SOLAR | SDG&E | CA | San Diego | San Diego North Central | Solar PV | Rooftop | Existing | 2016-09-21 | 2036-09-20 | 1 | 3 | 8.45 | 32.15% | CAISO | CAISO | CAISO | Solar | Greater_Imperial | 1 | 2099-12-31 | 0 | 8.45 | 1 | 1 | 1 | 0 | LILIAC_6_SOLAR | NLP Granger A82, LLC | 3 | Solar | 3 | 0.42
| 834 | SD7000 | Oasis Power | VINCNT_2_WESTWD | SDG&E | CA | Kern | Tehachapi | Wind |  | Existing | 2004-12-25 | 2019-12-24 | 1 | 60 | 173 | 32.91% | CAISO | CAISO | CAISO | Wind | Tehachapi | 1 | 2099-12-31 | 1 | 173 | 1 | 1 | 1 | 0 | VINCNT_2_WESTWD | Oasis Power | 60 | Wind | 59 | 8.85
| 835 | SD7001 | Iberdrola - Mountain Wind | MTWIND_1_UNIT 3 | SDG&E | CA | Riverside | Palm Springs | Wind |  | Existing | 2003-12-15 | 2018-12-14 | 1 | 22.8 | 81.5 | 40.81% | CAISO | CAISO | CAISO | Wind | Riverside_East_Palm_Springs | 1 | 2099-12-31 | 1 | 81.5 | 1 | 1 | 1 | 0 | MTWIND_1_UNIT 3 | Iberdrola - Mountain Wind | 22.8 | Wind | 22.44 | 3.37
| 836 | SD7002 | Iberdrola - Phoenix West | PWEST_1_UNIT | SDG&E | CA | Riverside | Palm Springs | Wind |  | Existing | 2003-12-15 | 2018-12-14 | 1 | 2.1 | 7.5 | 40.77% | CAISO | CAISO | CAISO | Wind | Riverside_East_Palm_Springs | 1 | 2099-12-31 | 1 | 7.5 | 1 | 1 | 1 | 0 | PWEST_1_UNIT | Iberdrola - Phoenix West | 2.1 | Wind | 2.1 | 0.32
| 837 | SD7003 | FPL Energy Green Power Wind | GARNET_1_UNITS | SDG&E | CA | Riverside | Palm Springs | Wind |  | Existing | 2004-06-28 | 2018-12-31 | 1 | 16.5 | 36 | 24.91% | CAISO | CAISO | CAISO | Wind | Riverside_East_Palm_Springs | 1 | 2099-12-31 | 1 | 36 | 1 | 1 | 1 | 0 | GARNET_1_UNITS | FPL Energy Green Power Wind | 16.5 | Wind | 16.5 | 2.48
| 838 | SD7004 | Kumeyaay Wind Energy Facility | CRSTWD_6_KUMYAY | SDG&E | CA | San Diego | San Diego South | Wind |  | Existing | 2006-03-21 | 2025-12-31 | 1 | 50 | 134.32 | 30.67% | CAISO | CAISO | CAISO | Wind | Greater_Imperial | 1 | 2099-12-31 | 1 | 134.32 | 1 | 1 | 1 | 0 | CRSTWD_6_KUMYAY | Kumeyaay Wind Energy Facility | 50 | Wind | 50 | 7.5
| 839 | SD7005 | NaturEner Glacier 1 |  | SDG&E | MT | Toole | MT_NW | Wind |  | Existing | 2008-12-29 | 2023-12-28 | 1 | 106.5 | 325 | 34.84% | AESO | CAISO | Other | Wind | - | 1 | 2099-12-31 | 0 | 325 | 1 | 1 | 1 | 0 | SD7005 | NaturEner Glacier 1 | 106.5 | Wind
| 840 | SD7006 | NaturEner Glacier 2 |  | SDG&E | MT | Toole | MT_NW | Wind |  | Existing | 2009-10-16 | 2024-10-15 | 1 | 103.5 | 310 | 34.19% | AESO | CAISO | Other | Wind | - | 1 | 2099-12-31 | 0 | 310 | 1 | 1 | 1 | 0 | SD7006 | NaturEner Glacier 2 | 103.5 | Wind
| 841 | SD7007 | NaturEner Rim Rock |  | SDG&E | MT | Glacier | MT_NW | Wind |  | Existing | 2013-10-15 | 2033-10-14 | 1 | 189 | 645 | 38.96% | AESO | CAISO | Other | Wind | - | 1 | 2099-12-31 | 0 | 645 | 1 | 1 | 1 | 0 | SD7007 | NaturEner Rim Rock | 189 | Wind
| 842 | SD7014 | Pacific Wind Project | ROSMDW_2_WIND1 | SDG&E | CA | Kern | Tehachapi | Wind |  | Existing | 2012-08-16 | 2032-08-15 | 1 | 140 | 350.3349 | 28.57% | CAISO | CAISO | CAISO | Wind | Tehachapi | 1 | 2099-12-31 | 1 | 350.3349 | 1 | 1 | 1 | 0 | ROSMDW_2_WIND1 | Pacific Wind Project | 140 | Wind | 140 | 21
| 843 | SD7015 | Coram Energy | MIDWD_7_CORAMB | SDG&E | CA | Kern | Tehachapi | Wind |  | Existing | 2011-03-01 | 2026-02-28 | 1 | 7.5 | 27 | 41.1% | CAISO | CAISO | CAISO | Wind | Tehachapi | 1 | 2099-12-31 | 1 | 27 | 1 | 1 | 1 | 0 | MIDWD_7_CORAMB | Coram Energy | 7.5 | Wind | 7.5 | 1.13
| 844 | SD7016 | Ocotillo Express Wind Project | OCTILO_5_WIND | SDG&E | CA | Imperial | Imperial South | Wind |  | Existing | 2013-07-30 | 2033-07-29 | 1 | 265 | 789.2764 | 34% | CAISO | CAISO | CAISO | Wind | Greater_Imperial | 1 | 2099-12-31 | 1 | 789.2764 | 1 | 1 | 1 | 0 | OCTILO_5_WIND | Ocotillo Express Wind Project | 265 | Wind | 265 | 39.75
| 845 | SD7017 | Energia Sierra Juarez | ENERSJ_2_WIND | SDG&E | BJ | N/A | San Diego South | Wind |  | Existing | 2015-06-05 | 2035-06-04 | 1 | 155.1 | 400 | 29.44% | CAISO | CAISO | CAISO | Wind | Greater_Imperial | 1 | 2099-12-31 | 1 | 400 | 1 | 1 | 1 | 0 | ENERSJ_2_WIND | Energia Sierra Juarez | 155.1 | Wind |  | 23.27
| 846 | SD7019 | Iberdrola - Manzana | MANZNA_2_WIND | SDG&E | CA | Kern | Tehachapi | Wind |  | Existing | 2012-12-31 | 2032-12-30 | 1 | 100 | 260 | 29.68% | CAISO | CAISO | CAISO | Wind | Tehachapi | 1 | 2099-12-31 | 1 | 260 | 1 | 1 | 1 | 0 | MANZNA_2_WIND | Iberdrola - Manzana | 100 | Wind | 189 | 28.35
| 847 | SD7029 | Oak Creek Wind - Zephyr | OAKWD_6_ZEPHWD | SDG&E | CA | Kern | Tehachapi | Wind |  | Existing | 2014-01-26 | 2024-01-25 | 1 | 3.5 | 6.8 | 22.18% | CAISO | CAISO | CAISO | Wind | Tehachapi | 1 | 2099-12-31 | 1 | 6.8 | 1 | 1 | 1 | 0 | OAKWD_6_ZEPHWD | Oak Creek Wind - Zephyr | 3.5 | Wind | 3.5 | 0.53
| 848 | SD7030 | San Gorgonio | GARNET_2_WIND1 | SDG&E | CA | Riverside | Palm Springs | Wind |  | Existing | 2015-01-20 | 2025-01-19 | 1 | 11.2 | 32.38 | 33% | CAISO | CAISO | CAISO | Wind | Riverside_East_Palm_Springs | 1 | 2099-12-31 | 1 | 32.38 | 1 | 1 | 1 | 0 | GARNET_2_WIND1 | San Gorgonio | 11.2 | Wind | 11.2 | 1.68
| 849 | PG50033 | AT&T Park Solar Arrays |  | PG&E | CA | San Francisco | San Francisco County | Solar PV | Fixed Tilt - 20MW+ | Existing | 2007-08-28 | 2007-08-27 | 1 | 0.07 | 0 | 0% | CAISO | CAISO | CAISO | Solar | None | 1 | 2099-12-31 | 0 | 0 | 1 | 1 | 1 | 0 | PG50033 | AT&T Park Solar Arrays | 0.07 | Solar
| 850 | PG50034 | SF Service Center Solar Array 1 |  | PG&E | CA | San Francisco | San Francisco County | Solar PV | Fixed Tilt - 20MW+ | Existing | 2007-06-11 | 2007-06-10 | 1 | 0.11 | 0 | 0% | CAISO | CAISO | CAISO | Solar | None | 1 | 2099-12-31 | 0 | 0 | 1 | 1 | 1 | 0 | PG50034 | SF Service Center Solar Array 1 | 0.11 | Solar
| 851 | SC55659 | Victor Mesa Linda B2 LLC |  | SCE | CA | San Bernardino | Victorville | Solar PV | Fixed Tilt - 20MW+ | Existing | 2014-11-15 | 2034-04-01 | 1 | 1.5 | 3.97 | 30.21% | CAISO | CAISO | CAISO | Solar | Kramer_Inyokern | 1 | 2099-12-31 | 0 | 3.97 | 1 | 1 | 1 | 0 | SC55659 | Victor Mesa Linda B2 LLC | 1.5 | Solar
| 852 | SD4062 | OCI Solar Lakeside |  | SDG&E | CA | San Diego | San Diego South | Solar PV | Tracking - 20MW+ | New | 2016-03-28 | 2036-03-27 | 1 | 2 | 5.4 | 30.82% | CAISO | CAISO | CAISO | Solar | Greater_Imperial | 0.84 | 2099-12-31 | 0 | 4.536 | 1 | 1 | 1 | 0 | SD4062 | OCI Solar Lakeside | 2 | Solar
| 853 | SD4064 | SEPV Boulevard 2 |  | SDG&E | CA | San Diego | San Diego South | Solar PV | Tracking - 20MW+ | New | 2016-05-15 | 2036-05-14 | 1 | 2.9 | 9.274 | 36.51% | CAISO | CAISO | CAISO | Solar | Greater_Imperial | 0.84 | 2099-12-31 | 0 | 7.7902 | 1 | 1 | 1 | 0 | SD4064 | SEPV Boulevard 2 | 2.9 | Solar
| 854 | SC55762 | Central Antelope Dry Ranch B, LLC |  | SCE | CA | Los Angeles | Tehachapi | Solar PV | Fixed Tilt - 20MW+ | New | 2017-03-31 | 2037-04-01 | 1 | 3 | 8.063 | 30.68% | CAISO | CAISO | CAISO | Solar | Tehachapi | 0.84 | 2099-12-31 | 0 | 6.7729 | 1 | 1 | 1 | 0 | SC55762 | Central Antelope Dry Ranch B, LLC | 3 | Solar
| 855 | PG50061 | Aspiration Solar G LLC (1) (PV 3 RFO) |  | PG&E | CA | Fresno | Westlands | Solar PV | Tracking - 20MW+ | New | 2017-02-28 | 2037-04-13 | 1 | 9 | 23.28 | 29.53% | CAISO | CAISO | CAISO | Solar | Westlands | 0.84 | 2099-12-31 | 0 | 19.5552 | 1 | 1 | 1 | 0 | PG50061 | Aspiration Solar G LLC (1) (PV 3 RFO) | 9 | Solar
| 856 | PG50059 | CED Corcoran Solar 3, LLC (PV 3 RFO) | FRESHW_1_SOLAR1 | PG&E | CA | Kings | Westlands | Solar PV | Tracking - 20MW+ | Existing | 2016-12-01 | 2037-01-14 | 1 | 20 | 49.23 | 28.1% | CAISO | CAISO | CAISO | Solar | Westlands | 1 | 2099-12-31 | 1 | 49.23 | 1 | 1 | 1 | 0 | FRESHW_1_SOLAR1 | CED Corcoran Solar 3, LLC (PV 3 RFO) | 20 | Solar | 20 | 0
| 857 | PG50060 | Westside Solar, LLC (1) (PV 3 RFO) | PAIGES_6_SOLAR | PG&E | CA | Fresno | Westlands | Solar PV | Tracking - 20MW+ | Existing | 2017-02-10 | 2037-03-26 | 1 | 20 | 55.25 | 31.54% | CAISO | CAISO | CAISO | Solar | Westlands | 1 | 2099-12-31 | 0 | 55.25 | 1 | 1 | 1 | 0 | PAIGES_6_SOLAR | Westside Solar, LLC (1) (PV 3 RFO) | 20 | Solar | 20 | 0
| 858 | SD5065 | NLP Valley Center Solar, LLC | VLCNTR_6_VCSLR | SDG&E | CA | San Diego | San Diego North Central | Solar PV | Tracking - 20MW+ | Existing | 2016-10-01 | 2036-09-30 | 1 | 2.33 | 6.755 | 33.1% | CAISO | CAISO | CAISO | Solar | Greater_Imperial | 1 | 2099-12-31 | 0 | 6.755 | 1 | 1 | 1 | 0 | VLCNTR_6_VCSLR | NLP Valley Center Solar, LLC | 2.33 | Solar | 2.33 | 0.33
| 859 | SC76452 | Yavi Energy (f/k/a 6052) | GARNET_2_WIND5 | SCE | CA | Riverside | Palm Springs | Wind |  | Existing | 2016-03-01 | 2031-03-01 | 1 | 3 | 5.6 | 21.31% | CAISO | CAISO | CAISO | Wind | Riverside_East_Palm_Springs | 1 | 2099-12-31 | 1 | 5.6 | 1 | 1 | 1 | 0 | GARNET_2_WIND5 | Yavi Energy (f/k/a 6052) | 3 | Wind | 3 | 0.45
| 860 | SC65817 | Luz Solar Partners Ltd, III (SEGS III) (f/k/a 5017) | KRAMER_1_SEGSR3 | SCE | CA | San Bernardino | Kramer | Solar Thermal | No Storage | Existing | 2017-03-01 | 2027-02-28 | 1 | 30 | 68.33 | 26% | CAISO | CAISO | CAISO | Solar | Kramer_Inyokern | 1 | 2099-12-31 | 0 | 68.33 | 1 | 1 | 1 | 0 | KRAMER_1_SEGSR3 | Luz Solar Partners Ltd, III (SEGS III) (f/k/a 5017) | 30 | Solar | 30 | 4.2
| 861 | SC65818 | Luz Solar Partners Ltd, IV (SEGS IV) (f/k/a 5018) | KRAMER_1_SEGSR4 | SCE | CA | San Bernardino | Kramer | Solar Thermal | No Storage | Existing | 2017-03-01 | 2027-02-28 | 1 | 30 | 68.33 | 26% | CAISO | CAISO | CAISO | Solar | Kramer_Inyokern | 1 | 2099-12-31 | 0 | 68.33 | 1 | 1 | 1 | 0 | KRAMER_1_SEGSR4 | Luz Solar Partners Ltd, IV (SEGS IV) (f/k/a 5018) | 30 | Solar | 30 | 4.2
| 862 | SC65819 | Luz Solar Partners Ltd, V (SEGS V) (f/k/a 5019) | KRAMER_1_SEGS37 | SCE | CA | San Bernardino | Kramer | Solar Thermal | No Storage | Existing | 2018-02-01 | 2028-01-31 | 1 | 30 | 68.33 | 26% | CAISO | CAISO | CAISO | Solar | Kramer_Inyokern | 1 | 2099-12-31 | 1 | 68.33 | 1 | 1 | 1 | 0 | KRAMER_1_SEGS37 | Luz Solar Partners Ltd, V (SEGS V) (f/k/a 5019) | 30 | Solar
| 863 | SC55885 | Blythe Solar II, LLC | DRACKR_2_SOLAR2 | SCE | CA | Riverside | Riverside East | Solar PV | Tracking - 20MW+ | Existing | 2016-11-01 | 2036-10-31 | 1 | 131.2 | 385.128 | 33.51% | CAISO | CAISO | CAISO | Solar | Riverside_East_Palm_Springs | 1 | 2099-12-31 | 1 | 385.128 | 1 | 1 | 1 | 0 | DRACKR_2_SOLAR2 | Blythe Solar II, LLC | 131.2 | Solar | 125 | 17.5
| 864 | SC76368 | Broadview Energy KW, LLC |  | SCE | NM | Curry | NM_EA | Wind |  | New | 2016-12-01 | 2036-11-30 | 1 | 142.6 | 602.1 | 48.2% | PNM | CAISO | SW | Wind | New_Mexico | 0.84 | 2099-12-31 | 0 | 505.764 | 1 | 1 | 1 | 0 | SC76368 | Broadview Energy KW, LLC | 142.6 | Wind
| 865 | SC76379 | Broadview Energy JN, LLC |  | SCE | NM | Curry | NM_EA | Wind |  | New | 2016-12-01 | 2036-11-30 | 1 | 181.7 | 767.2 | 48.2% | PNM | CAISO | SW | Wind | New_Mexico | 0.84 | 2099-12-31 | 0 | 644.448 | 1 | 1 | 1 | 0 | SC76379 | Broadview Energy JN, LLC | 181.7 | Wind
| 866 | SC55888 | RE Garland, LLC | GARLND_2_GASLR | SCE | CA | Kern | Tehachapi | Solar PV | Tracking - 20MW+ | Existing | 2016-11-01 | 2031-10-31 | 1 | 186.96 | 574.15 | 35.06% | CAISO | CAISO | CAISO | Solar | Tehachapi | 1 | 2099-12-31 | 1 | 574.15 | 1 | 1 | 1 | 0 | GARLND_2_GASLR | RE Garland, LLC | 186.96 | Solar | 180 | 25.2
| 867 | SC76462 | Energy Development & Const. Corp. (f/k/a 6062) |  | SCE | CA | Riverside | Palm Springs | Wind |  | Existing | 2015-08-01 | 2099-12-31 | 1 | 11.7 | 33.8224 | 33% | CAISO | CAISO | CAISO | Wind | Riverside_East_Palm_Springs | 1 | 2099-12-31 | 0 | 33.8224 | 1 | 1 | 1 | 0 | SC76462 | Energy Development & Const. Corp. (f/k/a 6062) | 11.7 | Wind
| 868 | SC55880 | Mesquite Solar 2 |  | SCE | AZ | Maricopa | AZ_WE | Solar PV | Tracking - 20MW+ | New | 2017-01-01 | 2036-12-31 | 1 | 100.815 | 301.7 | 34.16% | CAISO | CAISO | CAISO | Solar | Arizona | 0.84 | 2099-12-31 | 0 | 253.428 | 1 | 1 | 1 | 0 | SC55880 | Mesquite Solar 2 | 100.815 | Solar
| 869 | SC44213 | TKO Power Inc. (South Bear Creek) | TKOPWR_6_HYDRO | SCE | CA | Shasta | Round Mountain - B | Hydro | Small | Existing | 2016-05-04 | 2031-05-03 | 1 | 2.834 | 9.728 | 39.18% | CAISO | CAISO | CAISO | Small_Hydro | Northern_California | 1 | 2099-12-31 | 1 | 9.728 | 1 | 1 | 1 | 0 | TKOPWR_6_HYDRO | TKO Power Inc. (South Bear Creek) | 2.834 | Small_Hydro | 2.83 | 0
| 870 | SC33118 | Geysers Power Company, LLC |  | SCE | CA | Sonoma/Lake | Sonoma County | Geothermal |  | Existing | 2018-01-01 | 2027-12-31 | 1 | 50 | 438 | 100% | CAISO | CAISO | CAISO | Geothermal | None | 1 | 2099-12-31 | 0 | 438 | 1 | 1 | 1 | 0 | SC33118 | Geysers Power Company, LLC | 50 | Geothermal
| 871 | SC76372 | Tule Wind |  | SCE | CA | San Diego | San Diego South | Wind |  | New | 2017-09-30 | 2033-02-01 | 1 | 132 | 380.892 | 32.94% | CAISO | CAISO | CAISO | Wind | Greater_Imperial | 0.84 | 2099-12-31 | 0 | 319.9493 | 1 | 1 | 1 | 0 | SC76372 | Tule Wind | 132 | Wind
| 872 | PG40139 | Goose Valley Hydro (SB32) |  | PG&E | CA | Shasta | Round Mountain - B | Hydro | Small | Existing | 2015-11-11 | 2035-11-10 | 1 | 0.28 | 0.79471 | 32.4% | CAISO | CAISO | CAISO | Small_Hydro | Northern_California | 1 | 2099-12-31 | 0 | 0.79471 | 1 | 1 | 1 | 0 | PG40139 | Goose Valley Hydro (SB32) | 0.28 | Small_Hydro
| 873 | PG40140 | Lassen Station Hydro (SB32) | BUCKCK_2_HYDRO | PG&E | CA | Butte | Sacramento River Valley | Hydro | Small | Existing | 2016-06-09 | 2036-06-08 | 1 | 0.995 | 3.42 | 39.24% | CAISO | CAISO | CAISO | Small_Hydro | Northern_California | 1 | 2099-12-31 | 1 | 3.42 | 1 | 1 | 1 | 0 | BUCKCK_2_HYDRO | Lassen Station Hydro (SB32) | 0.995 | Small_Hydro | 0.99 | 0
| 874 | PG40135 | Solano Irrigation District (SID)(ID/WA) | MONTPH_7_UNIT 1 | PG&E | CA | Napa | Solano | Hydro | Small | Existing | 1981-09-01 | 2030-12-31 | 1 | 11.9 | 32.82 | 31.48% | CAISO | CAISO | CAISO | Small_Hydro | Solano | 1 | 2099-12-31 | 0 | 32.82 | 1 | 1 | 1 | 0 | MONTPH_7_UNIT 1 | Solano Irrigation District (SID)(ID/WA) | 11.9 | Small_Hydro
| 875 | PG40138 | Indian Valley Hydro (PURPA) | INDVLY_1_UNITS | PG&E | CA | Lake | Sacramento River Valley | Hydro | Small | Existing | 2015-05-01 | 2015-07-31 | 0 | 3 | 13.1188 | 49.92% | CAISO | CAISO | CAISO | Small_Hydro | Northern_California | 1 | 2015-07-31 | 1 | 13.1188 | 0 | 1 | 0 | 0
| 876 | PG50063 | Oak Leaf Solar X (SB32) |  | PG&E | CA | Kings | Westlands | Solar PV | Tracking - 20MW+ | New | 2016-12-15 | 2036-12-14 | 1 | 3 | 7.7659 | 29.55% | CAISO | CAISO | CAISO | Solar | Westlands | 0.84 | 2099-12-31 | 0 | 6.5234 | 1 | 1 | 1 | 0 | PG50063 | Oak Leaf Solar X (SB32) | 3 | Solar
| 877 | PG50062 | Merced 2 - (SB32) |  | PG&E | CA | Merced | Los Banos | Solar PV | Fixed Tilt - 20MW+ | New | 2016-12-01 | 2036-11-30 | 1 | 1.5 | 3.466 | 26.38% | CAISO | CAISO | CAISO | Solar | Central_Valley_North_Los_Banos | 0.84 | 2099-12-31 | 0 | 2.9114 | 1 | 1 | 1 | 0 | PG50062 | Merced 2 - (SB32) | 1.5 | Solar
| 878 | SC76456 | Edom Hills Project 1, LLC | CAPWD_1_QF | SCE | CA | Riverside | Palm Springs | Wind |  | Existing | 2015-10-01 | 2022-10-31 | 1 | 19.55 | 45.97 | 26.84% | CAISO | CAISO | CAISO | Wind | Riverside_East_Palm_Springs | 1 | 2099-12-31 | 1 | 45.97 | 1 | 1 | 1 | 0 | CAPWD_1_QF | Edom Hills Project 1, LLC | 19.55 | Wind |  | 2.93
| 879 | SC55814 | North Rosamond Solar, LLC |  | SCE | CA | Kern | Tehachapi | Solar PV | Fixed Tilt - 20MW+ | New | 2019-01-01 | 2033-12-31 | 1 | 160 | 488 | 34.82% | CAISO | CAISO | CAISO | Solar | Tehachapi | 0.84 | 2099-12-31 | 0 | 409.92 | 1 | 1 | 1 | 0 | SC55814 | North Rosamond Solar, LLC | 160 | Solar
| 880 | SC55882 | Sun Streams, LLC |  | SCE | AZ | Maricopa | AZ_WE | Solar PV | Fixed Tilt - 20MW+ | New | 2020-01-01 | 2034-12-31 | 1 | 160 | 467 | 33.32% | CAISO | CAISO | CAISO | Solar | Arizona | 0.84 | 2099-12-31 | 0 | 392.28 | 1 | 1 | 1 | 0 | SC55882 | Sun Streams, LLC | 160 | Solar
| 881 | SC55883 | Willow Springs Solar, LLC |  | SCE | CA | Kern | Tehachapi | Solar PV | Fixed Tilt - 20MW+ | New | 2019-01-01 | 2033-12-31 | 1 | 108 | 330 | 34.88% | CAISO | CAISO | CAISO | Solar | Tehachapi | 0.84 | 2099-12-31 | 0 | 277.2 | 1 | 1 | 1 | 0 | SC55883 | Willow Springs Solar, LLC | 108 | Solar
| 882 | SC55884 | Sunshine Valley Solar, LLC |  | SCE | NV | Nye | NV_SW | Solar PV | Fixed Tilt - 20MW+ | New | 2020-01-01 | 2034-12-31 | 1 | 104 | 302 | 33.15% | CAISO | CAISO | CAISO | Solar | Southern_Nevada | 0.84 | 2099-12-31 | 0 | 253.68 | 1 | 1 | 1 | 0 | SC55884 | Sunshine Valley Solar, LLC | 104 | Solar
| 883 | SC55886 | Valentine Solar, LLC |  | SCE | CA | Kern | Tehachapi | Solar PV | Tracking - 20MW+ | New | 2019-12-01 | 2034-12-31 | 1 | 111.2 | 328 | 33.67% | CAISO | CAISO | CAISO | Solar | Tehachapi | 0.84 | 2099-12-31 | 0 | 275.52 | 1 | 1 | 1 | 0 | SC55886 | Valentine Solar, LLC | 111.2 | Solar
| 884 | SC55889 | Blythe Solar III, LLC |  | SCE | CA | Riverside | Riverside East | Solar PV | Tracking - 20MW+ | New | 2020-06-01 | 2040-05-31 | 1 | 136.8 | 385 | 32.13% | CAISO | CAISO | CAISO | Solar | Riverside_East_Palm_Springs | 0.84 | 2099-12-31 | 0 | 323.4 | 1 | 1 | 1 | 0 | SC55889 | Blythe Solar III, LLC | 136.8 | Solar
| 885 | PG2047 | Central Valley Ag Power |  | PG&E | CA | Stanislaus | Unknown | Biomass | Large | Existing | 2014-03-11 | 2015-10-21 | 1 | 1.5 | 11.2 | 85.24% | CAISO | CAISO | CAISO | Biomass | - | 1 | 2099-12-31 | 0 | 11.2 | 1 | 1 | 1 | 0 | PG2047 | Central Valley Ag Power | 1.5 | Biomass
| 886 | SC55579 | Summer Solar E2, LLC |  | SCE | CA | Los Angeles | NonCREZ | Solar PV | Fixed Tilt - 20MW+ | Existing | 2014-04-30 | 2033-11-01 | 1 | 1.5 | 3.97 | 30.21% | CAISO | CAISO | CAISO | Solar | - | 1 | 2099-12-31 | 0 | 3.97 | 1 | 1 | 1 | 0 | SC55579 | Summer Solar E2, LLC | 1.5 | Solar
| 887 | SC55581 | Summer Solar F2, LLC |  | SCE | CA | Los Angeles | NonCREZ | Solar PV | Fixed Tilt - 20MW+ | Existing | 2014-04-30 | 2033-11-01 | 1 | 1.5 | 3.97 | 30.21% | CAISO | CAISO | CAISO | Solar | - | 1 | 2099-12-31 | 0 | 3.97 | 1 | 1 | 1 | 0 | SC55581 | Summer Solar F2, LLC | 1.5 | Solar
| 888 | SC55582 | Summer Solar G2, LLC |  | SCE | CA | Los Angeles | NonCREZ | Solar PV | Fixed Tilt - 20MW+ | Existing | 2014-04-30 | 2033-11-01 | 1 | 1.5 | 3.97 | 30.21% | CAISO | CAISO | CAISO | Solar | - | 1 | 2099-12-31 | 0 | 3.97 | 1 | 1 | 1 | 0 | SC55582 | Summer Solar G2, LLC | 1.5 | Solar
| 889 | SC55583 | Summer Solar H2, LLC |  | SCE | CA | Los Angeles | NonCREZ | Solar PV | Fixed Tilt - 20MW+ | Existing | 2014-04-30 | 2033-11-01 | 1 | 1.5 | 3.97 | 30.21% | CAISO | CAISO | CAISO | Solar | - | 1 | 2099-12-31 | 0 | 3.97 | 1 | 1 | 1 | 0 | SC55583 | Summer Solar H2, LLC | 1.5 | Solar
| 890 | SC55219 | Mirasol Murrieta 1 |  | SCE | CA | Riverside | NonCREZ | Solar PV | Rooftop | New | 2016-11-30 | 2036-11-29 | 1 | 1 | 1.96 | 22.37% | CAISO | CAISO | CAISO | Solar | - | 0.84 | 2099-12-31 | 0 | 1.6464 | 1 | 1 | 1 | 0 | SC55219 | Mirasol Murrieta 1 | 1 | Solar
| 891 | SC55220 | Mirasol Pomona 1 |  | SCE | CA | Los Angeles | NonCREZ | Solar PV | Rooftop | New | 2016-11-30 | 2036-11-29 | 1 | 0.5 | 0.88 | 20.09% | CAISO | CAISO | CAISO | Solar | - | 0.84 | 2099-12-31 | 0 | 0.7392 | 1 | 1 | 1 | 0 | SC55220 | Mirasol Pomona 1 | 0.5 | Solar
| 892 | SC44352 | Calleguas MWD - Unit 3 (Santa Rosa) |  | SCE | CA | Ventura | NonCREZ | Hydro | Small | Existing | 2016-07-01 | 2036-06-30 | 1 | 0.25 | 0.75 | 34.25% | CAISO | CAISO | CAISO | Small_Hydro | - | 1 | 2099-12-31 | 0 | 0.75 | 1 | 1 | 1 | 0 | SC44352 | Calleguas MWD - Unit 3 (Santa Rosa) | 0.25 | Small_Hydro
| 893 | PG50064 | 2126 Lovell (SB32) |  | PG&E | CA | Glenn | Unknown | Solar PV | Fixed Tilt - 20MW+ | New | 2016-06-15 | 2036-06-15 | 1 | 0.833 | 2.029 | 27.81% | CAISO | CAISO | CAISO | Solar | - | 0.84 | 2099-12-31 | 0 | 1.7044 | 1 | 1 | 1 | 0 | PG50064 | 2126 Lovell (SB32) | 0.833 | Solar
| 894 | SD5066 | Del Sur Elementary School |  | SDG&E | CA | San Diego | San Diego North Central | Solar PV | Fixed Tilt - 20MW+ | Existing | 2008-09-05 | 2018-09-04 | 1 | 0.041 | 0.08 | 22.27% | CAISO | CAISO | CAISO | Solar | Greater_Imperial | 1 | 2099-12-31 | 0 | 0.08 | 1 | 1 | 1 | 0 | SD5066 | Del Sur Elementary School | 0.041 | Solar
| 895 | SD5067 | Fairfield Grossmont Trolley |  | SDG&E | CA | San Diego | San Diego North Central | Solar PV | Fixed Tilt - 20MW+ | Existing | 2010-04-27 | 2020-04-26 | 1 | 0.0647 | 0.097 | 17.11% | CAISO | CAISO | CAISO | Solar | Greater_Imperial | 1 | 2099-12-31 | 0 | 0.097 | 1 | 1 | 1 | 0 | SD5067 | Fairfield Grossmont Trolley | 0.0647 | Solar
| 896 | SD5068 | Hunter Industries |  | SDG&E | CA | San Diego | San Diego North Central | Solar PV | Fixed Tilt - 20MW+ | Existing | 2007-12-04 | 2017-12-03 | 1 | 0.102 | 0.174 | 19.47% | CAISO | CAISO | CAISO | Solar | Greater_Imperial | 1 | 2099-12-31 | 0 | 0.174 | 1 | 1 | 1 | 0 | SD5068 | Hunter Industries | 0.102 | Solar
| 897 | SD5069 | Innovative Cold Storage Enterprises (ICE) |  | SDG&E | CA | San Diego | San Diego North Central | Solar PV | Fixed Tilt - 20MW+ | Existing | 2008-12-09 | 2018-12-08 | 1 | 0.504 | 0.798 | 18.07% | CAISO | CAISO | CAISO | Solar | Greater_Imperial | 1 | 2099-12-31 | 0 | 0.798 | 1 | 1 | 1 | 0 | SD5069 | Innovative Cold Storage Enterprises (ICE) | 0.504 | Solar
| 898 | SD5070 | Ladera Ranch I |  | SDG&E | CA | San Diego | San Diego North Central | Solar PV | Fixed Tilt - 20MW+ | Existing | 2007-07-24 | 2017-07-23 | 1 | 0.05 | 0.071 | 16.21% | CAISO | CAISO | CAISO | Solar | Greater_Imperial | 1 | 2099-12-31 | 0 | 0.071 | 1 | 1 | 1 | 0 | SD5070 | Ladera Ranch I | 0.05 | Solar
| 899 | SD5071 | Pacific Station |  | SDG&E | CA | San Diego | San Diego North Central | Solar PV | Fixed Tilt - 20MW+ | Existing | 2012-05-16 | 2022-05-15 | 1 | 0.10922 | 0.119 | 12.44% | CAISO | CAISO | CAISO | Solar | Greater_Imperial | 1 | 2099-12-31 | 0 | 0.119 | 1 | 1 | 1 | 0 | SD5071 | Pacific Station | 0.10922 | Solar
| 900 | SD5072 | Sanford-Burnhan Medical Research Institute I |  | SDG&E | CA | San Diego | San Diego North Central | Solar PV | Fixed Tilt - 20MW+ | Existing | 2011-01-28 | 2021-01-27 | 1 | 0.2002 | 0.397 | 22.64% | CAISO | CAISO | CAISO | Solar | Greater_Imperial | 1 | 2099-12-31 | 0 | 0.397 | 1 | 1 | 1 | 0 | SD5072 | Sanford-Burnhan Medical Research Institute I | 0.2002 | Solar
| 901 | SD5073 | SDCCD - Skills Center |  | SDG&E | CA | San Diego | San Diego North Central | Solar PV | Fixed Tilt - 20MW+ | Existing | 2009-07-08 | 2019-07-07 | 1 | 0.056 | 0.094 | 19.16% | CAISO | CAISO | CAISO | Solar | Greater_Imperial | 1 | 2099-12-31 | 0 | 0.094 | 1 | 1 | 1 | 0 | SD5073 | SDCCD - Skills Center | 0.056 | Solar
| 902 | SD5074 | Towers at Bressi Ranch |  | SDG&E | CA | San Diego | San Diego North Central | Solar PV | Fixed Tilt - 20MW+ | Existing | 2008-02-28 | 2018-02-27 | 1 | 0.08 | 0.13 | 18.55% | CAISO | CAISO | CAISO | Solar | Greater_Imperial | 1 | 2099-12-31 | 0 | 0.13 | 1 | 1 | 1 | 0 | SD5074 | Towers at Bressi Ranch | 0.08 | Solar
| 903 | SD5075 | Wilco Investments |  | SDG&E | CA | San Diego | San Diego North Central | Solar PV | Fixed Tilt - 20MW+ | Existing | 2010-05-27 | 2020-05-26 | 1 | 0.3843 | 0.584 | 17.35% | CAISO | CAISO | CAISO | Solar | Greater_Imperial | 1 | 2099-12-31 | 0 | 0.584 | 1 | 1 | 1 | 0 | SD5075 | Wilco Investments | 0.3843 | Solar
| 904 | SD5076 | X-nth |  | SDG&E | CA | San Diego | San Diego North Central | Solar PV | Fixed Tilt - 20MW+ | Existing | 2004-06-25 | 2019-06-24 | 1 | 0.04 | 0.068 | 19.41% | CAISO | CAISO | CAISO | Solar | Greater_Imperial | 1 | 2099-12-31 | 0 | 0.068 | 1 | 1 | 1 | 0 | SD5076 | X-nth | 0.04 | Solar
| 905 | SC76369 | El Cabo Wind, LLC |  | SCE | NM | Torrance | NonCREZ | Wind |  | New | 2017-09-01 | 2037-08-31 | 1 | 298 | 1245.199 | 47.7% | PNM | CAISO | SW | Wind | - | 0.84 | 2099-12-31 | 0 | 1045.9671 | 1 | 1 | 1 | 0 | SC76369 | El Cabo Wind, LLC | 298 | Wind
| 906 | SC76380 | Voyager Wind I, LLC |  | SCE | CA | Kern | NonCREZ | Wind |  | New | 2019-01-01 | 2033-12-31 | 1 | 132 | 439.4016 | 38% | CAISO | CAISO | CAISO | Wind | - | 0.84 | 2099-12-31 | 0 | 369.0973 | 1 | 1 | 1 | 0 | SC76380 | Voyager Wind I, LLC | 132 | Wind
| 907 | SD5079 | Pala (SDG&E Solar Energy Project) |  | SDG&E | CA | San Diego | NonCREZ | Solar PV | Fixed Tilt - 20MW+ | New | 2016-09-30 | 2041-09-29 | 1 | 2 | 4.2 | 23.97% | CAISO | CAISO | CAISO | Solar | - | 0.84 | 2099-12-31 | 0 | 3.528 | 1 | 1 | 1 | 0 | SD5079 | Pala (SDG&E Solar Energy Project) | 2 | Solar
| 908 | SD5078 | Amylin Pharmaceuticals |  | SDG&E | CA | San Diego | San Diego North Central | Solar PV | Fixed Tilt - 20MW+ | Existing | 2010-10-01 | 2015-05-31 | 1 | 0.2 | 0.382 | 21.8% | CAISO | CAISO | CAISO | Solar | Greater_Imperial | 1 | 2099-12-31 | 0 | 0.382 | 1 | 1 | 1 | 0 | SD5078 | Amylin Pharmaceuticals | 0.2 | Solar
| 909 | SC55245 | RE: Walker Pass |  | SCE | CA | Kern | TBD | Solar PV | Tracking - 20MW+ | New | 2018-03-31 | 2038-03-30 | 1 | 20 | 732 | 417.8% | CAISO | CAISO | CAISO | Solar | - | 0.84 | 2099-12-31 | 0 | 614.88 | 1 | 1 | 1 | 0 | SC55245 | RE: Walker Pass | 20 | Solar
| 910 | SC11238 | Sonoma County Landfill LFGTE Project | SNMALF_6_UNITS | SCE | CA | Sonoma | Unknown | Biogas | Distributed | Existing | 2016-09-01 | 2026-08-31 | 1 | 5 | 35 | 79.91% | CAISO | CAISO | CAISO | Biomass | - | 1 | 2099-12-31 | 1 | 35 | 1 | 1 | 1 | 0 | SNMALF_6_UNITS | Sonoma County Landfill LFGTE Project | 5 | Biomass | 5 | 3.27
| 911 | SC55222 | SunE (Bell Tustin) |  | SCE | CA | Orange | NonCREZ | Solar PV | Rooftop | New | 2016-12-01 | 2036-11-30 | 1 | 1.131 | 2.33 | 23.52% | CAISO | CAISO | CAISO | Solar | - | 0.84 | 2099-12-31 | 0 | 1.9572 | 1 | 1 | 1 | 0 | SC55222 | SunE (Bell Tustin) | 1.131 | Solar
| 912 | SC55246 | RE: Tranquility 8 |  | SCE | CA | Fresno | Westlands | Solar PV | Tracking - 20MW+ | Existing | 2017-12-31 | 2037-12-30 | 1 | 200 | 557.2 | 31.8% | CAISO | CAISO | CAISO | Solar | Westlands | 1 | 2099-12-31 | 0 | 557.2 | 1 | 1 | 1 | 0 | SC55246 | RE: Tranquility 8 | 200 | Solar
| 913 | SD5077 | Midway Solar Farm III |  | SDG&E | CA | Imperial | Imperial South | Solar PV | Fixed Tilt - 20MW+ | New | 2017-12-01 | 2037-11-30 | 1 | 20 | 61.072 | 34.86% | CAISO | CAISO | CAISO | Solar | Greater_Imperial | 0.84 | 2099-12-31 | 0 | 51.3005 | 1 | 1 | 1 | 0 | SD5077 | Midway Solar Farm III | 20 | Solar
| 914 | SC55223 | SunE (Red Hill) |  | SCE | CA | Orange | NonCREZ | Solar PV | Rooftop | New | 2016-12-01 | 2036-11-30 | 1 | 1.036 | 1.99 | 21.93% | CAISO | CAISO | CAISO | Solar | - | 0.84 | 2099-12-31 | 0 | 1.6716 | 1 | 1 | 1 | 0 | SC55223 | SunE (Red Hill) | 1.036 | Solar
| 915 | SC55405 | SUNRAY SEGS I |  | SCE | CA | San Bernardino | Unknown | Solar PV | Tracking - 20MW+ | New | 2017-06-15 | 2037-06-14 | 1 | 13.8 | 41 | 33.92% | CAISO | CAISO | CAISO | Solar | - | 0.84 | 2099-12-31 | 0 | 34.44 | 1 | 1 | 1 | 0 | SC55405 | SUNRAY SEGS I | 13.8 | Solar
| 916 | SC55226 | Caliente Springs, LLC |  | SCE | CA | Riverside | NonCREZ | Solar PV | Fixed Tilt - 20MW+ | New | 2016-12-01 | 2016-11-30 | 1 | 0.928 | 1.95 | 23.99% | CAISO | CAISO | CAISO | Solar | - | 0.84 | 2099-12-31 | 0 | 1.638 | 1 | 1 | 1 | 0 | SC55226 | Caliente Springs, LLC | 0.928 | Solar
| 917 | PG50082 | 2235 Leong |  | PG&E | CA | Butte | Unknown | Solar PV | Fixed Tilt - 20MW+ | New | 2018-02-12 | 2038-02-11 | 1 | 1.75 | 4.093 | 26.7% | CAISO | CAISO | CAISO | Solar | - | 0.84 | 2099-12-31 | 0 | 3.4381 | 1 | 1 | 1 | 0 | PG50082 | 2235 Leong | 1.75 | Solar
| 918 | PG50080 | 2207 Ritchie |  | PG&E | CA | Shasta | Unknown | Solar PV | Fixed Tilt - 20MW+ | New | 2018-02-12 | 2038-02-11 | 1 | 0.333 | 0.777 | 26.64% | CAISO | CAISO | CAISO | Solar | - | 0.84 | 2099-12-31 | 0 | 0.65268 | 1 | 1 | 1 | 0 | PG50080 | 2207 Ritchie | 0.333 | Solar
| 919 | SC44316 | Walnut Valley Water District |  | SCE | CA | Los Angeles | NonCREZ | Hydro | Small | Existing | 2016-08-04 | 2036-07-30 | 1 | 0.125 | 0.65 | 59.36% | CAISO | CAISO | CAISO | Small_Hydro | - | 1 | 2099-12-31 | 0 | 0.65 | 1 | 1 | 1 | 0 | SC44316 | Walnut Valley Water District | 0.125 | Small_Hydro
| 920 | SC55251 | Milestone Wildomar, LLC |  | SCE | CA | Riverside | Unknown | Solar PV | Rooftop | New | 2017-12-01 | 2037-11-30 | 1 | 1.224 | 2.109 | 19.67% | CAISO | CAISO | CAISO | Solar | - | 0.84 | 2099-12-31 | 0 | 1.7716 | 1 | 1 | 1 | 0 | SC55251 | Milestone Wildomar, LLC | 1.224 | Solar
| 921 | PG80007 | Hydro Partners (Clover Creek) | CLOVER_2_UNIT | PG&E | CA | Shasta | Unknown | Hydro | Small | Existing | 2016-04-01 | 2018-03-31 | 1 | 0.999 | 7.5 | 85.7% | CAISO | CAISO | CAISO | Small_Hydro | - | 1 | 2099-12-31 | 1 | 7.5 | 1 | 1 | 1 | 0 | CLOVER_2_UNIT | Hydro Partners (Clover Creek) | 0.999 | Small_Hydro | 0.99 | 0.06
| 922 | PG50068 | Bayshore Solar A |  | PG&E | CA | Los Angeles | Tehachapi | Solar PV | Tracking - 20MW+ | New | 2017-08-31 | 2037-10-14 | 1 | 20 | 57.0178 | 32.54% | CAISO | CAISO | CAISO | Solar | Tehachapi | 0.84 | 2099-12-31 | 0 | 47.895 | 1 | 1 | 1 | 0 | PG50068 | Bayshore Solar A | 20 | Solar
| 923 | PG40142 | Rock Creek Hydro | PLACVL_1_RCKCRE | PG&E | CA | El Dorado | Unknown | Hydro | Small | Existing | 2016-05-01 | 2016-10-26 | 0 | 2.796 | 6.324 | 25.82% | CAISO | CAISO | CAISO | Small_Hydro | - | 1 | 2016-10-26 | 1 | 6.324 | 0 | 1 | 0 | 0
| 924 | PG50070 | Bayshore Solar C |  | PG&E | CA | Los Angeles | Tehachapi | Solar PV | Tracking - 20MW+ | New | 2017-08-31 | 2037-10-14 | 1 | 20 | 57.0178 | 32.54% | CAISO | CAISO | CAISO | Solar | Tehachapi | 0.84 | 2099-12-31 | 0 | 47.895 | 1 | 1 | 1 | 0 | PG50070 | Bayshore Solar C | 20 | Solar
| 925 | PG50069 | Bayshore Solar B |  | PG&E | CA | Los Angeles | Tehachapi | Solar PV | Tracking - 20MW+ | New | 2017-08-31 | 2037-10-14 | 1 | 20 | 57.0178 | 32.54% | CAISO | CAISO | CAISO | Solar | Tehachapi | 0.84 | 2099-12-31 | 0 | 47.895 | 1 | 1 | 1 | 0 | PG50069 | Bayshore Solar B | 20 | Solar
| 926 | PG50072 | San Joaquin 1A |  | PG&E | CA | Fresno | Westlands | Solar PV | Tracking - 20MW+ | New | 2018-04-18 | 2038-06-01 | 1 | 20 | 49.7939 | 28.42% | CAISO | CAISO | CAISO | Solar | Westlands | 0.84 | 2099-12-31 | 0 | 41.8269 | 1 | 1 | 1 | 0 | PG50072 | San Joaquin 1A | 20 | Solar
| 927 | PG50078 | Java Solar |  | PG&E | CA | Kings | NonCREZ | Solar PV | Tracking - 20MW+ | New | 2018-04-18 | 2028-06-01 | 1 | 13.5 | 35.9384 | 30.39% | CAISO | CAISO | CAISO | Solar | - | 0.84 | 2099-12-31 | 0 | 30.1883 | 1 | 1 | 1 | 0 | PG50078 | Java Solar | 13.5 | Solar
| 928 | PG50083 | Madera 1 |  | PG&E | CA | Madera | Unknown | Solar PV | Fixed Tilt - 20MW+ | New | 2017-01-31 | 2037-01-30 | 1 | 1.5 | 3.9293 | 29.9% | CAISO | CAISO | CAISO | Solar | - | 0.84 | 2099-12-31 | 0 | 3.3006 | 1 | 1 | 1 | 0 | PG50083 | Madera 1 | 1.5 | Solar
| 929 | PG80008 | Indian Valley Hydro 4 | INDVLY_1_UNITS | PG&E | CA | Lake | Unknown | Hydro | Small | Existing | 2016-06-01 | 2016-10-31 | 1 | 2.9 | 3 | 11.81% | CAISO | CAISO | CAISO | Small_Hydro | - | 1 | 2099-12-31 | 1 | 3 | 1 | 1 | 1 | 0 | INDVLY_1_UNITS | Indian Valley Hydro 4 | 2.9 | Small_Hydro | 3.01 | 0.85
| 930 | SC55519 | One Ten Partners, LLC |  | SCE | CA | Los Angeles | Tehachapi | Solar PV | Tracking - 20MW+ | New | 2016-12-15 | 2036-12-31 | 1 | 2 | 6.252 | 35.68% | CAISO | CAISO | CAISO | Solar | Tehachapi | 0.84 | 2099-12-31 | 0 | 5.2517 | 1 | 1 | 1 | 0 | SC55519 | One Ten Partners, LLC | 2 | Solar
| 931 | SC55747 | AVS Phase 2 |  | SCE | CA | Los Angeles | NonCREZ | Solar PV | Tracking - 20MW+ | New | 2018-04-11 | 2038-04-10 | 1 | 3 | 7.685 | 29.24% | CAISO | CAISO | CAISO | Solar | - | 0.84 | 2099-12-31 | 0 | 6.4554 | 1 | 1 | 1 | 0 | SC55747 | AVS Phase 2 | 3 | Solar
| 932 | SC55262 | Antelope DSR 3, LLC |  | SCE | CA | Los Angeles | NonCREZ | Solar PV | Tracking - 20MW+ | New | 2019-06-20 | 2039-06-19 | 1 | 20 | 56 | 31.96% | CAISO | CAISO | CAISO | Solar | - | 0.84 | 2099-12-31 | 0 | 47.04 | 1 | 1 | 1 | 0 | SC55262 | Antelope DSR 3, LLC | 20 | Solar
| 933 | SC55261 | Windhub Solar A Solar Project |  | SCE | CA | Kern | NonCREZ | Solar PV | Tracking - 20MW+ | New | 2019-07-20 | 2034-07-19 | 1 | 20 | 51 | 29.11% | CAISO | CAISO | CAISO | Solar | - | 0.84 | 2099-12-31 | 0 | 42.84 | 1 | 1 | 1 | 0 | SC55261 | Windhub Solar A Solar Project | 20 | Solar
| 934 | SC44226 | Desert Water Agency (Snow Creek) |  | SCE | CA | Riverside | NonCREZ | Hydro | Small | New | 2018-02-02 | 2018-02-01 | 1 | 0 | 2.29 | 0% | CAISO | CAISO | CAISO | Small_Hydro | - | 0.84 | 2099-12-31 | 0 | 1.9236 | 1 | 1 | 1 | 1 | SC44226 | Desert Water Agency (Snow Creek) | 0 | Small_Hydro
| 935 | SC55258 | Green Beanworks C, LLC |  | SCE | CA | Los Angeles | NonCREZ | Solar PV | Fixed Tilt - 20MW+ | New | 2018-06-01 | 2018-05-31 | 1 | 0 | 8.9 | 0% | CAISO | CAISO | CAISO | Solar | - | 0.84 | 2099-12-31 | 0 | 7.476 | 1 | 1 | 1 | 1 | SC55258 | Green Beanworks C, LLC | 0 | Solar
| 936 | SC55263 | American Kings Solar, LLC |  | SCE | CA | Kings | NonCREZ | Solar PV | Fixed Tilt - 20MW+ | New | 2020-12-01 | 2035-11-30 | 1 | 128 | 348 | 31.04% | CAISO | CAISO | CAISO | Solar | - | 0.84 | 2099-12-31 | 0 | 292.32 | 1 | 1 | 1 | 0 | SC55263 | American Kings Solar, LLC | 128 | Solar
| 937 | PG80009 | Mini Hydro |  | PG&E | CA | Yuba | Unknown | Hydro | Small | Existing | 2016-09-30 | 2031-09-29 | 1 | 0.15 | 1.1826 | 90% | CAISO | CAISO | CAISO | Small_Hydro | - | 1 | 2099-12-31 | 0 | 1.1826 | 1 | 1 | 1 | 0 | PG80009 | Mini Hydro | 0.15 | Small_Hydro
| 938 | SC76496 | Smoke Tree Wind, LLC |  | SCE | CA | Riverside | N/A | Wind |  | New | 2017-01-01 | 2017-12-31 | 1 | 0 | 12.73 | 0% | CAISO | CAISO | CAISO | Wind | None | 0.84 | 2099-12-31 | 0 | 10.6932 | 1 | 1 | 1 | 1 | SC76496 | Smoke Tree Wind, LLC | 0 | Wind
| 939 | 3PH-60107A | Marina Landfill Gas (Monterey Regional Waste Management Dst) | CSTRVL_7_PL1X2 | 3Phase | CA |  |  | Biomass |  | Existing | 2012-03-01 | 2015-02-28 | 1 | 5.08 | 28.492 | 64.03% | CAISO | CAISO | CAISO | Biomass | - | 1 | 2099-12-31 | 1 | 28.492 | 1 | 1 | 1 | 0 | CSTRVL_7_PL1X2 | Marina Landfill Gas (Monterey Regional Waste Management Dst) | 5.08 | Biomass | 4.53 | 4.17
| 940 | 3PH-60370A | Mesa Wind Power Corporation | PANSEA_1_PANARO | 3Phase | CA |  |  | Wind |  | Existing | 2013-12-31 | 2099-12-31 | 1 | 29.9 | 5.0297 | 1.92% | CAISO | CAISO | CAISO | Wind | - | 1 | 2099-12-31 | 1 | 5.0297 | 1 | 1 | 1 | 0 | PANSEA_1_PANARO | Mesa Wind Power Corporation | 29.9 | Wind |  | 4.5
| 941 | ALW-2011-1 | High Winds | BRDSLD_2_HIWIND | ALW | CA |  |  | Wind |  | Existing | 2003-09-01 | 2028-12-31 | 1 | 5.994 | 12.1885 | 23.21% | CAISO | CAISO | CAISO | Wind | - | 1 | 2099-12-31 | 1 | 12.1885 | 1 | 1 | 1 | 0 | BRDSLD_2_HIWIND | High Winds | 5.994 | Wind | 162 | 24.3
| 942 | ALW-2011-2 | Garnet Wind Energy Center | GARNET_1_WIND | ALW | CA |  |  | Wind |  | Existing | 2009-06-02 | 2035-12-31 | 1 | 6.5 | 20.0718 | 35.25% | CAISO | CAISO | CAISO | Wind | - | 1 | 2099-12-31 | 1 | 20.0718 | 1 | 1 | 1 | 0 | GARNET_1_WIND | Garnet Wind Energy Center | 6.5 | Wind | 6.5 | 0.98
| 943 | ALW-2011-3 | Perris | VALLEY_5_PERRIS | ALW | CA |  |  | Hydro |  | Existing | 2008-11-01 | 2023-12-31 | 1 | 1.7277 | 3.7588 | 24.83% | CAISO | CAISO | CAISO | Small_Hydro | - | 1 | 2099-12-31 | 1 | 3.7588 | 1 | 1 | 1 | 0 | VALLEY_5_PERRIS | Perris | 1.7277 | Small_Hydro | 7.94 | 7.94
| 944 | ALW-2011-3 | Valley View | VALLEY_5_PERRIS | ALW | CA |  |  | Hydro |  | Existing | 2008-11-01 | 2023-12-31 | 1 | 0.89216 | 1.7369 | 22.22% | CAISO | CAISO | CAISO | Small_Hydro | - | 1 | 2099-12-31 | 1 | 1.7369 | 1 | 1 | 1 | 0 | VALLEY_5_PERRIS | Valley View | 0.89216 | Small_Hydro | 7.94 | 7.94
| 945 | ALW-2011-3 | Coyote Creek | VALLEY_5_PERRIS | ALW | CA |  |  | Hydro |  | Existing | 2008-11-01 | 2023-12-31 | 1 | 0.68109 | 1.6509 | 27.67% | CAISO | CAISO | CAISO | Small_Hydro | - | 1 | 2099-12-31 | 1 | 1.6509 | 1 | 1 | 1 | 0 | VALLEY_5_PERRIS | Coyote Creek | 0.68109 | Small_Hydro | 7.94 | 7.94
| 946 | ALW-2011-3 | Rio Hondo Power Plant | VALLEY_5_PERRIS | ALW | CA |  |  | Hydro |  | Existing | 2008-11-01 | 2023-12-31 | 1 | 0.41562 | 0.86403 | 23.73% | CAISO | CAISO | CAISO | Small_Hydro | - | 1 | 2099-12-31 | 1 | 0.86403 | 1 | 1 | 1 | 0 | VALLEY_5_PERRIS | Rio Hondo Power Plant | 0.41562 | Small_Hydro | 7.94 | 7.94
| 947 | ALW-2011-4 | San Dimas Wash | PADUA_7_SDIMAS | ALW | CA |  |  | Hydro |  | Existing | 2006-09-29 | 2016-12-31 | 1 | 1.05 | 2.0481 | 22.27% | CAISO | CAISO | CAISO | Small_Hydro | - | 1 | 2099-12-31 | 1 | 2.0481 | 1 | 1 | 1 | 0 | PADUA_7_SDIMAS | San Dimas Wash | 1.05 | Small_Hydro | 1.05 | 1.05
| 948 | ALW-2014-1 | Columbia Two, LLC | CAMLOT_2_SOLAR2 | ALW | CA |  |  | Solar PV |  | Existing | 2014-11-27 | 2034-12-09 | 1 | 1.2855 | 0.15924 | 1.414% | CAISO | CAISO | CAISO | Solar | - | 1 | 2099-12-31 | 1 | 0.15924 | 1 | 1 | 1 | 0 | CAMLOT_2_SOLAR2 | Columbia Two, LLC | 1.2855 | Solar | 15 | 2.1
| 949 | AMP-2011-1 | Spicer | SPICER_1_UNIT 1 | AMP | CA |  |  | Hydro |  | Existing | 1989-11-30 | 2099-12-31 | 1 | 0.6 | 1.7758 | 33.79% | CAISO | CAISO | CAISO | Small_Hydro | - | 1 | 2099-12-31 | 0 | 1.7758 | 1 | 1 | 1 | 0 | SPICER_1_UNIT 1 | Spicer | 0.6 | Small_Hydro
| 950 | AMP-2011-11 | Nove Power Plant | RICHMN_7_BAYENV | AMP | CA |  |  | Biogas |  | Existing | 2005-09-01 | 2020-09-01 | 1 | 1 | 13.068 | 149.2% | CAISO | CAISO | CAISO | Biomass | - | 1 | 2099-12-31 | 1 | 13.068 | 1 | 1 | 1 | 0 | RICHMN_7_BAYENV | Nove Power Plant | 1 | Biomass | 2.5 | 0.8
| 951 | AMP-2011-12 | Graeagle |  | AMP | CA |  |  | Hydro |  | Existing | 2010-02-01 | 2030-01-31 | 1 | 0.44 | 2.7872 | 72.31% | BANC | CAISO | BANC | Small_Hydro | - | 1 | 2099-12-31 | 0 | 2.7872 | 1 | 1 | 1 | 0 | AMP-2011-12 | Graeagle | 0.44 | Small_Hydro
| 952 | AMP-2011-13 | Butte County Neal Road Landfill | ESQUON_6_LNDFIL | AMP | CA |  |  | Biogas |  | Existing | 2012-11-18 | 2027-11-17 | 1 | 2.16 | 15.3475 | 81.11% | CAISO | CAISO | CAISO | Biomass | - | 1 | 2099-12-31 | 1 | 15.3475 | 1 | 1 | 1 | 0 | ESQUON_6_LNDFIL | Butte County Neal Road Landfill | 2.16 | Biomass | 2.1 | 0
| 953 | AMP-2011-14 | Nimbus |  | AMP | CA |  |  | Hydro |  | Existing | 2005-01-01 | 2024-12-31 | 1 | 0.1458 | 0.5975 | 46.78% | BANC | CAISO | BANC | Small_Hydro | - | 1 | 2099-12-31 | 0 | 0.5975 | 1 | 1 | 1 | 0 | AMP-2011-14 | Nimbus | 0.1458 | Small_Hydro
| 954 | AMP-2011-14 | Stampede |  | AMP | CA |  |  | Hydro |  | Existing | 2005-01-01 | 2024-12-31 | 1 | 0.03942 | 0.12873 | 37.28% | BANC | CAISO | BANC | Small_Hydro | - | 1 | 2099-12-31 | 0 | 0.12873 | 1 | 1 | 1 | 0 | AMP-2011-14 | Stampede | 0.03942 | Small_Hydro
| 955 | AMP-2011-14 | Lewiston | LEWSTN_7_UNIT 1 | AMP | CA |  |  | Hydro |  | Existing | 2005-01-01 | 2024-12-31 | 1 | 0.00378 | 0.022019 | 66.5% | CAISO | CAISO | CAISO | Small_Hydro | - | 1 | 2099-12-31 | 0 | 0.022019 | 1 | 1 | 1 | 0 | LEWSTN_7_UNIT 1 | Lewiston | 0.00378 | Small_Hydro
| 956 | AMP-2011-3 | Ameresco Santa Cruz Energy | GRNVLY_7_SCLAND | AMP | CA |  |  | Biogas |  | Existing | 2006-02-02 | 2026-02-01 | 1 | 1.59 | 7.1808 | 51.56% | CAISO | CAISO | CAISO | Biomass | - | 1 | 2099-12-31 | 1 | 7.1808 | 1 | 1 | 1 | 0 | GRNVLY_7_SCLAND | Ameresco Santa Cruz Energy | 1.59 | Biomass | 3.04 | 2.27
| 957 | AMP-2011-4 | High Winds | BRDSLD_2_HIWIND | AMP | CA |  |  | Wind |  | Existing | 2005-01-01 | 2028-06-30 | 1 | 9.9954 | 20.3252 | 23.21% | CAISO | CAISO | CAISO | Wind | - | 1 | 2099-12-31 | 1 | 20.3252 | 1 | 1 | 1 | 0 | BRDSLD_2_HIWIND | High Winds | 9.9954 | Wind | 162 | 24.3
| 958 | AMP-2011-5 | Ox Mountain Landfill aka Half Moon Bay | OXMTN_6_LNDFIL | AMP | CA |  |  | Biomass |  | Existing | 2009-04-01 | 2029-03-31 | 1 | 5.73 | 43.7908 | 87.24% | CAISO | CAISO | CAISO | Biomass | - | 1 | 2099-12-31 | 1 | 43.7908 | 1 | 1 | 1 | 0 | OXMTN_6_LNDFIL | Ox Mountain Landfill aka Half Moon Bay | 5.73 | Biomass | 10.62 | 10.47
| 959 | AMP-2011-6 | Keller Canyon Landfill (Pittsburg) | KIRKER_7_KELCYN | AMP | CA |  |  | Biogas |  | Existing | 2009-08-01 | 2029-07-31 | 1 | 1.92 | 14.8521 | 88.3% | CAISO | CAISO | CAISO | Biomass | - | 1 | 2099-12-31 | 1 | 14.8521 | 1 | 1 | 1 | 0 | KIRKER_7_KELCYN | Keller Canyon Landfill (Pittsburg) | 1.92 | Biomass | 3.56 | 3.38
| 960 | AMP-2011-7 | Geothermal 1 | NCPA_7_GP1UN1 | AMP | CA |  |  | Geothermal |  | Existing | 1983-01-01 | 2099-12-31 | 1 | 9.284 | 76.1483 | 93.63% | CAISO | CAISO | CAISO | Geothermal | - | 1 | 2099-12-31 | 1 | 76.1483 | 1 | 1 | 1 | 0 | NCPA_7_GP1UN1 | Geothermal 1 | 9.284 | Geothermal | 38.85 | 31
| 961 | AMP-2011-8 | Geothermal 2 | NCPA_7_GP2UN3 | AMP | CA |  |  | Geothermal |  | Existing | 1985-05-01 | 2099-12-31 | 1 | 9.284 | 69.0754 | 84.93% | CAISO | CAISO | CAISO | Geothermal | - | 1 | 2099-12-31 | 1 | 69.0754 | 1 | 1 | 1 | 0 | NCPA_7_GP2UN3 | Geothermal 2 | 9.284 | Geothermal | 42.42 | 0
| 962 | APU-2011-1 | High Winds | BRDSLD_2_HIWIND | APU | CA |  |  | Wind |  | Existing | 2003-09-01 | 2023-12-31 | 1 | 6 | 12.2007 | 23.21% | CAISO | CAISO | CAISO | Wind | - | 1 | 2099-12-31 | 1 | 12.2007 | 1 | 1 | 1 | 0 | BRDSLD_2_HIWIND | High Winds | 6 | Wind | 162 | 24.3
| 963 | APU-2011-2 | Pleasant Valley (WEST Wyoming Wind Energy Center) |  | APU | WY |  |  | Wind |  | Existing | 2005-07-01 | 2025-06-30 | 1 | 29.8926 | 51.3162 | 19.6% | PACE | CAISO | NW | Wind | - | 1 | 2099-12-31 | 0 | 51.3162 | 1 | 1 | 1 | 0 | APU-2011-2 | Pleasant Valley (WEST Wyoming Wind Energy Center) | 29.8926 | Wind
| 964 | APU-2011-3 | Heber Geothermal Co | MIRAGE_2_COCHLA | APU | CA |  |  | Geothermal |  | Existing | 2006-01-25 | 2031-12-31 | 1 | 38.1 | 192.7169 | 57.74% | CAISO | CAISO | CAISO | Geothermal | - | 1 | 2099-12-31 | 0 | 192.7169 | 1 | 1 | 1 | 0 | MIRAGE_2_COCHLA | Heber Geothermal Co | 38.1 | Geothermal
| 965 | APU-2011-4 | Brea Expansion Plant | OLINDA_2_LNDFL2 | APU | CA |  |  | Biogas |  | Existing | 2007-08-01 | 2045-10-31 | 1 | 32.8 | 177.9583 | 61.94% | CAISO | CAISO | CAISO | Biomass | - | 1 | 2099-12-31 | 1 | 177.9583 | 1 | 1 | 1 | 0 | OLINDA_2_LNDFL2 | Brea Expansion Plant | 32.8 | Biomass | 28.1 | 24.84
| 966 | APU-2011-4 | Brea Power Partners LP (Gen 1-3) | OLINDA_2_LNDFL2 | APU | CA |  |  | Biogas |  | Existing | 2007-08-01 | 2045-10-31 | 1 | 5.6 | 21.1247 | 43.06% | CAISO | CAISO | CAISO | Biomass | - | 1 | 2099-12-31 | 1 | 21.1247 | 1 | 1 | 1 | 0 | OLINDA_2_LNDFL2 | Brea Power Partners LP (Gen 1-3) | 5.6 | Biomass | 28.1 | 24.84
| 967 | APU-2011-5 | Perris | VALLEY_5_PERRIS | APU | CA |  |  | Hydro |  | Existing | 2008-11-01 | 2023-12-31 | 1 | 4.4837 | 9.7545 | 24.83% | CAISO | CAISO | CAISO | Small_Hydro | - | 1 | 2099-12-31 | 1 | 9.7545 | 1 | 1 | 1 | 0 | VALLEY_5_PERRIS | Perris | 4.4837 | Small_Hydro | 7.94 | 7.94
| 968 | APU-2011-5 | Valley View | VALLEY_5_PERRIS | APU | CA |  |  | Hydro |  | Existing | 2008-11-01 | 2023-12-31 | 1 | 2.3153 | 4.5076 | 22.22% | CAISO | CAISO | CAISO | Small_Hydro | - | 1 | 2099-12-31 | 1 | 4.5076 | 1 | 1 | 1 | 0 | VALLEY_5_PERRIS | Valley View | 2.3153 | Small_Hydro | 7.94 | 7.94
| 969 | APU-2011-5 | Coyote Creek | VALLEY_5_PERRIS | APU | CA |  |  | Hydro |  | Existing | 2008-11-01 | 2023-12-31 | 1 | 1.7675 | 4.2843 | 27.67% | CAISO | CAISO | CAISO | Small_Hydro | - | 1 | 2099-12-31 | 1 | 4.2843 | 1 | 1 | 1 | 0 | VALLEY_5_PERRIS | Coyote Creek | 1.7675 | Small_Hydro | 7.94 | 7.94
| 970 | APU-2011-5 | Rio Hondo Power Plant | VALLEY_5_PERRIS | APU | CA |  |  | Hydro |  | Existing | 2008-11-01 | 2023-12-31 | 1 | 1.0786 | 2.2423 | 23.73% | CAISO | CAISO | CAISO | Small_Hydro | - | 1 | 2099-12-31 | 1 | 2.2423 | 1 | 1 | 1 | 0 | VALLEY_5_PERRIS | Rio Hondo Power Plant | 1.0786 | Small_Hydro | 7.94 | 7.94
| 971 | APU-2011-9 | San Gorgonio Farms Wind Farm | DEVERS_1_QF | APU | CA |  |  | Wind |  | Existing | 2012-03-23 | 2013-03-22 | 1 | 31 | 72.7535 | 26.79% | CAISO | CAISO | CAISO | Wind | - | 1 | 2099-12-31 | 1 | 72.7535 | 1 | 1 | 1 | 0 | DEVERS_1_QF | San Gorgonio Farms Wind Farm | 31 | Wind | 44.8 | 1.2
| 972 | APU-2013-5 | Thermo No.1 BE-01 |  | APU | UT |  |  | Geothermal |  | Existing | 2009-04-16 | 2033-09-24 | 1 | 15 | 56.5761 | 43.06% | PACE | CAISO | NW | Geothermal | - | 1 | 2099-12-31 | 0 | 56.5761 | 1 | 1 | 1 | 0 | APU-2013-5 | Thermo No.1 BE-01 | 15 | Geothermal
| 973 | APU-2012-11 | Anaheim Solar Energy Plant |  | APU | CA |  |  | Solar PV |  | Existing | 2012-05-01 | 2099-12-31 | 1 | 2 | 1.187 | 6.775% | CAISO | CAISO | CAISO | Solar | - | 1 | 2099-12-31 | 0 | 1.187 | 1 | 1 | 1 | 0 | APU-2012-11 | Anaheim Solar Energy Plant | 2 | Solar
| 974 | BANN-2011-1 | Heber Geothermal Co | MIRAGE_2_COCHLA | Banning | CA |  |  | Geothermal |  | Existing | 2006-01-25 | 2031-12-31 | 1 | 6.35 | 32.1195 | 57.74% | CAISO | CAISO | CAISO | Geothermal | - | 1 | 2099-12-31 | 0 | 32.1195 | 1 | 1 | 1 | 0 | MIRAGE_2_COCHLA | Heber Geothermal Co | 6.35 | Geothermal
| 975 | BMS-2011-3 | Geothermal 1 | NCPA_7_GP1UN1 | BMS | CA |  |  | Geothermal |  | Existing | 2000-01-01 | 2099-12-31 | 1 | 0.1265 | 1.0376 | 93.63% | CAISO | CAISO | CAISO | Geothermal | - | 1 | 2099-12-31 | 1 | 1.0376 | 1 | 1 | 1 | 0 | NCPA_7_GP1UN1 | Geothermal 1 | 0.1265 | Geothermal | 38.85 | 31
| 976 | BMS-2011-4 | Geothermal 2 | NCPA_7_GP2UN3 | BMS | CA |  |  | Geothermal |  | Existing | 2000-01-01 | 2099-12-31 | 1 | 0.1265 | 0.94119 | 84.93% | CAISO | CAISO | CAISO | Geothermal | - | 1 | 2099-12-31 | 1 | 0.94119 | 1 | 1 | 1 | 0 | NCPA_7_GP2UN3 | Geothermal 2 | 0.1265 | Geothermal | 42.42 | 0
| 977 | BMS-2011-5 | Nimbus |  | BMS | CA |  |  | Hydro |  | Existing | 2005-01-01 | 2024-12-31 | 1 | 0.03765 | 0.15429 | 46.78% | BANC | CAISO | BANC | Small_Hydro | - | 1 | 2099-12-31 | 0 | 0.15429 | 1 | 1 | 1 | 0 | BMS-2011-5 | Nimbus | 0.03765 | Small_Hydro
| 978 | BMS-2011-5 | Stampede |  | BMS | CA |  |  | Hydro |  | Existing | 2005-01-01 | 2024-12-31 | 1 | 0.010179 | 0.033242 | 37.28% | BANC | CAISO | BANC | Small_Hydro | - | 1 | 2099-12-31 | 0 | 0.033242 | 1 | 1 | 1 | 0 | BMS-2011-5 | Stampede | 0.010179 | Small_Hydro
| 979 | BMS-2011-5 | Lewiston | LEWSTN_7_UNIT 1 | BMS | CA |  |  | Hydro |  | Existing | 2005-01-01 | 2024-12-31 | 1 | 0.00097611 | 0.0056861 | 66.5% | CAISO | CAISO | CAISO | Small_Hydro | - | 1 | 2099-12-31 | 0 | 0.0056861 | 1 | 1 | 1 | 0 | LEWSTN_7_UNIT 1 | Lewiston | 0.00097611 | Small_Hydro
| 980 | BWP-2012-1 | Magnolia Power Project (Biomethane portion) |  | Burbank Water & Power | CA |  |  | Biogas | Pipeline | Existing | 2005-09-23 | 2099-12-31 | 1 | 0 | 73.4089 |  | LADWP | LDWP | LDWP | Other | - | 1 | 2099-12-31 | 0 | 73.4089 | 1 | 0 | 0 | 1
| 981 | BWP-2012-2 | Chiquita Canyon | SAUGUS_7_CHIQCN | Burbank Water & Power | CA |  |  | Biogas |  | Existing | 2010-11-23 | 2030-11-23 | 1 | 1.5333 | 7.4788 | 55.68% | CAISO | LDWP | CAISO | Biomass | - | 1 | 2099-12-31 | 1 | 7.4788 | 1 | 0 | 0 | 0
| 982 | BWP-2012-3 | Milford Wind WT11 |  | Burbank Water & Power | UT |  |  | Wind |  | Existing | 2009-11-16 | 2029-11-16 | 1 | 10.175 | 20.2756 | 22.75% | LADWP | LDWP | LDWP | Wind | - | 1 | 2099-12-31 | 0 | 20.2756 | 1 | 0 | 0 | 0
| 983 | BWP-2012-4 | Pebble Springs |  | Burbank Water & Power | OR |  |  | Wind |  | Existing | 2009-01-30 | 2027-01-29 | 1 | 9.87 | 25.1252 | 29.06% | BPA | LDWP | NW | Wind | - | 1 | 2099-12-31 | 0 | 25.1252 | 1 | 0 | 0 | 0
| 984 | BWP-2012-5 | Pleasant Valley (WEST Wyoming Wind Energy Center) |  | Burbank Water & Power | WY |  |  | Wind |  | Existing | 2006-07-01 | 2022-07-01 | 1 | 4.8813 | 8.3796 | 19.6% | PACE | LDWP | NW | Wind | - | 1 | 2099-12-31 | 0 | 8.3796 | 1 | 0 | 0 | 0
| 985 | BWP-2012-6 | Tieton |  | Burbank Water & Power | WA |  |  | Hydro |  | Existing | 2009-10-01 | 2099-12-31 | 1 | 28.734 | 23.9418 | 9.512% | BPA | LDWP | NW | Small_Hydro | - | 1 | 2099-12-31 | 0 | 23.9418 | 1 | 0 | 0 | 0
| 986 | BWP-2012-9 | Lake One (Biomethane) |  | Burbank Water & Power | CA |  |  | Biogas |  | Existing | 2011-07-01 | 2099-12-31 | 1 | 0 | 0 |  | 0 | LDWP | Other | Biomass | - | 1 | 2099-12-31 | 0 | 0 | 1 | 0 | 0 | 1
| 987 | BWP-2013-9 | Wild Rose - Don Campbell - Gabbs Valley |  | Burbank Water & Power | NV |  |  | Geothermal |  | Existing | 2013-11-01 | 1933-11-01 | 1 | 2.4608 | 23.0885 | 107.1% | SPP | LDWP | NW | Geothermal | - | 1 | 2099-12-31 | 0 | 23.0885 | 1 | 0 | 0 | 0
| 988 | BWP-2014-1 | Copper Mountain III |  | Burbank Water & Power | NV |  |  | Solar PV |  | Existing | 2014-05-14 | 2033-05-13 | 1 | 40.8 | 96.389 | 26.97% | LADWP | LDWP | LDWP | Solar | - | 1 | 2099-12-31 | 0 | 96.389 | 1 | 0 | 0 | 0
| 989 | CCSF-2011-15 | Southeast Digester Gas Cogen Plant |  | CCSF | CA |  |  | Biomass |  | Existing | 2002-06-26 | 2099-12-31 | 1 | 2.1 | 7.6095 | 41.36% | CAISO | CAISO | CAISO | Biomass | - | 1 | 2099-12-31 | 0 | 7.6095 | 1 | 1 | 1 | 0 | CCSF-2011-15 | Southeast Digester Gas Cogen Plant | 2.1 | Biomass
| 990 | CCSF-2011-16 | Southeast Wastwater Treatment Plant/CCSF |  | CCSF | CA |  |  | Solar PV |  | Existing | 2005-10-06 | 2099-12-31 | 1 | 2 | 0.156 | 0.8904% | CAISO | CAISO | CAISO | Solar | - | 1 | 2099-12-31 | 0 | 0.156 | 1 | 1 | 1 | 0 | CCSF-2011-16 | Southeast Wastwater Treatment Plant/CCSF | 2 | Solar
| 991 | CCSF-2011-17 | Sunset Reservoir North Basin | MARTIN_1_SUNSET | CCSF | CA |  |  | Solar PV |  | Existing | 2010-11-12 | 2035-11-11 | 1 | 4.96 | 6.134 | 14.12% | CAISO | CAISO | CAISO | Solar | - | 1 | 2099-12-31 | 1 | 6.134 | 1 | 1 | 1 | 0 | MARTIN_1_SUNSET | Sunset Reservoir North Basin | 4.96 | Solar | 4.5 | 0.63
| 992 | CCSF-2011-5 | Moccasin Low Head | INTKEP_2_UNITS | CCSF | CA |  |  | Hydro |  | Existing | 1987-07-01 | 2099-12-31 | 1 | 2.9 | 5.0141 | 19.74% | CAISO | CAISO | CAISO | Small_Hydro | - | 1 | 2099-12-31 | 1 | 5.0141 | 1 | 1 | 1 | 0 | INTKEP_2_UNITS | Moccasin Low Head | 2.9 | Small_Hydro | 52 | 239
| 993 | CCSF-62549A/62550A/62551A | Kirkwood (1-3) | INTKEP_2_UNITS | CCSF | CA |  |  | Hydro |  | Existing | 2000-01-01 | 2099-12-31 | 1 | 118.2 | 508.649 | 49.12% | CAISO | CAISO | CAISO | Small_Hydro | - | 1 | 2099-12-31 | 1 | 508.649 | 1 | 1 | 1 | 0 | INTKEP_2_UNITS | Kirkwood (1-3) | 118.2 | Small_Hydro | 52 | 239
| 994 | CLTN-2011-2 | High Winds | BRDSLD_2_HIWIND | Colton | CA |  |  | Wind |  | Existing | 2003-08-15 | 2023-12-31 | 1 | 2.997 | 6.0943 | 23.21% | CAISO | CAISO | CAISO | Wind | - | 1 | 2099-12-31 | 1 | 6.0943 | 1 | 1 | 1 | 0 | BRDSLD_2_HIWIND | High Winds | 2.997 | Wind | 162 | 24.3
| 995 | CLTN-2011-3 | Perris | VALLEY_5_PERRIS | Colton | CA |  |  | Hydro |  | Existing | 2008-11-01 | 2023-12-31 | 1 | 1.7277 | 3.7588 | 24.83% | CAISO | CAISO | CAISO | Small_Hydro | - | 1 | 2099-12-31 | 1 | 3.7588 | 1 | 1 | 1 | 0 | VALLEY_5_PERRIS | Perris | 1.7277 | Small_Hydro | 7.94 | 7.94
| 996 | CLTN-2011-3 | Valley View | VALLEY_5_PERRIS | Colton | CA |  |  | Hydro |  | Existing | 2008-11-01 | 2023-12-31 | 1 | 0.89216 | 1.7369 | 22.22% | CAISO | CAISO | CAISO | Small_Hydro | - | 1 | 2099-12-31 | 1 | 1.7369 | 1 | 1 | 1 | 0 | VALLEY_5_PERRIS | Valley View | 0.89216 | Small_Hydro | 7.94 | 7.94
| 997 | CLTN-2011-3 | Coyote Creek | VALLEY_5_PERRIS | Colton | CA |  |  | Hydro |  | Existing | 2008-11-01 | 2023-12-31 | 1 | 0.68109 | 1.6509 | 27.67% | CAISO | CAISO | CAISO | Small_Hydro | - | 1 | 2099-12-31 | 1 | 1.6509 | 1 | 1 | 1 | 0 | VALLEY_5_PERRIS | Coyote Creek | 0.68109 | Small_Hydro | 7.94 | 7.94
| 998 | CLTN-2011-3 | Rio Hondo Power Plant | VALLEY_5_PERRIS | Colton | CA |  |  | Hydro |  | Existing | 2008-11-01 | 2023-12-31 | 1 | 0.41562 | 0.86403 | 23.73% | CAISO | CAISO | CAISO | Small_Hydro | - | 1 | 2099-12-31 | 1 | 0.86403 | 1 | 1 | 1 | 0 | VALLEY_5_PERRIS | Rio Hondo Power Plant | 0.41562 | Small_Hydro | 7.94 | 7.94
| 999 | CLTN-2013-1 | Diamond Valley Lake | DMDVLY_1_GEN 1 | Colton | CA |  |  | Hydro |  | Existing | 2013-11-01 | 2013-12-31 | 1 | 29.7 | 27.6206 | 10.62% | CAISO | CAISO | CAISO | Small_Hydro | - | 1 | 2099-12-31 | 0 | 27.6206 | 1 | 1 | 1 | 0 | DMDVLY_1_GEN 1 | Diamond Valley Lake | 29.7 | Small_Hydro
| 1000 | CLTN-2013-1 | Red Mountain | DMDVLY_1_GEN 1 | Colton | CA |  |  | Hydro |  | Existing | 2013-11-01 | 2013-12-31 | 1 | 5.9 | 23.2144 | 44.92% | CAISO | CAISO | CAISO | Small_Hydro | - | 1 | 2099-12-31 | 0 | 23.2144 | 1 | 1 | 1 | 0 | DMDVLY_1_GEN 1 | Red Mountain | 5.9 | Small_Hydro
| 1001 | CLTN-2013-1 | Temescal | DMDVLY_1_GEN 1 | Colton | CA |  |  | Hydro |  | Existing | 2013-11-01 | 2013-12-31 | 1 | 2.85 | 14.7071 | 58.91% | CAISO | CAISO | CAISO | Small_Hydro | - | 1 | 2099-12-31 | 0 | 14.7071 | 1 | 1 | 1 | 0 | DMDVLY_1_GEN 1 | Temescal | 2.85 | Small_Hydro
| 1002 | CLTN-2013-1 | Corona | DMDVLY_1_GEN 1 | Colton | CA |  |  | Hydro |  | Existing | 2013-11-01 | 2013-12-31 | 1 | 2.85 | 13.9377 | 55.83% | CAISO | CAISO | CAISO | Small_Hydro | - | 1 | 2099-12-31 | 0 | 13.9377 | 1 | 1 | 1 | 0 | DMDVLY_1_GEN 1 | Corona | 2.85 | Small_Hydro
| 1003 | CLTN-2015-1 | Colton Solar One LLC |  | Colton | CA |  |  | Solar PV |  | Existing | 2015-03-01 | 2099-12-31 | 1 | 2.5 | 6.0444 | 27.6% | CAISO | CAISO | CAISO | Solar | - | 1 | 2099-12-31 | 0 | 6.0444 | 1 | 1 | 1 | 0 | CLTN-2015-1 | Colton Solar One LLC | 2.5 | Solar
| 1004 | CLTN-2015-1 | Colton Solar Two LLC |  | Colton | CA |  |  | Solar PV |  | Existing | 2015-03-01 | 2099-12-31 | 1 | 0.998 | 2.4129 | 27.6% | CAISO | CAISO | CAISO | Solar | - | 1 | 2099-12-31 | 0 | 2.4129 | 1 | 1 | 1 | 0 | CLTN-2015-1 | Colton Solar Two LLC | 0.998 | Solar
| 1005 | CNE-MISC-1 | San Gorgonio Wind |  | CNE | CA |  |  | Wind |  | Existing | 2012-01-01 | 2017-12-31 | 1 | 49.5 | 183.708 | 42.37% | CAISO | CAISO | CAISO | Wind | - | 1 | 2099-12-31 | 0 | 183.708 | 1 | 1 | 1 | 0 | CNE-MISC-1 | San Gorgonio Wind | 49.5 | Wind
| 1006 | CPA-2011-1 | Ameresco Johnson Canyon | GONZLS_6_UNIT | CPA | CA |  |  | Biogas |  | Existing | 2013-05-12 | 2033-05-11 | 1 | 1.41 | 7.832 | 63.41% | CAISO | CAISO | CAISO | Biomass | - | 1 | 2099-12-31 | 1 | 7.832 | 1 | 1 | 1 | 0 | GONZLS_6_UNIT | Ameresco Johnson Canyon | 1.41 | Biomass | 1.42 | 1.23
| 1007 | CPA-2011-2 | Keller Canyon Landfill (Pittsburg) | KIRKER_7_KELCYN | CPA | CA |  |  | Biogas |  | Existing | 2009-08-01 | 2029-07-31 | 1 | 1.92 | 14.8521 | 88.3% | CAISO | CAISO | CAISO | Biomass | - | 1 | 2099-12-31 | 1 | 14.8521 | 1 | 1 | 1 | 0 | KIRKER_7_KELCYN | Keller Canyon Landfill (Pittsburg) | 1.92 | Biomass | 3.56 | 3.38
| 1008 | CPA-2011-3 | Ox Mountain Landfill aka Half Moon Bay | OXMTN_6_LNDFIL | CPA | CA |  |  | Biomass |  | Existing | 2009-04-01 | 2029-03-31 | 1 | 5.73 | 43.7908 | 87.24% | CAISO | CAISO | CAISO | Biomass | - | 1 | 2099-12-31 | 1 | 43.7908 | 1 | 1 | 1 | 0 | OXMTN_6_LNDFIL | Ox Mountain Landfill aka Half Moon Bay | 5.73 | Biomass | 10.62 | 10.47
| 1009 | CPA-2011-4 | Ameresco Santa Cruz Energy | GRNVLY_7_SCLAND | CPA | CA |  |  | Biogas |  | Existing | 2006-02-02 | 2026-02-01 | 1 | 1.59 | 7.1808 | 51.56% | CAISO | CAISO | CAISO | Biomass | - | 1 | 2099-12-31 | 1 | 7.1808 | 1 | 1 | 1 | 0 | GRNVLY_7_SCLAND | Ameresco Santa Cruz Energy | 1.59 | Biomass | 3.04 | 2.27
| 1010 | CPA-2011-5 | High Winds | BRDSLD_2_HIWIND | CPA | CA |  |  | Wind |  | Existing | 2004-12-01 | 2028-06-30 | 1 | 20.007 | 40.6833 | 23.21% | CAISO | CAISO | CAISO | Wind | - | 1 | 2099-12-31 | 1 | 40.6833 | 1 | 1 | 1 | 0 | BRDSLD_2_HIWIND | High Winds | 20.007 | Wind | 162 | 24.3
| 1011 | CPA-2011-6 | Shiloh I Wind | BRDSLD_2_SHILO1 | CPA | CA | Solano | Solano | Wind |  | Existing | 2006-06-01 | 2021-12-31 | 1 | 25 | 66.2188 | 30.24% | CAISO | CAISO | CAISO | Wind | Solano | 1 | 2099-12-31 | 1 | 66.2188 | 1 | 1 | 1 | 0 | BRDSLD_2_SHILO1 | Shiloh I Wind | 25 | Wind | 150 | 22.5
| 1012 | CPA-2011-7 | Spicer | SPICER_1_UNIT 1 | CPA | CA |  |  | Hydro |  | Existing | 1982-09-01 | 2099-12-31 | 1 | 1.3752 | 4.0701 | 33.79% | CAISO | CAISO | CAISO | Small_Hydro | - | 1 | 2099-12-31 | 0 | 4.0701 | 1 | 1 | 1 | 0 | SPICER_1_UNIT 1 | Spicer | 1.3752 | Small_Hydro
| 1013 | CPA-2011-8 | Nimbus |  | CPA | CA |  |  | Hydro |  | Existing | 2005-01-01 | 2024-12-31 | 1 | 1.5687 | 6.4288 | 46.78% | BANC | CAISO | BANC | Small_Hydro | - | 1 | 2099-12-31 | 0 | 6.4288 | 1 | 1 | 1 | 0 | CPA-2011-8 | Nimbus | 1.5687 | Small_Hydro
| 1014 | CPA-2011-8 | Stampede |  | CPA | CA |  |  | Hydro |  | Existing | 2005-01-01 | 2024-12-31 | 1 | 0.42414 | 1.385 | 37.28% | BANC | CAISO | BANC | Small_Hydro | - | 1 | 2099-12-31 | 0 | 1.385 | 1 | 1 | 1 | 0 | CPA-2011-8 | Stampede | 0.42414 | Small_Hydro
| 1015 | CPA-2011-8 | Lewiston | LEWSTN_7_UNIT 1 | CPA | CA |  |  | Hydro |  | Existing | 2005-01-01 | 2024-12-31 | 1 | 0.040671 | 0.23692 | 66.5% | CAISO | CAISO | CAISO | Small_Hydro | - | 1 | 2099-12-31 | 0 | 0.23692 | 1 | 1 | 1 | 0 | LEWSTN_7_UNIT 1 | Lewiston | 0.040671 | Small_Hydro
| 1016 | CPA-2015-1 | EE K Solar 1 - Kettleman Solar | EEKTMN_6_SOLAR1 | CPA | CA |  |  | Solar PV |  | Existing | 2015-07-01 | 2040-08-16 | 1 | 20 | 48.3552 | 27.6% | CAISO | CAISO | CAISO | Solar | - | 1 | 2099-12-31 | 1 | 48.3552 | 1 | 1 | 1 | 0 | EEKTMN_6_SOLAR1 | EE K Solar 1 - Kettleman Solar | 20 | Solar | 20 | 0
| 1017 | CPA-2015-2 | Hayworth Solar Farm | LAMONT_1_SOLAR4 | CPA | CA |  |  | Solar PV |  | Existing | 2015-11-01 | 2042-12-21 | 1 | 27 | 65.2795 | 27.6% | CAISO | CAISO | CAISO | Solar | - | 1 | 2099-12-31 | 1 | 65.2795 | 1 | 1 | 1 | 0 | LAMONT_1_SOLAR4 | Hayworth Solar Farm | 27 | Solar | 26.66 | 3.73
| 1018 | CPA-2014-1 | Ameresco San Joaquin LLC | CORRAL_6_SJOAQN | CPA | CA |  |  | Biogas |  | Existing | 2014-05-01 | 2024-04-30 | 1 | 4.34 | 20.615 | 54.22% | CAISO | CAISO | CAISO | Biomass | - | 1 | 2099-12-31 | 1 | 20.615 | 1 | 1 | 1 | 0 | CORRAL_6_SJOAQN | Ameresco San Joaquin LLC | 4.34 | Biomass | 4.3 | 3.57
| 1019 | CYRO-2011-1 | Spicer | SPICER_1_UNIT 1 | CYRO | CA |  |  | Hydro |  | Existing | 1982-09-01 | 2099-12-31 | 1 | 0.72 | 2.1309 | 33.79% | CAISO | BANC | CAISO | Small_Hydro | - | 1 | 2099-12-31 | 0 | 2.1309 | 1 | 0 | 0 | 0
| 1020 | CYRO-2011-2 | Geothermal 1 | NCPA_7_GP1UN1 | CYRO | CA |  |  | Geothermal |  | Existing | 1983-01-01 | 2099-12-31 | 1 | 4.334 | 35.5479 | 93.63% | CAISO | BANC | CAISO | Geothermal | - | 1 | 2099-12-31 | 1 | 35.5479 | 1 | 0 | 0 | 0
| 1021 | CYRO-2011-3 | Geothermal 2 | NCPA_7_GP2UN3 | CYRO | CA |  |  | Geothermal |  | Existing | 1986-05-01 | 2099-12-31 | 1 | 4.334 | 32.2461 | 84.93% | CAISO | BANC | CAISO | Geothermal | - | 1 | 2099-12-31 | 1 | 32.2461 | 1 | 0 | 0 | 0
| 1022 | CYRO-2011-4 | Nimbus |  | CYRO | CA |  |  | Hydro |  | Existing | 2005-01-01 | 2024-12-31 | 1 | 0.61853 | 2.5348 | 46.78% | BANC | BANC | BANC | Small_Hydro | - | 1 | 2099-12-31 | 0 | 2.5348 | 1 | 0 | 0 | 0
| 1023 | CYRO-2011-4 | Stampede |  | CYRO | CA |  |  | Hydro |  | Existing | 2005-01-01 | 2024-12-31 | 1 | 0.16723 | 0.54611 | 37.28% | BANC | BANC | BANC | Small_Hydro | - | 1 | 2099-12-31 | 0 | 0.54611 | 1 | 0 | 0 | 0
| 1024 | CYRO-2011-4 | Lewiston | LEWSTN_7_UNIT 1 | CYRO | CA |  |  | Hydro |  | Existing | 2005-01-01 | 2024-12-31 | 1 | 0.016036 | 0.093413 | 66.5% | CAISO | BANC | CAISO | Small_Hydro | - | 1 | 2099-12-31 | 0 | 0.093413 | 1 | 0 | 0 | 0
| 1025 | CYRO-2011-5 | Lincoln Landfill - WPWMA | PLSNTG_7_LNCLND | CYRO | CA |  |  | Biogas |  | Existing | 2004-03-17 | 2016-04-09 | 0 | 4.86 | 21.9753 | 51.62% | CAISO | BANC | CAISO | Biomass | - | 1 | 2016-04-09 | 1 | 21.9753 | 0 | 0 | 0 | 0
| 1026 | CYRO-2015-1 | Blackwell Solar | BLCKWL_6_SOLAR1 | CYRO | CA |  |  | Solar PV |  | Existing | 2015-04-10 | 2025-12-31 | 1 | 12 | 29.0131 | 27.6% | CAISO | BANC | CAISO | Solar | - | 1 | 2099-12-31 | 1 | 29.0131 | 1 | 0 | 0 | 0
| 1027 | CYRO-61202A | Juniper Canyon Wind Power |  | CYRO | WA |  |  | Wind |  | Existing | 2000-01-01 | 2024-12-31 | 1 | 151.2 | 232.871 | 17.58% | BPA | BANC | NW | Wind | - | 1 | 2099-12-31 | 0 | 232.871 | 1 | 0 | 0 | 0
| 1028 | CYSL-2012-2 | Nimbus |  | CYSL | CA |  |  | Hydro |  | Existing | 2005-01-01 | 2024-12-31 | 1 | 0.10264 | 0.42063 | 46.78% | BANC | BANC | BANC | Small_Hydro | - | 1 | 2099-12-31 | 0 | 0.42063 | 1 | 0 | 0 | 0
| 1029 | CYSL-2012-2 | Stampede |  | CYSL | CA |  |  | Hydro |  | Existing | 2005-01-01 | 2024-12-31 | 1 | 0.027751 | 0.090622 | 37.28% | BANC | BANC | BANC | Small_Hydro | - | 1 | 2099-12-31 | 0 | 0.090622 | 1 | 0 | 0 | 0
| 1030 | CYSL-2012-2 | Lewiston | LEWSTN_7_UNIT 1 | CYSL | CA |  |  | Hydro |  | Existing | 2005-01-01 | 2024-12-31 | 1 | 0.002661 | 0.015501 | 66.5% | CAISO | BANC | CAISO | Small_Hydro | - | 1 | 2099-12-31 | 0 | 0.015501 | 1 | 0 | 0 | 0
| 1031 | CYSL-2014-1 | Whitewater Hill Partners, LLC | WHTWTR_1_WINDA1 | CYSL | CA |  |  | Wind |  | Existing | 2014-01-01 | 2014-12-31 | 1 | 61.5 | 161.0429 | 29.89% | CAISO | BANC | CAISO | Wind | - | 1 | 2099-12-31 | 1 | 161.0429 | 1 | 0 | 0 | 0
| 1032 | DE-60974A | H.W. Hill Landfill Gas Power Plant AKA ROOSEVELT BIOGAS |  | DE | WA |  |  | Biogas |  | Existing | 2013-01-01 | 2023-12-31 | 1 | 26 | 64.5165 | 28.33% | BPA | CAISO | NW | Biomass | - | 1 | 2099-12-31 | 0 | 64.5165 | 1 | 1 | 1 | 0 | DE-60974A | H.W. Hill Landfill Gas Power Plant AKA ROOSEVELT BIOGAS | 26 | Biomass
| 1033 | ESPA-2011-1 | Nimbus |  | ESPA | CA |  |  | Hydro |  | Existing | 2005-01-01 | 2024-12-31 | 1 | 0.086971 | 0.35642 | 46.78% | BANC | CAISO | BANC | Small_Hydro | - | 1 | 2099-12-31 | 0 | 0.35642 | 1 | 1 | 1 | 0 | ESPA-2011-1 | Nimbus | 0.086971 | Small_Hydro
| 1034 | ESPA-2011-1 | Stampede |  | ESPA | CA |  |  | Hydro |  | Existing | 2005-01-01 | 2024-12-31 | 1 | 0.023514 | 0.076788 | 37.28% | BANC | CAISO | BANC | Small_Hydro | - | 1 | 2099-12-31 | 0 | 0.076788 | 1 | 1 | 1 | 0 | ESPA-2011-1 | Stampede | 0.023514 | Small_Hydro
| 1035 | ESPA-2011-1 | Lewiston | LEWSTN_7_UNIT 1 | ESPA | CA |  |  | Hydro |  | Existing | 2005-01-01 | 2024-12-31 | 1 | 0.0022548 | 0.013135 | 66.5% | CAISO | CAISO | CAISO | Small_Hydro | - | 1 | 2099-12-31 | 0 | 0.013135 | 1 | 1 | 1 | 0 | LEWSTN_7_UNIT 1 | Lewiston | 0.0022548 | Small_Hydro
| 1036 | GEU-2011-3 | Geothermal 1 | NCPA_7_GP1UN1 | GEU | CA |  |  | Geothermal |  | Existing | 1983-01-01 | 2099-12-31 | 1 | 0.187 | 1.5338 | 93.63% | CAISO | CAISO | CAISO | Geothermal | - | 1 | 2099-12-31 | 1 | 1.5338 | 1 | 1 | 1 | 0 | NCPA_7_GP1UN1 | Geothermal 1 | 0.187 | Geothermal | 38.85 | 31
| 1037 | GEU-2011-4 | Geothermal 2 | NCPA_7_GP2UN3 | GEU | CA |  |  | Geothermal |  | Existing | 1985-01-01 | 2099-12-31 | 1 | 0.187 | 1.3913 | 84.93% | CAISO | CAISO | CAISO | Geothermal | - | 1 | 2099-12-31 | 1 | 1.3913 | 1 | 1 | 1 | 0 | NCPA_7_GP2UN3 | Geothermal 2 | 0.187 | Geothermal | 42.42 | 0
| 1038 | GEU-2011-5 | Nimbus |  | GEU | CA |  |  | Hydro |  | Existing | 2005-01-01 | 2024-12-31 | 1 | 0.0837 | 0.34301 | 46.78% | BANC | CAISO | BANC | Small_Hydro | - | 1 | 2099-12-31 | 0 | 0.34301 | 1 | 1 | 1 | 0 | GEU-2011-5 | Nimbus | 0.0837 | Small_Hydro
| 1039 | GEU-2011-5 | Stampede |  | GEU | CA |  |  | Hydro |  | Existing | 2005-01-01 | 2024-12-31 | 1 | 0.02263 | 0.073899 | 37.28% | BANC | CAISO | BANC | Small_Hydro | - | 1 | 2099-12-31 | 0 | 0.073899 | 1 | 1 | 1 | 0 | GEU-2011-5 | Stampede | 0.02263 | Small_Hydro
| 1040 | GEU-2011-5 | Lewiston | LEWSTN_7_UNIT 1 | GEU | CA |  |  | Hydro |  | Existing | 2005-01-01 | 2024-12-31 | 1 | 0.00217 | 0.012641 | 66.5% | CAISO | CAISO | CAISO | Small_Hydro | - | 1 | 2099-12-31 | 0 | 0.012641 | 1 | 1 | 1 | 0 | LEWSTN_7_UNIT 1 | Lewiston | 0.00217 | Small_Hydro
| 1041 | GEU-2012-6 | Gridley Main Two | GRIDLY_6_SOLAR | GEU | CA |  |  | Solar PV |  | Existing | 2013-03-01 | 2038-02-28 | 1 | 2.5 | 4.843 | 22.11% | CAISO | CAISO | CAISO | Solar | - | 1 | 2099-12-31 | 1 | 4.843 | 1 | 1 | 1 | 0 | GRIDLY_6_SOLAR | Gridley Main Two | 2.5 | Solar | 2.5 | 0
| 1042 | GEU-2012-6 | Gridley Main One | GRIDLY_6_SOLAR | GEU | CA |  |  | Solar PV |  | Existing | 2013-03-01 | 2038-02-28 | 1 | 1 | 2.0205 | 23.07% | CAISO | CAISO | CAISO | Solar | - | 1 | 2099-12-31 | 1 | 2.0205 | 1 | 1 | 1 | 0 | GRIDLY_6_SOLAR | Gridley Main One | 1 | Solar | 2.5 | 0
| 1043 | GLEN-2011-1 | Grayson 3-5 |  | Glendale | CA |  |  | Biogas | Pipeline | Existing | 1994-07-01 | 2099-12-31 | 1 | 0 | 66.4192 | 0% | LADWP | CAISO | LDWP | Other | - | 1 | 2099-12-31 | 0 | 66.4192 | 1 | 1 | 1 | 1 | GLEN-2011-1 | Grayson 3-5 | 0 | Other
| 1044 | GLEN-2011-2 | Tieton |  | Glendale | WA |  |  | Hydro |  | Existing | 2010-01-01 | 2099-12-31 | 1 | 28.734 | 23.9418 | 9.512% | BPA | CAISO | NW | Small_Hydro | - | 1 | 2099-12-31 | 0 | 23.9418 | 1 | 1 | 1 | 0 | GLEN-2011-2 | Tieton | 28.734 | Small_Hydro
| 1045 | GLEN-2011-3 | High Winds | BRDSLD_2_HIWIND | Glendale | CA |  |  | Wind |  | Existing | 2003-09-01 | 2028-12-31 | 1 | 8.991 | 18.2828 | 23.21% | CAISO | CAISO | CAISO | Wind | - | 1 | 2099-12-31 | 1 | 18.2828 | 1 | 1 | 1 | 0 | BRDSLD_2_HIWIND | High Winds | 8.991 | Wind | 162 | 24.3
| 1046 | GLEN-2011-4 | Pleasant Valley (WEST Wyoming Wind Energy Center) |  | Glendale | WY |  |  | Wind |  | Existing | 2006-10-06 | 2022-06-30 | 1 | 9.7688 | 16.7699 | 19.6% | PACE | CAISO | NW | Wind | - | 1 | 2099-12-31 | 0 | 16.7699 | 1 | 1 | 1 | 0 | GLEN-2011-4 | Pleasant Valley (WEST Wyoming Wind Energy Center) | 9.7688 | Wind
| 1047 | GLEN-2011-5 | Pebble Springs |  | Glendale | OR |  |  | Wind |  | Existing | 2009-01-01 | 2027-12-31 | 1 | 19.74 | 50.2505 | 29.06% | BPA | CAISO | NW | Wind | - | 1 | 2099-12-31 | 0 | 50.2505 | 1 | 1 | 1 | 0 | GLEN-2011-5 | Pebble Springs | 19.74 | Wind
| 1048 | GLEN-2011-6 | Heber Geothermal Co | MIRAGE_2_COCHLA | Glendale | CA |  |  | Geothermal |  | Existing | 2006-01-25 | 2031-12-31 | 1 | 9.525 | 48.1792 | 57.74% | CAISO | CAISO | CAISO | Geothermal | - | 1 | 2099-12-31 | 0 | 48.1792 | 1 | 1 | 1 | 0 | MIRAGE_2_COCHLA | Heber Geothermal Co | 9.525 | Geothermal
| 1049 | HED-2011-3 | Geothermal 1 | NCPA_7_GP1UN1 | HED | CA |  |  | Geothermal |  | Existing | 1983-01-01 | 2099-12-31 | 1 | 1.7875 | 14.6612 | 93.63% | CAISO | CAISO | CAISO | Geothermal | - | 1 | 2099-12-31 | 1 | 14.6612 | 1 | 1 | 1 | 0 | NCPA_7_GP1UN1 | Geothermal 1 | 1.7875 | Geothermal | 38.85 | 31
| 1050 | HED-2011-4 | Geothermal 2 | NCPA_7_GP2UN3 | HED | CA |  |  | Geothermal |  | Existing | 1985-05-01 | 2099-12-31 | 1 | 1.7875 | 13.2995 | 84.93% | CAISO | CAISO | CAISO | Geothermal | - | 1 | 2099-12-31 | 1 | 13.2995 | 1 | 1 | 1 | 0 | NCPA_7_GP2UN3 | Geothermal 2 | 1.7875 | Geothermal | 42.42 | 0
| 1051 | HED-2011-5 | Spicer | SPICER_1_UNIT 1 | HED | CA |  |  | Hydro |  | Existing | 1989-11-30 | 2099-12-31 | 1 | 0.0906 | 0.26814 | 33.79% | CAISO | CAISO | CAISO | Small_Hydro | - | 1 | 2099-12-31 | 0 | 0.26814 | 1 | 1 | 1 | 0 | SPICER_1_UNIT 1 | Spicer | 0.0906 | Small_Hydro
| 1052 | IID-2013-1/11 | Pilot Knob |  | IID | CA |  |  | Hydro |  | Existing | 2000-01-01 | 2099-12-31 | 1 | 33 | 19.9831 | 6.913% | IID | IID | IID | Small_Hydro | - | 1 | 2099-12-31 | 0 | 19.9831 | 1 | 0 | 0 | 0
| 1053 | IID-2013-10 | TURNIP |  | IID | CA |  |  | Hydro |  | Existing | 1960-09-30 | 2099-12-31 | 1 | 0.42 | 0 | 0% | IID | IID | IID | Small_Hydro | - | 1 | 2099-12-31 | 0 | 0 | 1 | 0 | 0 | 0
| 1054 | IID-2013-12 | Double Weir |  | IID | CA |  |  | Hydro |  | Existing | 2001-03-19 | 2099-12-31 | 1 | 0.396 | 1.049 | 30.24% | IID | IID | IID | Small_Hydro | - | 1 | 2099-12-31 | 0 | 1.049 | 1 | 0 | 0 | 0
| 1055 | IID-2013-13/14 | Siphon Drop Power Plant |  | IID | CA |  |  | Hydro |  | Existing | 2000-01-01 | 2099-12-31 | 1 | 4.4 | 10.1624 | 26.37% | IID | IID | IID | Small_Hydro | - | 1 | 2099-12-31 | 0 | 10.1624 | 1 | 0 | 0 | 0
| 1056 | IID-2013-15 | Mecca Plant | MIRAGE_2_COCHLA | IID | CA |  |  | Biomass |  | Existing | 2012-05-01 | 2021-05-01 | 1 | 47 | 344.8388 | 83.76% | CAISO | IID | CAISO | Biomass | - | 1 | 2099-12-31 | 0 | 344.8388 | 1 | 0 | 0 | 0
| 1057 | IID-2013-16 | Hudson Ranch Power I LLC |  | IID | CA |  |  | Geothermal |  | Existing | 2012-03-09 | 2013-12-31 | 1 | 49.9 | 389.5633 | 89.12% | IID | IID | IID | Geothermal | - | 1 | 2099-12-31 | 0 | 389.5633 | 1 | 0 | 0 | 0
| 1058 | IID-2013-17 | IVSC1 |  | IID | CA |  |  | Solar PV |  | Existing | 2012-06-01 | 2041-06-01 | 1 | 23 | 53.487 | 26.55% | IID | IID | IID | Solar | - | 1 | 2099-12-31 | 0 | 53.487 | 1 | 0 | 0 | 0
| 1059 | IID-2013-2 | Drop 1 |  | IID | CA |  |  | Hydro |  | Existing | 1980-11-15 | 2099-12-31 | 1 | 5.85 | 19.4595 | 37.97% | IID | IID | IID | Small_Hydro | - | 1 | 2099-12-31 | 0 | 19.4595 | 1 | 0 | 0 | 0
| 1060 | IID-2013-3 | Drop 2 |  | IID | CA |  |  | Hydro |  | Existing | 1949-12-29 | 2099-12-31 | 1 | 10 | 50.4904 | 57.64% | IID | IID | IID | Small_Hydro | - | 1 | 2099-12-31 | 0 | 50.4904 | 1 | 0 | 0 | 0
| 1061 | IID-2013-4/8 | Drop 3 |  | IID | CA |  |  | Hydro |  | Existing | 2000-01-01 | 2099-12-31 | 1 | 9.8 | 47.5384 | 55.38% | IID | IID | IID | Small_Hydro | - | 1 | 2099-12-31 | 0 | 47.5384 | 1 | 0 | 0 | 0
| 1062 | IID-2013-6 | Drop 5 |  | IID | CA |  |  | Hydro |  | Existing | 1978-02-28 | 2099-12-31 | 1 | 4 | 15.9039 | 45.39% | IID | IID | IID | Small_Hydro | - | 1 | 2099-12-31 | 0 | 15.9039 | 1 | 0 | 0 | 0
| 1063 | IID-2013-7 | East Highline |  | IID | CA |  |  | Hydro |  | Existing | 1980-09-11 | 2099-12-31 | 1 | 2.42 | 3.1676 | 14.94% | IID | IID | IID | Small_Hydro | - | 1 | 2099-12-31 | 0 | 3.1676 | 1 | 0 | 0 | 0
| 1064 | IID-2013-5/9 | Drop 4 |  | IID | CA |  |  | Hydro |  | Existing | 2000-01-01 | 2099-12-31 | 1 | 19.6 | 102.6972 | 59.81% | IID | IID | IID | Small_Hydro | - | 1 | 2099-12-31 | 0 | 102.6972 | 1 | 0 | 0 | 0
| 1065 | IID-2015-1 | IVSC 2 |  | IID | CA |  |  | Solar PV |  | Existing | 2015-07-15 | 2045-07-14 | 1 | 20 | 48.3552 | 27.6% | IID | IID | IID | Solar | - | 1 | 2099-12-31 | 0 | 48.3552 | 1 | 0 | 0 | 0
| 1066 | IID-61754A | Heber Solar Facility |  | IID | CA |  |  | Solar PV |  | Existing | 2000-01-01 | 2034-04-22 | 1 | 10 | 19.729 | 22.52% | IID | IID | IID | Solar | - | 1 | 2099-12-31 | 0 | 19.729 | 1 | 0 | 0 | 0
| 1067 | IID-62300A | Community I, LLC |  | IID | CA |  |  | Solar PV |  | Existing | 2000-01-01 | 2039-06-26 | 1 | 5.72 | 7.335 | 14.64% | IID | IID | IID | Solar | - | 1 | 2099-12-31 | 0 | 7.335 | 1 | 0 | 0 | 0
| 1068 | IID-62368A | Sol Orchard El Centro PV Plant (ECPV) |  | IID | CA |  |  | Solar PV |  | Existing | 2000-01-01 | 2037-11-15 | 1 | 20 | 28.1245 | 16.05% | IID | IID | IID | Solar | - | 1 | 2099-12-31 | 0 | 28.1245 | 1 | 0 | 0 | 0
| 1069 | IID-63020C | Seville II |  | IID | CA |  |  | Solar PV |  | Existing | 2000-01-01 | 2099-12-31 | 1 | 30 | 72.5328 | 27.6% | CAISO | IID | CAISO | Solar | - | 1 | 2099-12-31 | 0 | 72.5328 | 1 | 0 | 0 | 0
| 1070 | LADWP-2011-1 | Big Pine |  | LADWP | CA |  |  | Hydro |  | Existing | 1925-07-29 | 2099-12-31 | 1 | 3.2 | 10.2085 | 36.42% | LADWP | LDWP | LDWP | Small_Hydro | - | 1 | 2099-12-31 | 0 | 10.2085 | 1 | 0 | 0 | 0
| 1071 | LADWP-2011-10 | Control Gorge |  | LADWP | CA |  |  | Hydro |  | Existing | 1952-04-01 | 2099-12-31 | 1 | 37.5 | 62.6827 | 19.08% | LADWP | LDWP | LDWP | Small_Hydro | - | 1 | 2099-12-31 | 0 | 62.6827 | 1 | 0 | 0 | 0
| 1072 | LADWP-2011-11 | Middle Gorge |  | LADWP | CA |  |  | Hydro |  | Existing | 1952-05-11 | 2099-12-31 | 1 | 37.5 | 75.9166 | 23.11% | LADWP | LDWP | LDWP | Small_Hydro | - | 1 | 2099-12-31 | 0 | 75.9166 | 1 | 0 | 0 | 0
| 1073 | LADWP-2011-12 | Upper Gorge |  | LADWP | CA |  |  | Hydro |  | Existing | 1953-06-15 | 2099-12-31 | 1 | 37.5 | 76.269 | 23.22% | LADWP | LDWP | LDWP | Small_Hydro | - | 1 | 2099-12-31 | 0 | 76.269 | 1 | 0 | 0 | 0
| 1074 | LADWP-2011-13/14/15/16 | San Francisquito 2 |  | LADWP | CA |  |  | Hydro |  | Existing | 2000-01-01 | 2099-12-31 | 1 | 28 | 41.9492 | 17.1% | LADWP | LDWP | LDWP | Small_Hydro | - | 1 | 2099-12-31 | 0 | 41.9492 | 1 | 0 | 0 | 0
| 1075 | LADWP-2011-17/18/19 | San Francisquito 1 |  | LADWP | CA |  |  | Hydro |  | Existing | 2000-01-01 | 2099-12-31 | 1 | 69.38 | 143.4084 | 23.6% | LADWP | LDWP | LDWP | Small_Hydro | - | 1 | 2099-12-31 | 0 | 143.4084 | 1 | 0 | 0 | 0
| 1076 | LADWP-2011-2 | Cottonwood | CTNWDP_1_QF | LADWP | CA |  |  | Hydro |  | Existing | 1908-11-13 | 2099-12-31 | 1 | 1.5 | 6.9362 | 52.79% | CAISO | LDWP | CAISO | Small_Hydro | - | 1 | 2099-12-31 | 1 | 6.9362 | 1 | 0 | 0 | 0
| 1077 | LADWP-2011-21 | Bradley Landfill |  | LADWP | CA |  |  | Biogas |  | Existing | 2005-12-20 | 2015-12-09 | 1 | 6 | 23.06 | 43.87% | LADWP | LDWP | LDWP | Biomass | - | 1 | 2099-12-31 | 0 | 23.06 | 1 | 0 | 0 | 0
| 1078 | LADWP-2011-3 | Division Creek |  | LADWP | CA |  |  | Hydro |  | Existing | 1909-03-22 | 2099-12-31 | 1 | 0.6 | 3.7962 | 72.23% | LADWP | LDWP | LDWP | Small_Hydro | - | 1 | 2099-12-31 | 0 | 3.7962 | 1 | 0 | 0 | 0
| 1079 | LADWP-2011-4 | Foothill |  | LADWP | CA |  |  | Hydro |  | Existing | 1971-10-06 | 2099-12-31 | 1 | 11 | 38.8993 | 40.37% | LADWP | LDWP | LDWP | Small_Hydro | - | 1 | 2099-12-31 | 0 | 38.8993 | 1 | 0 | 0 | 0
| 1080 | LADWP-2011-5 | Franklin |  | LADWP | CA |  |  | Hydro |  | Existing | 1921-06-03 | 2099-12-31 | 1 | 2 | 4.6952 | 26.8% | LADWP | LDWP | LDWP | Small_Hydro | - | 1 | 2099-12-31 | 0 | 4.6952 | 1 | 0 | 0 | 0
| 1081 | LADWP-2011-6 | Haiwee |  | LADWP | CA |  |  | Hydro |  | Existing | 1927-07-18 | 2099-12-31 | 1 | 6.34 | 12.5644 | 22.62% | LADWP | LDWP | LDWP | Small_Hydro | - | 1 | 2099-12-31 | 0 | 12.5644 | 1 | 0 | 0 | 0
| 1082 | LADWP-2011-62 | Pleasant Valley (WEST Wyoming Wind Energy Center) |  | LADWP | WY |  |  | Wind |  | Existing | 2006-08-30 | 2022-07-01 | 1 | 80.8156 | 138.7349 | 19.6% | PACE | LDWP | NW | Wind | - | 1 | 2099-12-31 | 0 | 138.7349 | 1 | 0 | 0 | 0
| 1083 | LADWP-2011-63 | Pebble Springs |  | LADWP | OR |  |  | Wind |  | Existing | 2009-01-30 | 2027-01-29 | 1 | 69.09 | 175.8766 | 29.06% | BPA | LDWP | NW | Wind | - | 1 | 2099-12-31 | 0 | 175.8766 | 1 | 0 | 0 | 0
| 1084 | LADWP-2011-64 | Sepulveda Canyon | SYLMAR_2_LDWP | LADWP | CA |  |  | Hydro |  | Existing | 2008-11-01 | 2024-01-01 | 1 | 8.54 | 30.5884 | 40.89% | CAISO | LDWP | CAISO | Small_Hydro | - | 1 | 2099-12-31 | 0 | 30.5884 | 1 | 0 | 0 | 0
| 1085 | LADWP-2011-65 | Willow Creek |  | LADWP | OR |  |  | Wind |  | Existing | 2008-12-01 | 2023-11-30 | 1 | 72 | 173.3627 | 27.49% | BPA | LDWP | NW | Wind | - | 1 | 2099-12-31 | 0 | 173.3627 | 1 | 0 | 0 | 0
| 1086 | LADWP-2011-66 | Pine Tree Wind Power Plant |  | LADWP | CA |  |  | Wind |  | Existing | 2009-06-01 | 2099-12-31 | 1 | 135 | 283.7228 | 23.99% | LADWP | LDWP | LDWP | Wind | - | 1 | 2099-12-31 | 0 | 283.7228 | 1 | 0 | 0 | 0
| 1087 | LADWP-2011-67 | Milford Wind WT11 |  | LADWP | UT |  |  | Wind |  | Existing | 2009-11-16 | 2029-11-15 | 1 | 188.2375 | 375.0979 | 22.75% | LADWP | LDWP | LDWP | Wind | - | 1 | 2099-12-31 | 0 | 375.0979 | 1 | 0 | 0 | 0
| 1088 | LADWP-2011-68 | Milford Wind WT21 |  | LADWP | UT |  |  | Wind |  | Existing | 2011-02-01 | 2031-06-30 | 1 | 100.5 | 165.762 | 18.83% | LADWP | LDWP | LDWP | Wind | - | 1 | 2099-12-31 | 0 | 165.762 | 1 | 0 | 0 | 0
| 1089 | LADWP-2011-69 | Windy Flats Wind Project/ Windy Points |  | LADWP | WA |  |  | Wind |  | Existing | 2009-10-26 | 2030-01-30 | 1 | 262 | 659.85 | 28.75% | BPA | LDWP | NW | Wind | - | 1 | 2099-12-31 | 0 | 659.85 | 1 | 0 | 0 | 0
| 1090 | LADWP-2011-7 | San Fernando |  | LADWP | CA |  |  | Hydro |  | Existing | 1922-10-22 | 2099-12-31 | 1 | 6.4 | 15.3849 | 27.44% | LADWP | LDWP | LDWP | Small_Hydro | - | 1 | 2099-12-31 | 0 | 15.3849 | 1 | 0 | 0 | 0
| 1091 | LADWP-2011-70 | Toyon Landfill |  | LADWP | CA |  |  | Biogas |  | Existing | 2010-07-01 | 2011-12-31 | 1 | 1.88 | 9.6817 | 58.79% | LADWP | LDWP | LDWP | Biomass | - | 1 | 2099-12-31 | 0 | 9.6817 | 1 | 0 | 0 | 0
| 1092 | LADWP-2011-71 | Linden Ranch |  | LADWP | WA |  |  | Wind |  | Existing | 2010-09-15 | 2099-12-31 | 1 | 50 | 145.6463 | 33.25% | BPA | LDWP | NW | Wind | - | 1 | 2099-12-31 | 0 | 145.6463 | 1 | 0 | 0 | 0
| 1093 | LADWP-2011-72 | North Hollywood |  | LADWP | CA |  |  | Hydro |  | Existing | 1905-04-13 | 2099-12-31 | 1 | 9 | 3.9692 | 5.035% | LADWP | LDWP | LDWP | Small_Hydro | - | 1 | 2099-12-31 | 0 | 3.9692 | 1 | 0 | 0 | 0
| 1094 | LADWP-2011-74 | Harbor Generating Station |  | LADWP | CA |  |  | Biogas | Pipeline | Existing | 1995-01-31 | 2099-12-31 | 1 | 0 | 92.354 |  | LADWP | LDWP | LDWP | Other | - | 1 | 2099-12-31 | 0 | 92.354 | 1 | 0 | 0 | 1
| 1095 | LADWP-2011-75 | Valley Generating Station |  | LADWP | CA |  |  | Biogas | Pipeline | Existing | 2001-08-17 | 2099-12-31 | 1 | 0 | 133.4 |  | LADWP | LDWP | LDWP | Other | - | 1 | 2099-12-31 | 0 | 133.4 | 1 | 0 | 0 | 1
| 1096 | LADWP-2011-76 | Scattergood 1 and 2 |  | LADWP | CA |  |  | Biogas | Pipeline | Existing | 1958-12-07 | 2099-12-31 | 1 | 0 | 87.3777 |  | LADWP | LDWP | LDWP | Other | - | 1 | 2099-12-31 | 0 | 87.3777 | 1 | 0 | 0 | 1
| 1097 | LADWP-2011-77 | Haynes Generating Station |  | LADWP | CA |  |  | Biogas | Pipeline | Existing | 1962-09-02 | 2099-12-31 | 1 | 0 | 502.8 |  | LADWP | LDWP | LDWP | Other | - | 1 | 2099-12-31 | 0 | 502.8 | 1 | 0 | 0 | 1
| 1098 | LADWP-2011-8 | Sawtelle |  | LADWP | CA |  |  | Hydro |  | Existing | 1986-06-05 | 2099-12-31 | 1 | 0.64 | 1.9923 | 35.54% | LADWP | LDWP | LDWP | Small_Hydro | - | 1 | 2099-12-31 | 0 | 1.9923 | 1 | 0 | 0 | 0
| 1099 | LADWP-2011-9 | Pleasant Valley |  | LADWP | CA |  |  | Hydro |  | Existing | 1958-02-05 | 2099-12-31 | 1 | 3.2 | 6.3531 | 22.66% | LADWP | LDWP | LDWP | Small_Hydro | - | 1 | 2099-12-31 | 0 | 6.3531 | 1 | 0 | 0 | 0
| 1100 | LADWP-2012-89 | Adelanto Solar |  | LADWP | CA |  |  | Solar PV |  | Existing | 2012-06-30 | 2099-12-31 | 1 | 10 | 20.62 | 23.54% | LADWP | LDWP | LDWP | Solar | - | 1 | 2099-12-31 | 0 | 20.62 | 1 | 0 | 0 | 0
| 1101 | LADWP-2012-90 | Manzana Wind | MANZNA_2_WIND | LADWP | CA |  |  | Wind |  | Existing | 2012-12-20 | 2013-09-19 | 1 | 39.0096 | 109.1368 | 31.94% | CAISO | LDWP | CAISO | Wind | - | 1 | 2099-12-31 | 1 | 109.1368 | 1 | 0 | 0 | 0
| 1102 | LADWP-2013-27 | Wild Rose - Don Campbell - Gabbs Valley |  | LADWP | NV |  |  | Geothermal |  | Existing | 2013-12-06 | 2033-12-31 | 1 | 13.5392 | 127.0315 | 107.1% | SPP | LDWP | NW | Geothermal | - | 1 | 2099-12-31 | 0 | 127.0315 | 1 | 0 | 0 | 0
| 1103 | LADWP-2013-28 | Pine Tree Solar Project |  | LADWP | CA |  |  | Solar PV |  | Existing | 2014-03-15 | 2099-12-31 | 1 | 8.5 | 15.124 | 20.31% | LADWP | LDWP | LDWP | Solar | - | 1 | 2099-12-31 | 0 | 15.124 | 1 | 0 | 0 | 0
| 1104 | LADWP-2014-1 | Copper Mountain III |  | LADWP | NV |  |  | Solar PV |  | Existing | 2015-04-08 | 2035-04-07 | 1 | 214.2 | 506.042 | 26.97% | LADWP | LDWP | LDWP | Solar | - | 1 | 2099-12-31 | 0 | 506.042 | 1 | 0 | 0 | 0
| 1105 | LADWP-60480A | MM Lopez Energy LLC | SAUGUS_7_LOPEZ | LADWP | CA |  |  | Biogas |  | Existing | 2017-01-01 | 2099-12-31 | 1 | 6.06 | 46.0372 | 86.72% | CAISO | LDWP | CAISO | Biomass | - | 1 | 2099-12-31 | 1 | 46.0372 | 1 | 0 | 0 | 0
| 1106 | LADWP-62326A | LAX Logistics Industrial Center A, B - Hannah Solar |  | LADWP | CA |  |  | Solar PV |  | Existing | 2000-01-01 | 2099-12-31 | 1 | 0.833 | 2.0067 | 27.5% | LADWP | LDWP | LDWP | Solar | - | 1 | 2099-12-31 | 0 | 2.0067 | 1 | 0 | 0 | 0
| 1107 | LADWP-62471C | Colon PV |  | LADWP | CA |  |  | Solar PV |  | Existing | 2000-01-01 | 2099-12-31 | 1 | 1.29 | 3.1189 | 27.6% | LADWP | LDWP | LDWP | Solar | - | 1 | 2099-12-31 | 0 | 3.1189 | 1 | 0 | 0 | 0
| 1108 | LADWP-62561A | Castaic Efficiency (Small Hydro) |  | LADWP | CA |  |  | Hydro |  | Existing | 2000-01-01 | 2099-12-31 | 1 | 9 | 7.8024 | 9.897% | LADWP | LDWP | LDWP | Small_Hydro | - | 1 | 2099-12-31 | 0 | 7.8024 | 1 | 0 | 0 | 0
| 1109 | LADWP-62806A | 3880 NORTH MISSION ROAD |  | LADWP | CA |  |  | Solar PV |  | Existing | 2000-01-01 | 2099-12-31 | 1 | 1.559 | 3.7556 | 27.5% | LADWP | LDWP | LDWP | Solar | - | 1 | 2099-12-31 | 0 | 3.7556 | 1 | 0 | 0 | 0
| 1110 | LADWP-62823C | SunStarter Solar CX III |  | LADWP | CA |  |  | Solar PV |  | Existing | 2000-01-01 | 2099-12-31 | 1 | 0.15 | 0.36135 | 27.5% | LADWP | LDWP | LDWP | Solar | - | 1 | 2099-12-31 | 0 | 0.36135 | 1 | 0 | 0 | 0
| 1111 | LADWP-MISC-6 | Maclay Solar Project |  | LADWP | CA |  |  | Solar PV |  | Existing | 2015-12-01 | 2099-12-31 | 1 | 2.2 | 5.3191 | 27.6% | LADWP | LDWP | LDWP | Solar | - | 1 | 2099-12-31 | 0 | 5.3191 | 1 | 0 | 0 | 0
| 1112 | LODI-2011-3 | Geothermal 1 | NCPA_7_GP1UN1 | Lodi | CA |  |  | Geothermal |  | Existing | 1983-01-01 | 2099-12-31 | 1 | 5.654 | 46.3747 | 93.63% | CAISO | CAISO | CAISO | Geothermal | - | 1 | 2099-12-31 | 1 | 46.3747 | 1 | 1 | 1 | 0 | NCPA_7_GP1UN1 | Geothermal 1 | 5.654 | Geothermal | 38.85 | 31
| 1113 | LODI-2011-4 | Geothermal 2 | NCPA_7_GP2UN3 | Lodi | CA |  |  | Geothermal |  | Existing | 1985-05-01 | 2099-12-31 | 1 | 5.654 | 42.0672 | 84.93% | CAISO | CAISO | CAISO | Geothermal | - | 1 | 2099-12-31 | 1 | 42.0672 | 1 | 1 | 1 | 0 | NCPA_7_GP2UN3 | Geothermal 2 | 5.654 | Geothermal | 42.42 | 0
| 1114 | LODI-2011-6 | Spicer | SPICER_1_UNIT 1 | Lodi | CA |  |  | Hydro |  | Existing | 1982-09-01 | 2099-12-31 | 1 | 0.6222 | 1.8415 | 33.79% | CAISO | CAISO | CAISO | Small_Hydro | - | 1 | 2099-12-31 | 0 | 1.8415 | 1 | 1 | 1 | 0 | SPICER_1_UNIT 1 | Spicer | 0.6222 | Small_Hydro
| 1115 | LODI-2011-7 | Nimbus |  | Lodi | CA |  |  | Hydro |  | Existing | 2005-01-01 | 2024-12-31 | 1 | 0.066216 | 0.27136 | 46.78% | BANC | CAISO | BANC | Small_Hydro | - | 1 | 2099-12-31 | 0 | 0.27136 | 1 | 1 | 1 | 0 | LODI-2011-7 | Nimbus | 0.066216 | Small_Hydro
| 1116 | LODI-2011-7 | Stampede |  | Lodi | CA |  |  | Hydro |  | Existing | 2005-01-01 | 2024-12-31 | 1 | 0.017903 | 0.058463 | 37.28% | BANC | CAISO | BANC | Small_Hydro | - | 1 | 2099-12-31 | 0 | 0.058463 | 1 | 1 | 1 | 0 | LODI-2011-7 | Stampede | 0.017903 | Small_Hydro
| 1117 | LODI-2011-7 | Lewiston | LEWSTN_7_UNIT 1 | Lodi | CA |  |  | Hydro |  | Existing | 2005-01-01 | 2024-12-31 | 1 | 0.0017167 | 0.01 | 66.5% | CAISO | CAISO | CAISO | Small_Hydro | - | 1 | 2099-12-31 | 0 | 0.01 | 1 | 1 | 1 | 0 | LEWSTN_7_UNIT 1 | Lewiston | 0.0017167 | Small_Hydro
| 1118 | LOMP-2011-3 | Geothermal 1 | NCPA_7_GP1UN1 | Lompoc | CA |  |  | Geothermal |  | Existing | 2009-12-29 | 2099-12-31 | 1 | 2.024 | 16.601 | 93.63% | CAISO | CAISO | CAISO | Geothermal | - | 1 | 2099-12-31 | 1 | 16.601 | 1 | 1 | 1 | 0 | NCPA_7_GP1UN1 | Geothermal 1 | 2.024 | Geothermal | 38.85 | 31
| 1119 | LOMP-2011-4 | Geothermal 2 | NCPA_7_GP2UN3 | Lompoc | CA |  |  | Geothermal |  | Existing | 2009-12-29 | 2099-12-31 | 1 | 2.024 | 15.0591 | 84.93% | CAISO | CAISO | CAISO | Geothermal | - | 1 | 2099-12-31 | 1 | 15.0591 | 1 | 1 | 1 | 0 | NCPA_7_GP2UN3 | Geothermal 2 | 2.024 | Geothermal | 42.42 | 0
| 1120 | LOMP-2011-6 | Nimbus |  | Lompoc | CA |  |  | Hydro |  | Existing | 2005-01-01 | 2024-12-31 | 1 | 0.034506 | 0.14141 | 46.78% | BANC | CAISO | BANC | Small_Hydro | - | 1 | 2099-12-31 | 0 | 0.14141 | 1 | 1 | 1 | 0 | LOMP-2011-6 | Nimbus | 0.034506 | Small_Hydro
| 1121 | LOMP-2011-6 | Stampede |  | Lompoc | CA |  |  | Hydro |  | Existing | 2005-01-01 | 2024-12-31 | 1 | 0.0093294 | 0.030466 | 37.28% | BANC | CAISO | BANC | Small_Hydro | - | 1 | 2099-12-31 | 0 | 0.030466 | 1 | 1 | 1 | 0 | LOMP-2011-6 | Stampede | 0.0093294 | Small_Hydro
| 1122 | LOMP-2011-6 | Lewiston | LEWSTN_7_UNIT 1 | Lompoc | CA |  |  | Hydro |  | Existing | 2005-01-01 | 2024-12-31 | 1 | 0.0008946 | 0.0052113 | 66.5% | CAISO | CAISO | CAISO | Small_Hydro | - | 1 | 2099-12-31 | 0 | 0.0052113 | 1 | 1 | 1 | 0 | LEWSTN_7_UNIT 1 | Lewiston | 0.0008946 | Small_Hydro
| 1123 | LOMP-2011-7 | Spicer | SPICER_1_UNIT 1 | Lompoc | CA |  |  | Hydro |  | Existing | 1982-09-01 | 2099-12-31 | 1 | 0.138 | 0.40843 | 33.79% | CAISO | CAISO | CAISO | Small_Hydro | - | 1 | 2099-12-31 | 0 | 0.40843 | 1 | 1 | 1 | 0 | SPICER_1_UNIT 1 | Spicer | 0.138 | Small_Hydro
| 1124 | MCE-60536A | Pardee Power Plant | PARDEB_2_UNIT 1 | MCE | CA |  |  | Hydro |  | Existing | 2015-07-01 | 2024-12-31 | 1 | 23.6 | 95.3248 | 46.11% | CAISO | CAISO | CAISO | Small_Hydro | - | 1 | 2099-12-31 | 0 | 95.3248 | 1 | 1 | 1 | 0 | PARDEB_2_UNIT 1 | Pardee Power Plant | 23.6 | Small_Hydro
| 1125 | MCE-61205A | Hay Road - Silicon Valley Biomass | PEABDY_2_LNDFIL | MCE | CA |  |  | Biogas |  | Existing | 2013-06-28 | 2033-06-27 | 1 | 1.6 | 11.7188 | 83.61% | CAISO | CAISO | CAISO | Biomass | - | 1 | 2099-12-31 | 1 | 11.7188 | 1 | 1 | 1 | 0 | PEABDY_2_LNDFIL | Hay Road - Silicon Valley Biomass | 1.6 | Biomass | 1.6 | 1.51
| 1126 | MCE-61263A | Kansas, LLC | LEPRFD_1_KANSAS | MCE | CA |  |  | Solar PV |  | Existing | 2014-12-26 | 2017-12-31 | 0 | 20 | 46.9 | 26.77% | CAISO | CAISO | CAISO | Solar | - | 1 | 2017-12-31 | 1 | 46.9 | 0 | 1 | 0 | 0
| 1127 | MCE-61632A | Lincoln Landfill - WPWMA | PLSNTG_7_LNCLND | MCE | CA |  |  | Biogas |  | Existing | 2013-02-01 | 2033-01-31 | 1 | 4.86 | 21.9753 | 51.62% | CAISO | CAISO | CAISO | Biomass | - | 1 | 2099-12-31 | 1 | 21.9753 | 1 | 1 | 1 | 0 | PLSNTG_7_LNCLND | Lincoln Landfill - WPWMA | 4.86 | Biomass | 4.98 | 2.92
| 1128 | MCE-62355A | Corcoran City | CORCAN_1_SOLAR2 | MCE | CA |  |  | Solar PV |  | Existing | 2015-05-23 | 2040-05-22 | 1 | 11 | 26.5954 | 27.6% | CAISO | CAISO | CAISO | Solar | - | 1 | 2099-12-31 | 1 | 26.5954 | 1 | 1 | 1 | 0 | CORCAN_1_SOLAR2 | Corcoran City | 11 | Solar | 11 | 1.54
| 1129 | MCE-62357A | Cottonwood Goose Lake LLC | GOOSLK_1_SOLAR1 | MCE | CA |  |  | Solar PV |  | Existing | 2015-05-23 | 2040-05-22 | 1 | 12 | 29.0131 | 27.6% | CAISO | CAISO | CAISO | Solar | - | 1 | 2099-12-31 | 1 | 29.0131 | 1 | 1 | 1 | 0 | GOOSLK_1_SOLAR1 | Cottonwood Goose Lake LLC | 12 | Solar | 12 | 1.68
| 1130 | MCE-62469C | Rising Tree Wind Farm III LLC | RTREE_2_WIND3 | MCE | CA | Kern | Tehachapi | Wind |  | Existing | 2015-07-01 | 2018-12-31 | 0 | 99 | 200 | 23.06% | CAISO | CAISO | CAISO | Wind | Tehachapi | 1 | 2018-12-31 | 1 | 200 | 0 | 1 | 0 | 0
| 1131 | MEID-2013-1 | High Winds | BRDSLD_2_HIWIND | MEID | CA |  |  | Wind |  | Existing | 2003-11-17 | 2028-11-17 | 1 | 5.0058 | 10.1791 | 23.21% | CAISO | CAISO | CAISO | Wind | - | 1 | 2099-12-31 | 1 | 10.1791 | 1 | 1 | 1 | 0 | BRDSLD_2_HIWIND | High Winds | 5.0058 | Wind | 162 | 24.3
| 1132 | MEID-2013-2 | Nimbus |  | MEID | CA |  |  | Hydro |  | Existing | 2000-12-04 | 2024-12-31 | 1 | 0.04455 | 0.18257 | 46.78% | BANC | CAISO | BANC | Small_Hydro | - | 1 | 2099-12-31 | 0 | 0.18257 | 1 | 1 | 1 | 0 | MEID-2013-2 | Nimbus | 0.04455 | Small_Hydro
| 1133 | MEID-2013-2 | Lewiston | LEWSTN_7_UNIT 1 | MEID | CA |  |  | Hydro |  | Existing | 2000-12-04 | 2024-12-31 | 1 | 0.001155 | 0.0067282 | 66.5% | CAISO | CAISO | CAISO | Small_Hydro | - | 1 | 2099-12-31 | 0 | 0.0067282 | 1 | 1 | 1 | 0 | LEWSTN_7_UNIT 1 | Lewiston | 0.001155 | Small_Hydro
| 1134 | MEID-61088A | Bennett Creek Windfarm, LLC |  | MEID | ID |  |  | Wind |  | Existing | 2003-11-17 | 2028-11-17 | 1 | 0 | 0.12138 |  | IPC | CAISO | NW | Wind | - | 1 | 2099-12-31 | 0 | 0.12138 | 1 | 1 | 1 | 1 | MEID-61088A | Bennett Creek Windfarm, LLC | 0 | Wind
| 1135 | MEID-61089A | Hot Springs Windfarm, LLC, Mountain Wind Power II; Nine Canyon Wind Project - Phase 3 |  | MEID | ID, WY, WA |  |  | Wind |  | Existing | 2003-11-17 | 2028-11-17 | 1 | 0 | 0.31601 |  | BPA | CAISO | NW | Wind | - | 1 | 2099-12-31 | 0 | 0.31601 | 1 | 1 | 1 | 1 | MEID-61089A | Hot Springs Windfarm, LLC, Mountain Wind Power II; Nine Canyon Wind Project - Phase 3 | 0 | Wind
| 1136 | MEID-61202A | Juniper Canyon Wind Power |  | MEID | WA |  |  | Wind |  | Existing | 2003-11-17 | 2028-11-17 | 1 | 4.6721 | 7.1957 | 17.58% | BPA | CAISO | NW | Wind | - | 1 | 2099-12-31 | 0 | 7.1957 | 1 | 1 | 1 | 0 | MEID-61202A | Juniper Canyon Wind Power | 4.6721 | Wind
| 1137 | MID-2011-1 | High Winds | BRDSLD_2_HIWIND | MID | CA |  |  | Wind |  | Existing | 2004-06-01 | 2014-05-31 | 1 | 25 | 50.8363 | 23.21% | CAISO | BANC | CAISO | Wind | - | 1 | 2099-12-31 | 1 | 50.8363 | 1 | 0 | 0 | 0
| 1138 | MID-2011-10 | Big Horn 2 |  | MID | WA |  |  | Wind |  | Existing | 2010-11-01 | 2036-10-31 | 1 | 17.5 | 42.4571 | 27.7% | BPA | BANC | NW | Wind | - | 1 | 2099-12-31 | 0 | 42.4571 | 1 | 0 | 0 | 0
| 1139 | MID-2011-12 | Star Point |  | MID | OR |  |  | Wind |  | Existing | 2010-06-01 | 2030-06-30 | 1 | 98.7 | 245.5548 | 28.4% | BPA | BANC | NW | Wind | - | 1 | 2099-12-31 | 0 | 245.5548 | 1 | 0 | 0 | 0
| 1140 | MID-2011-13 | McHenry Solar Farm |  | MID | CA |  |  | Solar PV |  | Existing | 2000-01-01 | 2099-12-31 | 1 | 25 | 59.877 | 27.34% | BANC | BANC | BANC | Solar | - | 1 | 2099-12-31 | 0 | 59.877 | 1 | 0 | 0 | 0
| 1141 | MID-2011-15 | Stone Drop |  | MID | CA |  |  | Hydro |  | Existing | 1984-04-15 | 2034-04-15 | 1 | 0.25 | 0.1402 | 6.402% | BANC | BANC | BANC | Small_Hydro | - | 1 | 2099-12-31 | 0 | 0.1402 | 1 | 0 | 0 | 0
| 1142 | MID-2011-3 | High Winds | BRDSLD_2_HIWIND | MID | CA |  |  | Wind |  | Existing | 2009-04-01 | 2028-06-30 | 1 | 50 | 101.6726 | 23.21% | CAISO | BANC | CAISO | Wind | - | 1 | 2099-12-31 | 1 | 101.6726 | 1 | 0 | 0 | 0
| 1143 | MID-2011-4 | Shiloh I Wind | BRDSLD_2_SHILO1 | MID | CA | Solano | Solano | Wind |  | Existing | 2005-06-17 | 2016-05-31 | 1 | 50 | 132.4375 | 30.24% | CAISO | BANC | CAISO | Wind | Solano | 1 | 2099-12-31 | 1 | 132.4375 | 1 | 0 | 0 | 0
| 1144 | MID-2011-6 | Big Horn 1 |  | MID | WA |  |  | Wind |  | Existing | 2006-10-01 | 2026-09-30 | 1 | 25 | 66.3376 | 30.29% | BPA | BANC | NW | Wind | - | 1 | 2099-12-31 | 0 | 66.3376 | 1 | 0 | 0 | 0
| 1145 | MID-2011-9 | Big Horn 1 |  | MID | WA |  |  | Wind |  | Existing | 2010-11-01 | 2036-10-31 | 1 | 70 | 185.7451 | 30.29% | BPA | BANC | NW | Wind | - | 1 | 2099-12-31 | 0 | 185.7451 | 1 | 0 | 0 | 0
| 1146 | NOBLE-60481A | Miramar Energy LLC | MSHGTS_6_MMARLF | NOBLE | CA |  |  | Biogas |  | Existing | 2014-01-01 | 2015-12-31 | 1 | 3.2 | 20.804 | 74.22% | CAISO | CAISO | CAISO | Biomass | - | 1 | 2099-12-31 | 1 | 20.804 | 1 | 1 | 1 | 0 | MSHGTS_6_MMARLF | Miramar Energy LLC | 3.2 | Biomass | 5 | 3.43
| 1147 | NOBLE-60520A | Angels | FROGTN_7_UTICA | NOBLE | CA |  |  | Hydro |  | Existing | 2012-10-01 | 2022-09-30 | 1 | 1.4 | 5.608 | 45.73% | CAISO | CAISO | CAISO | Small_Hydro | - | 1 | 2099-12-31 | 1 | 5.608 | 1 | 1 | 1 | 0 | FROGTN_7_UTICA | Angels | 1.4 | Small_Hydro
| 1148 | NOBLE-60521A | Murphys | FROGTN_7_UTICA | NOBLE | CA |  |  | Hydro |  | Existing | 2012-10-01 | 2022-09-30 | 1 | 4.5 | 14.4021 | 36.53% | CAISO | CAISO | CAISO | Small_Hydro | - | 1 | 2099-12-31 | 1 | 14.4021 | 1 | 1 | 1 | 0 | FROGTN_7_UTICA | Murphys | 4.5 | Small_Hydro
| 1149 | NOBLE-60633A | Total Energy Facilities | MESAS_2_QF | NOBLE | CA |  |  | Biomass |  | Existing | 2014-01-01 | 2016-12-31 | 1 | 38.4 | 135.1533 | 40.18% | CAISO | CAISO | CAISO | Biomass | - | 1 | 2099-12-31 | 1 | 135.1533 | 1 | 1 | 1 | 0 | MESAS_2_QF | Total Energy Facilities | 38.4 | Biomass | 2.9 | 0
| 1150 | NOBLE-60866A | Calabasas Gas-to-Energy | MOORPK_2_CALABS | NOBLE | CA |  |  | Biogas |  | Existing | 2013-07-01 | 2016-12-31 | 1 | 13.8 | 44.5878 | 36.88% | CAISO | CAISO | CAISO | Biomass | - | 1 | 2099-12-31 | 1 | 44.5878 | 1 | 1 | 1 | 0 | MOORPK_2_CALABS | Calabasas Gas-to-Energy | 13.8 | Biomass | 6.96 | 4.62
| 1151 | NOBLE-62425C | Rising Tree Wind Farm I | RTREE_2_WIND1 | NOBLE | CA | Kern | Tehachapi | Wind |  | Existing | 2015-01-01 | 2018-12-31 | 0 | 79.2 | 0.905 | 0.1304% | CAISO | CAISO | CAISO | Wind | Tehachapi | 1 | 2018-12-31 | 1 | 0.905 | 0 | 1 | 0 | 0
| 1152 | POAK-2011-1 | CA - Port of Oakland - Site 1 |  | Port of Oakland | CA |  |  | Solar PV |  | Existing | 2007-11-07 | 2027-11-07 | 1 | 0.899 | 1.334 | 16.94% | CAISO | CAISO | CAISO | Solar | - | 1 | 2099-12-31 | 0 | 1.334 | 1 | 1 | 1 | 0 | POAK-2011-1 | CA - Port of Oakland - Site 1 | 0.899 | Solar
| 1153 | POAK-2011-2 | Nimbus |  | Port of Oakland | CA |  |  | Hydro |  | Existing | 2005-01-01 | 2024-12-31 | 1 | 0.059164 | 0.24246 | 46.78% | BANC | CAISO | BANC | Small_Hydro | - | 1 | 2099-12-31 | 0 | 0.24246 | 1 | 1 | 1 | 0 | POAK-2011-2 | Nimbus | 0.059164 | Small_Hydro
| 1154 | POAK-2011-2 | Stampede |  | Port of Oakland | CA |  |  | Hydro |  | Existing | 2005-01-01 | 2024-12-31 | 1 | 0.015996 | 0.052236 | 37.28% | BANC | CAISO | BANC | Small_Hydro | - | 1 | 2099-12-31 | 0 | 0.052236 | 1 | 1 | 1 | 0 | POAK-2011-2 | Stampede | 0.015996 | Small_Hydro
| 1155 | POAK-2011-2 | Lewiston | LEWSTN_7_UNIT 1 | Port of Oakland | CA |  |  | Hydro |  | Existing | 2005-01-01 | 2024-12-31 | 1 | 0.0015339 | 0.0089352 | 66.5% | CAISO | CAISO | CAISO | Small_Hydro | - | 1 | 2099-12-31 | 0 | 0.0089352 | 1 | 1 | 1 | 0 | LEWSTN_7_UNIT 1 | Lewiston | 0.0015339 | Small_Hydro
| 1156 | POAK-2011-3 | Nimbus |  | Port of Oakland | CA |  |  | Hydro |  | Existing | 2005-01-01 | 2024-12-31 | 1 | 0.017928 | 0.073471 | 46.78% | BANC | CAISO | BANC | Small_Hydro | - | 1 | 2099-12-31 | 0 | 0.073471 | 1 | 1 | 1 | 0 | POAK-2011-3 | Nimbus | 0.017928 | Small_Hydro
| 1157 | POAK-2011-3 | Stampede |  | Port of Oakland | CA |  |  | Hydro |  | Existing | 2005-01-01 | 2024-12-31 | 1 | 0.0048472 | 0.015829 | 37.28% | BANC | CAISO | BANC | Small_Hydro | - | 1 | 2099-12-31 | 0 | 0.015829 | 1 | 1 | 1 | 0 | POAK-2011-3 | Stampede | 0.0048472 | Small_Hydro
| 1158 | POAK-2011-3 | Lewiston | LEWSTN_7_UNIT 1 | Port of Oakland | CA |  |  | Hydro |  | Existing | 2005-01-01 | 2024-12-31 | 1 | 0.0004648 | 0.0027076 | 66.5% | CAISO | CAISO | CAISO | Small_Hydro | - | 1 | 2099-12-31 | 0 | 0.0027076 | 1 | 1 | 1 | 0 | LEWSTN_7_UNIT 1 | Lewiston | 0.0004648 | Small_Hydro
| 1159 | POAK-2012-4 | EBMUD WWTP Power Generation Station | OAK L_7_EBMUD | Port of Oakland | CA |  |  | Biomass |  | Existing | 2012-11-01 | 2017-10-31 | 1 | 6.45 | 24.453 | 43.28% | CAISO | CAISO | CAISO | Biomass | - | 1 | 2099-12-31 | 0 | 24.453 | 1 | 1 | 1 | 0 | OAK L_7_EBMUD | EBMUD WWTP Power Generation Station | 6.45 | Biomass
| 1160 | POAK-62025A | EBMUD WWTP Digester Gas Turbine | OAK L_1_GTG1 | Port of Oakland | CA |  |  | Biomass |  | Existing | 2000-01-01 | 2017-10-31 | 1 | 4.6 | 25.8443 | 64.14% | CAISO | CAISO | CAISO | Biomass | - | 1 | 2099-12-31 | 0 | 25.8443 | 1 | 1 | 1 | 0 | OAK L_1_GTG1 | EBMUD WWTP Digester Gas Turbine | 4.6 | Biomass | 4.6 | 0
| 1161 | PPC-2011-1 | Nimbus |  | PPC | CA |  |  | Hydro |  | Existing | 2005-01-01 | 2024-12-31 | 1 | 0.047478 | 0.19457 | 46.78% | BANC | CAISO | BANC | Small_Hydro | - | 1 | 2099-12-31 | 0 | 0.19457 | 1 | 1 | 1 | 0 | PPC-2011-1 | Nimbus | 0.047478 | Small_Hydro
| 1162 | PPC-2011-1 | Stampede |  | PPC | CA |  |  | Hydro |  | Existing | 2005-01-01 | 2024-12-31 | 1 | 0.012837 | 0.041919 | 37.28% | BANC | CAISO | BANC | Small_Hydro | - | 1 | 2099-12-31 | 0 | 0.041919 | 1 | 1 | 1 | 0 | PPC-2011-1 | Stampede | 0.012837 | Small_Hydro
| 1163 | PPC-2011-1 | Lewiston | LEWSTN_7_UNIT 1 | PPC | CA |  |  | Hydro |  | Existing | 2005-01-01 | 2024-12-31 | 1 | 0.0012309 | 0.0071704 | 66.5% | CAISO | CAISO | CAISO | Small_Hydro | - | 1 | 2099-12-31 | 0 | 0.0071704 | 1 | 1 | 1 | 0 | LEWSTN_7_UNIT 1 | Lewiston | 0.0012309 | Small_Hydro
| 1164 | PPG-60480A | MM Lopez Energy LLC | SAUGUS_7_LOPEZ | PPG | CA |  |  | Biogas |  | Existing | 2006-07-01 | 2016-12-31 | 1 | 6.06 | 46.0372 | 86.72% | CAISO | CAISO | CAISO | Biomass | - | 1 | 2099-12-31 | 1 | 46.0372 | 1 | 1 | 1 | 0 | SAUGUS_7_LOPEZ | MM Lopez Energy LLC | 6.06 | Biomass | 6.1 | 5.47
| 1165 | PPG-60485A | Coyote Canyon | SANTGO_6_COYOTE | PPG | CA |  |  | Biogas |  | Existing | 2013-01-01 | 2015-12-31 | 1 | 20 | 46.6675 | 26.64% | CAISO | CAISO | CAISO | Biomass | - | 1 | 2099-12-31 | 0 | 46.6675 | 1 | 1 | 1 | 0 | SANTGO_6_COYOTE | Coyote Canyon | 20 | Biomass
| 1166 | PWP-2011-1 | Chiquita Canyon | SAUGUS_7_CHIQCN | PWP | CA |  |  | Biogas |  | Existing | 2010-11-23 | 2030-11-23 | 1 | 7.6667 | 37.394 | 55.68% | CAISO | CAISO | CAISO | Biomass | - | 1 | 2099-12-31 | 1 | 37.394 | 1 | 1 | 1 | 0 | SAUGUS_7_CHIQCN | Chiquita Canyon | 7.6667 | Biomass | 8 | 4.88
| 1167 | PWP-2011-11 | MM West Covina LLC, Gen 2 | WALNUT_7_WCOVST | PWP | CA |  |  | Biogas |  | Existing | 2007-01-01 | 2016-12-31 | 1 | 7.1 | 36.646 | 58.92% | CAISO | CAISO | CAISO | Biomass | - | 1 | 2099-12-31 | 1 | 36.646 | 1 | 1 | 1 | 0 | WALNUT_7_WCOVST | MM West Covina LLC, Gen 2 | 7.1 | Biomass | 6.5 | 5.61
| 1168 | PWP-2011-2 | Azusa | AZUSA_2_HYDRO | PWP | CA |  |  | Hydro |  | Existing | 1933-06-20 | 2099-12-31 | 1 | 3 | 2.6888 | 10.23% | CAISO | CAISO | CAISO | Small_Hydro | - | 1 | 2099-12-31 | 0 | 2.6888 | 1 | 1 | 1 | 0 | AZUSA_2_HYDRO | Azusa | 3 | Small_Hydro
| 1169 | PWP-2011-21 | GLENARM - UNITS 2, 3, 4 | GLNARM_7_UNIT 3 | PWP | CA |  |  | Biogas | Pipeline | Existing | 2011-06-03 | 2099-12-31 | 1 | 0 | 0 |  | CAISO | CAISO | CAISO | Other | - | 1 | 2099-12-31 | 1 | 0 | 1 | 1 | 1 | 1 | GLNARM_7_UNIT 3 | GLENARM - UNITS 2, 3, 4 | 0 | Other | 44.83 | 44.83
| 1170 | PWP-2011-24 | Broadway Unit B-3 | BRDWAY_7_UNIT 1 | PWP | CA |  |  | Biogas | Pipeline | Existing | 2011-06-25 | 2099-12-31 | 1 | 0 | 0 |  | CAISO | CAISO | CAISO | Other | - | 1 | 2099-12-31 | 0 | 0 | 1 | 1 | 1 | 1 | BRDWAY_7_UNIT 1 | Broadway Unit B-3 | 0 | Other
| 1171 | PWP-2011-4 | Milford Wind WT11 |  | PWP | UT |  |  | Wind |  | Existing | 2010-04-28 | 2029-11-14 | 1 | 5.0875 | 10.1378 | 22.75% | LADWP | CAISO | LDWP | Wind | - | 1 | 2099-12-31 | 0 | 10.1378 | 1 | 1 | 1 | 0 | PWP-2011-4 | Milford Wind WT11 | 5.0875 | Wind
| 1172 | PWP-2011-5 | High Winds | BRDSLD_2_HIWIND | PWP | CA |  |  | Wind |  | Existing | 2003-09-01 | 2023-12-31 | 1 | 5.994 | 12.1885 | 23.21% | CAISO | CAISO | CAISO | Wind | - | 1 | 2099-12-31 | 1 | 12.1885 | 1 | 1 | 1 | 0 | BRDSLD_2_HIWIND | High Winds | 5.994 | Wind | 162 | 24.3
| 1173 | PWP-2011-6 | Heber Geothermal Co | MIRAGE_2_COCHLA | PWP | CA |  |  | Geothermal |  | Existing | 2006-04-01 | 2031-12-31 | 1 | 9.525 | 48.1792 | 57.74% | CAISO | CAISO | CAISO | Geothermal | - | 1 | 2099-12-31 | 0 | 48.1792 | 1 | 1 | 1 | 0 | MIRAGE_2_COCHLA | Heber Geothermal Co | 9.525 | Geothermal
| 1174 | PWP-2011-8 | Magnolia Power Project (Biomethane portion) |  | PWP | CA |  |  | Biogas | Pipeline | Existing | 2005-09-27 | 2036-12-31 | 1 | 0 | 114.8191 |  | LADWP | CAISO | LDWP | Other | - | 1 | 2099-12-31 | 0 | 114.8191 | 1 | 1 | 1 | 1 | PWP-2011-8 | Magnolia Power Project (Biomethane portion) | 0 | Other
| 1175 | PWP-2014-3 | Columbia Two, LLC | CAMLOT_2_SOLAR2 | PWP | CA |  |  | Solar PV |  | Existing | 2014-11-27 | 2034-12-09 | 1 | 2.571 | 0.31848 | 1.414% | CAISO | CAISO | CAISO | Solar | - | 1 | 2099-12-31 | 1 | 0.31848 | 1 | 1 | 1 | 0 | CAMLOT_2_SOLAR2 | Columbia Two, LLC | 2.571 | Solar | 15 | 2.1
| 1176 | PWP-60272A | Dinuba Energy | DINUBA_6_UNIT | PWP | CA |  |  | Biomass |  | Existing | 2000-01-01 | 2015-03-11 | 1 | 12 | 70.8485 | 67.4% | CAISO | CAISO | CAISO | Biomass | - | 1 | 2099-12-31 | 1 | 70.8485 | 1 | 1 | 1 | 0 | DINUBA_6_UNIT | Dinuba Energy | 12 | Biomass | 12 | 0
| 1177 | PWRPA-2011-1 | Warm Springs | GYSRVL_7_WSPRNG | PWRPA | CA |  |  | Hydro |  | Existing | 2009-11-03 | 2019-11-30 | 1 | 2.79 | 12.6914 | 51.93% | CAISO | CAISO | CAISO | Small_Hydro | - | 1 | 2099-12-31 | 1 | 12.6914 | 1 | 1 | 1 | 0 | GYSRVL_7_WSPRNG | Warm Springs | 2.79 | Small_Hydro | 3.75 | 0.42
| 1178 | PWRPA-2011-2 | Nimbus |  | PWRPA | CA |  |  | Hydro |  | Existing | 2005-01-01 | 2024-12-31 | 1 | 0.92231 | 3.7797 | 46.78% | BANC | CAISO | BANC | Small_Hydro | - | 1 | 2099-12-31 | 0 | 3.7797 | 1 | 1 | 1 | 0 | PWRPA-2011-2 | Nimbus | 0.92231 | Small_Hydro
| 1179 | PWRPA-2011-2 | Stampede |  | PWRPA | CA |  |  | Hydro |  | Existing | 2005-01-01 | 2024-12-31 | 1 | 0.24937 | 0.81432 | 37.28% | BANC | CAISO | BANC | Small_Hydro | - | 1 | 2099-12-31 | 0 | 0.81432 | 1 | 1 | 1 | 0 | PWRPA-2011-2 | Stampede | 0.24937 | Small_Hydro
| 1180 | PWRPA-2011-2 | Lewiston | LEWSTN_7_UNIT 1 | PWRPA | CA |  |  | Hydro |  | Existing | 2005-01-01 | 2024-12-31 | 1 | 0.023912 | 0.13929 | 66.5% | CAISO | CAISO | CAISO | Small_Hydro | - | 1 | 2099-12-31 | 0 | 0.13929 | 1 | 1 | 1 | 0 | LEWSTN_7_UNIT 1 | Lewiston | 0.023912 | Small_Hydro
| 1181 | PWRPA-2011-3 | Central LF (Sonoma) Phase II Units 1-4 | SNMALF_6_UNITS | PWRPA | CA |  |  | Biogas |  | Existing | 2006-01-01 | 2015-11-30 | 1 | 3.2 | 18.3772 | 65.56% | CAISO | CAISO | CAISO | Biomass | - | 1 | 2099-12-31 | 1 | 18.3772 | 1 | 1 | 1 | 0 | SNMALF_6_UNITS | Central LF (Sonoma) Phase II Units 1-4 | 3.2 | Biomass | 5 | 3.27
| 1182 | PWRPA-2011-3 | Central LF (Sonoma) Phase I Units 1-4 | SNMALF_6_UNITS | PWRPA | CA |  |  | Biogas |  | Existing | 2006-01-01 | 2015-11-30 | 1 | 3.2 | 18.1547 | 64.76% | CAISO | CAISO | CAISO | Biomass | - | 1 | 2099-12-31 | 1 | 18.1547 | 1 | 1 | 1 | 0 | SNMALF_6_UNITS | Central LF (Sonoma) Phase I Units 1-4 | 3.2 | Biomass | 5 | 3.27
| 1183 | RCMU-2013-2 | MN Milliken Genco LLC, Unit 1-2 | CHINO_7_MILIKN | RCMU | CA |  |  | Biogas |  | Existing | 2013-01-01 | 2017-12-31 | 1 | 2.6 | 9.8977 | 43.46% | CAISO | CAISO | CAISO | Biomass | - | 1 | 2099-12-31 | 1 | 9.8977 | 1 | 1 | 1 | 0 | CHINO_7_MILIKN | MN Milliken Genco LLC, Unit 1-2 | 2.6 | Biomass | 1.9 | 1.21
| 1184 | RCMU-2013-3 | MN Mid Valley Genco LLC, 1-2 | ETIWND_7_MIDVLY | RCMU | CA |  |  | Biogas |  | Existing | 2013-01-01 | 2017-12-31 | 1 | 2.6 | 12.5317 | 55.02% | CAISO | CAISO | CAISO | Biomass | - | 1 | 2099-12-31 | 1 | 12.5317 | 1 | 1 | 1 | 0 | ETIWND_7_MIDVLY | MN Mid Valley Genco LLC, 1-2 | 2.6 | Biomass
| 1185 | REU-2011-1 | Whiskeytown |  | REU | CA |  |  | Hydro |  | Existing | 1983-03-10 | 2099-12-31 | 1 | 3.5 | 24.7387 | 80.69% | BANC | BANC | BANC | Small_Hydro | - | 1 | 2099-12-31 | 0 | 24.7387 | 1 | 0 | 0 | 0
| 1186 | REU-2011-3 | Nimbus |  | REU | CA |  |  | Hydro |  | Existing | 2005-01-01 | 2024-12-31 | 1 | 1.1475 | 4.7026 | 46.78% | BANC | BANC | BANC | Small_Hydro | - | 1 | 2099-12-31 | 0 | 4.7026 | 1 | 0 | 0 | 0
| 1187 | REU-2011-3 | Stampede |  | REU | CA |  |  | Hydro |  | Existing | 2005-01-01 | 2024-12-31 | 1 | 0.31025 | 1.0131 | 37.28% | BANC | BANC | BANC | Small_Hydro | - | 1 | 2099-12-31 | 0 | 1.0131 | 1 | 0 | 0 | 0
| 1188 | REU-2011-3 | Lewiston | LEWSTN_7_UNIT 1 | REU | CA |  |  | Hydro |  | Existing | 2005-01-01 | 2024-12-31 | 1 | 0.02975 | 0.1733 | 66.5% | CAISO | BANC | CAISO | Small_Hydro | - | 1 | 2099-12-31 | 0 | 0.1733 | 1 | 0 | 0 | 0
| 1189 | RPU-2011-2 | Salton Sea Unit 5 |  | RPU | CA |  |  | Geothermal |  | Existing | 2009-06-01 | 2020-05-31 | 1 | 49.9 | 324.0137 | 74.12% | IID | CAISO | IID | Geothermal | - | 1 | 2099-12-31 | 0 | 324.0137 | 1 | 1 | 1 | 0 | RPU-2011-2 | Salton Sea Unit 5 | 49.9 | Geothermal
| 1190 | RPU-2011-3 | Wintec Energy #2-A | BUCKWD_7_WINTCV | RPU | CA |  |  | Wind |  | Existing | 2003-12-28 | 2018-12-27 | 1 | 1.32 | 3.9299 | 33.99% | CAISO | CAISO | CAISO | Wind | - | 1 | 2099-12-31 | 1 | 3.9299 | 1 | 1 | 1 | 0 | BUCKWD_7_WINTCV | Wintec Energy #2-A | 1.32 | Wind | 1.32 | 0.2
| 1191 | RPU-2012-4 | Stanislaus Resource Recovery Facility | STNRES_1_UNIT | RPU | CA |  |  | Biomass |  | Existing | 2012-12-01 | 2013-12-31 | 1 | 24 | 132.277 | 62.92% | CAISO | CAISO | CAISO | Biomass | - | 1 | 2099-12-31 | 1 | 132.277 | 1 | 1 | 1 | 0 | STNRES_1_UNIT | Stanislaus Resource Recovery Facility | 24 | Biomass | 19.9 | 17.65
| 1192 | RPU-2012-5 | WAGNER WIND, LLC | GARNET_1_WT3WND | RPU | CA |  |  | Wind |  | Existing | 2012-12-22 | 2032-12-23 | 1 | 6 | 18.3631 | 34.94% | CAISO | CAISO | CAISO | Wind | - | 1 | 2099-12-31 | 1 | 18.3631 | 1 | 1 | 1 | 0 | GARNET_1_WT3WND | WAGNER WIND, LLC | 6 | Wind | 6 | 0
| 1193 | RPU-2014-2 | Columbia Two, LLC | CAMLOT_2_SOLAR2 | RPU | CA |  |  | Solar PV |  | Existing | 2014-11-27 | 2034-12-22 | 1 | 11.1435 | 1.3804 | 1.414% | CAISO | CAISO | CAISO | Solar | - | 1 | 2099-12-31 | 1 | 1.3804 | 1 | 1 | 1 | 0 | CAMLOT_2_SOLAR2 | Columbia Two, LLC | 11.1435 | Solar | 15 | 2.1
| 1194 | RPU-2015-1 | AP North Lake Solar - Diamond Valley Lake Solar | VALLEY_5_SOLAR2 | RPU | CA |  |  | Solar PV |  | Existing | 2015-07-28 | 2040-08-11 | 1 | 20 | 48.3552 | 27.6% | CAISO | CAISO | CAISO | Solar | - | 1 | 2099-12-31 | 1 | 48.3552 | 1 | 1 | 1 | 0 | VALLEY_5_SOLAR2 | AP North Lake Solar - Diamond Valley Lake Solar | 20 | Solar | 20 | 2.8
| 1195 | RPU-2015-2 | Tequesquite Landfill Solar Project | RVSIDE_6_SOLAR1 | RPU | CA |  |  | Solar PV |  | Existing | 2015-08-12 | 2040-12-31 | 1 | 7.5 | 18.1332 | 27.6% | CAISO | CAISO | CAISO | Solar | - | 1 | 2099-12-31 | 1 | 18.1332 | 1 | 1 | 1 | 0 | RVSIDE_6_SOLAR1 | Tequesquite Landfill Solar Project | 7.5 | Solar | 7.5 | 1.05
| 1196 | RPU-2014-1 | Cabazon Wind Partners, LLC | TRNSWD_1_QF | RPU | CA |  |  | Wind |  | Existing | 2014-12-22 | 2024-12-31 | 1 | 41 | 109.6637 | 30.53% | CAISO | CAISO | CAISO | Wind | - | 1 | 2099-12-31 | 1 | 109.6637 | 1 | 1 | 1 | 0 | TRNSWD_1_QF | Cabazon Wind Partners, LLC | 41 | Wind |  | 5.85
| 1197 | SHLL-62288A | Palouse Wind |  | Shell | WA |  |  | Wind |  | Existing | 2000-01-01 | 2016-12-31 | 1 | 104.4 | 130.05 | 14.22% | AVA | CAISO | NW | Wind | - | 1 | 2099-12-31 | 0 | 130.05 | 1 | 1 | 1 | 0 | SHLL-62288A | Palouse Wind | 104.4 | Wind
| 1198 | SMUD-2011-10 | RE Bruceville Solar 1 |  | SMUD | CA |  |  | Solar PV |  | Existing | 2012-01-01 | 2032-02-01 | 1 | 5 | 12.242 | 27.95% | BANC | BANC | BANC | Solar | - | 1 | 2099-12-31 | 0 | 12.242 | 1 | 0 | 0 | 0
| 1199 | SMUD-2011-11 | RE Bruceville Solar 2 |  | SMUD | CA |  |  | Solar PV |  | Existing | 2012-02-25 | 2032-03-01 | 1 | 5 | 12.406 | 28.32% | BANC | BANC | BANC | Solar | - | 1 | 2099-12-31 | 0 | 12.406 | 1 | 0 | 0 | 0
| 1200 | SMUD-2011-11 | RE Bruceville Solar 3 |  | SMUD | CA |  |  | Solar PV |  | Existing | 2012-02-25 | 2032-03-01 | 1 | 5 | 12.391 | 28.29% | BANC | BANC | BANC | Solar | - | 1 | 2099-12-31 | 0 | 12.391 | 1 | 0 | 0 | 0
| 1201 | SMUD-2011-12 | RE Dillard Road 1 |  | SMUD | CA |  |  | Solar PV |  | Existing | 2012-01-01 | 2032-02-01 | 1 | 3 | 7.5115 | 28.58% | BANC | BANC | BANC | Solar | - | 1 | 2099-12-31 | 0 | 7.5115 | 1 | 0 | 0 | 0
| 1202 | SMUD-2011-12 | RE Dillard Road 2 |  | SMUD | CA |  |  | Solar PV |  | Existing | 2012-01-01 | 2032-02-01 | 1 | 3 | 7.3825 | 28.09% | BANC | BANC | BANC | Solar | - | 1 | 2099-12-31 | 0 | 7.3825 | 1 | 0 | 0 | 0
| 1203 | SMUD-2011-12 | RE Dillard Road 3 |  | SMUD | CA |  |  | Solar PV |  | Existing | 2012-01-01 | 2032-02-01 | 1 | 3 | 7.2715 | 27.67% | BANC | BANC | BANC | Solar | - | 1 | 2099-12-31 | 0 | 7.2715 | 1 | 0 | 0 | 0
| 1204 | SMUD-2011-13 | RE Kammerer Road 1 |  | SMUD | CA |  |  | Solar PV |  | Existing | 2012-01-01 | 2032-02-01 | 1 | 5 | 12.5005 | 28.54% | BANC | BANC | BANC | Solar | - | 1 | 2099-12-31 | 0 | 12.5005 | 1 | 0 | 0 | 0
| 1205 | SMUD-2011-14 | RE Kammerer Road 2 |  | SMUD | CA |  |  | Solar PV |  | Existing | 2012-02-25 | 2032-03-01 | 1 | 5 | 12.554 | 28.66% | BANC | BANC | BANC | Solar | - | 1 | 2099-12-31 | 0 | 12.554 | 1 | 0 | 0 | 0
| 1206 | SMUD-2011-14 | RE Kammerer Road 3 |  | SMUD | CA |  |  | Solar PV |  | Existing | 2012-02-25 | 2032-03-01 | 1 | 5 | 12.4445 | 28.41% | BANC | BANC | BANC | Solar | - | 1 | 2099-12-31 | 0 | 12.4445 | 1 | 0 | 0 | 0
| 1207 | SMUD-2011-15 | Green Acres Solar FarmPV2 |  | SMUD | CA |  |  | Solar PV |  | Existing | 2012-09-01 | 2032-10-01 | 1 | 1.41 | 5.8139 | 47.07% | BANC | BANC | BANC | Solar | - | 1 | 2099-12-31 | 0 | 5.8139 | 1 | 0 | 0 | 0
| 1208 | SMUD-2011-15 | Green Acres Solar Farm PV1 |  | SMUD | CA |  |  | Solar PV |  | Existing | 2012-09-01 | 2032-10-01 | 1 | 3.42 | 3.7964 | 12.67% | BANC | BANC | BANC | Solar | - | 1 | 2099-12-31 | 0 | 3.7964 | 1 | 0 | 0 | 0
| 1209 | SMUD-2011-16 | RE McKenzie 1 |  | SMUD | CA |  |  | Solar PV |  | Existing | 2012-11-08 | 2032-12-01 | 1 | 5 | 12.693 | 28.98% | BANC | BANC | BANC | Solar | - | 1 | 2099-12-31 | 0 | 12.693 | 1 | 0 | 0 | 0
| 1210 | SMUD-2011-16 | RE McKenzie 5 |  | SMUD | CA |  |  | Solar PV |  | Existing | 2012-11-08 | 2032-12-01 | 1 | 5 | 12.6525 | 28.89% | BANC | BANC | BANC | Solar | - | 1 | 2099-12-31 | 0 | 12.6525 | 1 | 0 | 0 | 0
| 1211 | SMUD-2011-16 | RE McKenzie 6 |  | SMUD | CA |  |  | Solar PV |  | Existing | 2012-11-08 | 2032-12-01 | 1 | 5 | 12.605 | 28.78% | BANC | BANC | BANC | Solar | - | 1 | 2099-12-31 | 0 | 12.605 | 1 | 0 | 0 | 0
| 1212 | SMUD-2011-16 | RE McKenzie 4 |  | SMUD | CA |  |  | Solar PV |  | Existing | 2012-11-08 | 2032-12-01 | 1 | 5 | 12.5795 | 28.72% | BANC | BANC | BANC | Solar | - | 1 | 2099-12-31 | 0 | 12.5795 | 1 | 0 | 0 | 0
| 1213 | SMUD-2011-16 | RE McKenzie 2 |  | SMUD | CA |  |  | Solar PV |  | Existing | 2012-11-08 | 2032-12-01 | 1 | 5 | 12.53 | 28.61% | BANC | BANC | BANC | Solar | - | 1 | 2099-12-31 | 0 | 12.53 | 1 | 0 | 0 | 0
| 1214 | SMUD-2011-16 | RE McKenzie 3 |  | SMUD | CA |  |  | Solar PV |  | Existing | 2012-11-08 | 2032-12-01 | 1 | 5 | 12.441 | 28.4% | BANC | BANC | BANC | Solar | - | 1 | 2099-12-31 | 0 | 12.441 | 1 | 0 | 0 | 0
| 1215 | SMUD-2011-18 | Camp Far West | CAMPFW_7_FARWST | SMUD | CA |  |  | Hydro |  | Existing | 1985-02-01 | 2031-07-01 | 1 | 7.18 | 21.3843 | 34% | CAISO | BANC | CAISO | Small_Hydro | - | 1 | 2099-12-31 | 1 | 21.3843 | 1 | 0 | 0 | 0
| 1216 | SMUD-2011-19 | MM Yolo Power LLC Facility, 1-5 | DAVIS_7_MNMETH | SMUD | CA |  |  | Biogas |  | Existing | 2007-01-01 | 2026-06-30 | 1 | 3.66 | 18.8582 | 58.82% | CAISO | BANC | CAISO | Biomass | - | 1 | 2099-12-31 | 1 | 18.8582 | 1 | 0 | 0 | 0
| 1217 | SMUD-2011-20 | Buena Vista Biomass Power, LLC | JAKVAL_6_UNITG1 | SMUD | CA |  |  | Biomass |  | Existing | 2012-10-24 | 2032-11-30 | 1 | 22.5 | 99.9647 | 50.72% | CAISO | BANC | CAISO | Biomass | - | 1 | 2099-12-31 | 1 | 99.9647 | 1 | 0 | 0 | 0
| 1218 | SMUD-2011-21 | Pardee Power Plant | PARDEB_2_UNIT 1 | SMUD | CA |  |  | Hydro |  | Existing | 2005-07-01 | 2015-06-30 | 1 | 23.6 | 95.3248 | 46.11% | CAISO | BANC | CAISO | Small_Hydro | - | 1 | 2099-12-31 | 0 | 95.3248 | 1 | 0 | 0 | 0
| 1219 | SMUD-2011-21 | Camanche | PARDEB_2_UNIT 1 | SMUD | CA |  |  | Hydro |  | Existing | 2005-07-01 | 2015-06-30 | 1 | 10.8 | 28.9128 | 30.56% | CAISO | BANC | CAISO | Small_Hydro | - | 1 | 2099-12-31 | 0 | 28.9128 | 1 | 0 | 0 | 0
| 1220 | SMUD-2011-22 | Robbs Peak |  | SMUD | CA |  |  | Hydro |  | Existing | 1965-10-01 | 2099-12-31 | 1 | 25.5 | 44.859 | 20.08% | BANC | BANC | BANC | Small_Hydro | - | 1 | 2099-12-31 | 0 | 44.859 | 1 | 0 | 0 | 0
| 1221 | SMUD-2011-23 | Nimbus |  | SMUD | CA |  |  | Hydro |  | Existing | 2005-01-01 | 2024-12-31 | 1 | 4.2188 | 17.2889 | 46.78% | BANC | BANC | BANC | Small_Hydro | - | 1 | 2099-12-31 | 0 | 17.2889 | 1 | 0 | 0 | 0
| 1222 | SMUD-2011-23 | Stampede |  | SMUD | CA |  |  | Hydro |  | Existing | 2005-01-01 | 2024-12-31 | 1 | 1.1406 | 3.7248 | 37.28% | BANC | BANC | BANC | Small_Hydro | - | 1 | 2099-12-31 | 0 | 3.7248 | 1 | 0 | 0 | 0
| 1223 | SMUD-2011-23 | Lewiston | LEWSTN_7_UNIT 1 | SMUD | CA |  |  | Hydro |  | Existing | 2005-01-01 | 2024-12-31 | 1 | 0.10938 | 0.63714 | 66.5% | CAISO | BANC | CAISO | Small_Hydro | - | 1 | 2099-12-31 | 0 | 0.63714 | 1 | 0 | 0 | 0
| 1224 | SMUD-2011-24 | Solano Wind 1,2 | USWNDR_2_SMUD | SMUD | CA |  |  | Wind |  | Existing | 2003-01-01 | 2099-12-31 | 1 | 102.18 | 211.3591 | 23.61% | CAISO | BANC | CAISO | Wind | - | 1 | 2099-12-31 | 1 | 211.3591 | 1 | 0 | 0 | 0
| 1225 | SMUD-2011-26 | Solano Wind 3 | USWNDR_2_SMUD2 | SMUD | CA |  |  | Wind |  | Existing | 2012-04-26 | 2032-04-25 | 1 | 128 | 350.9922 | 31.3% | CAISO | BANC | CAISO | Wind | - | 1 | 2099-12-31 | 1 | 350.9922 | 1 | 0 | 0 | 0
| 1226 | SMUD-2011-27 | Santa Cruz Energy LLC | PSWEET_1_STCRUZ | SMUD | CA |  |  | Biogas |  | Existing | 2009-11-21 | 2024-09-30 | 1 | 1.6 | 10.59 | 75.56% | CAISO | BANC | CAISO | Biomass | - | 1 | 2099-12-31 | 1 | 10.59 | 1 | 0 | 0 | 0
| 1227 | SMUD-2011-28 | Iberdrola Renewables, Inc. (Simpson Biomass, Tacoma, WA) |  | SMUD | WA |  |  | Biomass |  | Existing | 2009-07-01 | 2021-08-01 | 1 | 34 | 276.7778 | 92.93% | BPA | BANC | NW | Biomass | - | 1 | 2099-12-31 | 0 | 276.7778 | 1 | 0 | 0 | 0
| 1228 | SMUD-2011-30 | SPI Burlington |  | SMUD | WA |  |  | Biomass |  | Existing | 2007-08-01 | 2017-07-31 | 1 | 14.9996 | 117.404 | 89.35% | PSE | BANC | NW | Biomass | - | 1 | 2099-12-31 | 0 | 117.404 | 1 | 0 | 0 | 0
| 1229 | SMUD-2011-34 | Jones Fork |  | SMUD | CA |  |  | Hydro |  | Existing | 1985-06-01 | 2099-12-31 | 1 | 10 | 19.4641 | 22.22% | BANC | BANC | BANC | Small_Hydro | - | 1 | 2099-12-31 | 0 | 19.4641 | 1 | 0 | 0 | 0
| 1230 | SMUD-2011-41 | Patua Hot Springs |  | SMUD | NV |  |  | Geothermal |  | Existing | 2013-12-28 | 2033-12-31 | 1 | 48 | 110.791 | 26.35% | SPP | BANC | NW | Geothermal | - | 1 | 2099-12-31 | 0 | 110.791 | 1 | 0 | 0 | 0
| 1231 | SMUD-2011-42 | CVFA CARSON Cogen 1 | LGHTHP_6_ICEGEN | SMUD | CA |  |  | Biogas | Pipeline | Existing | 2009-08-01 | 2022-08-11 | 1 | 0 | 6.672 |  | CAISO | BANC | CAISO | Other | - | 1 | 2099-12-31 | 1 | 6.672 | 1 | 0 | 0 | 1
| 1232 | SMUD-2011-5 | Point Pleasant (Lawrence Solar Farm) |  | SMUD | CA |  |  | Solar PV |  | Existing | 2011-12-30 | 2032-01-01 | 1 | 1 | 2.0613 | 23.53% | BANC | BANC | BANC | Solar | - | 1 | 2099-12-31 | 0 | 2.0613 | 1 | 0 | 0 | 0
| 1233 | SMUD-2011-6 | Grundman-Wilkinson Solar Farm (Bruceville Road) |  | SMUD | CA |  |  | Solar PV |  | Existing | 2011-12-28 | 2032-01-01 | 1 | 18 | 36.4867 | 23.14% | BANC | BANC | BANC | Solar | - | 1 | 2099-12-31 | 0 | 36.4867 | 1 | 0 | 0 | 0
| 1234 | SMUD-2011-8 | Kost (Fleshman Solar Farm) |  | SMUD | CA |  |  | Solar PV |  | Existing | 2011-11-19 | 2031-12-01 | 1 | 3 | 5.9503 | 22.64% | BANC | BANC | BANC | Solar | - | 1 | 2099-12-31 | 0 | 5.9503 | 1 | 0 | 0 | 0
| 1235 | SMUD-2011-9 | Boessow (Van Connett Solar Farm) |  | SMUD | CA |  |  | Solar PV |  | Existing | 2011-12-20 | 2032-01-01 | 1 | 3 | 6.034 | 22.96% | BANC | BANC | BANC | Solar | - | 1 | 2099-12-31 | 0 | 6.034 | 1 | 0 | 0 | 0
| 1236 | SMUD-2012-37 | Aerojet I (3.6MW) Solar Plant |  | SMUD | CA |  |  | Solar PV |  | Existing | 2009-12-04 | 2099-12-31 | 1 | 3.6 | 6.6922 | 21.22% | BANC | BANC | BANC | Solar | - | 1 | 2099-12-31 | 0 | 6.6922 | 1 | 0 | 0 | 0
| 1237 | SMUD-2012-38 | Aerojet II (2.4MW) Solar Plant |  | SMUD | CA |  |  | Solar PV |  | Existing | 5/21/2010 | 2099-12-31 | 1 | 2.4 | 4.4577 | 21.2% | BANC | BANC | BANC | Solar | - | 1 | 2099-12-31 | 0 | 4.4577 | 1 | 0 | 0 | 0
| 1238 | SMUD-2012-46 | Ace Sacramento Solar - Campbell Soup |  | SMUD | CA |  |  | Solar PV |  | Existing | 2012-07-25 | 2099-12-31 | 1 | 1.9 | 3.7249 | 22.38% | BANC | BANC | BANC | Solar | - | 1 | 2099-12-31 | 0 | 3.7249 | 1 | 0 | 0 | 0
| 1239 | SMUD-2012-53 | Intel Corporation - Intel |  | SMUD | CA |  |  | Solar PV |  | Existing | 2010-07-06 | 2099-12-31 | 1 | 1 | 1.651 | 18.85% | BANC | BANC | BANC | Solar | - | 1 | 2099-12-31 | 0 | 1.651 | 1 | 0 | 0 | 0
| 1240 | SMUD-2012-81 | Siemens Industry Inc. |  | SMUD | CA |  |  | Solar PV |  | Existing | 2010-07-15 | 2099-12-31 | 1 | 1.894 | 4.5626 | 27.5% | BANC | BANC | BANC | Solar | - | 1 | 2099-12-31 | 0 | 4.5626 | 1 | 0 | 0 | 0
| 1241 | SMUD-2012-86 | U.S. National Leasing LLC (Depot Park) |  | SMUD | CA |  |  | Solar PV |  | Existing | 2010-12-29 | 2099-12-31 | 1 | 2.5 | 4.006 | 18.29% | BANC | BANC | BANC | Solar | - | 1 | 2099-12-31 | 0 | 4.006 | 1 | 0 | 0 | 0
| 1242 | SMUD-2014-1 | Sutter Landing Solar AKA Sacramento (SMUD) |  | SMUD | CA |  |  | Solar PV |  | Existing | 2013-11-18 | 2033-11-18 | 1 | 1.5 | 0.852 | 6.484% | BANC | BANC | BANC | Solar | - | 1 | 2099-12-31 | 0 | 0.852 | 1 | 0 | 0 | 0
| 1243 | SMUD-2014-11 | FAA Norcal TRACON |  | SMUD | CA |  |  | Solar PV |  | Existing | 11/9/2012 | 2099-12-31 | 1 | 1 | 1.652 | 18.86% | BANC | BANC | BANC | Solar | - | 1 | 2099-12-31 | 0 | 1.652 | 1 | 0 | 0 | 0
| 1244 | SMUD-2014-3 | Salton Sea Unit 3 | MIRAGE_2_COCHLA | SMUD | CA |  |  | Geothermal |  | Existing | 2017-07-01 | 2039-12-31 | 1 | 53.97 | 352.9663 | 74.66% | CAISO | BANC | CAISO | Geothermal | - | 1 | 2099-12-31 | 0 | 352.9663 | 1 | 0 | 0 | 0
| 1245 | SMUD-2014-3 | J M Leathers | MIRAGE_2_COCHLA | SMUD | CA |  |  | Geothermal |  | Existing | 2017-07-01 | 2039-12-31 | 1 | 35.8 | 335.4202 | 107% | CAISO | BANC | CAISO | Geothermal | - | 1 | 2099-12-31 | 0 | 335.4202 | 1 | 0 | 0 | 0
| 1246 | SMUD-2014-3 | J J Elmore | MIRAGE_2_COCHLA | SMUD | CA |  |  | Geothermal |  | Existing | 2017-07-01 | 2039-12-31 | 1 | 35.8 | 332.3028 | 106% | CAISO | BANC | CAISO | Geothermal | - | 1 | 2099-12-31 | 0 | 332.3028 | 1 | 0 | 0 | 0
| 1247 | SMUD-2014-3 | Salton Sea Unit 5 | MIRAGE_2_COCHLA | SMUD | CA |  |  | Geothermal |  | Existing | 2017-07-01 | 2039-12-31 | 1 | 49.9 | 324.0137 | 74.12% | IID | BANC | IID | Geothermal | - | 1 | 2099-12-31 | 0 | 324.0137 | 1 | 0 | 0 | 0
| 1248 | SMUD-2014-3 | Del Ranch Company (formerly A W Hoch) | MIRAGE_2_COCHLA | SMUD | CA |  |  | Geothermal |  | Existing | 2017-07-01 | 2039-12-31 | 1 | 35.8 | 316.1212 | 100.8% | CAISO | BANC | CAISO | Geothermal | - | 1 | 2099-12-31 | 0 | 316.1212 | 1 | 0 | 0 | 0
| 1249 | SMUD-2014-3 | Salton Sea Unit 4 | MIRAGE_2_COCHLA | SMUD | CA |  |  | Geothermal |  | Existing | 2017-07-01 | 2039-12-31 | 1 | 51 | 313.66 | 70.21% | CAISO | BANC | CAISO | Geothermal | - | 1 | 2099-12-31 | 0 | 313.66 | 1 | 0 | 0 | 0
| 1250 | SMUD-2014-3 | Vulcan, Gen 1 | MIRAGE_2_COCHLA | SMUD | CA |  |  | Geothermal |  | Existing | 2017-07-01 | 2039-12-31 | 1 | 30.16 | 272.6727 | 103.2% | CAISO | BANC | CAISO | Geothermal | - | 1 | 2099-12-31 | 0 | 272.6727 | 1 | 0 | 0 | 0
| 1251 | SMUD-2014-3 | Salton Sea Unit 2 | MIRAGE_2_COCHLA | SMUD | CA |  |  | Geothermal |  | Existing | 2017-07-01 | 2039-12-31 | 1 | 11.65 | 117.8562 | 115.5% | CAISO | BANC | CAISO | Geothermal | - | 1 | 2099-12-31 | 0 | 117.8562 | 1 | 0 | 0 | 0
| 1252 | SMUD-2014-3 | Salton Sea Unit 1 | MIRAGE_2_COCHLA | SMUD | CA |  |  | Geothermal |  | Existing | 2017-07-01 | 2039-12-31 | 1 | 10 | 69.6194 | 79.47% | CAISO | BANC | CAISO | Geothermal | - | 1 | 2099-12-31 | 0 | 69.6194 | 1 | 0 | 0 | 0
| 1253 | SMUD-2014-3 | CE Turbo LLC | MIRAGE_2_COCHLA | SMUD | CA |  |  | Geothermal |  | Existing | 2017-07-01 | 2039-12-31 | 1 | 11.5 | 54.0029 | 53.61% | IID | BANC | IID | Geothermal | - | 1 | 2099-12-31 | 0 | 54.0029 | 1 | 0 | 0 | 0
| 1254 | SMUD-2014-4 | Kiefer Landfill Gas-to-Energy Facility |  | SMUD | CA |  |  | Biogas |  | Existing | 2014-12-01 | 2025-12-31 | 1 | 9.15 | 66.0493 | 82.4% | BANC | BANC | BANC | Biomass | - | 1 | 2099-12-31 | 0 | 66.0493 | 1 | 0 | 0 | 0
| 1255 | SMUD-2014-9 | Intel Corporation Phase 2 |  | SMUD | CA |  |  | Solar PV |  | Existing | 9/24/2012 | 2099-12-31 | 1 | 1 | 1.653 | 18.87% | BANC | BANC | BANC | Solar | - | 1 | 2099-12-31 | 0 | 1.653 | 1 | 0 | 0 | 0
| 1256 | SMUD-60703A | Sacramento Soleil, LLC |  | SMUD | CA |  |  | Solar PV |  | Existing | 2000-01-01 | 2028-07-25 | 1 | 1 | 1.7315 | 19.77% | BANC | BANC | BANC | Solar | - | 1 | 2099-12-31 | 0 | 1.7315 | 1 | 0 | 0 | 0
| 1257 | SMUD-60760F | COSUMNES POWER PLANT |  | SMUD | CA |  |  | Biogas | Pipeline | Existing | 2000-01-01 | 2099-12-31 | 1 | 0 | 516.5 |  | BANC | BANC | BANC | Other | - | 1 | 2099-12-31 | 0 | 516.5 | 1 | 0 | 0 | 1
| 1258 | SMUD-2015-10 | Van Steyn Dairy Digester |  | SMUD | CA |  |  | Biomass |  | Existing | 2015-09-24 | 2035-09-25 | 1 | 0.225 | 1.5768 | 80% | BANC | BANC | BANC | Biomass | - | 1 | 2099-12-31 | 0 | 1.5768 | 1 | 0 | 0 | 0
| 1259 | SVP-2011-1 | Geothermal 1 | NCPA_7_GP1UN1 | SVP | CA |  |  | Geothermal |  | Existing | 1983-01-01 | 2099-12-31 | 1 | 24.4148 | 200.2524 | 93.63% | CAISO | CAISO | CAISO | Geothermal | - | 1 | 2099-12-31 | 1 | 200.2524 | 1 | 1 | 1 | 0 | NCPA_7_GP1UN1 | Geothermal 1 | 24.4148 | Geothermal | 38.85 | 31
| 1260 | SVP-2011-10 | Stony Gorge | ELKCRK_6_STONYG | SVP | CA |  |  | Hydro |  | Existing | 1985-08-29 | 2099-12-31 | 1 | 5 | 11.9313 | 27.24% | CAISO | CAISO | CAISO | Small_Hydro | - | 1 | 2099-12-31 | 1 | 11.9313 | 1 | 1 | 1 | 0 | ELKCRK_6_STONYG | Stony Gorge | 5 | Small_Hydro | 4.9 | 1.4
| 1261 | SVP-2011-11 | High Line Canal | CSCHYD_2_UNIT 2 | SVP | CA |  |  | Hydro |  | Existing | 1987-08-01 | 2099-12-31 | 1 | 0.5 | 0 | 0% | CAISO | CAISO | CAISO | Small_Hydro | - | 1 | 2099-12-31 | 0 | 0 | 1 | 1 | 1 | 0 | CSCHYD_2_UNIT 2 | High Line Canal | 0.5 | Small_Hydro
| 1262 | SVP-2011-12 | Ostrom Road aka G2 Energy Project | WHEATL_6_LNDFIL | SVP | CA |  |  | Biogas |  | Existing | 2009-01-09 | 2024-01-09 | 1 | 3.2 | 15.0869 | 53.82% | CAISO | CAISO | CAISO | Biomass | - | 1 | 2099-12-31 | 1 | 15.0869 | 1 | 1 | 1 | 0 | WHEATL_6_LNDFIL | Ostrom Road aka G2 Energy Project | 3.2 | Biomass | 3.55 | 3.07
| 1263 | SVP-2011-13 | Grizzly | GRIZLY_1_UNIT 1 | SVP | CA |  |  | Hydro |  | Existing | 1993-11-18 | 2099-12-31 | 1 | 21 | 35.7591 | 19.44% | CAISO | CAISO | CAISO | Small_Hydro | - | 1 | 2099-12-31 | 1 | 35.7591 | 1 | 1 | 1 | 0 | GRIZLY_1_UNIT 1 | Grizzly | 21 | Small_Hydro | 20 | 20
| 1264 | SVP-2011-15 | Big Horn 1 |  | SVP | WA |  |  | Wind |  | Existing | 2006-10-01 | 2026-10-01 | 1 | 105 | 278.6177 | 30.29% | BPA | CAISO | NW | Wind | - | 1 | 2099-12-31 | 0 | 278.6177 | 1 | 1 | 1 | 0 | SVP-2011-15 | Big Horn 1 | 105 | Wind
| 1265 | SVP-2011-16 | Big Horn 2 |  | SVP | WA |  |  | Wind |  | Existing | 2010-11-01 | 2035-11-01 | 1 | 17.5 | 42.4571 | 27.7% | BPA | CAISO | NW | Wind | - | 1 | 2099-12-31 | 0 | 42.4571 | 1 | 1 | 1 | 0 | SVP-2011-16 | Big Horn 2 | 17.5 | Wind
| 1266 | SVP-2011-17 | Manzana Wind | MANZNA_2_WIND | SVP | CA |  |  | Wind |  | Existing | 2012-12-20 | 2032-12-20 | 1 | 50.0094 | 139.9108 | 31.94% | CAISO | CAISO | CAISO | Wind | - | 1 | 2099-12-31 | 1 | 139.9108 | 1 | 1 | 1 | 0 | MANZNA_2_WIND | Manzana Wind | 50.0094 | Wind | 189 | 28.35
| 1267 | SVP-2011-2 | Geothermal 2 | NCPA_7_GP2UN3 | SVP | CA |  |  | Geothermal |  | Existing | 1985-05-01 | 2099-12-31 | 1 | 24.4148 | 181.6523 | 84.93% | CAISO | CAISO | CAISO | Geothermal | - | 1 | 2099-12-31 | 1 | 181.6523 | 1 | 1 | 1 | 0 | NCPA_7_GP2UN3 | Geothermal 2 | 24.4148 | Geothermal | 42.42 | 0
| 1268 | SVP-2011-3 | Spicer | SPICER_1_UNIT 1 | SVP | CA |  |  | Hydro |  | Existing | 1989-11-30 | 2099-12-31 | 1 | 2.2212 | 6.5739 | 33.79% | CAISO | CAISO | CAISO | Small_Hydro | - | 1 | 2099-12-31 | 0 | 6.5739 | 1 | 1 | 1 | 0 | SPICER_1_UNIT 1 | Spicer | 2.2212 | Small_Hydro
| 1269 | SVP-2011-6 | Nimbus |  | SVP | CA |  |  | Hydro |  | Existing | 2005-01-01 | 2024-12-31 | 1 | 1.2239 | 5.0157 | 46.78% | BANC | CAISO | BANC | Small_Hydro | - | 1 | 2099-12-31 | 0 | 5.0157 | 1 | 1 | 1 | 0 | SVP-2011-6 | Nimbus | 1.2239 | Small_Hydro
| 1270 | SVP-2011-6 | Stampede |  | SVP | CA |  |  | Hydro |  | Existing | 2005-01-01 | 2024-12-31 | 1 | 0.33091 | 1.0806 | 37.28% | BANC | CAISO | BANC | Small_Hydro | - | 1 | 2099-12-31 | 0 | 1.0806 | 1 | 1 | 1 | 0 | SVP-2011-6 | Stampede | 0.33091 | Small_Hydro
| 1271 | SVP-2011-6 | Lewiston | LEWSTN_7_UNIT 1 | SVP | CA |  |  | Hydro |  | Existing | 2005-01-01 | 2024-12-31 | 1 | 0.031731 | 0.18484 | 66.5% | CAISO | CAISO | CAISO | Small_Hydro | - | 1 | 2099-12-31 | 0 | 0.18484 | 1 | 1 | 1 | 0 | LEWSTN_7_UNIT 1 | Lewiston | 0.031731 | Small_Hydro
| 1272 | SVP-2011-9 | Black Butte | BLCKBT_2_STONEY | SVP | CA |  |  | Hydro |  | Existing | 1997-05-20 | 2099-12-31 | 1 | 6.19 | 14.4775 | 26.7% | CAISO | CAISO | CAISO | Small_Hydro | - | 1 | 2099-12-31 | 1 | 14.4775 | 1 | 1 | 1 | 0 | BLCKBT_2_STONEY | Black Butte | 6.19 | Small_Hydro | 6.2 | 1.5
| 1273 | SVP-2013-2 | RE Rosamond One | RSMSLR_6_SOLAR1 | SVP | CA |  |  | Solar PV |  | Existing | 2013-12-23 | 2038-12-23 | 1 | 20 | 53.2107 | 30.37% | CAISO | CAISO | CAISO | Solar | - | 1 | 2099-12-31 | 1 | 53.2107 | 1 | 1 | 1 | 0 | RSMSLR_6_SOLAR1 | RE Rosamond One | 20 | Solar | 20 | 2.8
| 1274 | SVP-60071A | Tulloch | TULLCK_7_UNIT 1 | SVP | CA |  |  | Hydro |  | Existing | 2000-01-01 | 2023-12-31 | 1 | 17.1 | 102.716 | 68.57% | CAISO | CAISO | CAISO | Small_Hydro | - | 1 | 2099-12-31 | 0 | 102.716 | 1 | 1 | 1 | 0 | TULLCK_7_UNIT 1 | Tulloch | 17.1 | Small_Hydro
| 1275 | SVP-2014-1 | Beardsley | BEARDS_7_UNIT 1 | SVP | CA |  |  | Hydro |  | Existing | 2014-01-01 | 2023-12-31 | 1 | 9.99 | 46.9204 | 53.62% | CAISO | CAISO | CAISO | Small_Hydro | - | 1 | 2099-12-31 | 1 | 46.9204 | 1 | 1 | 1 | 0 | BEARDS_7_UNIT 1 | Beardsley | 9.99 | Small_Hydro | 11.5 | 6.46
| 1276 | SVP-60156A 62380A 62381A | Friant-Kern Hydro Facility (River Outlet, Madera Canal, F-K) | FRIANT_6_UNITS | SVP | CA |  |  | Hydro |  | Existing | 2016-01-01 | 2099-12-31 | 1 | 30.57 | 72.8787 | 27.21% | CAISO | CAISO | CAISO | Small_Hydro | - | 1 | 2099-12-31 | 1 | 72.8787 | 1 | 1 | 1 | 0 | FRIANT_6_UNITS | Friant-Kern Hydro Facility (River Outlet, Madera Canal, F-K) | 30.57 | Small_Hydro | 25 | 8.34
| 1277 | SVP-2014-2 | Ameresco Vasco Road LLC | CAYTNO_2_VASCO | SVP | CA |  |  | Biogas |  | Existing | 2014-02-11 | 2034-03-31 | 1 | 4.34 | 30.279 | 79.64% | CAISO | CAISO | CAISO | Biomass | - | 1 | 2099-12-31 | 1 | 30.279 | 1 | 1 | 1 | 0 | CAYTNO_2_VASCO | Ameresco Vasco Road LLC | 4.34 | Biomass | 4.3 | 3.58
| 1278 | SVP-2014-3 | Ameresco Forward LLC | WEBER_6_FORWRD | SVP | CA |  |  | Biogas |  | Existing | 2014-01-31 | 2034-01-31 | 1 | 4.34 | 19.044 | 50.09% | CAISO | CAISO | CAISO | Biomass | - | 1 | 2099-12-31 | 1 | 19.044 | 1 | 1 | 1 | 0 | WEBER_6_FORWRD | Ameresco Forward LLC | 4.34 | Biomass | 4.2 | 3.66
| 1279 | SVP-2011-14 | Santa Clara 85C | ZOND_6_UNIT | SVP | CA |  |  | Wind |  | Existing | 2006-08-31 | 2016-08-31 | 1 | 18 | 16.4098 | 10.41% | CAISO | CAISO | CAISO | Wind | - | 1 | 2099-12-31 | 1 | 16.4098 | 1 | 1 | 1 | 0 | ZOND_6_UNIT | Santa Clara 85C | 18 | Wind | 17.1 | 2.57
| 1280 | TDPUD-2011-1 | TRANS JORDAN |  | TDPUD | UT |  |  | Biogas |  | Existing | 2011-01-01 | 2023-12-31 | 1 | 3.36 | 16.8686 | 57.31% | BPA | CAISO | NW | Biomass | - | 1 | 2099-12-31 | 0 | 16.8686 | 1 | 1 | 1 | 0 | TDPUD-2011-1 | TRANS JORDAN | 3.36 | Biomass
| 1281 | TDPUD-2012-10 | Pleasant Valley (WEST Wyoming Wind Energy Center) |  | TDPUD | WY |  |  | Wind |  | Existing | 2009-06-01 | 2028-12-31 | 1 | 2.0417 | 3.505 | 19.6% | PACE | CAISO | NW | Wind | - | 1 | 2099-12-31 | 0 | 3.505 | 1 | 1 | 1 | 0 | TDPUD-2012-10 | Pleasant Valley (WEST Wyoming Wind Energy Center) | 2.0417 | Wind
| 1282 | TDPUD-2012-8 | Horse Butte Wind |  | TDPUD | ID |  |  | Wind |  | Existing | 2010-08-04 | 2035-12-31 | 1 | 15.1966 | 11.4433 | 8.596% | PACE | CAISO | NW | Wind | - | 1 | 2099-12-31 | 0 | 11.4433 | 1 | 1 | 1 | 0 | TDPUD-2012-8 | Horse Butte Wind | 15.1966 | Wind
| 1283 | TDPUD-61355A | Salt Lake Landfill Gas Recovery |  | TDPUD | UT |  |  | Biogas |  | Existing | 2000-01-01 | 2023-12-31 | 1 | 2.24 | 6.0053 | 30.6% | PACE | CAISO | NW | Biomass | - | 1 | 2099-12-31 | 0 | 6.0053 | 1 | 1 | 1 | 0 | TDPUD-61355A | Salt Lake Landfill Gas Recovery | 2.24 | Biomass
| 1284 | TID-2011-1 | Tuolumne Wind Project |  | TIDC | WA |  |  | Wind |  | Existing | 2009-04-27 | 2099-12-31 | 1 | 75 | 367.1795 | 55.89% | BPA | BANC | NW | Wind | - | 1 | 2099-12-31 | 0 | 367.1795 | 1 | 0 | 0 | 0
| 1285 | TID-2011-2 | Geothermal 1 | NCPA_7_GP1UN1 | TIDC | CA |  |  | Geothermal |  | Existing | 1983-01-01 | 2099-12-31 | 1 | 3.4815 | 28.5556 | 93.63% | CAISO | BANC | CAISO | Geothermal | - | 1 | 2099-12-31 | 1 | 28.5556 | 1 | 0 | 0 | 0
| 1286 | TID-2011-3 | Geothermal 2 | NCPA_7_GP2UN3 | TIDC | CA |  |  | Geothermal |  | Existing | 1985-01-01 | 2099-12-31 | 1 | 3.4815 | 25.9033 | 84.93% | CAISO | BANC | CAISO | Geothermal | - | 1 | 2099-12-31 | 1 | 25.9033 | 1 | 0 | 0 | 0
| 1287 | TID-2011-4 | La Grange |  | TIDC | CA |  |  | Hydro |  | Existing | 1924-01-01 | 2099-12-31 | 1 | 4.2 | 18.7832 | 51.05% | TIDC | BANC | BANC | Small_Hydro | - | 1 | 2099-12-31 | 0 | 18.7832 | 1 | 0 | 0 | 0
| 1288 | TID-2011-5 | Upper Dawson |  | TIDC | CA |  |  | Hydro |  | Existing | 1983-11-01 | 2099-12-31 | 1 | 4.4 | 10.6154 | 27.54% | TIDC | BANC | BANC | Small_Hydro | - | 1 | 2099-12-31 | 0 | 10.6154 | 1 | 0 | 0 | 0
| 1289 | TID-2011-6 | Turlock Lake |  | TIDC | CA |  |  | Hydro |  | Existing | 1980-07-05 | 2099-12-31 | 1 | 3.3 | 8.196 | 28.35% | TIDC | BANC | BANC | Small_Hydro | - | 1 | 2099-12-31 | 0 | 8.196 | 1 | 0 | 0 | 0
| 1290 | TID-2011-7 | Hickman |  | TIDC | CA |  |  | Hydro |  | Existing | 1979-08-31 | 2099-12-31 | 1 | 1.08 | 4.0027 | 42.31% | TIDC | BANC | BANC | Small_Hydro | - | 1 | 2099-12-31 | 0 | 4.0027 | 1 | 0 | 0 | 0
| 1291 | TID-2011-10 | Merced ID (Parker) | CRESSY_1_PARKER | TIDC | CA |  |  | Hydro |  | Existing | 1981-09-23 | 2030-09-23 | 1 | 2.7 | 5.9326 | 25.08% | CAISO | BANC | CAISO | Small_Hydro | - | 1 | 2099-12-31 | 1 | 5.9326 | 1 | 0 | 0 | 0
| 1292 | TID-2011-11 | Frankenheimer | COTTLE_2_FRNKNH | TIDC | CA |  |  | Hydro |  | Existing | 1982-04-16 | 2031-04-16 | 1 | 5.04 | 14.5714 | 33% | CAISO | BANC | CAISO | Small_Hydro | - | 1 | 2099-12-31 | 1 | 14.5714 | 1 | 0 | 0 | 0
| 1293 | TID-60184A | Woodward | VLYHOM_7_SSJID | TIDC | CA |  |  | Hydro |  | Existing | 2013-01-01 | 2031-04-16 | 1 | 2.85 | 5.0603 | 20.27% | CAISO | BANC | CAISO | Small_Hydro | - | 1 | 2099-12-31 | 1 | 5.0603 | 1 | 0 | 0 | 0
| 1294 | TID-60201A | Canal Creek Power Plant | CURIS_1_QF | TIDC | CA |  |  | Hydro |  | Existing | 2000-01-01 | 2030-09-23 | 1 | 0.9 | 0 | 0% | CAISO | BANC | CAISO | Small_Hydro | - | 1 | 2099-12-31 | 0 | 0 | 1 | 0 | 0 | 0
| 1295 | TID-60210A | Fairfield Power Plant Papazian | CURIS_1_QF | TIDC | CA |  |  | Hydro |  | Existing | 2015-03-01 | 2030-09-23 | 1 | 0.9 | 0 | 0% | CAISO | BANC | CAISO | Small_Hydro | - | 1 | 2099-12-31 | 0 | 0 | 1 | 0 | 0 | 0
| 1296 | UKIAH-2011-3 | Geothermal 1 | NCPA_7_GP1UN1 | Ukiah | CA |  |  | Geothermal |  | Existing | 2009-12-29 | 2099-12-31 | 1 | 3.0855 | 25.3076 | 93.63% | CAISO | CAISO | CAISO | Geothermal | - | 1 | 2099-12-31 | 1 | 25.3076 | 1 | 1 | 1 | 0 | NCPA_7_GP1UN1 | Geothermal 1 | 3.0855 | Geothermal | 38.85 | 31
| 1297 | UKIAH-2011-4 | Geothermal 2 | NCPA_7_GP2UN3 | Ukiah | CA |  |  | Geothermal |  | Existing | 2009-12-29 | 2099-12-31 | 1 | 3.0855 | 22.9569 | 84.93% | CAISO | CAISO | CAISO | Geothermal | - | 1 | 2099-12-31 | 1 | 22.9569 | 1 | 1 | 1 | 0 | NCPA_7_GP2UN3 | Geothermal 2 | 3.0855 | Geothermal | 42.42 | 0
| 1298 | UKIAH-2011-6 | Lake Mendocino | UKIAH_7_LAKEMN | Ukiah | CA |  |  | Hydro |  | Existing | 1986-08-11 | 2099-12-31 | 1 | 3.5 | 5.0912 | 16.61% | CAISO | CAISO | CAISO | Small_Hydro | - | 1 | 2099-12-31 | 1 | 5.0912 | 1 | 1 | 1 | 0 | UKIAH_7_LAKEMN | Lake Mendocino | 3.5 | Small_Hydro | 3.5 | 1.7
| 1299 | UKIAH-2011-7 | Nimbus |  | Ukiah | CA |  |  | Hydro |  | Existing | 2005-01-01 | 2024-12-31 | 1 | 0.043956 | 0.18014 | 46.78% | BANC | CAISO | BANC | Small_Hydro | - | 1 | 2099-12-31 | 0 | 0.18014 | 1 | 1 | 1 | 0 | UKIAH-2011-7 | Nimbus | 0.043956 | Small_Hydro
| 1300 | UKIAH-2011-7 | Stampede |  | Ukiah | CA |  |  | Hydro |  | Existing | 2005-01-01 | 2024-12-31 | 1 | 0.011884 | 0.038809 | 37.28% | BANC | CAISO | BANC | Small_Hydro | - | 1 | 2099-12-31 | 0 | 0.038809 | 1 | 1 | 1 | 0 | UKIAH-2011-7 | Stampede | 0.011884 | Small_Hydro
| 1301 | UKIAH-2011-7 | Lewiston | LEWSTN_7_UNIT 1 | Ukiah | CA |  |  | Hydro |  | Existing | 2005-01-01 | 2024-12-31 | 1 | 0.0011396 | 0.0066385 | 66.5% | CAISO | CAISO | CAISO | Small_Hydro | - | 1 | 2099-12-31 | 0 | 0.0066385 | 1 | 1 | 1 | 0 | LEWSTN_7_UNIT 1 | Lewiston | 0.0011396 | Small_Hydro
| 1302 | UKIAH-2011-8 | Spicer | SPICER_1_UNIT 1 | Ukiah | CA |  |  | Hydro |  | Existing | 1982-09-01 | 2099-12-31 | 1 | 0.1224 | 0.36226 | 33.79% | CAISO | CAISO | CAISO | Small_Hydro | - | 1 | 2099-12-31 | 0 | 0.36226 | 1 | 1 | 1 | 0 | SPICER_1_UNIT 1 | Spicer | 0.1224 | Small_Hydro
| 1303 | VERN-2014-1 | Malburg Generating Station | VERNON_7_CTG1 | Vernon | CA |  |  | Biogas | Pipeline | Existing | 2008-04-10 | 2023-04-10 | 1 | 0 | 105.1625 |  | CAISO | CAISO | CAISO | Other | - | 1 | 2099-12-31 | 0 | 105.1625 | 1 | 1 | 1 | 1 | VERNON_7_CTG1 | Malburg Generating Station | 0 | Other
| 1304 |  | Mesquite Solar 3, LLC | MSOLAR_2_SOLAR3 | WAPA | CA |  |  | Solar PV |  | Existing | 2016-12-01 | 2041-11-30 | 1 | 152 | 399.456 | 30% | CAISO | CAISO | CAISO | Solar | - | 1 | 2099-12-31 | 0 | 399.456 | 1 | 1 | 1 | 0 | MSOLAR_2_SOLAR3 | Mesquite Solar 3, LLC | 152 | Solar | 152 | 21.28
| 1305 |  | Solverde 1 | BIGSKY_2_SOLAR6 | CDWR | CA |  |  | Solar PV |  | Existing | 2016-12-17 | 2036-12-16 | 1 | 85 | 223.38 | 30% | CAISO | CAISO | CAISO | Solar | - | 1 | 2099-12-31 | 0 | 223.38 | 1 | 1 | 1 | 0 | BIGSKY_2_SOLAR6 | Solverde 1 | 85 | Solar | 85 | 11.9
| 1306 |  | Astoria 2 | ASTORA_2_SOLAR2 | City of Azusa | CA |  |  | Solar PV |  | Existing | 2016-10-31 | 2041-10-30 | 1 | 2 | 5.256 | 30% | CAISO | CAISO | CAISO | Solar | - | 1 | 2099-12-31 | 1 | 5.256 | 1 | 1 | 1 | 0 | ASTORA_2_SOLAR2 | Astoria 2 | 2 | Solar | 75 | 10.5
| 1307 |  | Astoria 2 | ASTORA_2_SOLAR2 | City of Banning | CA |  |  | Solar PV |  | Existing | 2016-10-31 | 2041-10-30 | 1 | 8 | 21.024 | 30% | CAISO | CAISO | CAISO | Solar | - | 1 | 2099-12-31 | 1 | 21.024 | 1 | 1 | 1 | 0 | ASTORA_2_SOLAR2 | Astoria 2 | 8 | Solar | 75 | 10.5
| 1308 |  | Astoria 2 | ASTORA_2_SOLAR2 | City of Colton | CA |  |  | Solar PV |  | Existing | 2016-10-31 | 2041-10-30 | 1 | 5 | 13.14 | 30% | CAISO | CAISO | CAISO | Solar | - | 1 | 2099-12-31 | 1 | 13.14 | 1 | 1 | 1 | 0 | ASTORA_2_SOLAR2 | Astoria 2 | 5 | Solar | 75 | 10.5
| 1309 |  | Astoria 2 | ASTORA_2_SOLAR2 | City of Vernon | CA |  |  | Solar PV |  | Existing | 2016-10-31 | 2041-10-30 | 1 | 30 | 78.84 | 30% | CAISO | CAISO | CAISO | Solar | - | 1 | 2099-12-31 | 1 | 78.84 | 1 | 1 | 1 | 0 | ASTORA_2_SOLAR2 | Astoria 2 | 30 | Solar | 75 | 10.5
| 1310 |  | Astoria 2 | ASTORA_2_SOLAR2 | Corona | CA |  |  | Solar PV |  | Existing | 2016-10-31 | 2041-10-30 | 1 | 2 | 5.256 | 30% | CAISO | CAISO | CAISO | Solar | - | 1 | 2099-12-31 | 1 | 5.256 | 1 | 1 | 1 | 0 | ASTORA_2_SOLAR2 | Astoria 2 | 2 | Solar | 75 | 10.5
| 1311 |  | Astoria 2 | ASTORA_2_SOLAR2 | Lodi | CA |  |  | Solar PV |  | Existing | 2016-10-31 | 2041-10-30 | 1 | 10 | 26.28 | 30% | CAISO | CAISO | CAISO | Solar | - | 1 | 2099-12-31 | 1 | 26.28 | 1 | 1 | 1 | 0 | ASTORA_2_SOLAR2 | Astoria 2 | 10 | Solar | 75 | 10.5
| 1312 |  | Astoria 2 | ASTORA_2_SOLAR2 | Moreno Valley | CA |  |  | Solar PV |  | Existing | 2016-10-31 | 2041-10-30 | 1 | 2 | 5.256 | 30% | CAISO | CAISO | CAISO | Solar | - | 1 | 2099-12-31 | 1 | 5.256 | 1 | 1 | 1 | 0 | ASTORA_2_SOLAR2 | Astoria 2 | 2 | Solar | 75 | 10.5
| 1313 |  | Astoria 2 | ASTORA_2_SOLAR2 | Rancho Cucamonga | CA |  |  | Solar PV |  | Existing | 2016-10-31 | 2041-10-30 | 1 | 6 | 15.768 | 30% | CAISO | CAISO | CAISO | Solar | - | 1 | 2099-12-31 | 1 | 15.768 | 1 | 1 | 1 | 0 | ASTORA_2_SOLAR2 | Astoria 2 | 6 | Solar | 75 | 10.5
| 1314 |  | Astoria 2 | ASTORA_2_SOLAR2 | PWRPA | CA |  |  | Solar PV |  | Existing | 2016-10-31 | 2041-10-30 | 1 | 10 | 26.28 | 30% | CAISO | CAISO | CAISO | Solar | - | 1 | 2099-12-31 | 1 | 26.28 | 1 | 1 | 1 | 0 | ASTORA_2_SOLAR2 | Astoria 2 | 10 | Solar | 75 | 10.5
| 1315 |  | Excelsior Solar | EXCLSG_1_SOLAR | UC | CA |  |  | Solar PV |  | Existing | 2016-10-06 | 2041-10-05 | 1 | 60 | 157.68 | 30% | CAISO | CAISO | CAISO | Solar | - | 1 | 2099-12-31 | 0 | 157.68 | 1 | 1 | 1 | 0 | EXCLSG_1_SOLAR | Excelsior Solar | 60 | Solar | 60 | 8.4
| 1316 |  | Rosamond West Solar 2 | RTEDDY_2_SOLAR2 | TIDC | CA |  |  | Solar PV |  | Existing | 2016-12-22 | 2036-12-21 | 1 | 55 | 144.54 | 30% | CAISO | CAISO | CAISO | Solar | - | 1 | 2099-12-31 | 0 | 144.54 | 1 | 1 | 1 | 0 | RTEDDY_2_SOLAR2 | Rosamond West Solar 2 | 55 | Solar | 54 | 7.56
| 1317 |  | Rosamond West Solar 1 | RTEDDY_2_SOLAR1 | Stanford | CA |  |  | Solar PV |  | Existing | 2016-12-22 | 2036-12-21 | 1 | 54 | 141.912 | 30% | CAISO | CAISO | CAISO | Solar | - | 1 | 2099-12-31 | 0 | 141.912 | 1 | 1 | 1 | 0 | RTEDDY_2_SOLAR1 | Rosamond West Solar 1 | 54 | Solar | 54 | 7.56
| 1318 |  | Big Sky Solar 1 | BIGSKY_2_SOLAR7 | SCPPA | CA |  |  | Solar PV |  | Existing | 2016-12-15 | 2036-12-14 | 1 | 50 | 131.4 | 30% | CAISO | CAISO | CAISO | Solar | - | 1 | 2099-12-31 | 0 | 131.4 | 1 | 1 | 1 | 0 | BIGSKY_2_SOLAR7 | Big Sky Solar 1 | 50 | Solar | 50 | 7
| 1319 |  | Golden Hills B | USWND2_1_WIND2 | Google | CA |  |  | Wind |  | Existing | 2015-12-18 | 2035-12-17 | 1 | 42.96 | 112.8989 | 30% | CAISO | CAISO | CAISO | Wind | - | 1 | 2099-12-31 | 1 | 112.8989 | 1 | 1 | 1 | 0 | USWND2_1_WIND2 | Golden Hills B | 42.96 | Wind | 42.96 | 6.44
| 1320 |  | Big Sky Solar 4 | BIGSKY_2_SOLAR2 | City of Palo Alto | CA |  |  | Solar PV |  | Existing | 2016-12-03 | 2041-12-02 | 1 | 40 | 105.12 | 30% | CAISO | CAISO | CAISO | Solar | - | 1 | 2099-12-31 | 0 | 105.12 | 1 | 1 | 1 | 0 | BIGSKY_2_SOLAR2 | Big Sky Solar 4 | 40 | Solar | 40 | 5.6
| 1321 |  | Mustang 3 | MSTANG_2_SOLAR3 | SCP/MCE | CA |  |  | Solar PV |  | Existing | 2016-05-03 | 2041-05-02 | 1 | 40 | 105.12 | 30% | CAISO | CAISO | CAISO | Solar | - | 1 | 2099-12-31 | 1 | 105.12 | 1 | 1 | 1 | 0 | MSTANG_2_SOLAR3 | Mustang 3 | 40 | Solar | 40 | 5.6
| 1322 |  | Mustang | MSTANG_2_SOLAR | SCP/MCE | CA |  |  | Solar PV |  | Existing | 2016-07-12 | 2041-07-11 | 1 | 30 | 78.84 | 30% | CAISO | CAISO | CAISO | Solar | - | 1 | 2099-12-31 | 1 | 78.84 | 1 | 1 | 1 | 0 | MSTANG_2_SOLAR | Mustang | 30 | Solar | 30 | 4.2
| 1323 |  | Mustang 4 | MSTANG_2_SOLAR4 | SCP/MCE | CA |  |  | Solar PV |  | Existing | 2016-06-09 | 2041-06-08 | 1 | 30 | 78.84 | 30% | CAISO | CAISO | CAISO | Solar | - | 1 | 2099-12-31 | 1 | 78.84 | 1 | 1 | 1 | 0 | MSTANG_2_SOLAR4 | Mustang 4 | 30 | Solar | 30 | 4.2
| 1324 |  | Antelope Big Sky Ranch | BIGSKY_2_SOLAR1 | SCPPA | CA |  |  | Solar PV |  | Existing | 2016-08-16 | 2041-08-15 | 1 | 20 | 52.56 | 30% | CAISO | CAISO | CAISO | Solar | - | 1 | 2099-12-31 | 1 | 52.56 | 1 | 1 | 1 | 0 | BIGSKY_2_SOLAR1 | Antelope Big Sky Ranch | 20 | Solar | 20 | 2.8
| 1325 |  | Western Antelope Blue Sky Ranch B | BIGSKY_2_SOLAR4 | City of Palo Alto | CA |  |  | Solar PV |  | Existing | 2016-12-03 | 2041-12-02 | 1 | 20 | 52.56 | 30% | CAISO | CAISO | CAISO | Solar | - | 1 | 2099-12-31 | 0 | 52.56 | 1 | 1 | 1 | 0 | BIGSKY_2_SOLAR4 | Western Antelope Blue Sky Ranch B | 20 | Solar | 20 | 2.8
| 1326 |  | Blythe Green 1 | BLYTHE_1_SOLAR2 | Cisco | CA |  |  | Solar PV |  | Existing | 2017-04-05 | 2037-04-04 | 1 | 20 | 52.56 | 30% | CAISO | CAISO | CAISO | Solar | - | 1 | 2099-12-31 | 0 | 52.56 | 1 | 1 | 1 | 0 | BLYTHE_1_SOLAR2 | Blythe Green 1 | 20 | Solar |  | 0
| 1327 |  | Crow Creek Solar 1 | CRWCKS_1_SOLAR1 | City of Palo Alto | CA |  |  | Solar PV |  | Existing | 2016-06-30 | 2046-06-29 | 1 | 20 | 52.56 | 30% | CAISO | CAISO | CAISO | Solar | - | 1 | 2099-12-31 | 1 | 52.56 | 1 | 1 | 1 | 0 | CRWCKS_1_SOLAR1 | Crow Creek Solar 1 | 20 | Solar | 20 | 0
| 1328 |  | Kingbird Solar A | KNGBRD_2_SOLAR1 | SCPPA | CA |  |  | Solar PV |  | Existing | 2016-04-30 | 2036-04-29 | 1 | 20 | 52.56 | 30% | CAISO | CAISO | CAISO | Solar | - | 1 | 2099-12-31 | 1 | 52.56 | 1 | 1 | 1 | 0 | KNGBRD_2_SOLAR1 | Kingbird Solar A | 20 | Solar | 20 | 2.8
| 1329 |  | Kingbird Solar B | KNGBRD_2_SOLAR2 | SCPPA | CA |  |  | Solar PV |  | Existing | 2016-04-30 | 2036-04-29 | 1 | 20 | 52.56 | 30% | CAISO | CAISO | CAISO | Solar | - | 1 | 2099-12-31 | 1 | 52.56 | 1 | 1 | 1 | 0 | KNGBRD_2_SOLAR2 | Kingbird Solar B | 20 | Solar | 20 | 2.8
| 1330 |  | Western Antelope Dry Ranch | PLAINV_6_DSOLAR | City of Lancaster | CA |  |  | Solar PV |  | Existing | 2016-12-01 | 2036-11-30 | 1 | 10 | 26.28 | 30% | CAISO | CAISO | CAISO | Solar | - | 1 | 2099-12-31 | 0 | 26.28 | 1 | 1 | 1 | 0 | PLAINV_6_DSOLAR | Western Antelope Dry Ranch | 10 | Solar | 10 | 1.4
| 1331 |  | PearBlossom | PBLOSM_2_SOLAR | CDWR | CA |  |  | Solar PV |  | Existing | 2016-12-29 | 2041-12-28 | 1 | 9.5 | 24.966 | 30% | CAISO | CAISO | CAISO | Solar | - | 1 | 2099-12-31 | 0 | 24.966 | 1 | 1 | 1 | 0 | PBLOSM_2_SOLAR | PearBlossom | 9.5 | Solar | 9.5 | 1.33
| 1332 |  | Big Sky Solar 2 | BIGSKY_2_SOLAR5 | SCPPA | CA |  |  | Solar PV |  | Existing | 2016-11-30 | 2036-11-29 | 1 | 5 | 13.14 | 30% | CAISO | CAISO | CAISO | Solar | - | 1 | 2099-12-31 | 0 | 13.14 | 1 | 1 | 1 | 0 | BIGSKY_2_SOLAR5 | Big Sky Solar 2 | 5 | Solar | 5 | 0.7
| 1333 |  | Golden Hills A | USWND2_1_WIND1 | Google | CA |  |  | Wind |  | Existing | 2015-12-18 | 2035-12-17 | 1 | 4.3 | 11.3004 | 30% | CAISO | CAISO | CAISO | Wind | - | 1 | 2099-12-31 | 1 | 11.3004 | 1 | 1 | 1 | 0 | USWND2_1_WIND1 | Golden Hills A | 4.3 | Wind | 42.96 | 6.44
| 1334 |  | Dracker Solar Unit 1 | DRACKR_2_SOLAR1 | Unknown | CA |  |  | Solar PV |  | Existing | 2016-05-02 | 2041-05-01 | 1 | 110 | 289.08 | 30% | CAISO | CAISO | CAISO | Solar | - | 1 | 2099-12-31 | 1 | 289.08 | 1 | 1 | 1 | 0 | DRACKR_2_SOLAR1 | Dracker Solar Unit 1 | 110 | Solar | 110 | 15.4
| 1335 |  | Wright Solar Park |  | PCE | CA | Merced |  | Solar PV |  | New | 2018-11-30 | 2038-11-29 | 1 | 200 | 550.78 | 31.44% | CAISO | CAISO | CAISO | Solar | - | 0.84 | 2099-12-31 | 0 | 462.6552 | 1 | 1 | 1 | 0 | 0 | Wright Solar Park | 200 | Solar
| 1336 |  | Mustang 2 |  | PCE | CA | Santa Barbara |  | Solar PV |  | New | 2019-12-31 | 2034-12-30 | 1 | 100 | 295.182 | 33.7% | CAISO | CAISO | CAISO | Solar | - | 0.84 | 2099-12-31 | 0 | 247.9529 | 1 | 1 | 1 | 0 | 0 | Mustang 2 | 100 | Solar
| 1337 |  | 50001 SCWA North and South Ponds |  | SCPA | CA | Sonoma |  | Solar PV |  | New | 2018-10-01 | 2043-09-30 | 1 | 7 | 16.581 | 27.04% | CAISO | CAISO | CAISO | Solar | - | 0.84 | 2099-12-31 | 0 | 13.9281 | 1 | 1 | 1 | 0 | 0 | 50001 SCWA North and South Ponds | 7 | Solar
| 1338 |  | 50002 SCWA R1 & R2 Ponds |  | SCPA | CA | Sonoma |  | Solar PV |  | New | 2019-03-31 | 2044-02-28 | 1 | 2 | 16.581 | 27.04% | CAISO | CAISO | CAISO | Solar | - | 0.84 | 2099-12-31 | 0 | 13.9281 | 1 | 1 | 1 | 0 | 0 | 50002 SCWA R1 & R2 Ponds | 2 | Solar
| 1339 |  | 50003 SCWA R4 Pond |  | SCPA | CA | Sonoma |  | Solar PV |  | New | 2019-03-31 | 2044-02-28 | 1 | 1.5 | 16.581 | 27.04% | CAISO | CAISO | CAISO | Solar | - | 0.84 | 2099-12-31 | 0 | 13.9281 | 1 | 1 | 1 | 0 | 0 | 50003 SCWA R4 Pond | 1.5 | Solar
| 1340 |  | 50004 SCWA R5 Pond |  | SCPA | CA | Sonoma |  | Solar PV |  | New | 2018-02-01 | 2043-01-31 | 1 | 2 | 16.581 | 27.04% | CAISO | CAISO | CAISO | Solar | - | 0.84 | 2099-12-31 | 0 | 13.9281 | 1 | 1 | 1 | 0 | 0 | 50004 SCWA R5 Pond | 2 | Solar
| 1341 |  | Golden Hills North |  | SCPA | CA | Sonoma |  | Wind |  | New | 2017-11-10 | 2037-11-09 | 1 | 41.2 | 108.2736 | 30% | CAISO | CAISO | CAISO | Wind | - | 0.84 | 2099-12-31 | 0 | 90.9498 | 1 | 1 | 1 | 0 | 0 | Golden Hills North | 41.2 | Wind
| 1342 |  | Antelope II Expansion |  | MCE | CA | Marin |  | Solar PV |  | New | 2018-01-01 | 2037-12-31 | 1 | 105 | 290.471 | 31.58% | CAISO | CAISO | CAISO | Solar | - | 0.84 | 2099-12-31 | 0 | 243.9956 | 1 | 1 | 1 | 0 | 0 | Antelope II Expansion | 105 | Solar
| 1343 |  | Little Bear 1 |  | MCE | CA | Los Angeles |  | Solar PV |  | New | 2018-01-01 | 2037-12-31 | 1 | 40 | 109.499 | 31.25% | CAISO | CAISO | CAISO | Solar | - | 0.84 | 2099-12-31 | 0 | 91.9792 | 1 | 1 | 1 | 0 | 0 | Little Bear 1 | 40 | Solar
| 1344 |  | Little Bear 3 |  | MCE | CA | Fresno |  | Solar PV |  | New | 2018-01-01 | 2037-12-31 | 1 | 20 | 54.75 | 31.25% | CAISO | CAISO | CAISO | Solar | - | 0.84 | 2099-12-31 | 0 | 45.99 | 1 | 1 | 1 | 0 | 0 | Little Bear 3 | 20 | Solar
| 1345 |  | Little Bear 4 |  | MCE | CA | Fresno |  | Solar PV |  | New | 2018-01-01 | 2037-12-31 | 1 | 50 | 136.874 | 31.25% | CAISO | CAISO | CAISO | Solar | - | 0.84 | 2099-12-31 | 0 | 114.9742 | 1 | 1 | 1 | 0 | 0 | Little Bear 4 | 50 | Solar
| 1346 |  | Little Bear 5 |  | MCE | CA | Fresno |  | Solar PV |  | New | 2018-01-01 | 2037-12-31 | 1 | 50 | 136.874 | 31.25% | CAISO | CAISO | CAISO | Solar | - | 0.84 | 2099-12-31 | 0 | 114.9742 | 1 | 1 | 1 | 0 | 0 | Little Bear 5 | 50 | Solar
| 1347 |  | Voyager Wind III |  | MCE | CA | Kern |  | Wind |  | New | 2018-01-01 | 2029-12-31 | 1 | 42 | 138 | 37.51% | CAISO | CAISO | CAISO | Wind | - | 0.84 | 2099-12-31 | 0 | 115.92 | 1 | 1 | 1 | 0 | 0 | Voyager Wind III | 42 | Wind
| 1348 |  | Los Banos Wind |  | MCE | CA | Merced |  | Wind |  | New | 2018-01-01 | 2029-12-31 | 1 | 125 | 372.2 | 33.99% | CAISO | CAISO | CAISO | Wind | - | 0.84 | 2099-12-31 | 0 | 312.648 | 1 | 1 | 1 | 0 | 0 | Los Banos Wind | 125 | Wind
| 1349 |  | Desert Harvest |  | MCE | CA | Riverside |  | Solar PV |  | New | 2018-01-01 | 2037-12-31 | 1 | 80 | 261.597 | 37.33% | CAISO | CAISO | CAISO | Solar | - | 0.84 | 2099-12-31 | 0 | 219.7415 | 1 | 1 | 1 | 0 | 0 | Desert Harvest | 80 | Solar
| 1350 |  | Freethy 1 (FIT) |  | MCE | CA | Contra Costa |  | Solar PV |  | Existing | 2016-10-06 | 2036-10-05 | 1 | 1 | 1.8 | 20.55% | CAISO | CAISO | CAISO | Solar | - | 1 | 2099-12-31 | 0 | 1.8 | 1 | 1 | 1 | 0 | 0 | Freethy 1 (FIT) | 1 | Solar
| 1351 |  | Freethy 2 (FIT) |  | MCE | CA | Contra Costa |  | Solar PV |  | Existing | 2016-10-06 | 2036-10-05 | 1 | 1 | 1.8 | 20.55% | CAISO | CAISO | CAISO | Solar | - | 1 | 2099-12-31 | 0 | 1.8 | 1 | 1 | 1 | 0 | 0 | Freethy 2 (FIT) | 1 | Solar
Formulas:
Assumed End Date = IF([Eligible for Recontr?],DATE(2099,12,31),[Contract End Date])

## MasterGenCapability_201906
Baa Id | CAISO Generating Unit Name | Classification | Commercial Oper Date | Energy Source | Nameplate | Net Dependable Capacity | Number of Records | Owner Or Qf | PARENT ResID | Pto Area | QF | Resource Agg Type | Resource Type | Res ID | River System | UDC | Unit Type | Version ID | Zone | Consolidated Res ID
CISO | ZOND WINDSYSTEMS INC. | Participating Unit | 1985-12-30 | WIND | 24.1 | 17.1 | 1 | SEAWEST POWER RESOURCES LLC |  | PGAE | N | N | GEN | ZOND_6_UNIT | nan | PGAE | WIND | 2019M06 | NP15 | ZOND_6_UNIT
CISO | Zephyr Park | Participating Unit | 2014-02-07 | WIND | 4.2 | 3.5 | 1 | Oak Creek Wind Power, LLC |  | SCE | Y | N | GEN | OAKWD_6_ZEPHWD | nan | SCE | WIND | 2019M06 | SP15 | OAKWD_6_ZEPHWD
CISO | Yuba City Energy Center (Calpine) | Participating Unit | 2002-07-26 | NATURAL GAS | 49.9 | 47.6 | 1 | Gilroy Energy Center, LLC |  | PGAE | N | N | GEN | YUBACT_6_UNITA1 | nan | PGAE | COMBUSTION TURBINE | 2019M06 | NP15 | YUBACT_6_UNITA1
CISO | YUBA CITY COGEN | Participating Unit | 1990-12-27 | NATURAL GAS | 49 | 49.97 | 1 | Yuba City Cogeneration Partners, L.P. |  | PGAE | Y | N | GEN | YUBACT_1_SUNSWT | nan | PGAE | COMBUSTION TURBINE | 2019M06 | NP15 | YUBACT_1_SUNSWT
CISO | Yorba Linda Hydroelectric Recovery Plant | Participating Unit | 1981-01-01 | WATER | 5.1 | 5.1 | 1 | Metropolitan Water District of Southern California (MWD) |  | SCE | N | N | GEN | VILLPK_6_MWDYOR | nan | SCE | HYDRO | 2019M06 | SP15 | VILLPK_6_MWDYOR
CISO | YERBA BUENA BATTERY | Participating Unit | 2016-01-21 | LESR | 4.8 | 4.8 | 1 | Pacific Gas and Electric Company |  | PGAE | N | N | GEN | SWIFT_1_NAS | nan | PGAE | OTHER | 2019M06 | NP15 | SWIFT_1_NAS
CISO | Woodward Power Plant | Participating Unit | 2013-04-01 | WATER | 5 | 3 | 1 | South San Joaquin Irrigation District |  | PGAE | Y | N | GEN | VLYHOM_7_SSJID | nan | PGAE | HYDRO | 2019M06 | NP15 | VLYHOM_7_SSJID
CISO | Woodmere Solar Farm | Participating Unit | 2015-12-23 | SUN | 15 | 14.99 | 1 | 87RL 8me, LLC |  | PGAE | N | N | GEN | LAMONT_1_SOLAR3 | nan | PGAE | PHOTO VOLTAIC | 2019M06 | ZP26 | LAMONT_1_SOLAR3
CISO | WOODLEAF HYDRO | Participating Unit | 1963-01-01 | WATER | 60 | 60 | 1 | South Feather Water and Power |  | PGAE | N | N | GEN | WDLEAF_7_UNIT 1 | nan | PGAE | HYDRO | 2019M06 | NP15 | WDLEAF_7_UNIT 1
CISO | WOODLAND BIOMASS | Participating Unit | 1989-08-31 | BIOMASS | 28.8 | 25.5 | 1 | Woodland Biomass Power, Ltd. |  | PGAE | Y | N | GEN | BIOMAS_1_UNIT 1 | nan | PGAE | STEAM | 2019M06 | NP15 | BIOMAS_1_UNIT 1
CISO | Wolfskill Energy Center | Participating Unit | 2003-03-22 | NATURAL GAS | 49.9 | 46.9 | 1 | Gilroy Energy Center, LLC |  | PGAE | N | N | GEN | WOLFSK_1_UNITA1 | nan | PGAE | COMBUSTION TURBINE | 2019M06 | NP15 | WOLFSK_1_UNITA1
CISO | WNDGPP_2_NSPIN | Non-Participating | 12/31/1898 | OTHER | 239.1 | 239.1 | 1 |  | CDWR07_2_GEN |  | N | Y | GEN | WNDGPP_2_NSPIN | nan |  | PUMP | 2019M06 | ZP26 | CDWR07_2_GEN
CISO | Wistaria Ranch Solar | Participating Unit | 2018-11-06 | SUN | 100 | 100 | 1 | CED Wistaria Solar, LLC |  | SDGE | N | N | GEN | WISTRA_2_WRSSR1 | nan | SDGE | PHOTO VOLTAIC | 2019M06 | SP15 | WISTRA_2_WRSSR1
CISO | Wishon/San Joaquin #1-A AGGREGATE | Participating Unit | 1910-01-01 | WATER | #Error | 18.4 | 1 | Pacific Gas & Electric Company | WISHON_6_UNITS | PGAE | N | Y | GEN | WISHON_6_UNITS | nan | PGAE | HYDRO | 2019M06 | NP15 | WISHON_6_UNITS
CISO | WISHON HYDRO UNIT 4 | Non-Participating | 12/31/1898 | WATER | 5.6 | 5.6 | 1 | Pacific Gas & Electric Company | WISHON_6_UNITS |  | N | Y | GEN | WISHON_6_UNIT 4 | nan |  | HYDRO | 2019M06 | NP15 | WISHON_6_UNITS
CISO | WISHON HYDRO UNIT 3 | Non-Participating | 12/31/1898 | WATER | 5.6 | 5.6 | 1 | Pacific Gas & Electric Company | WISHON_6_UNITS |  | N | Y | GEN | WISHON_6_UNIT 3 | nan |  | HYDRO | 2019M06 | NP15 | WISHON_6_UNITS
CISO | WISHON HYDRO UNIT 2 | Non-Participating | 12/31/1898 | WATER | 5.6 | 5.6 | 1 | Pacific Gas & Electric Company | WISHON_6_UNITS |  | N | Y | GEN | WISHON_6_UNIT 2 | nan |  | HYDRO | 2019M06 | NP15 | WISHON_6_UNITS
CISO | WISHON HYDRO UNIT 1 | Non-Participating | 12/31/1898 | WATER | 5.6 | 5.6 | 1 | Pacific Gas & Electric Company | WISHON_6_UNITS |  | N | Y | GEN | WISHON_6_UNIT 1 | nan |  | HYDRO | 2019M06 | NP15 | WISHON_6_UNITS
CISO | WISE HYDRO UNIT 2 | Participating Unit | 1986-01-01 | WATER | 3.2 | 3.2 | 1 | Pacific Gas & Electric Company |  | PGAE | N | N | GEN | WISE_1_UNIT 2 | nan | PGAE | HYDRO | 2019M06 | NP15 | WISE_1_UNIT 2
CISO | Wise Hydro Unit 1 | Participating Unit | 1917-01-01 | WATER | 14.5 | 14.5 | 1 | Pacific Gas & Electric Company |  | PGAE | N | N | GEN | WISE_1_UNIT 1 | nan | PGAE | HYDRO | 2019M06 | NP15 | WISE_1_UNIT 1
CISO | WINTEC PALM | Participating Unit | 2018-02-06 | WIND | 6 | 5.93 | 1 | Wintec Energy, Ltd |  | SCE | N | N | GEN | GARNET_2_WPMWD6 | nan | SCE | WIND | 2019M06 | SP15 | GARNET_2_WPMWD6
CISO | Wintec Energy, Ltd. | Participating Unit | 2003-12-30 | WIND | 1.3 | 1.32 | 1 | Wintec Energy, Ltd. |  | SCE | Y | N | GEN | BUCKWD_7_WINTCV | nan | SCE | WIND | 2019M06 | SP15 | BUCKWD_7_WINTCV
CISO | Windustries | Participating Unit | 2015-12-10 | WIND | 9.8 | 9.8 | 1 | San Gorgonio Westwinds II - Windustries, LLC |  | SCE | N | N | GEN | GARNET_2_WIND4 | nan | SCE | WIND | 2019M06 | SP15 | GARNET_2_WIND4
CISO | Windstream 6111 | Participating Unit | 2016-03-08 | WIND | 6.5 | 6.31 | 1 | Wind Stream Operations, LLC |  | SCE | N | N | GEN | NZWIND_2_WDSTR5 | nan | SCE | WIND | 2019M06 | SP15 | NZWIND_2_WDSTR5
CISO | Windstream 6042 | Participating Unit | 2015-12-11 | WIND | 6.8 | 6.77 | 1 | Windstream Operations, LLC |  | SCE | Y | N | GEN | NZWIND_6_WDSTR4 | nan | SCE | WIND | 2019M06 | SP15 | NZWIND_6_WDSTR4
CISO | Windstream 6041 | Participating Unit | 2014-11-30 | WIND | 6 | 3.86 | 1 | Windstream Operations, LLC |  | SCE | Y | N | GEN | NZWIND_6_WDSTR3 | nan | SCE | WIND | 2019M06 | SP15 | NZWIND_6_WDSTR3
CISO | Windstream 6040 | Participating Unit | 2014-11-30 | WIND | 6.9 | 4.07 | 1 | Windstream Operations, LLC |  | SCE | N | N | GEN | NZWIND_6_WDSTR2 | nan | SCE | WIND | 2019M06 | SP15 | NZWIND_6_WDSTR2
CISO | Windstream 39 | Participating Unit | 1984-02-01 | WIND | 6.2 | 3.35 | 1 | Windstream Operations, LLC |  | SCE | N | N | GEN | NZWIND_6_WDSTR | nan | SCE | WIND | 2019M06 | SP15 | NZWIND_6_WDSTR
CISO | Windstar Wind Farm | Non-Participating | 12/31/1898 | WIND | 60 | 60 | 1 | Windstar Energy LLC | WNDSTR_2_WIND |  | N | Y | GEN | WNDSTR_2_WIND1 | nan |  | WIND | 2019M06 | SP15 | WNDSTR_2_WIND
CISO | Windstar Wind Farm | Non-Participating | 12/31/1898 | WIND | 60 | 60 | 1 | Windstar Energy LLC | WNDSTR_2_WIND |  | N | Y | GEN | WNDSTR_2_WIND2 | nan |  | WIND | 2019M06 | SP15 | WNDSTR_2_WIND
CISO | Windstar | Participating Unit | 2012-01-28 | WIND | #Error | 120 | 1 | Windstar Energy, LLC | WNDSTR_2_WIND | SCE | N | Y | GEN | WNDSTR_2_WIND | nan | SCE | WIND | 2019M06 | SP15 | WNDSTR_2_WIND
CISO | Windpark Unlimited 2 | Participating Unit | 2016-04-25 | WIND | 16.1 | 16.05 | 1 | Energy Unlimited PH, Inc. |  | SCE | N | N | GEN | VENWD_1_WIND2 | nan | SCE | WIND | 2019M06 | SP15 | VENWD_1_WIND2
CISO | Windpark Unlimited 1 | Participating Unit | 2016-04-25 | WIND | 9.5 | 9.43 | 1 | Energy Unlimited PH, Inc. |  | SCE | N | N | GEN | VENWD_1_WIND1 | nan | SCE | WIND | 2019M06 | SP15 | VENWD_1_WIND1
CISO | Wind Wall Monolith 2 | Participating Unit | 2016-06-14 | WIND | 22.5 | 21.24 | 1 | Tehachapi Wind Wall, LLC |  | SCE | N | N | GEN | TEHAPI_2_WIND2 | nan | SCE | WIND | 2019M06 | SP15 | TEHAPI_2_WIND2
CISO | Wind Wall Monolith 1 | Participating Unit | 2016-06-14 | WIND | 17 | 14.89 | 1 | Tehachapi Wind Wall, LLC |  | SCE | N | N | GEN | TEHAPI_2_WIND1 | nan | SCE | WIND | 2019M06 | SP15 | TEHAPI_2_WIND1
CISO | Wind Resource I | Participating Unit | 2012-03-24 | WIND | 8.7 | 9 | 1 | CalWind Resources, Inc. |  | SCE | N | N | GEN | NZWIND_6_CALWND | nan | SCE | WIND | 2019M06 | SP15 | NZWIND_6_CALWND
CISO | Willow Springs 2 | Participating Unit | 2019-01-29 | SUN | 100 | 100 | 1 | Willow Springs Solar, LLC |  | SCE | N | N | GEN | DSFLWR_2_WS2SR1 | nan | SCE | PHOTO VOLTAIC | 2019M06 | SP15 | DSFLWR_2_WS2SR1
CISO | Wildwood Solar I | Participating Unit | 2015-02-19 | SUN | 20 | 20 | 1 | Wildwood Solar I, LLC |  | PGAE | N | N | GEN | WLDWD_1_SOLAR1 | nan | PGAE | PHOTO VOLTAIC | 2019M06 | ZP26 | WLDWD_1_SOLAR1
CISO | Wildwood Solar 2 | Participating Unit | 2017-01-11 | SUN | 15 | 15 | 1 | Wildwood Solar II, LLC |  | PGAE | N | N | GEN | WLDWD_1_SOLAR2 | nan | PGAE | PHOTO VOLTAIC | 2019M06 | ZP26 | WLDWD_1_SOLAR2
CISO | Whitney Point Solar | Participating Unit | 2017-04-15 | SUN | 22 | 20 | 1 | Whitney Point Solar, LLC |  | PGAE | N | N | GEN | WHITNY_6_SOLAR | nan | PGAE | PHOTO VOLTAIC | 2019M06 | NP15 | WHITNY_6_SOLAR
CISO | Whitewater Hydro | Participating Unit | 2016-07-08 | WATER | 1 | 1 | 1 | Desert Water Agency |  | SCE | N | N | GEN | GARNET_2_HYDRO | nan | SCE | HYDRO | 2019M06 | SP15 | GARNET_2_HYDRO
CISO | Whitewater Hill Wind Project | Participating Unit | 2002-08-31 | WIND | 61.5 | 61.5 | 1 | Whitewater Hill Wind Partners, LLC |  | SCE | N | N | GEN | WHTWTR_1_WINDA1 | nan | SCE | WIND | 2019M06 | SP15 | WHTWTR_1_WINDA1
CISO | White River West | Participating Unit | 2014-10-01 | SUN | 19.8 | 19.75 | 1 | CED White River Solar 2, LLC |  | PGAE | N | N | GEN | OLIVEP_1_SOLAR2 | nan | PGAE | PHOTO VOLTAIC | 2019M06 | ZP26 | OLIVEP_1_SOLAR2
CISO | White River Solar | Participating Unit | 2013-06-22 | SUN | 20 | 20 | 1 | CED White River Solar, LLC |  | PGAE | N | N | GEN | OLIVEP_1_SOLAR | nan | PGAE | PHOTO VOLTAIC | 2019M06 | ZP26 | OLIVEP_1_SOLAR
CISO | WHELPP_2_NSPIN | Non-Participating | 12/31/1898 | OTHER | 112.5 | 112.5 | 1 |  | CDWR07_2_GEN |  | N | Y | GEN | WHELPP_2_NSPIN | nan |  | PUMP | 2019M06 | ZP26 | CDWR07_2_GEN
CISO | Wheelabrator Shasta | Participating Unit | 2017-12-01 | BIOMASS | 50 | 50 | 1 | Wheelabrator Shasta Energy Company Inc. |  | PGAE | Y | N | GEN | WSENGY_1_UNIT 1 | nan | PGAE | STEAM | 2019M06 | NP15 | WSENGY_1_UNIT 1
CISO | Weststar Dairy Biogas | Participating Unit | 2018-02-02 | BIOGAS | 1 | 1 | 1 | ABEC #2 LLC |  | PGAE | N | N | GEN | GANSO_1_WSTBM1 | nan | PGAE | RECIPROCATING ENGINE | 2019M06 | ZP26 | GANSO_1_WSTBM1
CISO | Westside Solar Station | Participating Unit | 2011-09-13 | SUN | 15 | 15 | 1 | Pacific Gas & Electric Company |  | PGAE | N | N | GEN | SCHNDR_1_WSTSDE | nan | PGAE | PHOTO VOLTAIC | 2019M06 | NP15 | SCHNDR_1_WSTSDE
CISO | Westside Solar Power PV1 | Participating Unit | 2016-05-07 | SUN | 2 | 2 | 1 | Westside Assets LLC |  | PGAE | N | N | GEN | HENRTA_6_SOLAR2 | nan | PGAE | PHOTO VOLTAIC | 2019M06 | NP15 | HENRTA_6_SOLAR2
CISO | Westlands Solar Farm PV 1 | Participating Unit | 2014-02-14 | SUN | 18 | 18 | 1 | Westlands Solar Farms, LLC |  | PGAE | N | N | GEN | JAYNE_6_WLSLR | nan | PGAE | PHOTO VOLTAIC | 2019M06 | ZP26 | JAYNE_6_WLSLR
CISO | Western Power and Steam Cogeneration | Participating Unit | 1989-11-30 | NATURAL GAS | 36.8 | 20 | 1 | Western Power and Steam, Inc. |  | PGAE | Y | N | GEN | DEXZEL_1_UNIT | nan | PGAE | COMBUSTION TURBINE | 2019M06 | ZP26 | DEXZEL_1_UNIT
CISO | Western Antelope Dry Ranch | Participating Unit | 2016-12-01 | SUN | 10 | 10 | 1 | Western Antelope Dry Ranch LLC |  | SCE | N | N | GEN | PLAINV_6_DSOLAR | nan | SCE | PHOTO VOLTAIC | 2019M06 | SP15 | PLAINV_6_DSOLAR
CISO | Western Antelope Blue Sky Ranch B | Participating Unit | 2016-12-03 | SUN | 20 | 20 | 1 | Western Antelope Blue Sky Ranch B LLC |  | SCE | N | N | GEN | BIGSKY_2_SOLAR4 | nan | SCE | PHOTO VOLTAIC | 2019M06 | SP15 | BIGSKY_2_SOLAR4
CISO | Western Antelope Blue Sky Ranch A | Participating Unit | 2014-11-07 | SUN | 20 | 20 | 1 | Western Antelope Blue Sky Ranch A LLC |  | SCE | N | N | GEN | PLAINV_6_BSOLAR | nan | SCE | PHOTO VOLTAIC | 2019M06 | SP15 | PLAINV_6_BSOLAR
CISO | West Point Hydro Plant | Participating Unit | 1948-01-01 | WATER | 14 | 14 | 1 | Pacific Gas & Electric Company |  | PGAE | N | N | GEN | WESTPT_2_UNIT | nan | PGAE | HYDRO | 2019M06 | NP15 | WESTPT_2_UNIT
CISO | West Gates Solar Station | Participating Unit | 2013-06-24 | SUN | 10 | 10 | 1 | Pacific Gas & Electric Company |  | PGAE | N | N | GEN | GATES_2_WSOLAR | nan | PGAE | PHOTO VOLTAIC | 2019M06 | ZP26 | GATES_2_WSOLAR
CISO | West Antelope Solar | Participating Unit | 2014-11-13 | SUN | 20 | 20 | 1 | TA-ACACIA, LLC |  | SCE | N | N | GEN | ACACIA_6_SOLAR | nan | SCE | PHOTO VOLTAIC | 2019M06 | SP15 | ACACIA_6_SOLAR
CISO | Wellhead Power Delano | Participating Unit | 2013-01-16 | NATURAL GAS | 49.5 | 49 | 1 | Delano Energy Center, LLC |  | SCE | N | N | GEN | VESTAL_2_WELLHD | nan | SCE | COMBUSTION TURBINE | 2019M06 | SP15 | VESTAL_2_WELLHD
CISO | WATSON COGENERATION | Participating Unit | 1987-12-04 | NATURAL GAS | 416.6 | 416.6 | 1 | Watson Cogernation Company |  | SCE | N | N | GEN | ARCOGN_2_UNITS | nan | SCE | COMBINED CYCLE | 2019M06 | SP15 | ARCOGN_2_UNITS
CISO | Water Wheel Ranch | Participating Unit | 1984-03-22 | WATER | 1 | 0.98 | 1 | Water Wheel Ranch |  | PGAE | N | N | GEN | CEDRCK_6_UNIT | nan | PGAE | HYDRO | 2019M06 | NP15 | CEDRCK_6_UNIT
CISO | WARNE HYDRO UNIT 2 | Non-Participating | 12/31/1898 | WATER | 39.1 | 39.1 | 1 | California Dept. of Water Resources | WARNE_2_UNIT |  | N | Y | GEN | WARNE_2_UNIT 2 | nan |  | HYDRO | 2019M06 | SP15 | WARNE_2_UNIT
CISO | WARNE HYDRO UNIT 1 | Non-Participating | 12/31/1898 | WATER | 39.1 | 39.1 | 1 | California Dept. of Water Resources | WARNE_2_UNIT |  | N | Y | GEN | WARNE_2_UNIT 1 | nan |  | HYDRO | 2019M06 | SP15 | WARNE_2_UNIT
CISO | WARNE HYDRO AGGREGATE | Participating Unit | 1982-01-01 | WATER | #Error | 76 | 1 | California Dept. of Water Resources | WARNE_2_UNIT | SCE | N | Y | GEN | WARNE_2_UNIT | nan | CWRS | HYDRO | 2019M06 | SP15 | WARNE_2_UNIT
CISO | Warm Springs Hydro | Participating Unit | 1988-12-22 | WATER | 3.8 | 3.75 | 1 | Sonoma County Water Agency |  | PGAE | Y | N | GEN | GYSRVL_7_WSPRNG | nan | PGAE | HYDRO | 2019M06 | NP15 | GYSRVL_7_WSPRNG
CISO | Walnut Creek Energy Park Unit 5 | Participating Unit | 2013-04-30 | NATURAL GAS | 102.5 | 96.65 | 1 | Walnut Creek Energy, LLC |  | SCE | N | N | GEN | WALCRK_2_CTG5 | nan | SCE | COMBUSTION TURBINE | 2019M06 | SP15 | WALCRK_2_CTG5
CISO | Walnut Creek Energy Park Unit 4 | Participating Unit | 2013-03-29 | NATURAL GAS | 102.5 | 96.49 | 1 | Walnut Creek Energy, LLC |  | SCE | N | N | GEN | WALCRK_2_CTG4 | nan | SCE | COMBUSTION TURBINE | 2019M06 | SP15 | WALCRK_2_CTG4
CISO | Walnut Creek Energy Park Unit 3 | Participating Unit | 2013-03-21 | NATURAL GAS | 102.5 | 96.65 | 1 | Walnut Creek Energy, LLC |  | SCE | N | N | GEN | WALCRK_2_CTG3 | nan | SCE | COMBUSTION TURBINE | 2019M06 | SP15 | WALCRK_2_CTG3
CISO | Walnut Creek Energy Park Unit 2 | Participating Unit | 2013-03-21 | NATURAL GAS | 102.5 | 96.91 | 1 | Walnut Creek Energy, LLC |  | SCE | N | N | GEN | WALCRK_2_CTG2 | nan | SCE | COMBUSTION TURBINE | 2019M06 | SP15 | WALCRK_2_CTG2
CISO | Walnut Creek Energy Park Unit 1 | Participating Unit | 2013-03-21 | NATURAL GAS | 102.5 | 96.43 | 1 | Walnut Creek Energy, LLC |  | SCE | N | N | GEN | WALCRK_2_CTG1 | nan | SCE | COMBUSTION TURBINE | 2019M06 | SP15 | WALCRK_2_CTG1
CISO | Wagner Wind | Participating Unit | 2012-12-24 | WIND | 6 | 6 | 1 | Wagner Wind, LLC |  | SCE | Y | N | GEN | GARNET_1_WT3WND | nan | SCE | WIND | 2019M06 | SP15 | GARNET_1_WT3WND
CISO | Wadham Energy LP | Participating Unit | 1989-03-24 | WASTE TO POWER | 32 | 29.07 | 1 | Wadham Energy LP |  | PGAE | Y | N | GEN | WADHAM_6_UNIT | nan | PGAE | STEAM | 2019M06 | NP15 | WADHAM_6_UNIT
CISO | Voyager Wind 4 | Participating Unit | 2018-12-29 | WIND | 21.6 | 21.6 | 1 | Alta Interconnection Management III, LLC |  | SCE | N | N | GEN | VOYAGR_2_VOYWD4 | nan | SCE | WIND | 2019M06 | SP15 | VOYAGR_2_VOYWD4
CISO | Voyager Wind 3 | Participating Unit | 2018-12-29 | WIND | 43.2 | 43.2 | 1 | Alta Interconnection Management III, LLC |  | SCE | N | N | GEN | VOYAGR_2_VOYWD3 | nan | SCE | WIND | 2019M06 | SP15 | VOYAGR_2_VOYWD3
CISO | Voyager Wind 2 | Participating Unit | 2018-12-19 | WIND | 128.7 | 128.7 | 1 | Alta Interconnection Management III, LLC |  | SCE | N | N | GEN | VOYAGR_2_VOYWD2 | nan | SCE | WIND | 2019M06 | SP15 | VOYAGR_2_VOYWD2
CISO | VOLTA_7_QFUNTS | Participating Unit | 2007-03-01 | WATER | 2.3 | 1.3 | 1 | Pacific Gas & Electric Company |  | PGAE | Y | N | GEN | VOLTA_7_QFUNTS | nan | PGAE | HYDRO | 2019M06 | NP15 | VOLTA_7_QFUNTS
CISO | Volta Hydro Unit 2 | Participating Unit | 1981-01-01 | WATER | 1 | 1 | 1 | Pacific Gas & Electric Company |  | PGAE | N | N | GEN | VOLTA_2_UNIT 2 | nan | PGAE | HYDRO | 2019M06 | NP15 | VOLTA_2_UNIT 2
CISO | VOLTA HYDRO UNIT 1 | Participating Unit | 1980-01-01 | WATER | 9.1 | 9.1 | 1 | Pacific Gas & Electric Company |  | PGAE | N | N | GEN | VOLTA_2_UNIT 1 | nan | PGAE | HYDRO | 2019M06 | NP15 | VOLTA_2_UNIT 1
CISO | VISTA QFS | Participating Unit | 1983-01-01 | OTHER | 0.6 | 0.18 | 1 | Southern California Edison Company |  | SCE | Y | N | GEN | VISTA_6_QF | nan | SCE | OTHER | 2019M06 | SP15 | VISTA_6_QF
CISO | Vista Energy Storage | Participating Unit | 2018-06-26 | LESR | 40 | 40 | 1 | Vista Energy Storage, LLC |  | SDGE | N | N | GEN | VSTAES_6_VESBT1 | nan | SDGE | OTHER | 2019M06 | SP15 | VSTAES_6_VESBT1
CISO | Virginia Ranch Dam Powerplant | Participating Unit | 2012-06-14 | WATER | 1 | 1 | 1 | Browns Valley Irrigation District (BVID) |  | PGAE | N | N | GEN | BANGOR_6_HYDRO | nan | PGAE | HYDRO | 2019M06 | NP15 | BANGOR_6_HYDRO
CISO | Vintner Solar | Participating Unit | 2014-03-05 | SUN | 1.5 | 1.5 | 1 | Vintner Solar LLC |  | PGAE | N | N | GEN | TMPLTN_2_SOLAR | nan | PGAE | PHOTO VOLTAIC | 2019M06 | ZP26 | TMPLTN_2_SOLAR
CISO | VINCENT QFS | Participating Unit | 1985-01-01 | WIND | 316.4 | 207 | 1 | Southern California Edison Company |  | SCE | Y | N | GEN | VINCNT_2_QF | nan | SCE | WIND | 2019M06 | SP15 | VINCNT_2_QF
CISO | Victor Phelan Solar One | Participating Unit | 2013-11-18 | SUN | 17.5 | 17.5 | 1 | RE Victor Phelan Solar One LLC |  | SCE | N | N | GEN | VICTOR_1_SOLAR1 | nan | SCE | PHOTO VOLTAIC | 2019M06 | SP15 | VICTOR_1_SOLAR1
CISO | Victor Dry Farm Ranch B | Participating Unit | 2015-06-12 | SUN | 5 | 5 | 1 | Victor Dry Farm Ranch B LLC |  | SCE | N | N | GEN | VICTOR_1_VDRYFB | nan | SCE | PHOTO VOLTAIC | 2019M06 | SP15 | VICTOR_1_VDRYFB
CISO | Victor Dry Farm Ranch A | Participating Unit | 2015-06-12 | SUN | 5 | 5 | 1 | Victor Dry Farm Ranch A LLC |  | SCE | N | N | GEN | VICTOR_1_VDRYFA | nan | SCE | PHOTO VOLTAIC | 2019M06 | SP15 | VICTOR_1_VDRYFA
CISO | VESTAL QFS | Participating Unit | 1989-01-01 | WATER | 20 | 12.3 | 1 | Southern California Edison Company |  | SCE | Y | N | GEN | VESTAL_6_QF | nan | SCE | HYDRO | 2019M06 | SP15 | VESTAL_6_QF
CISO | VERNON_7_STG3 | Non-Participating | 12/31/1898 |  | 50 | 50 | 1 |  | VERNON_6_MALBRG |  |  | Y | GEN | VERNON_7_STG3 | nan |  |  | 2019M06 | SP15 | VERNON_6_MALBRG
CISO | VERNON_7_CTG2 | Non-Participating | 12/31/1898 |  | 42 | 42 | 1 |  | VERNON_6_MALBRG |  |  | Y | GEN | VERNON_7_CTG2 | nan |  |  | 2019M06 | SP15 | VERNON_6_MALBRG
CISO | VERNON_7_CTG1 | Non-Participating | 12/31/1898 |  | 42 | 42 | 1 |  | VERNON_6_MALBRG |  |  | Y | GEN | VERNON_7_CTG1 | nan |  |  | 2019M06 | SP15 | VERNON_6_MALBRG
CISO | VENWD_1_QF | Non-Participating | 12/31/1898 |  | 44.8 | 44.8 | 1 |  | DEVERS_1_QF |  |  | Y | GEN | VENWD_1_QF | nan |  |  | 2019M06 | SP15 | DEVERS_1_QF
CISO | Vega Solar | Participating Unit | 2015-03-23 | SUN | 20 | 20 | 1 | Vega Solar, LLC |  | PGAE | N | N | GEN | VEGA_6_SOLAR1 | nan | PGAE | PHOTO VOLTAIC | 2019M06 | NP15 | VEGA_6_SOLAR1
CISO | Vecino Vineyards LLC | Participating Unit | 1990-03-27 | WATER | 1.3 | 1.25 | 1 | Pacific Gas & Electric Company |  | PGAE | Y | N | GEN | POTTER_7_VECINO | nan | PGAE | HYDRO | 2019M06 | NP15 | POTTER_7_VECINO
CISO | Vasco Wind | Participating Unit | 1988-01-01 | WIND | 78.2 | 78.2 | 1 | Vasco Winds, LLC |  | PGAE | Y | N | GEN | USWPJR_2_UNITS | nan | PGAE | WIND | 2019M06 | NP15 | USWPJR_2_UNITS
CISO | Vasco Road | Participating Unit | 2014-02-05 | BIOGAS | 4.3 | 4.3 | 1 | Ameresco Vasco Road LLC |  | PGAE | N | N | GEN | CAYTNO_2_VASCO | nan | PGAE | RECIPROCATING ENGINE | 2019M06 | NP15 | CAYTNO_2_VASCO
CISO | Valley Center 2 | Participating Unit | 2013-12-31 | SUN | 5 | 5 | 1 | Sol Orchard San Diego 23, LLC |  | SDGE | N | N | GEN | VLCNTR_6_VCSLR2 | nan | SDGE | PHOTO VOLTAIC | 2019M06 | SP15 | VLCNTR_6_VCSLR2
CISO | Valley Center 1 | Participating Unit | 2013-12-31 | SUN | 2.5 | 2.5 | 1 | Sol Orchard San Diego 22, LLC |  | SDGE | N | N | GEN | VLCNTR_6_VCSLR1 | nan | SDGE | PHOTO VOLTAIC | 2019M06 | SP15 | VLCNTR_6_VCSLR1
CISO | Vaca-Dixon Solar Station | Participating Unit | 2013-09-06 | SUN | 2.5 | 2.5 | 1 | Pacific Gas & Electric Company |  | PGAE | N | N | GEN | VACADX_1_SOLAR | nan | PGAE | PHOTO VOLTAIC | 2019M06 | NP15 | VACADX_1_SOLAR
CISO | VACA-DIXON BATTERY | Participating Unit | 2013-09-06 | LESR | 2.4 | 1.85 | 1 | Pacific Gas and Electric Company |  | PGAE | N | N | GEN | VACADX_1_NAS | nan | PGAE | OTHER | 2019M06 | NP15 | VACADX_1_NAS
CISO | UKIAH LAKE MENDOCINO HYDRO | Participating Unit | 2007-07-02 | WATER | 3.5 | 3.5 | 1 | NCPA (MSS Agreement - S14) |  | PGAE | N | N | GEN | UKIAH_7_LAKEMN | nan | NCPA | HYDRO | 2019M06 | NP15 | UKIAH_7_LAKEMN
CISO | U.S. Borax, Unit 1 | Participating Unit | 1984-06-01 | OTHER | 48.2 | 48.2 | 1 | U.S. Borax Inc. |  | SCE | Y | N | GEN | HOLGAT_1_BORAX | nan | SCE |  | 2019M06 | SP15 | HOLGAT_1_BORAX
CISO | Two Fiets Dairy Digester | Participating Unit | 2019-01-07 | BIOGAS | 0.8 | 0.8 | 1 | Two Fiets |  | SCE | N | N | GEN | RECTOR_2_TFDBM1 | nan | SCE | RECIPROCATING ENGINE | 2019M06 | SP15 | RECTOR_2_TFDBM1
CISO | Tullock Hydro | Participating Unit | 1958-01-01 | WATER | #Error | 25.9 | 1 | City of Santa Clara DBA Silicon Valley Power (MSS Agreement - S14) | TULLCK_7_UNITS | PGAE | N | Y | GEN | TULLCK_7_UNITS | nan | NCPA |  | 2019M06 | NP15 | TULLCK_7_UNITS
CISO | TULLOCH Unit 2 | Non-Participating | 12/31/1898 |  | 9.9 | 9.9 | 1 |  | TULLCK_7_UNITS |  | N | Y | GEN | TULLCK_7_UNIT 2 | nan |  |  | 2019M06 | NP15 | TULLCK_7_UNITS
CISO | TULLOCH Unit 1 | Non-Participating | 12/31/1898 |  | 9.9 | 9.9 | 1 |  | TULLCK_7_UNITS |  | N | Y | GEN | TULLCK_7_UNIT 1 | nan |  |  | 2019M06 | NP15 | TULLCK_7_UNITS
CISO | TULLOCH HYDRO AGGREGATE | Non-Participating | 12/31/1898 | WATER | 7.2 | 7.2 | 1 | TRI-DAM PROJECT | TULLCK_7_UNITS |  | N | Y | GEN | TULLCK_7_UNIT 3 | nan |  |  | 2019M06 | NP15 | TULLCK_7_UNITS
CISO | Tule Wind | Participating Unit | 2018-01-05 | WIND | 131.1 | 127.6 | 1 | Tule Wind LLC |  | SDGE | N | N | GEN | TULEWD_1_TULWD1 | nan | SDGE | WIND | 2019M06 | SP15 | TULEWD_1_TULWD1
CISO | TULE RIVER HYDRO PLANT (SCE) | Participating Unit | 1909-01-01 | WATER | 2.5 | 2.5 | 1 | Southern California Edison Company |  | SCE | N | N | GEN | SPRGVL_2_TULESC | nan | SCE | HYDRO | 2019M06 | SP15 | SPRGVL_2_TULESC
CISO | TULE RIVER HYDRO PLANT (PG&E) | Participating Unit | 1914-01-01 | WATER | 6.4 | 6.4 | 1 | Pacific Gas & Electric Company |  | SCE | N | N | GEN | SPRGVL_2_TULE | nan | SCE | HYDRO | 2019M06 | SP15 | SPRGVL_2_TULE
CISO | TROPICO | Participating Unit | 2016-09-14 | SUN | 14 | 14 | 1 | Tropico, LLC |  | SCE | N | N | GEN | VESTAL_2_SOLAR2 | nan | SCE | PHOTO VOLTAIC | 2019M06 | SP15 | VESTAL_2_SOLAR2
CISO | Tranquillity 8 Verde | Participating Unit | 2018-04-17 | SUN | 60 | 60 | 1 | Great Valley Solar 2, LLC |  | PGAE | N | N | GEN | TRNQL8_2_VERSR1 | nan | PGAE | PHOTO VOLTAIC | 2019M06 | NP15 | TRNQL8_2_VERSR1
CISO | Tranquillity 8 Rojo | Participating Unit | 2018-04-14 | SUN | 100 | 100 | 1 | Great Valley Solar 1, LLC |  | PGAE | N | N | GEN | TRNQL8_2_ROJSR1 | nan | PGAE | PHOTO VOLTAIC | 2019M06 | NP15 | TRNQL8_2_ROJSR1
CISO | Tranquillity 8 Azul | Participating Unit | 2017-12-26 | SUN | 20 | 20 | 1 | Great Valley Solar 3, LLC |  | PGAE | N | N | GEN | TRNQL8_2_AZUSR1 | nan | PGAE | PHOTO VOLTAIC | 2019M06 | NP15 | TRNQL8_2_AZUSR1
CISO | Tranquillity 8 Amarillo | Participating Unit | 2017-12-26 | SUN | 20 | 20 | 1 | Great Valley Solar 4, LLC |  | PGAE | N | N | GEN | TRNQL8_2_AMASR1 | nan | PGAE | PHOTO VOLTAIC | 2019M06 | NP15 | TRNQL8_2_AMASR1
CISO | Tranquillity | Participating Unit | 2016-07-28 | SUN | 200 | 200 | 1 | RE Tranquillity LLC |  | PGAE | N | N | GEN | TRNQLT_2_SOLAR | nan | PGAE | PHOTO VOLTAIC | 2019M06 | NP15 | TRNQLT_2_SOLAR
CISO | Tracy Unit 2 Peaking Project | Non-Participating | 12/31/1898 | NATURAL GAS | 87 | 87 | 1 | GWF Energy LLC | SCHLTE_1_PL1X3 | PGAE | N | Y | GEN | SCHLTE_1_UNITA2 | nan | PGAE | COMBUSTION TURBINE | 2019M06 | NP15 | SCHLTE_1_PL1X3
CISO | Tracy Unit 1 Peaking Project | Non-Participating | 12/31/1898 | NATURAL GAS | 87 | 87 | 1 | GWF Energy LLC | SCHLTE_1_PL1X3 | PGAE | N | Y | GEN | SCHLTE_1_UNITA1 | nan | PGAE | COMBUSTION TURBINE | 2019M06 | NP15 | SCHLTE_1_PL1X3
CISO | Tracy Combined Cycle Power Plant | Participating Unit | 2012-10-31 | NATURAL GAS | #Error | 336.04 | 1 | MRP San Joaquin Energy, LLC | SCHLTE_1_PL1X3 | PGAE | N | Y | GEN | SCHLTE_1_PL1X3 | nan | PGAE | COMBINED CYCLE | 2019M06 | NP15 | SCHLTE_1_PL1X3
CISO | Tracy Combined Cycle Plant | Non-Participating | 12/31/1898 | NATURAL GAS | 165 | 165 | 1 | GWF Energy, LLC | SCHLTE_1_PL1X3 |  | N | Y | GEN | SCHLTE_1_UNITA3 | nan |  | COMBUSTION TURBINE | 2019M06 | NP15 | SCHLTE_1_PL1X3
CISO | TOSCO (RODEO PLANT) | Participating Unit | 1987-05-21 | NATURAL GAS | 57.3 | 49.85 | 1 | Pacific Gas & Electric Company |  | PGAE | Y | N | GEN | UNOCAL_1_UNITS | nan | PGAE | COMBUSTION TURBINE | 2019M06 | NP15 | UNOCAL_1_UNITS
CISO | Topaz Solar Farms | Participating Unit | 2014-10-27 | SUN | 550 | 550 | 1 | Topaz Solar Farms, LLC |  | PGAE | N | N | GEN | TOPAZ_2_SOLAR | nan | PGAE | PHOTO VOLTAIC | 2019M06 | ZP26 | TOPAZ_2_SOLAR
CISO | TOAD TOWN | Participating Unit | 1986-01-01 | WATER | 1.5 | 1.5 | 1 | Pacific Gas & Electric Company |  | PGAE | N | N | GEN | TOADTW_6_UNIT | nan | PGAE | HYDRO | 2019M06 | NP15 | TOADTW_6_UNIT
CISO | Tiger Creek Unit 2 | Non-Participating | 12/31/1898 | WATER | 31 | 31 | 1 | Pacific Gas & Electric Company | TIGRCK_7_UNITS |  | N | Y | GEN | TIGRCK_7_UNIT 2 | nan |  | HYDRO | 2019M06 | NP15 | TIGRCK_7_UNITS
CISO | Tiger Creek Unit 1 | Non-Participating | 12/31/1898 | WATER | 31 | 31 | 1 | Pacific Gas & Electric Company | TIGRCK_7_UNITS |  | N | Y | GEN | TIGRCK_7_UNIT 1 | nan |  | HYDRO | 2019M06 | NP15 | TIGRCK_7_UNITS
CISO | TIGER CREEK HYDRO AGGREGATE | Participating Unit | 1931-01-01 | WATER | #Error | 62 | 1 | Pacific Gas & Electric Company | TIGRCK_7_UNITS | PGAE | N | Y | GEN | TIGRCK_7_UNITS | nan | PGAE | HYDRO | 2019M06 | NP15 | TIGRCK_7_UNITS
CISO | TIFFNY_1_DILLON | Participating Unit | 2008-04-18 | WIND | 45 | 45 | 1 | Dillion Wind LLC |  | SCE | N | N | GEN | TIFFNY_1_DILLON | nan | SCE | WIND | 2019M06 | SP15 | TIFFNY_1_DILLON
CISO | Three Forks Water Power Project | Participating Unit | 2011-11-01 | WATER | 1.5 | 1.63 | 1 | Grizzly Mountain Ranch |  | PGAE | N | N | GEN | FTSWRD_6_TRFORK | nan | PGAE | HYDRO | 2019M06 | NP15 | FTSWRD_6_TRFORK
CISO | Thermalito P-G Unit 4 | Non-Participating | 12/31/1898 | WATER | 28 | 28 | 1 | California Dept. of Water Resources | HYTTHM_2_UNITS |  | N | Y | GEN | THERMA_2_UNIT 4 | nan |  | HYDRO | 2019M06 | NP15 | HYTTHM_2_UNITS
CISO | Thermalito P-G Unit 3 | Non-Participating | 12/31/1898 | WATER | 28 | 28 | 1 | California Dept. of Water Resources | HYTTHM_2_UNITS |  | N | Y | GEN | THERMA_2_UNIT 3 | nan |  | HYDRO | 2019M06 | NP15 | HYTTHM_2_UNITS
CISO | Thermalito P-G Unit 2 | Non-Participating | 12/31/1898 | WATER | 28 | 28 | 1 | California Dept. of Water Resources | HYTTHM_2_UNITS |  | N | Y | GEN | THERMA_2_UNIT 2 | nan |  | HYDRO | 2019M06 | NP15 | HYTTHM_2_UNITS
CISO | Thermalito Gen Unit 1 | Non-Participating | 12/31/1898 | WATER | 36 | 36 | 1 | California Dept. of Water Resources | HYTTHM_2_UNITS |  | N | Y | GEN | THERMA_2_UNIT 1 | nan |  | HYDRO | 2019M06 | NP15 | HYTTHM_2_UNITS
CISO | TEXACO EXPLORATION & PROD (SE KERN RIVER | Participating Unit | 1989-01-31 | NATURAL GAS | 39.7 | 34.47 | 1 | Pacific Gas & Electric Company |  | PGAE | Y | N | GEN | VEDDER_1_SEKERN | nan | PGAE | COMBUSTION TURBINE | 2019M06 | ZP26 | VEDDER_1_SEKERN
CISO | Terzian | Participating Unit | 2014-06-17 | SUN | 1.3 | 1.23 | 1 | Solarenewal LLC |  | PGAE | N | N | GEN | REEDLY_6_SOLAR | nan | PGAE | PHOTO VOLTAIC | 2019M06 | NP15 | REEDLY_6_SOLAR
CISO | Termoelectrica De Mexicali STG 3 | Non-Participating | 12/31/1898 | HEAT RECOVERY | 308 | 308 | 1 | Termoelectrica De Mexicali S. de R.L. de C.V. | TERMEX_2_PL1X3 |  | N | Y | GEN | TERMEX_2_STG | nan |  | STEAM | 2019M06 | SP15 | TERMEX_2_PL1X3
CISO | TERMEX_2_GTG2 | Non-Participating | 12/31/1898 |  | 180 | 180 | 1 |  | TERMEX_2_PL1X3 |  |  | Y | GEN | TERMEX_2_GTG2 | nan |  |  | 2019M06 | SP15 | TERMEX_2_PL1X3
CISO | TERMEX_2_GTG1 | Non-Participating | 12/31/1898 |  | 180 | 180 | 1 |  | TERMEX_2_PL1X3 |  |  | Y | GEN | TERMEX_2_GTG1 | nan |  |  | 2019M06 | SP15 | TERMEX_2_PL1X3
CISO | TERAWD_1_QF | Non-Participating | 12/31/1898 |  | 16 | 16 | 1 |  | DEVERS_1_QF |  |  | Y | GEN | TERAWD_1_QF | nan |  |  | 2019M06 | SP15 | DEVERS_1_QF
CISO | Tequesquite Landfill Solar Project | Participating Unit | 2015-09-09 | SUN | 7.5 | 7.5 | 1 | Solar Star California XXXI, LLC |  | SCE | N | N | GEN | RVSIDE_6_SOLAR1 | nan | RVSD | PHOTO VOLTAIC | 2019M06 | SP15 | RVSIDE_6_SOLAR1
CISO | Tehachapi Storage Project | Participating Unit | 2016-04-08 | LESR | 8 | 7.99 | 1 | Southern California Edison |  | SCE | N | N | GEN | MONLTH_6_BATTRY | nan | SCE | OTHER | 2019M06 | SP15 | MONLTH_6_BATTRY
CISO | TECHNICAST | Participating Unit | 2018-05-01 | NATURAL GAS | 1.5 | 0.99 | 1 | Techni-Cast Corp. |  | SCE | N | N | GEN | CENTER_2_TECNG1 | nan | SCE | RECIPROCATING ENGINE | 2019M06 | SP15 | CENTER_2_TECNG1
CISO | TDM | Participating Unit | 2003-07-30 | NATURAL GAS | #Error | 625 | 1 | Termoelectrica De Mexicali S. de R.L. de C.V. (non-pro forma agreement) | TERMEX_2_PL1X3 | SDGE | N | Y | GEN | TERMEX_2_PL1X3 | nan | SDGE | COMBINED CYCLE | 2019M06 | SP15 | TERMEX_2_PL1X3
CISO | Sycamore Energy 2 | Participating Unit | 2004-07-14 | BIOGAS | 2.5 | 2.25 | 1 | Sycamore Energy 2 LLC |  | SDGE | N | N | GEN | CHILLS_7_UNITA1 | nan | SDGE |  | 2019M06 | SP15 | CHILLS_7_UNITA1
CISO | Sycamore Energy 1 | Participating Unit | 2011-05-19 | BIOGAS | 1.9 | 1.5 | 1 | Sycamore Energy 1 LLC |  | SDGE | N | N | GEN | CHILLS_1_SYCENG | nan | SDGE | COMBUSTION TURBINE | 2019M06 | SP15 | CHILLS_1_SYCENG
CISO | Sycamore Cogeneration Unit 3 | Participating Unit | 1987-01-01 | NATURAL GAS | 90 | 80 | 1 | Chevron Power Holdings |  | SCE | N | N | GEN | SYCAMR_2_UNIT 3 | nan | SCE | COMBUSTION TURBINE | 2019M06 | SP15 | SYCAMR_2_UNIT 3
CISO | Sycamore Cogeneration Unit 2 | Participating Unit | 1987-01-01 | NATURAL GAS | 90 | 80 | 1 | Chevron Power Holdings |  | SCE | N | N | GEN | SYCAMR_2_UNIT 2 | nan | SCE | COMBUSTION TURBINE | 2019M06 | SP15 | SYCAMR_2_UNIT 2
CISO | Sycamore Cogeneration Unit 1 | Participating Unit | 1987-01-01 | NATURAL GAS | 90 | 80 | 1 | Chevron Power Holdings |  | SCE | N | N | GEN | SYCAMR_2_UNIT 1 | nan | SCE | COMBUSTION TURBINE | 2019M06 | SP15 | SYCAMR_2_UNIT 1
BANCWAMI | Sutter Energy Center Dynamic 2 | Participating Unit | 12/31/1898 | NATURAL GAS | #Error | 270 | 1 | TESLA230 |  | PGAE | N | N | TG | SUTTER_2_TESLADYN | nan | PGAE | COMBINED CYCLE | 2019M06 | NP15 | SUTTER_2_TESLADYN
BANCWAMI | Sutter Energy Center Dynamic | Participating Unit | 12/31/1898 | NATURAL GAS | #Error | 270 | 1 | CTW230 |  | PGAE | N | N | TG | SUTTER_2_WASNDYN | nan | PGAE | COMBINED CYCLE | 2019M06 | NP15 | SUTTER_2_WASNDYN
CISO | SUNSHN_2_LNDFL5 | Non-Participating | 12/31/1898 | BIOGAS | 4.6 | 4.6 | 1 | Sunshine Gas Producers, L.L.C. Unit 5 | SUNSHN_2_LNDFL |  | N | Y | GEN | SUNSHN_2_LNDFL5 | nan |  | COMBUSTION TURBINE | 2019M06 | SP15 | SUNSHN_2_LNDFL
CISO | SUNSHN_2_LNDFL4 | Non-Participating | 12/31/1898 | BIOGAS | 4.6 | 4.6 | 1 | Sunshine Gas Producers, L.L.C. Unit 4 | SUNSHN_2_LNDFL |  | N | Y | GEN | SUNSHN_2_LNDFL4 | nan |  | COMBUSTION TURBINE | 2019M06 | SP15 | SUNSHN_2_LNDFL
CISO | SUNSHN_2_LNDFL3 | Non-Participating | 12/31/1898 | BIOGAS | 4.6 | 4.6 | 1 | Sunshine Gas Producers, L.L.C. Unit 3 | SUNSHN_2_LNDFL |  | N | Y | GEN | SUNSHN_2_LNDFL3 | nan |  | COMBUSTION TURBINE | 2019M06 | SP15 | SUNSHN_2_LNDFL
CISO | SUNSHN_2_LNDFL2 | Non-Participating | 12/31/1898 | BIOGAS | 4.6 | 4.6 | 1 | Sunshine Gas Producers, L.L.C. Unit 2 | SUNSHN_2_LNDFL |  | N | Y | GEN | SUNSHN_2_LNDFL2 | nan |  | COMBUSTION TURBINE | 2019M06 | SP15 | SUNSHN_2_LNDFL
CISO | SUNSHN_2_LNDFL1 | Non-Participating | 12/31/1898 | BIOGAS | 4.6 | 4.6 | 1 | Sunshine Gas Producers, L.L.C. Unit 1 | SUNSHN_2_LNDFL |  | N | Y | GEN | SUNSHN_2_LNDFL1 | nan |  | COMBUSTION TURBINE | 2019M06 | SP15 | SUNSHN_2_LNDFL
CISO | Sunshine Gas Producers | Participating Unit | 2014-09-01 | BIOGAS | #Error | 20 | 1 | Sunshine Gas Producers, L.L.C. | SUNSHN_2_LNDFL | PGAE | N | Y | GEN | SUNSHN_2_LNDFL | nan | PGAE | COMBUSTION TURBINE | 2019M06 | NP15 | SUNSHN_2_LNDFL
CISO | Sunset Reservoir - North Basin | Participating Unit | 2010-10-29 | SUN | 4.5 | 4.5 | 1 | RE SFCity1, LP |  | PGAE | N | N | GEN | MARTIN_1_SUNSET | nan | PGAE | PHOTO VOLTAIC | 2019M06 | NP15 | MARTIN_1_SUNSET
CISO | SunSelect 1 | Participating Unit | 2018-05-31 | NATURAL GAS | 4 | 4 | 1 | SunSelect Produce (California), Inc. |  | SCE | N | N | GEN | CUMMNG_6_SUNCT1 | nan | SCE | RECIPROCATING ENGINE | 2019M06 | SP15 | CUMMNG_6_SUNCT1
CISO | Sunrise Power Project Unit 3 | Non-Participating | 12/31/1898 | HEAT RECOVERY | 272 | 272 | 1 | Sunrise Power Company | SUNRIS_2_PL1X3 |  | N | Y | GEN | SUNRIS_2_UNIT 3 | nan |  | STEAM | 2019M06 | ZP26 | SUNRIS_2_PL1X3
CISO | Sunrise Power Project Unit 2 | Non-Participating | 12/31/1898 | NATURAL GAS | 164 | 164 | 1 | Sunrise Power Company | SUNRIS_2_PL1X3 |  | N | Y | GEN | SUNRIS_2_UNIT 2 | nan |  | COMBUSTION TURBINE | 2019M06 | ZP26 | SUNRIS_2_PL1X3
CISO | Sunrise Power Project Unit 1 | Non-Participating | 12/31/1898 | NATURAL GAS | 164 | 164 | 1 | Sunrise Power Company | SUNRIS_2_PL1X3 |  | N | Y | GEN | SUNRIS_2_UNIT 1 | nan |  | COMBUSTION TURBINE | 2019M06 | ZP26 | SUNRIS_2_PL1X3
CISO | Sunrise Power Project AGGREGATE II | Participating Unit | 2001-06-07 | NATURAL GAS | #Error | 586.02 | 1 | Sunrise Power Company | SUNRIS_2_PL1X3 | PGAE | N | Y | GEN | SUNRIS_2_PL1X3 | nan | PGAE | COMBINED CYCLE | 2019M06 | ZP26 | SUNRIS_2_PL1X3
CISO | Sunray 3 | Participating Unit | 2017-06-29 | SUN | 13.8 | 13.8 | 1 | Sunray Energy 3 LLC |  | SCE | N | N | GEN | GALE_1_SR3SR3 | nan | SCE | PHOTO VOLTAIC | 2019M06 | SP15 | GALE_1_SR3SR3
CISO | Sunray 2 | Participating Unit | 2017-06-02 | SUN | 20 | 20 | 1 | Sunray Energy 2, LLC |  | SCE | N | N | GEN | SEGS_1_SR2SL2 | nan | SCE | PHOTO VOLTAIC | 2019M06 | SP15 | SEGS_1_SR2SL2
CISO | Sunedison - Hesperia | Participating Unit | 2014-08-08 | SUN | 1.5 | 1.5 | 1 | SunEdison Utility Solutions, LLC |  | SCE | N | N | GEN | VICTOR_1_SLRHES | nan | SCE | PHOTO VOLTAIC | 2019M06 | SP15 | VICTOR_1_SLRHES
CISO | Sun Harvest Solar | Participating Unit | 2015-05-28 | SUN | 1.5 | 1.5 | 1 | Sun Harvest Solar |  | PGAE | N | N | GEN | S_RITA_6_SOLAR1 | nan | PGAE | PHOTO VOLTAIC | 2019M06 | NP15 | S_RITA_6_SOLAR1
CISO | Sun City Solar Project | Participating Unit | 2011-08-05 | SUN | 20 | 20 | 1 | Sun City LLC |  | PGAE | N | N | GEN | AVENAL_6_SUNCTY | nan | PGAE | PHOTO VOLTAIC | 2019M06 | ZP26 | AVENAL_6_SUNCTY
CISO | Summer Wheat Solar Farm | Participating Unit | 2018-10-11 | SUN | 18.5 | 18.5 | 1 | GASNA 6P, LLC |  | PGAE | N | N | GEN | SUMWHT_6_SWSSR1 | nan | PGAE | PHOTO VOLTAIC | 2019M06 | NP15 | SUMWHT_6_SWSSR1
CISO | Summer Solar North | Participating Unit | 2015-06-03 | SUN | 6.5 | 6.5 | 1 | FTS Master Tenant 1, LLC |  | SCE | N | N | GEN | DELSUR_6_SOLAR1 | nan | SCE | PHOTO VOLTAIC | 2019M06 | SP15 | DELSUR_6_SOLAR1
CISO | STS HYDROPOWER LTD. (KEKAWAKA) | Participating Unit | 1989-12-27 | WATER | 6 | 5.5 | 1 | STS HydroPower, Ltd. |  | PGAE | Y | N | GEN | KEKAWK_6_UNIT | nan | PGAE | HYDRO | 2019M06 | NP15 | KEKAWK_6_UNIT
CISO | Stroud Solar Station | Participating Unit | 2011-10-04 | SUN | 20 | 20 | 1 | Pacific Gas & Electric Company |  | PGAE | N | N | GEN | STROUD_6_SOLAR | nan | PGAE | PHOTO VOLTAIC | 2019M06 | NP15 | STROUD_6_SOLAR
CISO | STONEY GORGE HYDRO AGGREGATE | Participating Unit | 1986-01-01 | WATER | 4.9 | 4.9 | 1 | City of Santa Clara DBA Silicon Valley Power (MSS Agreement - S14) |  | PGAE | N | N | GEN | ELKCRK_6_STONYG | nan | NCPA | HYDRO | 2019M06 | NP15 | ELKCRK_6_STONYG
CISO | STOILS_1_UNIT 2 | Non-Participating | 12/31/1898 |  | 62.5 | 62.5 | 1 |  | STOILS_1_UNITS |  |  | Y | GEN | STOILS_1_UNIT 2 | nan |  |  | 2019M06 | NP15 | STOILS_1_UNITS
CISO | STOILS_1_UNIT 1 | Non-Participating | 12/31/1898 |  | 62.5 | 62.5 | 1 |  | STOILS_1_UNITS |  |  | Y | GEN | STOILS_1_UNIT 1 | nan |  |  | 2019M06 | NP15 | STOILS_1_UNITS
CISO | Stockton Biomas | Participating Unit | 2014-02-12 | BIOMASS | 45 | 45 | 1 | DTE Stockton, LLC |  | PGAE | Y | N | GEN | COGNAT_1_UNIT | nan | PGAE | STEAM | 2019M06 | NP15 | COGNAT_1_UNIT
CISO | STARWOOD POWER - MIDWAY UNIT 2 | Non-Participating | 12/31/1898 | NATURAL GAS | 82.3 | 82.3 | 1 | Starwood Power-Midway, LLC | PNCHPP_1_PL1X2 |  | N | Y | GEN | PNCHPP_1_CTG2 | nan |  | COMBUSTION TURBINE | 2019M06 | NP15 | PNCHPP_1_PL1X2
CISO | STARWOOD POWER - MIDWAY UNIT 1 | Non-Participating | 12/31/1898 | NATURAL GAS | 82.3 | 82.3 | 1 | Starwood Power-Midway, LLC | PNCHPP_1_PL1X2 |  | N | Y | GEN | PNCHPP_1_CTG1 | nan |  | COMBUSTION TURBINE | 2019M06 | NP15 | PNCHPP_1_PL1X2
CISO | STANISLAUS HYDRO | Participating Unit | 1963-01-01 | WATER | 95 | 91 | 1 | Pacific Gas & Electric Company |  | PGAE | N | N | GEN | STANIS_7_UNIT 1 | nan | PGAE | HYDRO | 2019M06 | NP15 | STANIS_7_UNIT 1
CISO | SS San Antonio West LLC | Participating Unit | 2013-12-20 | SUN | 1.5 | 1.5 | 1 | SS San Antonio West, LLC |  | SCE | N | N | GEN | CHINO_2_SASOLR | nan | SCE | PHOTO VOLTAIC | 2019M06 | SP15 | CHINO_2_SASOLR
CISO | SRI INTERNATIONAL | Participating Unit | 1987-03-10 | NATURAL GAS | 6.9 | 6.9 | 1 | Pacific Gas & Electric Company |  | PGAE | Y | N | GEN | SRINTL_6_UNIT | nan | PGAE | COMBUSTION TURBINE | 2019M06 | NP15 | SRINTL_6_UNIT
CISO | SPVP048 | Participating Unit | 2013-09-01 | SUN | 5 | 5 | 1 | Southern California Edison Company |  | SCE | N | N | GEN | SBERDO_2_RTS048 | nan | SCE | PHOTO VOLTAIC | 2019M06 | SP15 | SBERDO_2_RTS048
CISO | SPVP044 | Participating Unit | 2012-12-30 | SUN | 8 | 8 | 1 | Southern California Edison |  | SCE | N | N | GEN | VALLEY_5_RTS044 | nan | SCE | PHOTO VOLTAIC | 2019M06 | SP15 | VALLEY_5_RTS044
CISO | SPVP042 Porterville Solar | Participating Unit | 2012-11-24 | SUN | 5 | 5 | 1 | Southern California Edison |  | SCE | N | N | GEN | VESTAL_2_RTS042 | nan | SCE | PHOTO VOLTAIC | 2019M06 | SP15 | VESTAL_2_RTS042
CISO | SPVP033 | Participating Unit | 2013-08-05 | SUN | 1 | 1 | 1 | Southern California Edison |  | SCE | N | N | GEN | MIRLOM_2_RTS033 | nan | SCE | PHOTO VOLTAIC | 2019M06 | SP15 | MIRLOM_2_RTS033
CISO | SPVP032 | Participating Unit | 2013-06-17 | SUN | 1.5 | 1.5 | 1 | Southern California Edison |  | SCE | N | N | GEN | MIRLOM_2_RTS032 | nan | SCE | PHOTO VOLTAIC | 2019M06 | SP15 | MIRLOM_2_RTS032
CISO | SPVP028 | Participating Unit | 2013-08-08 | SUN | 3.5 | 3.5 | 1 | Southern California Edison |  | SCE | N | N | GEN | VISTA_2_RTS028 | nan | SCE | PHOTO VOLTAIC | 2019M06 | SP15 | VISTA_2_RTS028
CISO | SPVP027 | Participating Unit | 2013-06-17 | SUN | 2 | 2 | 1 | Southern California Edison |  | SCE | N | N | GEN | ETIWND_2_RTS027 | nan | SCE | PHOTO VOLTAIC | 2019M06 | SP15 | ETIWND_2_RTS027
CISO | SPVP026 | Participating Unit | 2016-02-05 | SUN | 6 | 6 | 1 | Southern California Edison |  | SCE | N | N | GEN | ETIWND_2_RTS026 | nan | SCE | PHOTO VOLTAIC | 2019M06 | SP15 | ETIWND_2_RTS026
CISO | SPVP023 Fontana RT Solar | Participating Unit | 2013-01-16 | SUN | 2.5 | 2.5 | 1 | Southern California Edison |  | SCE | N | N | GEN | ETIWND_2_RTS023 | nan | SCE | PHOTO VOLTAIC | 2019M06 | SP15 | ETIWND_2_RTS023
CISO | SPVP018 Fontana RT Solar | Participating Unit | 2012-11-24 | SUN | 1.5 | 1.5 | 1 | Southern California Edison |  | SCE | N | N | GEN | ETIWND_2_RTS018 | nan | SCE | PHOTO VOLTAIC | 2019M06 | SP15 | ETIWND_2_RTS018
CISO | SPVP017 | Participating Unit | 2011-12-15 | SUN | 3.5 | 3.5 | 1 | Southern California Edison |  | SCE | N | N | GEN | ETIWND_2_RTS017 | nan | SCE | PHOTO VOLTAIC | 2019M06 | SP15 | ETIWND_2_RTS017
CISO | SPVP016 Redlands RT Solar | Participating Unit | 2011-05-19 | SUN | 1.5 | 1.5 | 1 | Southern California Edison |  | SCE | N | N | GEN | SBERDO_2_RTS016 | nan | SCE | PHOTO VOLTAIC | 2019M06 | SP15 | SBERDO_2_RTS016
CISO | SPVP015 | Participating Unit | 2013-01-15 | SUN | 3 | 3 | 1 | Southern California Edison |  | SCE | N | N | GEN | ETIWND_2_RTS015 | nan | SCE | PHOTO VOLTAIC | 2019M06 | SP15 | ETIWND_2_RTS015
CISO | SPVP013 | Participating Unit | 2013-06-11 | SUN | 3.5 | 3.5 | 1 | Southern California Edison |  | SCE | N | N | GEN | SBERDO_2_RTS013 | nan | SCE | PHOTO VOLTAIC | 2019M06 | SP15 | SBERDO_2_RTS013
CISO | SPVP011 | Participating Unit | 2011-11-11 | SUN | 3.5 | 3.5 | 1 | Southern California Edison |  | SCE | N | N | GEN | SBERDO_2_RTS011 | nan | SCE | PHOTO VOLTAIC | 2019M06 | SP15 | SBERDO_2_RTS011
CISO | SPVP010 Fontana RT Solar | Participating Unit | 2013-01-08 | SUN | 1.5 | 1.5 | 1 | Southern California Edison |  | SCE | N | N | GEN | ETIWND_2_RTS010 | nan | SCE | PHOTO VOLTAIC | 2019M06 | SP15 | ETIWND_2_RTS010
CISO | SPVP007 Redlands RT Solar | Participating Unit | 2012-11-24 | SUN | 2.5 | 2.5 | 1 | Southern California Edison |  | SCE | N | N | GEN | SBERDO_2_RTS007 | nan | SCE | PHOTO VOLTAIC | 2019M06 | SP15 | SBERDO_2_RTS007
CISO | SPVP005 Redlands RT Solar | Participating Unit | 2012-11-24 | SUN | 2.5 | 2.5 | 1 | Southern California Edison |  | SCE | N | N | GEN | SBERDO_2_RTS005 | nan | SCE | PHOTO VOLTAIC | 2019M06 | SP15 | SBERDO_2_RTS005
CISO | SPRINGVILLE QFS | Participating Unit | 1909-01-01 | OTHER | 0.9 | 0.18 | 1 | Southern California Edison Company |  | SCE | Y | N | GEN | SPRGVL_2_QF | nan | SCE | OTHER | 2019M06 | SP15 | SPRGVL_2_QF
CISO | Springville Hydroelectric Generator | Participating Unit | 2016-04-19 | WATER | 1 | 1 | 1 | Calleguas MWD |  | SCE | N | N | GEN | SNCLRA_2_SPRHYD | nan | SCE | HYDRO | 2019M06 | SP15 | SNCLRA_2_SPRHYD
CISO | SPRINGS GENERATION PROJECT AGGREGATE | Participating Unit | 2002-06-13 | NATURAL GAS | #Error | 36 | 1 | City of Riverside (MSSA) | RVSIDE_6_SPRING | SCE | N | Y | GEN | RVSIDE_6_SPRING | nan | RVSD | COMBUSTION TURBINE | 2019M06 | SP15 | RVSIDE_6_SPRING
CISO | SPRING GAP HYDRO | Participating Unit | 1921-01-01 | WATER | 7 | 7 | 1 | Pacific Gas & Electric Company |  | PGAE | N | N | GEN | SPRGAP_1_UNIT 1 | nan | PGAE | HYDRO | 2019M06 | NP15 | SPRGAP_1_UNIT 1
CISO | SPICER HYDRO UNITS 1-3 AGGREGATE | Participating Unit | 1990-01-01 | WATER | #Error | 6 | 1 | NCPA (MSS Agreement - S14) | SPICER_1_UNITS | PGAE | N | Y | GEN | SPICER_1_UNITS | nan | NCPA | HYDRO | 2019M06 | NP15 | SPICER_1_UNITS
CISO | SPICER HYDRO UNIT 3 | Non-Participating | 12/31/1898 | WATER | 0.5 | 0.5 | 1 | NCPA (MSS Agreement - S14) | SPICER_1_UNITS |  | N | Y | GEN | SPICER_1_UNIT 3 | nan |  | HYDRO | 2019M06 | NP15 | SPICER_1_UNITS
CISO | SPICER HYDRO UNIT 2 | Non-Participating | 12/31/1898 | WATER | 2.8 | 2.8 | 1 | NCPA (MSS Agreement - S14) | SPICER_1_UNITS |  | N | Y | GEN | SPICER_1_UNIT 2 | nan |  | HYDRO | 2019M06 | NP15 | SPICER_1_UNITS
CISO | SPICER HYDRO UNIT 1 | Non-Participating | 12/31/1898 | WATER | 2.8 | 2.8 | 1 | NCPA (MSS Agreement - S14) | SPICER_1_UNITS |  | N | Y | GEN | SPICER_1_UNIT 1 | nan |  | HYDRO | 2019M06 | NP15 | SPICER_1_UNITS
CISO | SPI Anderson 2 | Participating Unit | 2015-09-09 | BIOMASS | 30.1 | 27.15 | 1 | Sierra Pacific Industries |  | PGAE | Y | N | GEN | SPIAND_1_ANDSN2 | nan | PGAE | STEAM | 2019M06 | NP15 | SPIAND_1_ANDSN2
CISO | SPBURN_7_SNOWMT | Participating Unit | 1990-03-28 | WATER | 3 | 3 | 1 | Pacific Gas & Electric Company |  | PGAE | Y | N | GEN | SPBURN_7_SNOWMT | nan | PGAE | HYDRO | 2019M06 | NP15 | SPBURN_7_SNOWMT
CISO | SPAULDING HYDRO PH 3 UNIT | Participating Unit | 1928-01-01 | WATER | 6.5 | 6.5 | 1 | Pacific Gas & Electric Company |  | PGAE | N | N | GEN | SPAULD_6_UNIT 3 | nan | PGAE | HYDRO | 2019M06 | NP15 | SPAULD_6_UNIT 3
CISO | SPAULDING HYDRO PH 2 UNIT | Non-Participating | 12/31/1898 | WATER | 4.4 | 4.4 | 1 | Pacific Gas & Electric Company | SPAULD_6_UNIT12 |  | N | Y | GEN | SPAULD_6_UNIT 2 | nan |  | HYDRO | 2019M06 | NP15 | SPAULD_6_UNIT12
CISO | SPAULDING HYDRO PH 1 UNIT | Non-Participating | 12/31/1898 | WATER | 7 | 7 | 1 | Pacific Gas & Electric Company | SPAULD_6_UNIT12 |  | N | Y | GEN | SPAULD_6_UNIT 1 | nan |  | HYDRO | 2019M06 | NP15 | SPAULD_6_UNIT12
CISO | SPAULDING HYDRO PH 1 & 2 AGGREGATE | Participating Unit | 1929-01-01 | WATER | #Error | 11.4 | 1 | Pacific Gas & Electric Company | SPAULD_6_UNIT12 | PGAE | N | Y | GEN | SPAULD_6_UNIT12 | nan | PGAE | HYDRO | 2019M06 | NP15 | SPAULD_6_UNIT12
CISO | Southeast Resource Recovery | Participating Unit | 1988-01-01 | WASTE TO POWER | 41.3 | 34 | 1 | City of Long Beach |  | SCE | Y | N | GEN | HINSON_6_SERRGN | nan | SCE | STEAM | 2019M06 | SP15 | HINSON_6_SERRGN
CISO | South Kern Solar PV Plant | Participating Unit | 2015-04-07 | SUN | 20 | 20 | 1 | Algonquin SKIC 20 Solar, LLC |  | PGAE | N | N | GEN | SKERN_6_SOLAR1 | nan | PGAE | PHOTO VOLTAIC | 2019M06 | ZP26 | SKERN_6_SOLAR1
CISO | SOUTH HYDRO | Participating Unit | 1979-01-01 | WATER | 7.1 | 7.1 | 1 | Pacific Gas & Electric Company |  | PGAE | N | N | GEN | SOUTH_2_UNIT | nan | PGAE | HYDRO | 2019M06 | NP15 | SOUTH_2_UNIT
CISO | South Belridge Cogen Facility | Participating Unit | 1985-01-01 | NATURAL GAS | 69.6 | 55.2 | 1 | Aera Energy LLC |  | PGAE | Y | N | GEN | KERNRG_1_UNITS | nan | PGAE | COMBUSTION TURBINE | 2019M06 | ZP26 | KERNRG_1_UNITS
CISO | Sonora 1 | Participating Unit | 2013-12-23 | SUN | 1.5 | 1.5 | 1 | Fresh Air Energy IV, LLC |  | PGAE | N | N | GEN | PEORIA_1_SOLAR | nan | PGAE | PHOTO VOLTAIC | 2019M06 | NP15 | PEORIA_1_SOLAR
CISO | SONOMA POWER PLANT | Participating Unit | 1983-01-01 | GEOTHERMAL | 78 | 53 | 1 | Geysers Power Company, LLC |  | PGAE | N | N | GEN | SMUDGO_7_UNIT 1 | nan | PGAE | STEAM | 2019M06 | NP15 | SMUDGO_7_UNIT 1
CISO | Sonoma County Landfill | Participating Unit | 1993-04-30 | BIOGAS | 8 | 5 | 1 | Republic Services of Sonoma County Energy Producers, Inc |  | PGAE | Y | N | GEN | SNMALF_6_UNITS | nan | PGAE | RECIPROCATING ENGINE | 2019M06 | NP15 | SNMALF_6_UNITS
CISO | Solverde 1 | Participating Unit | 2016-12-17 | SUN | 85 | 85 | 1 | Solverde 1, LLC |  | SCE | N | N | GEN | BIGSKY_2_SOLAR6 | nan | SCE | PHOTO VOLTAIC | 2019M06 | SP15 | BIGSKY_2_SOLAR6
CISO | Solar Star 2 | Participating Unit | 2014-07-31 | SUN | #Error | 276 | 1 | Solar Star California XX, LLC | SLSTR2_2_SOLAR2 | SCE | N | Y | GEN | SLSTR2_2_SOLAR2 | nan | SCE | PHOTO VOLTAIC | 2019M06 | SP15 | SLSTR2_2_SOLAR2
CISO | Solar Star 2 | Non-Participating | 12/31/1898 | SUN | 57 | 57 | 1 | Southern California Edison Company | SLSTR2_2_SOLAR2 |  | N | Y | GEN | SLSTR2_2_SOLR2B | nan |  | PHOTO VOLTAIC | 2019M06 | SP15 | SLSTR2_2_SOLAR2
CISO | Solar Star 2 | Non-Participating | 12/31/1898 | SUN | 219 | 219 | 1 | Southern California Edison Company | SLSTR2_2_SOLAR2 |  | N | Y | GEN | SLSTR2_2_SOLR2A | nan |  | PHOTO VOLTAIC | 2019M06 | SP15 | SLSTR2_2_SOLAR2
CISO | Solar Star 1 | Non-Participating | 12/31/1898 | SUN | 151.5 | 151.5 | 1 | Southern California Edison Company | SLSTR1_2_SOLAR1 |  | N | Y | GEN | SLSTR1_2_SOLR1A | nan |  | PHOTO VOLTAIC | 2019M06 | SP15 | SLSTR1_2_SOLAR1
CISO | Solar Star 1 | Non-Participating | 12/31/1898 | SUN | 166.5 | 166.5 | 1 | Southern California Edison Company | SLSTR1_2_SOLAR1 |  | N | Y | GEN | SLSTR1_2_SOLR1B | nan |  | PHOTO VOLTAIC | 2019M06 | SP15 | SLSTR1_2_SOLAR1
CISO | Solar Star 1 | Participating Unit | 2014-10-22 | SUN | #Error | 310 | 1 | Solar Star California XIX, LLC | SLSTR1_2_SOLAR1 | SCE | N | Y | GEN | SLSTR1_2_SOLAR1 | nan | SCE | PHOTO VOLTAIC | 2019M06 | SP15 | SLSTR1_2_SOLAR1
CISO | Solano Wind Project Phase 3 | Participating Unit | 2012-04-18 | WIND | 128 | 127.8 | 1 | Solano 3 Wind LLC |  | PGAE | N | N | GEN | USWNDR_2_SMUD2 | nan | PGAE | WIND | 2019M06 | NP15 | USWNDR_2_SMUD2
CISO | SOLANO WIND FARM | Participating Unit | 1994-01-01 | WIND | 102.2 | 102.18 | 1 | Sacramento Municipal Utility District |  | PGAE | N | N | GEN | USWNDR_2_SMUD | nan | PGAE | WIND | 2019M06 | NP15 | USWNDR_2_SMUD
CISO | Soccer Center | Participating Unit | 2017-08-11 | SUN | 3.8 | 3 | 1 | SolarCity Corporation |  | SCE | N | N | GEN | OASIS_6_SOLAR3 | nan | SCE | PHOTO VOLTAIC | 2019M06 | SP15 | OASIS_6_SOLAR3
BANCSMUD | SMUD Regulation Market | Participating Unit | 2017-03-01 | OTHER | #Error | 124 | 1 | RANCHOSECO |  | PGAE | N | N | TG | RANCHO_2_SMUDSYSDYN | nan | PGAE | OTHER | 2019M06 | NP15 | RANCHO_2_SMUDSYSDYN
CISO | SMALL QF AGGREGATION - ZENIA | Participating Unit | 1983-01-01 | WATER | 1 | 1 | 1 | Pacific Gas & Electric Company |  | PGAE | Y | N | GEN | FULTON_1_QF | nan | PGAE | HYDRO | 2019M06 | NP15 | FULTON_1_QF
CISO | SMALL QF AGGREGATION - VALLEJO/DINSMORE | Participating Unit | 1985-01-01 | OTHER | 1 | 0.5 | 1 | Pacific Gas & Electric Company |  | PGAE | Y | N | GEN | IGNACO_1_QF | nan | PGAE | OTHER | 2019M06 | NP15 | IGNACO_1_QF
CISO | SMALL QF AGGREGATION - TRINITY | Participating Unit | 12/31/1898 | WATER | 1.3 | 1.25 | 1 | Pacific Gas & Electric Company |  | PGAE | Y | N | GEN | HUMBSB_1_QF | nan | PGAE | HYDRO | 2019M06 | NP15 | HUMBSB_1_QF
CISO | SMALL QF AGGREGATION - STOCKTON | Participating Unit | 1982-01-01 | OTHER | 5 | 2 | 1 | Pacific Gas & Electric Company |  | PGAE | Y | N | GEN | TESLA_1_QF | nan | PGAE | OTHER | 2019M06 | NP15 | TESLA_1_QF
CISO | SMALL QF AGGREGATION - SANTA CRUZ | Participating Unit | 1985-01-01 | OTHER | 1 | 1 | 1 | Pacific Gas & Electric Company |  | PGAE | Y | N | GEN | MOSSLD_1_QF | nan | PGAE | OTHER | 2019M06 | NP15 | MOSSLD_1_QF
CISO | SMALL QF AGGREGATION - SAN LUIS OBISPO | Participating Unit | 12/31/1898 | OTHER | 1 | 1 | 1 | Pacific Gas & Electric Company |  | PGAE | Y | N | GEN | MESAP_1_QF | nan | PGAE | OTHER | 2019M06 | ZP26 | MESAP_1_QF
CISO | SMALL QF AGGREGATION - SAN DIEGO | Participating Unit | 1980-01-01 | OTHER | 50 | 2 | 1 | SDG&E Exempt |  | SDGE | Y | N | GEN | MSSION_2_QF | nan | SDGE |  | 2019M06 | SP15 | MSSION_2_QF
CISO | SMALL QF AGGREGATION - SAB FRABCUSCI | Participating Unit | 1987-01-01 | NATURAL GAS | 15 | 1 | 1 | Pacific Gas & Electric Company |  | PGAE | Y | N | GEN | MISSIX_1_QF | nan | PGAE | COMBUSTION TURBINE | 2019M06 | NP15 | MISSIX_1_QF
CISO | SMALL QF AGGREGATION - PARADISE | Participating Unit | 1983-01-01 | WATER | 5.8 | 1.7 | 1 | Pacific Gas & Electric Company |  | PGAE | Y | N | GEN | TBLMTN_6_QF | nan | PGAE | HYDRO | 2019M06 | NP15 | TBLMTN_6_QF
CISO | SMALL QF AGGREGATION - OAKLAND | Participating Unit | 1983-12-05 | NATURAL GAS | 1.3 | 1.25 | 1 | Pacific Gas & Electric Company |  | PGAE | Y | N | GEN | CLRMTK_1_QF | nan | PGAE | COMBUSTION TURBINE | 2019M06 | NP15 | CLRMTK_1_QF
CISO | SMALL QF AGGREGATION - LOS BANOS | Participating Unit | 1986-02-01 | WATER | 2.5 | 2.5 | 1 | Pacific Gas & Electric Company |  | PGAE | Y | N | GEN | WRGHTP_7_AMENGY | nan | PGAE | HYDRO | 2019M06 | NP15 | WRGHTP_7_AMENGY
CISO | SMALL QF AGGREGATION - GRASS VALLEY | Participating Unit | 1984-01-01 | WATER | 2.5 | 1.7 | 1 | Pacific Gas & Electric Company |  | PGAE | Y | N | GEN | RIOOSO_1_QF | nan | PGAE | HYDRO | 2019M06 | NP15 | RIOOSO_1_QF
CISO | SMALL QF AGGREGATION - FRESNO | Participating Unit | 1990-01-01 | WATER | 2.5 | 2.5 | 1 | Pacific Gas & Electric Company |  | PGAE | Y | N | GEN | MCCALL_1_QF | nan | PGAE | HYDRO | 2019M06 | NP15 | MCCALL_1_QF
CISO | SMALL QF AGGREGATION - BURNEY | Participating Unit | 1982-01-01 | WATER | 1 | 0.5 | 1 | Pacific Gas & Electric Company |  | PGAE | Y | N | GEN | CTNWDP_1_QF | nan | PGAE | HYDRO | 2019M06 | NP15 | CTNWDP_1_QF
CISO | SLY CREEK HYDRO | Participating Unit | 1983-01-01 | WATER | 13 | 13 | 1 | South Feather Water and Power |  | PGAE | N | N | GEN | SLYCRK_1_UNIT 1 | nan | PGAE | HYDRO | 2019M06 | NP15 | SLYCRK_1_UNIT 1
CISO | SLAB CREEK HYDRO | Participating Unit | 12/31/1898 | WATER | 0.4 | 1 | 1 | SMUD ICAOA |  | PGAE | N | N | GEN | APLHIL_1_SLABCK | nan | PGAE | HYDRO | 2019M06 | NP15 | APLHIL_1_SLABCK
CISO | Sky River | Participating Unit | 2012-12-11 | WIND | 77 | 77 | 1 | Sky River, LLC |  | SCE | Y | N | GEN | JAWBNE_2_SRWND | nan | SCE | WIND | 2019M06 | SP15 | JAWBNE_2_SRWND
CISO | SKIC Solar | Participating Unit | 2017-01-05 | SUN | 10 | 10 | 1 | Algonquin SKIC 10 Solar, LLC |  | PGAE | N | N | GEN | SKERN_6_SOLAR2 | nan | PGAE | PHOTO VOLTAIC | 2019M06 | ZP26 | SKERN_6_SOLAR2
CISO | Silver State South | Participating Unit | 2016-08-23 | SUN | #Error | 250 | 1 | Silver State Solar Power South, LLC | PRIMM_2_SOLAR1 | SCE | N | Y | GEN | PRIMM_2_SOLAR1 | nan | SCE | PHOTO VOLTAIC | 2019M06 | SP15 | PRIMM_2_SOLAR1
CISO | Silver Springs | Participating Unit | 2017-08-10 | WATER | 0.6 | 0.6 | 1 | Mega Renewables |  | PGAE | Y | N | GEN | RNDMTN_2_SLSPHY1 | nan | PGAE | HYDRO | 2019M06 | NP15 | RNDMTN_2_SLSPHY1
CISO | SILVER RIDGE MOUNT SIGNAL 3 | Participating Unit | 2018-10-09 | SUN | 250 | 250 | 1 | IMPERIAL VALLEY SOLAR 3, LLC |  | SDGE | N | N | GEN | SLRMS3_2_SRMSR1 | nan | SDGE | PHOTO VOLTAIC | 2019M06 | SP15 | SLRMS3_2_SRMSR1
CISO | Silver Ridge Mount Signal | Participating Unit | 2013-10-28 | SUN | 200 | 200 | 1 | Imperial Valley Solar 1, LLC |  | SDGE | N | N | GEN | IVSLRP_2_SOLAR1 | nan | SDGE | PHOTO VOLTAIC | 2019M06 | SP15 | IVSLRP_2_SOLAR1
CISO | Sierra Solar Greenworks LLC | Participating Unit | 2015-11-30 | SUN | 20 | 20 | 1 | Sierra Solar Greenworks LLC |  | SCE | N | N | GEN | PLAINV_6_SOLAR3 | nan | SCE | PHOTO VOLTAIC | 2019M06 | SP15 | PLAINV_6_SOLAR3
CISO | SIERRA PACIFIC IND. (SONORA) | Participating Unit | 2018-04-12 | BIOMASS | 7.5 | 7.5 | 1 | Sierra Pacific Industries |  | PGAE | Y | N | GEN | SPIFBD_1_PL1X2 | nan | PGAE | STEAM | 2019M06 | NP15 | SPIFBD_1_PL1X2
CISO | SHILOH WIND PROJECT 2 | Participating Unit | 2009-01-27 | WIND | 150 | 150 | 1 | Shiloh Wind Project 2, LLC |  | PGAE | N | N | GEN | BRDSLD_2_SHILO2 | nan | PGAE | WIND | 2019M06 | NP15 | BRDSLD_2_SHILO2
CISO | Shiloh IV Wind Project | Participating Unit | 2012-12-07 | WIND | 100 | 100 | 1 | Shiloh IV Wind Project, LLC |  | PGAE | N | N | GEN | BRDSLD_2_SHLO3B | nan | PGAE | WIND | 2019M06 | NP15 | BRDSLD_2_SHLO3B
CISO | Shiloh III Wind Project, LLC | Participating Unit | 2011-12-22 | WIND | 100 | 102.5 | 1 | Shiloh III Wind Project, LLC |  | PGAE | N | N | GEN | BRDSLD_2_SHLO3A | nan | PGAE | WIND | 2019M06 | NP15 | BRDSLD_2_SHLO3A
CISO | Shiloh I Wind Project | Participating Unit | 2006-03-30 | WIND | 150 | 150 | 1 | Shiloh 1 Wind Project LLC |  | PGAE | N | N | GEN | BRDSLD_2_SHILO1 | nan | PGAE | WIND | 2019M06 | NP15 | BRDSLD_2_SHILO1
CISO | Shell Oil Refinery Unit 3 | Non-Participating | 12/31/1898 | NATURAL GAS | 40 | 40 | 1 | Martinez Refining Company-Division of Equilon Enterprises, LLC | SHELRF_1_UNITS |  | N | Y | GEN | SHELRF_7_UNIT 3 | nan |  | COMBUSTION TURBINE | 2019M06 | NP15 | SHELRF_1_UNITS
CISO | Shell Oil Refinery Unit 2 | Non-Participating | 12/31/1898 | NATURAL GAS | 40 | 40 | 1 | Martinez Refining Company-Division of Equilon Enterprises, LLC | SHELRF_1_UNITS |  | N | Y | GEN | SHELRF_7_UNIT 2 | nan |  | COMBUSTION TURBINE | 2019M06 | NP15 | SHELRF_1_UNITS
CISO | Shell Oil Refinery Unit 1 | Non-Participating | 12/31/1898 | HEAT RECOVERY | 20 | 20 | 1 | Martinez Refining Company-Division of Equilon Enterprises, LLC | SHELRF_1_UNITS |  | N | Y | GEN | SHELRF_7_UNIT 1 | nan |  | STEAM | 2019M06 | NP15 | SHELRF_1_UNITS
CISO | SHELL OIL REFINERY AGGREGATE | Participating Unit | 1995-01-01 | NATURAL GAS | #Error | 100 | 1 | Martinez Refining Company-Division of Equilon Enterprises, LLC | SHELRF_1_UNITS | PGAE | Y | Y | GEN | SHELRF_1_UNITS | nan | PGAE | COMBINED CYCLE | 2019M06 | NP15 | SHELRF_1_UNITS
CISO | Shafter Solar | Participating Unit | 2015-06-04 | SUN | 20 | 20 | 1 | Shafter Solar, LLC |  | PGAE | N | N | GEN | 7STDRD_1_SOLAR1 | nan | PGAE | PHOTO VOLTAIC | 2019M06 | ZP26 | 7STDRD_1_SOLAR1
IID | SG Sorrento | Participating Unit | 2015-08-29 | SUN | #Error | 50 | 1 | IVLY2 |  | SDGE | N | N | TG | SNORA_2_SNRSLR | nan | SDGE | PHOTO VOLTAIC | 2019M06 | SP15 | SNORA_2_SNRSLR
IID | SG Arkansas | Participating Unit | 2015-08-29 | SUN | 50 | 50 | 1 | IVLY2 |  | SDGE | N | N | TG | ARKANS_1_ARKSLR | nan | SDGE | PHOTO VOLTAIC | 2019M06 | SP15 | ARKANS_1_ARKSLR
IID | SG Alhambra | Participating Unit | 2015-08-29 | SUN | 50 | 50 | 1 | IVLY2 |  | SDGE | N | N | TG | ALHMBR_1_ALHSLR | nan | SDGE | PHOTO VOLTAIC | 2019M06 | SP15 | ALHMBR_1_ALHSLR
IID | Seville Solar One | Participating Unit | 2015-12-30 | SUN | 20 | 20 | 1 | IVLY2 |  | SDGE | N | N | TG | ANZA_6_SOLAR1 | nan | SDGE | PHOTO VOLTAIC | 2019M06 | SP15 | ANZA_6_SOLAR1
CISO | SEPV9 | Participating Unit | 2013-06-01 | SUN | 9 | 9 | 1 | Highlander Solar 2, LLC |  | SCE | N | N | GEN | DEVERS_1_SOLAR2 | nan | SCE | PHOTO VOLTAIC | 2019M06 | SP15 | DEVERS_1_SOLAR2
CISO | SEPV8 | Participating Unit | 2013-06-01 | SUN | 12 | 12 | 1 | Highlander Solar 1, LLC |  | SCE | N | N | GEN | DEVERS_1_SOLAR1 | nan | SCE | PHOTO VOLTAIC | 2019M06 | SP15 | DEVERS_1_SOLAR1
CISO | SEPV Palmdale East, LLC | Participating Unit | 2015-07-31 | SUN | 10 | 10 | 1 | SEPV Palmdale East, LLC |  | SCE | N | N | GEN | PMDLET_6_SOLAR1 | nan | SCE | PHOTO VOLTAIC | 2019M06 | SP15 | PMDLET_6_SOLAR1
CISO | SEPV 5 | Participating Unit | 2012-05-10 | SUN | 2 | 2 | 1 | SEPV2, LLC |  | SCE | N | N | GEN | DEVERS_1_SEPV05 | nan | SCE | PHOTO VOLTAIC | 2019M06 | SP15 | DEVERS_1_SEPV05
CISO | Sentinel Unit 8 | Participating Unit | 2013-05-06 | NATURAL GAS | 131.8 | 101.8 | 1 | CPV Sentinel, LLC |  | SCE | N | N | GEN | SENTNL_2_CTG8 | nan | SCE | COMBUSTION TURBINE | 2019M06 | SP15 | SENTNL_2_CTG8
CISO | Sentinel Unit 7 | Participating Unit | 2013-05-06 | NATURAL GAS | 131.8 | 97.06 | 1 | CPV Sentinel, LLC |  | SCE | N | N | GEN | SENTNL_2_CTG7 | nan | SCE | COMBUSTION TURBINE | 2019M06 | SP15 | SENTNL_2_CTG7
CISO | Sentinel Unit 6 | Participating Unit | 2013-05-06 | NATURAL GAS | 131.8 | 100.99 | 1 | CPV Sentinel, LLC |  | SCE | N | N | GEN | SENTNL_2_CTG6 | nan | SCE | COMBUSTION TURBINE | 2019M06 | SP15 | SENTNL_2_CTG6
CISO | Sentinel Unit 5 | Participating Unit | 2013-05-06 | NATURAL GAS | 131.8 | 103.81 | 1 | CPV Sentinel, LLC |  | SCE | N | N | GEN | SENTNL_2_CTG5 | nan | SCE | COMBUSTION TURBINE | 2019M06 | SP15 | SENTNL_2_CTG5
CISO | Sentinel Unit 4 | Participating Unit | 2013-05-06 | NATURAL GAS | 131.8 | 102.47 | 1 | CPV Sentinel, LLC |  | SCE | N | N | GEN | SENTNL_2_CTG4 | nan | SCE | COMBUSTION TURBINE | 2019M06 | SP15 | SENTNL_2_CTG4
CISO | Sentinel Unit 3 | Participating Unit | 2013-05-06 | NATURAL GAS | 131.8 | 96.85 | 1 | CPV Sentinel, LLC |  | SCE | N | N | GEN | SENTNL_2_CTG3 | nan | SCE | COMBUSTION TURBINE | 2019M06 | SP15 | SENTNL_2_CTG3
CISO | Sentinel Unit 2 | Participating Unit | 2013-05-06 | NATURAL GAS | 131.8 | 95.34 | 1 | CPV Sentinel, LLC |  | SCE | N | N | GEN | SENTNL_2_CTG2 | nan | SCE | COMBUSTION TURBINE | 2019M06 | SP15 | SENTNL_2_CTG2
CISO | Sentinel Unit 1 | Participating Unit | 2013-05-06 | NATURAL GAS | 131.8 | 103.76 | 1 | CPV Sentinel, LLC |  | SCE | N | N | GEN | SENTNL_2_CTG1 | nan | SCE | COMBUSTION TURBINE | 2019M06 | SP15 | SENTNL_2_CTG1
CISO | SCEW_2_PDRP117 | Participating Unit | 12/31/1898 | OTHER | #Error | 0.99 | 1 | Leapfrog Power, inc. | SCEW_2_PDRP117 | SCE | N | Y | GEN | SCEW_2_PDRP117 | nan | SCE | OTHER | 2019M06 | SP15 | SCEW_2_PDRP117
CISO | SCEW_2_PDRP105 | Participating Unit | 12/31/1898 | OTHER | #Error | 0.99 | 1 | OHMCONNECT, INC. | SCEW_2_PDRP105 | SCE | N | Y | GEN | SCEW_2_PDRP105 | nan | SCE | OTHER | 2019M06 | SP15 | SCEW_2_PDRP105
CISO | SCEW_2_PDRP104 | Participating Unit | 12/31/1898 | OTHER | #Error | 0.99 | 1 | OHMCONNECT, INC. | SCEW_2_PDRP104 | SCE | N | Y | GEN | SCEW_2_PDRP104 | nan | SCE | OTHER | 2019M06 | SP15 | SCEW_2_PDRP104
CISO | SCEW_2_PDRP103 | Participating Unit | 12/31/1898 | OTHER | #Error | 0.99 | 1 | OHMCONNECT, INC. | SCEW_2_PDRP103 | SCE | N | Y | GEN | SCEW_2_PDRP103 | nan | SCE | OTHER | 2019M06 | SP15 | SCEW_2_PDRP103
CISO | SCEW_2_PDRP102 | Participating Unit | 12/31/1898 | OTHER | #Error | 0.99 | 1 | OHMCONNECT, INC. | SCEW_2_PDRP102 | SCE | N | Y | GEN | SCEW_2_PDRP102 | nan | SCE | OTHER | 2019M06 | SP15 | SCEW_2_PDRP102
CISO | SCEW_2_PDRP101 | Participating Unit | 12/31/1898 | OTHER | #Error | 0.99 | 1 | OHMCONNECT, INC. | SCEW_2_PDRP101 | SCE | N | Y | GEN | SCEW_2_PDRP101 | nan | SCE | OTHER | 2019M06 | SP15 | SCEW_2_PDRP101
CISO | SCEW_2_PDRP100 | Participating Unit | 12/31/1898 | OTHER | #Error | 0.99 | 1 | OHMCONNECT, INC. | SCEW_2_PDRP100 | SCE | N | Y | GEN | SCEW_2_PDRP100 | nan | SCE | OTHER | 2019M06 | SP15 | SCEW_2_PDRP100
WALC | SCEHOV_2_HOOVER | Participating Unit | 12/31/1898 | WATER | #Error | 287.01 | 1 | MEAD230 |  | SCE | N | N | TG | SCEHOV_2_HOOVER | nan | SCE |  | 2019M06 | SP15 | SCEHOV_2_HOOVER
CISO | SCEC_1_PDRP111 | Participating Unit | 12/31/1898 | OTHER | #Error | 9.99 | 1 | Leapfrog Power, inc. | SCEC_1_PDRP111 | SCE | N | Y | GEN | SCEC_1_PDRP111 | nan | SCE | OTHER | 2019M06 | SP15 | SCEC_1_PDRP111
CISO | SCEC_1_PDRP105 | Participating Unit | 12/31/1898 | OTHER | #Error | 0.99 | 1 | OHMCONNECT, INC. | SCEC_1_PDRP105 | SCE | N | Y | GEN | SCEC_1_PDRP105 | nan | SCE | OTHER | 2019M06 | SP15 | SCEC_1_PDRP105
CISO | SCEC_1_PDRP104 | Participating Unit | 12/31/1898 | OTHER | #Error | 0.99 | 1 | OHMCONNECT, INC. | SCEC_1_PDRP104 | SCE | N | Y | GEN | SCEC_1_PDRP104 | nan | SCE | OTHER | 2019M06 | SP15 | SCEC_1_PDRP104
CISO | SCEC_1_PDRP103 | Participating Unit | 12/31/1898 | OTHER | #Error | 0.99 | 1 | OHMCONNECT, INC. | SCEC_1_PDRP103 | SCE | N | Y | GEN | SCEC_1_PDRP103 | nan | SCE | OTHER | 2019M06 | SP15 | SCEC_1_PDRP103
CISO | SCEC_1_PDRP102 | Participating Unit | 12/31/1898 | OTHER | #Error | 0.99 | 1 | OHMCONNECT, INC. | SCEC_1_PDRP102 | SCE | N | Y | GEN | SCEC_1_PDRP102 | nan | SCE | OTHER | 2019M06 | SP15 | SCEC_1_PDRP102
CISO | SCEC_1_PDRP101 | Participating Unit | 12/31/1898 | OTHER | #Error | 0.99 | 1 | OHMCONNECT, INC. | SCEC_1_PDRP101 | SCE | N | Y | GEN | SCEC_1_PDRP101 | nan | SCE | OTHER | 2019M06 | SP15 | SCEC_1_PDRP101
CISO | SCEC_1_PDRP100 | Participating Unit | 12/31/1898 | OTHER | #Error | 0.99 | 1 | OHMCONNECT, INC. | SCEC_1_PDRP100 | SCE | N | Y | GEN | SCEC_1_PDRP100 | nan | SCE | OTHER | 2019M06 | SP15 | SCEC_1_PDRP100
CISO | SBERDO_7_STG4 | Non-Participating | 12/31/1898 |  | 202 | 202 | 1 |  | SBERDO_2_PSP4 |  |  | Y | GEN | SBERDO_7_STG4 | nan |  |  | 2019M06 | SP15 | SBERDO_2_PSP4
CISO | SBERDO_7_STG3 | Non-Participating | 12/31/1898 |  | 202 | 202 | 1 |  | SBERDO_2_PSP3 |  |  | Y | GEN | SBERDO_7_STG3 | nan |  |  | 2019M06 | SP15 | SBERDO_2_PSP3
CISO | SBERDO_7_CT4B | Non-Participating | 12/31/1898 |  | 182 | 182 | 1 |  | SBERDO_2_PSP4 |  |  | Y | GEN | SBERDO_7_CT4B | nan |  |  | 2019M06 | SP15 | SBERDO_2_PSP4
CISO | SBERDO_7_CT4A | Non-Participating | 12/31/1898 |  | 182 | 182 | 1 |  | SBERDO_2_PSP4 |  |  | Y | GEN | SBERDO_7_CT4A | nan |  |  | 2019M06 | SP15 | SBERDO_2_PSP4
CISO | SBERDO_7_CT3B | Non-Participating | 12/31/1898 |  | 182 | 182 | 1 |  | SBERDO_2_PSP3 |  |  | Y | GEN | SBERDO_7_CT3B | nan |  |  | 2019M06 | SP15 | SBERDO_2_PSP3
CISO | SBERDO_7_CT3A | Non-Participating | 12/31/1898 |  | 182 | 182 | 1 |  | SBERDO_2_PSP3 |  |  | Y | GEN | SBERDO_7_CT3A | nan |  |  | 2019M06 | SP15 | SBERDO_2_PSP3
CISO | SAUGUS QFS | Participating Unit | 1987-01-01 | OTHER | 8.9 | 2.19 | 1 | Southern California Edison Company |  | SCE | Y | N | GEN | SAUGUS_6_QF | nan | SCE | OTHER | 2019M06 | SP15 | SAUGUS_6_QF
CISO | SANTFG_7_UNIT 2 | Non-Participating | 12/31/1898 |  | 46 | 46 | 1 |  | SANTFG_7_UNITS |  |  | Y | GEN | SANTFG_7_UNIT 2 | nan |  |  | 2019M06 | NP15 | SANTFG_7_UNITS
CISO | SANTFG_7_UNIT 1 | Non-Participating | 12/31/1898 |  | 46 | 46 | 1 |  | SANTFG_7_UNITS |  |  | Y | GEN | SANTFG_7_UNIT 1 | nan |  |  | 2019M06 | NP15 | SANTFG_7_UNITS
CISO | Santa Maria II LFG Power Plant | Participating Unit | 2010-09-27 | BIOGAS | 1.5 | 1.42 | 1 | J&A-Santa Maria II, LLC |  | PGAE | N | N | GEN | SISQUC_1_SMARIA | nan | PGAE | RECIPROCATING ENGINE | 2019M06 | NP15 | SISQUC_1_SMARIA
CISO | SANTA CRUZ LANDFILL GENERATING PLANT | Participating Unit | 2006-02-02 | BIOGAS | 3.6 | 3.04 | 1 | Ameresco Santa Cruz Energy LLC |  | PGAE | Y | N | GEN | GRNVLY_7_SCLAND | nan | PGAE | RECIPROCATING ENGINE | 2019M06 | NP15 | GRNVLY_7_SCLAND
CISO | Santa Cruz Energy LLC | Participating Unit | 2010-02-06 | BIOGAS | 1.6 | 1.6 | 1 | Santa Cruz Energy LLC |  | PGAE | N | N | GEN | PSWEET_1_STCRUZ | nan | PGAE | RECIPROCATING ENGINE | 2019M06 | NP15 | PSWEET_1_STCRUZ
CISO | SANTA CLARA QFS | Participating Unit | 1987-01-01 | OTHER | 15 | 1.65 | 1 | Southern California Edison Company |  | SCE | Y | N | GEN | SNCLRA_6_QF | nan | SCE | OTHER | 2019M06 | SP15 | SNCLRA_6_QF
CISO | SANTA CLARA CO-GEN | Participating Unit | 1981-01-01 | NATURAL GAS | 7 | 7 | 1 | City of Santa Clara DBA Silicon Valley Power (MSS Agreement - S14) |  | PGAE | N | N | GEN | CSCCOG_1_UNIT 1 | nan | NCPA | COMBUSTION TURBINE | 2019M06 | NP15 | CSCCOG_1_UNIT 1
CISO | SANTA ANA PSP | Participating Unit | 12/31/1898 | WATER | 7 | 6.95 | 1 | Southern California Edison Company |  | SCE | N | N | GEN | SBERDO_2_SNTANA | nan | SCE | HYDRO | 2019M06 | SP15 | SBERDO_2_SNTANA
CISO | SANDLT_2_STGB | Non-Participating | 12/31/1898 | SUN | 137.5 | 137.5 | 1 | Abengoa Solar LLC | SANDLT_2_SUNITS |  | N | Y | GEN | SANDLT_2_STGB | nan |  | STEAM | 2019M06 | SP15 | SANDLT_2_SUNITS
CISO | SANDLT_2_STGA | Non-Participating | 12/31/1898 | SUN | 137.5 | 137.5 | 1 | Abengoa Solar LLC | SANDLT_2_SUNITS |  | N | Y | GEN | SANDLT_2_STGA | nan |  | STEAM | 2019M06 | SP15 | SANDLT_2_SUNITS
CISO | SANDBAR | Participating Unit | 2017-01-01 | WATER | 18.6 | 16.2 | 1 | Tri-Dam Power Authority |  | PGAE | N | N | GEN | SNDBAR_7_UNIT 1 | nan | PGAE | HYDRO | 2019M06 | NP15 | SNDBAR_7_UNIT 1
CISO | Sand Drag Solar Project | Participating Unit | 2011-08-05 | SUN | 19 | 19 | 1 | Sand Drag LLC |  | PGAE | N | N | GEN | AVENAL_6_SANDDG | nan | PGAE | PHOTO VOLTAIC | 2019M06 | ZP26 | AVENAL_6_SANDDG
CISO | San Marcos Energy | Participating Unit | 2011-05-20 | BIOGAS | 2 | 1.5 | 1 | San Marcos Energy LLC |  | SDGE | N | N | GEN | SMRCOS_6_LNDFIL | nan | SDGE | RECIPROCATING ENGINE | 2019M06 | SP15 | SMRCOS_6_LNDFIL
CISO | San Luis P-G Unit 8 | Non-Participating | 12/31/1898 | WATER | 53 | 53 | 1 | California Dept. of Water Resources | SLUISP_2_UNITS | PGAE | N | Y | GEN | SLUISP_2_UNIT 8 | nan | PGAE | PUMPED STORAGE | 2019M06 | NP15 | SLUISP_2_UNITS
CISO | San Luis P-G Unit 7 | Non-Participating | 12/31/1898 | WATER | 53 | 53 | 1 | California Dept. of Water Resources | SLUISP_2_UNITS | PGAE | N | Y | GEN | SLUISP_2_UNIT 7 | nan | PGAE | PUMPED STORAGE | 2019M06 | NP15 | SLUISP_2_UNITS
CISO | San Luis P-G Unit 6 | Non-Participating | 12/31/1898 | WATER | 53 | 53 | 1 | California Dept. of Water Resources | SLUISP_2_UNITS | PGAE | N | Y | GEN | SLUISP_2_UNIT 6 | nan | PGAE | PUMPED STORAGE | 2019M06 | NP15 | SLUISP_2_UNITS
CISO | San Luis P-G Unit 5 | Non-Participating | 12/31/1898 | WATER | 53 | 53 | 1 | California Dept. of Water Resources | SLUISP_2_UNITS | PGAE | N | Y | GEN | SLUISP_2_UNIT 5 | nan | PGAE | PUMPED STORAGE | 2019M06 | NP15 | SLUISP_2_UNITS
CISO | San Luis P-G Unit 4 | Non-Participating | 12/31/1898 | WATER | 53 | 53 | 1 | California Dept. of Water Resources | SLUISP_2_UNITS | PGAE | N | Y | GEN | SLUISP_2_UNIT 4 | nan | PGAE | PUMPED STORAGE | 2019M06 | NP15 | SLUISP_2_UNITS
CISO | San Luis P-G Unit 3 | Non-Participating | 12/31/1898 | WATER | 53 | 53 | 1 | California Dept. of Water Resources | SLUISP_2_UNITS | PGAE | N | Y | GEN | SLUISP_2_UNIT 3 | nan | PGAE | PUMPED STORAGE | 2019M06 | NP15 | SLUISP_2_UNITS
CISO | San Luis P-G Unit 2 | Non-Participating | 12/31/1898 | WATER | 53 | 53 | 1 | California Dept. of Water Resources | SLUISP_2_UNITS | PGAE | N | Y | GEN | SLUISP_2_UNIT 2 | nan | PGAE | PUMPED STORAGE | 2019M06 | NP15 | SLUISP_2_UNITS
CISO | San Luis P-G Unit 1 | Non-Participating | 12/31/1898 | WATER | 53 | 53 | 1 | California Dept. of Water Resources | SLUISP_2_UNITS | PGAE | N | Y | GEN | SLUISP_2_UNIT 1 | nan | PGAE | PUMPED STORAGE | 2019M06 | NP15 | SLUISP_2_UNITS
CISO | SAN LUIS (GIANELLI) PUMP-GEN (AGGREGATE) | Participating Unit | 1967-01-01 | WATER | #Error | 374.43 | 1 | California Dept. of Water Resources | SLUISP_2_UNITS | PGAE | N | Y | GEN | SLUISP_2_UNITS | nan | CWRP | PUMPED STORAGE | 2019M06 | NP15 | SLUISP_2_UNITS
CISO | SAN JOAQUIN 3 | Participating Unit | 1923-01-01 | WATER | 4.2 | 4.2 | 1 | Pacific Gas & Electric Company |  | PGAE | N | N | GEN | CRNEVL_6_SJQN 3 | nan | PGAE | HYDRO | 2019M06 | NP15 | CRNEVL_6_SJQN 3
CISO | SAN JOAQUIN 2 | Participating Unit | 1917-01-01 | WATER | 3.2 | 3.2 | 1 | Pacific Gas & Electric Company |  | PGAE | N | N | GEN | CRNEVL_6_SJQN 2 | nan | PGAE | HYDRO | 2019M06 | NP15 | CRNEVL_6_SJQN 2
CISO | San Gorgonio East | Participating Unit | 2016-02-05 | WIND | 12.6 | 12.6 | 1 | San Gorgonio Westwinds II, LLC |  | SCE | Y | N | GEN | GARNET_2_WIND3 | nan | SCE | WIND | 2019M06 | SP15 | GARNET_2_WIND3
CISO | San Dimas Wash Hydro | Participating Unit | 1986-01-28 | WATER | 2 | 1.05 | 1 | San Gabriel Valley Municipal Water District |  | SCE | N | N | GEN | PADUA_7_SDIMAS | nan | SCE | HYDRO | 2019M06 | SP15 | PADUA_7_SDIMAS
CISO | San Dimas Hydroelectric Recovery Plant | Participating Unit | 1981-01-01 | WATER | 9.9 | 9.9 | 1 | Metropolitan Water District of Southern California (MWD) |  | SCE | N | N | GEN | PADUA_6_MWDSDM | nan | SCE | HYDRO | 2019M06 | SP15 | PADUA_6_MWDSDM
CISO | SAN BERADINO QFS | Participating Unit | 1989-01-01 | OTHER | 10.6 | 10.6 | 1 | SOUTHERN CALIFORNIA EDISON COMPANY |  | SCE | Y | N | GEN | SBERDO_2_QF | nan | SCE |  | 2019M06 | SP15 | SBERDO_2_QF
CISO | San Benito Smart Park | Participating Unit | 2014-06-16 | SUN | 1.5 | 1.5 | 1 | Enerparc CA1, LLC |  | PGAE | N | N | GEN | HOLSTR_1_SOLAR | nan | PGAE | PHOTO VOLTAIC | 2019M06 | NP15 | HOLSTR_1_SOLAR
CISO | Salt Springs Unit 2 | Non-Participating | 12/31/1898 | WATER | 34 | 34 | 1 | Pacific Gas & Electric Company | SALTSP_7_UNITS |  | N | Y | GEN | SALTSP_7_UNIT 2 | nan |  | HYDRO | 2019M06 | NP15 | SALTSP_7_UNITS
CISO | Salt Springs Unit 1 | Non-Participating | 12/31/1898 | WATER | 12 | 12 | 1 | Pacific Gas & Electric Company | SALTSP_7_UNITS |  | N | Y | GEN | SALTSP_7_UNIT 1 | nan |  | HYDRO | 2019M06 | NP15 | SALTSP_7_UNITS
CISO | SALT SPRINGS HYDRO AGGREGATE | Participating Unit | 1931-01-01 | WATER | #Error | 46 | 1 | Pacific Gas & Electric Company | SALTSP_7_UNITS | PGAE | N | Y | GEN | SALTSP_7_UNITS | nan | PGAE | HYDRO | 2019M06 | NP15 | SALTSP_7_UNITS
CISO | Salmon Creek Hydroelectric Project | Participating Unit | 2014-12-03 | WATER | 0.6 | 0.52 | 1 | Salmon Creek Hydroelectric Company, LLC |  | PGAE | Y | N | GEN | ALLGNY_6_HYDRO1 | nan | PGAE | HYDRO | 2019M06 | NP15 | ALLGNY_6_HYDRO1
CISO | Salinas River Cogeneration | Participating Unit | 1991-10-11 | NATURAL GAS | 57 | 39 | 1 | Chevron Power Holdings, Inc |  | PGAE | Y | N | GEN | SALIRV_2_UNIT | nan | PGAE | COMBUSTION TURBINE | 2019M06 | NP15 | SALIRV_2_UNIT
CISO | RVSIDE_7_SPRGU4 | Non-Participating | 12/31/1898 |  | 11 | 11 | 1 |  | RVSIDE_6_SPRING |  |  | Y | GEN | RVSIDE_7_SPRGU4 | nan |  |  | 2019M06 | SP15 | RVSIDE_6_SPRING
CISO | RVSIDE_7_SPRGU3 | Non-Participating | 12/31/1898 |  | 11 | 11 | 1 |  | RVSIDE_6_SPRING |  |  | Y | GEN | RVSIDE_7_SPRGU3 | nan |  |  | 2019M06 | SP15 | RVSIDE_6_SPRING
CISO | RVSIDE_7_SPRGU2 | Non-Participating | 12/31/1898 |  | 11 | 11 | 1 |  | RVSIDE_6_SPRING |  |  | Y | GEN | RVSIDE_7_SPRGU2 | nan |  |  | 2019M06 | SP15 | RVSIDE_6_SPRING
CISO | RVSIDE_7_SPRGU1 | Non-Participating | 12/31/1898 |  | 11 | 11 | 1 |  | RVSIDE_6_SPRING |  |  | Y | GEN | RVSIDE_7_SPRGU1 | nan |  |  | 2019M06 | SP15 | RVSIDE_6_SPRING
CISO | Russell City Energy Center | Participating Unit | 2013-08-08 | NATURAL GAS | #Error | 620.5 | 1 | Russell City Energy Company, LLC | RUSCTY_2_UNITS | PGAE | N | Y | GEN | RUSCTY_2_UNITS | nan | PGAE | COMBINED CYCLE | 2019M06 | NP15 | RUSCTY_2_UNITS
CISO | Russell City | Non-Participating | 12/31/1898 | NATURAL GAS | 254 | 254 | 1 | Russell City Energy Company, LLC | RUSCTY_2_UNITS |  | N | Y | GEN | RUSCTY_2_STG | nan |  | COMBINED CYCLE | 2019M06 | NP15 | RUSCTY_2_UNITS
CISO | Russell City | Non-Participating | 12/31/1898 | NATURAL GAS | 180 | 180 | 1 | Russell City Energy Company, LLC | RUSCTY_2_UNITS |  | N | Y | GEN | RUSCTY_2_CTG2 | nan |  | COMBINED CYCLE | 2019M06 | NP15 | RUSCTY_2_UNITS
CISO | Russell City | Non-Participating | 12/31/1898 | NATURAL GAS | 180 | 180 | 1 | Russell City Energy Company, LLC | RUSCTY_2_UNITS |  | N | Y | GEN | RUSCTY_2_CTG1 | nan |  | COMBINED CYCLE | 2019M06 | NP15 | RUSCTY_2_UNITS
CISO | RUSH CREEK | Participating Unit | 1916-01-01 | WATER | 13 | 11.94 | 1 | Southern California Edison Company |  | SCE | N | N | GEN | CONTRL_1_RUSHCK | nan | SCE | HYDRO | 2019M06 | SP15 | CONTRL_1_RUSHCK
CISO | Rosamond West Solar 2 | Participating Unit | 2016-12-22 | SUN | 55 | 54 | 1 | Golden Fields Solar I, LLC |  | SCE | N | N | GEN | RTEDDY_2_SOLAR2 | nan | SCE | PHOTO VOLTAIC | 2019M06 | SP15 | RTEDDY_2_SOLAR2
CISO | Rosamond West Solar 1 | Participating Unit | 2016-12-22 | SUN | 55 | 54 | 1 | Solar Star California XLI, LLC |  | SCE | N | N | GEN | RTEDDY_2_SOLAR1 | nan | SCE | PHOTO VOLTAIC | 2019M06 | SP15 | RTEDDY_2_SOLAR1
CISO | Rosamond Two | Participating Unit | 2013-12-20 | SUN | 20 | 20 | 1 | RE Rosamond Two LLC |  | SCE | N | N | GEN | RSMSLR_6_SOLAR2 | nan | SCE | PHOTO VOLTAIC | 2019M06 | SP15 | RSMSLR_6_SOLAR2
CISO | Rosamond One | Participating Unit | 2013-12-20 | SUN | 20 | 20 | 1 | RE Rosamond One LLC |  | SCE | N | N | GEN | RSMSLR_6_SOLAR1 | nan | SCE | PHOTO VOLTAIC | 2019M06 | SP15 | RSMSLR_6_SOLAR1
CISO | ROLLINS HYDRO | Participating Unit | 1980-01-01 | WATER | 13.5 | 13.5 | 1 | Nevada Irrigation District |  | PGAE | N | N | GEN | ROLLIN_6_UNIT | nan | PGAE | HYDRO | 2019M06 | NP15 | ROLLIN_6_UNIT
CISO | ROCK CREEK HYDRO UNIT 2 | Participating Unit | 1950-01-01 | WATER | 56.9 | 56.9 | 1 | Pacific Gas & Electric Company |  | PGAE | N | N | GEN | RCKCRK_7_UNIT 2 | nan | PGAE | HYDRO | 2019M06 | NP15 | RCKCRK_7_UNIT 2
CISO | ROCK CREEK HYDRO UNIT 1 | Participating Unit | 1950-01-01 | WATER | 57 | 57 | 1 | Pacific Gas & Electric Company |  | PGAE | N | N | GEN | RCKCRK_7_UNIT 1 | nan | PGAE | HYDRO | 2019M06 | NP15 | RCKCRK_7_UNIT 1
CISO | Rock Creek Hydro | Participating Unit | 2017-03-29 | WATER | 3.6 | 5 | 1 | Rock Creek Hydro, LLC |  | PGAE | Y | N | GEN | PLACVL_1_RCKCRE | nan | PGAE | HYDRO | 2019M06 | NP15 | PLACVL_1_RCKCRE
CISO | Rochester | Participating Unit | 2016-09-06 | SUN | 1 | 1 | 1 | Sestina Solar II, LLC |  | SCE | N | N | GEN | ETIWND_2_SOLAR2 | nan | SCE | PHOTO VOLTAIC | 2019M06 | SP15 | ETIWND_2_SOLAR2
CISO | ROARING CREEK | Participating Unit | 2017-06-01 | WATER | 2 | 2 | 1 | Mega Renewables |  | PGAE | Y | N | GEN | COVERD_2_RCKHY1 | nan | PGAE | HYDRO | 2019M06 | NP15 | COVERD_2_RCKHY1
CISO | Riverview Energy Center (GP Antioch) | Participating Unit | 2003-05-02 | NATURAL GAS | 50 | 47.6 | 1 | Gilroy Energy Center |  | PGAE | N | N | GEN | RVRVEW_1_UNITA1 | nan | PGAE | COMBUSTION TURBINE | 2019M06 | NP15 | RVRVEW_1_UNITA1
CISO | Riverside Energy Res. Ctr Unit 4 | Participating Unit | 2011-04-01 | NATURAL GAS | 71.2 | 49 | 1 | City of Riverside (MSSA) |  | SCE | N | N | GEN | RVSIDE_2_RERCU4 | nan | RVSD | COMBUSTION TURBINE | 2019M06 | SP15 | RVSIDE_2_RERCU4
CISO | Riverside Energy Res. Ctr Unit 3 | Participating Unit | 2011-04-01 | NATURAL GAS | 71 | 49 | 1 | City of Riverside (MSSA) |  | SCE | N | N | GEN | RVSIDE_2_RERCU3 | nan | RVSD | COMBUSTION TURBINE | 2019M06 | SP15 | RVSIDE_2_RERCU3
CISO | Riverside Energy Res. Ctr Unit 2 | Participating Unit | 2006-06-01 | NATURAL GAS | 48.5 | 48.5 | 1 | City of Riverside (MSSA) |  | SCE | N | N | GEN | RVSIDE_6_RERCU2 | nan | RVSD | COMBUSTION TURBINE | 2019M06 | SP15 | RVSIDE_6_RERCU2
CISO | Riverside Energy Res. Ctr Unit 1 | Participating Unit | 2006-06-01 | NATURAL GAS | 48.5 | 48.35 | 1 | City of Riverside (MSSA) |  | SCE | N | N | GEN | RVSIDE_6_RERCU1 | nan | RVSD | COMBUSTION TURBINE | 2019M06 | SP15 | RVSIDE_6_RERCU1
CISO | Rising Tree 3 | Participating Unit | 2015-06-25 | WIND | 99 | 99 | 1 | Rising Tree Wind Farm III LLC |  | SCE | N | N | GEN | RTREE_2_WIND3 | nan | SCE | WIND | 2019M06 | SP15 | RTREE_2_WIND3
CISO | Rising Tree 2 | Participating Unit | 2015-01-12 | WIND | 19.8 | 19.8 | 1 | Rising Tree Wind Farm II LLC |  | SCE | N | N | GEN | RTREE_2_WIND2 | nan | SCE | WIND | 2019M06 | SP15 | RTREE_2_WIND2
CISO | Rising Tree 1 | Participating Unit | 2015-01-12 | WIND | 79.2 | 79.2 | 1 | Rising Tree Wind Farm LLC |  | SCE | N | N | GEN | RTREE_2_WIND1 | nan | SCE | WIND | 2019M06 | SP15 | RTREE_2_WIND1
CISO | Ripon Cogeneration Unit 1 | Participating Unit | 1988-04-19 | NATURAL GAS | 56.9 | 46.05 | 1 | AltaGas Ripon Energy Inc. |  | PGAE | N | N | GEN | SMPRIP_1_SMPSON | nan | PGAE | COMBUSTION TURBINE | 2019M06 | NP15 | SMPRIP_1_SMPSON
CISO | Rio Grande | Participating Unit | 2013-11-18 | SUN | 5 | 5 | 1 | RE Rio Grande LLC |  | SCE | N | N | GEN | GLDTWN_6_SOLAR | nan | SCE | PHOTO VOLTAIC | 2019M06 | SP15 | GLDTWN_6_SOLAR
CISO | Rio Bravo Solar 2 | Participating Unit | 2016-12-29 | SUN | 20 | 20 | 1 | Rio Bravo Solar II, LLC |  | PGAE | N | N | GEN | PMPJCK_1_RB2SLR | nan | PGAE | PHOTO VOLTAIC | 2019M06 | ZP26 | PMPJCK_1_RB2SLR
CISO | Rio Bravo Solar 1 | Participating Unit | 2016-12-21 | SUN | 20 | 20 | 1 | Rio Bravo Solar I, LLC |  | PGAE | N | N | GEN | PMPJCK_1_SOLAR2 | nan | PGAE | PHOTO VOLTAIC | 2019M06 | ZP26 | PMPJCK_1_SOLAR2
CISO | Rio Bravo Rocklin | Participating Unit | 2017-09-07 | BIOMASS | 28.8 | 24.4 | 1 | Rio Bravo Rocklin |  | PGAE | N | N | GEN | ULTRCK_2_UNIT | nan | PGAE | STEAM | 2019M06 | NP15 | ULTRCK_2_UNIT
CISO | RIO BRAVO HYDRO | Participating Unit | 1989-05-18 | WATER | 14 | 14 | 1 | OLCESE WATER DISTRICT |  | PGAE | N | N | GEN | RIOBRV_6_UNIT 1 | nan | PGAE | HYDRO | 2019M06 | ZP26 | RIOBRV_6_UNIT 1
CISO | Rio Bravo Fresno | Participating Unit | 2017-09-07 | BIOMASS | 30.5 | 24.3 | 1 | Rio Bravo Fresno |  | PGAE | N | N | GEN | ULTPFR_1_UNIT 1 | nan | PGAE | STEAM | 2019M06 | NP15 | ULTPFR_1_UNIT 1
CISO | Ridgetop I | Participating Unit | 2015-03-23 | WIND | 65 | 38.24 | 1 | Ridgetop Energy, LLC |  | SCE | N | N | GEN | ENWIND_2_WIND2 | nan | SCE | WIND | 2019M06 | SP15 | ENWIND_2_WIND2
CISO | Rialto RT Solar | Participating Unit | 2011-03-01 | SUN | 2 | 1 | 1 | Southern California Edison Company |  | SCE | N | N | GEN | VISTA_2_RIALTO | nan | SCE | PHOTO VOLTAIC | 2019M06 | SP15 | VISTA_2_RIALTO
CISO | RHODIA INC. (RHONE-POULENC) | Participating Unit | 1977-06-01 | NATURAL GAS | 4.6 | 4.6 | 1 | Pacific Gas & Electric Company |  | PGAE | Y | N | GEN | STAUFF_1_UNIT | nan | PGAE | COMBUSTION TURBINE | 2019M06 | NP15 | STAUFF_1_UNIT
CISO | Regulus Solar | Participating Unit | 2014-09-02 | SUN | 60 | 60 | 1 | Regulus Solar, LLC |  | PGAE | N | N | GEN | LAMONT_1_SOLAR1 | nan | PGAE | PHOTO VOLTAIC | 2019M06 | ZP26 | LAMONT_1_SOLAR1
CISO | Redwood Solar Farm 4 | Participating Unit | 2018-01-06 | SUN | 20 | 20 | 1 | 54KR 8me LLC |  | PGAE | N | N | GEN | LAMONT_1_SOLAR2 | nan | PGAE | PHOTO VOLTAIC | 2019M06 | ZP26 | LAMONT_1_SOLAR2
CISO | Redwood Renewable Energy | Participating Unit | 2017-09-16 | BIOGAS | 3.9 | 3.9 | 1 | WM Renewable Energy, LLC |  | PGAE | N | N | GEN | NOVATO_6_LNDFL | nan | PGAE | RECIPROCATING ENGINE | 2019M06 | NP15 | NOVATO_6_LNDFL
CISO | REDONDO GEN STA. UNIT 8 | Participating Unit | 1967-01-01 | NATURAL GAS | 480 | 495.9 | 1 | AES Redondo Beach |  | SCE | N | N | GEN | REDOND_7_UNIT 8 | nan | SCE | STEAM | 2019M06 | SP15 | REDOND_7_UNIT 8
CISO | REDONDO GEN STA. UNIT 7 | Participating Unit | 1967-01-01 | NATURAL GAS | 480 | 505.96 | 1 | AES Redondo Beach |  | SCE | N | N | GEN | REDOND_7_UNIT 7 | nan | SCE | STEAM | 2019M06 | SP15 | REDOND_7_UNIT 7
CISO | REDONDO GEN STA. UNIT 6 | Participating Unit | 1957-01-01 | NATURAL GAS | 175 | 175 | 1 | AES Redondo Beach |  | SCE | N | N | GEN | REDOND_7_UNIT 6 | nan | SCE | STEAM | 2019M06 | SP15 | REDOND_7_UNIT 6
CISO | REDONDO GEN STA. UNIT 5 | Participating Unit | 1954-01-01 | NATURAL GAS | 175 | 178.87 | 1 | AES Redondo Beach |  | SCE | N | N | GEN | REDOND_7_UNIT 5 | nan | SCE | STEAM | 2019M06 | SP15 | REDOND_7_UNIT 5
CISO | Redlands RT Solar | Participating Unit | 2011-03-23 | SUN | 2.5 | 2 | 1 | Southern California Edison Company |  | SCE | N | N | GEN | SBERDO_2_REDLND | nan | SCE | PHOTO VOLTAIC | 2019M06 | SP15 | SBERDO_2_REDLND
CISO | Redcrest Solar Farm | Participating Unit | 2015-10-30 | SUN | 20 | 16.66 | 1 | 67RK 8me, LLC |  | PGAE | N | N | GEN | LAMONT_1_SOLAR5 | nan | PGAE | PHOTO VOLTAIC | 2019M06 | ZP26 | LAMONT_1_SOLAR5
CISO | RED BLUFF PEAKER PLANT | Participating Unit | 2001-08-11 | NATURAL GAS | 44 | 44 | 1 | California Power Holdings, LLC |  | PGAE | N | N | GEN | REDBLF_6_UNIT | nan | PGAE | RECIPROCATING ENGINE | 2019M06 | NP15 | REDBLF_6_UNIT
CISO | RECTOR QFS | Participating Unit | 1984-01-01 | OTHER | 19.5 | 17 | 1 | Southern California Edison Company |  | SCE | Y | N | GEN | RECTOR_2_QF | nan | SCE | OTHER | 2019M06 | SP15 | RECTOR_2_QF
CISO | Rancho Penasquitos Hydro Facility | Participating Unit | 2007-01-23 | WATER | 4.7 | 5.25 | 1 | San Diego County Water Authority |  | SDGE | N | N | GEN | CCRITA_7_RPPCHF | nan | SDGE | HYDRO | 2019M06 | SP15 | CCRITA_7_RPPCHF
CISO | Ramona Solar Energy | Participating Unit | 2018-02-03 | SUN | 4.4 | 4.32 | 1 | San Diego Gas & Electric |  | SDGE | N | N | GEN | CRELMN_6_RAMSR3 | nan | SDGE | PHOTO VOLTAIC | 2019M06 | SP15 | CRELMN_6_RAMSR3
CISO | Ramona 2 | Participating Unit | 2013-12-31 | SUN | 5 | 5 | 1 | Sol Orchard San Diego 21, LLC |  | SDGE | N | N | GEN | CRELMN_6_RAMON2 | nan | SDGE | PHOTO VOLTAIC | 2019M06 | SP15 | CRELMN_6_RAMON2
CISO | Ramona 1 | Participating Unit | 2013-12-31 | SUN | 2 | 2 | 1 | Sol Orchard San Diego 20, LLC |  | SDGE | N | N | GEN | CRELMN_6_RAMON1 | nan | SDGE | PHOTO VOLTAIC | 2019M06 | SP15 | CRELMN_6_RAMON1
IID | RAMON_2_SCEDYN | Participating Unit | 12/31/1898 | GEOTHERMAL | #Error | 359.6 | 1 | MIR2 |  | SCE | N | N | TG | RAMON_2_SCEDYN | nan | SCE | OTHER | 2019M06 | SP15 | RAMON_2_SCEDYN
CISO | RALSTON UNIT 1 | Non-Participating | 12/31/1898 | WATER | 86 | 86 | 1 | Pacific Gas & Electric Company | MDFKRL_2_PROJCT |  | N | Y | GEN | RALSTN_7_UNIT 1 | nan |  | HYDRO | 2019M06 | NP15 | MDFKRL_2_PROJCT
CISO | Radiance Solar 5 | Participating Unit | 2018-12-31 | SUN | 1.9 | 1.5 | 1 | Radiance Solar 5 LLC |  | SCE | N | N | GEN | DELSUR_6_SOLAR5 | nan | SCE | PHOTO VOLTAIC | 2019M06 | SP15 | DELSUR_6_SOLAR5
CISO | Radiance Solar 4 | Participating Unit | 2018-12-31 | SUN | 1.9 | 1.5 | 1 | Radiance Solar 4 LLC |  | SCE | N | N | GEN | DELSUR_6_SOLAR4 | nan | SCE | PHOTO VOLTAIC | 2019M06 | SP15 | DELSUR_6_SOLAR4
CISO | Quinto Solar PV Project | Participating Unit | 2015-11-30 | SUN | 107.6 | 107.6 | 1 | Solar Star California XIII, LLC |  | PGAE | N | N | GEN | SLST13_2_SOLAR1 | nan | PGAE | PHOTO VOLTAIC | 2019M06 | NP15 | SLST13_2_SOLAR1
CISO | Quinten Luallen | Participating Unit | 2017-06-14 | WATER | 7.3 | 7.3 | 1 | Friant Power Authority |  | PGAE | N | N | GEN | WOODWR_1_HYDRO | nan | PGAE | HYDRO | 2019M06 | NP15 | WOODWR_1_HYDRO
CISO | Quincy Biomass | Participating Unit | 2018-05-17 | BIOMASS | 24 | 24 | 1 | Sierra Pacific Industries |  | PGAE | Y | N | GEN | SPQUIN_6_SRPCQU | nan | PGAE | STEAM | 2019M06 | NP15 | SPQUIN_6_SRPCQU
SRP | PVERDE_5_SCEDYN | Participating Unit | 12/31/1898 | URANIUM | #Error | 635 | 1 | PVWEST |  | SCE | N | N | TG | PVERDE_5_SCEDYN | nan | SCE |  | 2019M06 | SP15 | PVERDE_5_SCEDYN
CISO | Putah Creek Solar Farm | Participating Unit | 2014-12-19 | SUN | 2 | 1.98 | 1 | Putah Creek Solar Farms LLC |  | PGAE | N | N | GEN | PUTHCR_1_SOLAR1 | nan | PGAE | PHOTO VOLTAIC | 2019M06 | NP15 | PUTHCR_1_SOLAR1
CISO | Pumpjack Solar I | Participating Unit | 2015-01-27 | SUN | 20 | 20 | 1 | Pumpjack Solar I, LLC |  | PGAE | N | N | GEN | PMPJCK_1_SOLAR1 | nan | PGAE | PHOTO VOLTAIC | 2019M06 | ZP26 | PMPJCK_1_SOLAR1
CISO | Puente Hills | Participating Unit | 2017-06-01 | BIOGAS | 50 | 47 | 1 | County Sanitation District No. 2 of Los Angeles County |  | SCE | Y | N | GEN | WALNUT_6_HILLGEN | nan | SCE | OTHER | 2019M06 | SP15 | WALNUT_6_HILLGEN
CISO | PSWEET_7_QFUNTS | Participating Unit | 12/31/1898 | OTHER | 0.9 | 1 | 1 | Pacific Gas & Electric Company |  | PGAE | Y | N | GEN | PSWEET_7_QFUNTS | nan | PGAE | OTHER | 2019M06 | NP15 | PSWEET_7_QFUNTS
CISO | PROCTER AND GAMBLE OXNARD II | Participating Unit | 1998-11-17 | NATURAL GAS | 49.5 | 49.5 | 1 | SOUTHERN CALIFORNIA EDISON COMPANY |  | SCE | Y | N | GEN | SNCLRA_6_PROCGN | nan | SCE |  | 2019M06 | SP15 | SNCLRA_6_PROCGN
CISO | PRIMM_2_SOLRB1 | Non-Participating | 12/31/1898 | SUN | 136.5 | 136.5 | 1 | Silver State Solar Power South, LLC | PRIMM_2_SOLAR1 |  | N | Y | GEN | PRIMM_2_SOLRB1 | nan |  | PHOTO VOLTAIC | 2019M06 | SP15 | PRIMM_2_SOLAR1
CISO | PRIMM_2_SOLRA1 | Non-Participating | 12/31/1898 | SUN | 136.5 | 136.5 | 1 | Silver State Solar Power South, LLC | PRIMM_2_SOLAR1 |  | N | Y | GEN | PRIMM_2_SOLRA1 | nan |  | PHOTO VOLTAIC | 2019M06 | SP15 | PRIMM_2_SOLAR1
CISO | PRIMA DESCHECHA (CAPISTRANO) | Participating Unit | 1999-01-01 | BIOGAS | 6.1 | 6.1 | 1 | MM Prima Deshecha Energy LLC |  | SDGE | Y | N | GEN | CPSTNO_7_PRMADS | nan | SDGE | RECIPROCATING ENGINE | 2019M06 | SP15 | CPSTNO_7_PRMADS
CISO | Potter Valley | Participating Unit | 1910-01-01 | WATER | 9.8 | 10.1 | 1 | Pacific Gas & Electric Company |  | PGAE | N | N | GEN | POTTER_6_UNITS | nan | PGAE | HYDRO | 2019M06 | NP15 | POTTER_6_UNITS
CISO | Potrero Hills Energy Producers | Participating Unit | 2016-04-07 | BIOGAS | 8 | 8 | 1 | Potrero Hills Energy Producers, LLC |  | PGAE | Y | N | GEN | PEABDY_2_LNDFL1 | nan | PGAE | RECIPROCATING ENGINE | 2019M06 | NP15 | PEABDY_2_LNDFL1
CISO | Portal Ridge C | Participating Unit | 2017-02-14 | SUN | 11.4 | 11.4 | 1 | Portal Ridge Solar C, LLC |  | SCE | N | N | GEN | GLDFGR_6_SOLAR2 | nan | SCE | PHOTO VOLTAIC | 2019M06 | SP15 | GLDFGR_6_SOLAR2
CISO | Portal Ridge B | Participating Unit | 2017-02-15 | SUN | 20 | 20 | 1 | Portal Ridge Solar B, LLC |  | SCE | N | N | GEN | GLDFGR_6_SOLAR1 | nan | SCE | PHOTO VOLTAIC | 2019M06 | SP15 | GLDFGR_6_SOLAR1
CISO | PORTAL HYDRO | Non-Participating | 12/31/1898 | WATER | 10.8 | 10.8 | 1 | Southern California Edison Company | BIGCRK_2_EXESWD |  | N | Y | GEN | BGCRK1_7_PORTAL | nan |  | HYDRO | 2019M06 | SP15 | BIGCRK_2_EXESWD
CISO | POOLE HYDRO PLANT 1 | Participating Unit | 1924-01-01 | WATER | 11.3 | 10.9 | 1 | Southern California Edison Company |  | SCE | N | N | GEN | CONTRL_1_POOLE | nan | SCE | HYDRO | 2019M06 | SP15 | CONTRL_1_POOLE
CISO | Pomona Energy Storage | Participating Unit | 2016-12-31 | LESR | 20 | 20 | 1 | AltaGas Pomona Energy Storage Inc. |  | SCE | N | N | GEN | CHINO_2_APEBT1 | nan | SCE | OTHER | 2019M06 | SP15 | CHINO_2_APEBT1
CISO | Point Arguello Pipeline Company | Participating Unit | 1987-01-01 | NATURAL GAS | 10.5 | 9.9 | 1 | Point Arguello Pipeline Company (PAPCO) |  | SCE | Y | N | GEN | GOLETA_6_GAVOTA | nan | SCE | COMBUSTION TURBINE | 2019M06 | SP15 | GOLETA_6_GAVOTA
CISO | POE HYDRO UNIT 2 | Participating Unit | 1958-01-01 | WATER | 68.5 | 68.5 | 1 | Pacific Gas & Electric Company |  | PGAE | N | N | GEN | POEPH_7_UNIT 2 | nan | PGAE | HYDRO | 2019M06 | NP15 | POEPH_7_UNIT 2
CISO | POE HYDRO UNIT 1 | Participating Unit | 1958-01-01 | WATER | 68 | 69 | 1 | Pacific Gas & Electric Company |  | PGAE | N | N | GEN | POEPH_7_UNIT 1 | nan | PGAE | HYDRO | 2019M06 | NP15 | POEPH_7_UNIT 1
CISO | PNCHVS_2_SOLARB | Non-Participating | 12/31/1898 | SUN | 124.4 | 124.4 | 1 | Pacific Gas & Electric | PNCHVS_2_SOLAR |  | N | Y | GEN | PNCHVS_2_SOLARB | nan | PGAE | PHOTO VOLTAIC | 2019M06 | NP15 | PNCHVS_2_SOLAR
CISO | PNCHVS_2_SOLARA | Non-Participating | 12/31/1898 | SUN | 119.5 | 119.5 | 1 | Pacific Gas & Electric | PNCHVS_2_SOLAR |  | N | Y | GEN | PNCHVS_2_SOLARA | nan | PGAE | PHOTO VOLTAIC | 2019M06 | NP15 | PNCHVS_2_SOLAR
CISO | PIT PH 7 UNIT 2 | Participating Unit | 1965-01-01 | WATER | 54.6 | 54.6 | 1 | Pacific Gas & Electric Company |  | PGAE | N | N | GEN | PIT7_7_UNIT 2 | nan | PGAE | HYDRO | 2019M06 | NP15 | PIT7_7_UNIT 2
CISO | PIT PH 7 UNIT 1 | Participating Unit | 1965-01-01 | WATER | 55.7 | 55.7 | 1 | Pacific Gas & Electric Company |  | PGAE | N | N | GEN | PIT7_7_UNIT 1 | nan | PGAE | HYDRO | 2019M06 | NP15 | PIT7_7_UNIT 1
CISO | PIT PH 6 UNIT 2 | Participating Unit | 1965-01-01 | WATER | 40 | 40 | 1 | Pacific Gas & Electric Company |  | PGAE | N | N | GEN | PIT6_7_UNIT 2 | nan | PGAE | HYDRO | 2019M06 | NP15 | PIT6_7_UNIT 2
CISO | PIT PH 6 UNIT 1 | Participating Unit | 1965-01-01 | WATER | 39 | 39 | 1 | Pacific Gas & Electric Company |  | PGAE | N | N | GEN | PIT6_7_UNIT 1 | nan | PGAE | HYDRO | 2019M06 | NP15 | PIT6_7_UNIT 1
CISO | PIT PH 5 UNITS 3 & 4 AGGREGATE | Participating Unit | 1944-01-01 | WATER | #Error | 82 | 1 | Pacific Gas & Electric Company | PIT5_7_PL3X4 | PGAE | N | Y | GEN | PIT5_7_PL3X4 | nan | PGAE | HYDRO | 2019M06 | NP15 | PIT5_7_PL3X4
CISO | PIT PH 5 UNITS 1 & 2 AGGREGATE | Participating Unit | 1944-01-01 | WATER | #Error | 82 | 1 | Pacific Gas & Electric Company | PIT5_7_PL1X2 | PGAE | N | Y | GEN | PIT5_7_PL1X2 | nan | PGAE | HYDRO | 2019M06 | NP15 | PIT5_7_PL1X2
CISO | Pit PH 5 Unit 4 | Non-Participating | 12/31/1898 | WATER | 41 | 41 | 1 | Pacific Gas & Electric Company | PIT5_7_PL3X4 |  | N | Y | GEN | PIT5_7_UNIT 4 | nan |  | HYDRO | 2019M06 | NP15 | PIT5_7_PL3X4
CISO | PIT PH 5 UNIT 3 | Non-Participating | 12/31/1898 | WATER | 41 | 41 | 1 | Pacific Gas & Electric Company | PIT5_7_PL3X4 |  | N | Y | GEN | PIT5_7_UNIT 3 | nan |  | HYDRO | 2019M06 | NP15 | PIT5_7_PL3X4
CISO | Pit PH 5 Unit 2 | Non-Participating | 12/31/1898 | WATER | 41 | 41 | 1 | Pacific Gas & Electric Company | PIT5_7_PL1X2 |  | N | Y | GEN | PIT5_7_UNIT 2 | nan |  | HYDRO | 2019M06 | NP15 | PIT5_7_PL1X2
CISO | PIT PH 5 UNIT 1 | Non-Participating | 12/31/1898 | WATER | 41 | 41 | 1 | Pacific Gas & Electric Company | PIT5_7_PL1X2 |  | N | Y | GEN | PIT5_7_UNIT 1 | nan |  | HYDRO | 2019M06 | NP15 | PIT5_7_PL1X2
CISO | PIT PH 4 UNITS 1 & 2 AGGREGATE | Participating Unit | 1955-01-01 | WATER | #Error | 95 | 1 | Pacific Gas & Electric Company | PIT4_7_PL1X2 | PGAE | N | Y | GEN | PIT4_7_PL1X2 | nan | PGAE | HYDRO | 2019M06 | NP15 | PIT4_7_PL1X2
CISO | Pit PH 4 Unit 2 | Non-Participating | 12/31/1898 | WATER | 47 | 47 | 1 | Pacific Gas & Electric Company | PIT4_7_PL1X2 |  | N | Y | GEN | PIT4_7_UNIT 2 | nan |  | HYDRO | 2019M06 | NP15 | PIT4_7_PL1X2
CISO | PIT PH 4 UNIT 1 | Non-Participating | 12/31/1898 | WATER | 55 | 55 | 1 | Pacific Gas & Electric Company | PIT4_7_PL1X2 |  | N | Y | GEN | PIT4_7_UNIT 1 | nan |  | HYDRO | 2019M06 | NP15 | PIT4_7_PL1X2
CISO | PIT PH 3 UNITS 1, 2 & 3 AGGREGATE | Participating Unit | 1925-01-01 | WATER | #Error | 70.6 | 1 | Pacific Gas & Electric Company | PIT3_7_PL1X3 | PGAE | N | Y | GEN | PIT3_7_PL1X3 | nan | PGAE | HYDRO | 2019M06 | NP15 | PIT3_7_PL1X3
CISO | Pit PH 3 Unit 3 | Non-Participating | 12/31/1898 | WATER | 25 | 25 | 1 | Pacific Gas & Electric Company | PIT3_7_PL1X3 |  | N | Y | GEN | PIT3_7_UNIT 3 | nan |  | HYDRO | 2019M06 | NP15 | PIT3_7_PL1X3
CISO | Pit PH 3 Unit 2 | Non-Participating | 12/31/1898 | WATER | 26 | 26 | 1 | Pacific Gas & Electric Company | PIT3_7_PL1X3 |  | N | Y | GEN | PIT3_7_UNIT 2 | nan |  | HYDRO | 2019M06 | NP15 | PIT3_7_PL1X3
CISO | PIT PH 3 UNIT 1 | Non-Participating | 12/31/1898 | WATER | 24 | 24 | 1 | Pacific Gas & Electric Company | PIT3_7_PL1X3 |  | N | Y | GEN | PIT3_7_UNIT 1 | nan |  | HYDRO | 2019M06 | NP15 | PIT3_7_PL1X3
CISO | PIT PH 1 UNIT 2 | Participating Unit | 1922-01-01 | WATER | 32 | 32 | 1 | Pacific Gas & Electric Company |  | PGAE | N | N | GEN | PIT1_7_UNIT 2 | nan | PGAE | HYDRO | 2019M06 | NP15 | PIT1_7_UNIT 2
CISO | PIT PH 1 UNIT 1 | Participating Unit | 1922-01-01 | WATER | 32 | 32 | 1 | Pacific Gas & Electric Company |  | PGAE | N | N | GEN | PIT1_7_UNIT 1 | nan | PGAE | HYDRO | 2019M06 | NP15 | PIT1_7_UNIT 1
CISO | Pio Pico Unit 3 | Participating Unit | 2016-11-03 | NATURAL GAS | 112 | 112 | 1 | Pio Pico Energy Center |  | SDGE | N | N | GEN | PIOPIC_2_CTG3 | nan | SDGE | COMBUSTION TURBINE | 2019M06 | SP15 | PIOPIC_2_CTG3
CISO | Pio Pico Unit 2 | Participating Unit | 2016-11-03 | NATURAL GAS | 112.7 | 112.7 | 1 | Pio Pico Energy Center |  | SDGE | N | N | GEN | PIOPIC_2_CTG2 | nan | SDGE | COMBUSTION TURBINE | 2019M06 | SP15 | PIOPIC_2_CTG2
CISO | Pio Pico Unit 1 | Participating Unit | 2016-11-03 | NATURAL GAS | 111.3 | 111.3 | 1 | Pio Pico Energy Center |  | SDGE | N | N | GEN | PIOPIC_2_CTG1 | nan | SDGE | COMBUSTION TURBINE | 2019M06 | SP15 | PIOPIC_2_CTG1
CISO | Pinyon Pines 2 | Participating Unit | 2013-01-01 | WIND | 132 | 132 | 1 | Alta Interconnection Management II, LLC |  | SCE | N | N | GEN | ALT6DS_2_WIND9 | nan | SCE | WIND | 2019M06 | SP15 | ALT6DS_2_WIND9
CISO | Pinyon Pines 1 | Participating Unit | 2013-01-01 | WIND | 168 | 168 | 1 | Alta Interconnection Management III, LLC |  | SCE | N | N | GEN | ALT6DN_2_WIND7 | nan | SCE | WIND | 2019M06 | SP15 | ALT6DN_2_WIND7
CISO | PINFLT_7_UNIT 2 | Non-Participating | 12/31/1898 |  | 63.3 | 63.3 | 1 |  | PINFLT_7_UNITS |  |  | Y | GEN | PINFLT_7_UNIT 2 | nan |  |  | 2019M06 | NP15 | PINFLT_7_UNITS
CISO | Pine Flat Unit 3 | Non-Participating | 12/31/1898 | WATER | 63.3 | 63.3 | 1 |  | PINFLT_7_UNITS |  | N | Y | GEN | PINFLT_7_UNIT 3 | nan |  | HYDRO | 2019M06 | NP15 | PINFLT_7_UNITS
CISO | Pine Flat Unit 1 | Non-Participating | 12/31/1898 | WATER | 63.3 | 63.3 | 1 |  | PINFLT_7_UNITS |  | N | Y | GEN | PINFLT_7_UNIT 1 | nan |  | HYDRO | 2019M06 | NP15 | PINFLT_7_UNITS
CISO | PINE FLAT HYDRO AGGREGATE | Participating Unit | 1984-01-01 | WATER | #Error | 210 | 1 | California Dept. of Water Resources | PINFLT_7_UNITS | PGAE | N | Y | GEN | PINFLT_7_UNITS | nan | CWRP | HYDRO | 2019M06 | NP15 | PINFLT_7_UNITS
CISO | Pico Rivera | Participating Unit | 2015-11-20 | SUN | 1 | 0.9 | 1 | SunEdison Utility Solutions, LLC (Pico Rivera) |  | SCE | N | N | GEN | CENTER_2_SOLAR1 | nan | SCE | PHOTO VOLTAIC | 2019M06 | SP15 | CENTER_2_SOLAR1
CISO | PHOENIX PH | Participating Unit | 1940-01-01 | WATER | 2 | 2 | 1 | Pacific Gas & Electric Company |  | PGAE | N | N | GEN | PHOENX_1_UNIT | nan | PGAE | HYDRO | 2019M06 | NP15 | PHOENX_1_UNIT
CISO | Phoenix | Participating Unit | 2015-01-26 | WIND | 11.2 | 11.2 | 1 | San Gorgonio Westwinds II, LLC |  | SCE | Y | N | GEN | GARNET_2_WIND1 | nan | SCE | WIND | 2019M06 | SP15 | GARNET_2_WIND1
CISO | PGE San Francisco State Fuel Cell | Participating Unit | 2011-09-27 | NATURAL GAS | 1.4 | 1.6 | 1 | Pacific Gas & Electric Company |  | PGAE | N | N | GEN | DALYCT_1_FCELL | nan | PGAE | OTHER | 2019M06 | NP15 | DALYCT_1_FCELL
CISO | PGE CSUEB Hayward Fuel Cell | Participating Unit | 2011-09-27 | NATURAL GAS | 1.5 | 1.4 | 1 | Pacific Gas & Electric Company |  | PGAE | N | N | GEN | CASTVL_2_FCELL | nan | PGAE | OTHER | 2019M06 | NP15 | CASTVL_2_FCELL
CISO | PearBlossom | Participating Unit | 2016-12-29 | SUN | 9.5 | 9.5 | 1 | Solar Star California XLIV, LLC |  | SCE | N | N | GEN | PBLOSM_2_SOLAR | nan | SCE | PHOTO VOLTAIC | 2019M06 | SP15 | PBLOSM_2_SOLAR
CISO | PEARBL_2_NSPIN | Participating Unit | 12/31/1898 | WATER | 151.2 | 151.2 | 1 |  |  | SCE | N | N | GEN | PEARBL_2_NSPIN | nan | CWRS | PUMP | 2019M06 | SP15 | PEARBL_2_NSPIN
CISO | Pastoria Energy Facility | Participating Unit | 2005-05-04 | NATURAL GAS | #Error | 799.47 | 1 | Pastoria Energy Facility, LLC | LEBECS_2_UNITS | SCE | N | Y | GEN | LEBECS_2_UNITS | nan | SCE | COMBINED CYCLE | 2019M06 | SP15 | LEBECS_2_UNITS
CISO | PARKER POWERHOUSE | Participating Unit | 1981-09-23 | WATER | 3.8 | 2.83 | 1 | Merced Irrigation District |  | PGAE | Y | N | GEN | CRESSY_1_PARKER | nan | PGAE | HYDRO | 2019M06 | NP15 | CRESSY_1_PARKER
CISO | Pardee Power House | Participating Unit | 1930-01-01 | WATER | #Error | 30 | 1 | East Bay Municipal Utility District | PARDEB_6_UNITS | PGAE | N | Y | GEN | PARDEB_6_UNITS | nan | PGAE | HYDRO | 2019M06 | NP15 | PARDEB_6_UNITS
CISO | PARDEE HYDRO UNIT 3 | Non-Participating | 12/31/1898 | WATER | 10 | 10 | 1 | East Bay Municipal Utility District | PARDEB_6_UNITS |  | N | Y | GEN | PARDEB_2_UNIT 3 | nan |  | HYDRO | 2019M06 | NP15 | PARDEB_6_UNITS
CISO | PARDEE HYDRO UNIT 2 | Non-Participating | 12/31/1898 | WATER | 10 | 10 | 1 | East Bay Municipal Utility District | PARDEB_6_UNITS |  | N | Y | GEN | PARDEB_2_UNIT 2 | nan |  | HYDRO | 2019M06 | NP15 | PARDEB_6_UNITS
CISO | PARDEE HYDRO UNIT 1 | Non-Participating | 12/31/1898 | WATER | 10 | 10 | 1 | East Bay Municipal Utility District | PARDEB_6_UNITS |  | N | Y | GEN | PARDEB_2_UNIT 1 | nan |  | HYDRO | 2019M06 | NP15 | PARDEB_6_UNITS
CISO | PANSEA_1_SEAWND | Non-Participating | 12/31/1898 |  | 28.5 | 28.5 | 1 |  | DEVERS_1_QF |  |  | Y | GEN | PANSEA_1_SEAWND | nan |  |  | 2019M06 | SP15 | DEVERS_1_QF
CISO | Panoche Valley Solar | Participating Unit | 2018-11-26 | SUN | #Error | 140 | 1 | Panoche Valley Solar, LLC | PNCHVS_2_SOLAR | PGAE | N | Y | GEN | PNCHVS_2_SOLAR | nan | PGAE | PHOTO VOLTAIC | 2019M06 | NP15 | PNCHVS_2_SOLAR
CISO | Panoche Peaker Facility | Non-Participating | 12/31/1898 | NATURAL GAS | 0.3 | 0.3 | 1 | Wellhead Power Panoche, LLC | PNOCHE_1_PL1X2 |  | N | Y | GEN | PNOCHE_7_ICE2 | nan |  | RECIPROCATING ENGINE | 2019M06 | NP15 | PNOCHE_1_PL1X2
CISO | Panoche Peaker Facility | Non-Participating | 12/31/1898 | NATURAL GAS | 49 | 49 | 1 | Wellhead Power Panoche, LLC | PNOCHE_1_PL1X2 |  | N | Y | GEN | PNOCHE_7_CTG1 | nan |  | COMBUSTION TURBINE | 2019M06 | NP15 | PNOCHE_1_PL1X2
CISO | Panoche Peaker | Participating Unit | 2005-06-14 | NATURAL GAS | #Error | 49.97 | 1 | Wellhead Power Panoche, LLC | PNOCHE_1_PL1X2 | PGAE | N | Y | GEN | PNOCHE_1_PL1X2 | nan | PGAE | COMBUSTION TURBINE | 2019M06 | NP15 | PNOCHE_1_PL1X2
CISO | PANOCHE ENERGY CENTER (CTG4) | Non-Participating | 12/31/1898 | NATURAL GAS | 127.3 | 127.3 | 1 | PANOCHE ENERGY CENTER | PNCHEG_2_PL1X4 |  | N | Y | GEN | PNCHEG_2_CTG4 | nan |  | COMBUSTION TURBINE | 2019M06 | NP15 | PNCHEG_2_PL1X4
CISO | PANOCHE ENERGY CENTER (CTG3) | Non-Participating | 12/31/1898 | NATURAL GAS | 127.3 | 127.3 | 1 | PANOCHE ENERGY CENTER | PNCHEG_2_PL1X4 |  | N | Y | GEN | PNCHEG_2_CTG3 | nan |  | COMBUSTION TURBINE | 2019M06 | NP15 | PNCHEG_2_PL1X4
CISO | PANOCHE ENERGY CENTER (CTG2) | Non-Participating | 12/31/1898 | NATURAL GAS | 127.3 | 127.3 | 1 | PANOCHE ENERGY CENTER | PNCHEG_2_PL1X4 |  | N | Y | GEN | PNCHEG_2_CTG2 | nan |  | COMBUSTION TURBINE | 2019M06 | NP15 | PNCHEG_2_PL1X4
CISO | PANOCHE ENERGY CENTER (CTG1) | Non-Participating | 12/31/1898 | NATURAL GAS | 127.3 | 127.3 | 1 | PANOCHE ENERGY CENTER | PNCHEG_2_PL1X4 |  | N | Y | GEN | PNCHEG_2_CTG1 | nan |  | COMBUSTION TURBINE | 2019M06 | NP15 | PNCHEG_2_PL1X4
CISO | PANOCHE ENERGY CENTER (Aggregated) | Participating Unit | 2009-05-27 | NATURAL GAS | #Error | 401 | 1 | PANOCHE ENERGY CENTER | PNCHEG_2_PL1X4 | PGAE | N | Y | GEN | PNCHEG_2_PL1X4 | nan | PGAE | COMBUSTION TURBINE | 2019M06 | NP15 | PNCHEG_2_PL1X4
CISO | PALOMR_7_STG3 | Non-Participating | 12/31/1898 |  | 260 | 260 | 1 |  | PALOMR_2_PL1X3 |  |  | Y | GEN | PALOMR_7_STG3 | nan |  | STEAM | 2019M06 | SP15 | PALOMR_2_PL1X3
CISO | PALOMR_7_CTG2 | Non-Participating | 12/31/1898 |  | 188 | 188 | 1 |  | PALOMR_2_PL1X3 |  |  | Y | GEN | PALOMR_7_CTG2 | nan |  | COMBUSTION TURBINE | 2019M06 | SP15 | PALOMR_2_PL1X3
CISO | PALOMR_7_CTG1 | Non-Participating | 12/31/1898 |  | 188 | 188 | 1 |  | PALOMR_2_PL1X3 |  |  | Y | GEN | PALOMR_7_CTG1 | nan |  | COMBUSTION TURBINE | 2019M06 | SP15 | PALOMR_2_PL1X3
CISO | Palomar Energy Center | Participating Unit | 2005-10-14 | NATURAL GAS | #Error | 575 | 1 | San Diego Gas & Electric | PALOMR_2_PL1X3 | SDGE | N | Y | GEN | PALOMR_2_PL1X3 | nan | SDGE | COMBINED CYCLE | 2019M06 | SP15 | PALOMR_2_PL1X3
CISO | Palmdale 18 | Participating Unit | 2016-01-13 | SUN | 2 | 2 | 1 | SEPV18, LLC |  | SCE | N | N | GEN | LITLRK_6_SOLAR2 | nan | SCE | PHOTO VOLTAIC | 2019M06 | SP15 | LITLRK_6_SOLAR2
CISO | Painted Hills Windpark | Participating Unit | 2016-04-14 | WIND | 19.3 | 19.04 | 1 | Painted Hills Wind Developers |  | SCE | N | N | GEN | VENWD_1_WIND3 | nan | SCE | WIND | 2019M06 | SP15 | VENWD_1_WIND3
CISO | Paige Solar | Participating Unit | 2017-03-09 | SUN | 22 | 20 | 1 | Westside Solar, LLC |  | PGAE | N | N | GEN | PAIGES_6_SOLAR | nan | PGAE | PHOTO VOLTAIC | 2019M06 | NP15 | PAIGES_6_SOLAR
CISO | PADUA QFS | Participating Unit | 1984-01-01 | OTHER | 30.1 | 1.82 | 1 | Southern California Edison Company |  | SCE | Y | N | GEN | PADUA_6_QF | nan | SCE | OTHER | 2019M06 | SP15 | PADUA_6_QF
CISO | Pacific Wind - Phase 1 | Participating Unit | 2012-07-20 | WIND | 250 | 140 | 1 | Pacific Wind, LLC |  | SCE | N | N | GEN | ROSMDW_2_WIND1 | nan | SCE | WIND | 2019M06 | SP15 | ROSMDW_2_WIND1
CISO | PACIFIC WEST 1 WIND GENERATION | Participating Unit | 12/31/1898 | WIND | 2.1 | 2.1 | 1 | Phoenix Wind Power LLC |  | SCE | N | N | GEN | PWEST_1_UNIT | nan | SCE | WIND | 2019M06 | SP15 | PWEST_1_UNIT
CISO | Pacific Ultrapower Chinese Station | Participating Unit | 2017-03-01 | BIOMASS | 25.3 | 18 | 1 | Sierra Energy Storage, LLC |  | PGAE | N | N | GEN | ULTPCH_1_UNIT 1 | nan | PGAE | STEAM | 2019M06 | NP15 | ULTPCH_1_UNIT 1
CISO | OXBOW HYDRO | Participating Unit | 1966-01-01 | WATER | 6 | 5.8 | 1 | Placer County Water Agency |  | PGAE | N | N | GEN | OXBOW_6_DRUM | nan | PGAE | HYDRO | 2019M06 | NP15 | OXBOW_6_DRUM
CISO | Ox Mountain Landfill Generating Plant | Participating Unit | 2009-04-01 | BIOGAS | 13.3 | 10.62 | 1 | Ameresco Half Moon Bay, LLC |  | PGAE | N | N | GEN | OXMTN_6_LNDFIL | nan | PGAE | RECIPROCATING ENGINE | 2019M06 | NP15 | OXMTN_6_LNDFIL
CISO | OTAY MESA STEAM TURBINE 3 | Non-Participating | 12/31/1898 | HEAT RECOVERY | 290.7 | 290.7 | 1 | Otay Mesa Energy Center, LLC | OTMESA_2_PL1X3 |  |  | Y | GEN | OTMESA_2_STG3 | nan |  | STEAM | 2019M06 | SP15 | OTMESA_2_PL1X3
CISO | OTAY MESA ENERGY CENTER | Participating Unit | 2009-10-02 | NATURAL GAS | 689 | 603.68 | 1 | Otay Mesa Energy Center, LLC | OTMESA_2_PL1X3 | SDGE | N | Y | GEN | OTMESA_2_PL1X3 | nan | SDGE | COMBINED CYCLE | 2019M06 | SP15 | OTMESA_2_PL1X3
CISO | OTAY MESA COMBUSTION TURBINE 2 | Non-Participating | 12/31/1898 | NATURAL GAS | 208 | 208 | 1 | Otay Mesa Energy Center, LLC | OTMESA_2_PL1X3 |  |  | Y | GEN | OTMESA_2_CTG2 | nan |  | COMBUSTION TURBINE | 2019M06 | SP15 | OTMESA_2_PL1X3
CISO | OTAY MESA COMBUSTION TURBINE 1 | Non-Participating | 12/31/1898 | NATURAL GAS | 208 | 208 | 1 | Otay Mesa Energy Center, LLC | OTMESA_2_PL1X3 |  |  | Y | GEN | OTMESA_2_CTG1 | nan |  | COMBUSTION TURBINE | 2019M06 | SP15 | OTMESA_2_PL1X3
CISO | OTAY LANDFILL UNITS AGGREGATE | Participating Unit | 1987-01-01 | BIOGAS | 5 | 3 | 1 | Otay Landfill Gas, LLC |  | SDGE | N | N | GEN | OTAY_6_UNITB1 | nan | SDGE | RECIPROCATING ENGINE | 2019M06 | SP15 | OTAY_6_UNITB1
CISO | Otay 6 | Participating Unit | 2014-03-14 | BIOGAS | 1.5 | 1.5 | 1 | Otay Landfill Gas, LLC |  | SDGE | N | N | GEN | OTAY_6_LNDFL6 | nan | SDGE | RECIPROCATING ENGINE | 2019M06 | SP15 | OTAY_6_LNDFL6
CISO | Otay 5 | Participating Unit | 2014-03-14 | BIOGAS | 1.5 | 1.5 | 1 | Otay Landfill Gas, LLC |  | SDGE | N | N | GEN | OTAY_6_LNDFL5 | nan | SDGE | RECIPROCATING ENGINE | 2019M06 | SP15 | OTAY_6_LNDFL5
CISO | OSO_6_NSPIN | Participating Unit | 12/31/1898 | WATER | 70.8 | 70.8 | 1 |  |  | SCE | N | N | GEN | OSO_6_NSPIN | nan | CWRS | PUMP | 2019M06 | SP15 | OSO_6_NSPIN
CISO | Oroville Cogeneration, LP | Participating Unit | 1989-12-18 | NATURAL GAS | 9.8 | 7.5 | 1 | Oroville Cogeneration, L.P. |  | PGAE | N | N | GEN | OROVIL_6_UNIT | nan | PGAE | RECIPROCATING ENGINE | 2019M06 | NP15 | OROVIL_6_UNIT
CISO | Oro Loma Solar 2 | Participating Unit | 2017-01-28 | SUN | 10 | 10 | 1 | CED Oro Loma Solar, LLC |  | PGAE | N | N | GEN | OROLOM_1_SOLAR2 | nan | PGAE | PHOTO VOLTAIC | 2019M06 | NP15 | OROLOM_1_SOLAR2
CISO | Oro Loma Solar 1 | Participating Unit | 2017-01-28 | SUN | 10 | 10 | 1 | CED Oro Loma Solar, LLC |  | PGAE | N | N | GEN | OROLOM_1_SOLAR1 | nan | PGAE | PHOTO VOLTAIC | 2019M06 | NP15 | OROLOM_1_SOLAR1
CISO | ORMOND BEACH GEN STA. UNIT 2 | Participating Unit | 1971-01-01 | NATURAL GAS | 750 | 750 | 1 | NRG California South LP |  | SCE | N | N | GEN | ORMOND_7_UNIT 2 | nan | SCE | STEAM | 2019M06 | SP15 | ORMOND_7_UNIT 2
CISO | ORMOND BEACH GEN STA. UNIT 1 | Participating Unit | 1971-01-01 | NATURAL GAS | 750 | 741.27 | 1 | NRG California South LP |  | SCE | N | N | GEN | ORMOND_7_UNIT 1 | nan | SCE | STEAM | 2019M06 | SP15 | ORMOND_7_UNIT 1
CISO | Orion 2 Solar | Participating Unit | 2014-06-26 | SUN | 8 | 8 | 1 | Orion Solar II, LLC |  | PGAE | N | N | GEN | ARVINN_6_ORION2 | nan | PGAE | PHOTO VOLTAIC | 2019M06 | ZP26 | ARVINN_6_ORION2
CISO | Orion 1 Solar | Participating Unit | 2014-06-26 | SUN | 12 | 12 | 1 | Orion Solar I, LLC; Orion Solar II, LLC |  | PGAE | N | N | GEN | ARVINN_6_ORION1 | nan | PGAE | PHOTO VOLTAIC | 2019M06 | ZP26 | ARVINN_6_ORION1
CISO | Orange Grove Energy Center | Participating Unit | 2010-06-16 | NATURAL GAS | #Error | 96 | 1 | Orange Grove Energy, L.P. | OGROVE_6_PL1X2 | SDGE | N | Y | GEN | OGROVE_6_PL1X2 | nan | SDGE | COMBUSTION TURBINE | 2019M06 | SP15 | OGROVE_6_PL1X2
CISO | Orange Grove | Non-Participating | 12/31/1898 | NATURAL GAS | 75 | 75 | 1 | Orange Grove LLC | OGROVE_6_PL1X2 |  |  | Y | GEN | OGROVE_6_CTG1 | nan |  | COMBUSTION TURBINE | 2019M06 | SP15 | OGROVE_6_PL1X2
CISO | Orange Grove | Non-Participating | 12/31/1898 | NATURAL GAS | 75 | 75 | 1 | Orange Grove LLC | OGROVE_6_PL1X2 |  |  | Y | GEN | OGROVE_6_CTG2 | nan |  | COMBUSTION TURBINE | 2019M06 | SP15 | OGROVE_6_PL1X2
CISO | Open Sky Digester Genset 2 | Participating Unit | 2019-06-08 | BIOGAS | 0.8 | 0.8 | 1 | Open Sky Power LLC |  | PGAE | N | N | GEN | SCHNDR_1_OS2BM2 | nan | PGAE | RECIPROCATING ENGINE | 2019M06 | NP15 | SCHNDR_1_OS2BM2
CISO | ONTARIO/SIERRA HYDRO PSP | Participating Unit | 1902-01-01 | WATER | 1 | 1.92 | 1 | Southern California Edison Company |  | SCE | N | N | GEN | PADUA_2_ONTARO | nan | SCE | HYDRO | 2019M06 | SP15 | PADUA_2_ONTARO
CISO | Ontario RT Solar | Participating Unit | 2011-08-25 | SUN | 5.5 | 5.5 | 1 | Southern California Edison Company |  | SCE | N | N | GEN | MIRLOM_2_ONTARO | nan | SCE | PHOTO VOLTAIC | 2019M06 | SP15 | MIRLOM_2_ONTARO
CISO | O'NEILL PUMP-GEN UNIT 6 | Non-Participating | 12/31/1898 | WATER | 4.2 | 4.2 | 1 |  | ONLLPP_6_UNITS |  | N | Y | GEN | ONLLPP_6_UNIT 6 | nan |  | HYDRO | 2019M06 | NP15 | ONLLPP_6_UNITS
CISO | O'NEILL PUMP-GEN UNIT 5 | Non-Participating | 12/31/1898 | WATER | 4.2 | 4.2 | 1 |  | ONLLPP_6_UNITS |  | N | Y | GEN | ONLLPP_6_UNIT 5 | nan |  | HYDRO | 2019M06 | NP15 | ONLLPP_6_UNITS
CISO | O'NEILL PUMP-GEN UNIT 4 | Non-Participating | 12/31/1898 | WATER | 4.2 | 4.2 | 1 |  | ONLLPP_6_UNITS |  | N | Y | GEN | ONLLPP_6_UNIT 4 | nan |  | HYDRO | 2019M06 | NP15 | ONLLPP_6_UNITS
CISO | O'NEILL PUMP-GEN UNIT 3 | Non-Participating | 12/31/1898 | WATER | 4.2 | 4.2 | 1 |  | ONLLPP_6_UNITS |  | N | Y | GEN | ONLLPP_6_UNIT 3 | nan |  | HYDRO | 2019M06 | NP15 | ONLLPP_6_UNITS
CISO | O'NEILL PUMP-GEN UNIT 2 | Non-Participating | 12/31/1898 | WATER | 4.2 | 4.2 | 1 |  | ONLLPP_6_UNITS |  | N | Y | GEN | ONLLPP_6_UNIT 2 | nan |  | HYDRO | 2019M06 | NP15 | ONLLPP_6_UNITS
CISO | O'NEILL PUMP-GEN UNIT 1 | Non-Participating | 12/31/1898 | WATER | 4.2 | 4.2 | 1 |  | ONLLPP_6_UNITS |  | N | Y | GEN | ONLLPP_6_UNIT 1 | nan |  | HYDRO | 2019M06 | NP15 | ONLLPP_6_UNITS
CISO | O'NEILL PUMP-GEN (AGGREGATE) | Participating Unit | 2017-11-30 | WATER | #Error | 25.2 | 1 | Western Area Power Administration | ONLLPP_6_UNITS | PGAE | N | Y | GEN | ONLLPP_6_UNITS | nan | PGAE |  | 2019M06 | NP15 | ONLLPP_6_UNITS
CISO | One Ten Partners | Participating Unit | 2017-09-30 | SUN | 2 | 2 | 1 | One Ten Partners, LLC |  | SCE | N | N | GEN | LITLRK_6_SOLAR3 | nan | SCE | PHOTO VOLTAIC | 2019M06 | SP15 | LITLRK_6_SOLAR3
CISO | OLSEN POWER PARTNERS | Participating Unit | 1990-01-03 | WATER | 5.8 | 5.8 | 1 | Pacific Gas & Electric Company |  | PGAE | Y | N | GEN | OLSEN_2_UNIT | nan | PGAE | HYDRO | 2019M06 | NP15 | OLSEN_2_UNIT
CISO | OLINDA QFS | Participating Unit | 1984-01-01 | OTHER | 13.3 | 0.4 | 1 | Southern California Edison Company |  | SCE | Y | N | GEN | OLINDA_2_QF | nan | SCE | OTHER | 2019M06 | SP15 | OLINDA_2_QF
CISO | Old River One | Participating Unit | 2014-12-30 | SUN | 20 | 20 | 1 | RE Old River One, LLC |  | PGAE | N | N | GEN | OLDRV1_6_SOLAR | nan | PGAE | PHOTO VOLTAIC | 2019M06 | ZP26 | OLDRV1_6_SOLAR
CISO | Ocotillo Wind Energy Facility | Participating Unit | 2013-07-30 | WIND | 265 | 265 | 1 | Ocotillo Express LLC |  | SDGE | N | N | GEN | OCTILO_5_WIND | nan | SDGE | WIND | 2019M06 | SP15 | OCTILO_5_WIND
CISO | Oasis Power Plant | Participating Unit | 2005-03-31 | WIND | 60 | 59 | 1 | Oasis Power Partners, LLC |  | SCE | N | N | GEN | VINCNT_2_WESTWD | nan | SCE | WIND | 2019M06 | SP15 | VINCNT_2_WESTWD
CISO | Oakley Solar Project | Participating Unit | 2013-06-12 | SUN | 1.5 | 1.5 | 1 | Hayworth-Fabian, LLC |  | PGAE | N | N | GEN | COCOSB_6_SOLAR | nan | PGAE | PHOTO VOLTAIC | 2019M06 | NP15 | COCOSB_6_SOLAR
CISO | OAKLAND STATION C GT UNIT 3 | Participating Unit | 1978-01-01 | DISTILLATE | 55 | 55 | 1 | Dynegy Oakland LLC |  | PGAE | N | N | GEN | OAK C_7_UNIT 3 | nan | PGAE | COMBUSTION TURBINE | 2019M06 | NP15 | OAK C_7_UNIT 3
CISO | OAKLAND STATION C GT UNIT 2 | Participating Unit | 1978-01-01 | DISTILLATE | 55 | 55 | 1 | Dynegy Oakland LLC |  | PGAE | N | N | GEN | OAK C_7_UNIT 2 | nan | PGAE | COMBUSTION TURBINE | 2019M06 | NP15 | OAK C_7_UNIT 2
CISO | OAKLAND STATION C GT UNIT 1 | Participating Unit | 1978-01-01 | DISTILLATE | 55 | 55 | 1 | Dynegy Oakland LLC |  | PGAE | N | N | GEN | OAK C_7_UNIT 1 | nan | PGAE | COMBUSTION TURBINE | 2019M06 | NP15 | OAK C_7_UNIT 1
CISO | Oak Flat | Participating Unit | 1985-01-01 | WATER | 1.3 | 1.3 | 1 | Pacific Gas & Electric Company |  | PGAE | N | N | GEN | BUCKCK_7_OAKFLT | nan | PGAE | HYDRO | 2019M06 | NP15 | BUCKCK_7_OAKFLT
CISO | NZWIND_6_ZONDWD | Non-Participating | 12/31/1898 |  | 26 | 26 | 1 |  | ANTLPE_2_QF |  |  | Y | GEN | NZWIND_6_ZONDWD | nan |  |  | 2019M06 | SP15 | ANTLPE_2_QF
CISO | NZWIND_6_NORTHW | Non-Participating | 12/31/1898 |  | 10.4 | 10.4 | 1 |  | ANTLPE_2_QF |  |  | Y | GEN | NZWIND_6_NORTHW | nan |  |  | 2019M06 | SP15 | ANTLPE_2_QF
CISO | NTC/MCRD COGENERATION | Participating Unit | 1989-01-01 | OTHER | 23 | 22.3 | 1 | SDG&E Exempt |  | SDGE | Y | N | GEN | PTLOMA_6_NTCQF | nan | SDGE | COMBUSTION TURBINE | 2019M06 | SP15 | PTLOMA_6_NTCQF
CISO | North Star Solar 1 | Participating Unit | 2015-06-20 | SUN | 60 | 60 | 1 | North Star Solar, LLC |  | PGAE | N | N | GEN | MNDOTA_1_SOLAR1 | nan | PGAE | PHOTO VOLTAIC | 2019M06 | NP15 | MNDOTA_1_SOLAR1
CISO | North Sky River Wind Project | Participating Unit | 2012-12-08 | WIND | 162 | 160 | 1 | North Sky River Energy, LLC |  | SCE | N | N | GEN | JAWBNE_2_NSRWND | nan | SCE | WIND | 2019M06 | SP15 | JAWBNE_2_NSRWND
CISO | North Palm Springs 4A | Participating Unit | 2012-11-02 | SUN | 4.1 | 4 | 1 | North Palm Springs Investments, LLC |  | SCE | N | N | GEN | GARNET_1_SOLAR | nan | SCE | PHOTO VOLTAIC | 2019M06 | SP15 | GARNET_1_SOLAR
CISO | North Palm Springs 1A | Participating Unit | 2012-04-02 | SUN | 2.4 | 2.4 | 1 | North Palm Springs Investments, LLC |  | SCE | N | N | GEN | BUCKWD_1_NPALM1 | nan | SCE | PHOTO VOLTAIC | 2019M06 | SP15 | BUCKWD_1_NPALM1
CISO | North Lancaster Ranch | Participating Unit | 2016-12-31 | SUN | 20 | 20 | 1 | North Lancaster Ranch LLC |  | SCE | N | N | GEN | PLAINV_6_NLRSR1 | nan | SCE | PHOTO VOLTAIC | 2019M06 | SP15 | PLAINV_6_NLRSR1
CISO | NORTH ISLAND COGEN | Participating Unit | 1989-01-01 | OTHER | 5 | 4.05 | 1 | SDG&E Exempt |  | SDGE | Y | N | GEN | NIMTG_6_NICOGN | nan | SDGE |  | 2019M06 | SP15 | NIMTG_6_NICOGN
CISO | NID Hydro Bowman Powerhouse | Participating Unit | 2016-12-20 | WATER | 3.6 | 3.6 | 1 | Nevada Irrigation District |  | PGAE | N | N | GEN | BOWMN_6_HYDRO | nan | PGAE | HYDRO | 2019M06 | NP15 | BOWMN_6_HYDRO
CISO | NICOLIS | Participating Unit | 2016-09-15 | SUN | 20 | 20 | 1 | Nicolis, LLC |  | SCE | N | N | GEN | VESTAL_2_SOLAR1 | nan | SCE | PHOTO VOLTAIC | 2019M06 | SP15 | VESTAL_2_SOLAR1
CISO | Nickel 1 ("NLH1") | Participating Unit | 2012-11-27 | SUN | 1.5 | 1.5 | 1 | NLH1 Solar, LLC |  | PGAE | N | N | GEN | TWISSL_6_SOLAR | nan | PGAE | PHOTO VOLTAIC | 2019M06 | ZP26 | TWISSL_6_SOLAR
AZPS | NGILAA_5_SDGDYN | Participating Unit | 12/31/1898 | NATURAL GAS | #Error | 57 | 1 | NRTHGILA500 |  | SCE | Y | N | TG | NGILAA_5_SDGDYN | nan | SDGE | COMBINED CYCLE | 2019M06 | SP15 | NGILAA_5_SDGDYN
CISO | NextEra Energy Montezuma Wind II | Participating Unit | 2012-02-01 | WIND | 78.2 | 78.2 | 1 | NextEra Energy Montezuma Wind II, LLC |  | PGAE | N | N | GEN | BRDSLD_2_MTZUM2 | nan | PGAE | WIND | 2019M06 | NP15 | BRDSLD_2_MTZUM2
CISO | NEWCASTLE HYDRO | Participating Unit | 1986-01-01 | WATER | 12 | 12 | 1 | Pacific Gas & Electric Company |  | PGAE | N | N | GEN | NWCSTL_7_UNIT 1 | nan | PGAE | HYDRO | 2019M06 | NP15 | NWCSTL_7_UNIT 1
CISO | NEWARK 1 QF | Participating Unit | 12/31/1898 | OTHER | 1.1 | 1.1 | 1 | Pacific Gas & Electric Company |  | PGAE | Y | N | GEN | NEWARK_1_QF | nan | PGAE | OTHER | 2019M06 | NP15 | NEWARK_1_QF
CISO | New Indy Oxnard | Participating Unit | 2016-04-15 | NATURAL GAS | 29 | 27.8 | 1 | New-Indy Oxnard LLC |  | SCE | N | N | GEN | SNCLRA_2_UNIT1 | nan | SCE | COMBUSTION TURBINE | 2019M06 | SP15 | SNCLRA_2_UNIT1
CISO | NEW HOGAN PH UNIT 2 | Non-Participating | 12/31/1898 |  | 1.1 | 1.1 | 1 |  | NHOGAN_6_UNITS |  | N | Y | GEN | NHOGAN_6_UNIT 2 | nan |  |  | 2019M06 | NP15 | NHOGAN_6_UNITS
CISO | NEW HOGAN PH UNIT 1 | Non-Participating | 12/31/1898 |  | 2.2 | 2.2 | 1 |  | NHOGAN_6_UNITS |  | N | Y | GEN | NHOGAN_6_UNIT 1 | nan |  |  | 2019M06 | NP15 | NHOGAN_6_UNITS
CISO | NEW HOGAN PH AGGREGATE | Participating Unit | 1986-04-15 | WATER | #Error | 4 | 1 | Modesto Irrigation District | NHOGAN_6_UNITS | PGAE | Y | Y | GEN | NHOGAN_6_UNITS | nan | PGAE | HYDRO | 2019M06 | NP15 | NHOGAN_6_UNITS
CISO | Neal Road Landfill Generating Facility | Participating Unit | 2012-09-27 | BIOGAS | 2.1 | 2.1 | 1 | Ameresco Butte County LLC |  | PGAE | N | N | GEN | ESQUON_6_LNDFIL | nan | PGAE | RECIPROCATING ENGINE | 2019M06 | NP15 | ESQUON_6_LNDFIL
CISO | NCPA GEO PLANT 2 UNIT 4 | Participating Unit | 1986-01-01 | GEOTHERMAL | 55 | 52.73 | 1 | NCPA (MSS Agreement - S14) |  | PGAE | N | N | GEN | NCPA_7_GP2UN4 | nan | NCPA | STEAM | 2019M06 | NP15 | NCPA_7_GP2UN4
CISO | NCPA GEO PLANT 2 UNIT 3 | Participating Unit | 1985-01-01 | GEOTHERMAL | 55 | 42.42 | 1 | NCPA (MSS Agreement - S14) |  | PGAE | N | N | GEN | NCPA_7_GP2UN3 | nan | NCPA | STEAM | 2019M06 | NP15 | NCPA_7_GP2UN3
CISO | NCPA GEO PLANT 1 UNIT 2 | Participating Unit | 1983-01-01 | GEOTHERMAL | 55 | 34 | 1 | NCPA (MSS Agreement - S14) |  | PGAE | N | N | GEN | NCPA_7_GP1UN2 | nan | NCPA | STEAM | 2019M06 | NP15 | NCPA_7_GP1UN2
CISO | NCPA GEO PLANT 1 UNIT 1 | Participating Unit | 1983-01-01 | GEOTHERMAL | 55 | 38.85 | 1 | NCPA (MSS Agreement - S14) |  | PGAE | N | N | GEN | NCPA_7_GP1UN1 | nan | NCPA | STEAM | 2019M06 | NP15 | NCPA_7_GP1UN1
CISO | Narrows Powerhouse Unit 2 | Participating Unit | 1969-01-01 | WATER | 55 | 55 | 1 | Yuba County Water Agency |  | PGAE | N | N | GEN | NAROW2_2_UNIT | nan | PGAE | HYDRO | 2019M06 | NP15 | NAROW2_2_UNIT
CISO | NARROWS PH 1 UNIT | Participating Unit | 1942-01-01 | WATER | 12 | 12 | 1 | Pacific Gas & Electric Company |  | PGAE | N | N | GEN | NAROW1_2_UNIT | nan | PGAE | HYDRO | 2019M06 | NP15 | NAROW1_2_UNIT
CISO | Nacimiento Hydroelectric Plant | Participating Unit | 2013-09-16 | WATER | 4.4 | 3.8 | 1 | Monterey County Water Resources Agency |  | PGAE | Y | N | GEN | OILFLD_7_QFUNTS | nan | PGAE | HYDRO | 2019M06 | NP15 | OILFLD_7_QFUNTS
CISO | MWWTP PGS 2 - Turbine | Participating Unit | 1991-10-21 | BIOGAS | 5.8 | 4.6 | 1 | EAST BAY MUNICIPAL UTILITY DISTRICT |  | PGAE | N | N | GEN | OAK L_1_GTG1 | nan | PGAE | COMBUSTION TURBINE | 2019M06 | NP15 | OAK L_1_GTG1
CISO | MWWTP PGS 1 - ENGINES | Participating Unit | 2012-11-01 | BIOGAS | 6.9 | 6.9 | 1 | EAST BAY MUNICIPAL UTILITY DISTRICT |  | PGAE | Y | N | GEN | OAK C_1_EBMUD | nan | PGAE | RECIPROCATING ENGINE | 2019M06 | NP15 | OAK C_1_EBMUD
CISO | MWD Venice Hydroelectric Recovery Plant | Participating Unit | 1982-01-01 | WATER | 10.1 | 9.95 | 1 | Metropolitan Water District of Southern California |  | SCE | N | N | GEN | LACIEN_2_VENICE | nan | SCE | HYDRO | 2019M06 | SP15 | LACIEN_2_VENICE
CISO | MWD Valley View Hydroelectric Recovery P | Participating Unit | 1985-01-01 | WATER | 4.1 | 4.1 | 1 | Metropolitan Water District of Southern California |  | SCE | N | N | GEN | VILLPK_2_VALLYV | nan | SCE | HYDRO | 2019M06 | SP15 | VILLPK_2_VALLYV
CISO | MWD Temescal Hydroelectric Recovery Plan | Participating Unit | 1987-01-01 | WATER | 2.8 | 2.85 | 1 | Metropolitan Water District of Southern California |  | SCE | N | N | GEN | MIRLOM_2_TEMESC | nan | SCE | HYDRO | 2019M06 | SP15 | MIRLOM_2_TEMESC
CISO | MWD Rio Hondo Hydroelectric Recovery Pla | Participating Unit | 1984-01-01 | WATER | 1.9 | 1.91 | 1 | Metropolitan Water District of Southern California |  | SCE | N | N | GEN | CENTER_2_RHONDO | nan | SCE | HYDRO | 2019M06 | SP15 | CENTER_2_RHONDO
CISO | MWD Red Mountain Hydroelectric Recovery | Participating Unit | 1985-01-01 | WATER | 5.9 | 5.9 | 1 | Metropolitan Water District of Southern California |  | SCE | N | N | GEN | VALLEY_5_REDMTN | nan | SCE | HYDRO | 2019M06 | SP15 | VALLEY_5_REDMTN
CISO | MWD Perris Hydroelectric Recovery Plant | Participating Unit | 1983-01-01 | WATER | 7.9 | 7.94 | 1 | Metropolitan Water District of Southern California |  | SCE | N | N | GEN | VALLEY_5_PERRIS | nan | SCE | HYDRO | 2019M06 | SP15 | VALLEY_5_PERRIS
CISO | MWD Coyote Creek Hydroelectric Recovery | Participating Unit | 1979-02-21 | WATER | 3.1 | 3.13 | 1 | Metropolitan Water District of Southern California |  | SCE | N | N | GEN | OLINDA_2_COYCRK | nan | SCE | HYDRO | 2019M06 | SP15 | OLINDA_2_COYCRK
CISO | MWD Corona Hydroelectric Recovery Plant | Participating Unit | 1987-01-01 | WATER | 2.8 | 2.85 | 1 | Metropolitan Water District of Southern California |  | SCE | N | N | GEN | MIRLOM_2_CORONA | nan | SCE | HYDRO | 2019M06 | SP15 | MIRLOM_2_CORONA
CISO | Mustang Hills | Participating Unit | 2012-05-09 | WIND | 150 | 150 | 1 | Alta Interconnection Management, LLC |  | SCE | N | N | GEN | ALTA4B_2_CPCW6 | nan | SCE | WIND | 2019M06 | SP15 | ALTA4B_2_CPCW6
CISO | Mustang 4 | Participating Unit | 2016-06-09 | SUN | 30 | 30 | 1 | RE Mustang 4 LLC |  | PGAE | N | N | GEN | MSTANG_2_SOLAR4 | nan | PGAE | PHOTO VOLTAIC | 2019M06 | NP15 | MSTANG_2_SOLAR4
CISO | Mustang 3 | Participating Unit | 2016-05-03 | SUN | 40 | 40 | 1 | RE Mustang 3 LLC |  | PGAE | N | N | GEN | MSTANG_2_SOLAR3 | nan | PGAE | PHOTO VOLTAIC | 2019M06 | NP15 | MSTANG_2_SOLAR3
CISO | Mustang | Participating Unit | 2016-07-12 | SUN | 30 | 30 | 1 | RE Mustang LLC |  | PGAE | N | N | GEN | MSTANG_2_SOLAR | nan | PGAE | PHOTO VOLTAIC | 2019M06 | NP15 | MSTANG_2_SOLAR
CISO | Murphys Powerhouse | Participating Unit | 2017-08-22 | WATER | 3.6 | 3.6 | 1 | Utica Water and Power Authority |  | PGAE | N | N | GEN | FROGTN_1_UTICAM | nan | PGAE | HYDRO | 2019M06 | NP15 | FROGTN_1_UTICAM
CISO | MT.POSO COGENERATION CO. | Participating Unit | 1989-04-01 | BIOMASS | 57 | 46.64 | 1 | Mt. Poso Cogeneration Company |  | PGAE | Y | N | GEN | MTNPOS_1_UNIT | nan | PGAE | STEAM | 2019M06 | ZP26 | MTNPOS_1_UNIT
SRP | MSQUIT_5_SERDYN | Participating Unit | 12/31/1898 | NATURAL GAS | #Error | 625 | 1 | PVWEST |  | SCE | N | N | TG | MSQUIT_5_SERDYN | nan | SCE | COMBINED CYCLE | 2019M06 | SP15 | MSQUIT_5_SERDYN
NEVP | MRCHNT_2_MELDYN | Participating Unit | 12/31/1898 | NATURAL GAS | #Error | 494.58 | 1 | ELDORADO230 |  | SCE | N | N | TG | MRCHNT_2_MELDYN | nan | SCE | COMBINED CYCLE | 2019M06 | SP15 | MRCHNT_2_MELDYN
CISO | Mountainview Gen Sta. Unit 4 | Participating Unit | 2006-01-19 | NATURAL GAS | #Error | 555 | 1 | Southern California Edison Company | SBERDO_2_PSP4 | SCE | N | Y | GEN | SBERDO_2_PSP4 | nan | SCE | COMBINED CYCLE | 2019M06 | SP15 | SBERDO_2_PSP4
CISO | Mountainview Gen Sta. Unit 3 | Participating Unit | 2005-12-10 | NATURAL GAS | #Error | 555 | 1 | Southern California Edison Company | SBERDO_2_PSP3 | SCE | N | Y | GEN | SBERDO_2_PSP3 | nan | SCE | COMBINED CYCLE | 2019M06 | SP15 | SBERDO_2_PSP3
CISO | Mountain View Power Project III | Participating Unit | 2003-12-15 | WIND | 22.4 | 22.44 | 1 | Mountain View Power Partners III, L.L.C. |  | SCE | N | N | GEN | MTWIND_1_UNIT 3 | nan | SCE | WIND | 2019M06 | SP15 | MTWIND_1_UNIT 3
CISO | Mountain View Power Project II | Participating Unit | 2001-09-17 | WIND | 22.2 | 22.2 | 1 | Mountain View Power Partners, L.L.C. |  | SCE | N | N | GEN | MTWIND_1_UNIT 2 | nan | SCE | WIND | 2019M06 | SP15 | MTWIND_1_UNIT 2
CISO | Mountain View Power Project I | Participating Unit | 2001-03-24 | WIND | 44.4 | 44.4 | 1 | Mountain View Power Partners, L.L.C. |  | SCE | N | N | GEN | MTWIND_1_UNIT 1 | nan | SCE | WIND | 2019M06 | SP15 | MTWIND_1_UNIT 1
CISO | Mountain View IV Wind | Participating Unit | 2012-02-23 | WIND | 49 | 49 | 1 | Mountain View Power Partners IV, LLC |  | SCE | N | N | GEN | BLAST_1_WIND | nan | SCE | WIND | 2019M06 | SP15 | BLAST_1_WIND
CISO | MOSS LANDING POWER BLOCK 2 | Participating Unit | 2002-07-11 | NATURAL GAS | #Error | 510 | 1 | Dynegy Moss Landing, LLC | MOSSLD_2_PSP2 | PGAE | N | Y | GEN | MOSSLD_2_PSP2 | nan | PGAE | COMBINED CYCLE | 2019M06 | NP15 | MOSSLD_2_PSP2
CISO | MOSS LANDING POWER BLOCK 1 | Participating Unit | 2002-07-01 | NATURAL GAS | #Error | 510 | 1 | Dynegy Moss Landing, LLC | MOSSLD_2_PSP1 | PGAE | N | Y | GEN | MOSSLD_2_PSP1 | nan | PGAE | COMBINED CYCLE | 2019M06 | NP15 | MOSSLD_2_PSP1
CISO | MOSS LANDING CC PLANT 2, STG UNIT | Non-Participating | 12/31/1898 | HEAT RECOVERY | 198 | 198 | 1 | Duke Energy Moss Landing LLC | MOSSLD_2_PSP2 |  | N | Y | GEN | MOSSLD_2_PSP2G3 | nan |  | STEAM | 2019M06 | NP15 | MOSSLD_2_PSP2
CISO | MOSS LANDING CC PLANT 2, CTG UNIT 2 | Non-Participating | 12/31/1898 | NATURAL GAS | 176 | 176 | 1 | Duke Energy Moss Landing LLC | MOSSLD_2_PSP2 |  | N | Y | GEN | MOSSLD_2_PSP2G2 | nan |  | COMBUSTION TURBINE | 2019M06 | NP15 | MOSSLD_2_PSP2
CISO | MOSS LANDING CC PLANT 2, CTG UNIT 1 | Non-Participating | 12/31/1898 | NATURAL GAS | 176 | 176 | 1 | Duke Energy Moss Landing LLC | MOSSLD_2_PSP2 |  | N | Y | GEN | MOSSLD_2_PSP2G1 | nan |  | COMBUSTION TURBINE | 2019M06 | NP15 | MOSSLD_2_PSP2
CISO | MOSS LANDING CC PLANT 1, STG UNIT | Non-Participating | 12/31/1898 | HEAT RECOVERY | 198 | 198 | 1 | Duke Energy Moss Landing LLC | MOSSLD_2_PSP1 |  | N | Y | GEN | MOSSLD_2_PSP1G3 | nan |  | STEAM | 2019M06 | NP15 | MOSSLD_2_PSP1
CISO | MOSS LANDING CC PLANT 1, CTG UNIT 2 | Non-Participating | 12/31/1898 | NATURAL GAS | 176 | 176 | 1 | Duke Energy Moss Landing LLC | MOSSLD_2_PSP1 |  | N | Y | GEN | MOSSLD_2_PSP1G2 | nan |  | COMBUSTION TURBINE | 2019M06 | NP15 | MOSSLD_2_PSP1
CISO | MOSS LANDING CC PLANT 1, CTG UNIT 1 | Non-Participating | 12/31/1898 | NATURAL GAS | 176 | 176 | 1 | Duke Energy Moss Landing LLC | MOSSLD_2_PSP1 |  | N | Y | GEN | MOSSLD_2_PSP1G1 | nan |  | COMBUSTION TURBINE | 2019M06 | NP15 | MOSSLD_2_PSP1
CISO | Morgan Lancaster I | Participating Unit | 2015-12-09 | SUN | 1.5 | 1.5 | 1 | WGL Energy Systems Inc |  | SCE | N | N | GEN | OASIS_6_SOLAR1 | nan | SCE | PHOTO VOLTAIC | 2019M06 | SP15 | OASIS_6_SOLAR1
CISO | MOORPARK QFS | Participating Unit | 1976-01-01 | OTHER | 35.8 | 0.8 | 1 | Southern California Edison Company |  | SCE | Y | N | GEN | MOORPK_6_QF | nan | SCE | OTHER | 2019M06 | SP15 | MOORPK_6_QF
CISO | MONTICELLO Unit 3 | Non-Participating | 12/31/1898 |  | 1.5 | 1.5 | 1 |  | MONTPH_7_UNITS |  | N | Y | GEN | MONTPH_7_UNIT 3 | nan |  |  | 2019M06 | NP15 | MONTPH_7_UNITS
CISO | MONTICELLO Unit 2 | Non-Participating | 12/31/1898 |  | 5.7 | 5.7 | 1 |  | MONTPH_7_UNITS |  | N | Y | GEN | MONTPH_7_UNIT 2 | nan |  |  | 2019M06 | NP15 | MONTPH_7_UNITS
CISO | MONTICELLO Unit 1 | Non-Participating | 12/31/1898 |  | 5.7 | 5.7 | 1 |  | MONTPH_7_UNITS |  | N | Y | GEN | MONTPH_7_UNIT 1 | nan |  |  | 2019M06 | NP15 | MONTPH_7_UNITS
CISO | MONTICELLO HYDRO AGGREGATE | Participating Unit | 1974-01-01 | WATER | #Error | 12.5 | 1 | Pacific Gas & Electric Company | MONTPH_7_UNITS | PGAE | N | Y | GEN | MONTPH_7_UNITS | nan | PGAE | HYDRO | 2019M06 | NP15 | MONTPH_7_UNITS
CISO | Montgomery Creek Hydro | Participating Unit | 2017-08-01 | WATER | 2.8 | 2.8 | 1 | Enel Green Power NA,Inc dba El Dorado Hydro, LLC |  | PGAE | Y | N | GEN | COVERD_2_MCKHY1 | nan | PGAE | HYDRO | 2019M06 | NP15 | COVERD_2_MCKHY1
CISO | Monolith 7 | Participating Unit | 2018-01-18 | WIND | 5.7 | 4.76 | 1 | Terra-Gen 251 Wind, LLC |  | SCE | N | N | GEN | MONLTS_2_MONWD7 | nan | SCE | WIND | 2019M06 | SP15 | MONLTS_2_MONWD7
CISO | Monolith 6 | Participating Unit | 2018-01-17 | WIND | 6.8 | 5.25 | 1 | Terra-Gen 251 Wind, LLC |  | SCE | N | N | GEN | MONLTS_2_MONWD6 | nan | SCE | WIND | 2019M06 | SP15 | MONLTS_2_MONWD6
CISO | Monolith 5 | Participating Unit | 2018-01-17 | WIND | 5 | 4.04 | 1 | Terra-Gen 251 Wind, LLC |  | SCE | N | N | GEN | MONLTS_2_MONWD5 | nan | SCE | WIND | 2019M06 | SP15 | MONLTS_2_MONWD5
CISO | Monolith 4 | Participating Unit | 2018-01-17 | WIND | 5 | 4.75 | 1 | Terra-Gen 251 Wind, LLC |  | SCE | N | N | GEN | MONLTS_2_MONWD4 | nan | SCE | WIND | 2019M06 | SP15 | MONLTS_2_MONWD4
CISO | Mojave West | Participating Unit | 2016-06-15 | SUN | 20 | 20 | 1 | SEPV Mojave West, LLC |  | SCE | N | N | GEN | MOJAVW_2_SOLAR | nan | SCE | PHOTO VOLTAIC | 2019M06 | SP15 | MOJAVW_2_SOLAR
CISO | Mojave Solar | Participating Unit | 2014-12-04 | SUN | #Error | 275 | 1 | Mojave Solar, LLC | SANDLT_2_SUNITS | SCE | N | Y | GEN | SANDLT_2_SUNITS | nan | SCE | STEAM | 2019M06 | SP15 | SANDLT_2_SUNITS
CISO | MOJAVE SIPHON POWER PLANT | Participating Unit | 1996-01-01 | WATER | 34.5 | 14.36 | 1 | California Dept. of Water Resources |  | SCE | N | N | GEN | MOJAVE_1_SIPHON | nan | CWRS | HYDRO | 2019M06 | SP15 | MOJAVE_1_SIPHON
CISO | MOCCASIN HYDRO UNIT 2 | Non-Participating | 12/31/1898 |  | 52 | 52 | 1 |  | INTKEP_2_UNITS |  | N | Y | GEN | MOCCPH_7_UNIT 2 | nan |  |  | 2019M06 | NP15 | INTKEP_2_UNITS
CISO | MOCCASIN HYDRO UNIT 1 | Non-Participating | 12/31/1898 |  | 52 | 52 | 1 |  | INTKEP_2_UNITS |  | N | Y | GEN | MOCCPH_7_UNIT 1 | nan |  |  | 2019M06 | NP15 | INTKEP_2_UNITS
CISO | MN Milliken Genco LLC | Participating Unit | 2003-07-17 | BIOGAS | 2.1 | 1.9 | 1 | NM Milliken Genco LLC |  | SCE | N | N | GEN | CHINO_7_MILIKN | nan | SCE | RECIPROCATING ENGINE | 2019M06 | SP15 | CHINO_7_MILIKN
CISO | MMC Escondido Aggregate | Participating Unit | 2014-01-25 | NATURAL GAS | 49.5 | 48.71 | 1 | Escondido Energy Center |  | SDGE | N | N | GEN | ESCNDO_6_PL1X2 | nan | SDGE | COMBUSTION TURBINE | 2019M06 | SP15 | ESCNDO_6_PL1X2
CISO | MM Yolo Power LLC | Participating Unit | 1997-01-01 | BIOGAS | 2.7 | 4 | 1 | Yolo County Central Landfill |  | PGAE | Y | N | GEN | DAVIS_7_MNMETH | nan | PGAE | RECIPROCATING ENGINE | 2019M06 | NP15 | DAVIS_7_MNMETH
CISO | MM West Covina - ST Unit | Participating Unit | 1996-10-05 | BIOGAS | 6.5 | 6.5 | 1 | MM West Covina LLC |  | SCE | Y | N | GEN | WALNUT_7_WCOVST | nan | SCE | STEAM | 2019M06 | SP15 | WALNUT_7_WCOVST
CISO | MM Tulare | Participating Unit | 1998-05-08 | BIOMASS | 1.5 | 1.5 | 1 | MM Tulare Energy, LLC |  | SCE | N | N | GEN | RECTOR_7_TULARE | nan | SCE | RECIPROCATING ENGINE | 2019M06 | SP15 | RECTOR_7_TULARE
CISO | MM Lopez Energy | Participating Unit | 1999-01-05 | BIOGAS | 6 | 6.1 | 1 | MM Lopez Energy LLC |  | SCE | Y | N | GEN | SAUGUS_7_LOPEZ | nan | SCE | RECIPROCATING ENGINE | 2019M06 | SP15 | SAUGUS_7_LOPEZ
CISO | MLPTAS_7_QFUNTS | Participating Unit | 12/31/1898 | OTHER | 2 | 1 | 1 | Pacific Gas & Electric Company |  | PGAE | Y | N | GEN | MLPTAS_7_QFUNTS | nan | PGAE | OTHER | 2019M06 | NP15 | MLPTAS_7_QFUNTS
CISO | Mission Solar | Participating Unit | 2015-05-23 | SUN | 1.5 | 1.5 | 1 | Mission Solar LLC |  | PGAE | N | N | GEN | MERCED_1_SOLAR1 | nan | PGAE | PHOTO VOLTAIC | 2019M06 | NP15 | MERCED_1_SOLAR1
CISO | MIRAMAR LANDFILL | Participating Unit | 2003-05-21 | BIOGAS | 3 | 5 | 1 | MM San Diego LLC |  | SDGE | Y | N | GEN | MSHGTS_6_MMARLF | nan | SDGE | RECIPROCATING ENGINE | 2019M06 | SP15 | MSHGTS_6_MMARLF
CISO | Miramar Energy Facility II | Participating Unit | 2009-08-07 | NATURAL GAS | 67.5 | 44 | 1 | San Diego Gas & Electric |  | SDGE | N | N | GEN | MRGT_6_MEF2 | nan | SDGE | COMBUSTION TURBINE | 2019M06 | SP15 | MRGT_6_MEF2
CISO | Miramar Energy Facility | Participating Unit | 2005-07-27 | NATURAL GAS | 68 | 45 | 1 | San Diego Gas & Electric |  | SDGE | N | N | GEN | MRGT_6_MMAREF | nan | SDGE | COMBUSTION TURBINE | 2019M06 | SP15 | MRGT_6_MMAREF
CISO | Mira Loma Peaker | Participating Unit | 2007-09-20 | NATURAL GAS | 59 | 46 | 1 | Southern California Edison Company |  | SCE | N | N | GEN | MIRLOM_6_PEAKER | nan | SCE | COMBUSTION TURBINE | 2019M06 | SP15 | MIRLOM_6_PEAKER
CISO | Mira Loma BESS B | Participating Unit | 2016-12-30 | LESR | 10 | 10 | 1 | Southern California Edison |  | SCE | N | N | GEN | MIRLOM_2_MLBBTB | nan | SCE | OTHER | 2019M06 | SP15 | MIRLOM_2_MLBBTB
CISO | Mira Loma BESS A | Participating Unit | 2016-12-30 | LESR | 10 | 10 | 1 | Southern California Edison |  | SCE | N | N | GEN | MIRLOM_2_MLBBTA | nan | SCE | OTHER | 2019M06 | SP15 | MIRLOM_2_MLBBTA
CISO | Milliken Landfill Solar | Participating Unit | 2017-06-23 | SUN | 3 | 3 | 1 | PVN Milliken, LLC |  | SCE | N | N | GEN | MIRLOM_2_LNDFL | nan | SCE | PHOTO VOLTAIC | 2019M06 | SP15 | MIRLOM_2_LNDFL
CISO | Millikan Avenue BESS | Participating Unit | 2017-01-14 | LESR | 2 | 2 | 1 | PPA Grand Johanna LLC |  | SCE | N | N | GEN | SANTGO_2_MABBT1 | nan | SCE | OTHER | 2019M06 | SP15 | SANTGO_2_MABBT1
CISO | MILL CREEK PSP | Participating Unit | 12/31/1898 | WATER | 4 | 3.93 | 1 | Southern California Edison Company |  | SCE | N | N | GEN | SBERDO_6_MILLCK | nan | SCE | HYDRO | 2019M06 | SP15 | SBERDO_6_MILLCK
CISO | Mill & Sulphur Creek Hydro | Participating Unit | 1988-02-23 | WATER | 1 | 0.99 | 1 | Mill & Sulphur Creek Power Plant, LP |  | PGAE | Y | N | GEN | LOWGAP_1_SUPHR | nan | PGAE | HYDRO | 2019M06 | NP15 | LOWGAP_1_SUPHR
LDWP | Milford I | Participating Unit | 2016-03-01 | WIND | #Error | 5 | 1 | IPP |  | SCE | N | N | TG | MILFRD_7_PASADENA | nan | SCE | WIND | 2019M06 | SP15 | MILFRD_7_PASADENA
CISO | Miguel BESS | Participating Unit | 2018-12-12 | LESR | 2 | 2 | 1 | San Diego Gas and Electric |  | SDGE | N | N | GEN | PRCTVY_1_MIGBT1 | nan | SDGE | OTHER | 2019M06 | SP15 | PRCTVY_1_MIGBT1
CISO | MIDWD_6_QF | Non-Participating | 12/31/1898 |  | 11 | 11 | 1 |  | ANTLPE_2_QF |  |  | Y | GEN | MIDWD_6_QF | nan |  |  | 2019M06 | SP15 | ANTLPE_2_QF
CISO | MIDWAY SUNSET COGENERATION PLANT | Participating Unit | 1989-12-18 | NATURAL GAS | 291 | 248 | 1 | Midway Sunset Cogeneration Company |  | PGAE | Y | N | GEN | SUNSET_2_UNITS | nan | PGAE | COMBUSTION TURBINE | 2019M06 | ZP26 | SUNSET_2_UNITS
IID | Midway South Solar Farm | Participating Unit | 2018-09-06 | SUN | 20 | 20 | 1 | IVLY2 |  | SDGE | N | N | TG | MIDWY3_2_MDSSR1 | nan | SDGE | PHOTO VOLTAIC | 2019M06 | SP15 | MIDWY3_2_MDSSR1
IID | Midway Solar Farm | Participating Unit | 2018-01-13 | SUN | 50 | 49.9 | 1 | MIR2 |  | SCE | N | N | TG | MIDWYS_2_MIDSL1 | nan | SCE | PHOTO VOLTAIC | 2019M06 | SP15 | MIDWYS_2_MIDSL1
CISO | Midway Peaking Aggregate | Participating Unit | 2009-05-03 | NATURAL GAS | #Error | 119.91 | 1 | Midway Peaking, LLC | PNCHPP_1_PL1X2 | PGAE | N | Y | GEN | PNCHPP_1_PL1X2 | nan | PGAE | COMBUSTION TURBINE | 2019M06 | NP15 | PNCHPP_1_PL1X2
CISO | MIDDLE FORK UNIT 2 | Non-Participating | 12/31/1898 | WATER | 69 | 69 | 1 | Pacific Gas & Electric Company | MDFKRL_2_PROJCT |  | N | Y | GEN | MIDFRK_7_UNIT 2 | nan |  | HYDRO | 2019M06 | NP15 | MDFKRL_2_PROJCT
CISO | MIDDLE FORK UNIT 1 | Non-Participating | 12/31/1898 | WATER | 65.7 | 65.7 | 1 | Pacific Gas & Electric Company | MDFKRL_2_PROJCT |  | N | Y | GEN | MIDFRK_7_UNIT 1 | nan |  | HYDRO | 2019M06 | NP15 | MDFKRL_2_PROJCT
CISO | Metcalf Energy Center Unit 3 | Non-Participating | 12/31/1898 | HEAT RECOVERY | 231 | 231 | 1 | Metcalf Energy Center, LLC | METEC_2_PL1X3 |  | N | Y | GEN | METEC_7_STG3 | nan |  | STEAM | 2019M06 | NP15 | METEC_2_PL1X3
CISO | Metcalf Energy Center Unit 2 | Non-Participating | 12/31/1898 | NATURAL GAS | 193 | 193 | 1 | Metcalf Energy Center, LLC | METEC_2_PL1X3 |  | N | Y | GEN | METEC_7_CTG2 | nan |  | COMBUSTION TURBINE | 2019M06 | NP15 | METEC_2_PL1X3
CISO | Metcalf Energy Center Unit 1 | Non-Participating | 12/31/1898 | NATURAL GAS | 193 | 193 | 1 | Metcalf Energy Center, LLC | METEC_2_PL1X3 |  | N | Y | GEN | METEC_7_CTG1 | nan |  | COMBUSTION TURBINE | 2019M06 | NP15 | METEC_2_PL1X3
CISO | Metcalf Energy Center | Participating Unit | 2005-05-27 | NATURAL GAS | #Error | 593.16 | 1 | Metcalf Energy Center, LLC | METEC_2_PL1X3 | PGAE | N | Y | GEN | METEC_2_PL1X3 | nan | PGAE | COMBINED CYCLE | 2019M06 | NP15 | METEC_2_PL1X3
CISO | Mesquite Solar 3, LLC | Participating Unit | 2016-12-06 | SUN | 152 | 152 | 1 | Mesquite Solar 3, LLC |  | SDGE | N | N | GEN | MSOLAR_2_SOLAR3 | nan | SDGE | PHOTO VOLTAIC | 2019M06 | SP15 | MSOLAR_2_SOLAR3
CISO | Mesquite Solar 2 | Participating Unit | 2017-10-12 | SUN | 165 | 100.81 | 1 | Mesquite Solar 2, LLC |  | SDGE | N | N | GEN | MSOLAR_2_SOLAR2 | nan | SDGE | PHOTO VOLTAIC | 2019M06 | SP15 | MSOLAR_2_SOLAR2
CISO | Mesquite Solar 1 | Participating Unit | 2014-01-01 | SUN | 170 | 165 | 1 | Mesquite Solar 1, LLC |  | SDGE | N | N | GEN | MSOLAR_2_SOLAR1 | nan | SDGE | PHOTO VOLTAIC | 2019M06 | SP15 | MSOLAR_2_SOLAR1
CISO | MESA QFS | Participating Unit | 1983-01-01 | OTHER | 4 | 2.9 | 1 | Southern California Edison Company |  | SCE | Y | N | GEN | MESAS_2_QF | nan | SCE | OTHER | 2019M06 | SP15 | MESAS_2_QF
CISO | Mesa Crest | Participating Unit | 2016-09-17 | SUN | 3 | 3 | 1 | NLP Granger A82, LLC |  | SDGE | N | N | GEN | LILIAC_6_SOLAR | nan | SDGE | PHOTO VOLTAIC | 2019M06 | SP15 | LILIAC_6_SOLAR
CISO | Merced Solar | Participating Unit | 2015-05-12 | SUN | 1.5 | 1.5 | 1 | Merced Solar LLC |  | PGAE | N | N | GEN | MERCED_1_SOLAR2 | nan | PGAE | PHOTO VOLTAIC | 2019M06 | NP15 | MERCED_1_SOLAR2
CISO | Merced Falls Powerhouse | Participating Unit | 1930-01-01 | WATER | 3.5 | 3.5 | 1 | Merced Irrigation District |  | PGAE | N | N | GEN | MERCFL_6_UNIT | nan | PGAE | HYDRO | 2019M06 | NP15 | MERCFL_6_UNIT
CISO | Merced 1 | Participating Unit | 2018-04-12 | SUN | 3 | 3 | 1 | GL Merced 2, LLC |  | PGAE | N | N | GEN | ORTGA_6_ME1SL1 | nan | PGAE | PHOTO VOLTAIC | 2019M06 | NP15 | ORTGA_6_ME1SL1
CISO | MCKITTRICK LIMITED | Participating Unit | 1991-10-16 | NATURAL GAS | 57.9 | 47.49 | 1 | McKittrick Limited |  | PGAE | N | N | GEN | MKTRCK_1_UNIT 1 | nan | PGAE | COMBUSTION TURBINE | 2019M06 | ZP26 | MKTRCK_1_UNIT 1
CISO | McKittrick Cogen | Participating Unit | 1994-10-01 | NATURAL GAS | 11.2 | 11.2 | 1 | Chevron USA Inc |  | PGAE | Y | N | GEN | TXMCKT_6_UNIT | nan | PGAE | COMBUSTION TURBINE | 2019M06 | ZP26 | TXMCKT_6_UNIT
CISO | McGrath Beach Peaker | Participating Unit | 2012-11-01 | NATURAL GAS | 59 | 47.2 | 1 | Southern California edison |  | SCE | N | N | GEN | MNDALY_6_MCGRTH | nan | SCE | COMBUSTION TURBINE | 2019M06 | SP15 | MNDALY_6_MCGRTH
CISO | McCoy Station | Participating Unit | 2016-06-14 | SUN | #Error | 250 | 1 | McCoy Solar, LLC | BLKCRK_2_SOLAR1 | SCE | N | Y | GEN | BLKCRK_2_SOLAR1 | nan | SCE | PHOTO VOLTAIC | 2019M06 | SP15 | BLKCRK_2_SOLAR1
CISO | MC SWAIN HYDRO | Participating Unit | 1967-01-01 | WATER | 10 | 10 | 1 | Merced Irrigation District |  | PGAE | N | N | GEN | MCSWAN_6_UNITS | nan | PGAE | HYDRO | 2019M06 | NP15 | MCSWAN_6_UNITS
CISO | Matthews Dam Hydro | Participating Unit | 2017-05-10 | WATER | 3.5 | 1.35 | 1 | Humboldt Bay Municipal Water District |  | PGAE | N | N | GEN | LOWGAP_7_QFUNTS | nan | PGAE | HYDRO | 2019M06 | NP15 | LOWGAP_7_QFUNTS
CISO | Master Development Corona | Participating Unit | 2013-04-24 | SUN | 1 | 0.99 | 1 | SunE W12DG-C, LLC |  | SCE | N | N | GEN | CORONS_2_SOLAR | nan | SCE | PHOTO VOLTAIC | 2019M06 | SP15 | CORONS_2_SOLAR
CISO | MARTINEZ COGEN LIMITED PARTNERSHIP | Participating Unit | 1987-02-23 | NATURAL GAS | 114.8 | 114.8 | 1 | Martinez Cogen Limited Partnership |  | PGAE | Y | N | GEN | TIDWTR_2_UNITS | nan | PGAE | COMBUSTION TURBINE | 2019M06 | NP15 | TIDWTR_2_UNITS
CISO | Marsh Landing 4 | Participating Unit | 2013-05-01 | NATURAL GAS | 222 | 204.29 | 1 | NRG MARSH LANDING LLC |  | PGAE | N | N | GEN | COCOPP_2_CTG4 | nan | PGAE | COMBUSTION TURBINE | 2019M06 | NP15 | COCOPP_2_CTG4
CISO | Marsh Landing 2 | Participating Unit | 2013-05-01 | NATURAL GAS | 222 | 202.7 | 1 | NRG MARSH LANDING LLC |  | PGAE | N | N | GEN | COCOPP_2_CTG2 | nan | PGAE | COMBUSTION TURBINE | 2019M06 | NP15 | COCOPP_2_CTG2
CISO | Marsh Landing 1 | Participating Unit | 2013-05-01 | NATURAL GAS | 222 | 204.2 | 1 | NRG MARSH LANDING LLC |  | PGAE | N | N | GEN | COCOPP_2_CTG1 | nan | PGAE | COMBUSTION TURBINE | 2019M06 | NP15 | COCOPP_2_CTG1
CISO | MarriottSCEW | Participating Unit | 12/31/1898 | OTHER | #Error | 0.45 | 1 | DNRGC | SCEW_2_PDRP113 | SCE | N | Y | GEN | SCEW_2_PDRP113 | nan | SCE | OTHER | 2019M06 | SP15 | SCEW_2_PDRP113
CISO | MarriottSCEC | Participating Unit | 12/31/1898 | OTHER | #Error | 0.23 | 1 | DNRGC | SCEC_1_PDRP123 | SCE | N | Y | GEN | SCEC_1_PDRP123 | nan | SCE | OTHER | 2019M06 | SP15 | SCEC_1_PDRP123
CISO | Mariposa Energy Project | Non-Participating | 12/31/1898 | NATURAL GAS | 49.4 | 49.4 | 1 | Pacific Gas & Electric Company | KELSO_2_UNITS |  | N | Y | GEN | KELSO_3_GTG9 | nan |  | COMBUSTION TURBINE | 2019M06 | NP15 | KELSO_2_UNITS
CISO | Mariposa Energy Project | Non-Participating | 12/31/1898 | NATURAL GAS | 49.4 | 49.4 | 1 | Pacific Gas & Electric Company | KELSO_2_UNITS |  | N | Y | GEN | KELSO_3_GTG8 | nan |  | COMBUSTION TURBINE | 2019M06 |  | KELSO_2_UNITS
CISO | Mariposa Energy Project | Non-Participating | 12/31/1898 | NATURAL GAS | 49.4 | 49.4 | 1 | Pacific Gas & Electric Company | KELSO_2_UNITS |  | N | Y | GEN | KELSO_2_GTG7 | nan |  | COMBUSTION TURBINE | 2019M06 | NP15 | KELSO_2_UNITS
CISO | Mariposa Energy Project | Non-Participating | 12/31/1898 | NATURAL GAS | 49.4 | 49.4 | 1 | Pacific Gas & Electric Company | KELSO_2_UNITS |  | N | Y | GEN | KELSO_2_GTG6 | nan |  | COMBUSTION TURBINE | 2019M06 | NP15 | KELSO_2_UNITS
CISO | Marina Land Fill Gas | Participating Unit | 2007-09-01 | OTHER | 5 | 4.53 | 1 | Monterey Regional Waste Management District |  | PGAE | N | N | GEN | CSTRVL_7_PL1X2 | nan | PGAE | RECIPROCATING ENGINE | 2019M06 | NP15 | CSTRVL_7_PL1X2
CISO | Maricopa West Solar PV | Participating Unit | 2015-12-12 | SUN | 20 | 20 | 1 | Maricopa West Solar PV, LLC |  | PGAE | N | N | GEN | MARCPW_6_SOLAR1 | nan | PGAE | PHOTO VOLTAIC | 2019M06 | ZP26 | MARCPW_6_SOLAR1
CISO | Manzana Wind | Participating Unit | 2012-12-20 | WIND | 300 | 189 | 1 | Manzana Wind |  | SCE | N | N | GEN | MANZNA_2_WIND | nan | SCE | WIND | 2019M06 | SP15 | MANZNA_2_WIND
CISO | Manteca Land 1 | Participating Unit | 2017-12-28 | SUN | 1 | 1 | 1 | Manteca PV 1, LLC |  | PGAE | N | N | GEN | MANTEC_1_ML1SR1 | nan | PGAE | PHOTO VOLTAIC | 2019M06 | NP15 | MANTEC_1_ML1SR1
CISO | MAMMOTH POOL UNIT 2 | Non-Participating | 12/31/1898 | WATER | 95 | 95 | 1 | Southern California Edison Company | BIGCRK_2_EXESWD |  | N | Y | GEN | MAMMTH_7_UNIT 2 | nan |  | HYDRO | 2019M06 | SP15 | BIGCRK_2_EXESWD
CISO | MAMMOTH POOL UNIT 1 | Non-Participating | 12/31/1898 | WATER | 95 | 95 | 1 | Southern California Edison Company | BIGCRK_2_EXESWD |  | N | Y | GEN | MAMMTH_7_UNIT 1 | nan |  | HYDRO | 2019M06 | SP15 | BIGCRK_2_EXESWD
CISO | MAMMOTH POOL RESERVOIR (FISHWATER | Participating Unit | 12/31/1898 | WATER | 1.3 | 1.25 | 1 | Southern California Edison Company |  | SCE | N | N | GEN | BIGCRK_7_MAMRES | nan | SCE | HYDRO | 2019M06 | SP15 | BIGCRK_7_MAMRES
CISO | Mammoth G3 | Participating Unit | 2013-04-01 | GEOTHERMAL | 14 | 14 | 1 | Mammoth One LLC |  | SCE | N | N | GEN | CONTRL_1_CASAD3 | nan | SCE | OTHER | 2019M06 | SP15 | CONTRL_1_CASAD3
CISO | Mammoth G1 | Participating Unit | 1984-11-26 | GEOTHERMAL | 10 | 10 | 1 | Mammoth Three LLC |  | SCE | N | N | GEN | CONTRL_1_CASAD1 | nan | SCE | OTHER | 2019M06 | SP15 | CONTRL_1_CASAD1
BPAT | MALIN_5_BPADYN | Participating Unit | 12/31/1898 | WATER | #Error | 250 | 1 | MALIN500 |  | PGAE | N | N | TG | MALIN_5_BPADYN | nan | PGAE |  | 2019M06 | NP15 | MALIN_5_BPADYN
CISO | Malburg Generating Station | Participating Unit | 2005-10-17 | NATURAL GAS | #Error | 134 | 1 | City of Vernon | VERNON_6_MALBRG | SCE | N | Y | GEN | VERNON_6_MALBRG | nan | VERN | COMBINED CYCLE | 2019M06 | SP15 | VERNON_6_MALBRG
CISO | Malaga Power Aggregate | Participating Unit | 2005-09-19 | NATURAL GAS | #Error | 96 | 1 | Malaga Power, LLC | MALAGA_1_PL1X2 | PGAE | N | Y | GEN | MALAGA_1_PL1X2 | nan | PGAE | COMBUSTION TURBINE | 2019M06 | NP15 | MALAGA_1_PL1X2
CISO | MALACHA HYDRO L.P. | Participating Unit | 1988-12-07 | WATER | 32.5 | 32.5 | 1 | Pacific Gas & Electric Company |  | PGAE | Y | N | GEN | MALCHQ_7_UNIT 1 | nan | PGAE | HYDRO | 2019M06 | NP15 | MALCHQ_7_UNIT 1
CISO | Madera Digester Genset 2 | Participating Unit | 2019-01-11 | BIOGAS | 0.8 | 0.8 | 1 | Madera Renewable Energy LLC |  | PGAE | N | N | GEN | DAIRLD_1_MD2BM1 | nan | PGAE | RECIPROCATING ENGINE | 2019M06 | NP15 | DAIRLD_1_MD2BM1
CISO | Madera Chowchilla 4 | Participating Unit | 2016-07-19 | WATER | 1 | 0.92 | 1 | Madera Chowchilla Water and Power Authority |  | PGAE | N | N | GEN | STOREY_2_MDRCH4 | nan | PGAE | HYDRO | 2019M06 | NP15 | STOREY_2_MDRCH4
CISO | Madera Chowchilla 3 | Participating Unit | 2016-08-01 | WATER | 0.5 | 0.42 | 1 | Madera Chowchilla Water and Power Authority |  | PGAE | N | N | GEN | STOREY_2_MDRCH3 | nan | PGAE | HYDRO | 2019M06 | NP15 | STOREY_2_MDRCH3
CISO | Madera Chowchilla 2 | Participating Unit | 2016-08-01 | WATER | 0.6 | 0.56 | 1 | Madera Chowchilla Water and Power Authority |  | PGAE | N | N | GEN | STOREY_2_MDRCH2 | nan | PGAE | HYDRO | 2019M06 | NP15 | STOREY_2_MDRCH2
CISO | Madera Canal Site 980 | Participating Unit | 1985-02-02 | WATER | 3.8 | 1.84 | 1 | Madera Chowchilla Water and Power |  | PGAE | N | N | GEN | STOREY_7_MDRCHW | nan | PGAE | HYDRO | 2019M06 | NP15 | STOREY_7_MDRCHW
CISO | Madera 1 | Participating Unit | 2017-12-29 | SUN | 1.5 | 1.5 | 1 | GL Madera, LLC |  | PGAE | N | N | GEN | DAIRLD_1_MD1SL1 | nan | PGAE | PHOTO VOLTAIC | 2019M06 | NP15 | DAIRLD_1_MD1SL1
CISO | LUZ SOLAR PARTNERS 8-9 AGGREGATE | Participating Unit | 1986-01-01 | SUN | #Error | 160 | 1 | Southern California Edison Company | KRAMER_2_SEGS89 | SCE | Y | Y | GEN | KRAMER_2_SEGS89 | nan | SCE | OTHER | 2019M06 | SP15 | KRAMER_2_SEGS89
CISO | LUNDY | Participating Unit | 1911-01-01 | WATER | 3 | 3 | 1 | Southern California Edison Company |  | SCE | N | N | GEN | CONTRL_1_LUNDY | nan | SCE | HYDRO | 2019M06 | SP15 | CONTRL_1_LUNDY
CISO | LR2 | Participating Unit | 2003-07-22 | NATURAL GAS | #Error | 322 | 1 | Energia de Baja California, S. de R.L. de C.V. | LAROA2_2_UNITA1 | SDGE | N | Y | GEN | LAROA2_2_UNITA1 | nan | SDGE | COMBINED CYCLE | 2019M06 | SP15 | LAROA2_2_UNITA1
CISO | LOUISIANA PACIFIC SAMOA | Participating Unit | 1992-01-01 | BIOMASS | 20 | 20 | 1 | Humboldt Bay Harbor |  | PGAE | N | N | GEN | LAPAC_6_UNIT | nan | PGAE |  | 2019M06 | NP15 | LAPAC_6_UNIT
CISO | Lost Hills Solar | Participating Unit | 2015-04-10 | SUN | 20 | 20 | 1 | Lost Hills Solar, LLC |  | PGAE | N | N | GEN | LHILLS_6_SOLAR1 | nan | PGAE | PHOTO VOLTAIC | 2019M06 | ZP26 | LHILLS_6_SOLAR1
CISO | Lost Creek 1 & 2 Hydro Conversion | Participating Unit | 1989-06-15 | WATER | 1.7 | 1.7 | 1 | Snow Mountain Hydro, LLC. |  | PGAE | N | N | GEN | HATLOS_6_LSCRK | nan | PGAE | HYDRO | 2019M06 | NP15 | HATLOS_6_LSCRK
CISO | Los Medanos Energy Center AGGREGATE | Participating Unit | 2001-06-09 | NATURAL GAS | #Error | 580 | 1 | Los Medanos Energy Center, LLC | LMEC_1_PL1X3 | PGAE | N | Y | GEN | LMEC_1_PL1X3 | nan | PGAE | COMBINED CYCLE | 2019M06 | NP15 | LMEC_1_PL1X3
CISO | LOS ESTEROS ENERGY FACILITY STG1 | Non-Participating | 12/31/1898 | NATURAL GAS | 120 | 120 | 1 | Los Esteros Critical Energy Facility, LLC | LECEF_1_UNITS |  | N | Y | GEN | LECEF_1_STG1 | nan |  | STEAM | 2019M06 | NP15 | LECEF_1_UNITS
CISO | LOS ESTEROS ENERGY FACILITY CTG 4 | Non-Participating | 12/31/1898 | NATURAL GAS | 49.9 | 49.9 | 1 | Los Esteros Critical Energy Facility, LLC | LECEF_1_UNITS |  | N | Y | GEN | LECEF_1_CGT 4 | nan |  | COMBUSTION TURBINE | 2019M06 | NP15 | LECEF_1_UNITS
CISO | LOS ESTEROS ENERGY FACILITY CTG 3 | Non-Participating | 12/31/1898 | NATURAL GAS | 49.9 | 49.9 | 1 | Los Esteros Critical Energy Facility, LLC | LECEF_1_UNITS |  | N | Y | GEN | LECEF_1_CGT 3 | nan |  | COMBUSTION TURBINE | 2019M06 | NP15 | LECEF_1_UNITS
CISO | LOS ESTEROS ENERGY FACILITY CTG 2 | Non-Participating | 12/31/1898 | NATURAL GAS | 49.9 | 49.9 | 1 | Los Esteros Critical Energy Facility, LLC | LECEF_1_UNITS |  | N | Y | GEN | LECEF_1_CGT 2 | nan |  | COMBUSTION TURBINE | 2019M06 | NP15 | LECEF_1_UNITS
CISO | LOS ESTEROS ENERGY FACILITY CTG 1 | Non-Participating | 12/31/1898 | NATURAL GAS | 49.9 | 49.9 | 1 | Los Esteros Critical Energy Facility, LLC | LECEF_1_UNITS |  | N | Y | GEN | LECEF_1_CGT 1 | nan |  | COMBUSTION TURBINE | 2019M06 | NP15 | LECEF_1_UNITS
CISO | LOS ESTEROS ENERGY FACILITY AGGREGATE | Participating Unit | 2013-07-31 | NATURAL GAS | #Error | 309.84 | 1 | Los Esteros Critical Energy Facility, LLC | LECEF_1_UNITS | PGAE | N | Y | GEN | LECEF_1_UNITS | nan | PGAE | COMBUSTION TURBINE | 2019M06 | NP15 | LECEF_1_UNITS
CISO | Longboat Solar | Participating Unit | 2016-12-16 | SUN | 20 | 20 | 1 | Longboat Solar, LLC |  | SCE | N | N | GEN | TORTLA_1_SOLAR | nan | SCE | PHOTO VOLTAIC | 2019M06 | SP15 | TORTLA_1_SOLAR
CISO | Long Beach Unit 4 | Participating Unit | 2007-08-01 | NATURAL GAS | 70 | 65 | 1 | Long Beach Generation LLC |  | SCE | N | N | GEN | HINSON_6_LBECH4 | nan | SCE | COMBUSTION TURBINE | 2019M06 | SP15 | HINSON_6_LBECH4
CISO | Long Beach Unit 3 | Participating Unit | 2007-08-01 | NATURAL GAS | 70 | 65 | 1 | Long Beach Generation LLC |  | SCE | N | N | GEN | HINSON_6_LBECH3 | nan | SCE | COMBUSTION TURBINE | 2019M06 | SP15 | HINSON_6_LBECH3
CISO | Long Beach Unit 2 | Participating Unit | 2007-08-01 | NATURAL GAS | 70 | 65 | 1 | Long Beach Generation LLC |  | SCE | N | N | GEN | HINSON_6_LBECH2 | nan | SCE | COMBUSTION TURBINE | 2019M06 | SP15 | HINSON_6_LBECH2
CISO | Long Beach Unit 1 | Participating Unit | 2007-08-01 | NATURAL GAS | 70 | 65 | 1 | Long Beach Generation LLC |  | SCE | N | N | GEN | HINSON_6_LBECH1 | nan | SCE | COMBUSTION TURBINE | 2019M06 | SP15 | HINSON_6_LBECH1
CISO | Lone Valley Solar Park 2 | Participating Unit | 2014-11-22 | SUN | 20 | 20 | 1 | Lone Valley Solar Park II LLC |  | SCE | N | N | GEN | VICTOR_1_LVSLR2 | nan | SCE | PHOTO VOLTAIC | 2019M06 | SP15 | VICTOR_1_LVSLR2
CISO | Lone Valley Solar Park 1 | Participating Unit | 2014-11-19 | SUN | 10 | 10 | 1 | Lone Valley Solar Park I LLC |  | SCE | N | N | GEN | VICTOR_1_LVSLR1 | nan | SCE | PHOTO VOLTAIC | 2019M06 | SP15 | VICTOR_1_LVSLR1
CISO | LODI STIG UNIT | Participating Unit | 1996-01-01 | NATURAL GAS | 51.2 | 49.9 | 1 | NCPA (MSS Agreement - S14) |  | PGAE | N | N | GEN | STIGCT_2_LODI | nan | NCPA | COMBUSTION TURBINE | 2019M06 | NP15 | STIGCT_2_LODI
CISO | LODI GAS TURBINE | Participating Unit | 1986-01-01 | NATURAL GAS | 25.4 | 25 | 1 | NCPA (MSS Agreement - S14) |  | PGAE | N | N | GEN | LODI25_2_UNIT 1 | nan | NCPA | COMBUSTION TURBINE | 2019M06 | NP15 | LODI25_2_UNIT 1
CISO | Lodi Energy Center | Non-Participating | 12/31/1898 | NATURAL GAS | 116.9 | 116.9 | 1 | Northern California Power Agency | LODIEC_2_PL1X2 |  | N | Y | GEN | LODIEC_2_STG | nan |  | STEAM | 2019M06 | NP15 | LODIEC_2_PL1X2
CISO | Lodi Energy Center | Non-Participating | 12/31/1898 | NATURAL GAS | 220 | 220 | 1 | Northern California Power Agency | LODIEC_2_PL1X2 |  | N | Y | GEN | LODIEC_2_CTG | nan |  | COMBUSTION TURBINE | 2019M06 | NP15 | LODIEC_2_PL1X2
CISO | LIVE OAK LIMITED | Participating Unit | 1991-03-16 | NATURAL GAS | 55.3 | 49.7 | 1 | Live Oak Limited |  | PGAE | N | N | GEN | LIVOAK_1_UNIT 1 | nan | PGAE | COMBUSTION TURBINE | 2019M06 | ZP26 | LIVOAK_1_UNIT 1
CISO | Little Rock Pham Solar | Participating Unit | 2016-03-22 | SUN | 3 | 3 | 1 | WGL Energy Systems, Inc. |  | SCE | N | N | GEN | LITLRK_6_SOLAR4 | nan | SCE | PHOTO VOLTAIC | 2019M06 | SP15 | LITLRK_6_SOLAR4
CISO | Lincoln Landfill Power Plant | Participating Unit | 1985-01-01 | BIOGAS | 5 | 4.98 | 1 | Energy 2001, Inc. |  | PGAE | Y | N | GEN | PLSNTG_7_LNCLND | nan | PGAE | RECIPROCATING ENGINE | 2019M06 | NP15 | PLSNTG_7_LNCLND
CISO | Lincoln Biomass | Participating Unit | 1986-06-03 | BIOMASS | 19.2 | 17.2 | 1 | Sierra Pacific Industries |  | PGAE | Y | N | GEN | SPI LI_2_UNIT 1 | nan | PGAE | STEAM | 2019M06 | NP15 | SPI LI_2_UNIT 1
CISO | Lime Saddle Hydro | Participating Unit | 1906-01-01 | WATER | 2 | 2 | 1 | Pacific Gas & Electric Company |  | PGAE | N | N | GEN | CLRKRD_6_LIMESD | nan | PGAE | HYDRO | 2019M06 | NP15 | CLRKRD_6_LIMESD
CISO | Lemoore 1 | Participating Unit | 2016-01-29 | SUN | 1.5 | 1.5 | 1 | Lemoore PV 1 LLC |  | PGAE | N | N | GEN | HENRTA_6_SOLAR1 | nan | PGAE | PHOTO VOLTAIC | 2019M06 | NP15 | HENRTA_6_SOLAR1
CISO | Lassen Station Hydro | Participating Unit | 2016-06-13 | WATER | 1 | 0.99 | 1 | Lassen Station Hydroelectric, LP |  | PGAE | N | N | GEN | BUCKCK_2_HYDRO | nan | PGAE | HYDRO | 2019M06 | NP15 | BUCKCK_2_HYDRO
CISO | LARKSPUR PEAKER UNIT 2 | Participating Unit | 2001-09-13 | NATURAL GAS | 45 | 47.98 | 1 | Wildflower Energy LP |  | SDGE | N | N | GEN | LARKSP_6_UNIT 2 | nan | SDGE | COMBUSTION TURBINE | 2019M06 | SP15 | LARKSP_6_UNIT 2
CISO | LARKSPUR PEAKER UNIT 1 | Participating Unit | 2001-09-13 | NATURAL GAS | 45 | 46.1 | 1 | Wildflower Energy LP |  | SDGE | N | N | GEN | LARKSP_6_UNIT 1 | nan | SDGE | COMBUSTION TURBINE | 2019M06 | SP15 | LARKSP_6_UNIT 1
CISO | Lancaster Little Rock C | Participating Unit | 2015-01-17 | SUN | 5 | 5 | 1 | Lancaster Little Rock C LLC |  | SCE | N | N | GEN | LITLRK_6_SOLAR1 | nan | SCE | PHOTO VOLTAIC | 2019M06 | SP15 | LITLRK_6_SOLAR1
CISO | Lancaster East Avenue F | Participating Unit | 2017-08-25 | SUN | 3.8 | 3.75 | 1 | SolarCity Corporation |  | SCE | N | N | GEN | REDMAN_2_SOLAR | nan | SCE | PHOTO VOLTAIC | 2019M06 | SP15 | REDMAN_2_SOLAR
CISO | Lancaster B | Participating Unit | 2017-04-22 | SUN | 3 | 3 | 1 | Lancaster WAD B, LLC |  | SCE | N | N | GEN | ROSMND_6_SOLAR | nan | SCE | PHOTO VOLTAIC | 2019M06 | SP15 | ROSMND_6_SOLAR
CISO | Lambie Energy Center, Unit #1 | Participating Unit | 2003-01-06 | NATURAL GAS | 49.9 | 47.5 | 1 | Gilroy Energy Center, LLC |  | PGAE | N | N | GEN | LMBEPK_2_UNITA1 | nan | PGAE | COMBUSTION TURBINE | 2019M06 | NP15 | LMBEPK_2_UNITA1
CISO | Lakeview Dairy Biogas | Participating Unit | 2018-02-02 | BIOGAS | 1 | 1 | 1 | ABEC #3 LLC |  | PGAE | N | N | GEN | OLDRIV_6_LKVBM1 | nan | PGAE | RECIPROCATING ENGINE | 2019M06 | ZP26 | OLDRIV_6_LKVBM1
CISO | Lake Mathews Hydroelectric Recovery Plan | Participating Unit | 1980-01-01 | WATER | 5 | 5 | 1 | Metropolitan Water District of Southern California (MWD) |  | SCE | N | N | GEN | MIRLOM_7_MWDLKM | nan | SCE | HYDRO | 2019M06 | SP15 | MIRLOM_7_MWDLKM
CISO | Lake Hodges Pumped Storage-Unit2 | Participating Unit | 2012-08-26 | WATER | 20.4 | 20 | 1 | San Diego County Water Authority |  | SDGE | N | N | GEN | LAKHDG_6_UNIT 2 | nan | SDGE | PUMPED STORAGE | 2019M06 | SP15 | LAKHDG_6_UNIT 2
CISO | Lake Hodges Pumped Storage-Unit1 | Participating Unit | 2012-08-26 | WATER | 20.4 | 20 | 1 | San Diego County Water Authority |  | SDGE | N | N | GEN | LAKHDG_6_UNIT 1 | nan | SDGE | PUMPED STORAGE | 2019M06 | SP15 | LAKHDG_6_UNIT 1
CISO | LAGUNA BELL QFS | Participating Unit | 1993-01-01 | OTHER | 17.5 | 0.35 | 1 | Southern California Edison Company |  | SCE | Y | N | GEN | LAGBEL_6_QF | nan | SCE | OTHER | 2019M06 | SP15 | LAGBEL_6_QF
CISO | LACSD CARSON WATER POLLUTION STG4 | Non-Participating | 12/31/1898 | HEAT RECOVERY | 5.5 | 5.5 | 1 | County Sanitation District No. 2 of Los Angeles County | SANITR_6_UNITS |  | N | Y | GEN | SANITR_6_STG4 | nan |  | STEAM | 2019M06 | SP15 | SANITR_6_UNITS
CISO | LACSD CARSON WATER POLLUTION CTG3 | Non-Participating | 12/31/1898 | BIOGAS | 10 | 10 | 1 | County Sanitation District No. 2 of Los Angeles County | SANITR_6_UNITS |  | N | Y | GEN | SANITR_6_CTG3 | nan |  | COMBUSTION TURBINE | 2019M06 | SP15 | SANITR_6_UNITS
CISO | LACSD CARSON WATER POLLUTION CTG2 | Non-Participating | 12/31/1898 | BIOGAS | 10 | 10 | 1 | County Sanitation District No. 2 of Los Angeles County | SANITR_6_UNITS |  | N | Y | GEN | SANITR_6_CTG2 | nan |  | COMBUSTION TURBINE | 2019M06 | SP15 | SANITR_6_UNITS
CISO | LACSD CARSON WATER POLLUTION CTG1 | Non-Participating | 12/31/1898 | BIOGAS | 10 | 10 | 1 | County Sanitation District No. 2 of Los Angeles County | SANITR_6_UNITS |  | N | Y | GEN | SANITR_6_CTG1 | nan |  | COMBUSTION TURBINE | 2019M06 | SP15 | SANITR_6_UNITS
CISO | LACSD CARSON WATER POLLUTION AGGREGATE | Participating Unit | 12/31/1898 | NATURAL GAS | #Error | 8 | 1 | County Sanitation District No. 2 of Los Angeles County | SANITR_6_UNITS | SCE | Y | Y | GEN | SANITR_6_UNITS | nan | SCE | COMBINED CYCLE | 2019M06 | SP15 | SANITR_6_UNITS
CISO | La Paloma Generating Plant Unit #3 | Participating Unit | 2003-01-13 | NATURAL GAS | 295 | 256.15 | 1 | La Paloma Generating Company, LLC |  | PGAE | N | N | GEN | LAPLMA_2_UNIT 3 | nan | PGAE | COMBINED CYCLE | 2019M06 | ZP26 | LAPLMA_2_UNIT 3
CISO | La Paloma Generating Plant Unit #2 | Participating Unit | 2003-03-05 | NATURAL GAS | 295 | 260.2 | 1 | La Paloma Generating Company, LLC |  | PGAE | N | N | GEN | LAPLMA_2_UNIT 2 | nan | PGAE | COMBINED CYCLE | 2019M06 | ZP26 | LAPLMA_2_UNIT 2
CISO | La Paloma Generating Plant Unit #1 | Participating Unit | 2003-01-10 | NATURAL GAS | 295 | 259.8 | 1 | La Paloma Generating Company, LLC |  | PGAE | N | N | GEN | LAPLMA_2_UNIT 1 | nan | PGAE | COMBINED CYCLE | 2019M06 | ZP26 | LAPLMA_2_UNIT 1
CISO | Kumeyaay Wind Farm | Participating Unit | 2005-12-21 | WIND | 50 | 50 | 1 | Kumeyaay Wind LLC |  | SDGE | N | N | GEN | CRSTWD_6_KUMYAY | nan | SDGE | WIND | 2019M06 | SP15 | CRSTWD_6_KUMYAY
CISO | KRCD Malaga Peaking Plant CTG2 | Non-Participating | 12/31/1898 | NATURAL GAS | 48.5 | 48.5 | 1 | Kings River Conservation District | MALAGA_1_PL1X2 |  | N | Y | GEN | MALAGA_7_CTG2 | nan |  | COMBUSTION TURBINE | 2019M06 | NP15 | MALAGA_1_PL1X2
CISO | KRCD Malaga Peaking Plant CTG1 | Non-Participating | 12/31/1898 | NATURAL GAS | 48.5 | 48.5 | 1 | Kings River Conservation District | MALAGA_1_PL1X2 |  | N | Y | GEN | MALAGA_7_CTG1 | nan |  | COMBUSTION TURBINE | 2019M06 | NP15 | MALAGA_1_PL1X2
CISO | KRAMER_2_SEGS 9 | Non-Participating | 12/31/1898 |  | 92 | 92 | 1 |  | KRAMER_2_SEGS89 |  |  | Y | GEN | KRAMER_2_SEGS 9 | nan |  |  | 2019M06 | SP15 | KRAMER_2_SEGS89
CISO | KRAMER_2_SEGS 8 | Non-Participating | 12/31/1898 |  | 92 | 92 | 1 |  | KRAMER_2_SEGS89 |  |  | Y | GEN | KRAMER_2_SEGS 8 | nan |  |  | 2019M06 | SP15 | KRAMER_2_SEGS89
CISO | Kramer Junction 5 | Participating Unit | 2018-01-25 | SUN | 30 | 30 | 1 | Luz Solar Partners Ltd., V |  | SCE | Y | N | GEN | KRAMER_1_KJ5SR5 | nan | SCE | STEAM | 2019M06 | SP15 | KRAMER_1_KJ5SR5
CISO | Kramer Junction 4 | Participating Unit | 2017-04-11 | SUN | 30 | 30 | 1 | Luz Solar Partners Ltd., IV |  | SCE | N | N | GEN | KRAMER_1_SEGSR4 | nan | SCE | STEAM | 2019M06 | SP15 | KRAMER_1_SEGSR4
CISO | Kramer Junction 3 | Participating Unit | 2017-04-11 | SUN | 30 | 30 | 1 | LUZ SOLAR PARTNERS LTD., III |  | SCE | N | N | GEN | KRAMER_1_SEGSR3 | nan | SCE | STEAM | 2019M06 | SP15 | KRAMER_1_SEGSR3
CISO | Kona Solar - Terra Francesca | Participating Unit | 2015-04-13 | SUN | 1.5 | 1.49 | 1 | Kona Solar, LLC |  | SCE | N | N | GEN | CHINO_2_SOLAR2 | nan | SCE | PHOTO VOLTAIC | 2019M06 | SP15 | CHINO_2_SOLAR2
CISO | Kona Solar - Rancho DC #1 | Participating Unit | 2015-06-02 | SUN | 1.8 | 1.75 | 1 | Kona Solar, LLC |  | SCE | N | N | GEN | PADUA_2_SOLAR1 | nan | SCE | PHOTO VOLTAIC | 2019M06 | SP15 | PADUA_2_SOLAR1
CISO | Kona Solar - Meridian #1 | Participating Unit | 2015-04-13 | SUN | 1.5 | 1.49 | 1 | Kona Solar, LLC |  | SCE | N | N | GEN | VALLEY_5_SOLAR1 | nan | SCE | PHOTO VOLTAIC | 2019M06 | SP15 | VALLEY_5_SOLAR1
CISO | KIRKWOOD HYDRO UNIT 3 | Non-Participating | 12/31/1898 |  | 45 | 45 | 1 |  | INTKEP_2_UNITS |  | N | Y | GEN | INTKEP_2_KIRKW3 | nan |  |  | 2019M06 | NP15 | INTKEP_2_UNITS
CISO | KIRKWOOD HYDRO UNIT 2 | Non-Participating | 12/31/1898 |  | 45 | 45 | 1 |  | INTKEP_2_UNITS |  | N | Y | GEN | INTKEP_2_KIRKW2 | nan |  |  | 2019M06 | NP15 | INTKEP_2_UNITS
CISO | KIRKWOOD HYDRO UNIT 1 | Non-Participating | 12/31/1898 |  | 45 | 45 | 1 |  | INTKEP_2_UNITS |  | N | Y | GEN | INTKEP_2_KIRKW1 | nan |  |  | 2019M06 | NP15 | INTKEP_2_UNITS
CISO | Kingsburg2 | Participating Unit | 2013-12-06 | SUN | 1.5 | 1.5 | 1 | Tulare PV II, LLC |  | PGAE | N | N | GEN | KNGBRG_1_KBSLR2 | nan | PGAE | PHOTO VOLTAIC | 2019M06 | NP15 | KNGBRG_1_KBSLR2
CISO | Kingsburg1 | Participating Unit | 2013-12-06 | SUN | 1.5 | 1.5 | 1 | Tulare PV II, LLC |  | PGAE | N | N | GEN | KNGBRG_1_KBSLR1 | nan | PGAE | PHOTO VOLTAIC | 2019M06 | NP15 | KNGBRG_1_KBSLR1
CISO | Kingsburg Cogen | Participating Unit | 1990-12-05 | NATURAL GAS | 34.5 | 34.5 | 1 | KES Kingsburg, L.P. |  | PGAE | Y | N | GEN | KINGCO_1_KINGBR | nan | PGAE | COMBUSTION TURBINE | 2019M06 | NP15 | KINGCO_1_KINGBR
CISO | KINGS RIVER HYDRO UNIT 1 | Participating Unit | 1962-01-01 | WATER | 51.2 | 51.2 | 1 | Pacific Gas & Electric Company |  | PGAE | N | N | GEN | KINGRV_7_UNIT 1 | nan | PGAE | HYDRO | 2019M06 | NP15 | KINGRV_7_UNIT 1
CISO | Kingbird Solar B | Participating Unit | 2016-04-30 | SUN | 20 | 20 | 1 | Kingbird Solar B, LLC |  | SCE | N | N | GEN | KNGBRD_2_SOLAR2 | nan | SCE | PHOTO VOLTAIC | 2019M06 | SP15 | KNGBRD_2_SOLAR2
CISO | Kingbird Solar A | Participating Unit | 2016-04-30 | SUN | 20 | 20 | 1 | Kingbird Solar A, LLC |  | SCE | N | N | GEN | KNGBRD_2_SOLAR1 | nan | SCE | PHOTO VOLTAIC | 2019M06 | SP15 | KNGBRD_2_SOLAR1
CISO | King City Energy Center, Unit 1 | Participating Unit | 2002-01-14 | NATURAL GAS | 49.9 | 44.6 | 1 | Gilroy Energy Center, LLC |  | PGAE | N | N | GEN | KNGCTY_6_UNITA1 | nan | PGAE | COMBUSTION TURBINE | 2019M06 | NP15 | KNGCTY_6_UNITA1
CISO | KILARC HYDRO | Participating Unit | 1904-01-01 | WATER | 3.2 | 1.5 | 1 | Pacific Gas & Electric Company |  | PGAE | N | N | GEN | KILARC_2_UNIT 1 | nan | PGAE | HYDRO | 2019M06 | NP15 | KILARC_2_UNIT 1
CISO | Kettleman Solar | Participating Unit | 2014-03-14 | SUN | 1 | 1 | 1 | Kettleman Solar LLC |  | PGAE | N | N | GEN | LOCKFD_1_KSOLAR | nan | PGAE | PHOTO VOLTAIC | 2019M06 | NP15 | LOCKFD_1_KSOLAR
CISO | KERN RIVER PH 3 UNITS 2 | Non-Participating | 12/31/1898 | NATURAL GAS | 19.7 | 19.7 | 1 | Kings River Conservation District | VESTAL_2_KERN |  | N | Y | GEN | VESTAL_6_KERNU2 | nan |  | COMBUSTION TURBINE | 2019M06 | SP15 | VESTAL_2_KERN
CISO | KERN RIVER PH 3 UNITS 1 & 2 AGGREGATE | Participating Unit | 1907-01-01 | WATER | #Error | 36.8 | 1 | Southern California Edison Company | VESTAL_2_KERN | SCE | N | Y | GEN | VESTAL_2_KERN | nan | SCE | HYDRO | 2019M06 | SP15 | VESTAL_2_KERN
CISO | KERN RIVER PH 3 UNITS 1 | Non-Participating | 12/31/1898 | NATURAL GAS | 20.5 | 20.5 | 1 | Kings River Conservation District | VESTAL_2_KERN |  | N | Y | GEN | VESTAL_6_KERNU1 | nan |  | COMBUSTION TURBINE | 2019M06 | SP15 | VESTAL_2_KERN
CISO | KERN RIVER HYDRO UNITS 1-4 AGGREGATE | Participating Unit | 1907-01-01 | WATER | 26.3 | 25.6 | 1 | Southern California Edison Company |  | SCE | N | N | GEN | KERRGN_1_UNIT 1 | nan | SCE | HYDRO | 2019M06 | SP15 | KERRGN_1_UNIT 1
CISO | KERN RIVER COGENERATION CO. UNIT 4 | Participating Unit | 1985-05-01 | NATURAL GAS | 85 | 81.44 | 1 | Chevron Power Holdings, INC |  | SCE | Y | N | GEN | OMAR_2_UNIT 4 | nan | SCE | COMBUSTION TURBINE | 2019M06 | SP15 | OMAR_2_UNIT 4
CISO | KERN RIVER COGENERATION CO. UNIT 3 | Participating Unit | 1985-05-01 | NATURAL GAS | 85 | 81.41 | 1 | Chevron Power Holdings, INC |  | SCE | N | N | GEN | OMAR_2_UNIT 3 | nan | SCE | COMBUSTION TURBINE | 2019M06 | SP15 | OMAR_2_UNIT 3
CISO | KERN RIVER COGENERATION CO. UNIT 2 | Participating Unit | 1985-05-01 | NATURAL GAS | 85 | 78.11 | 1 | Chevron Power Holdings, INC |  | SCE | N | N | GEN | OMAR_2_UNIT 2 | nan | SCE | COMBUSTION TURBINE | 2019M06 | SP15 | OMAR_2_UNIT 2
CISO | KERN RIVER COGENERATION CO. UNIT 1 | Participating Unit | 1985-05-01 | NATURAL GAS | 85 | 78 | 1 | Chevron Power Holdings, INC |  | SCE | N | N | GEN | OMAR_2_UNIT 1 | nan | SCE | COMBUSTION TURBINE | 2019M06 | SP15 | OMAR_2_UNIT 1
CISO | KERN FRONT LIMITED | Participating Unit | 1989-01-07 | NATURAL GAS | 60 | 52.4 | 1 | KERN FRONT LIMITED |  | PGAE | N | N | GEN | KERNFT_1_UNITS | nan | PGAE | COMBUSTION TURBINE | 2019M06 | ZP26 | KERNFT_1_UNITS
CISO | KERN CANYON | Participating Unit | 1921-01-01 | WATER | 11.5 | 11.5 | 1 | Pacific Gas & Electric Company |  | PGAE | N | N | GEN | KRNCNY_6_UNIT | nan | PGAE | HYDRO | 2019M06 | ZP26 | KRNCNY_6_UNIT
CISO | KERKHOFF PH 2 UNIT #1 | Participating Unit | 1983-01-01 | WATER | 153.9 | 153.9 | 1 | Pacific Gas & Electric Company |  | PGAE | N | N | GEN | KERKH2_7_UNIT 1 | nan | PGAE | HYDRO | 2019M06 | NP15 | KERKH2_7_UNIT 1
CISO | KERKHOFF PH 1 UNIT #3 | Participating Unit | 1920-01-01 | WATER | 12.8 | 12.8 | 1 | Pacific Gas & Electric Company |  | PGAE | N | N | GEN | KERKH1_7_UNIT 3 | nan | PGAE | HYDRO | 2019M06 | NP15 | KERKH1_7_UNIT 3
CISO | KERKHOFF PH 1 UNIT #1 | Participating Unit | 1920-01-01 | WATER | 13 | 13 | 1 | Pacific Gas & Electric Company |  | PGAE | N | N | GEN | KERKH1_7_UNIT 1 | nan | PGAE | HYDRO | 2019M06 | NP15 | KERKH1_7_UNIT 1
CISO | Kent South | Participating Unit | 2014-12-24 | SUN | 20 | 20 | 1 | RE Kent South, LLC |  | PGAE | N | N | GEN | KNTSTH_6_SOLAR | nan | PGAE | PHOTO VOLTAIC | 2019M06 | NP15 | KNTSTH_6_SOLAR
CISO | KELLY RIDGE HYDRO | Participating Unit | 1963-01-01 | WATER | 11 | 11 | 1 | South Feather Water and Power |  | PGAE | N | N | GEN | KELYRG_6_UNIT | nan | PGAE | HYDRO | 2019M06 | NP15 | KELYRG_6_UNIT
CISO | KELLER CANYON LANDFILL GEN FACILICITY | Participating Unit | 2009-08-01 | BIOGAS | 3.8 | 3.56 | 1 | Ameresco Keller Canyon, LLC |  | PGAE | N | N | GEN | KIRKER_7_KELCYN | nan | PGAE | RECIPROCATING ENGINE | 2019M06 | NP15 | KIRKER_7_KELCYN
CISO | KELCO QUALIFYING FACILITY | Participating Unit | 2014-03-05 | OTHER | 28 | 25 | 1 | CP Kelco U.S., Inc. |  | SDGE | Y | N | GEN | SAMPSN_6_KELCO1 | nan | SDGE | COMBUSTION TURBINE | 2019M06 | SP15 | SAMPSN_6_KELCO1
CISO | KAWEAH PH 2 & 3 PSP AGGREGATE | Participating Unit | 1913-01-01 | WATER | 6.6 | 6.55 | 1 | Southern California Edison Company |  | SCE | N | N | GEN | RECTOR_2_KAWEAH | nan | SCE | HYDRO | 2019M06 | SP15 | RECTOR_2_KAWEAH
CISO | KAWEAH PH 1 UNIT 1 | Participating Unit | 1929-01-01 | WATER | 2.3 | 2.25 | 1 | Southern California Edison Company |  | SCE | N | N | GEN | RECTOR_2_KAWH 1 | nan | SCE | HYDRO | 2019M06 | SP15 | RECTOR_2_KAWH 1
CISO | Karen Avenue Wind Farm | Participating Unit | 2015-08-05 | WIND | 12 | 11.7 | 1 | Energy Development & Construction Corp. |  | SCE | N | N | GEN | GARNET_2_WIND2 | nan | SCE | WIND | 2019M06 | SP15 | GARNET_2_WIND2
CISO | Kansas | Participating Unit | 2014-12-18 | SUN | 20 | 20 | 1 | RE Kansas, LLC |  | PGAE | N | N | GEN | LEPRFD_1_KANSAS | nan | PGAE | PHOTO VOLTAIC | 2019M06 | NP15 | LEPRFD_1_KANSAS
CISO | Jurupa | Participating Unit | 2013-12-20 | SUN | 1.5 | 1.5 | 1 | California PV Energy, LLC |  | SCE | N | N | GEN | CHINO_2_JURUPA | nan | SCE | PHOTO VOLTAIC | 2019M06 | SP15 | CHINO_2_JURUPA
CISO | Joya Del Sol | Participating Unit | 2012-12-21 | SUN | 1.5 | 1.5 | 1 | GASNA 16P, LLC |  | PGAE | N | N | GEN | WFRESN_1_SOLAR | nan | PGAE | PHOTO VOLTAIC | 2019M06 | NP15 | WFRESN_1_SOLAR
CISO | Johnson Canyon Landfill | Participating Unit | 2013-07-08 | BIOGAS | 1.4 | 1.42 | 1 | Ameresco Johnson Canyon LLC |  | PGAE | N | N | GEN | GONZLS_6_UNIT | nan | PGAE | RECIPROCATING ENGINE | 2019M06 | NP15 | GONZLS_6_UNIT
CISO | JAMES B. BLACK 2 | Participating Unit | 1965-01-01 | WATER | 84.1 | 84.1 | 1 | Pacific Gas & Electric Company |  | PGAE | N | N | GEN | BLACK_7_UNIT 2 | nan | PGAE | HYDRO | 2019M06 | NP15 | BLACK_7_UNIT 2
CISO | JAMES B. BLACK 1 | Participating Unit | 1966-01-01 | WATER | 84 | 85 | 1 | Pacific Gas & Electric Company |  | PGAE | N | N | GEN | BLACK_7_UNIT 1 | nan | PGAE | HYDRO | 2019M06 | NP15 | BLACK_7_UNIT 1
CISO | Jacumba Solar Farm | Participating Unit | 2017-07-25 | SUN | 19.7 | 20 | 1 | Jacumba Solar, LLC |  | SDGE | N | N | GEN | JACMSR_1_JACSR1 | nan | SDGE | PHOTO VOLTAIC | 2019M06 | SP15 | JACMSR_1_JACSR1
CISO | IVWEST_2_SOLR1B | Non-Participating | 12/31/1898 | SUN | 75 | 75 | 1 | CSolar IV West, LLC | IVWEST_2_SOLAR1 |  | N | Y | GEN | IVWEST_2_SOLR1B | nan |  | PHOTO VOLTAIC | 2019M06 | SP15 | IVWEST_2_SOLAR1
CISO | IVWEST_2_SOLR1A | Non-Participating | 12/31/1898 | SUN | 75 | 75 | 1 | CSolar IV West, LLC | IVWEST_2_SOLAR1 |  | N | Y | GEN | IVWEST_2_SOLR1A | nan |  | PHOTO VOLTAIC | 2019M06 | SP15 | IVWEST_2_SOLAR1
CISO | Ivanpah 2 | Participating Unit | 2013-12-30 | SUN | 133.4 | 133 | 1 | Solar Partners I, LLC |  | SCE | N | N | GEN | IVANPA_1_UNIT2 | nan | SCE | STEAM | 2019M06 | SP15 | IVANPA_1_UNIT2
CISO | International Turbine Research | Participating Unit | 12/31/1898 | WIND | 21.3 | 18.4 | 1 | Dollar Wind LLC |  | PGAE | N | N | GEN | INTTRB_6_UNIT | nan | PGAE | WIND | 2019M06 | NP15 | INTTRB_6_UNIT
LDWP | Intermountain Power Project | Participating Unit | 12/31/1898 | COAL | #Error | 107 | 1 | IPP |  | SCE | N | N | TG | INTMNT_3_PASADENA | nan | SCE | STEAM | 2019M06 | SP15 | INTMNT_3_PASADENA
LDWP | Intermountain Power Project | Participating Unit | 12/31/1898 | COAL | #Error | 236 | 1 | IPP |  | SCE | N | N | TG | INTMNT_3_ANAHEIM | nan | SCE | STEAM | 2019M06 | SP15 | INTMNT_3_ANAHEIM
CISO | INSKIP HYDRO | Participating Unit | 1979-01-01 | WATER | 8 | 8 | 1 | Pacific Gas & Electric Company |  | PGAE | N | N | GEN | INSKIP_2_UNIT | nan | PGAE | HYDRO | 2019M06 | NP15 | INSKIP_2_UNIT
CISO | Inland Empire Energy Center, Unit 1 | Participating Unit | 2009-06-29 | NATURAL GAS | 405 | 376.2 | 1 | Inland Empire Energy Center, LLC |  | SCE |  | N | GEN | INLDEM_5_UNIT 1 | nan | SCE | COMBINED CYCLE | 2019M06 | SP15 | INLDEM_5_UNIT 1
CISO | Industry MetroLink PV 1 | Participating Unit | 2012-04-03 | SUN | 1.6 | 1.5 | 1 | City of Industry |  | SCE | N | N | GEN | WALNUT_2_SOLAR | nan | SCE | PHOTO VOLTAIC | 2019M06 | SP15 | WALNUT_2_SOLAR
CISO | INDIGO PEAKER UNIT 3 | Participating Unit | 2001-09-19 | NATURAL GAS | 45 | 43.69 | 1 | Wildflower Energy LP |  | SCE | N | N | GEN | INDIGO_1_UNIT 3 | nan | SCE | COMBUSTION TURBINE | 2019M06 | SP15 | INDIGO_1_UNIT 3
CISO | INDIGO PEAKER UNIT 2 | Participating Unit | 2001-09-19 | NATURAL GAS | 45 | 44.53 | 1 | Wildflower Energy LP |  | SCE | N | N | GEN | INDIGO_1_UNIT 2 | nan | SCE | COMBUSTION TURBINE | 2019M06 | SP15 | INDIGO_1_UNIT 2
CISO | INDIGO PEAKER UNIT 1 | Participating Unit | 2001-09-19 | NATURAL GAS | 45 | 44 | 1 | Wildflower Energy LP |  | SCE | N | N | GEN | INDIGO_1_UNIT 1 | nan | SCE | COMBUSTION TURBINE | 2019M06 | SP15 | INDIGO_1_UNIT 1
CISO | Indian Valley Hydro | Participating Unit | 1983-09-15 | WATER | 5 | 3.01 | 1 | Yolo County Flood Control |  | PGAE | Y | N | GEN | INDVLY_1_UNITS | nan | PGAE | HYDRO | 2019M06 | NP15 | INDVLY_1_UNITS
CISO | Imperial Valley West ( Q # 608) | Participating Unit | 2015-09-30 | SUN | #Error | 150 | 1 | CSolar IV West, LLC | IVWEST_2_SOLAR1 | SDGE | N | Y | GEN | IVWEST_2_SOLAR1 | nan | SDGE | PHOTO VOLTAIC | 2019M06 | SP15 | IVWEST_2_SOLAR1
CISO | IEUA Battery Energy Storage System | Participating Unit | 12/31/1898 | OTHER | #Error | 1 | 1 | Shell Energy North America (US), L.P. | SCEC_1_PDRP171 | SCE | N | Y | GEN | SCEC_1_PDRP171 | nan | SCE | OTHER | 2019M06 | SP15 | SCEC_1_PDRP171
BPAT | Iberdrola Centroid Sytem Resource | Participating Unit | 12/31/1898 | WIND | #Error | 100 | 1 | MALIN500 |  | PGAE | N | N | TG | MALIN_5_IBERDR | nan | PGAE | WIND | 2019M06 | NP15 | MALIN_5_IBERDR
CISO | HYPOWER, INC. (FORKS OF BUTTE) | Participating Unit | 1992-03-16 | WATER | 14.3 | 14.3 | 1 | Pacific Gas & Electric Company |  | PGAE | Y | N | GEN | FORKBU_6_UNIT | nan | PGAE | HYDRO | 2019M06 | NP15 | FORKBU_6_UNIT
CISO | HYATT-THERMALITO PUMP-GEN (AGGREGATE) | Participating Unit | 1968-01-01 | WATER | #Error | 933.1 | 1 | California Dept. of Water Resources | HYTTHM_2_UNITS | PGAE | N | Y | GEN | HYTTHM_2_UNITS | nan | CWRP | HYDRO | 2019M06 | NP15 | HYTTHM_2_UNITS
CISO | Huron Solar Station | Participating Unit | 2012-08-30 | SUN | 20 | 20 | 1 | Pacific Gas & Electric Company |  | PGAE | N | N | GEN | HURON_6_SOLAR | nan | PGAE | PHOTO VOLTAIC | 2019M06 | ZP26 | HURON_6_SOLAR
CISO | HUNTINGTON BEACH GEN STA. UNIT 2 | Participating Unit | 12/31/1898 | NATURAL GAS | 226 | 225.8 | 1 | AES Huntington Beach |  | SCE | N | N | GEN | HNTGBH_7_UNIT 2 | nan | SCE | STEAM | 2019M06 | SP15 | HNTGBH_7_UNIT 2
CISO | HUNTINGTON BEACH GEN STA. UNIT 1 | Participating Unit | 12/31/1898 | NATURAL GAS | 226 | 225.75 | 1 | AES Huntington Beach |  | SCE | N | N | GEN | HNTGBH_7_UNIT 1 | nan | SCE | STEAM | 2019M06 | SP15 | HNTGBH_7_UNIT 1
CISO | Humboldt Redwood | Participating Unit | 2017-06-01 | BIOMASS | 28.8 | 28.8 | 1 | Humboldt Sawmill Company, LLC |  | PGAE | Y | N | GEN | PACLUM_6_UNIT | nan | PGAE | STEAM | 2019M06 | NP15 | PACLUM_6_UNIT
CISO | Humboldt Bay Generating Station 3 | Participating Unit | 2010-09-29 | NATURAL GAS | 83.2 | 65.08 | 1 | Pacific Gas & Electric Company |  | PGAE | N | N | GEN | HUMBPP_1_UNITS3 | nan | PGAE | RECIPROCATING ENGINE | 2019M06 | NP15 | HUMBPP_1_UNITS3
CISO | Humboldt Bay Generating Station 2 | Non-Participating | 12/31/1898 | NATURAL GAS | 83.2 | 83.2 | 1 | Pacific Gas & Electric Company | HUMBPP_6_UNITS | PGAE | N | Y | GEN | HUMBPP_6_UNITS2 | nan | PGAE | RECIPROCATING ENGINE | 2019M06 | NP15 | HUMBPP_6_UNITS
CISO | Humboldt Bay Generating Station 1 | Participating Unit | 2010-09-29 | NATURAL GAS | #Error | 97.62 | 1 | Pacific Gas & Electric Company | HUMBPP_6_UNITS | PGAE | N | Y | GEN | HUMBPP_6_UNITS | nan | PGAE | RECIPROCATING ENGINE | 2019M06 | NP15 | HUMBPP_6_UNITS
CISO | Humboldt Bay Generating Station 1 | Non-Participating | 12/31/1898 | NATURAL GAS | 83.2 | 83.2 | 1 | Pacific Gas & Electric Company | HUMBPP_6_UNITS | PGAE | N | Y | GEN | HUMBPP_6_UNITS1 | nan | PGAE | RECIPROCATING ENGINE | 2019M06 | NP15 | HUMBPP_6_UNITS
CISO | Houwelings Nurseries Oxnard, Inc | Participating Unit | 2013-06-14 | NATURAL GAS | 13.2 | 13 | 1 | Houwelings Nurseries Oxnard, Inc |  | SCE | Y | N | GEN | SNCLRA_2_HOWLNG | nan | SCE | RECIPROCATING ENGINE | 2019M06 | SP15 | SNCLRA_2_HOWLNG
WALC | Hoover Power Plant | Participating Unit | 2018-09-24 | WATER | #Error | 40 | 1 | MEAD230 |  | SCE | N | N | TG | AGCANA_X_HOOVER | nan | SCE | HYDRO | 2019M06 | SP15 | AGCANA_X_HOOVER
CISO | Honey Lake Power | Participating Unit | 2017-06-27 | BIOMASS | 50.4 | 30 | 1 | HL Power Company |  | PGAE | Y | N | GEN | LASSEN_6_UNITS | nan | PGAE | STEAM | 2019M06 | NP15 | LASSEN_6_UNITS
CISO | HOLM HYDRO UNIT 2 | Non-Participating | 12/31/1898 |  | 83 | 83 | 1 |  | INTKEP_2_UNITS |  | N | Y | GEN | INTKEP_2_HOLM 2 | nan |  |  | 2019M06 | NP15 | INTKEP_2_UNITS
CISO | HOLM HYDRO UNIT 1 | Non-Participating | 12/31/1898 |  | 83 | 83 | 1 |  | INTKEP_2_UNITS |  | N | Y | GEN | INTKEP_2_HOLM 1 | nan |  |  | 2019M06 | NP15 | INTKEP_2_UNITS
CISO | Hollister Solar | Participating Unit | 2015-04-17 | SUN | 1.5 | 1.5 | 1 | Hollister Solar LLC |  | PGAE | N | N | GEN | HOLSTR_1_SOLAR2 | nan | PGAE | PHOTO VOLTAIC | 2019M06 | NP15 | HOLSTR_1_SOLAR2
CISO | High Winds Energy Center | Participating Unit | 2003-12-23 | WIND | 162 | 162 | 1 | High Winds, LLC |  | PGAE | N | N | GEN | BRDSLD_2_HIWIND | nan | PGAE | WIND | 2019M06 | NP15 | BRDSLD_2_HIWIND
CISO | HIGH SIERRA LIMITED | Participating Unit | 1989-02-24 | NATURAL GAS | 60.3 | 52.43 | 1 | HIGH SIERRA LIMITED |  | PGAE | N | N | GEN | SIERRA_1_UNITS | nan | PGAE | COMBUSTION TURBINE | 2019M06 | ZP26 | SIERRA_1_UNITS
CISO | High Sierra Cogeneration Aggregate | Participating Unit | 2010-04-22 | NATURAL GAS | 6 | 6 | 1 | Plumas Sierra REC |  | PGAE | N | N | GEN | PLMSSR_6_HISIER | nan | NCPA | RECIPROCATING ENGINE | 2019M06 | NP15 | PLMSSR_6_HISIER
CISO | High Line Canal Hydro | Participating Unit | 2014-06-11 | WATER | 0.6 | 0.5 | 1 | City of Santa Clara dba Silicon Valley |  | PGAE | N | N | GEN | ORLND_6_HIGHLI | nan | NCPA | HYDRO | 2019M06 | NP15 | ORLND_6_HIGHLI
CISO | HIGH DESERT STEAM TURBINE | Non-Participating | 12/31/1898 | HEAT RECOVERY | 323 | 323 | 1 | High Desert Power Project, LLC | HIDSRT_2_UNITS |  | N | Y | GEN | HIDSRT_7_STG | nan |  | STEAM | 2019M06 | SP15 | HIDSRT_2_UNITS
CISO | HIGH DESERT POWER PROJECT AGGREGATE | Participating Unit | 2003-04-21 | NATURAL GAS | #Error | 830 | 1 | High Desert Power Project, LLC | HIDSRT_2_UNITS | SCE | N | Y | GEN | HIDSRT_2_UNITS | nan | SCE | COMBINED CYCLE | 2019M06 | SP15 | HIDSRT_2_UNITS
CISO | HIGH DESERT COMBUSTION TURBINE UNIT 3 | Non-Participating | 12/31/1898 | NATURAL GAS | 177.3 | 177.3 | 1 | High Desert Power Project, LLC | HIDSRT_2_UNITS |  | N | Y | GEN | HIDSRT_7_CTG3 | nan |  | COMBUSTION TURBINE | 2019M06 | SP15 | HIDSRT_2_UNITS
CISO | HIGH DESERT COMBUSTION TURBINE UNIT 2 | Non-Participating | 12/31/1898 | NATURAL GAS | 177.3 | 177.3 | 1 | High Desert Power Project, LLC | HIDSRT_2_UNITS |  | N | Y | GEN | HIDSRT_7_CTG2 | nan |  | COMBUSTION TURBINE | 2019M06 | SP15 | HIDSRT_2_UNITS
CISO | HIGH DESERT COMBUSTION TURBINE UNIT 1 | Non-Participating | 12/31/1898 | NATURAL GAS | 177.3 | 177.3 | 1 | High Desert Power Project, LLC | HIDSRT_2_UNITS |  | N | Y | GEN | HIDSRT_7_CTG1 | nan |  | COMBUSTION TURBINE | 2019M06 | SP15 | HIDSRT_2_UNITS
CISO | HIGGNS_7_QFUNTS | Participating Unit | 12/31/1898 | WATER | 0.3 | 0.5 | 1 | Pacific Gas & Electric Company |  | PGAE | Y | N | GEN | HIGGNS_7_QFUNTS | nan | PGAE | HYDRO | 2019M06 | NP15 | HIGGNS_7_QFUNTS
CISO | HEP PEAKER PLANT UNIT 2 | Non-Participating | 12/31/1898 | NATURAL GAS | 50 | 50 | 1 | GWF Energy LLC | GWFPWR_1_UNITS |  | N | Y | GEN | GWFPWR_1_CT 2 | nan |  | COMBUSTION TURBINE | 2019M06 | NP15 | GWFPWR_1_UNITS
CISO | HEP PEAKER PLANT UNIT 1 | Non-Participating | 12/31/1898 | NATURAL GAS | 50 | 50 | 1 | GWF Energy LLC | GWFPWR_1_UNITS |  | N | Y | GEN | GWFPWR_1_CT 1 | nan |  | COMBUSTION TURBINE | 2019M06 | NP15 | GWFPWR_1_UNITS
CISO | Henrietta Solar Project | Participating Unit | 2016-08-19 | SUN | 102 | 100 | 1 | Parrey, LLC |  | PGAE | N | N | GEN | HENRTS_1_SOLAR | nan | PGAE | PHOTO VOLTAIC | 2019M06 | NP15 | HENRTS_1_SOLAR
CISO | HELMS PUMP-GEN UNIT 3 | Participating Unit | 1984-01-01 | WATER | 404 | 404 | 1 | Pacific Gas & Electric Company |  | PGAE | N | N | GEN | HELMPG_7_UNIT 3 | nan | PGAE | PUMPED STORAGE | 2019M06 | NP15 | HELMPG_7_UNIT 3
CISO | HELMS PUMP-GEN UNIT 2 | Participating Unit | 1984-01-01 | WATER | 407 | 407 | 1 | Pacific Gas & Electric Company |  | PGAE | N | N | GEN | HELMPG_7_UNIT 2 | nan | PGAE | PUMPED STORAGE | 2019M06 | NP15 | HELMPG_7_UNIT 2
CISO | HELMS PUMP-GEN UNIT 1 | Participating Unit | 1984-01-01 | WATER | 407 | 407 | 1 | Pacific Gas & Electric Company |  | PGAE | N | N | GEN | HELMPG_7_UNIT 1 | nan | PGAE | PUMPED STORAGE | 2019M06 | NP15 | HELMPG_7_UNIT 1
CISO | Hayworth Solar Farm | Participating Unit | 2015-12-23 | SUN | 27 | 26.66 | 1 | 65HK 8me LLC |  | PGAE | N | N | GEN | LAMONT_1_SOLAR4 | nan | PGAE | PHOTO VOLTAIC | 2019M06 | ZP26 | LAMONT_1_SOLAR4
CISO | HAYPRESS HYDRO QF UNITS | Participating Unit | 1989-04-11 | WATER | 18.8 | 14.8 | 1 | Pacific Gas & Electric Company |  | PGAE | Y | N | GEN | HAYPRS_6_QFUNTS | nan | PGAE | HYDRO | 2019M06 | NP15 | HAYPRS_6_QFUNTS
CISO | Hatchet Ridge Wind Farm | Participating Unit | 2010-11-19 | WIND | 102 | 102 | 1 | Hatchet Ridge Wind, LLC |  | PGAE | N | N | GEN | HATRDG_2_WIND | nan | PGAE | WIND | 2019M06 | NP15 | HATRDG_2_WIND
CISO | HATCHET CREEK | Participating Unit | 2017-06-01 | WATER | 7 | 6.89 | 1 | Mega Renewables |  | PGAE | Y | N | GEN | COVERD_2_HCKHY1 | nan | PGAE | HYDRO | 2019M06 | NP15 | COVERD_2_HCKHY1
CISO | Hat Creek #2 | Participating Unit | 1921-01-01 | WATER | 8.5 | 8.5 | 1 | Pacific Gas & Electric Company |  | PGAE | N | N | GEN | HATCR2_7_UNIT | nan | PGAE | HYDRO | 2019M06 | NP15 | HATCR2_7_UNIT
CISO | Hat Creek #1 | Participating Unit | 1921-01-01 | WATER | 8.5 | 8.5 | 1 | Pacific Gas & Electric Company |  | PGAE | N | N | GEN | HATCR1_7_UNIT | nan | PGAE | HYDRO | 2019M06 | NP15 | HATCR1_7_UNIT
CISO | Harris | Participating Unit | 2014-11-27 | SUN | 1.3 | 1.25 | 1 | Solarenewal LLC |  | PGAE | N | N | GEN | LIVEOK_6_SOLAR | nan | PGAE | PHOTO VOLTAIC | 2019M06 | NP15 | LIVEOK_6_SOLAR
CISO | Harbor Cogen Unit 3 | Non-Participating | 12/31/1898 | HEAT RECOVERY | 11.5 | 11.5 | 1 | Harbor Cogeneration Company | HARBGN_7_UNITS |  | N | Y | GEN | HARBGN_7_UNIT 3 | nan |  | STEAM | 2019M06 | SP15 | HARBGN_7_UNITS
CISO | Harbor Cogen Unit 2 | Non-Participating | 12/31/1898 | HEAT RECOVERY | 13.6 | 13.6 | 1 | Harbor Cogeneration Company | HARBGN_7_UNITS |  | N | Y | GEN | HARBGN_7_UNIT 2 | nan |  | STEAM | 2019M06 | SP15 | HARBGN_7_UNITS
CISO | Harbor Cogen Unit 1 | Non-Participating | 12/31/1898 | NATURAL GAS | 82.3 | 82.3 | 1 |  | HARBGN_7_UNITS |  | N | Y | GEN | HARBGN_7_UNIT 1 | nan |  | COMBUSTION TURBINE | 2019M06 | SP15 | HARBGN_7_UNITS
CISO | HARBOR COGEN COMBINED CYCLE | Participating Unit | 2001-06-14 | NATURAL GAS | #Error | 109.01 | 1 | Harbor Cogeneration Company | HARBGN_7_UNITS | SCE | N | Y | GEN | HARBGN_7_UNITS | nan | SCE | COMBINED CYCLE | 2019M06 | SP15 | HARBGN_7_UNITS
CISO | Hanford Peaker Plant | Participating Unit | 2001-08-27 | NATURAL GAS | #Error | 98.46 | 1 | MRP San Joaquin Energy, LLC | GWFPWR_1_UNITS | PGAE | N | Y | GEN | GWFPWR_1_UNITS | nan | PGAE | COMBUSTION TURBINE | 2019M06 | NP15 | GWFPWR_1_UNITS
CISO | HAMILTON BRANCH PH (AGGREGATE) | Participating Unit | 1921-01-01 | WATER | 4.9 | 4.9 | 1 | Pacific Gas & Electric Company |  | PGAE | N | N | GEN | HMLTBR_6_UNITS | nan | PGAE | HYDRO | 2019M06 | NP15 | HMLTBR_6_UNITS
CISO | HALSEY HYDRO | Participating Unit | 1916-01-01 | WATER | 13.5 | 13.5 | 1 | Pacific Gas & Electric Company |  | PGAE | N | N | GEN | HALSEY_6_UNIT | nan | PGAE | HYDRO | 2019M06 | NP15 | HALSEY_6_UNIT
CISO | HAAS PH UNIT 2 | Non-Participating | 12/31/1898 | WATER | 72 | 72 | 1 | Pacific Gas & Electric Company | HAASPH_7_PL1X2 |  | N | Y | GEN | HAASPH_7_UNIT 2 | nan |  | HYDRO | 2019M06 | NP15 | HAASPH_7_PL1X2
CISO | HAAS PH UNIT 1 & 2 AGGREGATE | Participating Unit | 1958-01-01 | WATER | #Error | 144 | 1 | Pacific Gas & Electric Company | HAASPH_7_PL1X2 | PGAE | N | Y | GEN | HAASPH_7_PL1X2 | nan | PGAE | HYDRO | 2019M06 | NP15 | HAASPH_7_PL1X2
CISO | HAAS PH UNIT 1 | Non-Participating | 12/31/1898 | WATER | 72 | 72 | 1 | Pacific Gas & Electric Company | HAASPH_7_PL1X2 |  | N | Y | GEN | HAASPH_7_UNIT 1 | nan |  | HYDRO | 2019M06 | NP15 | HAASPH_7_PL1X2
CISO | H. Gonzales Unit #2 | Participating Unit | 12/31/1898 | NATURAL GAS | 5.5 | 5.75 | 1 | City of Vernon |  | SCE | N | N | GEN | VERNON_6_GONZL2 | nan | VERN | COMBUSTION TURBINE | 2019M06 | SP15 | VERNON_6_GONZL2
CISO | H. Gonzales Unit #1 | Participating Unit | 12/31/1898 | NATURAL GAS | 5.5 | 5.75 | 1 | City of Vernon |  | SCE | N | N | GEN | VERNON_6_GONZL1 | nan | VERN | COMBUSTION TURBINE | 2019M06 | SP15 | VERNON_6_GONZL1
CISO | GWF HENRIETTA PEAKER PLANT UNIT 2 | Participating Unit | 2002-07-01 | NATURAL GAS | 50 | 49.42 | 1 | MRP San Joaquin Energy, LLC |  | PGAE | N | N | GEN | HENRTA_6_UNITA2 | nan | PGAE | COMBUSTION TURBINE | 2019M06 | NP15 | HENRTA_6_UNITA2
CISO | GWF HENRIETTA PEAKER PLANT UNIT 1 | Participating Unit | 2002-07-01 | NATURAL GAS | 50 | 49.98 | 1 | MRP San Joaquin Energy, LLC |  | PGAE | N | N | GEN | HENRTA_6_UNITA1 | nan | PGAE | COMBUSTION TURBINE | 2019M06 | NP15 | HENRTA_6_UNITA1
CISO | Guernsey Solar Station | Participating Unit | 2013-09-18 | SUN | 20 | 20 | 1 | Pacific Gas & Electric Company |  | PGAE | N | N | GEN | GUERNS_6_SOLAR | nan | PGAE | PHOTO VOLTAIC | 2019M06 | NP15 | GUERNS_6_SOLAR
CISO | Grossmont Hospital | Participating Unit | 2016-12-16 | NATURAL GAS | 4.6 | 4.12 | 1 | Grossmont Hospital Corp |  | SDGE | Y | N | GEN | MURRAY_6_UNIT | nan | SDGE | COMBUSTION TURBINE | 2019M06 | SP15 | MURRAY_6_UNIT
CISO | GRIZZLY HYDRO | Participating Unit | 1993-01-01 | WATER | 20 | 20 | 1 | Pacific Gas & Electric Company |  | PGAE | N | N | GEN | GRIZLY_1_UNIT 1 | nan | PGAE | HYDRO | 2019M06 | NP15 | GRIZLY_1_UNIT 1
WALC | Griffith Energy | Participating Unit | 12/31/1898 | NATURAL GAS | #Error | 570 | 1 | MEAD230 |  | SCE | N | N | TG | GRIFFI_2_LSPDYN | nan | SCE | COMBINED CYCLE | 2019M06 | SP15 | GRIFFI_2_LSPDYN
CISO | GRIDLEY MAIN TWO | Participating Unit | 2013-04-01 | SUN | 2.5 | 2.5 | 1 | LIGHTBEAM POWER COMPANY GRIDLEY MAIN TWO LLC |  | PGAE | N | N | GEN | GRIDLY_6_SOLAR | nan | PGAE | PHOTO VOLTAIC | 2019M06 | NP15 | GRIDLY_6_SOLAR
CISO | GREENLEAF II COGEN | Participating Unit | 1989-10-12 | NATURAL GAS | 63.8 | 49.5 | 1 | Pacific Gas & Electric Company |  | PGAE | Y | N | GEN | GRNLF2_1_UNIT | nan | PGAE | COMBUSTION TURBINE | 2019M06 | NP15 | GRNLF2_1_UNIT
CISO | Green Beanworks D | Participating Unit | 2018-08-25 | SUN | 3 | 3 | 1 | Green Beanworks D LLC |  | SCE | N | N | GEN | OASIS_6_GBDSR4 | nan | SCE | PHOTO VOLTAIC | 2019M06 | SP15 | OASIS_6_GBDSR4
CISO | Green Beanworks C | Participating Unit | 2018-08-18 | SUN | 3 | 3 | 1 | Green Beanworks C LLC |  | SCE | N | N | GEN | LITLRK_6_GBCSR1 | nan | SCE | PHOTO VOLTAIC | 2019M06 | SP15 | LITLRK_6_GBCSR1
CISO | Green Beanworks B | Participating Unit | 2018-12-28 | SUN | 3 | 3 | 1 | Green Beanworks B, LLC |  | SCE | N | N | GEN | PIUTE_6_GNBSR1 | nan | SCE | PHOTO VOLTAIC | 2019M06 | SP15 | PIUTE_6_GNBSR1
CISO | Grasslands 4 | Participating Unit | 2013-08-05 | SUN | 1 | 1 | 1 | Yolo County |  | PGAE | N | N | GEN | DAVIS_1_SOLAR2 | nan | PGAE | PHOTO VOLTAIC | 2019M06 | NP15 | DAVIS_1_SOLAR2
CISO | Grasslands 3 | Participating Unit | 2013-07-01 | SUN | 1 | 1 | 1 | Yolo County |  | PGAE | N | N | GEN | DAVIS_1_SOLAR1 | nan | PGAE | PHOTO VOLTAIC | 2019M06 | NP15 | DAVIS_1_SOLAR1
CISO | GRASSHOPPER FLAT HYDRO | Participating Unit | 1987-08-15 | WATER | 3.8 | 1.1 | 1 | Pacific Gas & Electric Company |  | PGAE | Y | N | GEN | PIT5_7_QFUNTS | nan | PGAE | HYDRO | 2019M06 | NP15 | PIT5_7_QFUNTS
CISO | Grapeland Peaker | Participating Unit | 2007-09-20 | NATURAL GAS | 59 | 47.39 | 1 | Southern California Edison Company |  | SCE | N | N | GEN | ETIWND_6_GRPLND | nan | SCE | COMBUSTION TURBINE | 2019M06 | SP15 | ETIWND_6_GRPLND
CISO | Goose Lake | Participating Unit | 2015-05-23 | SUN | 12 | 12 | 1 | Cottonwood Solar, LLC |  | PGAE | N | N | GEN | GOOSLK_1_SOLAR1 | nan | PGAE | PHOTO VOLTAIC | 2019M06 | ZP26 | GOOSLK_1_SOLAR1
CISO | Goose Haven Energy Center, Unit #1 | Participating Unit | 2003-01-06 | NATURAL GAS | 49.9 | 47.4 | 1 | Goose Haven Energy Center, LLC |  | PGAE | N | N | GEN | LMBEPK_2_UNITA3 | nan | PGAE | COMBUSTION TURBINE | 2019M06 | NP15 | LMBEPK_2_UNITA3
CISO | GOLETA_6_TAJIGS | Participating Unit | 2000-08-05 | BIOGAS | 3.1 | 2.84 | 1 | MM Tajiguas Energy LLC |  | SCE | N | N | GEN | GOLETA_6_TAJIGS | nan | SCE | RECIPROCATING ENGINE | 2019M06 | SP15 | GOLETA_6_TAJIGS
CISO | GOLETA QFS | Participating Unit | 1986-01-01 | OTHER | 0.5 | 0.4 | 1 | Southern California Edison Company |  | SCE | Y | N | GEN | GOLETA_2_QF | nan | SCE | OTHER | 2019M06 | SP15 | GOLETA_2_QF
CISO | Golden Springs Building M | Participating Unit | 2015-04-01 | SUN | 1.8 | 1.75 | 1 | Golden Springs Development Co. LLC |  | SCE | N | N | GEN | DELAMO_2_SOLAR2 | nan | SCE | PHOTO VOLTAIC | 2019M06 | SP15 | DELAMO_2_SOLAR2
CISO | Golden Springs Building L | Participating Unit | 2017-02-24 | SUN | 1 | 1 | 1 | Golden Springs Development Company, LLC |  | SCE | N | N | GEN | DELAMO_2_SOLAR5 | nan | SCE | PHOTO VOLTAIC | 2019M06 | SP15 | DELAMO_2_SOLAR5
CISO | Golden Springs Building H | Participating Unit | 2015-04-22 | SUN | 1.5 | 1.5 | 1 | Golden Springs Development Co. LLC |  | SCE | N | N | GEN | DELAMO_2_SOLAR1 | nan | SCE | PHOTO VOLTAIC | 2019M06 | SP15 | DELAMO_2_SOLAR1
CISO | Golden Springs Building G | Participating Unit | 2017-02-24 | SUN | 1.3 | 1.25 | 1 | Golden Springs Development Company, LLC |  | SCE | N | N | GEN | DELAMO_2_SOLAR3 | nan | SCE | PHOTO VOLTAIC | 2019M06 | SP15 | DELAMO_2_SOLAR3
CISO | Golden Springs Building F | Participating Unit | 2017-02-24 | SUN | 1.4 | 1.3 | 1 | Golden Springs Building F, LLC |  | SCE | N | N | GEN | DELAMO_2_SOLAR4 | nan | SCE | PHOTO VOLTAIC | 2019M06 | SP15 | DELAMO_2_SOLAR4
CISO | Golden Springs Building C1 | Participating Unit | 2012-02-10 | SUN | 1.3 | 1.16 | 1 | Golden Springs Development Company LLC |  | SCE | N | N | GEN | DELAMO_2_SOLRC1 | nan | SCE | PHOTO VOLTAIC | 2019M06 | SP15 | DELAMO_2_SOLRC1
CISO | Golden Solar Building D | Participating Unit | 2012-04-02 | SUN | 1.4 | 1.25 | 1 | Golden Springs Development Company LLC |  | SCE | N | N | GEN | DELAMO_2_SOLRD | nan | SCE | PHOTO VOLTAIC | 2019M06 | SP15 | DELAMO_2_SOLRD
CISO | Golden Hills C | Participating Unit | 2017-11-09 | WIND | 46 | 46 | 1 | Golden Hills Interconnection, LLC |  | PGAE | N | N | GEN | USWND2_1_WIND3 | nan | PGAE | WIND | 2019M06 | NP15 | USWND2_1_WIND3
CISO | Golden Hills B | Participating Unit | 2015-12-23 | WIND | 43 | 42.96 | 1 | Golden Hills Wind, LLC |  | PGAE | N | N | GEN | USWND2_1_WIND2 | nan | PGAE | WIND | 2019M06 | NP15 | USWND2_1_WIND2
CISO | Golden Hills A | Participating Unit | 2015-12-18 | WIND | 43 | 42.96 | 1 | Golden Hills Wind, LLC |  | PGAE | N | N | GEN | USWND2_1_WIND1 | nan | PGAE | WIND | 2019M06 | NP15 | USWND2_1_WIND1
CISO | Goal Line Cogen | Participating Unit | 1994-01-01 | NATURAL GAS | 49.9 | 49.9 | 1 | Goal Line, L.P. |  | SDGE | Y | N | GEN | ESCO_6_GLMQF | nan | SDGE | COMBUSTION TURBINE | 2019M06 | SP15 | ESCO_6_GLMQF
CISO | Glenarm Turbine 5 | Participating Unit | 2016-12-20 | NATURAL GAS | 71 | 65.81 | 1 | City of Pasadena |  | SCE | N | N | GEN | GLNARM_2_UNIT 5 | nan | PASA | COMBINED CYCLE | 2019M06 | SP15 | GLNARM_2_UNIT 5
CISO | GLEN ARM UNIT 4 | Participating Unit | 2004-01-08 | NATURAL GAS | 47.3 | 42.42 | 1 | City of Pasadena |  | SCE | N | N | GEN | GLNARM_7_UNIT 4 | nan | PASA | COMBUSTION TURBINE | 2019M06 | SP15 | GLNARM_7_UNIT 4
CISO | GLEN ARM UNIT 3 | Participating Unit | 2004-01-08 | NATURAL GAS | 47.3 | 44.83 | 1 | City of Pasadena |  | SCE | N | N | GEN | GLNARM_7_UNIT 3 | nan | PASA | COMBUSTION TURBINE | 2019M06 | SP15 | GLNARM_7_UNIT 3
CISO | GLEN ARM UNIT 2 | Participating Unit | 1976-01-01 | NATURAL GAS | 30.6 | 22.3 | 1 | City of Pasadena |  | SCE | N | N | GEN | GLNARM_7_UNIT 2 | nan | PASA | COMBUSTION TURBINE | 2019M06 | SP15 | GLNARM_7_UNIT 2
CISO | GILROY ENERGY CENTER, UNIT #3 | Participating Unit | 2002-02-28 | NATURAL GAS | 49.9 | 46.2 | 1 | Gilroy Energy Center, LLC |  | PGAE | N | N | GEN | GILRPP_1_PL3X4 | nan | PGAE | COMBUSTION TURBINE | 2019M06 | NP15 | GILRPP_1_PL3X4
CISO | GILROY ENERGY CENTER UNITS 1&2 AGGREGATE | Participating Unit | 2002-01-29 | NATURAL GAS | #Error | 95.2 | 1 | Gilroy Energy Center, LLC | GILRPP_1_PL1X2 | PGAE | N | Y | GEN | GILRPP_1_PL1X2 | nan | PGAE | COMBUSTION TURBINE | 2019M06 | NP15 | GILRPP_1_PL1X2
CISO | Gilroy Energy Center Unit 2 | Non-Participating | 12/31/1898 | NATURAL GAS | 49.9 | 49.9 | 1 | Gilroy Energy Center, LLC | GILRPP_1_PL1X2 |  | N | Y | GEN | GILRPP_1_UNIT 2 | nan |  | COMBUSTION TURBINE | 2019M06 | NP15 | GILRPP_1_PL1X2
CISO | Gilroy Energy Center Unit 1 | Non-Participating | 12/31/1898 | NATURAL GAS | 49.9 | 49.9 | 1 | Gilroy Energy Center, LLC | GILRPP_1_PL1X2 |  | N | Y | GEN | GILRPP_1_UNIT 1 | nan |  | COMBUSTION TURBINE | 2019M06 | NP15 | GILRPP_1_PL1X2
CISO | GILROY COGEN AGGREGATE | Participating Unit | 1987-01-01 | NATURAL GAS | #Error | 120 | 1 | Calpine Gilroy Cogen, L.P. | GILROY_1_UNIT | PGAE | N | Y | GEN | GILROY_1_UNIT | nan | PGAE | COMBINED CYCLE | 2019M06 | NP15 | GILROY_1_UNIT
CISO | GILROY COGEN - UNIT 2 | Non-Participating | 12/31/1898 | HEAT RECOVERY | 45 | 45 | 1 | Calpine Gilroy Cogen, L.P. | GILROY_1_UNIT |  | N | Y | GEN | GILROY_1_ST2 | nan |  | STEAM | 2019M06 | NP15 | GILROY_1_UNIT
CISO | GILROY COGEN - UNIT 1 | Non-Participating | 12/31/1898 | NATURAL GAS | 95 | 95 | 1 | Calpine Gilroy Cogen, L.P. | GILROY_1_UNIT |  | N | Y | GEN | GILROY_1_CT1 | nan |  | COMBUSTION TURBINE | 2019M06 | NP15 | GILROY_1_UNIT
CISO | Giffen Solar Station | Participating Unit | 2012-07-25 | SUN | 20 | 10 | 1 | Pacific Gas & Electric Company |  | PGAE | N | N | GEN | GIFFEN_6_SOLAR | nan | PGAE | PHOTO VOLTAIC | 2019M06 | NP15 | GIFFEN_6_SOLAR
CISO | GIANERA PEAKER UNIT 2 | Participating Unit | 1986-01-01 | NATURAL GAS | 24.8 | 24.75 | 1 | City of Santa Clara DBA Silicon Valley Power (MSS Agreement - S14) |  | PGAE | N | N | GEN | CSCGNR_1_UNIT 2 | nan | NCPA | COMBUSTION TURBINE | 2019M06 | NP15 | CSCGNR_1_UNIT 2
CISO | GIANERA PEAKER UNIT 1 | Participating Unit | 1987-01-01 | NATURAL GAS | 24.8 | 24.75 | 1 | City of Santa Clara DBA Silicon Valley Power (MSS Agreement - S14) |  | PGAE | N | N | GEN | CSCGNR_1_UNIT 1 | nan | NCPA | COMBUSTION TURBINE | 2019M06 | NP15 | CSCGNR_1_UNIT 1
CISO | GEYSERS UNITS 7 & 8 AGGREGATE | Participating Unit | 1972-01-01 | GEOTHERMAL | #Error | 82 | 1 | Geysers Power Company, LLC | GYS7X8_7_UNITS | PGAE | N | Y | GEN | GYS7X8_7_UNITS | nan | PGAE | STEAM | 2019M06 | NP15 | GYS7X8_7_UNITS
CISO | GEYSERS UNITS 5 & 6 AGGREGATE | Participating Unit | 1971-01-01 | GEOTHERMAL | #Error | 85 | 1 | Geysers Power Company, LLC | GYS5X6_7_UNITS | PGAE | N | Y | GEN | GYS5X6_7_UNITS | nan | PGAE | STEAM | 2019M06 | NP15 | GYS5X6_7_UNITS
CISO | Geysers Unit 8 | Non-Participating | 12/31/1898 | GEOTHERMAL | 55 | 55 | 1 | Geysers Power Company, LLC | GYS7X8_7_UNITS |  | N | Y | GEN | GYS7X8_7_UNIT 8 | nan |  | STEAM | 2019M06 | NP15 | GYS7X8_7_UNITS
CISO | Geysers Unit 7 | Non-Participating | 12/31/1898 | GEOTHERMAL | 55 | 55 | 1 | Geysers Power Company, LLC | GYS7X8_7_UNITS |  | N | Y | GEN | GYS7X8_7_UNIT 7 | nan |  | STEAM | 2019M06 | NP15 | GYS7X8_7_UNITS
CISO | Geysers Unit 6 | Non-Participating | 12/31/1898 | GEOTHERMAL | 55 | 55 | 1 | Geysers Power Company, LLC | GYS5X6_7_UNITS |  | N | Y | GEN | GYS5X6_7_UNIT 6 | nan |  | STEAM | 2019M06 | NP15 | GYS5X6_7_UNITS
CISO | Geysers Unit 5 | Non-Participating | 12/31/1898 | GEOTHERMAL | 55 | 55 | 1 | Geysers Power Company, LLC | GYS5X6_7_UNITS |  | N | Y | GEN | GYS5X6_7_UNIT 5 | nan |  | STEAM | 2019M06 | NP15 | GYS5X6_7_UNITS
CISO | GEYSERS UNIT 20 (HEALDSBURG) | Participating Unit | 1985-01-01 | GEOTHERMAL | 84 | 62 | 1 | Geysers Power Company, LLC |  | PGAE | N | N | GEN | GEYS20_7_UNIT20 | nan | PGAE | STEAM | 2019M06 | NP15 | GEYS20_7_UNIT20
CISO | GEYSERS UNIT 18 (HEALDSBURG) | Participating Unit | 1983-01-01 | GEOTHERMAL | 119.9 | 72 | 1 | Geysers Power Company, LLC |  | PGAE | N | N | GEN | GEYS18_7_UNIT18 | nan | PGAE | STEAM | 2019M06 | NP15 | GEYS18_7_UNIT18
CISO | GEYSERS UNIT 17 (HEALDSBURG) | Participating Unit | 1982-01-01 | GEOTHERMAL | 84 | 60 | 1 | Geysers Power Company, LLC |  | PGAE | N | N | GEN | GEYS17_7_UNIT17 | nan | PGAE | STEAM | 2019M06 | NP15 | GEYS17_7_UNIT17
CISO | GEYSERS UNIT 16 (HEALDSBURG) | Participating Unit | 1985-01-01 | GEOTHERMAL | 119.9 | 85 | 1 | Geysers Power Company, LLC |  | PGAE | N | N | GEN | GEYS16_7_UNIT16 | nan | PGAE | STEAM | 2019M06 | NP15 | GEYS16_7_UNIT16
CISO | GEYSERS UNIT 14 (HEALDSBURG) | Participating Unit | 1980-01-01 | GEOTHERMAL | 74.4 | 70 | 1 | Geysers Power Company, LLC |  | PGAE | N | N | GEN | GEYS14_7_UNIT14 | nan | PGAE | STEAM | 2019M06 | NP15 | GEYS14_7_UNIT14
CISO | GEYSERS UNIT 13 (HEALDSBURG) | Participating Unit | 1980-01-01 | GEOTHERMAL | 102 | 95 | 1 | Geysers Power Company, LLC |  | PGAE | N | N | GEN | GEYS13_7_UNIT13 | nan | PGAE | STEAM | 2019M06 | NP15 | GEYS13_7_UNIT13
CISO | GEYSERS UNIT 12 (HEALDSBURG) | Participating Unit | 1979-01-01 | GEOTHERMAL | 77 | 57 | 1 | Geysers Power Company, LLC |  | PGAE | N | N | GEN | GEYS12_7_UNIT12 | nan | PGAE | STEAM | 2019M06 | NP15 | GEYS12_7_UNIT12
CISO | GEYSERS UNIT 11 (HEALDSBURG) | Participating Unit | 1975-01-01 | GEOTHERMAL | 85 | 74.4 | 1 | Geysers Power Company, LLC |  | PGAE | N | N | GEN | GEYS11_7_UNIT11 | nan | PGAE | STEAM | 2019M06 | NP15 | GEYS11_7_UNIT11
CISO | GEYSERS CALISTOGA AGGREGATE | Participating Unit | 1984-03-14 | GEOTHERMAL | #Error | 92.1 | 1 | Geysers Power Company, LLC | SANTFG_7_UNITS | PGAE | N | Y | GEN | SANTFG_7_UNITS | nan | PGAE | STEAM | 2019M06 | NP15 | SANTFG_7_UNITS
CISO | GEYSERS AIDLIN AGGREGATE | Participating Unit | 12/31/1898 | GEOTHERMAL | 23 | 22 | 1 | Geysers Power Company, LLC |  | PGAE | N | N | GEN | ADLIN_1_UNITS | nan | PGAE | STEAM | 2019M06 | NP15 | ADLIN_1_UNITS
CISO | Gestamp Solar 1 | Participating Unit | 2012-05-08 | SUN | 2 | 2 | 1 | SEPV1, LLC |  | SCE | N | N | GEN | LITLRK_6_SEPV01 | nan | SCE | PHOTO VOLTAIC | 2019M06 | SP15 | LITLRK_6_SEPV01
CISO | Genesis Station | Participating Unit | 2013-11-27 | SUN | #Error | 250 | 1 | Genesis Solar, LLC | GENESI_2_STG | SCE | N | Y | GEN | GENESI_2_STG | nan | SCE | STEAM | 2019M06 | SP15 | GENESI_2_STG
CISO | Genesis McCoy Solar Project | Non-Participating | 12/31/1898 | SUN | 140 | 140 | 1 | Southern California Edison Company | GENESI_2_STG |  | N | Y | GEN | GENESI_2_STG2 | nan |  | STEAM | 2019M06 | SP15 | GENESI_2_STG
CISO | Genesis McCoy Solar Project | Non-Participating | 12/31/1898 | SUN | 140 | 140 | 1 | Southern California Edison Company | GENESI_2_STG |  | N | Y | GEN | GENESI_2_STG1 | nan |  | STEAM | 2019M06 | SP15 | GENESI_2_STG
CISO | Gateway STG C | Non-Participating | 12/31/1898 | NATURAL GAS | 213.4 | 213.4 | 1 | Gateway Generating Station | GATWAY_2_PL1X3 |  | N | Y | GEN | GATWAY_2_STGC | nan |  | STEAM | 2019M06 | NP15 | GATWAY_2_PL1X3
CISO | GATEWAY GENERATING STATION | Participating Unit | 2009-01-06 | NATURAL GAS | #Error | 585 | 1 | Pacific Gas & Electric Company | GATWAY_2_PL1X3 | PGAE | N | Y | GEN | GATWAY_2_PL1X3 | nan | PGAE | COMBINED CYCLE | 2019M06 | NP15 | GATWAY_2_PL1X3
CISO | Gateway CTG B | Non-Participating | 12/31/1898 | NATURAL GAS | 203.1 | 203.1 | 1 | Gateway Generating Station | GATWAY_2_PL1X3 |  | N | Y | GEN | GATWAY_2_CTGB | nan |  | COMBUSTION TURBINE | 2019M06 | NP15 | GATWAY_2_PL1X3
CISO | Gateway CTG A | Non-Participating | 12/31/1898 | NATURAL GAS | 203.1 | 203.1 | 1 | Gateway Generating Station | GATWAY_2_PL1X3 |  | N | Y | GEN | GATWAY_2_CTGA | nan |  | COMBUSTION TURBINE | 2019M06 | NP15 | GATWAY_2_PL1X3
CISO | Gates Solar Station | Participating Unit | 2013-06-24 | SUN | 20 | 20 | 1 | Pacific Gas & Electric Company |  | PGAE | N | N | GEN | GATES_2_SOLAR | nan | PGAE | PHOTO VOLTAIC | 2019M06 | ZP26 | GATES_2_SOLAR
CISO | Gaskell West 1 | Participating Unit | 2018-03-06 | SUN | 20 | 20 | 1 | RE Gaskell West 1, LLC |  | SCE | N | N | GEN | GASKW1_2_GW1SR1 | nan | SCE | PHOTO VOLTAIC | 2019M06 | SP15 | GASKW1_2_GW1SR1
CISO | GARNET_7_QF | Non-Participating | 12/31/1898 |  | 66.7 | 66.7 | 1 |  | DEVERS_1_QF |  |  | Y | GEN | GARNET_7_QF | nan |  |  | 2019M06 | SP15 | DEVERS_1_QF
CISO | Garnet Winds Aggregation | Participating Unit | 2011-02-21 | WIND | 23.3 | 22.5 | 1 | Windpower Partners 1993, L.P. |  | SCE | N | N | GEN | GARNET_1_WINDS | nan | SCE | WIND | 2019M06 | SP15 | GARNET_1_WINDS
CISO | GARNET WIND ENERGY CENTER | Participating Unit | 2009-06-02 | WIND | 6.5 | 6.5 | 1 | Garnet Energy Corporation |  | SCE | N | N | GEN | GARNET_1_WIND | nan | SCE | WIND | 2019M06 | SP15 | GARNET_1_WIND
CISO | Garnet Solar Power Generation Station 1 | Participating Unit | 2014-12-23 | SUN | 4 | 4 | 1 | Garnet Solar Power Generation Station 1, LLC |  | SCE | N | N | GEN | GARNET_1_SOLAR2 | nan | SCE | PHOTO VOLTAIC | 2019M06 | SP15 | GARNET_1_SOLAR2
CISO | GARNET GREEN POWER PROJECT AGGREGATE | Participating Unit | 1975-07-01 | WIND | 16.5 | 16.5 | 1 | FPL Energy Green Power Wind, LLC |  | SCE | Y | N | GEN | GARNET_1_UNITS | nan | SCE | WIND | 2019M06 | SP15 | GARNET_1_UNITS
CISO | Garland B | Participating Unit | 2016-10-27 | SUN | 180 | 180 | 1 | RE GARLAND LLC |  | SCE | N | N | GEN | GARLND_2_GASLR | nan | SCE | PHOTO VOLTAIC | 2019M06 | SP15 | GARLND_2_GASLR
CISO | Garland A | Participating Unit | 2016-09-23 | SUN | 20 | 20 | 1 | RE GARLAND A LLC |  | SCE | N | N | GEN | GARLND_2_GASLRA | nan | SCE | PHOTO VOLTAIC | 2019M06 | SP15 | GARLND_2_GASLRA
CISO | G2 ENERGY, OSTROM ROAD LLC | Participating Unit | 2013-09-01 | BIOGAS | 3.55 | 3.55 | 1 | G2 Energy, Ostrom Road LLC |  | PGAE | N | N | GEN | WHEATL_6_LNDFIL | nan | PGAE | RECIPROCATING ENGINE | 2019M06 | NP15 | WHEATL_6_LNDFIL
CISO | G2 Energy Hay Road Power Plant | Participating Unit | 2013-07-09 | BIOGAS | 1.6 | 1.6 | 1 | G2 Energy, Hay Road LLC |  | PGAE | N | N | GEN | PEABDY_2_LNDFIL | nan | PGAE | RECIPROCATING ENGINE | 2019M06 | NP15 | PEABDY_2_LNDFIL
CISO | FTSWRD_7_QFUNTS | Participating Unit | 12/31/1898 | WATER | 1.3 | 1.6 | 1 | Pacific Gas & Electric Company |  | PGAE | Y | N | GEN | FTSWRD_7_QFUNTS | nan | PGAE | HYDRO | 2019M06 | NP15 | FTSWRD_7_QFUNTS
CISO | Frontier Solar | Participating Unit | 2019-02-05 | SUN | 20 | 20 | 1 | CED Lost Hills Solar, LLC |  | PGAE | N | N | GEN | FRNTBW_6_SOLAR1 | nan | PGAE | PHOTO VOLTAIC | 2019M06 | ZP26 | FRNTBW_6_SOLAR1
CISO | FRITO-LAY | Participating Unit | 1986-01-01 | NATURAL GAS | 6.9 | 6 | 1 | Frito Lay, Inc. |  | PGAE | Y | N | GEN | FRITO_1_LAY | nan | PGAE | COMBUSTION TURBINE | 2019M06 | ZP26 | FRITO_1_LAY
CISO | FRIANT DAM | Participating Unit | 2016-03-01 | WATER | 34.7 | 25 | 1 | Friant Power Authority |  | PGAE | N | N | GEN | FRIANT_6_UNITS | nan | PGAE | HYDRO | 2019M06 | NP15 | FRIANT_6_UNITS
CISO | Fresno Solar West | Participating Unit | 2015-10-20 | SUN | 1.5 | 1.5 | 1 | Fresno Cogeneration Partners, LP |  | PGAE | N | N | GEN | KERMAN_6_SOLAR2 | nan | PGAE | PHOTO VOLTAIC | 2019M06 | NP15 | KERMAN_6_SOLAR2
CISO | Fresno Solar South | Participating Unit | 2015-10-21 | SUN | 1.5 | 1.5 | 1 | Fresno Cogeneration Partners, LP |  | PGAE | N | N | GEN | KERMAN_6_SOLAR1 | nan | PGAE | PHOTO VOLTAIC | 2019M06 | NP15 | KERMAN_6_SOLAR1
CISO | Fresno Peaker AG PL3N5 ICE5 | Non-Participating | 12/31/1898 | NATURAL GAS | 21 | 21 | 1 | Fresno Cogeneration Partners, LP | AGRICO_6_PL3N5 |  | N | Y | GEN | AGRICO_6_UNIT 3 | nan |  | COMBUSTION TURBINE | 2019M06 | NP15 | AGRICO_6_PL3N5
CISO | Fresno Peaker | Participating Unit | 2006-08-30 | NATURAL GAS | #Error | 22.69 | 1 | Fresno Cogeneration Partners, LP | AGRICO_6_PL3N5 | PGAE | N | Y | GEN | AGRICO_6_PL3N5 | nan | PGAE | COMBUSTION TURBINE | 2019M06 | NP15 | AGRICO_6_PL3N5
CISO | Fresno Cogen STG Unit 2 | Non-Participating | 12/31/1898 | HEAT RECOVERY | 7.5 | 7.5 | 1 | Fresno Cogeneration Partners, LP | AGRICO_7_UNIT |  | N | Y | GEN | AGRICO_7_UNIT 2 | nan |  | STEAM | 2019M06 | NP15 | AGRICO_7_UNIT
CISO | Fresno Cogen GT Unit 4 | Non-Participating | 12/31/1898 | NATURAL GAS | 46.5 | 46.5 | 1 | Fresno Cogeneration Partners, LP | AGRICO_7_UNIT |  | N | Y | GEN | AGRICO_7_UNIT 4 | nan |  | COMBUSTION TURBINE | 2019M06 | NP15 | AGRICO_7_UNIT
CISO | Fresno Cogen | Participating Unit | 2001-01-01 | NATURAL GAS | #Error | 50.6 | 1 | Fresno Cogeneration Partners, LP | AGRICO_7_UNIT | PGAE | N | Y | GEN | AGRICO_7_UNIT | nan | PGAE | COMBINED CYCLE | 2019M06 | NP15 | AGRICO_7_UNIT
CISO | Freeway Springs | Participating Unit | 2017-01-25 | SUN | 2 | 2 | 1 | Freeway Springs, LLC |  | SCE | N | N | GEN | DELAMO_2_SOLAR6 | nan | SCE | PHOTO VOLTAIC | 2019M06 | SP15 | DELAMO_2_SOLAR6
CISO | Frankenheimer Power Plant | Participating Unit | 2013-04-01 | WATER | 5 | 5.3 | 1 | South San Joaquin Irrigation District |  | PGAE | Y | N | GEN | COTTLE_2_FRNKNH | nan | PGAE | HYDRO | 2019M06 | NP15 | COTTLE_2_FRNKNH
CISO | FPL Energy Montezuma Wind | Participating Unit | 2011-01-25 | WIND | 38 | 36.8 | 1 | FPL Energy Montezuma Wind, LLC |  | PGAE | N | N | GEN | BRDSLD_2_MTZUMA | nan | PGAE | WIND | 2019M06 | NP15 | BRDSLD_2_MTZUMA
CISO | Forward | Participating Unit | 2014-02-05 | BIOGAS | 4.3 | 4.2 | 1 | Ameresco Forward LLC |  | PGAE | N | N | GEN | WEBER_6_FORWRD | nan | PGAE | RECIPROCATING ENGINE | 2019M06 | NP15 | WEBER_6_FORWRD
CISO | FORBESTOWN HYDRO | Participating Unit | 1963-01-01 | WATER | 39 | 37.5 | 1 | South Feather Water and Power |  | PGAE | N | N | GEN | FORBST_7_UNIT 1 | nan | PGAE | HYDRO | 2019M06 | NP15 | FORBST_7_UNIT 1
CISO | Foothill Hydroelectric Recovery Plant | Participating Unit | 1981-01-01 | WATER | 9.1 | 9.1 | 1 | Metropolitan Water District of Southern California (MWD) |  | SCE | N | N | GEN | SAUGUS_6_MWDFTH | nan | SCE | HYDRO | 2019M06 | SP15 | SAUGUS_6_MWDFTH
CISO | FONTANALYTLE CREEK POWERHOUSE P | Participating Unit | 1904-01-01 | WATER | 2.6 | 2.56 | 1 | Southern California Edison Company |  | SCE | N | N | GEN | ETIWND_2_FONTNA | nan | SCE | HYDRO | 2019M06 | SP15 | ETIWND_2_FONTNA
CISO | FMEADO_6_HELLHL | Participating Unit | 1983-04-30 | WATER | 0.5 | 0.6 | 1 | Placer County Water Agency |  | PGAE | Y | N | GEN | FMEADO_6_HELLHL | nan | PGAE | HYDRO | 2019M06 | NP15 | FMEADO_6_HELLHL
CISO | FLOWD_6_QF | Non-Participating | 12/31/1898 |  | 40.7 | 40.7 | 1 |  | ANTLPE_2_QF |  |  | Y | GEN | FLOWD_6_QF | nan |  |  | 2019M06 | SP15 | ANTLPE_2_QF
CISO | Five Points Solar Station | Participating Unit | 2011-10-07 | SUN | 15 | 15 | 1 | Pacific Gas & Electric Company |  | PGAE | N | N | GEN | SCHNDR_1_FIVPTS | nan | PGAE | PHOTO VOLTAIC | 2019M06 | NP15 | SCHNDR_1_FIVPTS
CISO | Fellow QF Aggregate | Participating Unit | 2006-06-01 | NATURAL GAS | 17.5 | 6.2 | 1 | Pacific Gas & Electric Company |  | PGAE | Y | N | GEN | FELLOW_7_QFUNTS | nan | PGAE | COMBUSTION TURBINE | 2019M06 | ZP26 | FELLOW_7_QFUNTS
CISO | Feather River Energy Center, Unit #1 | Participating Unit | 2002-12-23 | NATURAL GAS | 49.9 | 47.6 | 1 | Gilroy Energy Center, LLC |  | PGAE | N | N | GEN | BOGUE_1_UNITA1 | nan | PGAE | COMBUSTION TURBINE | 2019M06 | NP15 | BOGUE_1_UNITA1
CISO | Fall River Mills Project B | Participating Unit | 2014-03-05 | SUN | 1.5 | 1.5 | 1 | Ignite Solar Holdings 1, LLC |  | PGAE | N | N | GEN | MCARTH_6_FRIVRB | nan | PGAE | PHOTO VOLTAIC | 2019M06 | NP15 | MCARTH_6_FRIVRB
CISO | Fall River Mills Project A | Participating Unit | 2014-03-05 | SUN | 1.5 | 1.5 | 1 | Ignite Solar Holdings 1, LLC |  | PGAE | N | N | GEN | PIT1_6_FRIVRA | nan | PGAE | PHOTO VOLTAIC | 2019M06 | NP15 | PIT1_6_FRIVRA
CISO | FAIRHAVEN POWER CO. | Participating Unit | 1986-09-15 | BIOMASS | 19.9 | 18.75 | 1 | DG Fairhaven Power LLC |  | PGAE | Y | N | GEN | FAIRHV_6_UNIT | nan | PGAE | STEAM | 2019M06 | NP15 | FAIRHV_6_UNIT
CISO | Fairfield Powerhouse | Participating Unit | 1983-08-02 | WATER | 0.9 | 0.9 | 1 | Merced Irrigation District |  | PGAE | N | N | GEN | CURTIS_1_FARFLD | nan | PGAE | HYDRO | 2019M06 | NP15 | CURTIS_1_FARFLD
CISO | EXXON COMPANY USA | Participating Unit | 1993-08-19 | OTHER | 48.2 | 48.2 | 1 | SOUTHERN CALIFORNIA EDISON COMPANY |  | SCE | Y | N | GEN | GOLETA_6_EXGEN | nan | SCE |  | 2019M06 | SP15 | GOLETA_6_EXGEN
CISO | Expressway Solar B | Participating Unit | 2014-05-07 | SUN | 2 | 2 | 1 | FTS Master Tenant 1, LLC |  | SCE | N | N | GEN | VICTOR_1_EXSLRB | nan | SCE | PHOTO VOLTAIC | 2019M06 | SP15 | VICTOR_1_EXSLRB
CISO | Expressway Solar A | Participating Unit | 2014-05-07 | SUN | 2 | 2 | 1 | FTS Master Tenant 1, LLC |  | SCE | N | N | GEN | VICTOR_1_EXSLRA | nan | SCE | PHOTO VOLTAIC | 2019M06 | SP15 | VICTOR_1_EXSLRA
CISO | EXCHEQUER HYDRO | Participating Unit | 1967-01-01 | WATER | 94.5 | 94.5 | 1 | Merced Irrigation District |  | PGAE | N | N | GEN | EXCHEC_7_UNIT 1 | nan | PGAE | HYDRO | 2019M06 | NP15 | EXCHEC_7_UNIT 1
CISO | Excelsior Solar | Participating Unit | 2016-10-06 | SUN | 60 | 60 | 1 | Five Points Solar Park LLC |  | PGAE | N | N | GEN | EXCLSG_1_SOLAR | nan | PGAE | PHOTO VOLTAIC | 2019M06 | NP15 | EXCLSG_1_SOLAR
CISO | ETIWND_2_UNIT1 | Participating Unit | 2016-01-01 | NATURAL GAS | 33.6 | 33.6 | 1 | New-Indy Ontario, LLC |  | SCE | N | N | GEN | ETIWND_2_UNIT1 | nan | SCE | COMBUSTION TURBINE | 2019M06 | SP15 | ETIWND_2_UNIT1
CISO | ETIWANDA RECOVERY HYDRO | Participating Unit | 1994-01-01 | WATER | 23.9 | 24 | 1 | Metropolitan Water District of Southern California (MWD) |  | SCE | N | N | GEN | ETIWND_6_MWDETI | nan | SCE | HYDRO | 2019M06 | SP15 | ETIWND_6_MWDETI
CISO | Escondido BESS 3 | Participating Unit | 2017-03-06 | LESR | 10 | 10 | 1 | San Diego Gas & Electric |  | SDGE | N | N | GEN | ESCNDO_6_EB3BT3 | nan | SDGE | OTHER | 2019M06 | SP15 | ESCNDO_6_EB3BT3
CISO | Escondido BESS 2 | Participating Unit | 2017-03-06 | LESR | 10 | 10 | 1 | San Diego Gas & Electric |  | SDGE | N | N | GEN | ESCNDO_6_EB2BT2 | nan | SDGE | OTHER | 2019M06 | SP15 | ESCNDO_6_EB2BT2
CISO | Escondido BESS 1 | Participating Unit | 2017-03-06 | LESR | 10 | 10 | 1 | San Diego Gas & Electric |  | SDGE | N | N | GEN | ESCNDO_6_EB1BT1 | nan | SDGE | OTHER | 2019M06 | SP15 | ESCNDO_6_EB1BT1
CISO | Epic Steel | Participating Unit | 12/31/1898 | OTHER | #Error | 0.8 | 1 | Olivine, Inc | SCEC_1_PDRP112 | SCE | N | Y | GEN | SCEC_1_PDRP112 | nan | SCE | OTHER | 2019M06 | SP15 | SCEC_1_PDRP112
CISO | ENWIND_6_QF | Non-Participating | 12/31/1898 |  | 112.9 | 112.9 | 1 |  | ANTLPE_2_QF |  |  | Y | GEN | ENWIND_6_QF | nan |  |  | 2019M06 | SP15 | ANTLPE_2_QF
CISO | Enerparc California 2 | Participating Unit | 2016-03-23 | SUN | 1.5 | 1.5 | 1 | Enerparc CA2, LLC |  | PGAE | N | N | GEN | ORLND_6_SOLAR1 | nan | PGAE | PHOTO VOLTAIC | 2019M06 | NP15 | ORLND_6_SOLAR1
CISO | ELLWOOD ENERGY SUPPORT FACILITY | Participating Unit | 12/31/1898 | NATURAL GAS | 56 | 54 | 1 | NRG California South LP |  | SCE | N | N | GEN | GOLETA_6_ELLWOD | nan | SCE | COMBUSTION TURBINE | 2019M06 | SP15 | GOLETA_6_ELLWOD
CISO | ELLIS QFS | Participating Unit | 1993-01-01 | OTHER | 28.2 | 12 | 1 | Southern California Edison Company |  | SCE | Y | N | GEN | ELLIS_2_QF | nan | SCE | OTHER | 2019M06 | SP15 | ELLIS_2_QF
CISO | ELK HILLS STEAM TURBINE UNIT | Non-Participating | 12/31/1898 | HEAT RECOVERY | 223 | 223 | 1 | Elk Hills Power, LLC | ELKHIL_2_PL1X3 |  | N | Y | GEN | ELKHIL_7_STG | nan |  | STEAM | 2019M06 | ZP26 | ELKHIL_2_PL1X3
CISO | ELK HILLS COMBUSTION TURBINE UNIT 2 | Non-Participating | 12/31/1898 | NATURAL GAS | 169 | 169 | 1 | Elk Hills Power, LLC | ELKHIL_2_PL1X3 |  | N | Y | GEN | ELKHIL_7_CTG2 | nan |  | COMBUSTION TURBINE | 2019M06 | ZP26 | ELKHIL_2_PL1X3
CISO | ELK HILLS COMBUSTION TURBINE UNIT 1 | Non-Participating | 12/31/1898 | NATURAL GAS | 169 | 169 | 1 | Elk Hills Power, LLC | ELKHIL_2_PL1X3 |  | N | Y | GEN | ELKHIL_7_CTG1 | nan |  | COMBUSTION TURBINE | 2019M06 | ZP26 | ELKHIL_2_PL1X3
CISO | ELK HILLS COMBINED CYCLE (AGGREGATE) | Participating Unit | 2003-07-24 | NATURAL GAS | #Error | 551.7 | 1 | Elk Hills Power, LLC | ELKHIL_2_PL1X3 | PGAE | N | Y | GEN | ELKHIL_2_PL1X3 | nan | PGAE | COMBINED CYCLE | 2019M06 | ZP26 | ELKHIL_2_PL1X3
CISO | ELECTRA UNIT 3 | Non-Participating | 12/31/1898 | WATER | 38.1 | 38.1 | 1 | Pacific Gas & Electric Company | ELECTR_7_PL1X3 |  | N | Y | GEN | ELECTR_7_UNIT 3 | nan |  | HYDRO | 2019M06 | NP15 | ELECTR_7_PL1X3
CISO | ELECTRA UNIT 2 | Non-Participating | 12/31/1898 | WATER | 31.7 | 31.7 | 1 | Pacific Gas & Electric Company | ELECTR_7_PL1X3 |  | N | Y | GEN | ELECTR_7_UNIT 2 | nan |  | HYDRO | 2019M06 | NP15 | ELECTR_7_PL1X3
CISO | ELECTRA UNIT 1 | Non-Participating | 12/31/1898 | WATER | 31.7 | 31.7 | 1 | Pacific Gas & Electric Company | ELECTR_7_PL1X3 |  | N | Y | GEN | ELECTR_7_UNIT 1 | nan |  | HYDRO | 2019M06 | NP15 | ELECTR_7_PL1X3
CISO | ELECTRA PH UNIT 1 & 2 AGGREGATE | Participating Unit | 1948-01-01 | WATER | #Error | 93 | 1 | Pacific Gas & Electric Company | ELECTR_7_PL1X3 | PGAE | N | Y | GEN | ELECTR_7_PL1X3 | nan | PGAE | HYDRO | 2019M06 | NP15 | ELECTR_7_PL1X3
CISO | El Segundo Energy Center Unit 8 | Non-Participating | 12/31/1898 | NATURAL GAS | 90.5 | 90.5 | 1 | El Segundo Energy Center LLC | ELSEGN_2_UN2021 |  | N | Y | GEN | ELSEGN_2_UNIT20 | nan |  | COMBINED CYCLE | 2019M06 | SP15 | ELSEGN_2_UN2021
CISO | El Segundo Energy Center Unit 7 | Non-Participating | 12/31/1898 | NATURAL GAS | 228 | 228 | 1 | El Segundo Energy Center LLC | ELSEGN_2_UN2021 |  | N | Y | GEN | ELSEGN_2_UNIT21 | nan |  | COMBINED CYCLE | 2019M06 | SP15 | ELSEGN_2_UN2021
CISO | El Segundo Energy Center Unit 6 | Non-Participating | 12/31/1898 | NATURAL GAS | 90.5 | 90.5 | 1 | El Segundo Energy Center LLC | ELSEGN_2_UN1011 |  | N | Y | GEN | ELSEGN_2_UNIT10 | nan |  | COMBINED CYCLE | 2019M06 | SP15 | ELSEGN_2_UN1011
CISO | El Segundo Energy Center Unit 5 | Non-Participating | 12/31/1898 | NATURAL GAS | 228 | 228 | 1 | El Segundo Energy Center LLC | ELSEGN_2_UN1011 |  | N | Y | GEN | ELSEGN_2_UNIT11 | nan |  | COMBINED CYCLE | 2019M06 | SP15 | ELSEGN_2_UN1011
CISO | El Segundo Energy Center 7/8 | Participating Unit | 2013-06-29 | NATURAL GAS | #Error | 263.68 | 1 | El Segundo Energy Center LLC | ELSEGN_2_UN2021 | SCE | N | Y | GEN | ELSEGN_2_UN2021 | nan | SCE | COMBINED CYCLE | 2019M06 | SP15 | ELSEGN_2_UN2021
CISO | El Segundo Energy Center 5/6 | Participating Unit | 2013-06-29 | NATURAL GAS | #Error | 263 | 1 | El Segundo Energy Center LLC | ELSEGN_2_UN1011 | SCE | N | Y | GEN | ELSEGN_2_UN1011 | nan | SCE | COMBINED CYCLE | 2019M06 | SP15 | ELSEGN_2_UN1011
CISO | El Nido Biomass to Energy | Participating Unit | 2008-08-24 | BIOMASS | 12.5 | 10.5 | 1 | Global Ampersand LLC |  | PGAE | N | N | GEN | ELNIDP_6_BIOMAS | nan | PGAE | STEAM | 2019M06 | NP15 | ELNIDP_6_BIOMAS
CISO | El Dorado Unit 2 | Participating Unit | 2005-05-21 | WATER | 10.5 | 11 | 1 | El Dorado Irrigation District |  | PGAE | N | N | GEN | ELDORO_7_UNIT 2 | nan | PGAE | HYDRO | 2019M06 | NP15 | ELDORO_7_UNIT 2
CISO | El Dorado Unit 1 | Participating Unit | 2005-05-21 | WATER | 10.5 | 11 | 1 | El Dorado Irrigation District |  | PGAE | N | N | GEN | ELDORO_7_UNIT 1 | nan | PGAE | HYDRO | 2019M06 | NP15 | ELDORO_7_UNIT 1
CISO | El Cajon Energy Center | Participating Unit | 2010-06-16 | NATURAL GAS | 49.7 | 48.1 | 1 | El Cajon Energy, LLC |  | SDGE | N | N | GEN | ELCAJN_6_LM6K | nan | SDGE | COMBUSTION TURBINE | 2019M06 | SP15 | ELCAJN_6_LM6K
CISO | EE K Solar 1 | Participating Unit | 2015-08-12 | SUN | 20 | 20 | 1 | EE Kettleman Land, LLC |  | PGAE | N | N | GEN | EEKTMN_6_SOLAR1 | nan | PGAE | PHOTO VOLTAIC | 2019M06 | NP15 | EEKTMN_6_SOLAR1
CISO | Edward Hyatt P-G Unit 6 | Non-Participating | 12/31/1898 | WATER | 132.2 | 132.2 | 1 | California Dept. of Water Resources | HYTTHM_2_UNITS |  | N | Y | GEN | HYATT_2_UNIT 6 | nan |  | HYDRO | 2019M06 | NP15 | HYTTHM_2_UNITS
CISO | Edward Hyatt P-G Unit 4 | Non-Participating | 12/31/1898 | WATER | 132.2 | 132.2 | 1 | California Dept. of Water Resources | HYTTHM_2_UNITS |  | N | Y | GEN | HYATT_2_UNIT 4 | nan |  | HYDRO | 2019M06 | NP15 | HYTTHM_2_UNITS
CISO | Edward Hyatt P-G Unit 2 | Non-Participating | 12/31/1898 | WATER | 132.2 | 132.2 | 1 | California Dept. of Water Resources | HYTTHM_2_UNITS |  | N | Y | GEN | HYATT_2_UNIT 2 | nan |  | HYDRO | 2019M06 | NP15 | HYTTHM_2_UNITS
CISO | Edward Hyatt Gen Unit 5 | Non-Participating | 12/31/1898 | WATER | 141.6 | 141.6 | 1 | California Dept. of Water Resources | HYTTHM_2_UNITS |  | N | Y | GEN | HYATT_2_UNIT 5 | nan |  | HYDRO | 2019M06 | NP15 | HYTTHM_2_UNITS
CISO | Edward Hyatt Gen Unit 3 | Non-Participating | 12/31/1898 | WATER | 141.6 | 141.6 | 1 | California Dept. of Water Resources | HYTTHM_2_UNITS |  | N | Y | GEN | HYATT_2_UNIT 3 | nan |  | HYDRO | 2019M06 | NP15 | HYTTHM_2_UNITS
CISO | Edward Hyatt Gen Unit 1 | Non-Participating | 12/31/1898 | WATER | 141.6 | 141.6 | 1 | California Dept. of Water Resources | HYTTHM_2_UNITS |  | N | Y | GEN | HYATT_2_UNIT 1 | nan |  | HYDRO | 2019M06 | NP15 | HYTTHM_2_UNITS
CISO | EDMONS_2_NSPIN | Participating Unit | 12/31/1898 | WATER | 840 | 840 | 1 |  |  | SCE | N | N | GEN | EDMONS_2_NSPIN | nan | CWRS | PUMP | 2019M06 | SP15 | EDMONS_2_NSPIN
CISO | EASTWOOD PUMP-GEN | Participating Unit | 1987-01-01 | WATER | 207 | 200 | 1 | Southern California Edison Company |  | SCE | N | N | GEN | EASTWD_7_UNIT | nan | SCE | PUMPED STORAGE | 2019M06 | SP15 | EASTWD_7_UNIT
CISO | Eastwind | Participating Unit | 2016-03-01 | WIND | 3 | 3 | 1 | Yavi Energy, LLC |  | SCE | N | N | GEN | GARNET_2_WIND5 | nan | SCE | WIND | 2019M06 | SP15 | GARNET_2_WIND5
CISO | Eastern BESS 1 | Participating Unit | 2017-02-18 | LESR | 7.5 | 7.5 | 1 | San Diego Gas & Electric |  | SDGE | N | N | GEN | ELCAJN_6_EB1BT1 | nan | SDGE | OTHER | 2019M06 | SP15 | ELCAJN_6_EB1BT1
CISO | E.F. OXNARD INCORPORATED | Participating Unit | 1990-04-13 | NATURAL GAS | 49.3 | 48.5 | 1 | SOUTHERN CALIFORNIA EDISON COMPANY |  | SCE | Y | N | GEN | SNCLRA_6_OXGEN | nan | SCE |  | 2019M06 | SP15 | SNCLRA_6_OXGEN
CISO | DUTCH FLAT 2 PH | Participating Unit | 1965-01-01 | WATER | 26 | 26 | 1 | Nevada Irrigation District |  | PGAE | N | N | GEN | DUTCH2_7_UNIT 1 | nan | PGAE | HYDRO | 2019M06 | NP15 | DUTCH2_7_UNIT 1
CISO | DUTCH FLAT 1 PH | Participating Unit | 1943-01-01 | WATER | 22 | 22 | 1 | Pacific Gas & Electric Company |  | PGAE | N | N | GEN | DUTCH1_7_UNIT 1 | nan | PGAE | HYDRO | 2019M06 | NP15 | DUTCH1_7_UNIT 1
CISO | Dulles | Participating Unit | 2016-11-17 | SUN | 2 | 2 | 1 | Golden Solar, LLC |  | SCE | N | N | GEN | ETIWND_2_SOLAR5 | nan | SCE | PHOTO VOLTAIC | 2019M06 | SP15 | ETIWND_2_SOLAR5
CISO | Ducor Solar 4 | Participating Unit | 2016-12-23 | SUN | 20 | 20 | 1 | CED Ducor Solar 4, LLC |  | SCE | N | N | GEN | CEDUCR_2_SOLAR4 | nan | SCE | PHOTO VOLTAIC | 2019M06 | SP15 | CEDUCR_2_SOLAR4
CISO | Ducor Solar 3 | Participating Unit | 2016-12-23 | SUN | 15 | 15 | 1 | CED Ducor Solar 3, LLC |  | SCE | N | N | GEN | CEDUCR_2_SOLAR3 | nan | SCE | PHOTO VOLTAIC | 2019M06 | SP15 | CEDUCR_2_SOLAR3
CISO | Ducor Solar 2 | Participating Unit | 2016-12-23 | SUN | 20 | 20 | 1 | CED Ducor Solar 2, LLC |  | SCE | N | N | GEN | CEDUCR_2_SOLAR2 | nan | SCE | PHOTO VOLTAIC | 2019M06 | SP15 | CEDUCR_2_SOLAR2
CISO | Ducor Solar 1 | Participating Unit | 2016-12-23 | SUN | 20 | 20 | 1 | CED Ducor Solar 1, LLC |  | SCE | N | N | GEN | CEDUCR_2_SOLAR1 | nan | SCE | PHOTO VOLTAIC | 2019M06 | SP15 | CEDUCR_2_SOLAR1
CISO | DTCHWD_6_QF | Non-Participating | 12/31/1898 |  | 14 | 14 | 1 |  | ANTLPE_2_QF |  |  | Y | GEN | DTCHWD_6_QF | nan |  |  | 2019M06 | SP15 | ANTLPE_2_QF
CISO | DSRTSL_2_SOLR1B | Non-Participating | 12/31/1898 | SUN | 148.1 | 148.1 | 1 | Desert Stateline, LLC | DSRTSL_2_SOLAR1 |  | N | Y | GEN | DSRTSL_2_SOLR1B | nan |  | PHOTO VOLTAIC | 2019M06 | SP15 | DSRTSL_2_SOLAR1
CISO | DSRTSL_2_SOLR1A | Non-Participating | 12/31/1898 | SUN | 148.1 | 148.1 | 1 | Desert Stateline, LLC | DSRTSL_2_SOLAR1 |  | N | Y | GEN | DSRTSL_2_SOLR1A | nan |  | PHOTO VOLTAIC | 2019M06 | SP15 | DSRTSL_2_SOLAR1
CISO | Dry Farm Ranch B | Participating Unit | 2014-11-21 | SUN | 5 | 5 | 1 | FTS Master Tenant 1, LLC |  | SCE | N | N | GEN | DELSUR_6_DRYFRB | nan | SCE | PHOTO VOLTAIC | 2019M06 | SP15 | DELSUR_6_DRYFRB
CISO | DRUM PH 2 UNIT 5 | Participating Unit | 1965-01-01 | WATER | 50 | 50 | 1 | Pacific Gas & Electric Company |  | PGAE | N | N | GEN | DRUM_7_UNIT 5 | nan | PGAE | HYDRO | 2019M06 | NP15 | DRUM_7_UNIT 5
CISO | Drum PH 1 Units 3 & 4 Aggregate | Participating Unit | 1922-01-01 | WATER | #Error | 28.9 | 1 | Pacific Gas & Electric Company | DRUM_7_PL3X4 | PGAE | N | Y | GEN | DRUM_7_PL3X4 | nan | PGAE | HYDRO | 2019M06 | NP15 | DRUM_7_PL3X4
CISO | Drum PH 1 Units 1 & 2 Aggregate | Participating Unit | 1913-01-01 | WATER | #Error | 26 | 1 | Pacific Gas & Electric Company | DRUM_7_PL1X2 | PGAE | N | Y | GEN | DRUM_7_PL1X2 | nan | PGAE | HYDRO | 2019M06 | NP15 | DRUM_7_PL1X2
CISO | Drum PH 1 Unit 4 | Non-Participating | 12/31/1898 | WATER | 16 | 16 | 1 | Pacific Gas & Electric Company | DRUM_7_PL3X4 |  | N | Y | GEN | DRUM_7_UNIT 4 | nan |  | HYDRO | 2019M06 | NP15 | DRUM_7_PL3X4
CISO | Drum PH 1 Unit 3 | Non-Participating | 12/31/1898 | WATER | 12.9 | 12.9 | 1 | Pacific Gas & Electric Company | DRUM_7_PL3X4 |  | N | Y | GEN | DRUM_7_UNIT 3 | nan |  | HYDRO | 2019M06 | NP15 | DRUM_7_PL3X4
CISO | DRUM PH 1 UNIT 2 | Non-Participating | 12/31/1898 | WATER | 13 | 13 | 1 | Pacific Gas & Electric Company | DRUM_7_PL1X2 |  | N | Y | GEN | DRUM_7_UNIT 2 | nan |  | HYDRO | 2019M06 | NP15 | DRUM_7_PL1X2
CISO | DRUM PH 1 UNIT 1 | Non-Participating | 12/31/1898 | WATER | 13 | 13 | 1 | Pacific Gas & Electric Company | DRUM_7_PL1X2 |  | N | Y | GEN | DRUM_7_UNIT 1 | nan |  | HYDRO | 2019M06 | NP15 | DRUM_7_PL1X2
CISO | DREWS UNIT 4 | Non-Participating | 12/31/1898 | NATURAL GAS | 10.8 | 10.8 | 1 | Colton Power, LP | DREWS_6_PL1X4 |  | N | Y | GEN | DREWS_6_GEN 4 | nan |  | COMBUSTION TURBINE | 2019M06 | SP15 | DREWS_6_PL1X4
CISO | DREWS UNIT 3 | Non-Participating | 12/31/1898 | NATURAL GAS | 10.8 | 10.8 | 1 | Colton Power, LP | DREWS_6_PL1X4 |  | N | Y | GEN | DREWS_6_GEN 3 | nan |  | COMBUSTION TURBINE | 2019M06 | SP15 | DREWS_6_PL1X4
CISO | DREWS UNIT 2 | Non-Participating | 12/31/1898 | NATURAL GAS | 10.8 | 10.8 | 1 | Colton Power, LP | DREWS_6_PL1X4 |  | N | Y | GEN | DREWS_6_GEN 2 | nan |  | COMBUSTION TURBINE | 2019M06 | SP15 | DREWS_6_PL1X4
CISO | DREWS UNIT 1 | Non-Participating | 12/31/1898 | NATURAL GAS | 10.8 | 10.8 | 1 | Colton Power, LP | DREWS_6_PL1X4 |  | N | Y | GEN | DREWS_6_GEN 1 | nan |  | COMBUSTION TURBINE | 2019M06 | SP15 | DREWS_6_PL1X4
CISO | Drews Generating Plant | Participating Unit | 2001-08-14 | NATURAL GAS | #Error | 41.4 | 1 | Colton Power, LP | DREWS_6_PL1X4 | SCE | N | Y | GEN | DREWS_6_PL1X4 | nan | SCE | COMBUSTION TURBINE | 2019M06 | SP15 | DREWS_6_PL1X4
CISO | Dracker Solar Unit 2 | Participating Unit | 2016-09-30 | SUN | 125 | 125 | 1 | Blythe Solar II, LLC |  | SCE | N | N | GEN | DRACKR_2_SOLAR2 | nan | SCE | PHOTO VOLTAIC | 2019M06 | SP15 | DRACKR_2_SOLAR2
CISO | Dracker Solar Unit 1 | Participating Unit | 2016-03-07 | SUN | 110 | 110 | 1 | Blythe Solar 110, LLC |  | SCE | N | N | GEN | DRACKR_2_SOLAR1 | nan | SCE | PHOTO VOLTAIC | 2019M06 | SP15 | DRACKR_2_SOLAR1
CISO | DOUBLE "C" LIMITED | Participating Unit | 1989-03-14 | NATURAL GAS | 55.3 | 52.23 | 1 | DOUBLE "C" LIMITED |  | PGAE | N | N | GEN | DOUBLC_1_UNITS | nan | PGAE | COMBUSTION TURBINE | 2019M06 | ZP26 | DOUBLC_1_UNITS
CISO | DOSMGO_2_NSPIN | Participating Unit | 12/31/1898 | WATER | 159 | 159 | 1 |  |  | PGAE | N | N | GEN | DOSMGO_2_NSPIN | nan | CWRP | PUMP | 2019M06 | NP15 | DOSMGO_2_NSPIN
CISO | Donald Von Raesfeld STG Unit 3 | Non-Participating | 12/31/1898 | HEAT RECOVERY | 53.6 | 53.6 | 1 | Donald Von Raesfeld Power Plant | DUANE_1_PL1X3 |  | N | Y | GEN | DUANE_7_STG3 | nan |  | STEAM | 2019M06 | NP15 | DUANE_1_PL1X3
CISO | Donald Von Raesfeld CTG Unit 2 | Non-Participating | 12/31/1898 | NATURAL GAS | 50.4 | 50.4 | 1 | Donald Von Raesfeld Power Plant | DUANE_1_PL1X3 |  | N | Y | GEN | DUANE_7_CTG2 | nan |  | COMBUSTION TURBINE | 2019M06 | NP15 | DUANE_1_PL1X3
CISO | Donald Von Raesfeld CTG Unit 1 | Non-Participating | 12/31/1898 | NATURAL GAS | 50.4 | 50.4 | 1 | Donald Von Raesfeld Power Plant | DUANE_1_PL1X3 |  | N | Y | GEN | DUANE_7_CTG1 | nan |  | COMBUSTION TURBINE | 2019M06 | NP15 | DUANE_1_PL1X3
CISO | Dixie Valley Geo | Participating Unit | 2018-07-05 | GEOTHERMAL | 64.7 | 60 | 1 | Terra-Gen Dixie Valley, LLC |  | SCE | N | N | GEN | CONTRL_1_OXBOW | nan | SCE | STEAM | 2019M06 | SP15 | CONTRL_1_OXBOW
CISO | Dinuba Energy, Inc. | Participating Unit | 2001-07-05 | BIOMASS | 11.5 | 12 | 1 | Community Renewable Energy Services Inc. dba Dinuba Energy |  | PGAE | Y | N | GEN | DINUBA_6_UNIT | nan | PGAE | STEAM | 2019M06 | NP15 | DINUBA_6_UNIT
CISO | Digger Creek Ranch Hydro | Participating Unit | 2014-07-02 | WATER | 0.6 | 0.6 | 1 | Kenneth E. Link |  | PGAE | N | N | GEN | VOLTA_6_DIGHYD | nan | PGAE | HYDRO | 2019M06 | NP15 | VOLTA_6_DIGHYD
CISO | Difwind | Participating Unit | 2018-01-19 | WIND | 7.9 | 7.88 | 1 | Difwind Farms Limited V |  | SCE | Y | N | GEN | GARNET_2_DIFWD1 | nan | SCE | WIND | 2019M06 | SP15 | GARNET_2_DIFWD1
CISO | Diamond Valley Unit 9 | Non-Participating | 12/31/1898 | WATER | 3.3 | 3.3 | 1 | Metropolitan Water District of Southern California (MWD) | DMDVLY_1_UNITS |  | N | Y | GEN | DMDVLY_1_GEN 9 | nan |  | HYDRO | 2019M06 | SP15 | DMDVLY_1_UNITS
CISO | Diamond Valley Unit 8 | Non-Participating | 12/31/1898 | WATER | 3.3 | 3.3 | 1 | Metropolitan Water District of Southern California (MWD) | DMDVLY_1_UNITS |  | N | Y | GEN | DMDVLY_1_GEN 8 | nan |  | HYDRO | 2019M06 | SP15 | DMDVLY_1_UNITS
CISO | Diamond Valley Unit 7 | Non-Participating | 12/31/1898 | WATER | 3.3 | 3.3 | 1 | Metropolitan Water District of Southern California (MWD) | DMDVLY_1_UNITS |  | N | Y | GEN | DMDVLY_1_GEN 7 | nan |  | HYDRO | 2019M06 | SP15 | DMDVLY_1_UNITS
CISO | Diamond Valley Unit 6 | Non-Participating | 12/31/1898 | WATER | 3.3 | 3.3 | 1 | Metropolitan Water District of Southern California (MWD) | DMDVLY_1_UNITS |  | N | Y | GEN | DMDVLY_1_GEN 6 | nan |  | HYDRO | 2019M06 | SP15 | DMDVLY_1_UNITS
CISO | Diamond Valley Unit 5 | Non-Participating | 12/31/1898 | WATER | 3.3 | 3.3 | 1 | Metropolitan Water District of Southern California (MWD) | DMDVLY_1_UNITS |  | N | Y | GEN | DMDVLY_1_GEN 5 | nan |  | HYDRO | 2019M06 | SP15 | DMDVLY_1_UNITS
CISO | Diamond Valley Unit 4 | Non-Participating | 12/31/1898 | WATER | 3.3 | 3.3 | 1 | Metropolitan Water District of Southern California (MWD) | DMDVLY_1_UNITS |  | N | Y | GEN | DMDVLY_1_GEN 4 | nan |  | HYDRO | 2019M06 | SP15 | DMDVLY_1_UNITS
CISO | Diamond Valley Unit 3 | Non-Participating | 12/31/1898 | WATER | 3.3 | 3.3 | 1 | Metropolitan Water District of Southern California (MWD) | DMDVLY_1_UNITS |  | N | Y | GEN | DMDVLY_1_GEN 3 | nan |  | HYDRO | 2019M06 | SP15 | DMDVLY_1_UNITS
CISO | Diamond Valley Unit 2 | Non-Participating | 12/31/1898 | WATER | 3.3 | 3.3 | 1 | Metropolitan Water District of Southern California (MWD) | DMDVLY_1_UNITS |  | N | Y | GEN | DMDVLY_1_GEN 2 | nan |  | HYDRO | 2019M06 | SP15 | DMDVLY_1_UNITS
CISO | Diamond Valley Unit 12 | Non-Participating | 12/31/1898 | WATER | 3.3 | 3.3 | 1 | Metropolitan Water District of Southern California (MWD) | DMDVLY_1_UNITS |  | N | Y | GEN | DMDVLY_1_GEN 12 | nan |  | HYDRO | 2019M06 | SP15 | DMDVLY_1_UNITS
CISO | Diamond Valley Unit 11 | Non-Participating | 12/31/1898 | WATER | 3.3 | 3.3 | 1 | Metropolitan Water District of Southern California (MWD) | DMDVLY_1_UNITS |  | N | Y | GEN | DMDVLY_1_GEN 11 | nan |  | HYDRO | 2019M06 | SP15 | DMDVLY_1_UNITS
CISO | Diamond Valley Unit 10 | Non-Participating | 12/31/1898 | WATER | 3.3 | 3.3 | 1 | Metropolitan Water District of Southern California (MWD) | DMDVLY_1_UNITS |  | N | Y | GEN | DMDVLY_1_GEN 10 | nan |  | HYDRO | 2019M06 | SP15 | DMDVLY_1_UNITS
CISO | Diamond Valley Unit 1 | Non-Participating | 12/31/1898 | WATER | 3.3 | 3.3 | 1 | Metropolitan Water District of Southern California (MWD) | DMDVLY_1_UNITS |  | N | Y | GEN | DMDVLY_1_GEN 1 | nan |  | HYDRO | 2019M06 | SP15 | DMDVLY_1_UNITS
CISO | DIAMOND VALLEY LAKE PUMP-GEN PLANT | Participating Unit | 2001-01-01 | WATER | #Error | 21 | 1 | Metropolitan Water District of Southern California (MWD) | DMDVLY_1_UNITS | SCE | N | Y | GEN | DMDVLY_1_UNITS | nan | SCE | HYDRO | 2019M06 | SP15 | DMDVLY_1_UNITS
CISO | DIABLO WINDS | Participating Unit | 2005-05-01 | WIND | 18 | 18 | 1 | Diablo Winds, LLC |  | PGAE | N | N | GEN | FLOWD2_2_FPLWND | nan | PGAE | WIND | 2019M06 | NP15 | FLOWD2_2_FPLWND
CISO | Diablo Canyon Unit 2 | Participating Unit | 1986-01-01 | URANIUM | 1176 | 1150 | 1 | Pacific Gas & Electric Company |  | PGAE | N | N | GEN | DIABLO_7_UNIT 2 | nan | PGAE | STEAM | 2019M06 | ZP26 | DIABLO_7_UNIT 2
CISO | Diablo Canyon Unit 1 | Participating Unit | 1985-01-01 | URANIUM | 1176 | 1150 | 1 | Pacific Gas & Electric Company |  | PGAE | N | N | GEN | DIABLO_7_UNIT 1 | nan | PGAE | STEAM | 2019M06 | ZP26 | DIABLO_7_UNIT 1
CISO | DEVIL CANYON HYDRO UNITS 1-4 AGGREGATE | Participating Unit | 1972-01-01 | WATER | #Error | 236.8 | 1 | California Dept. of Water Resources | DVLCYN_1_UNITS | SCE | N | Y | GEN | DVLCYN_1_UNITS | nan | CWRS | HYDRO | 2019M06 | SP15 | DVLCYN_1_UNITS
CISO | DEVIL CANYON HYDRO UNIT 4 | Non-Participating | 12/31/1898 | WATER | 80 | 80 | 1 | California Dept. of Water Resources | DVLCYN_1_UNITS |  | N | Y | GEN | DVLCYN_1_UNIT 4 | nan |  | HYDRO | 2019M06 | SP15 | DVLCYN_1_UNITS
CISO | DEVIL CANYON HYDRO UNIT 3 | Non-Participating | 12/31/1898 | WATER | 80 | 80 | 1 | California Dept. of Water Resources | DVLCYN_1_UNITS |  | N | Y | GEN | DVLCYN_1_UNIT 3 | nan |  | HYDRO | 2019M06 | SP15 | DVLCYN_1_UNITS
CISO | DEVIL CANYON HYDRO UNIT 2 | Non-Participating | 12/31/1898 | WATER | 60 | 60 | 1 | California Dept. of Water Resources | DVLCYN_1_UNITS |  | N | Y | GEN | DVLCYN_1_UNIT 2 | nan |  | HYDRO | 2019M06 | SP15 | DVLCYN_1_UNITS
CISO | DEVIL CANYON HYDRO UNIT 1 | Non-Participating | 12/31/1898 | WATER | 60 | 60 | 1 | California Dept. of Water Resources | DVLCYN_1_UNITS |  | N | Y | GEN | DVLCYN_1_UNIT 1 | nan |  | HYDRO | 2019M06 | SP15 | DVLCYN_1_UNITS
CISO | DEVERS QFS | Participating Unit | 1983-01-01 | OTHER | #Error | 8 | 1 | Southern California Edison Company | DEVERS_1_QF | SCE | Y | Y | GEN | DEVERS_1_QF | nan | SCE | OTHER | 2019M06 | SP15 | DEVERS_1_QF
CISO | Desert Sunlight 300 | Non-Participating | 12/31/1898 | SUN | 156.9 | 156.9 | 1 | Desert Sunlight Holdings, LLC | DSRTSN_2_SOLAR1 |  |  | Y | GEN | DSRTSN_2_SOLR1A | nan |  | PHOTO VOLTAIC | 2019M06 | SP15 | DSRTSN_2_SOLAR1
CISO | Desert Sunlight 300 | Participating Unit | 2013-10-22 | SUN | #Error | 300 | 1 | Desert Sunlight Holdings, LLC | DSRTSN_2_SOLAR1 | SCE | N | Y | GEN | DSRTSN_2_SOLAR1 | nan | SCE | PHOTO VOLTAIC | 2019M06 | SP15 | DSRTSN_2_SOLAR1
CISO | Desert Sunlight 300 | Non-Participating | 12/31/1898 | SUN | 156.9 | 156.9 | 1 | Desert Sunlight Holdings, LLC | DSRTSN_2_SOLAR1 |  |  | Y | GEN | DSRTSN_2_SOLR1B | nan |  | PHOTO VOLTAIC | 2019M06 | SP15 | DSRTSN_2_SOLAR1
CISO | Desert Sunlight 250 | Non-Participating | 12/31/1898 | SUN | 129.8 | 129.8 | 1 | Desert Sunlight Holdings, LLC | DSRTSN_2_SOLAR2 |  |  | Y | GEN | DSRTSN_2_SOLR2B | nan |  | PHOTO VOLTAIC | 2019M06 | SP15 | DSRTSN_2_SOLAR2
CISO | Desert Sunlight 250 | Non-Participating | 12/31/1898 | SUN | 129.8 | 129.8 | 1 | Desert Sunlight Holdings, LLC | DSRTSN_2_SOLAR2 |  |  | Y | GEN | DSRTSN_2_SOLR2A | nan |  | PHOTO VOLTAIC | 2019M06 | SP15 | DSRTSN_2_SOLAR2
CISO | Desert Sunlight 250 | Participating Unit | 2013-10-12 | SUN | #Error | 250 | 1 | Desert Sunlight Holdings, LLC | DSRTSN_2_SOLAR2 | SCE | N | Y | GEN | DSRTSN_2_SOLAR2 | nan | SCE | PHOTO VOLTAIC | 2019M06 | SP15 | DSRTSN_2_SOLAR2
CISO | Desert Stateline | Participating Unit | 2016-08-30 | SUN | #Error | 296.19 | 1 | Desert Stateline, LLC | DSRTSL_2_SOLAR1 | SCE | N | Y | GEN | DSRTSL_2_SOLAR1 | nan | SCE | PHOTO VOLTAIC | 2019M06 | SP15 | DSRTSL_2_SOLAR1
CISO | Desert Star Energy Center ST1 | Non-Participating | 12/31/1898 | NATURAL GAS | 201 | 201 | 1 | San Diego Gas and Electric Company | MRCHNT_2_PL1X3 |  | N | Y | GEN | MRCHNT_2_STG | nan |  | STEAM | 2019M06 | SP15 | MRCHNT_2_PL1X3
CISO | Desert Star Energy Center CT2 | Non-Participating | 12/31/1898 | NATURAL GAS | 201 | 201 | 1 | San Diego Gas and Electric Company | MRCHNT_2_PL1X3 |  | N | Y | GEN | MRCHNT_2_CTG2 | nan |  | COMBUSTION TURBINE | 2019M06 | SP15 | MRCHNT_2_PL1X3
CISO | Desert Star Energy Center CT1 | Non-Participating | 12/31/1898 | NATURAL GAS | 230 | 230 | 1 | San Diego Gas and Electric Company | MRCHNT_2_PL1X3 |  | N | Y | GEN | MRCHNT_2_CTG1 | nan |  | COMBUSTION TURBINE | 2019M06 | SP15 | MRCHNT_2_PL1X3
CISO | Desert Hot Springs 2 | Participating Unit | 2013-12-31 | SUN | 1.5 | 1.4 | 1 | CES DHS Solar, LLC |  | SCE | N | N | GEN | DEVERS_2_DHSPG2 | nan | SCE | PHOTO VOLTAIC | 2019M06 | SP15 | DEVERS_2_DHSPG2
CISO | Desert Green Solar Farm | Participating Unit | 2013-02-13 | SUN | 6.5 | 6.3 | 1 | Desert Green Solar Farm, LLC |  | SDGE | N | N | GEN | BREGGO_6_DEGRSL | nan | SDGE | PHOTO VOLTAIC | 2019M06 | SP15 | BREGGO_6_DEGRSL
CISO | DELTA ENERGY CENTER STG UNIT | Non-Participating | 12/31/1898 | HEAT RECOVERY | 306 | 306 | 1 | Delta Energy Center, LLC | DELTA_2_PL1X4 |  | N | Y | GEN | DELTA_2_STG | nan |  | STEAM | 2019M06 | NP15 | DELTA_2_PL1X4
CISO | DELTA ENERGY CENTER CTG UNIT 3 | Non-Participating | 12/31/1898 | NATURAL GAS | 212.5 | 212.5 | 1 | Delta Energy Center, LLC | DELTA_2_PL1X4 |  | N | Y | GEN | DELTA_2_CTG3 | nan |  | COMBUSTION TURBINE | 2019M06 | NP15 | DELTA_2_PL1X4
CISO | DELTA ENERGY CENTER CTG UNIT 2 | Non-Participating | 12/31/1898 | NATURAL GAS | 212.5 | 212.5 | 1 | Delta Energy Center, LLC | DELTA_2_PL1X4 |  | N | Y | GEN | DELTA_2_CTG2 | nan |  | COMBUSTION TURBINE | 2019M06 | NP15 | DELTA_2_PL1X4
CISO | DELTA ENERGY CENTER CTG UNIT 1 | Non-Participating | 12/31/1898 | NATURAL GAS | 212.5 | 212.5 | 1 | Delta Energy Center, LLC | DELTA_2_PL1X4 |  | N | Y | GEN | DELTA_2_CTG1 | nan |  | COMBUSTION TURBINE | 2019M06 | NP15 | DELTA_2_PL1X4
CISO | DELSUR_6_CREST2 | Non-Participating | 12/31/1898 | SUN | 3.5 | 3.5 | 1 | Southern California Edison Company | DELSUR_6_CREST |  | N | Y | GEN | DELSUR_6_CREST2 | nan |  | PHOTO VOLTAIC | 2019M06 | SP15 | DELSUR_6_CREST
CISO | DELSUR_6_CREST1 | Non-Participating | 12/31/1898 | SUN | 8.5 | 8.5 | 1 | Southern California Edison Company | DELSUR_6_CREST |  | N | Y | GEN | DELSUR_6_CREST1 | nan |  | PHOTO VOLTAIC | 2019M06 | SP15 | DELSUR_6_CREST
CISO | Delano Land 1 | Participating Unit | 2017-12-28 | SUN | 1 | 1 | 1 | Delano PV 1, LLC |  | PGAE | N | N | GEN | SMYRNA_1_DL1SR1 | nan | PGAE | PHOTO VOLTAIC | 2019M06 | ZP26 | SMYRNA_1_DL1SR1
CISO | DEER CREEK | Participating Unit | 1908-01-01 | WATER | 7 | 7 | 1 | Pacific Gas & Electric Company |  | PGAE | N | N | GEN | DEERCR_6_UNIT 1 | nan | PGAE | HYDRO | 2019M06 | NP15 | DEERCR_6_UNIT 1
CISO | Dedeaux Ontario | Participating Unit | 2016-03-23 | SUN | 1 | 1 | 1 | SunEdison Utility Solutions, LLC |  | SCE | N | N | GEN | ETIWND_2_SOLAR1 | nan | SCE | PHOTO VOLTAIC | 2019M06 | SP15 | ETIWND_2_SOLAR1
CISO | DEADCK_1_UNIT | Participating Unit | 1990-01-29 | WATER | 2 | 2 | 1 | Pacific Gas & Electric Company |  | PGAE | Y | N | GEN | DEADCK_1_UNIT | nan | PGAE | HYDRO | 2019M06 | NP15 | DEADCK_1_UNIT
CISO | De Sabla Hydro | Participating Unit | 1963-01-01 | WATER | 18.5 | 18.5 | 1 | Pacific Gas & Electric Company |  | PGAE | N | N | GEN | DSABLA_7_UNIT | nan | PGAE | HYDRO | 2019M06 | NP15 | DSABLA_7_UNIT
CISO | DAM 7 AT BIG CREEK (FISHWATER GEN) | Participating Unit | 1986-01-01 | WATER | 0.3 | 0.3 | 1 | Southern California Edison Company |  | SCE | N | N | GEN | BIGCRK_7_DAM7 | nan | SCE | HYDRO | 2019M06 | SP15 | BIGCRK_7_DAM7
CISO | Cuyamaca Peak Energy Plant | Participating Unit | 2002-05-29 | NATURAL GAS | 48 | 45.42 | 1 | San Diego Gas & Electric |  | SDGE | N | N | GEN | ELCAJN_6_UNITA1 | nan | SDGE | COMBUSTION TURBINE | 2019M06 | SP15 | ELCAJN_6_UNITA1
CISO | Cuyama Solar | Participating Unit | 2017-11-30 | SUN | 40 | 40 | 1 | Cuyama Solar, LLC |  | PGAE | N | N | GEN | CUYAMS_6_CUYSR1 | nan | PGAE | PHOTO VOLTAIC | 2019M06 | ZP26 | CUYAMS_6_CUYSR1
CISO | CSUSB fuel cell | Participating Unit | 2013-09-13 | NATURAL GAS | 1.4 | 1.4 | 1 | Southern California Edison |  | SCE | N | N | GEN | VISTA_2_FCELL | nan | SCE | OTHER | 2019M06 | SP15 | VISTA_2_FCELL
CISO | Csolar IV South | Participating Unit | 2013-10-11 | SUN | 130 | 130 | 1 | CSolar IV South, LLC |  | SDGE | N | N | GEN | CSLR4S_2_SOLAR | nan | SDGE | PHOTO VOLTAIC | 2019M06 | SP15 | CSLR4S_2_SOLAR
BPAT | CSF Columbia Gorge | Participating Unit | 12/31/1898 | WIND | #Error | 50 | 1 | MALIN500 |  | PGAE | N | N | TG | MALIN_5_INHRED | nan | PGAE | WIND | 2019M06 | NP15 | MALIN_5_INHRED
CISO | Crow Creek Solar 1 | Participating Unit | 2016-06-30 | SUN | 20 | 20 | 1 | Frontier Solar LLC |  | PGAE | N | N | GEN | CRWCKS_1_SOLAR1 | nan | PGAE | PHOTO VOLTAIC | 2019M06 | NP15 | CRWCKS_1_SOLAR1
CISO | CROCKETT COGEN | Participating Unit | 1995-12-20 | NATURAL GAS | 240 | 240 | 1 | Pacific Gas & Electric Company |  | PGAE | Y | N | GEN | CROKET_7_UNIT | nan | PGAE | STEAM | 2019M06 | NP15 | CROKET_7_UNIT
CISO | CRESTA UNIT #2 | Non-Participating | 12/31/1898 | WATER | 35.2 | 35.2 | 1 | Pacific Gas & Electric Company | CRESTA_7_PL1X2 |  | N | Y | GEN | CRESTA_7_UNIT 2 | nan |  | HYDRO | 2019M06 | NP15 | CRESTA_7_PL1X2
CISO | CRESTA UNIT #1 | Non-Participating | 12/31/1898 | WATER | 35.2 | 35.2 | 1 | Pacific Gas & Electric Company | CRESTA_7_PL1X2 |  | N | Y | GEN | CRESTA_7_UNIT 1 | nan |  | HYDRO | 2019M06 | NP15 | CRESTA_7_PL1X2
CISO | CRESTA PH UNIT 1 & 2 AGGREGATE | Participating Unit | 1949-01-01 | WATER | #Error | 70.4 | 1 | Pacific Gas & Electric Company | CRESTA_7_PL1X2 | PGAE | N | Y | GEN | CRESTA_7_PL1X2 | nan | PGAE | HYDRO | 2019M06 | NP15 | CRESTA_7_PL1X2
CISO | Creed Energy Center, Unit #1 | Participating Unit | 2003-01-06 | NATURAL GAS | 49.9 | 47.6 | 1 | Creed Energy Facility, LLC |  | PGAE | N | N | GEN | LMBEPK_2_UNITA2 | nan | PGAE | COMBUSTION TURBINE | 2019M06 | NP15 | LMBEPK_2_UNITA2
CISO | Crane Valley | Participating Unit | 1919-01-01 | WATER | 0.9 | 0.9 | 1 | Pacific Gas & Electric Company |  | PGAE | N | N | GEN | CRNEVL_6_CRNVA | nan | PGAE | HYDRO | 2019M06 | NP15 | CRNEVL_6_CRNVA
CISO | Cow Creek Hydro | Participating Unit | 1907-01-01 | WATER | 2 | 2 | 1 | Pacific Gas & Electric Company |  | PGAE | N | N | GEN | COWCRK_2_UNIT | nan | PGAE | HYDRO | 2019M06 | NP15 | COWCRK_2_UNIT
CISO | COVE ROAD HYDRO QF UNITS | Participating Unit | 1987-01-05 | WATER | 20.3 | 5.75 | 1 | Pacific Gas & Electric Company |  | PGAE | Y | N | GEN | COVERD_2_QFUNTS | nan | PGAE | HYDRO | 2019M06 | NP15 | COVERD_2_QFUNTS
CISO | Covanta Stanislaus | Participating Unit | 1988-09-06 | WASTE TO POWER | 22.3 | 19.9 | 1 | Covanta Stanislaus, Inc. |  | PGAE | N | N | GEN | STNRES_1_UNIT | nan | PGAE | STEAM | 2019M06 | NP15 | STNRES_1_UNIT
CISO | COSO Power Developers (Navy II) Unit 6 | Non-Participating | 12/31/1898 |  | 33.3 | 33.3 | 1 |  | NAVYII_2_UNITS |  | N | Y | GEN | NAVYII_2_UNIT 6 | nan |  |  | 2019M06 | SP15 | NAVYII_2_UNITS
CISO | COSO Power Developers (Navy II) Unit 5 | Non-Participating | 12/31/1898 |  | 33.3 | 33.3 | 1 |  | NAVYII_2_UNITS |  | N | Y | GEN | NAVYII_2_UNIT 5 | nan |  |  | 2019M06 | SP15 | NAVYII_2_UNITS
CISO | COSO POWER DEVELOPERS (NAVY II) UNIT 4 | Non-Participating | 12/31/1898 |  | 33.3 | 33.3 | 1 |  | NAVYII_2_UNITS |  | N | Y | GEN | NAVYII_2_UNIT 4 | nan |  |  | 2019M06 | SP15 | NAVYII_2_UNITS
CISO | COSO POWER DEVELOPER (NAVY II) AGGREGATE | Participating Unit | 1989-12-23 | GEOTHERMAL | #Error | 90 | 1 | Coso Power Developers | NAVYII_2_UNITS | SCE | Y | Y | GEN | NAVYII_2_UNITS | nan | SCE | COMBUSTION TURBINE | 2019M06 | SP15 | NAVYII_2_UNITS
CISO | Coso Navy 1 | Participating Unit | 1987-07-13 | GEOTHERMAL | #Error | 92.2 | 1 | Coso Finance Partners | CALGEN_1_UNITS | SCE | Y | Y | GEN | CALGEN_1_UNITS | nan | SCE | COMBUSTION TURBINE | 2019M06 | SP15 | CALGEN_1_UNITS
CISO | COSO ENERGY DEVELOPERS - BLM WEST UNIT 9 | Non-Participating | 12/31/1898 |  | 24 | 24 | 1 |  | BLM_2_UNITS |  | N | Y | GEN | BLM W_2_UNIT 9 | nan |  |  | 2019M06 | SP15 | BLM_2_UNITS
CISO | COSO ENERGY DEVELOPERS - BLM EAST UNIT 8 | Non-Participating | 12/31/1898 |  | 24 | 24 | 1 |  | BLM_2_UNITS |  | N | Y | GEN | BLM E_2_UNIT 8 | nan |  |  | 2019M06 | SP15 | BLM_2_UNITS
CISO | COSO ENERGY DEVELOPERS - BLM EAST UNIT 7 | Non-Participating | 12/31/1898 |  | 24 | 24 | 1 |  | BLM_2_UNITS |  | N | Y | GEN | BLM E_2_UNIT 7 | nan |  |  | 2019M06 | SP15 | BLM_2_UNITS
CISO | CORONS_6_CLRSTG | Non-Participating | 12/31/1898 |  | 8.5 | 8.5 | 1 |  | CORONS_6_CLRWTR |  |  | Y | GEN | CORONS_6_CLRSTG | nan |  |  | 2019M06 | SP15 | CORONS_6_CLRWTR
CISO | CORONS_6_CLRCTG | Non-Participating | 12/31/1898 |  | 23.8 | 23.8 | 1 |  | CORONS_6_CLRWTR |  |  | Y | GEN | CORONS_6_CLRCTG | nan |  |  | 2019M06 | SP15 | CORONS_6_CLRWTR
CISO | Coronal Lost Hills | Participating Unit | 2015-05-15 | SUN | 20 | 20 | 1 | Coronal Lost Hills, LLC |  | PGAE | N | N | GEN | TWISSL_6_SOLAR1 | nan | PGAE | PHOTO VOLTAIC | 2019M06 | ZP26 | TWISSL_6_SOLAR1
CISO | Corcoran Solar | Participating Unit | 2013-08-14 | SUN | 20 | 20 | 1 | CED Corcoran Solar, LLC |  | PGAE | N | N | GEN | WAUKNA_1_SOLAR | nan | PGAE | PHOTO VOLTAIC | 2019M06 | NP15 | WAUKNA_1_SOLAR
CISO | Corcoran City | Participating Unit | 2015-05-23 | SUN | 12 | 11 | 1 | Cottonwood Solar, LLC |  | PGAE | N | N | GEN | CORCAN_1_SOLAR2 | nan | PGAE | PHOTO VOLTAIC | 2019M06 | NP15 | CORCAN_1_SOLAR2
CISO | Corcoran 3 | Participating Unit | 2016-03-04 | SUN | 20 | 20 | 1 | CED Corcoran Solar 3, LLC |  | PGAE | N | N | GEN | FRESHW_1_SOLAR1 | nan | PGAE | PHOTO VOLTAIC | 2019M06 | NP15 | FRESHW_1_SOLAR1
CISO | Corcoran 2 | Participating Unit | 2015-05-05 | SUN | 19.8 | 19.75 | 1 | CED Corcoran Solar 2, LLC |  | PGAE | N | N | GEN | WAUKNA_1_SOLAR2 | nan | PGAE | PHOTO VOLTAIC | 2019M06 | NP15 | WAUKNA_1_SOLAR2
CISO | Coram Energy | Participating Unit | 2015-12-23 | WIND | 3 | 3 | 1 | Coram Energy, LLC |  | SCE | N | N | GEN | MIDWD_2_WIND2 | nan | SCE | WIND | 2019M06 | SP15 | MIDWD_2_WIND2
CISO | Coram Brodie Wind Project Section 15 | Non-Participating | 12/31/1898 | WIND | 24 | 24 | 1 | Southern California Edison Company | BRODIE_2_WIND |  | N | Y | GEN | BRODIE_2_WIND2 | nan |  | WIND | 2019M06 | SP15 | BRODIE_2_WIND
CISO | Coram Brodie Wind Project Cameron Ridge | Non-Participating | 12/31/1898 | WIND | 78 | 78 | 1 | Southern California Edison Company | BRODIE_2_WIND |  | N | Y | GEN | BRODIE_2_WIND1 | nan |  | WIND | 2019M06 | SP15 | BRODIE_2_WIND
CISO | Coram Brodie Wind Project | Participating Unit | 2012-03-29 | WIND | #Error | 102 | 1 | Coram California Development, L.P. | BRODIE_2_WIND | SCE | N | Y | GEN | BRODIE_2_WIND | nan | SCE | WIND | 2019M06 | SP15 | BRODIE_2_WIND
CISO | Copper Mountain Solar 4 | Participating Unit | 2016-12-02 | SUN | 92 | 92 | 1 | Copper Mountain Solar 4, LLC |  | SCE | N | N | GEN | COPMT4_2_SOLAR4 | nan | SCE | PHOTO VOLTAIC | 2019M06 | SP15 | COPMT4_2_SOLAR4
CISO | Copper Mountain 48 | Participating Unit | 2010-06-15 | SUN | 48 | 48 | 1 | Copper Mountain Solar 1, LLC |  | SCE | N | N | GEN | COPMTN_2_SOLAR1 | nan | SCE | PHOTO VOLTAIC | 2019M06 | SP15 | COPMTN_2_SOLAR1
CISO | Copper Mountain 10 | Participating Unit | 2011-10-03 | SUN | 10 | 10 | 1 | Copper Mountain Solar 1, LLC |  | SCE | N | N | GEN | COPMTN_2_CM10 | nan | SCE | PHOTO VOLTAIC | 2019M06 | SP15 | COPMTN_2_CM10
CISO | Cooperatively Owned Back Up Generator | Participating Unit | 2007-10-15 | NATURAL GAS | 5.2 | 4.5 | 1 | NCPA (MSS Agreement - S14) |  | PGAE | N | N | GEN | PALALT_7_COBUG | nan | NCPA | COMBUSTION TURBINE | 2019M06 | NP15 | PALALT_7_COBUG
CISO | CONTROL QFS | Participating Unit | 1982-01-01 | OTHER | 41.9 | 13.4 | 1 | Southern California Edison Company |  | SCE | Y | N | GEN | CONTRL_1_QF | nan | SCE | OTHER | 2019M06 | SP15 | CONTRL_1_QF
CISO | CONTRA COSTA CARBON PLANT | Participating Unit | 1983-01-01 | COAL | 20 | 19 | 1 | Phillips 66 Company |  | PGAE | Y | N | GEN | UNCHEM_1_UNIT | nan | PGAE | STEAM | 2019M06 | NP15 | UNCHEM_1_UNIT
CISO | Community Solar | Participating Unit | 2017-02-10 | SUN | 15 | 14.4 | 1 | Valley Electric Association, Inc. |  | SCE | N | N | GEN | VEAVST_1_SOLAR | nan | VEA | PHOTO VOLTAIC | 2019M06 | SP15 | VEAVST_1_SOLAR
CISO | Combie South | Participating Unit | 12/31/1898 | WATER | 1.5 | 1.5 | 1 | Nevada Irrigation District |  | PGAE | Y | N | GEN | HIGGNS_1_COMBIE | nan | PGAE | HYDRO | 2019M06 | NP15 | HIGGNS_1_COMBIE
CISO | Colusa Generating Station | Participating Unit | 2010-12-22 | NATURAL GAS | #Error | 641 | 1 | Pacific Gas & Electric Company | COLUSA_2_PL1X3 | PGAE | N | Y | GEN | COLUSA_2_PL1X3 | nan | PGAE | COMBINED CYCLE | 2019M06 | NP15 | COLUSA_2_PL1X3
CISO | Colusa Generating Station | Non-Participating | 12/31/1898 | NATURAL GAS | 213.5 | 213.5 | 1 | Pacific Gas & Electric Company | COLUSA_2_PL1X3 |  | N | Y | GEN | COLUSA_2_CTG2 | nan |  | COMBUSTION TURBINE | 2019M06 | NP15 | COLUSA_2_PL1X3
CISO | Colusa Generating Station | Non-Participating | 12/31/1898 | NATURAL GAS | 411 | 411 | 1 | Pacific Gas & Electric Company | COLUSA_2_PL1X3 |  | N | Y | GEN | COLUSA_2_STG | nan |  | COMBUSTION TURBINE | 2019M06 | NP15 | COLUSA_2_PL1X3
CISO | Colusa Generating Station | Non-Participating | 12/31/1898 | NATURAL GAS | 213.5 | 213.5 | 1 | Pacific Gas & Electric Company | COLUSA_2_PL1X3 |  | N | Y | GEN | COLUSA_2_CTG1 | nan |  | COMBUSTION TURBINE | 2019M06 | NP15 | COLUSA_2_PL1X3
CISO | Columbia Two | Participating Unit | 2014-12-10 | SUN | 15 | 15 | 1 | RE Columbia Two LLC |  | SCE | N | N | GEN | CAMLOT_2_SOLAR2 | nan | SCE | PHOTO VOLTAIC | 2019M06 | SP15 | CAMLOT_2_SOLAR2
CISO | Columbia Solar Energy II | Participating Unit | 2015-10-21 | SUN | 19 | 19 | 1 | Columbia Solar Energy, LLC |  | PGAE | N | N | GEN | CUMBIA_1_SOLAR | nan | PGAE | PHOTO VOLTAIC | 2019M06 | NP15 | CUMBIA_1_SOLAR
CISO | Columbia 3 | Participating Unit | 2013-12-10 | SUN | 10 | 10 | 1 | RE Columbia 3 LLC |  | SCE | N | N | GEN | GLDTWN_6_COLUM3 | nan | SCE | PHOTO VOLTAIC | 2019M06 | SP15 | GLDTWN_6_COLUM3
CISO | COLLIERVILLE HYDRO UNIT 2 | Non-Participating | 12/31/1898 | WATER | 126 | 126 | 1 | NCPA (MSS Agreement - S14) | COLVIL_7_PL1X2 |  | N | Y | GEN | COLVIL_7_UNIT 2 | nan |  | HYDRO | 2019M06 | NP15 | COLVIL_7_PL1X2
CISO | COLLIERVILLE HYDRO UNIT 1 & 2 AGGREGATE | Participating Unit | 12/31/1898 | WATER | #Error | 246.86 | 1 | NCPA (MSS Agreement - S14) | COLVIL_7_PL1X2 | PGAE | N | Y | GEN | COLVIL_7_PL1X2 | nan | NCPA | HYDRO | 2019M06 | NP15 | COLVIL_7_PL1X2
CISO | COLLIERVILLE HYDRO UNIT 1 | Non-Participating | 12/31/1898 | WATER | 126.5 | 126.5 | 1 | NCPA (MSS Agreement - S14) | COLVIL_7_PL1X2 |  | N | Y | GEN | COLVIL_7_UNIT 1 | nan |  | HYDRO | 2019M06 | NP15 | COLVIL_7_PL1X2
IID | ColGreen North Shore | Participating Unit | 2018-12-31 | SUN | 74.8 | 74.8 | 1 | MIR2 |  | SCE | N | N | TG | COLGNS_2_CNSSR1 | nan | SCE | PHOTO VOLTAIC | 2019M06 | SP15 | COLGNS_2_CNSSR1
CISO | Colgate Powerhouse Unit 2 | Participating Unit | 1969-01-01 | WATER | 175.7 | 175.67 | 1 | Yuba County Water Agency |  | PGAE | N | N | GEN | COLGAT_7_UNIT 2 | nan | PGAE | HYDRO | 2019M06 | NP15 | COLGAT_7_UNIT 2
CISO | Colgate Powerhouse Unit 1 | Participating Unit | 1969-01-01 | WATER | 176.7 | 176.72 | 1 | Yuba County Water Agency |  | PGAE | N | N | GEN | COLGAT_7_UNIT 1 | nan | PGAE | HYDRO | 2019M06 | NP15 | COLGAT_7_UNIT 1
CISO | Coleman | Participating Unit | 1979-01-01 | WATER | 13 | 13 | 1 | Pacific Gas & Electric Company |  | PGAE | N | N | GEN | COLEMN_2_UNIT | nan | PGAE | HYDRO | 2019M06 | NP15 | COLEMN_2_UNIT
CISO | Cole Grade | Participating Unit | 2016-12-07 | SUN | 2.4 | 2.33 | 1 | NLP Valley Center Solar, LLC |  | SDGE | N | N | GEN | VLCNTR_6_VCSLR | nan | SDGE | PHOTO VOLTAIC | 2019M06 | SP15 | VLCNTR_6_VCSLR
CISO | Cold Canyon | Participating Unit | 2013-07-18 | BIOGAS | 5 | 1.5 | 1 | Toro Energy of California SLO |  | PGAE | N | N | GEN | SANLOB_1_LNDFIL | nan | PGAE | RECIPROCATING ENGINE | 2019M06 | ZP26 | SANLOB_1_LNDFIL
CISO | CMS2 | Participating Unit | 2012-06-27 | SUN | 155 | 155 | 1 | Copper Mountain Solar 2, LLC |  | SCE | N | N | GEN | COPMT2_2_SOLAR2 | nan | SCE | PHOTO VOLTAIC | 2019M06 | SP15 | COPMT2_2_SOLAR2
CISO | Cloverdale Solar I | Participating Unit | 2014-06-26 | SUN | 1.5 | 1.5 | 1 | Cloverdale Solar I Project (FSEC 1) |  | PGAE | N | N | GEN | CLOVDL_1_SOLAR | nan | PGAE | PHOTO VOLTAIC | 2019M06 | NP15 | CLOVDL_1_SOLAR
CISO | Clover Flat Land Fill Gas | Participating Unit | 2014-06-25 | BIOGAS | 0.9 | 0.85 | 1 | Vista Corporation |  | PGAE | N | N | GEN | CSTOGA_6_LNDFIL | nan | PGAE | RECIPROCATING ENGINE | 2019M06 | NP15 | CSTOGA_6_LNDFIL
CISO | Clover Creek | Participating Unit | 2016-05-06 | WATER | 1 | 0.99 | 1 | Hydro Partners |  | PGAE | Y | N | GEN | CLOVER_2_UNIT | nan | PGAE | HYDRO | 2019M06 | NP15 | CLOVER_2_UNIT
CISO | Clearwater Power Plant | Participating Unit | 2005-02-28 | NATURAL GAS | #Error | 28 | 1 | City of Riverside (MSSA) | CORONS_6_CLRWTR | SCE | N | Y | GEN | CORONS_6_CLRWTR | nan | RVSD | COMBINED CYCLE | 2019M06 | SP15 | CORONS_6_CLRWTR
CISO | CLEAR LAKE UNIT 1 | Participating Unit | 1985-09-07 | WATER | 3.8 | 3.75 | 1 | Pacific Gas & Electric Company |  | PGAE | Y | N | GEN | HILAND_7_YOLOWD | nan | PGAE | HYDRO | 2019M06 | NP15 | HILAND_7_YOLOWD
CISO | City of Sunnyvale Unit 1 and 2 | Participating Unit | 1999-01-01 | NATURAL GAS | 1.6 | 0.3 | 1 | City of Sunnyvale |  | PGAE | N | N | GEN | LAWRNC_7_SUNYVL | nan | PGAE | RECIPROCATING ENGINE | 2019M06 | NP15 | LAWRNC_7_SUNYVL
CISO | Citizen Solar B | Participating Unit | 2015-12-11 | SUN | 5 | 5 | 1 | Citizen Solar B LLC |  | PGAE | N | N | GEN | MNDOTA_1_SOLAR2 | nan | PGAE | PHOTO VOLTAIC | 2019M06 | NP15 | MNDOTA_1_SOLAR2
CISO | CID Solar | Participating Unit | 2015-01-09 | SUN | 20 | 20 | 1 | CID Solar, LLC |  | PGAE | N | N | GEN | CORCAN_1_SOLAR1 | nan | PGAE | PHOTO VOLTAIC | 2019M06 | NP15 | CORCAN_1_SOLAR1
CISO | Chula Vista Energy Center, LLC | Participating Unit | 2006-06-08 | NATURAL GAS | 40 | 35.5 | 1 | Chula Vista Energy Center, LLC |  | SDGE | N | N | GEN | OTAY_6_PL1X2 | nan | SDGE | COMBUSTION TURBINE | 2019M06 | SP15 | OTAY_6_PL1X2
CISO | Chow II Biomass to Energy | Participating Unit | 2008-05-08 | BIOMASS | 12.5 | 10.8 | 1 | Global Ampersand LLC |  | PGAE | N | N | GEN | CHWCHL_1_BIOMAS | nan | PGAE | STEAM | 2019M06 | NP15 | CHWCHL_1_BIOMAS
CISO | CHOW 2 PEAKER PLANT | Participating Unit | 2001-06-13 | NATURAL GAS | 48.6 | 48.6 | 1 | California Power Holdings, LLC |  | PGAE | N | N | GEN | CHWCHL_1_UNIT | nan | PGAE | RECIPROCATING ENGINE | 2019M06 | NP15 | CHWCHL_1_UNIT
CISO | Chiquita Canyon Landfill Fac | Participating Unit | 2010-11-23 | BIOGAS | 9.2 | 8 | 1 | Ameresco Chiquita Energy, LLC |  | SCE | Y | N | GEN | SAUGUS_7_CHIQCN | nan | SCE | COMBUSTION TURBINE | 2019M06 | SP15 | SAUGUS_7_CHIQCN
CISO | Chino RT Solar 1 | Participating Unit | 2009-12-01 | SUN | 2 | 1 | 1 | Southern California Edison |  | SCE | N | N | GEN | CHINO_2_SOLAR | nan | SCE | PHOTO VOLTAIC | 2019M06 | SP15 | CHINO_2_SOLAR
CISO | CHINO QFS | Participating Unit | 1987-01-01 | OTHER | 21.8 | 0.58 | 1 | Southern California Edison Company |  | SCE | Y | N | GEN | CHINO_2_QF | nan | SCE | OTHER | 2019M06 | SP15 | CHINO_2_QF
CISO | Chino Co-Generation | Participating Unit | 2018-06-27 | NATURAL GAS | 31.6 | 26 | 1 | O.L.S. Energy - Chino |  | SCE | Y | N | GEN | CHINO_6_CIMGEN | nan | SCE | COMBINED CYCLE | 2019M06 | SP15 | CHINO_6_CIMGEN
CISO | Chili Bar Hydro | Participating Unit | 1965-01-01 | WATER | 8.4 | 8.4 | 1 | Pacific Gas & Electric Company |  | PGAE | N | N | GEN | PLACVL_1_CHILIB | nan | PGAE | HYDRO | 2019M06 | NP15 | PLACVL_1_CHILIB
CISO | Chicago Park Powerhouse | Participating Unit | 1965-01-01 | WATER | 42 | 42 | 1 | Nevada Irrigation District |  | PGAE | N | N | GEN | CHICPK_7_UNIT 1 | nan | PGAE | HYDRO | 2019M06 | NP15 | CHICPK_7_UNIT 1
CISO | CHEVRON USA (TAFT/CADET) | Participating Unit | 1982-07-26 | NATURAL GAS | 11.5 | 11.5 | 1 | Pacific Gas & Electric Company |  | PGAE | Y | N | GEN | CHEVCD_6_UNIT | nan | PGAE | COMBUSTION TURBINE | 2019M06 | ZP26 | CHEVCD_6_UNIT
CISO | CHEVRON USA (EASTRIDGE) | Participating Unit | 1988-06-13 | NATURAL GAS | 56.2 | 48.8 | 1 | Pacific Gas & Electric Company |  | PGAE | Y | N | GEN | DISCOV_1_CHEVRN | nan | PGAE | COMBUSTION TURBINE | 2019M06 | ZP26 | DISCOV_1_CHEVRN
CISO | CHEVRON USA (CYMRIC) | Participating Unit | 1982-10-15 | NATURAL GAS | 24.3 | 24.3 | 1 | Pacific Gas & Electric Company |  | PGAE | Y | N | GEN | CHEVCY_1_UNIT | nan | PGAE | COMBUSTION TURBINE | 2019M06 | ZP26 | CHEVCY_1_UNIT
CISO | CHEVRON USA (COALINGA) | Participating Unit | 1986-01-17 | NATURAL GAS | 19 | 16.5 | 1 | Pacific Gas & Electric Company |  | PGAE | Y | N | GEN | CHEVCO_6_UNIT 1 | nan | PGAE | COMBUSTION TURBINE | 2019M06 | ZP26 | CHEVCO_6_UNIT 1
CISO | CHEVRON U.S.A. UNITS 1 & 2 AGGREGATE | Participating Unit | 1987-12-29 | OTHER | 170.7 | 124.87 | 1 | Chevron U.S.A. Inc. (Chevron CIC) |  | SCE | Y | N | GEN | CHEVMN_2_UNITS | nan | SCE |  | 2019M06 | SP15 | CHEVMN_2_UNITS
CISO | Chevron Richmond Refinery | Participating Unit | 1992-08-31 | NATURAL GAS | #Error | 56.2 | 1 | Chevron Products Company | STOILS_1_UNITS | PGAE | Y | Y | GEN | STOILS_1_UNITS | nan | PGAE | COMBUSTION TURBINE | 2019M06 | NP15 | STOILS_1_UNITS
CISO | Chevron 8.5 | Participating Unit | 2017-12-21 | SUN | 8.5 | 8.5 | 1 | MCE Solar One, LLC |  | PGAE | N | N | GEN | RICHMN_1_CHVSR2 | nan | PGAE | PHOTO VOLTAIC | 2019M06 | NP15 | RICHMN_1_CHVSR2
CISO | Chevron 2 | Participating Unit | 2017-12-21 | SUN | 2 | 2 | 1 | MCE Solar One, LLC |  | PGAE | N | N | GEN | RICHMN_1_SOLAR | nan | PGAE | PHOTO VOLTAIC | 2019M06 | NP15 | RICHMN_1_SOLAR
CISO | Channel Islands Power | Participating Unit | 2018-04-26 | NATURAL GAS | 28 | 27.5 | 1 | CSU Channel Islands Site Authority |  | SCE | N | N | GEN | SNCLRA_2_UNIT | nan | SCE | COMBINED CYCLE | 2019M06 | SP15 | SNCLRA_2_UNIT
CISO | Champagne | Participating Unit | 2013-12-20 | SUN | 1.5 | 1 | 1 | California PV Energy, LLC |  | SCE | N | N | GEN | ETIWND_2_CHMPNE | nan | SCE | PHOTO VOLTAIC | 2019M06 | SP15 | ETIWND_2_CHMPNE
CISO | CHALK CLIFF LIMITED | Participating Unit | 1990-03-20 | NATURAL GAS | 55.1 | 48.67 | 1 | Chalk Cliff Limited |  | PGAE | N | N | GEN | CHALK_1_UNIT | nan | PGAE | COMBUSTION TURBINE | 2019M06 | ZP26 | CHALK_1_UNIT
CISO | Ces Dairy Biogas | Participating Unit | 2018-02-02 | BIOGAS | 1 | 1 | 1 | ABEC #4 LLC |  | PGAE | N | N | GEN | OLDRIV_6_CESDBM | nan | PGAE | RECIPROCATING ENGINE | 2019M06 | ZP26 | OLDRIV_6_CESDBM
CISO | CENTURY GENERATING PLANT (AGGREGATE) | Participating Unit | 2001-09-17 | NATURAL GAS | #Error | 41.4 | 1 | Colton Power, LP | CENTRY_6_PL1X4 | SCE | N | Y | GEN | CENTRY_6_PL1X4 | nan | SCE | COMBUSTION TURBINE | 2019M06 | SP15 | CENTRY_6_PL1X4
CISO | CENTURY GEN 4 | Non-Participating | 12/31/1898 | NATURAL GAS | 10.8 | 10.8 | 1 | Colton Power, LP | CENTRY_6_PL1X4 |  | N | Y | GEN | CENTRY_6_GEN 4 | nan |  | COMBUSTION TURBINE | 2019M06 | SP15 | CENTRY_6_PL1X4
CISO | CENTURY GEN 3 | Non-Participating | 12/31/1898 | NATURAL GAS | 10.8 | 10.8 | 1 | Colton Power, LP | CENTRY_6_PL1X4 |  | N | Y | GEN | CENTRY_6_GEN 3 | nan |  | COMBUSTION TURBINE | 2019M06 | SP15 | CENTRY_6_PL1X4
CISO | CENTURY GEN 2 | Non-Participating | 12/31/1898 | NATURAL GAS | 10.8 | 10.8 | 1 | Colton Power, LP | CENTRY_6_PL1X4 |  | N | Y | GEN | CENTRY_6_GEN 2 | nan |  | COMBUSTION TURBINE | 2019M06 | SP15 | CENTRY_6_PL1X4
CISO | CENTURY GEN 1 | Non-Participating | 12/31/1898 | NATURAL GAS | 10.8 | 10.8 | 1 | Colton Power, LP | CENTRY_6_PL1X4 |  | N | Y | GEN | CENTRY_6_GEN 1 | nan |  | COMBUSTION TURBINE | 2019M06 | SP15 | CENTRY_6_PL1X4
CISO | CENTRAL LA ROSITA II STEAM TURBINE | Non-Participating | 12/31/1898 | HEAT RECOVERY | 155 | 155 | 1 | Energia de Baja California, S. de R.L. de C.V. | LAROA2_2_UNITA1 |  | N | Y | GEN | LAROA2_2_STG 2C | nan |  | STEAM | 2019M06 | SP15 | LAROA2_2_UNITA1
CISO | CENTRAL LA ROSITA II COMBUSTION TURBINE | Non-Participating | 12/31/1898 | NATURAL GAS | 181.5 | 181.5 | 1 | Energia de Baja California, S. de R.L. de C.V. | LAROA2_2_UNITA1 |  | N | Y | GEN | LAROA2_2_CTG 2S | nan |  | COMBUSTION TURBINE | 2019M06 | SP15 | LAROA2_2_UNITA1
CISO | Central Antelope Dry Ranch C | Participating Unit | 2016-05-06 | SUN | 20 | 20 | 1 | Central Antelope Dry Ranch C, LLC |  | SCE | N | N | GEN | PLAINV_6_SOLARC | nan | SCE | PHOTO VOLTAIC | 2019M06 | SP15 | PLAINV_6_SOLARC
CISO | Central Antelope Dry Ranch B | Participating Unit | 2017-09-29 | SUN | 3 | 3 | 1 | Central Antelope Dry Ranch B LLC |  | SCE | N | N | GEN | DELSUR_6_BSOLAR | nan | SCE | PHOTO VOLTAIC | 2019M06 | SP15 | DELSUR_6_BSOLAR
CISO | Centinels Solar Energy 2 | Participating Unit | 2014-08-15 | SUN | 47 | 45.6 | 1 | Centinela Solar Energy, LLC |  | SDGE | N | N | GEN | CNTNLA_2_SOLAR2 | nan | SDGE | PHOTO VOLTAIC | 2019M06 | SP15 | CNTNLA_2_SOLAR2
CISO | Centinela Solar Energy I | Participating Unit | 2013-10-16 | SUN | 127 | 125 | 1 | Centinela Solar Energy, LLC |  | SDGE | N | N | GEN | CNTNLA_2_SOLAR1 | nan | SDGE | PHOTO VOLTAIC | 2019M06 | SP15 | CNTNLA_2_SOLAR1
CISO | Centerville | Participating Unit | 12/31/1898 | WATER | 6.4 | 6.4 | 1 | Pacific Gas & Electric Company |  | PGAE | N | N | GEN | CNTRVL_6_UNIT | nan | PGAE | HYDRO | 2019M06 | NP15 | CNTRVL_6_UNIT
CISO | Center Peaker | Participating Unit | 2007-09-20 | NATURAL GAS | 59 | 47.11 | 1 | Southern California Edison Company |  | SCE | N | N | GEN | CENTER_6_PEAKER | nan | SCE | COMBUSTION TURBINE | 2019M06 | SP15 | CENTER_6_PEAKER
CISO | CELLC 7.5 MW Tehachapi Project | Participating Unit | 1983-12-01 | WIND | 7.5 | 7.5 | 1 | Coram Energy, LLC |  | SCE | N | N | GEN | MIDWD_7_CORAMB | nan | SCE | WIND | 2019M06 | SP15 | MIDWD_7_CORAMB
CISO | CDWR07_2_GEN | Participating Unit | 12/31/1898 | WATER | #Error | 456 | 1 | CDWR | CDWR07_2_GEN | PGAE | N | Y | GEN | CDWR07_2_GEN | nan | CWRP | PUMP | 2019M06 | NP15 | CDWR07_2_GEN
CISO | CCSF Hetch_Hetchy Hydro Aggregate | Participating Unit | 2006-07-01 | WATER | #Error | 405 | 1 | City & County of San Francisco | INTKEP_2_UNITS | PGAE | N | Y | GEN | INTKEP_2_UNITS | nan | PGAE | HYDRO | 2019M06 | NP15 | INTKEP_2_UNITS
CISO | CC Power Block 2 STG5 | Non-Participating | 12/31/1898 | NATURAL GAS | 92 | 92 | 1 | Pastoria Energy Facility | LEBECS_2_UNITS |  | N | Y | GEN | LEBECS_7_STG5 | nan |  | STEAM | 2019M06 | SP15 | LEBECS_2_UNITS
CISO | CC Power Block 2 CTG4 | Non-Participating | 12/31/1898 | NATURAL GAS | 198.9 | 198.9 | 1 | Pastoria Energy Facility | LEBECS_2_UNITS |  | N | Y | GEN | LEBECS_7_CTG4 | nan |  | COMBUSTION TURBINE | 2019M06 | SP15 | LEBECS_2_UNITS
CISO | CC Power Block 1 STG3 | Non-Participating | 12/31/1898 | NATURAL GAS | 184 | 184 | 1 | Pastoria Energy Facility | LEBECS_2_UNITS |  | N | Y | GEN | LEBECS_7_STG3 | nan |  | STEAM | 2019M06 | SP15 | LEBECS_2_UNITS
CISO | CC Power Block 1 CTG2 | Non-Participating | 12/31/1898 | NATURAL GAS | 198.9 | 198.9 | 1 | Pastoria Energy Facility | LEBECS_2_UNITS |  | N | Y | GEN | LEBECS_7_CTG2 | nan |  | COMBUSTION TURBINE | 2019M06 | SP15 | LEBECS_2_UNITS
CISO | CC Power Block 1 CTG1 | Non-Participating | 12/31/1898 | NATURAL GAS | 198.9 | 198.9 | 1 | Pastoria Energy Facility | LEBECS_2_UNITS |  | N | Y | GEN | LEBECS_7_CTG1 | nan |  | COMBUSTION TURBINE | 2019M06 | SP15 | LEBECS_2_UNITS
CISO | Catalina Solar 2 | Participating Unit | 2015-07-22 | SUN | 18 | 18 | 1 | Catalina Solar 2, LLC |  | SCE | Y | N | GEN | CATLNA_2_SOLAR2 | nan | SCE | PHOTO VOLTAIC | 2019M06 | SP15 | CATLNA_2_SOLAR2
CISO | Catalina Solar - Phases 1 and 2 | Participating Unit | 2013-02-15 | SUN | 110 | 110 | 1 | Catalina Solar, LLC |  | SCE | N | N | GEN | CATLNA_2_SOLAR | nan | SCE | PHOTO VOLTAIC | 2019M06 | SP15 | CATLNA_2_SOLAR
CISO | Castroville QF Aggregate | Participating Unit | 2006-06-01 | OTHER | 11 | 2 | 1 | Pacific Gas & Electric Company |  | PGAE | Y | N | GEN | CSTRVL_7_QFUNTS | nan | PGAE | OTHER | 2019M06 | NP15 | CSTRVL_7_QFUNTS
CISO | Castor | Participating Unit | 2016-04-02 | SUN | 1.5 | 1.5 | 1 | Green Light FIT 1, LLC |  | PGAE | N | N | GEN | TX-ELK_6_SOLAR1 | nan | PGAE | PHOTO VOLTAIC | 2019M06 | ZP26 | TX-ELK_6_SOLAR1
CISO | Cascade Solar | Participating Unit | 2013-11-30 | SUN | 18.5 | 18.5 | 1 | Cascade Solar, LLC |  | SCE | N | N | GEN | DEVERS_1_SOLAR | nan | SCE | PHOTO VOLTAIC | 2019M06 | SP15 | DEVERS_1_SOLAR
CISO | Carlsbad 2 | Participating Unit | 2018-11-20 | NATURAL GAS | 105.5 | 105.5 | 1 | Carlsbad Energy Center LLC |  | SDGE | N | N | GEN | CARLS2_1_CARCT1 | nan | SDGE | COMBUSTION TURBINE | 2019M06 | SP15 | CARLS2_1_CARCT1
CISO | Carlsbad 1 | Participating Unit | 2018-11-19 | NATURAL GAS | #Error | 422 | 1 | Carlsbad Energy Center LLC | CARLS1_2_CARCT1 | SDGE | N | Y | GEN | CARLS1_2_CARCT1 | nan | SDGE | COMBUSTION TURBINE | 2019M06 | SP15 | CARLS1_2_CARCT1
CISO | CARLS1_2_CTG9 | Non-Participating | 12/31/1898 | NATURAL GAS | 105.5 | 105.5 | 1 | San Diego Gas & Electric | CARLS1_2_CARCT1 |  | N | Y | GEN | CARLS1_2_CTG9 | nan |  | COMBUSTION TURBINE | 2019M06 | SP15 | CARLS1_2_CARCT1
CISO | CARLS1_2_CTG8 | Non-Participating | 12/31/1898 | NATURAL GAS | 105.5 | 105.5 | 1 | San Diego Gas & Electric | CARLS1_2_CARCT1 |  | N | Y | GEN | CARLS1_2_CTG8 | nan |  | COMBUSTION TURBINE | 2019M06 | SP15 | CARLS1_2_CARCT1
CISO | CARLS1_2_CTG7 | Non-Participating | 12/31/1898 | NATURAL GAS | 105.5 | 105.5 | 1 | San Diego Gas & Electric | CARLS1_2_CARCT1 |  | N | Y | GEN | CARLS1_2_CTG7 | nan |  | COMBUSTION TURBINE | 2019M06 | SP15 | CARLS1_2_CARCT1
CISO | CARLS1_2_CTG6 | Non-Participating | 12/31/1898 | NATURAL GAS | 105.5 | 105.5 | 1 | San Diego Gas & Electric | CARLS1_2_CARCT1 |  | N | Y | GEN | CARLS1_2_CTG6 | nan |  | COMBUSTION TURBINE | 2019M06 | SP15 | CARLS1_2_CARCT1
CISO | Caribou PH 2 Unit 5 | Non-Participating | 12/31/1898 | WATER | 61 | 61 | 1 | Pacific Gas & Electric Company | CARBOU_7_PL4X5 |  | N | Y | GEN | CARBOU_7_UNIT 5 | nan |  | HYDRO | 2019M06 | NP15 | CARBOU_7_PL4X5
CISO | CARIBOU PH 2 UNIT 4 & 5 AGGREGATE | Participating Unit | 1958-01-01 | WATER | #Error | 120 | 1 | Pacific Gas & Electric Company | CARBOU_7_PL4X5 | PGAE | N | Y | GEN | CARBOU_7_PL4X5 | nan | PGAE | HYDRO | 2019M06 | NP15 | CARBOU_7_PL4X5
CISO | Caribou PH 2 Unit 4 | Non-Participating | 12/31/1898 | WATER | 61 | 61 | 1 | Pacific Gas & Electric Company | CARBOU_7_PL4X5 |  | N | Y | GEN | CARBOU_7_UNIT 4 | nan |  | HYDRO | 2019M06 | NP15 | CARBOU_7_PL4X5
CISO | CARIBOU PH 1 UNIT 3 | Non-Participating | 12/31/1898 | WATER | 25 | 25 | 1 | Pacific Gas & Electric Company | CARBOU_7_PL2X3 |  | N | Y | GEN | CARBOU_7_UNIT 3 | nan |  | HYDRO | 2019M06 | NP15 | CARBOU_7_PL2X3
CISO | CARIBOU PH 1 UNIT 2 & 3 AGGREGATE | Participating Unit | 1921-01-01 | WATER | #Error | 49 | 1 | Pacific Gas & Electric Company | CARBOU_7_PL2X3 | PGAE | N | Y | GEN | CARBOU_7_PL2X3 | nan | PGAE | HYDRO | 2019M06 | NP15 | CARBOU_7_PL2X3
CISO | CARIBOU PH 1 UNIT 2 | Non-Participating | 12/31/1898 | WATER | 25 | 25 | 1 | Pacific Gas & Electric Company | CARBOU_7_PL2X3 |  | N | Y | GEN | CARBOU_7_UNIT 2 | nan |  | HYDRO | 2019M06 | NP15 | CARBOU_7_PL2X3
CISO | CARIBOU PH 1 UNIT 1 | Participating Unit | 1921-01-01 | WATER | 24 | 24 | 1 | Pacific Gas & Electric Company |  | PGAE | N | N | GEN | CARBOU_7_UNIT 1 | nan | PGAE | HYDRO | 2019M06 | NP15 | CARBOU_7_UNIT 1
CISO | CANYON POWER PLANT UNIT 4 | Participating Unit | 2011-07-30 | NATURAL GAS | 71.2 | 49.4 | 1 | City of Anaheim (MSS Agreement - S14) |  | SCE | N | N | GEN | ANAHM_2_CANYN4 | nan | ANHM | COMBUSTION TURBINE | 2019M06 | SP15 | ANAHM_2_CANYN4
CISO | CANYON POWER PLANT UNIT 3 | Participating Unit | 2011-07-30 | NATURAL GAS | 71.2 | 49.4 | 1 | City of Anaheim (MSS Agreement - S14) |  | SCE | N | N | GEN | ANAHM_2_CANYN3 | nan | ANHM | COMBUSTION TURBINE | 2019M06 | SP15 | ANAHM_2_CANYN3
CISO | CANYON POWER PLANT UNIT 2 | Participating Unit | 2011-09-16 | NATURAL GAS | 71.2 | 49.4 | 1 | City of Anaheim (MSS Agreement - S14) |  | SCE | N | N | GEN | ANAHM_2_CANYN2 | nan | ANHM | COMBUSTION TURBINE | 2019M06 | SP15 | ANAHM_2_CANYN2
CISO | CANYON POWER PLANT UNIT 1 | Participating Unit | 2011-09-16 | NATURAL GAS | 71.2 | 49.4 | 1 | City of Anaheim (MSS Agreement - S14) |  | SCE | N | N | GEN | ANAHM_2_CANYN1 | nan | ANHM | COMBUSTION TURBINE | 2019M06 | SP15 | ANAHM_2_CANYN1
CISO | Cantua Solar Station | Participating Unit | 2012-07-25 | SUN | 20 | 20 | 1 | Pacific Gas & Electric Company |  | PGAE | N | N | GEN | CANTUA_1_SOLAR | nan | PGAE | PHOTO VOLTAIC | 2019M06 | NP15 | CANTUA_1_SOLAR
CISO | Canal Creek Powerhouse | Participating Unit | 1983-01-01 | WATER | 0.9 | 0.9 | 1 | Merced Irrigation District |  | PGAE | N | N | GEN | CURTIS_1_CANLCK | nan | PGAE | HYDRO | 2019M06 | NP15 | CURTIS_1_CANLCK
CISO | Campo Verde Solar | Participating Unit | 2013-10-22 | SUN | 147 | 139 | 1 | Campo Verde Solar, LLC |  | SDGE | N | N | GEN | CPVERD_2_SOLAR | nan | SDGE | PHOTO VOLTAIC | 2019M06 | SP15 | CPVERD_2_SOLAR
CISO | CAMP FAR WEST HYDRO | Participating Unit | 1985-01-01 | WATER | 7.9 | 8 | 1 | SMUD |  | PGAE | N | N | GEN | CAMPFW_7_FARWST | nan | PGAE | HYDRO | 2019M06 | NP15 | CAMPFW_7_FARWST
CISO | Cameron Ridge 2 | Participating Unit | 2016-01-15 | WIND | 11.9 | 11.9 | 1 | Cameron Ridge II, LLC |  | SCE | N | N | GEN | FLOWD_2_WIND1 | nan | SCE | WIND | 2019M06 | SP15 | FLOWD_2_WIND1
CISO | Cameron Ridge | Participating Unit | 2014-12-10 | WIND | 47.1 | 47.1 | 1 | Cameron Ridge, LLC |  | SCE | N | N | GEN | ENWIND_2_WIND1 | nan | SCE | WIND | 2019M06 | SP15 | ENWIND_2_WIND1
CISO | Camelot | Participating Unit | 2014-12-11 | SUN | 45 | 45 | 1 | RE Camelot, LLC |  | SCE | N | N | GEN | CAMLOT_2_SOLAR1 | nan | SCE | PHOTO VOLTAIC | 2019M06 | SP15 | CAMLOT_2_SOLAR1
CISO | CAMANCHE UNITS 1, 2 & 3 AGGREGATE | Participating Unit | 1983-01-01 | WATER | #Error | 9.99 | 1 | East Bay Municipal Utility District | CAMCHE_1_PL1X3 | PGAE | Y | Y | GEN | CAMCHE_1_PL1X3 | nan | PGAE | HYDRO | 2019M06 | NP15 | CAMCHE_1_PL1X3
CISO | Camanche 3 | Non-Participating | 12/31/1898 | WATER | 3.7 | 3.7 | 1 | East Bay Municipal Utility District | CAMCHE_1_PL1X3 |  | N | Y | GEN | CAMCHE_1_UNIT 3 | nan |  | HYDRO | 2019M06 | NP15 | CAMCHE_1_PL1X3
CISO | Camanche 2 | Non-Participating | 12/31/1898 | WATER | 3.3 | 3.3 | 1 | East Bay Municipal Utility District | CAMCHE_1_PL1X3 |  | N | Y | GEN | CAMCHE_1_UNIT 2 | nan |  | HYDRO | 2019M06 | NP15 | CAMCHE_1_PL1X3
CISO | Camanche 1 | Non-Participating | 12/31/1898 | WATER | 3.3 | 3.3 | 1 | East Bay Municipal Utility District | CAMCHE_1_PL1X3 |  | N | Y | GEN | CAMCHE_1_UNIT 1 | nan |  | HYDRO | 2019M06 | NP15 | CAMCHE_1_PL1X3
CISO | CalRENEW - 1(A) | Participating Unit | 2010-04-30 | SUN | 5 | 5 | 1 | CalRENEW-1, LLC |  | PGAE | N | N | GEN | MENBIO_6_RENEW1 | nan | PGAE | PHOTO VOLTAIC | 2019M06 | NP15 | MENBIO_6_RENEW1
CISO | CalPeak Power Vaca Dixon Unit 1 | Participating Unit | 2002-06-21 | NATURAL GAS | 57 | 50.61 | 1 | CalPeak Power - Vaca-Dixon LLC |  | PGAE | N | N | GEN | VACADX_1_UNITA1 | nan | PGAE | COMBUSTION TURBINE | 2019M06 | NP15 | VACADX_1_UNITA1
CISO | CalPeak Power Panoche Unit 1 | Participating Unit | 2001-12-27 | NATURAL GAS | 57 | 52.01 | 1 | CalPeak Power - Panoche LLC |  | PGAE | N | N | GEN | PNOCHE_1_UNITA1 | nan | PGAE | COMBUSTION TURBINE | 2019M06 | NP15 | PNOCHE_1_UNITA1
CISO | CalPeak Power Enterprise Unit 1 | Participating Unit | 2001-10-23 | NATURAL GAS | 52 | 48.04 | 1 | CalPeak Power - Enterprise LLC |  | SDGE | N | N | GEN | ESCNDO_6_UNITB1 | nan | SDGE | COMBUSTION TURBINE | 2019M06 | SP15 | ESCNDO_6_UNITB1
CISO | CalPeak Power Border Unit 1 | Participating Unit | 2001-10-26 | NATURAL GAS | 52 | 51.25 | 1 | CalPeak Power - Border LLC |  | SDGE | N | N | GEN | BORDER_6_UNITA1 | nan | SDGE | COMBUSTION TURBINE | 2019M06 | SP15 | BORDER_6_UNITA1
IID | Calipatria Solar Farm | Participating Unit | 2016-02-12 | SUN | 20 | 19.9 | 1 | IVLY2 |  | SDGE | N | N | TG | CALPSS_6_SOLAR1 | nan | SDGE | PHOTO VOLTAIC | 2019M06 | SP15 | CALPSS_6_SOLAR1
CISO | California Valley Solar Ranch-Phase B | Participating Unit | 2013-01-01 | SUN | 40 | 40 | 1 | High Plains Ranch II, LLC |  | PGAE | N | N | GEN | CAVLSR_2_BSOLAR | nan | PGAE | PHOTO VOLTAIC | 2019M06 | ZP26 | CAVLSR_2_BSOLAR
CISO | California Valley Solar Ranch-Phase A | Participating Unit | 2013-11-01 | SUN | 210 | 210 | 1 | High Plains Ranch II, LLC |  | PGAE | N | N | GEN | CAVLSR_2_RSOLAR | nan | PGAE | PHOTO VOLTAIC | 2019M06 | ZP26 | CAVLSR_2_RSOLAR
CISO | California Flats Solar South | Participating Unit | 2019-03-05 | SUN | 150 | 150 | 1 | CA Flats Solar 150, LLC |  | PGAE | N | N | GEN | CALFTS_2_CFSSR1 | nan | PGAE | PHOTO VOLTAIC | 2019M06 | NP15 | CALFTS_2_CFSSR1
CISO | California Flats North | Participating Unit | 2017-11-29 | SUN | 130 | 130 | 1 | CA Flats Solar 130, LLC |  | PGAE | N | N | GEN | CALFTN_2_SOLAR | nan | PGAE | PHOTO VOLTAIC | 2019M06 | ZP26 | CALFTN_2_SOLAR
CISO | Caliente Solar 2 | Participating Unit | 2018-05-18 | SUN | 1 | 0.91 | 1 | Caliente II Solar, LLC |  | SCE | N | N | GEN | DEVERS_2_CS2SR4 | nan | SCE | PHOTO VOLTAIC | 2019M06 | SP15 | DEVERS_2_CS2SR4
CISO | CALGREN-PIXLEY | Participating Unit | 2016-06-30 | NATURAL GAS | 11.2 | 5 | 1 | GFP Ethanol LLC |  | SCE | N | N | GEN | VESTAL_2_UNIT1 | nan | SCE | COMBUSTION TURBINE | 2019M06 | SP15 | VESTAL_2_UNIT1
CISO | CALGEN_1_UNIT 3 | Non-Participating | 12/31/1898 |  | 32.2 | 32.2 | 1 |  | CALGEN_1_UNITS |  |  | Y | GEN | CALGEN_1_UNIT 3 | nan |  |  | 2019M06 | SP15 | CALGEN_1_UNITS
CISO | CALGEN_1_UNIT 2 | Non-Participating | 12/31/1898 |  | 32.2 | 32.2 | 1 |  | CALGEN_1_UNITS |  |  | Y | GEN | CALGEN_1_UNIT 2 | nan |  |  | 2019M06 | SP15 | CALGEN_1_UNITS
CISO | CALGEN_1_UNIT 1 | Non-Participating | 12/31/1898 |  | 32.2 | 32.2 | 1 |  | CALGEN_1_UNITS |  |  | Y | GEN | CALGEN_1_UNIT 1 | nan |  |  | 2019M06 | SP15 | CALGEN_1_UNITS
CISO | Calabasas Gas-to-Energy Facility | Participating Unit | 2010-09-20 | BIOGAS | 13.8 | 6.96 | 1 | County Sanitation District No.2 of Los Angeles County |  | SCE | Y | N | GEN | MOORPK_2_CALABS | nan | SCE | COMBUSTION TURBINE | 2019M06 | SP15 | MOORPK_2_CALABS
CISO | Cabazon Wind Project | Participating Unit | 2002-08-31 | WIND | 41 | 41 | 1 | Cabazon Wind Partners, LLC |  | SCE | N | N | GEN | CABZON_1_WINDA1 | nan | SCE | WIND | 2019M06 | SP15 | CABZON_1_WINDA1
CISO | BUTT VALLEY HYDRO | Participating Unit | 1958-01-01 | WATER | 41 | 39.5 | 1 | Pacific Gas & Electric Company |  | PGAE | N | N | GEN | BUTTVL_7_UNIT 1 | nan | PGAE | HYDRO | 2019M06 | NP15 | BUTTVL_7_UNIT 1
CISO | Burney Forest Power | Participating Unit | 2018-08-17 | BIOMASS | 35.7 | 31 | 1 | Burney Forest Products |  | PGAE | Y | N | GEN | BURNYF_2_UNIT 1 | nan | PGAE | STEAM | 2019M06 | NP15 | BURNYF_2_UNIT 1
CISO | Burney Biomass | Participating Unit | 1986-01-01 | BIOMASS | 22 | 22 | 1 | Sierra Pacific Industries |  | PGAE | Y | N | GEN | SPBURN_2_UNIT 1 | nan | PGAE | STEAM | 2019M06 | NP15 | SPBURN_2_UNIT 1
CISO | Burford Giffen | Participating Unit | 2017-06-16 | SUN | 20 | 20 | 1 | Giffen Solar Park LLC |  | PGAE | N | N | GEN | GIFENS_6_BUGSL1 | nan | PGAE | PHOTO VOLTAIC | 2019M06 | NP15 | GIFENS_6_BUGSL1
CISO | BUENVS_2_NSPIN | Non-Participating | 12/31/1898 | WATER | 104.4 | 104.4 | 1 | BUENVS_2_NSPIN | CDWR07_2_GEN |  | N | Y | GEN | BUENVS_2_NSPIN | nan |  | PUMP | 2019M06 | ZP26 | CDWR07_2_GEN
CISO | BUENA VISTA ENERGY, LLC | Participating Unit | 1983-12-24 | WIND | 36 | 38 | 1 | Buena Vista Energy, LLC |  | PGAE | N | N | GEN | WNDMAS_2_UNIT 1 | nan | PGAE | WIND | 2019M06 | NP15 | WNDMAS_2_UNIT 1
CISO | Bucks Creek Unit #2 | Non-Participating | 12/31/1898 | WATER | 32.5 | 32.5 | 1 | Pacific Gas & Electric Company | BUCKCK_7_PL1X2 |  | N | Y | GEN | BUCKCK_7_UNIT 2 | nan |  | HYDRO | 2019M06 | NP15 | BUCKCK_7_PL1X2
CISO | Bucks Creek Unit #1 | Non-Participating | 12/31/1898 | WATER | 33 | 33 | 1 | Pacific Gas & Electric Company | BUCKCK_7_PL1X2 |  | N | Y | GEN | BUCKCK_7_UNIT 1 | nan |  | HYDRO | 2019M06 | NP15 | BUCKCK_7_PL1X2
CISO | Brookfield Tehachapi 4 | Participating Unit | 2016-04-22 | WIND | 7.1 | 6.52 | 1 | Coram Tehachapi, L.P. |  | SCE | N | N | GEN | DTCHWD_2_BT4WND | nan | SCE | WIND | 2019M06 | SP15 | DTCHWD_2_BT4WND
CISO | Brookfield Tehachapi 3 | Participating Unit | 2016-04-22 | WIND | 4.5 | 4.5 | 1 | Coram Energy LLC |  | SCE | N | N | GEN | DTCHWD_2_BT3WND | nan | SCE | WIND | 2019M06 | SP15 | DTCHWD_2_BT3WND
AZPS | Broadview 2 | Participating Unit | 2017-01-27 | WIND | #Error | 167 | 1 | WILLOWBEACH |  | SCE | N | N | TG | BEJNLS_5_BV2SCEDYN | nan | SCE | WIND | 2019M06 | SP15 | BEJNLS_5_BV2SCEDYN
AZPS | Broadview 1 | Participating Unit | 2017-01-27 | WIND | #Error | 130 | 1 | WILLOWBEACH |  | SCE | N | N | TG | BEKWJS_5_BV1SCEDYN | nan | SCE | WIND | 2019M06 | SP15 | BEKWJS_5_BV1SCEDYN
CISO | BREEZE_6_QF | Non-Participating | 12/31/1898 |  | 8 | 8 | 1 |  | ANTLPE_2_QF |  |  | Y | GEN | BREEZE_6_QF | nan |  |  | 2019M06 | SP15 | ANTLPE_2_QF
CISO | Brea Power II | Participating Unit | 2012-11-01 | BIOGAS | 35.7 | 28.1 | 1 | Brea Power II LLC |  | SCE | N | N | GEN | OLINDA_2_LNDFL2 | nan | SCE | COMBINED CYCLE | 2019M06 | SP15 | OLINDA_2_LNDFL2
CISO | BP WILMINGTON CALCINER | Participating Unit | 1982-01-01 | HEAT RECOVERY | 35.8 | 30 | 1 | Tesoro Refining and Marketing Company LLC |  | SCE | Y | N | GEN | HINSON_6_CARBGN | nan | SCE | STEAM | 2019M06 | SP15 | HINSON_6_CARBGN
CISO | Bowerman Power | Participating Unit | 2016-04-12 | BIOGAS | 20 | 19.6 | 1 | Bowerman Power |  | SCE | N | N | GEN | SANTGO_2_LNDFL1 | nan | SCE | RECIPROCATING ENGINE | 2019M06 | SP15 | SANTGO_2_LNDFL1
CISO | Bottle Rock Geothermal | Participating Unit | 12/31/1898 | GEOTHERMAL | 55 | 10.01 | 1 | Bottle Rock Power |  | PGAE | N | N | GEN | GEYS17_2_BOTRCK | nan | PGAE | STEAM | 2019M06 | NP15 | GEYS17_2_BOTRCK
CISO | BOREL HYDRO UNITS 1-3 AGGREGATE | Participating Unit | 1904-01-01 | WATER | 12 | 11 | 1 | Southern California Edison Company |  | SCE | N | N | GEN | MONLTH_6_BOREL | nan | SCE | HYDRO | 2019M06 | SP15 | MONLTH_6_BOREL
CISO | Blythe STG | Non-Participating | 12/31/1898 | NATURAL GAS | 227 | 227 | 1 | Blythe Energy, LLC | BUCKBL_2_PL1X3 |  | N | Y | GEN | BUCKBL_2_STG10 | nan |  | STEAM | 2019M06 | SP15 | BUCKBL_2_PL1X3
CISO | Blythe Energy Center | Participating Unit | 2010-07-31 | NATURAL GAS | #Error | 493.63 | 1 | Blythe Energy Inc | BUCKBL_2_PL1X3 | SCE | N | Y | GEN | BUCKBL_2_PL1X3 | nan | SCE | COMBINED CYCLE | 2019M06 | SP15 | BUCKBL_2_PL1X3
CISO | Blythe CTG 12 | Non-Participating | 12/31/1898 | NATURAL GAS | 182 | 182 | 1 | Blythe Energy, LLC | BUCKBL_2_PL1X3 |  | N | Y | GEN | BUCKBL_2_CTG12 | nan |  | COMBUSTION TURBINE | 2019M06 | SP15 | BUCKBL_2_PL1X3
CISO | Blythe CTG 11 | Non-Participating | 12/31/1898 | NATURAL GAS | 182 | 182 | 1 | Blythe Energy, LLC | BUCKBL_2_PL1X3 |  | N | Y | GEN | BUCKBL_2_CTG11 | nan |  | COMBUSTION TURBINE | 2019M06 | SP15 | BUCKBL_2_PL1X3
CISO | Blue Lake Power | Participating Unit | 12/31/1898 | BIOMASS | 13.8 | 12 | 1 | Blue Lake Power, LLC |  | PGAE | Y | N | GEN | BLULKE_6_BLUELK | nan | PGAE | STEAM | 2019M06 | NP15 | BLULKE_6_BLUELK
CISO | BLM EAST Facility | Participating Unit | 1988-12-05 | GEOTHERMAL | #Error | 72 | 1 | Coso Operating Company, LLC | BLM_2_UNITS | SCE | N | Y | GEN | BLM_2_UNITS | nan | SCE | COMBUSTION TURBINE | 2019M06 | SP15 | BLM_2_UNITS
CISO | BLKCRK_2_SOLR1B | Non-Participating | 12/31/1898 | SUN | 125 | 125 | 1 | McCoy Solar, LLC | BLKCRK_2_SOLAR1 |  | N | Y | GEN | BLKCRK_2_SOLR1B | nan |  | PHOTO VOLTAIC | 2019M06 | SP15 | BLKCRK_2_SOLAR1
CISO | BLKCRK_2_SOLR1A | Non-Participating | 12/31/1898 | SUN | 125 | 125 | 1 | McCoy Solar, LLC | BLKCRK_2_SOLAR1 |  | N | Y | GEN | BLKCRK_2_SOLR1A | nan |  | PHOTO VOLTAIC | 2019M06 | SP15 | BLKCRK_2_SOLAR1
CISO | Blackwell Solar | Participating Unit | 2015-04-16 | SUN | 12 | 12 | 1 | Blackwell Solar, LLC |  | PGAE | N | N | GEN | BLCKWL_6_SOLAR1 | nan | PGAE | PHOTO VOLTAIC | 2019M06 | ZP26 | BLCKWL_6_SOLAR1
CISO | BlackSand Generating Facility | Participating Unit | 2000-06-01 | WASTE TO POWER | 8 | 8 | 1 | Bridge Energy LLC |  | SCE | Y | N | GEN | OLINDA_7_BLKSND | nan | SCE | COMBUSTION TURBINE | 2019M06 | SP15 | OLINDA_7_BLKSND
CISO | BLACK BUTTE HYDRO | Participating Unit | 1988-01-01 | WATER | 6.2 | 6.2 | 1 | City of Santa Clara DBA Silicon Valley Power (MSS Agreement - S14) |  | PGAE | N | N | GEN | BLCKBT_2_STONEY | nan | NCPA | HYDRO | 2019M06 | NP15 | BLCKBT_2_STONEY
CISO | BISHOP CREEK PLANT 3 AND 4 | Participating Unit | 1905-01-01 | WATER | 15.8 | 15.8 | 1 | Southern California Edison Company |  | SCE | N | N | GEN | BISHOP_1_UNITS | nan | SCE | HYDRO | 2019M06 | SP15 | BISHOP_1_UNITS
CISO | BISHOP CREEK PLANT 2 AND 6 | Participating Unit | 1908-01-01 | WATER | 13.4 | 13.4 | 1 | Southern California Edison Company |  | SCE | N | N | GEN | BISHOP_1_ALAMO | nan | SCE | HYDRO | 2019M06 | SP15 | BISHOP_1_ALAMO
BPAT | BIGLOW CANYON | Participating Unit | 12/31/1898 | WIND | #Error | 50 | 1 | MALIN500 |  | PGAE | N | N | TG | MALIN_5_INHRPG | nan | PGAE | WIND | 2019M06 | NP15 | MALIN_5_INHRPG
CISO | Big Sky Summer | Participating Unit | 2016-07-25 | SUN | 20 | 20 | 1 | Summer Solar LLC |  | SCE | N | N | GEN | BIGSKY_2_SOLAR3 | nan | SCE | PHOTO VOLTAIC | 2019M06 | SP15 | BIGSKY_2_SOLAR3
CISO | Big Sky Solar 8 | Participating Unit | 2017-12-08 | SUN | 20 | 20 | 1 | Bayshore Solar C, LLC |  | SCE | N | N | GEN | BIGSKY_2_BSKSR8 | nan | SCE | PHOTO VOLTAIC | 2019M06 | SP15 | BIGSKY_2_BSKSR8
CISO | Big Sky Solar 7 | Participating Unit | 2017-12-08 | SUN | 20 | 20 | 1 | Bayshore Solar B, LLC |  | SCE | N | N | GEN | BIGSKY_2_BSKSR7 | nan | SCE | PHOTO VOLTAIC | 2019M06 | SP15 | BIGSKY_2_BSKSR7
CISO | Big Sky Solar 6 | Participating Unit | 2017-12-08 | SUN | 20 | 20 | 1 | Bayshore Solar A, LLC |  | SCE |  | N | GEN | BIGSKY_2_BSKSR6 | nan | SCE | PHOTO VOLTAIC | 2019M06 | SP15 | BIGSKY_2_BSKSR6
CISO | Big Sky Solar 4 | Participating Unit | 2016-12-03 | SUN | 40 | 40 | 1 | Elevation Solar C LLC |  | SCE | N | N | GEN | BIGSKY_2_SOLAR2 | nan | SCE | PHOTO VOLTAIC | 2019M06 | SP15 | BIGSKY_2_SOLAR2
CISO | Big Sky Solar 2 | Participating Unit | 2016-11-30 | SUN | 5 | 5 | 1 | Antelope DSR 2, LLC |  | SCE | N | N | GEN | BIGSKY_2_SOLAR5 | nan | SCE | PHOTO VOLTAIC | 2019M06 | SP15 | BIGSKY_2_SOLAR5
CISO | Big Sky Solar 1 | Participating Unit | 2016-12-15 | SUN | 50 | 50 | 1 | Antelope DSR 1, LLC |  | SCE | N | N | GEN | BIGSKY_2_SOLAR7 | nan | SCE | PHOTO VOLTAIC | 2019M06 | SP15 | BIGSKY_2_SOLAR7
CISO | BIG CREEK WATER WORKS - CEDAR FLAT | Participating Unit | 1987-01-01 | WATER | 5 | 5 | 1 | Big Creek Water Works, Ltd. |  | PGAE | Y | N | GEN | GRSCRK_6_BGCKWW | nan | PGAE | HYDRO | 2019M06 | NP15 | GRSCRK_6_BGCKWW
CISO | BIG CREEK PH 8 UNIT 2 | Non-Participating | 12/31/1898 | WATER | 45 | 45 | 1 | Southern California Edison Company | BIGCRK_2_EXESWD |  | N | Y | GEN | BGCRK8_7_UNIT 2 | nan |  | HYDRO | 2019M06 | SP15 | BIGCRK_2_EXESWD
CISO | BIG CREEK PH 8 UNIT 1 | Non-Participating | 12/31/1898 | WATER | 30 | 30 | 1 | Southern California Edison Company | BIGCRK_2_EXESWD |  | N | Y | GEN | BGCRK8_7_UNIT 1 | nan |  | HYDRO | 2019M06 | SP15 | BIGCRK_2_EXESWD
CISO | BIG CREEK PH 4 UNIT 2 | Non-Participating | 12/31/1898 | WATER | 50 | 50 | 1 | Southern California Edison Company | BIGCRK_2_EXESWD |  | N | Y | GEN | BGCRK4_7_UNIT 2 | nan |  | HYDRO | 2019M06 | SP15 | BIGCRK_2_EXESWD
CISO | BIG CREEK PH 4 UNIT 1 | Non-Participating | 12/31/1898 | WATER | 50 | 50 | 1 | Southern California Edison Company | BIGCRK_2_EXESWD |  | N | Y | GEN | BGCRK4_7_UNIT 1 | nan |  | HYDRO | 2019M06 | SP15 | BIGCRK_2_EXESWD
CISO | BIG CREEK PH 3 UNIT 5 | Non-Participating | 12/31/1898 | WATER | 36.5 | 36.5 | 1 | Southern California Edison Company | BIGCRK_2_EXESWD |  | N | Y | GEN | BGCRK3_7_UNIT 5 | nan |  | HYDRO | 2019M06 | SP15 | BIGCRK_2_EXESWD
CISO | BIG CREEK PH 3 UNIT 4 | Non-Participating | 12/31/1898 | WATER | 36 | 36 | 1 | Southern California Edison Company | BIGCRK_2_EXESWD |  | N | Y | GEN | BGCRK3_7_UNIT 4 | nan |  | HYDRO | 2019M06 | SP15 | BIGCRK_2_EXESWD
CISO | BIG CREEK PH 3 UNIT 3 | Non-Participating | 12/31/1898 | WATER | 34 | 34 | 1 | Southern California Edison Company | BIGCRK_2_EXESWD |  | N | Y | GEN | BGCRK3_7_UNIT 3 | nan |  | HYDRO | 2019M06 | SP15 | BIGCRK_2_EXESWD
CISO | BIG CREEK PH 3 UNIT 2 | Non-Participating | 12/31/1898 | WATER | 34 | 34 | 1 | Southern California Edison Company | BIGCRK_2_EXESWD |  | N | Y | GEN | BGCRK3_7_UNIT 2 | nan |  | HYDRO | 2019M06 | SP15 | BIGCRK_2_EXESWD
CISO | BIG CREEK PH 3 UNIT 1 | Non-Participating | 12/31/1898 | WATER | 34 | 34 | 1 | Southern California Edison Company | BIGCRK_2_EXESWD |  | N | Y | GEN | BGCRK3_7_UNIT 1 | nan |  | HYDRO | 2019M06 | SP15 | BIGCRK_2_EXESWD
CISO | BIG CREEK PH 2 UNIT 6 | Non-Participating | 12/31/1898 | WATER | 17.5 | 17.5 | 1 | Southern California Edison Company | BIGCRK_2_EXESWD |  | N | Y | GEN | BGCRK2_7_UNIT 6 | nan |  | HYDRO | 2019M06 | SP15 | BIGCRK_2_EXESWD
CISO | BIG CREEK PH 2 UNIT 5 | Non-Participating | 12/31/1898 | WATER | 17.5 | 17.5 | 1 | Southern California Edison Company | BIGCRK_2_EXESWD |  | N | Y | GEN | BGCRK2_7_UNIT 5 | nan |  | HYDRO | 2019M06 | SP15 | BIGCRK_2_EXESWD
CISO | BIG CREEK PH 2 UNIT 4 | Non-Participating | 12/31/1898 | WATER | 15.8 | 15.8 | 1 | Southern California Edison Company | BIGCRK_2_EXESWD |  | N | Y | GEN | BGCRK2_7_UNIT 4 | nan |  | HYDRO | 2019M06 | SP15 | BIGCRK_2_EXESWD
CISO | BIG CREEK PH 2 UNIT 3 | Non-Participating | 12/31/1898 | WATER | 15.8 | 15.8 | 1 | Southern California Edison Company | BIGCRK_2_EXESWD |  | N | Y | GEN | BGCRK2_7_UNIT 3 | nan |  | HYDRO | 2019M06 | SP15 | BIGCRK_2_EXESWD
CISO | BIG CREEK PH 2 UNIT 2 | Non-Participating | 12/31/1898 | WATER | 55 | 55 | 1 | Southern California Edison Company | BIGCRK_2_EXESWD |  | N | Y | GEN | BGCRK2_7_UNIT 2 | nan |  | HYDRO | 2019M06 | SP15 | BIGCRK_2_EXESWD
CISO | BIG CREEK PH 2 UNIT 1 | Non-Participating | 12/31/1898 | WATER | 55 | 55 | 1 | Southern California Edison Company | BIGCRK_2_EXESWD |  | N | Y | GEN | BGCRK2_7_UNIT 1 | nan |  | HYDRO | 2019M06 | SP15 | BIGCRK_2_EXESWD
CISO | BIG CREEK PH 1 UNIT 4 | Non-Participating | 12/31/1898 | WATER | 31.2 | 31.2 | 1 | Southern California Edison Company | BIGCRK_2_EXESWD |  | N | Y | GEN | BGCRK1_7_UNIT 4 | nan |  | HYDRO | 2019M06 | SP15 | BIGCRK_2_EXESWD
CISO | BIG CREEK PH 1 UNIT 3 | Non-Participating | 12/31/1898 | WATER | 21.6 | 21.6 | 1 | Southern California Edison Company | BIGCRK_2_EXESWD |  | N | Y | GEN | BGCRK1_7_UNIT 3 | nan |  | HYDRO | 2019M06 | SP15 | BIGCRK_2_EXESWD
CISO | BIG CREEK PH 1 UNIT 2 | Non-Participating | 12/31/1898 | WATER | 15.8 | 15.8 | 1 | Southern California Edison Company | BIGCRK_2_EXESWD |  | N | Y | GEN | BGCRK1_7_UNIT 2 | nan |  | HYDRO | 2019M06 | SP15 | BIGCRK_2_EXESWD
CISO | BIG CREEK PH 1 UNIT 1 | Non-Participating | 12/31/1898 | WATER | 19.8 | 19.8 | 1 | Southern California Edison Company | BIGCRK_2_EXESWD |  | N | Y | GEN | BGCRK1_7_UNIT 1 | nan |  | HYDRO | 2019M06 | SP15 | BIGCRK_2_EXESWD
CISO | Bidwell Ditch | Participating Unit | 2017-06-29 | WATER | 2 | 2 | 1 | Mega Renewables |  | PGAE | Y | N | GEN | HATLOS_6_BWDHY1 | nan | PGAE | HYDRO | 2019M06 | NP15 | HATLOS_6_BWDHY1
CISO | Bidart Old River 1 | Participating Unit | 2014-03-10 | BIOGAS | 2 | 2 | 1 | ABEC Bidart-Old River LLC |  | PGAE | N | N | GEN | OLDRIV_6_BIOGAS | nan | PGAE | RECIPROCATING ENGINE | 2019M06 | ZP26 | OLDRIV_6_BIOGAS
CISO | Berry Petroleum Placerita, Unit 2 | Non-Participating | 12/31/1898 | NATURAL GAS | 22.7 | 22.7 | 1 | Southern California Edison Company | TENGEN_2_PL1X2 |  | N | Y | GEN | TENGEN_6_UNIT 2 | nan |  | COMBUSTION TURBINE | 2019M06 | SP15 | TENGEN_2_PL1X2
CISO | Berry Petroleum Placerita, Unit 1 | Non-Participating | 12/31/1898 | OTHER | 22.7 | 22.7 | 1 |  | TENGEN_2_PL1X2 |  | N | Y | GEN | TENGEN_6_UNIT 1 | nan |  | COMBUSTION TURBINE | 2019M06 | SP15 | TENGEN_2_PL1X2
CISO | Berry Cogen 42 | Participating Unit | 1990-03-06 | NATURAL GAS | #Error | 40.2 | 1 | Berry Petroleum Company | TENGEN_2_PL1X2 | SCE | Y | Y | GEN | TENGEN_2_PL1X2 | nan | SCE | COMBUSTION TURBINE | 2019M06 | SP15 | TENGEN_2_PL1X2
CISO | Berry Cogen 38 - Unit 1 | Participating Unit | 1986-01-01 | NATURAL GAS | 38 | 38 | 1 | Berry Petroleum Company |  | PGAE | N | N | GEN | UNVRSY_1_UNIT 1 | nan | PGAE | COMBUSTION TURBINE | 2019M06 | ZP26 | UNVRSY_1_UNIT 1
CISO | Berry Cogen 18 | Participating Unit | 1986-01-01 | NATURAL GAS | 17 | 17 | 1 | Berry Petroleum Company |  | PGAE | Y | N | GEN | TANHIL_6_SOLART | nan | PGAE | COMBUSTION TURBINE | 2019M06 | ZP26 | TANHIL_6_SOLART
CISO | Berkeley Cogeneration | Participating Unit | 2018-02-20 | NATURAL GAS | 32.5 | 26.35 | 1 | The Regents of the University of California |  | PGAE | Y | N | GEN | GRZZLY_1_BERKLY | nan | PGAE | COMBINED CYCLE | 2019M06 | NP15 | GRZZLY_1_BERKLY
CISO | BELDEN HYDRO | Participating Unit | 1969-01-01 | WATER | 119 | 119 | 1 | Pacific Gas & Electric Company |  | PGAE | N | N | GEN | BELDEN_7_UNIT 1 | nan | PGAE | HYDRO | 2019M06 | NP15 | BELDEN_7_UNIT 1
CISO | Beardsley Hydro | Participating Unit | 1957-01-01 | WATER | 11.5 | 11.5 | 1 | City of Santa Clara DBA Silicon Valley Power (MSS Agreement - S14) |  | PGAE | N | N | GEN | BEARDS_7_UNIT 1 | nan | NCPA | HYDRO | 2019M06 | NP15 | BEARDS_7_UNIT 1
CISO | Bear Mountain Limited | Participating Unit | 1995-04-03 | NATURAL GAS | 48.1 | 49.21 | 1 | Bear Mountain Limited |  | PGAE | N | N | GEN | BEARMT_1_UNIT | nan | PGAE | COMBUSTION TURBINE | 2019M06 | ZP26 | BEARMT_1_UNIT
CISO | Bear Creek Solar | Participating Unit | 2014-02-05 | SUN | 2.5 | 1.5 | 1 | Ecos Energy LLC |  | PGAE | N | N | GEN | LOCKFD_1_BEARCK | nan | PGAE | PHOTO VOLTAIC | 2019M06 | NP15 | LOCKFD_1_BEARCK
CISO | Bear Creek Hydroelectric Project | Participating Unit | 2016-04-27 | WATER | 3.2 | 2.83 | 1 | Enel Green Power North America, Inc. |  | PGAE | N | N | GEN | TKOPWR_6_HYDRO | nan | PGAE | HYDRO | 2019M06 | NP15 | TKOPWR_6_HYDRO
BPAT | BCTSYS_5_PWXDYN | Participating Unit | 12/31/1898 | WATER | #Error | 428 | 1 | MALIN500 |  | PGAE | N | N | TG | BCTSYS_5_PWXDYN | nan | PGAE |  | 2019M06 | NP15 | BCTSYS_5_PWXDYN
CISO | BAY ENVIRONMENTAL (NOVE POWER) | Participating Unit | 1985-01-01 | BIOGAS | 2.5 | 2.5 | 1 | Bay Environmental Management |  | PGAE | Y | N | GEN | RICHMN_7_BAYENV | nan | PGAE | RECIPROCATING ENGINE | 2019M06 | NP15 | RICHMN_7_BAYENV
CISO | BARRE QFS | Participating Unit | 1994-01-01 | OTHER | 0.2 | 0.2 | 1 | Southern California Edison Company |  | SCE | Y | N | GEN | BARRE_2_QF | nan | SCE | OTHER | 2019M06 | SP15 | BARRE_2_QF
CISO | Barre Peaker | Participating Unit | 2007-09-20 | NATURAL GAS | 59 | 47 | 1 | Southern California Edison Company |  | SCE | N | N | GEN | BARRE_6_PEAKER | nan | SCE | COMBUSTION TURBINE | 2019M06 | SP15 | BARRE_6_PEAKER
CISO | BANKPP_2_NSPIN | Participating Unit | 12/31/1898 | WATER | 270 | 270 | 1 |  |  | PGAE | N | N | GEN | BANKPP_2_NSPIN | nan | CWRP | PUMP | 2019M06 | NP15 | BANKPP_2_NSPIN
CISO | BALCH 2 PH UNIT 3 | Participating Unit | 1958-01-01 | WATER | 54.6 | 54.6 | 1 | Pacific Gas & Electric Company |  | PGAE | N | N | GEN | BALCHS_7_UNIT 3 | nan | PGAE | HYDRO | 2019M06 | NP15 | BALCHS_7_UNIT 3
CISO | BALCH 2 PH UNIT 2 | Participating Unit | 1958-01-01 | WATER | 52.5 | 52.5 | 1 | Pacific Gas & Electric Company |  | PGAE | N | N | GEN | BALCHS_7_UNIT 2 | nan | PGAE | HYDRO | 2019M06 | NP15 | BALCHS_7_UNIT 2
CISO | BALCH 1 PH UNIT 1 | Participating Unit | 1927-01-01 | WATER | 34 | 33 | 1 | Pacific Gas & Electric Company |  | PGAE | N | N | GEN | BALCHS_7_UNIT 1 | nan | PGAE | HYDRO | 2019M06 | NP15 | BALCHS_7_UNIT 1
CISO | Bakersfield Solar 1 | Participating Unit | 2017-12-26 | SUN | 5.3 | 5.25 | 1 | Bakersfield PV 1, LLC |  | PGAE | N | N | GEN | MAGUND_1_BKSSR2 | nan | PGAE | PHOTO VOLTAIC | 2019M06 | ZP26 | MAGUND_1_BKSSR2
CISO | Bakersfield Industrial 1 | Participating Unit | 2017-12-27 | SUN | 1 | 1 | 1 | Bakersfield Industrial PV 1, LLC |  | PGAE | N | N | GEN | MAGUND_1_BKISR1 | nan | PGAE | PHOTO VOLTAIC | 2019M06 | ZP26 | MAGUND_1_BKISR1
CISO | Bakersfield 111 | Participating Unit | 2015-07-28 | SUN | 1.4 | 1.38 | 1 | Bakersfield 111, LLC |  | PGAE | N | N | GEN | BKRFLD_2_SOLAR1 | nan | PGAE | PHOTO VOLTAIC | 2019M06 | ZP26 | BKRFLD_2_SOLAR1
CISO | Baker Station Hydro | Participating Unit | 1987-12-10 | WATER | 2.5 | 1.49 | 1 | Baker Station Associates, LP |  | PGAE | Y | N | GEN | BRDGVL_7_BAKER | nan | PGAE | HYDRO | 2019M06 | NP15 | BRDGVL_7_BAKER
CISO | Bailey Creek Ranch | Participating Unit | 1982-05-26 | WATER | 0.6 | 0.63 | 1 | Bailey Creek Hydroelectric, Inc. |  | PGAE | N | N | GEN | VOLTA_6_BAILCK | nan | PGAE | HYDRO | 2019M06 | NP15 | VOLTA_6_BAILCK
CISO | BADGER CREEK LIMITED | Participating Unit | 1991-04-01 | NATURAL GAS | 55.3 | 48.08 | 1 | Badger Creek Limited |  | PGAE | N | N | GEN | BDGRCK_1_UNITS | nan | PGAE | COMBUSTION TURBINE | 2019M06 | ZP26 | BDGRCK_1_UNITS
CISO | Avenal Solar 2 | Participating Unit | 2017-01-28 | SUN | 7.9 | 7.9 | 1 | CED Avenal Solar, LLC |  | PGAE | N | N | GEN | AVENAL_6_AVSLR2 | nan | PGAE | PHOTO VOLTAIC | 2019M06 | ZP26 | AVENAL_6_AVSLR2
CISO | Avenal Solar 1 | Participating Unit | 2017-01-28 | SUN | 7.9 | 7.9 | 1 | CED Avenal Solar, LLC |  | PGAE | N | N | GEN | AVENAL_6_AVSLR1 | nan | PGAE | PHOTO VOLTAIC | 2019M06 | ZP26 | AVENAL_6_AVSLR1
CISO | Avenal Park Solar Project | Participating Unit | 2011-08-05 | SUN | 6 | 6 | 1 | Avenal Park LLC |  | PGAE | N | N | GEN | AVENAL_6_AVPARK | nan | PGAE | PHOTO VOLTAIC | 2019M06 | ZP26 | AVENAL_6_AVPARK
CISO | AV SOLAR RANCH 1 | Participating Unit | 2014-06-19 | SUN | 250 | 241.5 | 1 | AV SOLAR RANCH 1, LLC |  | SCE | N | N | GEN | AVSOLR_2_SOLAR | nan | SCE | PHOTO VOLTAIC | 2019M06 | SP15 | AVSOLR_2_SOLAR
CISO | Atwell West | Participating Unit | 2015-06-11 | SUN | 20 | 20 | 1 | CED Atwell Island West, LLC |  | PGAE | N | N | GEN | ATWEL2_1_SOLAR1 | nan | PGAE | PHOTO VOLTAIC | 2019M06 | ZP26 | ATWEL2_1_SOLAR1
CISO | Atwell Island PV Solar Generating Faci. | Participating Unit | 2013-03-08 | SUN | 20 | 20 | 1 | SPS Atwell Island, LLC |  | PGAE | N | N | GEN | ATWELL_1_SOLAR | nan | PGAE | PHOTO VOLTAIC | 2019M06 | ZP26 | ATWELL_1_SOLAR
CISO | Astoria 2 | Participating Unit | 2016-10-31 | SUN | 75 | 75 | 1 | RE Astoria 2 LLC |  | SCE | N | N | GEN | ASTORA_2_SOLAR2 | nan | SCE | PHOTO VOLTAIC | 2019M06 | SP15 | ASTORA_2_SOLAR2
CISO | Astoria 1 | Participating Unit | 2016-10-18 | SUN | 100 | 100 | 1 | RE Astoria LLC |  | SCE | N | N | GEN | ASTORA_2_SOLAR1 | nan | SCE | PHOTO VOLTAIC | 2019M06 | SP15 | ASTORA_2_SOLAR1
CISO | Aspiration Solar G | Participating Unit | 2017-09-15 | SUN | 9 | 9 | 1 | Aspiration Solar G LLC |  | PGAE | N | N | GEN | GIFFEN_6_SOLAR1 | nan | PGAE | PHOTO VOLTAIC | 2019M06 | NP15 | GIFFEN_6_SOLAR1
SRP | Arlington Valley Solar Energy II | Participating Unit | 2013-10-28 | SUN | 127 | 127 | 1 | PVWEST |  | SDGE | N | N | TG | ARLVAL_5_SOLAR | nan | SDGE | PHOTO VOLTAIC | 2019M06 | SP15 | ARLVAL_5_SOLAR
AZPS | Arlington Valley CC | Participating Unit | 12/31/1898 | NATURAL GAS | #Error | 565 | 1 | PVWEST |  | SCE | N | N | TG | ARLINT_5_SCEDYN | nan | SCE | COMBINED CYCLE | 2019M06 | SP15 | ARLINT_5_SCEDYN
CISO | Argus Cogeneration | Participating Unit | 2013-11-15 | OTHER | 62.5 | 19 | 1 | Searles Valley Minerals Inc. |  | SCE | Y | N | GEN | SEARLS_7_ARGUS | nan | SCE |  | 2019M06 | SP15 | SEARLS_7_ARGUS
CISO | AP North Lake Solar | Participating Unit | 2015-08-11 | SUN | 20 | 20 | 1 | SUNE DB APNL LLC |  | SCE | N | N | GEN | VALLEY_5_SOLAR2 | nan | SCE | PHOTO VOLTAIC | 2019M06 | SP15 | VALLEY_5_SOLAR2
CISO | Antelope Valley Solar | Participating Unit | 2019-02-04 | SUN | 3 | 3 | 1 | AVS Phase 2, LLC |  | SCE | N | N | GEN | REDMAN_6_AVSSR1 | nan | SCE | PHOTO VOLTAIC | 2019M06 | SP15 | REDMAN_6_AVSSR1
CISO | Antelope Solar 2 | Participating Unit | 2018-12-18 | SUN | 105 | 105 | 1 | Antelope Expansion 2, LLC |  | SCE | N | N | GEN | BGSKYN_2_AS2SR1 | nan | SCE | PHOTO VOLTAIC | 2019M06 | SP15 | BGSKYN_2_AS2SR1
CISO | ANTELOPE QFS | Participating Unit | 1982-01-01 | OTHER | #Error | 4 | 1 | Southern California Edison Company | ANTLPE_2_QF | SCE | Y | Y | GEN | ANTLPE_2_QF | nan | SCE | OTHER | 2019M06 | SP15 | ANTLPE_2_QF
CISO | Antelope Power Plant | Participating Unit | 2013-03-25 | SUN | 20 | 20 | 1 | TA-High Desert, LLC |  | SCE | N | N | GEN | GLOW_6_SOLAR | nan | SCE | PHOTO VOLTAIC | 2019M06 | SP15 | GLOW_6_SOLAR
CISO | Antelope Big Sky Ranch | Participating Unit | 2016-08-19 | SUN | 20 | 20 | 1 | Antelope Big Sky Ranch LLC |  | SCE | N | N | GEN | BIGSKY_2_SOLAR1 | nan | SCE | PHOTO VOLTAIC | 2019M06 | SP15 | BIGSKY_2_SOLAR1
CISO | Angels Powerhouse | Participating Unit | 2017-08-22 | WATER | 1.4 | 1.4 | 1 | Utica Water and Power Authority |  | PGAE | N | N | GEN | FROGTN_1_UTICAA | nan | PGAE | HYDRO | 2019M06 | NP15 | FROGTN_1_UTICAA
CISO | ANAHEIM COMBUSTION TURBINE | Participating Unit | 1990-01-01 | NATURAL GAS | 49.2 | 42.81 | 1 | City of Anaheim (MSS Agreement - S14) |  | SCE | N | N | GEN | ANAHM_7_CT | nan | ANHM | COMBUSTION TURBINE | 2019M06 | SP15 | ANAHM_7_CT
CISO | Ameresco San Joaquin | Participating Unit | 2014-04-24 | BIOGAS | 4.3 | 4.3 | 1 | Ameresco San Joaquin LLC |  | PGAE | N | N | GEN | CORRAL_6_SJOAQN | nan | PGAE | RECIPROCATING ENGINE | 2019M06 | NP15 | CORRAL_6_SJOAQN
CISO | Altamont Landfill Gas to Energy | Participating Unit | 2018-02-01 | BIOGAS | 7.4 | 7.4 | 1 | WM Renewable Energy, LLC |  | PGAE | N | N | GEN | USWND4_2_UNIT2 | nan | PGAE | COMBUSTION TURBINE | 2019M06 | NP15 | USWND4_2_UNIT2
CISO | Alta Wind 8 | Participating Unit | 2012-02-01 | WIND | 150 | 150 | 1 | Alta Interconnection Management II, LLC |  | SCE | N | N | GEN | ALTA3A_2_CPCE8 | nan | SCE | WIND | 2019M06 | SP15 | ALTA3A_2_CPCE8
CISO | Alta Wind 5 | Participating Unit | 2011-04-21 | WIND | 168 | 168 | 1 | Alta Interconnection Management II, LLC |  | SCE | N | N | GEN | ALTA3A_2_CPCE5 | nan | SCE | WIND | 2019M06 | SP15 | ALTA3A_2_CPCE5
CISO | Alta Wind 4 | Participating Unit | 2011-03-12 | WIND | 102 | 102 | 1 | Alta Interconnection Management II, LLC |  | SCE | N | N | GEN | ALTA3A_2_CPCE4 | nan | SCE | WIND | 2019M06 | SP15 | ALTA3A_2_CPCE4
CISO | Alta Wind 3 | Participating Unit | 2011-02-12 | WIND | 150 | 150 | 1 | Alta Interconnection Management, LLC |  | SCE | N | N | GEN | ALTA4B_2_CPCW3 | nan | SCE | WIND | 2019M06 | SP15 | ALTA4B_2_CPCW3
CISO | Alta Wind 2 | Participating Unit | 2010-12-29 | WIND | 150 | 150 | 1 | Alta Interconnection Management, LLC |  | SCE | N | N | GEN | ALTA4B_2_CPCW2 | nan | SCE | WIND | 2019M06 | SP15 | ALTA4B_2_CPCW2
CISO | Alta Wind 11 | Participating Unit | 2014-03-13 | WIND | 90 | 90 | 1 | Alta Interconnection Management III, LLC |  | SCE | N | N | GEN | ALTA6B_2_WIND11 | nan | SCE | WIND | 2019M06 | SP15 | ALTA6B_2_WIND11
CISO | Alta Wind 10 | Participating Unit | 2014-03-13 | WIND | 138 | 138 | 1 | Alta Interconnection Management III, LLC |  | SCE | N | N | GEN | ALTA6E_2_WIND10 | nan | SCE | WIND | 2019M06 | SP15 | ALTA6E_2_WIND10
CISO | Alta Wind 1 | Participating Unit | 2010-12-29 | WIND | 150 | 150 | 1 | Alta Interconnection Management, LLC |  | SCE | N | N | GEN | ALTA4A_2_CPCW1 | nan | SCE | WIND | 2019M06 | SP15 | ALTA4A_2_CPCW1
CISO | ALTA POWER HOUSE | Participating Unit | 1902-01-01 | WATER | 2 | 1 | 1 | Pacific Gas & Electric Company |  | PGAE | N | N | GEN | BNNIEN_7_ALTAPH | nan | PGAE | HYDRO | 2019M06 | NP15 | BNNIEN_7_ALTAPH
CISO | Alpaugh North, LLC | Participating Unit | 2013-03-08 | SUN | 20 | 20 | 1 | Alpaugh North, LLC |  | PGAE | N | N | GEN | ALPSLR_1_NTHSLR | nan | PGAE | PHOTO VOLTAIC | 2019M06 | ZP26 | ALPSLR_1_NTHSLR
CISO | Alpaugh 50 LLC | Participating Unit | 2013-03-08 | SUN | 50 | 50 | 1 | Alpaugh 50, LLC |  | PGAE | N | N | GEN | ALPSLR_1_SPSSLR | nan | PGAE | PHOTO VOLTAIC | 2019M06 | ZP26 | ALPSLR_1_SPSSLR
CISO | Algonquin Power Sanger 2 | Participating Unit | 2017-06-01 | NATURAL GAS | 48.3 | 48.3 | 1 | Algonquin Power Sanger LLC |  | PGAE | N | N | GEN | SGREGY_6_SANGER | nan | PGAE | COMBINED CYCLE | 2019M06 | NP15 | SGREGY_6_SANGER
CISO | Alamo Solar | Participating Unit | 2015-05-15 | SUN | 20 | 20 | 1 | Alamo Solar, LLC |  | SCE | N | N | GEN | VICTOR_1_SOLAR2 | nan | SCE | PHOTO VOLTAIC | 2019M06 | SP15 | VICTOR_1_SOLAR2
CISO | ALAMO POWER PLANT | Participating Unit | 1986-01-01 | WATER | 18 | 17 | 1 | California Dept. of Water Resources |  | SCE | N | N | GEN | ALAMO_6_UNIT | nan | CWRS | HYDRO | 2019M06 | SP15 | ALAMO_6_UNIT
CISO | ALAMITOS GEN STA. UNIT 6 | Participating Unit | 1966-01-01 | NATURAL GAS | 481 | 495 | 1 | AES Alamitos |  | SCE | N | N | GEN | ALAMIT_7_UNIT 6 | nan | SCE | STEAM | 2019M06 | SP15 | ALAMIT_7_UNIT 6
CISO | ALAMITOS GEN STA. UNIT 5 | Participating Unit | 1999-01-01 | NATURAL GAS | 482 | 497.97 | 1 | AES Alamitos |  | SCE | N | N | GEN | ALAMIT_7_UNIT 5 | nan | SCE | STEAM | 2019M06 | SP15 | ALAMIT_7_UNIT 5
CISO | ALAMITOS GEN STA. UNIT 4 | Participating Unit | 1962-01-01 | NATURAL GAS | 320 | 335.67 | 1 | AES Alamitos |  | SCE | N | N | GEN | ALAMIT_7_UNIT 4 | nan | SCE | STEAM | 2019M06 | SP15 | ALAMIT_7_UNIT 4
CISO | ALAMITOS GEN STA. UNIT 3 | Participating Unit | 1961-01-01 | NATURAL GAS | 322 | 332.18 | 1 | AES Alamitos |  | SCE | N | N | GEN | ALAMIT_7_UNIT 3 | nan | SCE | STEAM | 2019M06 | SP15 | ALAMIT_7_UNIT 3
CISO | ALAMITOS GEN STA. UNIT 2 | Participating Unit | 1957-01-01 | NATURAL GAS | 176 | 175 | 1 | AES Alamitos |  | SCE | N | N | GEN | ALAMIT_7_UNIT 2 | nan | SCE | STEAM | 2019M06 | SP15 | ALAMIT_7_UNIT 2
CISO | ALAMITOS GEN STA. UNIT 1 | Participating Unit | 1956-01-01 | NATURAL GAS | 175 | 174.56 | 1 | AES Alamitos |  | SCE | N | N | GEN | ALAMIT_7_UNIT 1 | nan | SCE | STEAM | 2019M06 | SP15 | ALAMIT_7_UNIT 1
CISO | ALAMEDA GT UNIT 2 | Participating Unit | 1986-01-01 | NATURAL GAS | 25.4 | 25 | 1 | NCPA (MSS Agreement - S14) |  | PGAE | N | N | GEN | ALMEGT_1_UNIT 2 | nan | NCPA | COMBUSTION TURBINE | 2019M06 | NP15 | ALMEGT_1_UNIT 2
CISO | ALAMEDA GT UNIT 1 | Participating Unit | 1986-01-01 | NATURAL GAS | 25.4 | 25 | 1 | NCPA (MSS Agreement - S14) |  | PGAE | N | N | GEN | ALMEGT_1_UNIT 1 | nan | NCPA | COMBUSTION TURBINE | 2019M06 | NP15 | ALMEGT_1_UNIT 1
CISO | AGUA MANSA UNIT 1 (CITY OF COLTON) | Participating Unit | 2003-06-27 | NATURAL GAS | 45.5 | 43 | 1 | City of Colton |  | SCE | N | N | GEN | COLTON_6_AGUAM1 | nan | CLTN | COMBUSTION TURBINE | 2019M06 | SP15 | COLTON_6_AGUAM1
CISO | Agua Caliente Solar | Participating Unit | 2014-06-10 | SUN | 290 | 290 | 1 | Agua Caliente Solar, LLC |  | SDGE | N | N | GEN | AGUCAL_5_SOLAR1 | nan | SDGE | PHOTO VOLTAIC | 2019M06 | SP15 | AGUCAL_5_SOLAR1
CISO | Agnews Power Plant | Participating Unit | 1990-10-19 | NATURAL GAS | 41.5 | 28.56 | 1 | O.L.S. Energy-Agnews, Inc. |  | PGAE | N | N | GEN | CALPIN_1_AGNEW | nan | PGAE | COMBUSTION TURBINE | 2019M06 | NP15 | CALPIN_1_AGNEW
CISO | AERA ENERGY LLC. (COALINGA) | Participating Unit | 1988-06-03 | NATURAL GAS | 12.5 | 8.5 | 1 | Pacific Gas & Electric Company |  | PGAE | Y | N | GEN | CHEVCO_6_UNIT 2 | nan | PGAE | COMBUSTION TURBINE | 2019M06 | ZP26 | CHEVCO_6_UNIT 2
CISO | Adobe Solar | Participating Unit | 2014-05-21 | SUN | 20 | 20 | 1 | Adobe Solar, LLC |  | PGAE | N | N | GEN | ADOBEE_1_SOLAR | nan | PGAE | PHOTO VOLTAIC | 2019M06 | ZP26 | ADOBEE_1_SOLAR
CISO | Adera Solar | Participating Unit | 2015-12-23 | SUN | 20 | 20 | 1 | Adera Solar, LLC |  | PGAE | N | N | GEN | ADERA_1_SOLAR1 | nan | PGAE | PHOTO VOLTAIC | 2019M06 | NP15 | ADERA_1_SOLAR1
CISO | Adelanto Solar 2 | Participating Unit | 2015-07-01 | SUN | 7 | 7 | 1 | Adelanto Solar II, LLC |  | SCE | N | N | GEN | VICTOR_1_SOLAR3 | nan | SCE | PHOTO VOLTAIC | 2019M06 | SP15 | VICTOR_1_SOLAR3
CISO | Adelanto Solar | Participating Unit | 2015-09-03 | SUN | 20 | 20 | 1 | Adelanto Solar, LLC |  | SCE | N | N | GEN | VICTOR_1_SOLAR4 | nan | SCE | PHOTO VOLTAIC | 2019M06 | SP15 | VICTOR_1_SOLAR4
CISO | Adams East | Participating Unit | 2014-12-13 | SUN | 19 | 19 | 1 | RE Adams East, LLC |  | PGAE | N | N | GEN | ADMEST_6_SOLAR | nan | PGAE | PHOTO VOLTAIC | 2019M06 | NP15 | ADMEST_6_SOLAR
CISO | ABEC Bidart-Stockale #1 | Participating Unit | 2013-03-20 | BIOGAS | 0.6 | 0.6 | 1 | ABEC Bidart-Stockdale LLC |  | PGAE | N | N | GEN | TUPMAN_1_BIOGAS | nan | PGAE | RECIPROCATING ENGINE | 2019M06 | ZP26 | TUPMAN_1_BIOGAS
CISO | 2097 Helton | Participating Unit | 2015-05-01 | SUN | 1.5 | 1.5 | 1 | Solarenewal LLC |  | PGAE | N | N | GEN | ELCAP_1_SOLAR | nan | PGAE | PHOTO VOLTAIC | 2019M06 | NP15 | ELCAP_1_SOLAR

## NQC2020compliance_20191121
Resource ID | Generator Name | Local Area | JAN | FEB | MAR | APR | MAY | JUN | JUL | AUG | SEP | OCT | NOV | DEC | Dispatchable | Path Designation | Deliverability Status | Deliverability MW | Comments
7STDRD_1_SOLAR1 | Shafter Solar | Kern | 0.8 | 0.6 | 3.6 | 3 | 3.2 | 6.2 | 7.8 | 5.4 | 2.8 | 0.4 | 0.4 | 0 | N | North | FC
ACACIA_6_SOLAR | West Antelope Solar | Big Creek-Ventura | 0.8 | 0.6 | 3.6 | 3 | 3.2 | 6.2 | 7.8 | 5.4 | 2.8 | 0.4 | 0.4 | 0 | N | South | FC
ADERA_1_SOLAR1 | Adera Solar | Fresno | 0 | 0 | 0 | 0 | 0 | 0 | 0 | 0 | 0 | 0 | 0 | 0 | N | North | EO
ADLIN_1_UNITS | GEYSERS AIDLIN AGGREGATE | NCNB | 16 | 16 | 16 | 16 | 16 | 16 | 16 | 16 | 16 | 16 | 16 | 16 | Y | North | FC
ADMEST_6_SOLAR | Adams East | Fresno | 0 | 0 | 0 | 0 | 0 | 0 | 0 | 0 | 0 | 0 | 0 | 0 | N | North | EO
ADOBEE_1_SOLAR | Adobe Solar | Kern | 0.8 | 0.6 | 3.6 | 3 | 3.2 | 6.2 | 7.8 | 5.4 | 2.8 | 0.4 | 0.4 | 0 | N | North | FC
AGRICO_6_PL3N5 | Fresno Peaker | Fresno | 22.69 | 22.69 | 22.69 | 22.69 | 22.69 | 22.69 | 22.69 | 22.69 | 22.69 | 22.69 | 22.69 | 22.69 | Y | North | FC
AGRICO_7_UNIT | Fresno Cogen | Fresno | 50.6 | 50.6 | 50.6 | 50.6 | 50.6 | 50.6 | 50.6 | 50.6 | 50.6 | 50.6 | 50.6 | 50.6 | Y | North | FC
AGUCAL_5_SOLAR1 | Agua Caliente Solar | CAISO System | 0 | 0 | 0 | 0 | 0 | 0 | 0 | 0 | 0 | 0 | 0 | 0 | N | South | EO
ALAMIT_7_UNIT 3 | ALAMITOS GEN STA. UNIT 3 | LA Basin | 332.18 | 332.18 | 332.18 | 332.18 | 332.18 | 332.18 | 332.18 | 332.18 | 332.18 | 332.18 | 332.18 | 332.18 | Y | South | FC
ALAMIT_7_UNIT 4 | ALAMITOS GEN STA. UNIT 4 | LA Basin | 335.67 | 335.67 | 335.67 | 335.67 | 335.67 | 335.67 | 335.67 | 335.67 | 335.67 | 335.67 | 335.67 | 335.67 | Y | South | FC
ALAMIT_7_UNIT 5 | ALAMITOS GEN STA. UNIT 5 | LA Basin | 497.97 | 497.97 | 497.97 | 497.97 | 497.97 | 497.97 | 497.97 | 497.97 | 497.97 | 497.97 | 497.97 | 497.97 | Y | South | FC
ALAMO_6_UNIT | ALAMO POWER PLANT | Big Creek-Ventura | 14 | 14 | 14 | 8.36 | 6.74 | 4.65 | 4.41 | 4.7 | 2.61 | 3.82 | 3.7 | 1.49 | Y | South | FC
ALLGNY_6_HYDRO1 | Salmon Creek Hydroelectric Project | Sierra | 0.37 | 0.48 | 0.46 | 0.51 | 0.47 | 0.31 | 0.15 | 0.03 | 0 | 0.06 | 0.26 | 0.23 | N | North | FC
ALMEGT_1_UNIT 1 | ALAMEDA GT UNIT 1 | Bay Area | 23.4 | 23.4 | 23.4 | 23.4 | 23.4 | 23.4 | 23.4 | 23.4 | 23.4 | 23.4 | 23.4 | 23.4 | Y | North | FC
ALMEGT_1_UNIT 2 | ALAMEDA GT UNIT 2 | Bay Area | 23.5 | 23.5 | 23.5 | 23.5 | 23.5 | 23.5 | 23.5 | 23.5 | 23.5 | 23.5 | 23.5 | 23.5 | Y | North | FC
ALPSLR_1_NTHSLR | Alpaugh North, LLC | CAISO System | 0.8 | 0.6 | 3.6 | 3 | 3.2 | 6.2 | 7.8 | 5.4 | 2.8 | 0.4 | 0.4 | 0 | N | North | FC
ALPSLR_1_SPSSLR | Alpaugh 50 LLC | CAISO System | 2 | 1.5 | 9 | 7.5 | 8 | 15.5 | 19.5 | 13.5 | 7 | 1 | 1 | 0 | N | North | FC
ALT6DN_2_WIND7 | Pinyon Pines 1 | CAISO System | 23.52 | 20.16 | 47.04 | 42 | 42 | 55.44 | 38.64 | 35.28 | 25.2 | 13.44 | 20.16 | 21.84 | N | South | FC
ALT6DS_2_WIND9 | Pinyon Pines 2 | CAISO System | 18.48 | 15.84 | 36.96 | 33 | 33 | 43.56 | 30.36 | 27.72 | 19.8 | 10.56 | 15.84 | 17.16 | N | South | FC
ALTA3A_2_CPCE4 | Alta Wind 4 | CAISO System | 14.28 | 12.24 | 28.56 | 25.5 | 25.5 | 33.66 | 23.46 | 21.42 | 15.3 | 8.16 | 12.24 | 13.26 | N | South | FC
ALTA3A_2_CPCE5 | Alta Wind 5 | CAISO System | 23.52 | 20.16 | 47.04 | 42 | 42 | 55.44 | 38.64 | 35.28 | 25.2 | 13.44 | 20.16 | 21.84 | N | South | FC
ALTA3A_2_CPCE8 | Alta Wind 8 | CAISO System | 21 | 18 | 42 | 37.5 | 37.5 | 49.5 | 34.5 | 31.5 | 22.5 | 12 | 18 | 19.5 | N | South | FC
ALTA4A_2_CPCW1 | Alta Wind 1 | CAISO System | 21 | 18 | 42 | 37.5 | 37.5 | 49.5 | 34.5 | 31.5 | 22.5 | 12 | 18 | 19.5 | N | South | FC
ALTA4B_2_CPCW2 | Alta Wind 2 | CAISO System | 21 | 18 | 42 | 37.5 | 37.5 | 49.5 | 34.5 | 31.5 | 22.5 | 12 | 18 | 19.5 | N | South | FC
ALTA4B_2_CPCW3 | Alta Wind 3 | CAISO System | 21 | 18 | 42 | 37.5 | 37.5 | 49.5 | 34.5 | 31.5 | 22.5 | 12 | 18 | 19.5 | N | South | FC
ALTA4B_2_CPCW6 | Mustang Hills | CAISO System | 21 | 18 | 42 | 37.5 | 37.5 | 49.5 | 34.5 | 31.5 | 22.5 | 12 | 18 | 19.5 | N | South | FC
ALTA6B_2_WIND11 | Alta Wind 11 | CAISO System | 12.6 | 10.8 | 25.2 | 22.5 | 22.5 | 29.7 | 20.7 | 18.9 | 13.5 | 7.2 | 10.8 | 11.7 | N | South | FC
ALTA6E_2_WIND10 | Alta Wind 10 | CAISO System | 19.32 | 16.56 | 38.64 | 34.5 | 34.5 | 45.54 | 31.74 | 28.98 | 20.7 | 11.04 | 16.56 | 17.94 | N | South | FC
ALTWD_1_QF | Altwind | LA Basin | 4.04 | 3.46 | 8.08 | 7.21 | 7.21 | 9.52 | 6.63 | 6.06 | 4.33 | 2.31 | 3.46 | 3.75 | N | South | FC
ANAHM_2_CANYN1 | CANYON POWER PLANT UNIT 1 | LA Basin | 49.4 | 49.4 | 49.4 | 49.4 | 49.4 | 49.4 | 49.4 | 49.4 | 49.4 | 49.4 | 49.4 | 49.4 | Y | South | FC
ANAHM_2_CANYN2 | CANYON POWER PLANT UNIT 2 | LA Basin | 48 | 48 | 48 | 48 | 48 | 48 | 48 | 48 | 48 | 48 | 48 | 48 | Y | South | FC
ANAHM_2_CANYN3 | CANYON POWER PLANT UNIT 3 | LA Basin | 48 | 48 | 48 | 48 | 48 | 48 | 48 | 48 | 48 | 48 | 48 | 48 | Y | South | FC
ANAHM_2_CANYN4 | CANYON POWER PLANT UNIT 4 | LA Basin | 49.4 | 49.4 | 49.4 | 49.4 | 49.4 | 49.4 | 49.4 | 49.4 | 49.4 | 49.4 | 49.4 | 49.4 | Y | South | FC
ANAHM_7_CT | ANAHEIM COMBUSTION TURBINE | LA Basin | 42.81 | 42.81 | 42.81 | 42.81 | 42.81 | 40.64 | 40.64 | 40.64 | 40.64 | 40.64 | 42.81 | 42.81 | Y | South | FC
ANTLPE_2_QF | ANTELOPE QFS | CAISO System | 0.56 | 0.48 | 1.12 | 1 | 1 | 1.32 | 0.92 | 0.84 | 0.6 | 0.32 | 0.48 | 0.52 | N | South | FC
APLHIL_1_SLABCK | SLAB CREEK HYDRO | Sierra | 0 | 0 | 0 | 0 | 0 | 0 | 0 | 0 | 0 | 0 | 0 | 0 | Y | North | EO
ARBWD_6_QF | Wind Resource II | CAISO System | 2.79 | 2.39 | 5.59 | 4.99 | 4.99 | 6.58 | 4.59 | 4.19 | 2.99 | 1.6 | 2.39 | 2.59 | N | South | FC
ARCOGN_2_UNITS | WATSON COGENERATION | LA Basin | 257.15 | 281.64 | 265.42 | 238.77 | 248.6 | 264.57 | 258.69 | 259.89 | 256.73 | 182.26 | 234.28 | 265.8519 | N | South | FC
ARVINN_6_ORION1 | Orion 1 Solar | CAISO System | 0.48 | 0.36 | 2.16 | 1.8 | 1.92 | 3.72 | 4.68 | 3.24 | 1.68 | 0.24 | 0.24 | 0 | N | North | FC
ARVINN_6_ORION2 | Orion 2 Solar | CAISO System | 0.32 | 0.24 | 1.44 | 1.2 | 1.28 | 2.48 | 3.12 | 2.16 | 1.12 | 0.16 | 0.16 | 0 | N | North | FC
ASTORA_2_SOLAR1 | Astoria 1 | CAISO System | 4 | 3 | 18 | 15 | 16 | 31 | 39 | 27 | 14 | 2 | 2 | 0 | N | South | FC
ASTORA_2_SOLAR2 | Astoria 2 | CAISO System | 3 | 2.25 | 13.5 | 11.25 | 12 | 23.25 | 29.25 | 20.25 | 10.5 | 1.5 | 1.5 | 0 | N | South | FC
ATWEL2_1_SOLAR1 | Atwell West | CAISO System | 0.8 | 0.6 | 3.6 | 3 | 3.2 | 6.2 | 7.8 | 5.4 | 2.8 | 0.4 | 0.4 | 0 | N | North | FC
ATWELL_1_SOLAR | Atwell Island PV Solar Generating Faci. | CAISO System | 0.8 | 0.6 | 3.6 | 3 | 3.2 | 6.2 | 7.8 | 5.4 | 2.8 | 0.4 | 0.4 | 0 | N | North | FC
AVENAL_6_AVPARK | Avenal Park Solar Project | Fresno | 0 | 0 | 0 | 0 | 0 | 0 | 0 | 0 | 0 | 0 | 0 | 0 | N | North | ID | 0% | 18DGD Waiting for Gates #12 500/230 kV transformer, Reconductor Los Banos-Padre Flat 230 kV and many other
AVENAL_6_AVSLR1 | Avenal Solar 1 | Fresno | 0 | 0 | 0 | 0 | 0 | 0 | 0 | 0 | 0 | 0 | 0 | 0 | N | North | EO
AVENAL_6_AVSLR2 | Avenal Solar 2 | Fresno | 0 | 0 | 0 | 0 | 0 | 0 | 0 | 0 | 0 | 0 | 0 | 0 | N | North | EO
AVENAL_6_SANDDG | Sand Drag Solar Project | Fresno | 0 | 0 | 0 | 0 | 0 | 0 | 0 | 0 | 0 | 0 | 0 | 0 | N | North | ID | 0% | 18DGD (84% or 15.88 MW of 19 MW) Waiting for Gates #12 500/230 kV transformer, Reconductor Los Banos-Padre Flat 230 kV and many other
AVENAL_6_SUNCTY | Sun City Solar Project | Fresno | 0 | 0 | 0 | 0 | 0 | 0 | 0 | 0 | 0 | 0 | 0 | 0 | N | North | ID | 0% | 18DGD Waiting for Gates #12 500/230 kV transformer, Reconductor Los Banos-Padre Flat 230 kV and many other
AVSOLR_2_SOLAR | AV SOLAR RANCH 1 | CAISO System | 9.66 | 7.25 | 43.47 | 36.23 | 38.64 | 74.87 | 94.19 | 65.21 | 33.81 | 4.83 | 4.83 | 0 | N | South | FC
BALCHS_7_UNIT 1 | BALCH 1 PH UNIT 1 | Fresno | 31 | 31 | 31 | 31 | 31 | 31 | 31 | 31 | 31 | 31 | 31 | 31 | Y | North | FC
BALCHS_7_UNIT 2 | BALCH 2 PH UNIT 2 | Fresno | 52.5 | 52.5 | 52.5 | 52.5 | 52.5 | 52.5 | 52.5 | 52.5 | 52.5 | 52.5 | 52.5 | 52.5 | Y | North | FC
BALCHS_7_UNIT 3 | BALCH 2 PH UNIT 3 | Fresno | 54.6 | 54.6 | 54.6 | 54.6 | 54.6 | 54.6 | 54.6 | 54.6 | 54.6 | 54.6 | 54.6 | 54.6 | Y | North | FC
BANGOR_6_HYDRO | Virginia Ranch Dam Powerplant | Sierra | [12 empty] | Y | North | FC | bar: JAN to DEC
BANKPP_2_NSPIN | BANKPP_2_NSPIN | Bay Area | 127 | 127 | 127 | 127 | 127 | 127 | 127 | 127 | 127 | 127 | 127 | 127 | Y | North | FC
BARRE_2_QF | BARRE QFS | LA Basin | 0 | 0 | 0 | 0 | 0 | 0 | 0 | 0 | 0 | 0 | 0 | 0 | N | South | FC
BARRE_6_PEAKER | Barre Peaker | LA Basin | 47 | 47 | 47 | 47 | 47 | 47 | 47 | 47 | 47 | 47 | 47 | 47 | Y | South | FC
BASICE_2_UNITS | Calpine King City Cogen | CAISO System | 120 | 120 | 120 | 120 | 120 | 120 | 120 | 120 | 120 | 120 | 120 | 120 | Y | North | FC
BDGRCK_1_UNITS | BADGER CREEK LIMITED | Kern | 43.35 | 43.9 | 42.64 | 42.7 | 42 | 42 | 42 | 40.2 | 38.6 | 40 | 41.6 | 42 | Y | North | FC
BEARDS_7_UNIT 1 | Beardsley Hydro | Stockton | 0.63 | 0.42 | 0.43 | 5.47 | 5.93 | 7.05 | 8.35 | 8.36 | 6.46 | 2.16 | 2.04 | 3.91 | Y | North | FC
BEARMT_1_UNIT | Bear Mountain Limited | Kern | 45 | 45 | 45 | 45 | 45 | 44 | 44 | 44 | 44 | 44 | 44.2 | 45 | Y | North | FC
BELDEN_7_UNIT 1 | BELDEN HYDRO | Sierra | 119 | 119 | 119 | 119 | 119 | 119 | 119 | 119 | 119 | 119 | 119 | 119 | Y | North | FC
BGSKYN_2_AS2SR1 | Antelope Solar 2 | Big Creek-Ventura | 4.2 | 3.15 | 18.9 | 15.75 | 16.8 | 32.55 | 40.95 | 28.35 | 14.7 | 2.1 | 2.1 | 0 | N | South | ID | 100% | waiting for Tehachapi CRAS
BGSKYN_2_ASPSR2 | Antelope Solar 2 San Pablo | Big Creek-Ventura | 4 | 3 | 18 | 15 | 16 | 31 | 39 | 27 | 14 | 2 | 2 | 0 | N | South | ID | 100% | waiting for Tehachapi CRAS
BIGCRK_2_EXESWD | BIG CREEK HYDRO PROJECT PSP | Big Creek-Ventura | 773.6 | 773.6 | 773.6 | 773.6 | 800.6 | 800.6 | 800.6 | 800.6 | 773.6 | 773.6 | 773.6 | 773.6 | Y | South | FC
BIGCRK_7_DAM7 | DAM 7 AT BIG CREEK (FISHWATER GEN) | Big Creek-Ventura | 0 | 0 | 0 | 0 | 0 | 0 | 0 | 0 | 0 | 0 | 0 | 0 | N | South | EO
BIGCRK_7_MAMRES | MAMMOTH POOL RESERVOIR (FISHWATER | Big Creek-Ventura | 0 | 0 | 0 | 0 | 0 | 0 | 0 | 0 | 0 | 0 | 0 | 0 | N | South | EO
BIGSKY_2_BSKSR6 | Big Sky Solar 6 | Big Creek-Ventura | 0.8 | 0.6 | 3.6 | 3 | 3.2 | 6.2 | 7.8 | 5.4 | 2.8 | 0.4 | 0.4 | 0 | N | South | FC
BIGSKY_2_BSKSR7 | Big Sky Solar 7 | Big Creek-Ventura | 0.8 | 0.6 | 3.6 | 3 | 3.2 | 6.2 | 7.8 | 5.4 | 2.8 | 0.4 | 0.4 | 0 | N | South | FC
BIGSKY_2_BSKSR8 | Big Sky Solar 8 | Big Creek-Ventura | 0.8 | 0.6 | 3.6 | 3 | 3.2 | 6.2 | 7.8 | 5.4 | 2.8 | 0.4 | 0.4 | 0 | N | South | FC
BIGSKY_2_SOLAR1 | Antelope Big Sky Ranch | Big Creek-Ventura | 0.8 | 0.6 | 3.6 | 3 | 3.2 | 6.2 | 7.8 | 5.4 | 2.8 | 0.4 | 0.4 | 0 | N | South | FC
BIGSKY_2_SOLAR2 | Big Sky Solar 4 | Big Creek-Ventura | 1.6 | 1.2 | 7.2 | 6 | 6.4 | 12.4 | 15.6 | 10.8 | 5.6 | 0.8 | 0.8 | 0 | N | South | FC
BIGSKY_2_SOLAR3 | Big Sky Summer | Big Creek-Ventura | 0.8 | 0.6 | 3.6 | 3 | 3.2 | 6.2 | 7.8 | 5.4 | 2.8 | 0.4 | 0.4 | 0 | N | South | FC
BIGSKY_2_SOLAR4 | Western Antelope Blue Sky Ranch B | Big Creek-Ventura | 0.8 | 0.6 | 3.6 | 3 | 3.2 | 6.2 | 7.8 | 5.4 | 2.8 | 0.4 | 0.4 | 0 | N | South | FC
BIGSKY_2_SOLAR5 | Big Sky Solar 2 | Big Creek-Ventura | 0.2 | 0.15 | 0.9 | 0.75 | 0.8 | 1.55 | 1.95 | 1.35 | 0.7 | 0.1 | 0.1 | 0 | N | South | FC
BIGSKY_2_SOLAR6 | Solverde 1 | Big Creek-Ventura | 3.4 | 2.55 | 15.3 | 12.75 | 13.6 | 26.35 | 33.15 | 22.95 | 11.9 | 1.7 | 1.7 | 0 | N | South | FC
BIGSKY_2_SOLAR7 | Big Sky Solar 1 | Big Creek-Ventura | 2 | 1.5 | 9 | 7.5 | 8 | 15.5 | 19.5 | 13.5 | 7 | 1 | 1 | 0 | N | South | FC
BIOMAS_1_UNIT 1 | WOODLAND BIOMASS | Sierra | 22.33 | 21.93 | 23.29 | 22.72 | 14.07 | 22.72 | 23.66 | 24.31 | 23.33 | 22.36 | 20 | 23.44 | N | North | FC
BISHOP_1_ALAMO | BISHOP CREEK PLANT 2 AND 6 | CAISO System | 3.21 | 3.2 | 4.47 | 6.51 | 9.77 | 11.41 | 11.52 | 10.99 | 7.56 | 4.1 | 3.32 | 3.62 | N | South | FC
BISHOP_1_UNITS | BISHOP CREEK PLANT 3 AND 4 | CAISO System | 3.43 | 3.48 | 4.85 | 6.32 | 10.42 | 13.16 | 13.81 | 12.87 | 8.34 | 5.79 | 4.73 | 4.73 | N | South | FC
BKRFLD_2_SOLAR1 | Bakersfield 111 | Kern | 0.06 | 0.04 | 0.25 | 0.21 | 0.22 | 0.43 | 0.54 | 0.37 | 0.19 | 0.03 | 0.03 | 0 | N | North | FC
BLACK_7_UNIT 1 | JAMES B. BLACK 1 | CAISO System | 85 | 85 | 85 | 85 | 85 | 85 | 85 | 85 | 85 | 85 | 85 | 85 | Y | North | FC
BLACK_7_UNIT 2 | JAMES B. BLACK 2 | CAISO System | 84.1 | 84.1 | 84.1 | 84.1 | 84.1 | 84.1 | 84.1 | 84.1 | 84.1 | 84.1 | 84.1 | 84.1 | Y | North | FC
BLAST_1_WIND | Mountain View IV Wind | LA Basin | 6.86 | 5.88 | 13.72 | 12.25 | 12.25 | 16.17 | 11.27 | 10.29 | 7.35 | 3.92 | 5.88 | 6.37 | N | South | FC
BLCKBT_2_STONEY | BLACK BUTTE HYDRO | CAISO System | 2.04 | 1.6 | 1.3 | 3.5 | 2.7 | 2.57 | 2.02 | 1.83 | 1.5 | 1.5 | 2.1 | 2.51 | Y | North | FC
BLCKWL_6_SOLAR1 | Blackwell Solar | CAISO System | 0.48 | 0.36 | 2.16 | 1.8 | 1.92 | 3.72 | 4.68 | 3.24 | 1.68 | 0.24 | 0.24 | 0 | N | North | FC
BLKCRK_2_SOLAR1 | McCoy Station | CAISO System | 10 | 7.5 | 45 | 37.5 | 40 | 77.5 | 97.5 | 67.5 | 35 | 5 | 5 | 0 | N | South | FC
BLM_2_UNITS | BLM EAST Facility | CAISO System | 72 | 72 | 72 | 72 | 72 | 72 | 72 | 72 | 72 | 72 | 72 | 72 | Y | South | FC
BLYTHE_1_SOLAR1 | Blythe Solar 1 Project | CAISO System | 0 | 0 | 0 | 0 | 0 | 0 | 0 | 0 | 0 | 0 | 0 | 0 | N | South | EO
BLYTHE_1_SOLAR2 | Blythe Green 1 | CAISO System | 0 | 0 | 0 | 0 | 0 | 0 | 0 | 0 | 0 | 0 | 0 | 0 | N | South | EO
BNNIEN_7_ALTAPH | ALTA POWER HOUSE | Sierra | 0.24 | 0.17 | 0.24 | 0.19 | 0.11 | 0.47 | 0.74 | 0.68 | 0.56 | 0.58 | 0.29 | 0.3 | N | North | FC
BOGUE_1_UNITA1 | Feather River Energy Center, Unit #1 | Sierra | 47.6 | 47.6 | 47.6 | 47.6 | 47.6 | 47.6 | 47.6 | 47.6 | 47.6 | 47.6 | 47.6 | 47.6 | Y | North | FC
BORDER_6_UNITA1 | CalPeak Power Border Unit 1 | San Diego-IV | 51.25 | 51.25 | 51.25 | 51.25 | 51.25 | 51.25 | 51.25 | 51.25 | 51.25 | 51.25 | 51.25 | 51.25 | Y | South | FC
BOWMN_6_HYDRO | NID Hydro Bowman Powerhouse | Sierra | 1.61 | 1.96 | 2.24 | 2.89 | 3.1 | 1.94 | 2.77 | 2.54 | 2.35 | 2.03 | 1.13 | 1.08 | N | North | FC
BRDGVL_7_BAKER | Baker Station Hydro | Humboldt | 1.28 | 0.82 | 1.29 | 0.83 | 0.13 | 0.01 | 0 | 0 | 0 | 0.06 | 0.62 | 0.6 | N | North | FC
BRDSLD_2_HIWIND | High Winds Energy Center | Bay Area | 22.68 | 19.44 | 45.36 | 40.5 | 40.5 | 53.46 | 37.26 | 34.02 | 24.3 | 12.96 | 19.44 | 21.06 | N | North | FC
BRDSLD_2_MTZUM2 | NextEra Energy Montezuma Wind II | Bay Area | 10.95 | 9.38 | 21.9 | 19.55 | 19.55 | 25.81 | 17.99 | 16.42 | 11.73 | 6.26 | 9.38 | 10.17 | N | North | FC
BRDSLD_2_MTZUMA | FPL Energy Montezuma Wind | Bay Area | 5.15 | 4.42 | 10.3 | 9.2 | 9.2 | 12.14 | 8.46 | 7.73 | 5.52 | 2.94 | 4.42 | 4.78 | N | North | FC
BRDSLD_2_SHILO1 | Shiloh I Wind Project | Bay Area | 21 | 18 | 42 | 37.5 | 37.5 | 49.5 | 34.5 | 31.5 | 22.5 | 12 | 18 | 19.5 | N | North | FC
BRDSLD_2_SHILO2 | SHILOH WIND PROJECT 2 | Bay Area | 21 | 18 | 42 | 37.5 | 37.5 | 49.5 | 34.5 | 31.5 | 22.5 | 12 | 18 | 19.5 | N | North | FC
BRDSLD_2_SHLO3A | Shiloh III Wind Project, LLC | Bay Area | 14.35 | 12.3 | 28.7 | 25.63 | 25.63 | 33.83 | 23.58 | 21.53 | 15.38 | 8.2 | 12.3 | 13.33 | N | North | FC
BRDSLD_2_SHLO3B | Shiloh IV Wind Project | Bay Area | 14 | 12 | 28 | 25 | 25 | 33 | 23 | 21 | 15 | 8 | 12 | 13 | N | North | FC
BREGGO_6_DEGRSL | Desert Green Solar Farm | San Diego-IV | 0.25 | 0.19 | 1.13 | 0.95 | 1.01 | 1.95 | 2.46 | 1.7 | 0.88 | 0.13 | 0.13 | 0 | N | South | FC
BREGGO_6_SOLAR | NRG Borrego Solar One | San Diego-IV | 1.04 | 0.78 | 4.68 | 3.9 | 4.16 | 8.06 | 10.14 | 7.02 | 3.64 | 0.52 | 0.52 | 0 | N | South | FC
BRODIE_2_WIND | Coram Brodie Wind Project | CAISO System | 14.28 | 12.24 | 28.56 | 25.5 | 25.5 | 33.66 | 23.46 | 21.42 | 15.3 | 8.16 | 12.24 | 13.26 | N | South | FC
BUCKBL_2_PL1X3 | Blythe Energy Center | CAISO System | 490 | 490 | 490 | 490 | 490 | 490 | 490 | 490 | 490 | 490 | 490 | 490 | Y | South | FC
BUCKCK_2_HYDRO | Lassen Station Hydro | Sierra | 0.65 | 0.56 | 0.82 | 0.9 | 0.83 | 0.48 | 0.13 | 0.04 | 0 | 0.02 | 0.31 | 0.31 | N | North | FC
BUCKCK_7_OAKFLT | Oak Flat | Sierra | 1.3 | 1.3 | 1.3 | 1.3 | 1.3 | 1.3 | 1.3 | 1.3 | 1.3 | 1.3 | 1.3 | 1.3 | Y | North | FC
BUCKCK_7_PL1X2 | BUCKS CREEK AGGREGATE | Sierra | 57.25 | 57.25 | 57.25 | 57.25 | 57.25 | 57.25 | 57.25 | 57.25 | 57.25 | 57.25 | 57.25 | 57.25 | Y | North | FC
BUCKWD_1_NPALM1 | North Palm Springs 1A | LA Basin | 0.1 | 0.07 | 0.43 | 0.36 | 0.38 | 0.74 | 0.94 | 0.65 | 0.34 | 0.05 | 0.05 | 0 | N | South | FC
BUCKWD_1_QF | Buckwind Re-powering project | LA Basin | 2.31 | 1.98 | 4.62 | 4.13 | 4.13 | 5.45 | 3.8 | 3.47 | 2.48 | 1.32 | 1.98 | 2.15 | N | South | FC
BUCKWD_7_WINTCV | Wintec Energy, Ltd. | LA Basin | 0.18 | 0.16 | 0.37 | 0.33 | 0.33 | 0.44 | 0.3 | 0.28 | 0.2 | 0.11 | 0.16 | 0.17 | N | South | FC
BURNYF_2_UNIT 1 | Burney Forest Power | CAISO System | 25.29 | 26.81 | 26.08 | 23.69 | 25.82 | 27.5 | 27.03 | 27.96 | 28.19 | 26.48 | 26.12 | 27.55 | N | North | FC
BUTTVL_7_UNIT 1 | BUTT VALLEY HYDRO | CAISO System | 39.5 | 39.5 | 39.5 | 39.5 | 39.5 | 39.5 | 39.5 | 39.5 | 39.5 | 39.5 | 39.5 | 39.5 | Y | North | FC
CABZON_1_WINDA1 | Cabazon Wind Project | LA Basin | 5.74 | 4.92 | 11.48 | 10.25 | 10.25 | 13.53 | 9.43 | 8.61 | 6.15 | 3.28 | 4.92 | 5.33 | N | South | FC
CALFTN_2_SOLAR | California Flats North | CAISO System | 5.2 | 3.9 | 23.4 | 19.5 | 20.8 | 40.3 | 50.7 | 35.1 | 18.2 | 2.6 | 2.6 | 0 | N | North | FC
CALFTS_2_CFSSR1 | California Flats Solar South | CAISO System | 6 | 4.5 | 27 | 22.5 | 24 | 46.5 | 58.5 | 40.5 | 21 | 3 | 3 | 0 | N | North | FC
CALGEN_1_UNITS | Coso Navy 1 | CAISO System | 92.2 | 92.2 | 92.2 | 92.2 | 92.2 | 92.2 | 92.2 | 92.2 | 92.2 | 92.2 | 92.2 | 92.2 | Y | South | FC
CALPIN_1_AGNEW | Agnews Power Plant | Bay Area | 28.56 | 28.56 | 28.56 | 28.56 | 28.56 | 28.56 | 28.56 | 28.56 | 28.56 | 28.56 | 28.56 | 28.56 | Y | North | FC
CAMCHE_1_PL1X3 | CAMANCHE UNITS 1, 2 & 3 AGGREGATE | Stockton | 3.78 | 3.49 | 2.95 | 5.8 | 6.82 | 6.09 | 4.45 | 2.76 | 1.96 | 1.71 | 1.54 | 3.46 | N | North | FC
CAMLOT_2_SOLAR1 | Camelot | CAISO System | 1.8 | 1.35 | 8.1 | 6.75 | 7.2 | 13.95 | 17.55 | 12.15 | 6.3 | 0.9 | 0.9 | 0 | N | South | FC
CAMLOT_2_SOLAR2 | Columbia Two | CAISO System | 0.6 | 0.45 | 2.7 | 2.25 | 2.4 | 4.65 | 5.85 | 4.05 | 2.1 | 0.3 | 0.3 | 0 | N | South | FC
CAMPFW_7_FARWST | CAMP FAR WEST HYDRO | Sierra | 4.86 | 4.31 | 4.35 | 5.73 | 4.31 | 2.87 | 2.97 | 2.9 | 0.57 | 0 | 0 | 2.28 | Y | North | FC
CANTUA_1_SOLAR | Cantua Solar Station | Fresno | 0.8 | 0.6 | 3.6 | 3 | 3.2 | 6.2 | 7.8 | 5.4 | 2.8 | 0.4 | 0.4 | 0 | N | North | ID | 100% | C3-4 Waiting for Bellota-Warnerville 230 kV reconductoring and possibly other
CAPWD_1_QF | Edom Hills Wind Farm | LA Basin | 2.74 | 2.35 | 5.47 | 4.89 | 4.89 | 6.45 | 4.5 | 4.11 | 2.93 | 1.56 | 2.35 | 2.54 | N | South | FC
CARBOU_7_PL2X3 | CARIBOU PH 1 UNIT 2 & 3 AGGREGATE | CAISO System | 49 | 49 | 49 | 49 | 49 | 49 | 49 | 49 | 49 | 49 | 49 | 49 | Y | North | FC
CARBOU_7_PL4X5 | CARIBOU PH 2 UNIT 4 & 5 AGGREGATE | CAISO System | 120 | 120 | 120 | 120 | 120 | 120 | 120 | 120 | 120 | 120 | 120 | 120 | Y | North | FC
CARBOU_7_UNIT 1 | CARIBOU PH 1 UNIT 1 | CAISO System | 24 | 24 | 24 | 24 | 24 | 24 | 24 | 24 | 24 | 24 | 24 | 24 | Y | North | FC
CARLS1_2_CARCT1 | Carlsbad 1 | San Diego-IV | 422 | 422 | 422 | 422 | 422 | 422 | 422 | 422 | 422 | 422 | 422 | 422 | Y | South | FC
CARLS2_1_CARCT1 | Carlsbad 2 | San Diego-IV | 105.5 | 105.5 | 105.5 | 105.5 | 105.5 | 105.5 | 105.5 | 105.5 | 105.5 | 105.5 | 105.5 | 105.5 | Y | South | FC
CATLNA_2_SOLAR | Catalina Solar - Phases 1 and 2 | CAISO System | 4.4 | 3.3 | 19.8 | 16.5 | 17.6 | 34.1 | 42.9 | 29.7 | 15.4 | 2.2 | 2.2 | 0 | N | South | FC
CATLNA_2_SOLAR2 | Catalina Solar 2 | CAISO System | 0.72 | 0.54 | 3.24 | 2.7 | 2.88 | 5.58 | 7.02 | 4.86 | 2.52 | 0.36 | 0.36 | 0 | N | South | FC
CAVLSR_2_BSOLAR | California Valley Solar Ranch-Phase B | CAISO System | 1.6 | 1.2 | 7.2 | 6 | 6.4 | 12.4 | 15.6 | 10.8 | 5.6 | 0.8 | 0.8 | 0 | N | North | FC
CAVLSR_2_RSOLAR | California Valley Solar Ranch-Phase A | CAISO System | 8.4 | 6.3 | 37.8 | 31.5 | 33.6 | 65.1 | 81.9 | 56.7 | 29.4 | 4.2 | 4.2 | 0 | N | North | FC
CAYTNO_2_VASCO | Vasco Road | Bay Area | 4.01 | 3.9 | 3.99 | 3.99 | 3.9 | 3.94 | 3.94 | 4.02 | 3.58 | 3.6 | 4.05 | 4.04 | N | North | FC
CCRITA_7_RPPCHF | Rancho Penasquitos Hydro Facility | San Diego-IV | 0 | 0 | 0 | 0 | 0 | 1.92 | 3.08 | 3.6 | 3.27 | 1.75 | 0.03 | 0 | N | South | FC
CDWR07_2_GEN | CDWR07_2_GEN | CAISO System | 115.6 | 115.6 | 115.6 | 115.6 | 115.6 | 73.11 | 73.11 | 60.43 | 60.43 | 60.43 | 60.43 | 60.43 | Y | North | FC
CEDRCK_6_UNIT | Water Wheel Ranch | CAISO System | 0.46 | 0.56 | 0.61 | 0.56 | 0.55 | 0.3 | 0.16 | 0.12 | 0.11 | 0.14 | 0.23 | 0.34 | N | North | FC
CEDUCR_2_SOLAR1 | Ducor Solar 1 | Big Creek-Ventura | 0 | 0 | 0 | 0 | 0 | 0 | 0 | 0 | 0 | 0 | 0 | 0 | N | South | EO
CEDUCR_2_SOLAR2 | Ducor Solar 2 | Big Creek-Ventura | 0 | 0 | 0 | 0 | 0 | 0 | 0 | 0 | 0 | 0 | 0 | 0 | N | South | EO
CEDUCR_2_SOLAR3 | Ducor Solar 3 | Big Creek-Ventura | 0 | 0 | 0 | 0 | 0 | 0 | 0 | 0 | 0 | 0 | 0 | 0 | N | South | EO
CEDUCR_2_SOLAR4 | Ducor Solar 4 | Big Creek-Ventura | 0 | 0 | 0 | 0 | 0 | 0 | 0 | 0 | 0 | 0 | 0 | 0 | N | South | EO
CENTER_2_RHONDO | MWD Rio Hondo Hydroelectric Recovery Pla | LA Basin | 1.91 | 1.91 | 1.91 | 1.91 | 1.91 | 1.91 | 1.91 | 1.91 | 1.91 | 1.91 | 1.91 | 1.91 | Y | South | FC
CENTER_2_SOLAR1 | Pico Rivera | LA Basin | 0 | 0 | 0 | 0 | 0 | 0 | 0 | 0 | 0 | 0 | 0 | 0 | N | South | EO
CENTER_2_TECNG1 | TECHNICAST | LA Basin | 0 | 0 | 0 | 0 | 0 | 0 | 0 | 0 | 0 | 0 | 0 | 0 | N | South | EO
CENTER_6_PEAKER | Center Peaker | LA Basin | 47 | 47 | 47 | 47 | 47 | 47 | 47 | 47.11 | 47.11 | 47.11 | 47.11 | 47.11 | Y | South | FC
CENTRY_6_PL1X4 | CENTURY GENERATING PLANT (AGGREGATE) | LA Basin | 36 | 36 | 36 | 36 | 36 | 36 | 36 | 36 | 36 | 36 | 36 | 36 | Y | South | FC
CHALK_1_UNIT | CHALK CLIFF LIMITED | CAISO System | 45.8 | 46.06 | 45.5 | 45 | 44.38 | 43.46 | 43 | 43.06 | 43.72 | 45.04 | 46.42 | 46.84 | Y | North | FC
CHEVCD_6_UNIT | CHEVRON USA (TAFT/CADET) | CAISO System | 0.63 | 0.81 | 0.6 | 0.47 | 0.64 | 0.7 | 1.02 | 1.02 | 1.09 | 0.98 | 0.69 | 0.65 | N | North | FC
CHEVCO_6_UNIT 1 | CHEVRON USA (COALINGA) | Fresno | 1.09 | 1.09 | 1.23 | 1.21 | 1.46 | 1.02 | 1.77 | 2.09 | 1.94 | 2.16 | 1.2 | 1.22 | N | North | FC
CHEVCO_6_UNIT 2 | AERA ENERGY LLC. (COALINGA) | Fresno | 1.03 | 1.15 | 0.95 | 1.03 | 1.03 | 0.99 | 1.06 | 0.85 | 0.86 | 1.19 | 1.24 | 1.43 | N | North | FC
CHEVCY_1_UNIT | CHEVRON USA (CYMRIC) | CAISO System | 4.39 | 3.29 | 2.75 | 3.33 | 2.68 | 2.54 | 3.64 | 2.91 | 2.85 | 3.44 | 2.5 | 3.31 | N | North | FC
CHEVMN_2_UNITS | CHEVRON U.S.A. UNITS 1 & 2 AGGREGATE | LA Basin | 11.012 | 10.76 | 19.97 | 20.56 | 9.3778 | 10.83 | 11.323 | 7.543 | 9.78 | 10.86 | 1 | 6.89 | N | South | FC
CHICPK_7_UNIT 1 | Chicago Park Powerhouse | Sierra | 42 | 42 | 42 | 42 | 42 | 42 | 42 | 42 | 42 | 42 | 42 | 42 | Y | North | FC
CHILLS_1_SYCENG | Sycamore Energy 1 | San Diego-IV | 0.6 | 0.68 | 0.64 | 0.63 | 0.5 | 0.57 | 0.64 | 0.62 | 0.51 | 0.54 | 0.58 | 0.55 | N | South | FC
CHILLS_7_UNITA1 | Sycamore Energy 2 | San Diego-IV | 1.82 | 2 | 2 | 2 | 1.4 | 1.68 | 1.56 | 1.52 | 1.74 | 1.75 | 1.8 | 1.61 | Y | South | FC
CHINO_2_APEBT1 | Pomona Energy Storage | LA Basin | 20 | 20 | 20 | 20 | 20 | 20 | 20 | 20 | 20 | 20 | 20 | 20 | Y | South | FC
CHINO_2_JURUPA | Jurupa | LA Basin | 0 | 0 | 0 | 0 | 0 | 0 | 0 | 0 | 0 | 0 | 0 | 0 | N | South | EO
CHINO_2_QF | CHINO QFS | LA Basin | 0.58 | 0.58 | 0.58 | 0.58 | 0.58 | 0.1 | 0 | 0 | 0 | 0 | 0 | 0.0020833 | N | South | FC
CHINO_2_SASOLR | SS San Antonio West LLC | LA Basin | 0 | 0 | 0 | 0 | 0 | 0 | 0 | 0 | 0 | 0 | 0 | 0 | N | South | EO
CHINO_2_SOLAR | Chino RT Solar 1 | LA Basin | 0.04 | 0.03 | 0.18 | 0.15 | 0.16 | 0.31 | 0.39 | 0.27 | 0.14 | 0.02 | 0.02 | 0 | N | South | FC
CHINO_2_SOLAR2 | Kona Solar - Terra Francesca | LA Basin | 0 | 0 | 0 | 0 | 0 | 0 | 0 | 0 | 0 | 0 | 0 | 0 | N | South | EO
CHINO_6_CIMGEN | Chino Co-Generation | LA Basin | 26 | 26 | 26 | 26 | 26 | 26 | 26 | 26 | 26 | 26 | 26 | 26 | Y | South | FC
CHINO_7_MILIKN | MN Milliken Genco LLC | LA Basin | 1.29 | 1.2 | 1.49 | 1.48 | 1.36 | 1.24 | 1.25 | 1.19 | 1.21 | 1.27 | 1.41 | 1.32 | Y | South | FC
CHWCHL_1_BIOMAS | Chow II Biomass to Energy | Fresno | 8.65 | 9.52 | 10.05 | 9.22 | 8.09 | 8.8 | 9.68 | 9.3 | 9.64 | 9.31 | 8.86 | 10.34 | N | North | FC
CHWCHL_1_UNIT | CHOW 2 PEAKER PLANT | Fresno | 48 | 48 | 48 | 48 | 48 | 48 | 48 | 48 | 48 | 48 | 48 | 48 | Y | North | FC
CLOVDL_1_SOLAR | Cloverdale Solar I | NCNB | 0.06 | 0.05 | 0.27 | 0.23 | 0.24 | 0.47 | 0.59 | 0.41 | 0.21 | 0.03 | 0.03 | 0 | N | North | ID | 100% | 16DGD Waiting for Moraga-Castro Valley 230 kV Capacity Increase and possibly other
CLOVER_2_UNIT | Clover Creek | CAISO System | 0.75 | 0.71 | 0.85 | 0.89 | 0.75 | 0.49 | 0.28 | 0.13 | 0.06 | 0.17 | 0.29 | 0.5 | N | North | FC
CLRKRD_6_LIMESD | Lime Saddle Hydro | CAISO System | 0.38 | 0.36 | 0.19 | 0.57 | 0.53 | 0.58 | 0.61 | 0.63 | 0.46 | 0.46 | 0.23 | 0.22 | N | North | FC
CLRMTK_1_QF | SMALL QF AGGREGATION - OAKLAND | Bay Area | 0 | 0 | 0 | 0 | 0 | 0 | 0 | 0 | 0 | 0 | 0 | 0 | N | North | FC
CNTNLA_2_SOLAR1 | Centinela Solar Energy I | San Diego-IV | 5 | 3.75 | 22.5 | 18.75 | 20 | 38.75 | 48.75 | 33.75 | 17.5 | 2.5 | 2.5 | 0 | N | South | FC
CNTNLA_2_SOLAR2 | Centinels Solar Energy 2 | San Diego-IV | 0 | 0 | 0 | 0 | 0 | 0 | 0 | 0 | 0 | 0 | 0 | 0 | N | South | EO
CNTRVL_6_UNIT | Centerville | CAISO System | 3.81 | 4.45 | 4.7 | 4.62 | 4.41 | 4.72 | 4.7 | 4.62 | 4.57 | 4.07 | 3.58 | 4.07 | N | North | FC
COCOPP_2_CTG1 | Marsh Landing 1 | Bay Area | 202.49 | 202.49 | 200.57 | 197.53 | 195.03 | 191.9 | 189.9 | 190 | 190.9 | 194.6 | 200.6 | 201.6 | Y | North | FC
COCOPP_2_CTG2 | Marsh Landing 2 | Bay Area | 201.63 | 201.63 | 199.72 | 196.7 | 194.21 | 191.1 | 189.1 | 189.21 | 191.1 | 193.78 | 199.7 | 200.72 | Y | North | FC
COCOPP_2_CTG3 | Marsh Landing 3 | Bay Area | 201.2 | 201.2 | 199.29 | 196.28 | 193.79 | 190.4 | 188.4 | 188.5 | 190.4 | 193.36 | 199.3 | 200.3 | Y | North | FC
COCOPP_2_CTG4 | Marsh Landing 4 | Bay Area | 203.09 | 203.09 | 201.16 | 198.12 | 195.68 | 191.8 | 189.8 | 189.89 | 191.8 | 195.18 | 201.2 | 202.2 | Y | North | FC
COCOSB_6_SOLAR | Oakley Solar Project | Bay Area | 0 | 0 | 0 | 0 | 0 | 0 | 0 | 0 | 0 | 0 | 0 | 0 | N | North | EO
COGNAT_1_UNIT | Stockton Biomas | Stockton | 40.63 | 45 | 43.05 | 20.37 | 28.37 | 29.75 | 39.21 | 43.44 | 45 | 40.3 | 44.53 | 43.22 | N | North | FC
COLEMN_2_UNIT | Coleman | CAISO System | 6.9 | 7.52 | 9.35 | 9.41 | 7 | 6.18 | 4.24 | 2.34 | 4.25 | 4.46 | 4.34 | 3.98 | N | North | FC
COLGAT_7_UNIT 1 | Colgate Powerhouse Unit 1 | Sierra | 149.85 | 148.64 | 153.29 | 158.63 | 162.79 | 165.7 | 165.1 | 161.65 | 156.74 | 151.87 | 149.95 | 148.24 | Y | North | FC
COLGAT_7_UNIT 2 | Colgate Powerhouse Unit 2 | Sierra | 149.8 | 148.6 | 153.24 | 158.63 | 162.83 | 165.76 | 165.16 | 161.68 | 156.71 | 151.81 | 149.91 | 148.21 | Y | North | FC
COLTON_6_AGUAM1 | AGUA MANSA UNIT 1 (CITY OF COLTON) | LA Basin | 43 | 43 | 43 | 43 | 43 | 43 | 43 | 43 | 43 | 43 | 43 | 43 | Y | South | FC
COLUSA_2_PL1X3 | Colusa Generating Station | CAISO System | 620.1 | 618.9 | 618.9 | 618.9 | 618.9 | 598.06 | 593.2 | 594.94 | 607.51 | 618.9 | 618.9 | 626.97 | Y | North | FC
COLVIL_7_PL1X2 | COLLIERVILLE HYDRO UNIT 1 & 2 AGGREGATE | CAISO System | 246.86 | 246.86 | 246.86 | 246.86 | 246.86 | 246.86 | 246.86 | 246.86 | 246.86 | 246.86 | 246.86 | 246.86 | Y | North | FC
CONTRL_1_CASAD1 | Mammoth G1 | CAISO System | 7.27 | 7.18 | 6.89 | 6.88 | 6.12 | 5.45 | 5.1 | 5.22 | 6.05 | 6.64 | 7.11 | 7.24 | N | South | FC
CONTRL_1_CASAD3 | Mammoth G3 | CAISO System | 12.5 | 12 | 11.34 | 6.75 | 8.64 | 7.61 | 6.77 | 7.38 | 8.47 | 10.17 | 11.64 | 12.47 | N | South | FC
CONTRL_1_LUNDY | LUNDY | CAISO System | 0.62 | 0.85 | 1.33 | 1.48 | 1.6 | 2.35 | 2.14 | 1.91 | 1.28 | 0.65 | 0.62 | 0.61 | N | South | FC
CONTRL_1_OXBOW | Dixie Valley Geo | CAISO System | 57.12 | 55.36 | 52.64 | 45.83 | 44.14 | 42.17 | 51.14 | 51.04 | 51.24 | 52.92 | 56.68 | 58.07 | N | South | FC
CONTRL_1_POOLE | POOLE HYDRO PLANT 1 | CAISO System | 0.79 | 0.83 | 0.86 | 3.35 | 2.59 | 5.16 | 4.35 | 2.98 | 0.8 | 1.4 | 1 | 1.09 | Y | South | FC
CONTRL_1_QF | CONTROL QFS | CAISO System | 10.75 | 9.92 | 9.45 | 8.84 | 8.12 | 6.86 | 7.8 | 8.08 | 7.84 | 8.38 | 9.28 | 10.21 | N | South | FC
CONTRL_1_RUSHCK | RUSH CREEK | CAISO System | 4.65 | 5.17 | 5.34 | 6.54 | 9.47 | 11.94 | 4.77 | 3.24 | 3.46 | 4.55 | 4.87 | 4.17 | Y | South | FC
COPMT2_2_SOLAR2 | CMS2 | CAISO System | 6.2 | 4.65 | 27.9 | 23.25 | 24.8 | 48.05 | 60.45 | 41.85 | 21.7 | 3.1 | 3.1 | 0 | N | South | FC
COPMT4_2_SOLAR4 | Copper Mountain Solar 4 | CAISO System | 3.68 | 2.76 | 16.56 | 13.8 | 14.72 | 28.52 | 35.88 | 24.84 | 12.88 | 1.84 | 1.84 | 0 | N | South | ID | 100% | Waiting for Desert Area upgrades
COPMTN_2_CM10 | Copper Mountain 10 | CAISO System | 0.4 | 0.3 | 1.8 | 1.5 | 1.6 | 3.1 | 3.9 | 2.7 | 1.4 | 0.2 | 0.2 | 0 | N | South | PD | 7.25
COPMTN_2_SOLAR1 | Copper Mountain 48 | CAISO System | 1.92 | 1.44 | 8.64 | 7.2 | 7.68 | 14.88 | 16.5 | 12.96 | 6.72 | 0.96 | 0.96 | 0 | N | South | PD | 16.50
CORCAN_1_SOLAR1 | CID Solar | Fresno | 0.8 | 0.6 | 3.6 | 3 | 3.2 | 6.2 | 7.8 | 5.4 | 2.8 | 0.4 | 0.4 | 0 | N | North | ID | 100% | C3-4 Waiting for Bellota-Warnerville 230 kV reconductoring and possibly other
CORCAN_1_SOLAR2 | Corcoran City | Fresno | 0.44 | 0.33 | 1.98 | 1.65 | 1.76 | 3.41 | 4.29 | 2.97 | 1.54 | 0.22 | 0.22 | 0 | N | North | ID | 100% | C3-4 Waiting for Bellota-Warnerville 230 kV Reconductoring and possibly other
CORONS_2_SOLAR | Master Development Corona | LA Basin | 0 | 0 | 0 | 0 | 0 | 0 | 0 | 0 | 0 | 0 | 0 | 0 | N | South | EO
CORONS_6_CLRWTR | Clearwater Power Plant | LA Basin | 28 | 28 | 28 | 28 | 28 | 28 | 28 | 28 | 28 | 28 | 28 | 28 | Y | South | FC
CORRAL_6_SJOAQN | Ameresco San Joaquin | CAISO System | 3.73 | 3.9 | 3.83 | 3.87 | 3.89 | 3.83 | 3.41 | 3.55 | 3.57 | 3.95 | 3.73 | 3.39 | N | North | FC
COTTLE_2_FRNKNH | Frankenheimer Power Plant | CAISO System | 0 | 0 | 0.39 | 2.33 | 2.25 | 2.48 | 2.48 | 2.44 | 1.9 | 0.14 | 0 | 0 | N | North | FC
COVERD_2_HCKHY1 | HATCHET CREEK | CAISO System | 3.28 | 3.6 | 4.75 | 5.45 | 4.12 | 2.42 | 1.72 | 1.66 | 1.64 | 1.46 | 1.65 | 1.94 | N | North | FC
COVERD_2_MCKHY1 | Montgomery Creek Hydro | CAISO System | 1.56 | 1.53 | 2.08 | 2.16 | 1.68 | 1.47 | 1.37 | 0.69 | 0.67 | 0.59 | 0.99 | 0.97 | N | North | FC
COVERD_2_QFUNTS | COVE ROAD HYDRO QF UNITS | CAISO System | 5.75 | 5.75 | 5.75 | 5.75 | 4.57 | 1.28 | 0.14 | 0 | 0 | 0.68 | 1.61 | 3.79 | N | North | FC
COVERD_2_RCKHY1 | ROARING CREEK | CAISO System | 1.04 | 1.13 | 1.34 | 1.49 | 1.07 | 0.91 | 0.6 | 0.48 | 0.48 | 0.42 | 0.54 | 0.61 | N | North | FC
COWCRK_2_UNIT | Cow Creek Hydro | CAISO System | 1.08 | 1.27 | 0.83 | 1.21 | 0.86 | 0.51 | 0.48 | 0.19 | 0.15 | 0.31 | 0.62 | 0.84 | N | North | FC
CPSTNO_7_PRMADS | PRIMA DESCHECHA (CAPISTRANO) | San Diego-IV | 5.38 | 5.44 | 4.96 | 5.16 | 5.45 | 5.72 | 5.67 | 5.71 | 5.42 | 5.45 | 5.54 | 5.49 | N | South | FC
CPVERD_2_SOLAR | Campo Verde Solar | San Diego-IV | 5.56 | 4.17 | 25.02 | 20.85 | 22.24 | 43.09 | 54.21 | 37.53 | 19.46 | 2.78 | 2.78 | 0 | N | South | FC
CRELMN_6_RAMON1 | Ramona 1 | San Diego-IV | 0.08 | 0.06 | 0.36 | 0.3 | 0.32 | 0.62 | 0.78 | 0.54 | 0.28 | 0.04 | 0.04 | 0 | N | South | FC
CRELMN_6_RAMON2 | Ramona 2 | San Diego-IV | 0.2 | 0.15 | 0.9 | 0.75 | 0.8 | 1.55 | 1.95 | 1.35 | 0.7 | 0.1 | 0.1 | 0 | N | South | FC
CRELMN_6_RAMSR3 | Ramona Solar Energy | San Diego-IV | 0.14 | 0.1 | 0.62 | 0.51 | 0.55 | 1.06 | 1.34 | 0.93 | 0.48 | 0.06 | 0.06 | 0 | N | South | PD | 80% | 3.46MW out of 4.32MW was assigned DG Deliverability
CRESSY_1_PARKER | PARKER POWERHOUSE | Fresno | 0 | 0 | 0.14 | 0.41 | 1.19 | 1.04 | 1.12 | 1.29 | 0.88 | 0.31 | 0 | 0 | N | North | FC
CRESTA_7_PL1X2 | CRESTA PH UNIT 1 & 2 AGGREGATE | Sierra | 70.4 | 70.4 | 70.4 | 70.4 | 70.4 | 70.4 | 70.4 | 70.4 | 70.4 | 70.4 | 70.4 | 70.4 | Y | North | FC
CRNEVL_6_CRNVA | Crane Valley | Fresno | 0.14 | 0.05 | 0.48 | 0.18 | 0.16 | 0.19 | 0 | 0 | 0.23 | 0.42 | 0.39 | 0.13 | N | North | FC
CRNEVL_6_SJQN 2 | SAN JOAQUIN 2 | Fresno | 0.25 | 0.12 | 0.33 | 0.39 | 0.23 | 0.43 | 0 | 0.01 | 0.48 | 1.37 | 0.98 | 0.18 | N | North | FC
CRNEVL_6_SJQN 3 | SAN JOAQUIN 3 | Fresno | 0.46 | 0.22 | 0.09 | 0 | 0 | 0 | 0 | 0 | 0 | 0 | 0 | 0 | N | North | FC
CROKET_7_UNIT | CROCKETT COGEN | Bay Area | 196.01 | 185.45 | 113.98 | 56.43 | 127.61 | 225.26 | 215.2 | 211.49 | 165.57 | 167.91 | 180.21 | 206.5 | N | North | FC
CRSTWD_6_KUMYAY | Kumeyaay Wind Farm | San Diego-IV | 7 | 6 | 14 | 12.5 | 12.5 | 16.5 | 11.5 | 10.5 | 7.5 | 4 | 6 | 6.5 | N | South | FC
CRWCKS_1_SOLAR1 | Crow Creek Solar 1 | Stockton | 0 | 0 | 0 | 0 | 0 | 0 | 0 | 0 | 0 | 0 | 0 | 0 | N | North | EO
CSCCOG_1_UNIT 1 | SANTA CLARA CO-GEN | Bay Area | 6 | 6 | 6 | 6 | 6 | 6 | 6 | 6 | 6 | 6 | 6 | 6 | Y | North | FC
CSCGNR_1_UNIT 1 | GIANERA PEAKER UNIT 1 | Bay Area | 24 | 24 | 24 | 24 | 24 | 24 | 24 | 24 | 24 | 24 | 24 | 24 | Y | North | FC
CSCGNR_1_UNIT 2 | GIANERA PEAKER UNIT 2 | Bay Area | 24 | 24 | 24 | 24 | 24 | 24 | 24 | 24 | 24 | 24 | 24 | 24 | Y | North | FC
CSLR4S_2_SOLAR | Csolar IV South | San Diego-IV | 5.2 | 3.9 | 23.4 | 19.5 | 20.8 | 40.3 | 50.7 | 35.1 | 18.2 | 2.6 | 2.6 | 0 | N | South | FC
CSTOGA_6_LNDFIL | Clover Flat Land Fill Gas | NCNB | 0 | 0 | 0 | 0 | 0 | 0 | 0 | 0 | 0 | 0 | 0 | 0 | N | North | EO
CSTRVL_7_PL1X2 | Marina Land Fill Gas | CAISO System | 4.13 | 3.51 | 3.69 | 4.01 | 3.63 | 3.95 | 4.16 | 4.14 | 4.17 | 3.86 | 3.98 | 3.73 | Y | North | FC
CSTRVL_7_QFUNTS | Castroville QF Aggregate | CAISO System | 0.12 | 0.11 | 0.1 | 0.1 | 0.12 | 0.05 | 0.05 | 0.04 | 0.05 | 0.06 | 0.07 | 0.13 | N | North | FC
CTNWDP_1_QF | SMALL QF AGGREGATION - BURNEY | CAISO System | 0 | 0 | 0 | 0.01 | 0.01 | 0.01 | 0.01 | 0.01 | 0.01 | 0.01 | 0.01 | 0.01 | N | North | FC
CUMBIA_1_SOLAR | Columbia Solar Energy II | Bay Area | 0.76 | 0.57 | 3.42 | 2.85 | 3.04 | 5.89 | 7.41 | 5.13 | 2.66 | 0.38 | 0.38 | 0 | N | North | ID | 100% | C3-4 Waiting for East Shore - Oakland J 115 kV Reconductoring Project and possibly other
CUMMNG_6_SUNCT1 | SunSelect 1 | CAISO System | 3.33 | 3.39 | 3.04 | 3.01 | 3.34 | 3.54 | 3.53 | 3.56 | 3.4 | 3.16 | 3.38 | 3.45 | Y | South | FC
CURTIS_1_CANLCK | Canal Creek Powerhouse | Fresno | 0 | 0 | 0 | 0 | 0 | 0 | 0 | 0 | 0 | 0 | 0 | 0 | N | North | FC
CURTIS_1_FARFLD | Fairfield Powerhouse | Fresno | 0 | 0 | 0 | 0 | 0.16 | 0.51 | 0.78 | 0.47 | 0.09 | 0 | 0 | 0 | N | North | FC
CUYAMS_6_CUYSR1 | Cuyama Solar | CAISO System | 1.6 | 1.2 | 7.2 | 6 | 6.4 | 12.4 | 15.6 | 10.8 | 5.6 | 0.8 | 0.8 | 0 | N | North | FC
DAIRLD_1_MD1SL1 | Madera 1 | Fresno | 0 | 0 | 0 | 0 | 0 | 0 | 0 | 0 | 0 | 0 | 0 | 0 | N | North | EO
DAIRLD_1_MD2BM1 | Madera Digester Genset 2 | Fresno | 0 | 0 | 0 | 0 | 0 | 0 | 0 | 0 | 0 | 0 | 0 | 0 | N | North | EO
DAVIS_1_SOLAR1 | Grasslands 3 | Sierra | 0 | 0 | 0 | 0 | 0 | 0 | 0 | 0 | 0 | 0 | 0 | 0 | N | North | EO
DAVIS_1_SOLAR2 | Grasslands 4 | Sierra | 0 | 0 | 0 | 0 | 0 | 0 | 0 | 0 | 0 | 0 | 0 | 0 | N | North | EO
DAVIS_7_MNMETH | MM Yolo Power LLC | Sierra | 1.4 | 1.45 | 1.86 | 2.25 | 2.06 | 2.15 | 1.83 | 1.76 | 1.6 | 1.71 | 1.76 | 1.69 | N | North | FC
DEADCK_1_UNIT | DEADCK_1_UNIT | Sierra | 0.84 | 0.79 | 0.98 | 0.61 | 0.21 | 0.05 | 0 | 0 | 0 | 0.03 | 0.02 | 0.2 | N | North | FC
DEERCR_6_UNIT 1 | DEER CREEK | Sierra | 1.06 | 1.07 | 0.43 | 0.09 | 1.93 | 3.64 | 3.41 | 2.98 | 3.05 | 2.41 | 1.64 | 1.54 | N | North | FC
DELAMO_2_SOLAR1 | Golden Springs Building H | LA Basin | 0.06 | 0.05 | 0.27 | 0.23 | 0.24 | 0.47 | 0.59 | 0.41 | 0.21 | 0.03 | 0.03 | 0 | N | South | FC
DELAMO_2_SOLAR2 | Golden Springs Building M | LA Basin | 0.07 | 0.05 | 0.32 | 0.26 | 0.28 | 0.54 | 0.68 | 0.47 | 0.25 | 0.04 | 0.04 | 0 | N | South | FC
DELAMO_2_SOLAR3 | Golden Springs Building G | LA Basin | 0.05 | 0.04 | 0.23 | 0.19 | 0.2 | 0.39 | 0.49 | 0.34 | 0.18 | 0.03 | 0.03 | 0 | N | South | FC
DELAMO_2_SOLAR4 | Golden Springs Building F | LA Basin | 0.05 | 0.04 | 0.23 | 0.2 | 0.21 | 0.4 | 0.51 | 0.35 | 0.18 | 0.03 | 0.03 | 0 | N | South | FC
DELAMO_2_SOLAR5 | Golden Springs Building L | LA Basin | 0.04 | 0.03 | 0.18 | 0.15 | 0.16 | 0.31 | 0.39 | 0.27 | 0.14 | 0.02 | 0.02 | 0 | N | South | FC
DELAMO_2_SOLAR6 | Freeway Springs | LA Basin | 0.08 | 0.06 | 0.36 | 0.3 | 0.32 | 0.62 | 0.78 | 0.54 | 0.28 | 0.04 | 0.04 | 0 | N | South | FC
DELAMO_2_SOLRC1 | Golden Springs Building C1 | LA Basin | 0 | 0 | 0 | 0 | 0 | 0 | 0 | 0 | 0 | 0 | 0 | 0 | N | South | EO
DELAMO_2_SOLRD | Golden Solar Building D | LA Basin | 0 | 0 | 0 | 0 | 0 | 0 | 0 | 0 | 0 | 0 | 0 | 0 | N | South | EO
DELSUR_6_BSOLAR | Central Antelope Dry Ranch B | Big Creek-Ventura | 0.12 | 0.09 | 0.54 | 0.45 | 0.48 | 0.93 | 1.17 | 0.81 | 0.42 | 0.06 | 0.06 | 0 | N | South | FC
DELSUR_6_CREST | Delsur Aggregate Solar Resources | Big Creek-Ventura | 0 | 0 | 0 | 0 | 0 | 0 | 0 | 0 | 0 | 0 | 0 | 0 | N | South | EO
DELSUR_6_DRYFRB | Dry Farm Ranch B | Big Creek-Ventura | 0.2 | 0.15 | 0.9 | 0.75 | 0.8 | 1.55 | 1.95 | 1.35 | 0.7 | 0.1 | 0.1 | 0 | N | South | FC
DELSUR_6_SOLAR1 | Summer Solar North | Big Creek-Ventura | 0.26 | 0.2 | 1.17 | 0.98 | 1.04 | 2.02 | 2.54 | 1.76 | 0.91 | 0.13 | 0.13 | 0 | N | South | FC
DELSUR_6_SOLAR4 | Radiance Solar 4 | Big Creek-Ventura | 0 | 0 | 0 | 0 | 0 | 0 | 0 | 0 | 0 | 0 | 0 | 0 | N | South | EO
DELSUR_6_SOLAR5 | Radiance Solar 5 | Big Creek-Ventura | 0 | 0 | 0 | 0 | 0 | 0 | 0 | 0 | 0 | 0 | 0 | 0 | N | South | EO
DELTA_2_PL1X4 | DELTA ENERGY CENTER AGGREGATE | Bay Area | 861.29 | 861.29 | 855 | 845 | 835 | 820 | 813 | 813 | 813 | 835 | 850 | 861.29 | Y | North | FC
DEVERS_1_QF | DEVERS QFS | LA Basin | 1.12 | 0.96 | 2.24 | 2 | 2 | 2.64 | 1.84 | 1.68 | 1.2 | 0.64 | 0.96 | 1.04 | N | South | FC
DEVERS_1_SEPV05 | SEPV 5 | LA Basin | 0 | 0 | 0 | 0 | 0 | 0 | 0 | 0 | 0 | 0 | 0 | 0 | N | South | EO
DEVERS_1_SOLAR | Cascade Solar | LA Basin | 0 | 0 | 0 | 0 | 0 | 0 | 0 | 0 | 0 | 0 | 0 | 0 | N | South | EO
DEVERS_1_SOLAR1 | SEPV8 | LA Basin | 0 | 0 | 0 | 0 | 0 | 0 | 0 | 0 | 0 | 0 | 0 | 0 | N | South | EO
DEVERS_1_SOLAR2 | SEPV9 | LA Basin | 0 | 0 | 0 | 0 | 0 | 0 | 0 | 0 | 0 | 0 | 0 | 0 | N | South | EO
DEVERS_2_CS2SR4 | Caliente Solar 2 | LA Basin | 0 | 0 | 0 | 0 | 0 | 0 | 0 | 0 | 0 | 0 | 0 | 0 | N | South | EO
DEVERS_2_DHSPG2 | Desert Hot Springs 2 | LA Basin | 0 | 0 | 0 | 0 | 0 | 0 | 0 | 0 | 0 | 0 | 0 | 0 | N | South | EO
DEXZEL_1_UNIT | Western Power and Steam Cogeneration | Kern | 17.5 | 17.76 | 17.6 | 12.48 | 17.74 | 17.56 | 16.12 | 17.78 | 17.43 | 17.26 | 15.81 | 15.56 | N | North | FC
DIABLO_7_UNIT 1 | Diablo Canyon Unit 1 | CAISO System | 1140 | 1140 | 1140 | 1140 | 1140 | 1140 | 1140 | 1140 | 1140 | 1140 | 1140 | 1140 | N | North | FC
DIABLO_7_UNIT 2 | Diablo Canyon Unit 2 | CAISO System | 1140 | 1140 | 1140 | 1140 | 1140 | 1140 | 1140 | 1140 | 1140 | 1140 | 1140 | 1140 | N | North | FC
DINUBA_6_UNIT | Dinuba Energy, Inc. | Fresno | 0 | 0 | 0 | 0 | 0 | 0 | 0 | 0 | 0 | 0 | 0 | 0 | N | North | FC
DISCOV_1_CHEVRN | CHEVRON USA (EASTRIDGE) | Kern | 5.42 | 2.81 | 3.45 | 3.88 | 3.47 | 3.4 | 2.36 | 2.58 | 2.34 | 3.66 | 1.38 | 2.45 | N | North | FC
DIXNLD_1_LNDFL | Zero Waste Energy | Bay Area | 0.48 | 0.78 | 0.87 | 0.74 | 0.8 | 0.73 | 0.71 | 0.64 | 0.58 | 0.54 | 0.35 | 0.36 | N | North | FC
DMDVLY_1_UNITS | DIAMOND VALLEY LAKE PUMP-GEN PLANT | LA Basin | 0.38 | 1.33 | 0.82 | 0.95 | 1.25 | 1.02 | 1.93 | 1.66 | 2.48 | 1.51 | 0.03 | 0 | N | South | FC |  | DMDVLY_1_UNITS will be off during 2018 replacing its control system instrumentations which will take about 2 years.
DONNLS_7_UNIT | Donnells Hydro | Stockton | 65.95 | 66.32 | 67.86 | 65.21 | 70.1 | 72 | 72 | 72 | 72 | 70.02 | 67.92 | 66.81 | Y | North | FC
DOSMGO_2_NSPIN | DOSMGO_2_NSPIN | CAISO System | 16.06 | 16.05 | 13.53 | 15.52 | 16.06 | 16.06 | 16.06 | 16.06 | 16.06 | 13.74 | 16.06 | 16.06 | Y | North | FC
DOUBLC_1_UNITS | DOUBLE "C" LIMITED | Kern | 51.48 | 51.44 | 51 | 50.38 | 50.2 | 49.54 | 49.38 | 49.5 | 50.03 | 50.43 | 51.14 | 51.68 | Y | North | FC
DRACKR_2_SOLAR1 | Dracker Solar Unit 1 | CAISO System | 4.4 | 3.3 | 19.8 | 16.5 | 17.6 | 34.1 | 42.9 | 29.7 | 15.4 | 2.2 | 2.2 | 0 | N | South | FC
DRACKR_2_SOLAR2 | Dracker Solar Unit 2 | CAISO System | 5 | 3.75 | 22.5 | 18.75 | 20 | 38.75 | 48.75 | 33.75 | 17.5 | 2.5 | 2.5 | 0 | N | South | FC
DREWS_6_PL1X4 | Drews Generating Plant | LA Basin | 36 | 36 | 36 | 36 | 36 | 36 | 36 | 36 | 36 | 36 | 36 | 36 | Y | South | FC
DRUM_7_PL1X2 | Drum PH 1 Units 1 & 2 Aggregate | Sierra | 26 | 26 | 26 | 26 | 26 | 26 | 26 | 26 | 26 | 26 | 26 | 26 | Y | North | FC
DRUM_7_PL3X4 | Drum PH 1 Units 3 & 4 Aggregate | Sierra | 28.9 | 28.9 | 28.9 | 28.9 | 28.9 | 28.9 | 28.9 | 28.9 | 28.9 | 28.9 | 28.9 | 28.9 | Y | North | FC
DRUM_7_UNIT 5 | DRUM PH 2 UNIT 5 | Sierra | 50 | 50 | 50 | 50 | 50 | 50 | 50 | 50 | 50 | 50 | 50 | 50 | Y | North | FC
DSABLA_7_UNIT | De Sabla Hydro | CAISO System | 5.02 | 6.35 | 4.17 | 2.16 | 4.79 | 7.15 | 9.05 | 5.63 | 2.65 | 3.11 | 5.67 | 6.67 | N | North | FC
DSFLWR_2_WS2SR1 | Willow Springs 2 | CAISO System | 4 | 3 | 18 | 15 | 16 | 31 | 39 | 27 | 14 | 2 | 2 | 0 | N | South | FC
DSRTSL_2_SOLAR1 | Desert Stateline | CAISO System | 11.85 | 8.89 | 53.31 | 44.43 | 47.39 | 91.82 | 115.51 | 79.97 | 41.47 | 5.92 | 5.92 | 0 | N | South | FC
DSRTSN_2_SOLAR1 | Desert Sunlight 300 | CAISO System | 12 | 9 | 54 | 45 | 48 | 93 | 117 | 81 | 42 | 6 | 6 | 0 | N | South | FC
DSRTSN_2_SOLAR2 | Desert Sunlight 250 | CAISO System | 10 | 7.5 | 45 | 37.5 | 40 | 77.5 | 97.5 | 67.5 | 35 | 5 | 5 | 0 | N | South | FC
DTCHWD_2_BT3WND | Brookfield Tehachapi 3 | CAISO System | 0.63 | 0.54 | 1.26 | 1.13 | 1.13 | 1.49 | 1.04 | 0.95 | 0.68 | 0.36 | 0.54 | 0.59 | N | South | FC
DTCHWD_2_BT4WND | Brookfield Tehachapi 4 | CAISO System | 0.91 | 0.78 | 1.83 | 1.63 | 1.63 | 2.15 | 1.5 | 1.37 | 0.98 | 0.52 | 0.78 | 0.85 | N | South | FC
DUANE_1_PL1X3 | DONALD VON RAESFELD POWER PROJECT | Bay Area | 147.8 | 147.8 | 147.8 | 147.8 | 143.5 | 143.5 | 143.5 | 143.5 | 143.5 | 147.8 | 147.8 | 147.8 | Y | North | FC
DUTCH1_7_UNIT 1 | DUTCH FLAT 1 PH | Sierra | 22 | 22 | 22 | 22 | 22 | 22 | 22 | 22 | 22 | 22 | 22 | 22 | Y | North | FC
DUTCH2_7_UNIT 1 | DUTCH FLAT 2 PH | Sierra | 26 | 26 | 26 | 26 | 26 | 26 | 26 | 26 | 26 | 26 | 26 | 26 | Y | North | FC
DVLCYN_1_UNITS | DEVIL CANYON HYDRO UNITS 1-4 AGGREGATE | LA Basin | 184.6 | 183.23 | 188.49 | 107.73 | 82.01 | 61.4 | 56.17 | 58.52 | 50.21 | 52.15 | 45.4 | 36.51 | Y | South | FC
EASTWD_7_UNIT | EASTWOOD PUMP-GEN | Big Creek-Ventura | 199 | 199 | 199 | 199 | 199 | 199 | 199 | 199 | 199 | 199 | 199 | 199 | Y | South | FC
EDMONS_2_NSPIN | EDMONS_2_NSPIN | Big Creek-Ventura | 236 | 236 | 236 | 236 | 236 | 236 | 236 | 236 | 236 | 236 | 236 | 236 | Y | South | FC
EEKTMN_6_SOLAR1 | EE K Solar 1 | Fresno | 0 | 0 | 0 | 0 | 0 | 0 | 0 | 0 | 0 | 0 | 0 | 0 | N | North | EO
ELCAJN_6_EB1BT1 | Eastern BESS 1 | San Diego-IV | 7.5 | 7.5 | 7.5 | 7.5 | 7.5 | 7.5 | 7.5 | 7.5 | 7.5 | 7.5 | 7.5 | 7.5 | Y | South | FC
ELCAJN_6_LM6K | El Cajon Energy Center | San Diego-IV | 48.1 | 48.1 | 48.1 | 48.1 | 48.1 | 48.1 | 48.1 | 48.1 | 48.1 | 48.1 | 48.1 | 48.1 | Y | South | FC
ELCAJN_6_UNITA1 | Cuyamaca Peak Energy Plant | San Diego-IV | 45.42 | 45.42 | 45.42 | 45.42 | 45.42 | 45.42 | 45.42 | 45.42 | 45.42 | 45.42 | 45.42 | 45.42 | Y | South | FC
ELCAP_1_SOLAR | 2097 Helton | Fresno | 0 | 0 | 0 | 0 | 0 | 0 | 0 | 0 | 0 | 0 | 0 | 0 | N | North | EO
ELDORO_7_UNIT 1 | El Dorado Unit 1 | Sierra | 11 | 11 | 11 | 11 | 11 | 11 | 11 | 11 | 11 | 11 | 11 | 11 | Y | North | FC
ELDORO_7_UNIT 2 | El Dorado Unit 2 | Sierra | 11 | 11 | 11 | 11 | 11 | 11 | 11 | 11 | 11 | 11 | 11 | 11 | Y | North | FC
ELECTR_7_PL1X3 | ELECTRA PH UNIT 1 & 2 AGGREGATE | CAISO System | 93 | 93 | 93 | 93 | 93 | 93 | 93 | 93 | 93 | 93 | 93 | 93 | Y | North | FC
ELKCRK_6_STONYG | STONEY GORGE HYDRO AGGREGATE | CAISO System | 1.8 | 2.4 | 2.7 | 2.2 | 1.6 | 1.7 | 2.2 | 2 | 1.4 | 0.4 | 0.1 | 0.9 | Y | North | FC
ELKHIL_2_PL1X3 | ELK HILLS COMBINED CYCLE (AGGREGATE) | CAISO System | 380 | 380 | 380 | 380 | 380 | 380 | 380 | 380 | 380 | 380 | 380 | 380 | Y | North | FC
ELLIS_2_QF | ELLIS QFS | LA Basin | 0.08 | 0 | 0.05 | 0.06 | 0.01 | 0.08 | 0.06 | 0.06 | 0.1 | 0.01 | 0.02 | 0.04 | N | South | FC
ELNIDP_6_BIOMAS | El Nido Biomass to Energy | Fresno | 9.34 | 9.12 | 9.46 | 8.57 | 8 | 9.17 | 9.97 | 9.59 | 8.93 | 7.62 | 9.31 | 8.9 | N | North | FC | 96% | Reduction due to Exchequer-Le Grand 115 kV binding constraint.
ELSEGN_2_UN1011 | El Segundo Energy Center 5/6 | LA Basin | 263 | 263 | 263 | 263 | 263 | 263 | 263 | 263 | 263 | 263 | 263 | 263 | Y | South | FC
ELSEGN_2_UN2021 | El Segundo Energy Center 7/8 | LA Basin | 263.68 | 263.68 | 263.68 | 263.68 | 263.68 | 263.68 | 263.68 | 263.68 | 263.68 | 263.68 | 263.68 | 263.68 | Y | South | FC
ENERSJ_2_WIND | ESJ Wind Energy | San Diego-IV | 21.71 | 18.61 | 43.43 | 38.78 | 38.78 | 51.18 | 35.67 | 32.57 | 23.27 | 12.41 | 18.61 | 20.16 | N | South | FC
ENWIND_2_WIND1 | Cameron Ridge | CAISO System | 6.59 | 5.65 | 13.19 | 11.78 | 11.78 | 15.54 | 10.83 | 9.89 | 7.07 | 3.77 | 5.65 | 6.12 | N | South | FC
ENWIND_2_WIND2 | Ridgetop I | CAISO System | 5.35 | 4.59 | 10.71 | 9.56 | 9.56 | 12.62 | 8.8 | 8.03 | 5.74 | 3.06 | 4.59 | 4.97 | N | South | FC
ESCNDO_6_EB1BT1 | Escondido BESS 1 | San Diego-IV | 10 | 10 | 10 | 10 | 10 | 10 | 10 | 10 | 10 | 10 | 10 | 10 | Y | South | FC
ESCNDO_6_EB2BT2 | Escondido BESS 2 | San Diego-IV | 10 | 10 | 10 | 10 | 10 | 10 | 10 | 10 | 10 | 10 | 10 | 10 | Y | South | FC
ESCNDO_6_EB3BT3 | Escondido BESS 3 | San Diego-IV | 10 | 10 | 10 | 10 | 10 | 10 | 10 | 10 | 10 | 10 | 10 | 10 | Y | South | FC
ESCNDO_6_PL1X2 | MMC Escondido Aggregate | San Diego-IV | 48.71 | 48.71 | 48.71 | 48.71 | 48.71 | 48.71 | 48.71 | 48.71 | 48.71 | 48.71 | 48.71 | 48.71 | Y | South | FC
ESCNDO_6_UNITB1 | CalPeak Power Enterprise Unit 1 | San Diego-IV | 48.04 | 48.04 | 48.04 | 48.04 | 48.04 | 48.04 | 48.04 | 48.04 | 48.04 | 48.04 | 48.04 | 48.04 | Y | South | FC
ESCO_6_GLMQF | Goal Line Cogen | San Diego-IV | 36.58 | 29.85 | 29.08 | 29.88 | 34.71 | 35.48 | 33.33 | 36.41 | 34.79 | 20.35 | 13.58 | 27.91 | Y | South | FC
ESQUON_6_LNDFIL | Neal Road Landfill Generating Facility | CAISO System | 0 | 0 | 0 | 0 | 0 | 0 | 0 | 0 | 0 | 0 | 0 | 0 | N | North | EO
ETIWND_2_CHMPNE | Champagne | LA Basin | 0 | 0 | 0 | 0 | 0 | 0 | 0 | 0 | 0 | 0 | 0 | 0 | N | South | EO
ETIWND_2_FONTNA | FONTANALYTLE CREEK POWERHOUSE P | LA Basin | 0.46 | 0.6 | 0.75 | 0.75 | 0.56 | 0.37 | 0.21 | 0.21 | 0.22 | 0.13 | 0.21 | 0.44 | N | South | FC
ETIWND_2_RTS010 | SPVP010 Fontana RT Solar | LA Basin | 0.06 | 0.05 | 0.27 | 0.23 | 0.24 | 0.47 | 0.59 | 0.41 | 0.21 | 0.03 | 0.03 | 0 | N | South | FC
ETIWND_2_RTS015 | SPVP015 | LA Basin | 0.12 | 0.09 | 0.54 | 0.45 | 0.48 | 0.93 | 1.17 | 0.81 | 0.42 | 0.06 | 0.06 | 0 | N | South | FC
ETIWND_2_RTS017 | SPVP017 | LA Basin | 0.14 | 0.11 | 0.63 | 0.53 | 0.56 | 1.09 | 1.37 | 0.95 | 0.49 | 0.07 | 0.07 | 0 | N | South | FC
ETIWND_2_RTS018 | SPVP018 Fontana RT Solar | LA Basin | 0.06 | 0.05 | 0.27 | 0.23 | 0.24 | 0.47 | 0.59 | 0.41 | 0.21 | 0.03 | 0.03 | 0 | N | South | FC
ETIWND_2_RTS023 | SPVP023 Fontana RT Solar | LA Basin | 0.1 | 0.08 | 0.45 | 0.38 | 0.4 | 0.78 | 0.98 | 0.68 | 0.35 | 0.05 | 0.05 | 0 | N | South | FC
ETIWND_2_RTS026 | SPVP026 | LA Basin | 0.24 | 0.18 | 1.08 | 0.9 | 0.96 | 1.86 | 2.34 | 1.62 | 0.84 | 0.12 | 0.12 | 0 | N | South | FC
ETIWND_2_RTS027 | SPVP027 | LA Basin | 0.08 | 0.06 | 0.36 | 0.3 | 0.32 | 0.62 | 0.78 | 0.54 | 0.28 | 0.04 | 0.04 | 0 | N | South | FC
ETIWND_2_SOLAR1 | Dedeaux Ontario | LA Basin | 0 | 0 | 0 | 0 | 0 | 0 | 0 | 0 | 0 | 0 | 0 | 0 | N | South | EO
ETIWND_2_SOLAR2 | Rochester | LA Basin | 0 | 0 | 0 | 0 | 0 | 0 | 0 | 0 | 0 | 0 | 0 | 0 | N | South | EO
ETIWND_2_SOLAR5 | Dulles | LA Basin | 0 | 0 | 0 | 0 | 0 | 0 | 0 | 0 | 0 | 0 | 0 | 0 | N | South | EO
ETIWND_2_UNIT1 | ETIWND_2_UNIT1 | LA Basin | 6.62 | 8.19 | 7.73 | 6.38 | 6.67 | 9.24 | 10.36 | 10.34 | 8.57 | 5.68 | 6.73 | 7.12 | N | South | FC
ETIWND_6_GRPLND | Grapeland Peaker | LA Basin | 46 | 46 | 46 | 46 | 46 | 46 | 46 | 47.39 | 47.39 | 47.39 | 47.39 | 47.39 | Y | South | FC
ETIWND_6_MWDETI | ETIWANDA RECOVERY HYDRO | LA Basin | 6.03 | 6.65 | 4.33 | 0 | 0 | 4 | 6.95 | 8.29 | 4.94 | 5.45 | 8.91 | 7.68 | N | South | FC
EXCHEC_7_UNIT 1 | EXCHEQUER HYDRO | Fresno | 90.72 | 90.72 | 90.72 | 90.72 | 90.72 | 90.72 | 90.72 | 90.72 | 90.72 | 90.72 | 90.72 | 90.72 | Y | North | FC | 96% | Reduction due to Exchequer-Le Grand 115 kV binding constraint.
EXCLSG_1_SOLAR | Excelsior Solar | Fresno | 2.4 | 1.8 | 10.8 | 9 | 9.6 | 18.6 | 23.4 | 16.2 | 8.4 | 1.2 | 1.2 | 0 | N | North | ID | 100% | C3-4 Waiting for Bellota-Warnerville 230 kV Reconductoring and possibly other
FAIRHV_6_UNIT | FAIRHAVEN POWER CO. | Humboldt | 6.01 | 10.81 | 10.51 | 10.06 | 11.17 | 11.57 | 11.73 | 12.65 | 13.95 | 12.45 | 14.69 | 11.57 | N | North | FC
FELLOW_7_QFUNTS | Fellow QF Aggregate | CAISO System | 1.44 | 1.07 | 1.08 | 1.49 | 1.16 | 1.32 | 1.23 | 1.22 | 1.1 | 1.46 | 1.53 | 1.57 | N | North | FC
FLOWD_2_RT2WD2 | Ridgetop 2 | CAISO System | 3.83 | 3.29 | 7.67 | 6.85 | 6.85 | 9.04 | 6.3 | 5.75 | 4.11 | 2.19 | 3.29 | 3.56 | N | South | FC
FLOWD_2_WIND1 | Cameron Ridge 2 | CAISO System | 1.67 | 1.43 | 3.33 | 2.98 | 2.98 | 3.93 | 2.74 | 2.5 | 1.79 | 0.95 | 1.43 | 1.55 | N | South | FC
FLOWD2_2_FPLWND | DIABLO WINDS | CAISO System | 2.52 | 2.16 | 5.04 | 4.5 | 4.5 | 5.94 | 4.14 | 3.78 | 2.7 | 1.44 | 2.16 | 2.34 | N | North | FC
FMEADO_6_HELLHL | FMEADO_6_HELLHL | Sierra | 0.18 | 0.28 | 0.29 | 0.35 | 0.43 | 0.43 | 0.45 | 0.43 | 0.35 | 0.47 | 0.39 | 0.24 | N | North | FC
FMEADO_7_UNIT | FRENCH MEADOWS HYDRO | Sierra | 16 | 16 | 16 | 16 | 16 | 16 | 16 | 16 | 16 | 16 | 16 | 16 | Y | North | FC
FORBST_7_UNIT 1 | FORBESTOWN HYDRO | Sierra | 37.5 | 37.5 | 37.5 | 37.5 | 37.5 | 37.5 | 37.5 | 37.5 | 37.5 | 37.5 | 37.5 | 37.5 | Y | North | FC
FORKBU_6_UNIT | HYPOWER, INC. (FORKS OF BUTTE) | CAISO System | 10.25 | 9.7 | 12.53 | 12.9 | 7.69 | 2.05 | 0.66 | 0.27 | 0.4 | 1.01 | 3.21 | 4.38 | N | North | FC
FRESHW_1_SOLAR1 | Corcoran 3 | Fresno | 0 | 0 | 0 | 0 | 0 | 0 | 0 | 0 | 0 | 0 | 0 | 0 | N | North | EO
FRIANT_6_UNITS | FRIANT DAM | Fresno | 11.05 | 11.58 | 4.8 | 13.47 | 14.61 | 16.97 | 18.61 | 14.33 | 8.34 | 6.11 | 2.13 | 1.21 | N | North | FC
FRITO_1_LAY | FRITO-LAY | CAISO System | 0.08 | 0.23 | 0.27 | 0.32 | 0.25 | 0.07 | 0.07 | 0.08 | 0.07 | 0.09 | 0.07 | 0.1 | N | North | FC
FRNTBW_6_SOLAR1 | Frontier Solar | CAISO System | 0.8 | 0.6 | 3.6 | 3 | 3.2 | 6.2 | 7.8 | 5.4 | 2.8 | 0.4 | 0.4 | 0 | N | North | FC
FROGTN_1_UTICAA | Angels Powerhouse | Stockton | 1.4 | 1.4 | 1.4 | 1.4 | 1.4 | 1.4 | 1.4 | 1.4 | 1.4 | 1.4 | 1.4 | 1.4 | Y | North | FC
FROGTN_1_UTICAM | Murphys Powerhouse | Stockton | 2.11 | 2.16 | 2.41 | 2.44 | 2.33 | 2.41 | 2.43 | 2.37 | 2.36 | 2.19 | 1.39 | 1.53 | N | North | FC
FTSWRD_6_TRFORK | Three Forks Water Power Project | Humboldt | 1.12 | 1.14 | 1.17 | 1.22 | 0.8 | 0.54 | 0.29 | 0.15 | 0.09 | 0.21 | 0.53 | 0.67 | N | North | PD | 80% | PD to 80% of 1.63 MW
FTSWRD_7_QFUNTS | FTSWRD_7_QFUNTS | Humboldt | 0.01 | 0.01 | 0.02 | 0.02 | 0.01 | 0 | 0 | 0 | 0 | 0 | 0 | 0 | N | North | FC
FULTON_1_QF | SMALL QF AGGREGATION - ZENIA | NCNB | 0.13 | 0.14 | 0.16 | 0.17 | 0.16 | 0.13 | 0.08 | 0.06 | 0.05 | 0.06 | 0.09 | 0.14 | N | North | FC
GALE_1_SR3SR3 | Sunray 3 | CAISO System | 0.55 | 0.41 | 2.48 | 2.07 | 2.21 | 4.28 | 5.38 | 3.73 | 1.93 | 0.28 | 0.28 | 0 | N | South | FC
GANSO_1_WSTBM1 | Weststar Dairy Biogas | CAISO System | 0 | 0 | 0 | 0 | 0 | 0 | 0 | 0 | 0 | 0 | 0 | 0 | N | North | EO
GARLND_2_GASLR | Garland B | CAISO System | 7.2 | 5.4 | 32.4 | 27 | 28.8 | 55.8 | 70.2 | 48.6 | 25.2 | 3.6 | 3.6 | 0 | N | South | FC
GARLND_2_GASLRA | Garland A | CAISO System | 0.8 | 0.6 | 3.6 | 3 | 3.2 | 6.2 | 7.8 | 5.4 | 2.8 | 0.4 | 0.4 | 0 | N | South | FC
GARNET_1_SOLAR | North Palm Springs 4A | LA Basin | 0 | 0 | 0 | 0 | 0 | 0 | 0 | 0 | 0 | 0 | 0 | 0 | N | South | EO
GARNET_1_SOLAR2 | Garnet Solar Power Generation Station 1 | LA Basin | 0.16 | 0.12 | 0.72 | 0.6 | 0.64 | 1.24 | 1.56 | 1.08 | 0.56 | 0.08 | 0.08 | 0 | N | South | ID | 100% | Waiting for: West of Devers (WOD) upgrades
GARNET_1_UNITS | GARNET GREEN POWER PROJECT AGGREGATE | LA Basin | 2.31 | 1.98 | 4.62 | 4.13 | 4.13 | 5.45 | 3.8 | 3.47 | 2.48 | 1.32 | 1.98 | 2.15 | N | South | FC
GARNET_1_WIND | GARNET WIND ENERGY CENTER | LA Basin | 0.91 | 0.78 | 1.82 | 1.63 | 1.63 | 2.15 | 1.5 | 1.37 | 0.98 | 0.52 | 0.78 | 0.85 | N | South | FC
GARNET_1_WINDS | Garnet Winds Aggregation | LA Basin | 3.15 | 2.7 | 6.3 | 5.63 | 5.63 | 7.43 | 5.18 | 4.73 | 3.38 | 1.8 | 2.7 | 2.93 | N | South | FC
GARNET_1_WT3WND | Wagner Wind | LA Basin | 0 | 0 | 0 | 0 | 0 | 0 | 0 | 0 | 0 | 0 | 0 | 0 | N | South | EO
GARNET_2_DIFWD1 | Difwind | LA Basin | 1.1 | 0.95 | 2.21 | 1.97 | 1.97 | 2.6 | 1.81 | 1.65 | 1.18 | 0.63 | 0.95 | 1.02 | N | South | FC
GARNET_2_HYDRO | Whitewater Hydro | LA Basin | 0.58 | 0.4 | 0.34 | 0.59 | 0.71 | 0.89 | 0.79 | 0.76 | 0.69 | 0.35 | 0.27 | 0.3 | N | South | FC
GARNET_2_WIND1 | Phoenix | LA Basin | 1.57 | 1.34 | 3.14 | 2.8 | 2.8 | 3.7 | 2.58 | 2.35 | 1.68 | 0.9 | 1.34 | 1.46 | N | South | FC
GARNET_2_WIND2 | Karen Avenue Wind Farm | LA Basin | 1.64 | 1.4 | 3.28 | 2.93 | 2.93 | 3.86 | 2.69 | 2.46 | 1.76 | 0.94 | 1.4 | 1.52 | N | South | FC
GARNET_2_WIND3 | San Gorgonio East | LA Basin | 1.76 | 1.51 | 3.53 | 3.15 | 3.15 | 4.16 | 2.9 | 2.65 | 1.89 | 1.01 | 1.51 | 1.64 | N | South | FC
GARNET_2_WIND4 | Windustries | LA Basin | 1.37 | 1.18 | 2.74 | 2.45 | 2.45 | 3.23 | 2.25 | 2.06 | 1.47 | 0.78 | 1.18 | 1.27 | N | South | FC
GARNET_2_WIND5 | Eastwind | LA Basin | 0.42 | 0.36 | 0.84 | 0.75 | 0.75 | 0.99 | 0.69 | 0.63 | 0.45 | 0.24 | 0.36 | 0.39 | N | South | FC
GARNET_2_WPMWD6 | WINTEC PALM | LA Basin | 0.83 | 0.71 | 1.66 | 1.48 | 1.48 | 1.96 | 1.36 | 1.25 | 0.89 | 0.47 | 0.71 | 0.77 | N | South | FC
GASKW1_2_GW1SR1 | Gaskell West 1 | CAISO System | 0.8 | 0.6 | 3.6 | 3 | 3.2 | 6.2 | 7.8 | 5.4 | 2.8 | 0.4 | 0.4 | 0 | N | South | FC
GATES_2_SOLAR | Gates Solar Station | CAISO System | 0.8 | 0.6 | 3.6 | 3 | 3.2 | 6.2 | 7.8 | 5.4 | 2.8 | 0.4 | 0.4 | 0 | N | North | FC
GATES_2_WSOLAR | West Gates Solar Station | CAISO System | 0.4 | 0.3 | 1.8 | 1.5 | 1.6 | 3.1 | 3.9 | 2.7 | 1.4 | 0.2 | 0.2 | 0 | N | North | FC
GATWAY_2_PL1X3 | GATEWAY GENERATING STATION | Bay Area | 561.25 | 559.87 | 552.52 | 546.44 | 540.35 | 528.45 | 521.99 | 523.12 | 533.12 | 538.74 | 556.4 | 561.7 | Y | North | FC
GENESI_2_STG | Genesis Station | CAISO System | 10 | 7.5 | 45 | 37.5 | 40 | 77.5 | 97.5 | 67.5 | 35 | 5 | 5 | 0 | N | South | FC
GEYS11_7_UNIT11 | GEYSERS UNIT 11 (HEALDSBURG) | NCNB | 68 | 68 | 68 | 68 | 68 | 68 | 68 | 68 | 68 | 68 | 68 | 68 | Y | North | FC
GEYS12_7_UNIT12 | GEYSERS UNIT 12 (HEALDSBURG) | NCNB | 50 | 50 | 50 | 50 | 50 | 50 | 50 | 50 | 50 | 50 | 50 | 50 | Y | North | FC
GEYS13_7_UNIT13 | GEYSERS UNIT 13 (HEALDSBURG) | NCNB | 56 | 56 | 56 | 56 | 56 | 56 | 56 | 56 | 56 | 56 | 56 | 56 | Y | North | FC
GEYS14_7_UNIT14 | GEYSERS UNIT 14 (HEALDSBURG) | NCNB | 50 | 50 | 50 | 50 | 50 | 50 | 50 | 50 | 50 | 50 | 50 | 50 | Y | North | FC
GEYS16_7_UNIT16 | GEYSERS UNIT 16 (HEALDSBURG) | NCNB | 49 | 49 | 49 | 49 | 49 | 49 | 49 | 49 | 49 | 49 | 49 | 49 | Y | North | FC
GEYS17_2_BOTRCK | Bottle Rock Geothermal | NCNB | 9.53 | 9.24 | 8.78 | 7.65 | 7.36 | 7.03 | 8.41 | 8.23 | 8.29 | 8.64 | 9.29 | 9.55 | N | North | FC
GEYS17_7_UNIT17 | GEYSERS UNIT 17 (HEALDSBURG) | NCNB | 56 | 56 | 56 | 56 | 56 | 56 | 56 | 56 | 56 | 56 | 56 | 56 | Y | North | FC
GEYS18_7_UNIT18 | GEYSERS UNIT 18 (HEALDSBURG) | NCNB | 45 | 45 | 45 | 45 | 45 | 45 | 45 | 45 | 45 | 45 | 45 | 45 | Y | North | FC
GEYS20_7_UNIT20 | GEYSERS UNIT 20 (HEALDSBURG) | NCNB | 40 | 40 | 40 | 40 | 40 | 40 | 40 | 40 | 40 | 40 | 40 | 40 | Y | North | FC
GIFENS_6_BUGSL1 | Burford Giffen | Fresno | 0.8 | 0.6 | 3.6 | 3 | 3.2 | 6.2 | 7.8 | 5.4 | 2.8 | 0.4 | 0.4 | 0 | N | North | ID | 100% | C3-4 Waiting for Bellota-Warnerville 230 kV reconductoring and possibly other
GIFFEN_6_SOLAR | Giffen Solar Station | Fresno | 0.4 | 0.3 | 1.8 | 1.5 | 1.6 | 3.1 | 3.9 | 2.7 | 1.4 | 0.2 | 0.2 | 0 | N | North | ID | 100% | C3-4 Waiting for Bellota-Warnerville 230 kV reconductoring and possibly other
GIFFEN_6_SOLAR1 | Aspiration Solar G | Fresno | 0 | 0 | 0 | 0 | 0 | 0 | 0 | 0 | 0 | 0 | 0 | 0 | N | North | EO
GILROY_1_UNIT | GILROY COGEN AGGREGATE | Bay Area | 120 | 120 | 120 | 120 | 115 | 110 | 105 | 105 | 110 | 120 | 120 | 120 | Y | North | FC
GILRPP_1_PL1X2 | GILROY ENERGY CENTER UNITS 1&2 AGGREGATE | Bay Area | 95.2 | 95.2 | 95.2 | 95.2 | 95.2 | 95.2 | 95.2 | 95.2 | 95.2 | 95.2 | 95.2 | 95.2 | Y | North | FC
GILRPP_1_PL3X4 | GILROY ENERGY CENTER, UNIT #3 | Bay Area | 46.2 | 46.2 | 46.2 | 46.2 | 46.2 | 46.2 | 46.2 | 46.2 | 46.2 | 46.2 | 46.2 | 46.2 | Y | North | FC
GLDFGR_6_SOLAR1 | Portal Ridge B | Big Creek-Ventura | 0.8 | 0.6 | 3.6 | 3 | 3.2 | 6.2 | 7.8 | 5.4 | 2.8 | 0.4 | 0.4 | 0 | N | South | FC
GLDFGR_6_SOLAR2 | Portal Ridge C | Big Creek-Ventura | 0.46 | 0.34 | 2.05 | 1.71 | 1.82 | 3.53 | 4.45 | 3.08 | 1.6 | 0.23 | 0.23 | 0 | N | South | FC
GLDTWN_6_COLUM3 | Columbia 3 | CAISO System | 0.4 | 0.3 | 1.8 | 1.5 | 1.6 | 3.1 | 3.9 | 2.7 | 1.4 | 0.2 | 0.2 | 0 | N | South | FC
GLDTWN_6_SOLAR | Rio Grande | CAISO System | 0.2 | 0.15 | 0.9 | 0.75 | 0.8 | 1.55 | 1.95 | 1.35 | 0.7 | 0.1 | 0.1 | 0 | N | South | FC
GLNARM_2_UNIT 5 | Glenarm Turbine 5 | LA Basin | 65 | 65 | 65 | 65 | 65 | 65 | 65 | 65 | 65 | 65 | 65 | 65 | Y | South | PD | 65.00
GLNARM_7_UNIT 1 | GLEN ARM UNIT 1 | LA Basin | 22.07 | 22.07 | 22.07 | 22.07 | 22.07 | 22.07 | 22.07 | 22.07 | 22.07 | 22.07 | 22.07 | 22.07 | Y | South | FC
GLNARM_7_UNIT 2 | GLEN ARM UNIT 2 | LA Basin | 22.3 | 22.3 | 22.3 | 22.3 | 22.3 | 22.3 | 22.3 | 22.3 | 22.3 | 22.3 | 22.3 | 22.3 | Y | South | FC
GLNARM_7_UNIT 3 | GLEN ARM UNIT 3 | LA Basin | 44.83 | 44.83 | 44.83 | 44.83 | 44.83 | 44.83 | 44.83 | 44.83 | 44.83 | 44.83 | 44.83 | 44.83 | Y | South | FC
GLNARM_7_UNIT 4 | GLEN ARM UNIT 4 | LA Basin | 42.42 | 42.42 | 42.42 | 42.42 | 42.42 | 42.42 | 42.42 | 42.42 | 42.42 | 42.42 | 42.42 | 42.42 | Y | South | FC
GLOW_6_SOLAR | Antelope Power Plant | Big Creek-Ventura | 0 | 0 | 0 | 0 | 0 | 0 | 0 | 0 | 0 | 0 | 0 | 0 | N | South | EO
GOLETA_2_QF | GOLETA QFS | Big Creek-Ventura | 0.01 | 0.01 | 0.03 | 0.05 | 0.03 | 0.05 | 0.06 | 0.04 | 0.05 | 0.06 | 0.05 | 0.01 | N | South | FC
GOLETA_6_ELLWOD | ELLWOOD ENERGY SUPPORT FACILITY | Big Creek-Ventura | 54 | 54 | 54 | 54 | 54 | 54 | 54 | 54 | 54 | 54 | 54 | 54 | Y | South | FC
GOLETA_6_EXGEN | EXXON COMPANY USA | Big Creek-Ventura | 2.84 | 0 | 0 | 0 | 0 | 0 | 0 | 0 | 0 | 0 | 0 | 0 | N | South | FC
GOLETA_6_GAVOTA | Point Arguello Pipeline Company | Big Creek-Ventura | 0 | 0 | 0 | 0 | 0 | 0 | 0 | 0 | 0 | 0 | 0 | 0 | N | South | FC
GOLETA_6_TAJIGS | GOLETA_6_TAJIGS | Big Creek-Ventura | 2.84 | 2.8 | 2.7 | 2.84 | 2.84 | 2.84 | 2.84 | 2.84 | 2.84 | 2.84 | 2.84 | 2.84 | N | South | FC
GONZLS_6_UNIT | Johnson Canyon Landfill | CAISO System | 1.26 | 1.33 | 0.81 | 1.05 | 1.23 | 1.29 | 1.3 | 1.24 | 1.23 | 1.07 | 1.24 | 1.25 | N | North | FC
GOOSLK_1_SOLAR1 | Goose Lake | CAISO System | 0.48 | 0.36 | 2.16 | 1.8 | 1.92 | 3.72 | 4.68 | 3.24 | 1.68 | 0.24 | 0.24 | 0 | N | North | FC
GRIDLY_6_SOLAR | GRIDLEY MAIN TWO | Sierra | 0 | 0 | 0 | 0 | 0 | 0 | 0 | 0 | 0 | 0 | 0 | 0 | N | North | EO
GRIZLY_1_UNIT 1 | GRIZZLY HYDRO | CAISO System | 20 | 20 | 20 | 20 | 20 | 20 | 20 | 20 | 20 | 20 | 20 | 20 | Y | North | FC
GRNLF2_1_UNIT | GREENLEAF II COGEN | Sierra | 29.26 | 28.18 | 32.16 | 28.35 | 33.65 | 35.37 | 33.13 | 38.99 | 32.85 | 34.48 | 30.42 | 26.54 | N | North | FC
GRNVLY_7_SCLAND | SANTA CRUZ LANDFILL GENERATING PLANT | CAISO System | 2.67 | 2.69 | 2.48 | 2.4 | 2.32 | 2.01 | 2.5 | 2.63 | 2.27 | 2.27 | 2.37 | 2.58 | N | North | FC
GRSCRK_6_BGCKWW | BIG CREEK WATER WORKS - CEDAR FLAT | Humboldt | 1.11 | 2.04 | 2.25 | 2.79 | 1.48 | 0.09 | 0 | 0 | 0 | 0 | 0 | 0.9 | N | North | FC
GRZZLY_1_BERKLY | Berkeley Cogeneration | Bay Area | 21.35 | 20.78 | 12.87 | 11.58 | 14.04 | 14.99 | 15.01 | 14.67 | 14.17 | 12.72 | 13.72 | 14.65 | N | North | FC
GUERNS_6_SOLAR | Guernsey Solar Station | Fresno | 0.8 | 0.6 | 3.6 | 3 | 3.2 | 6.2 | 7.8 | 5.4 | 2.8 | 0.4 | 0.4 | 0 | N | North | ID | 100% | C3-4 Waiting for Bellota-Warnerville 230 kV reconductoring and possibly other
GWFPWR_1_UNITS | Hanford Peaker Plant | Fresno | 97.45 | 97.15 | 96.59 | 94.92 | 93.29 | 91.55 | 89.92 | 90.59 | 92.58 | 96.21 | 96.95 | 97.59 | Y | North | FC
GYS5X6_7_UNITS | GEYSERS UNITS 5 & 6 AGGREGATE | NCNB | 85 | 85 | 85 | 85 | 85 | 85 | 85 | 85 | 85 | 85 | 85 | 85 | Y | North | FC
GYS7X8_7_UNITS | GEYSERS UNITS 7 & 8 AGGREGATE | NCNB | 76 | 76 | 76 | 76 | 76 | 76 | 76 | 76 | 76 | 76 | 76 | 76 | Y | North | FC
GYSRVL_7_WSPRNG | Warm Springs Hydro | NCNB | 0.93 | 0.75 | 0.57 | 0.37 | 0.41 | 0.4 | 0.43 | 0.43 | 0.42 | 0.4 | 0.64 | 1.31 | N | North | FC
HAASPH_7_PL1X2 | HAAS PH UNIT 1 & 2 AGGREGATE | Fresno | 144 | 144 | 144 | 144 | 144 | 144 | 144 | 144 | 144 | 144 | 144 | 144 | Y | North | FC
HALSEY_6_UNIT | HALSEY HYDRO | Sierra | 13.5 | 13.5 | 13.5 | 13.5 | 13.5 | 13.5 | 13.5 | 13.5 | 13.5 | 13.5 | 13.5 | 13.5 | Y | North | FC
HARBGN_7_UNITS | HARBOR COGEN COMBINED CYCLE | LA Basin | 100 | 100 | 100 | 100 | 100 | 100 | 100 | 100 | 100 | 100 | 100 | 100 | Y | South | FC
HATCR1_7_UNIT | Hat Creek #1 | CAISO System | 3.55 | 3.7 | 4.36 | 4.06 | 3.55 | 3.47 | 3.05 | 2.91 | 1.81 | 3.29 | 3.85 | 3.98 | N | North | FC
HATCR2_7_UNIT | Hat Creek #2 | CAISO System | 4.4 | 4.72 | 5.18 | 4.42 | 4.93 | 4.77 | 4.23 | 4.22 | 2.96 | 3.25 | 4.9 | 5.06 | N | North | FC
HATLOS_6_BWDHY1 | Bidwell Ditch | CAISO System | 1.22 | 1.36 | 1.43 | 1.41 | 1.35 | 1.43 | 1.34 | 1.34 | 1.34 | 1.29 | 1.25 | 1.28 | N | North | FC
HATLOS_6_LSCRK | Lost Creek 1 & 2 Hydro Conversion | CAISO System | 0.83 | 0.97 | 0.98 | 0.85 | 0.8 | 0.82 | 0.78 | 0.79 | 0.81 | 0.83 | 0.83 | 0.82 | N | North | FC
HATRDG_2_WIND | Hatchet Ridge Wind Farm | CAISO System | 14.28 | 12.24 | 28.56 | 25.5 | 25.5 | 33.66 | 23.46 | 21.42 | 15.3 | 8.16 | 12.24 | 13.26 | N | North | FC
HAYPRS_6_QFUNTS | HAYPRESS HYDRO QF UNITS | Sierra | 0.91 | 0.76 | 3.81 | 8.5 | 8.77 | 4.18 | 0.93 | 0.09 | 0 | 0.08 | 0.53 | 1.28 | N | North | FC
HELMPG_7_UNIT 1 | HELMS PUMP-GEN UNIT 1 | Fresno | 407 | 407 | 407 | 407 | 407 | 407 | 407 | 407 | 407 | 407 | 407 | 407 | Y | North | FC
HELMPG_7_UNIT 2 | HELMS PUMP-GEN UNIT 2 | Fresno | 407 | 407 | 407 | 407 | 407 | 407 | 407 | 407 | 407 | 407 | 407 | 407 | Y | North | FC
HELMPG_7_UNIT 3 | HELMS PUMP-GEN UNIT 3 | Fresno | 404 | 404 | 404 | 404 | 404 | 404 | 404 | 404 | 404 | 404 | 404 | 404 | Y | North | FC
HENRTA_6_SOLAR1 | Lemoore 1 | Fresno | 0 | 0 | 0 | 0 | 0 | 0 | 0 | 0 | 0 | 0 | 0 | 0 | N | North | ID | 0% | 18DGD Waiting for Bellota-Warnerville 230 kV reconductoring, Gates #12 500/230 kV transformer, Reconductor Los Banos-Padre Flat 230 kV and many other
HENRTA_6_SOLAR2 | Westside Solar Power PV1 | Fresno | 0 | 0 | 0 | 0 | 0 | 0 | 0 | 0 | 0 | 0 | 0 | 0 | N | North | EO
HENRTA_6_UNITA1 | GWF HENRIETTA PEAKER PLANT UNIT 1 | Fresno | 48.41 | 48.34 | 47.94 | 47.15 | 46.44 | 45.47 | 44.69 | 44.99 | 45.99 | 47.07 | 48.47 | 48.51 | Y | North | FC
HENRTA_6_UNITA2 | GWF HENRIETTA PEAKER PLANT UNIT 2 | Fresno | 48.3 | 48.23 | 47.83 | 47.06 | 46.34 | 45.37 | 44.59 | 44.89 | 45.88 | 46.99 | 48.38 | 48.41 | Y | North | FC
HENRTS_1_SOLAR | Henrietta Solar Project | Fresno | 4 | 3 | 18 | 15 | 16 | 31 | 39 | 27 | 14 | 2 | 2 | 0 | N | North | FC
HIDSRT_2_UNITS | HIGH DESERT POWER PROJECT AGGREGATE | CAISO System | 830 | 830 | 830 | 830 | 830 | 830 | 830 | 830 | 830 | 830 | 830 | 830 | Y | South | FC
HIGGNS_1_COMBIE | Combie South | Sierra | 1.33 | 0.85 | 1.27 | 1.32 | 1.3 | 0.83 | 0.5 | 0.22 | 0.01 | 0 | 0.8 | 0.91 | N | North | FC
HIGGNS_7_QFUNTS | HIGGNS_7_QFUNTS | Sierra | 0.24 | 0.17 | 0.26 | 0.3 | 0.27 | 0.25 | 0.25 | 0.24 | 0.21 | 0.04 | 0.13 | 0.17 | N | North | FC
HILAND_7_YOLOWD | CLEAR LAKE UNIT 1 | NCNB | 0 | 0 | 0 | 0 | 0 | 0 | 0 | 0 | 0 | 0 | 0 | 0 | N | North | EO
HINSON_6_CARBGN | BP WILMINGTON CALCINER | LA Basin | 26.14 | 18.93 | 25.99 | 22.19 | 25.42 | 29.13 | 28.93 | 28.85 | 29.28 | 26.51 | 28.62 | 28.31 | N | South | FC
HINSON_6_LBECH1 | Long Beach Unit 1 | LA Basin | 65 | 65 | 65 | 65 | 65 | 65 | 65 | 65 | 65 | 65 | 65 | 65 | Y | South | FC
HINSON_6_LBECH2 | Long Beach Unit 2 | LA Basin | 65 | 65 | 65 | 65 | 65 | 65 | 65 | 65 | 65 | 65 | 65 | 65 | Y | South | FC
HINSON_6_LBECH3 | Long Beach Unit 3 | LA Basin | 65 | 65 | 65 | 65 | 65 | 65 | 65 | 65 | 65 | 65 | 65 | 65 | Y | South | FC
HINSON_6_LBECH4 | Long Beach Unit 4 | LA Basin | 65 | 65 | 65 | 65 | 65 | 65 | 65 | 65 | 65 | 65 | 65 | 65 | Y | South | FC
HINSON_6_SERRGN | Southeast Resource Recovery | LA Basin | 34 | 34 | 34 | 34 | 34 | 34 | 34 | 34 | 34 | 34 | 34 | 34 | Y | South | FC
HMLTBR_6_UNITS | HAMILTON BRANCH PH (AGGREGATE) | CAISO System | 0.45 | 0.85 | 1.07 | 1.51 | 1.39 | 0.8 | 0.6 | 0.77 | 0.89 | 0.8 | 0.59 | 0.7 | N | North | FC
HNTGBH_7_UNIT 2 | HUNTINGTON BEACH GEN STA. UNIT 2 | LA Basin | 225.8 | 225.8 | 225.8 | 225.8 | 225.8 | 225.8 | 225.8 | 225.8 | 225.8 | 225.8 | 225.8 | 225.8 | Y | South | FC
HOLGAT_1_BORAX | U.S. Borax, Unit 1 | CAISO System | 18.15 | 16.92 | 16.48 | 8.09 | 16 | 13.06 | 13.7 | 12.56 | 11.63 | 13.5 | 15.35 | 16.39 | N | South | FC
HOLSTR_1_SOLAR | San Benito Smart Park | CAISO System | 0 | 0 | 0 | 0 | 0 | 0 | 0 | 0 | 0 | 0 | 0 | 0 | N | North | EO
HOLSTR_1_SOLAR2 | Hollister Solar | CAISO System | 0.06 | 0.05 | 0.27 | 0.23 | 0.24 | 0.47 | 0.59 | 0.41 | 0.21 | 0.03 | 0.03 | 0 | N | North | FC
HUMBPP_1_UNITS3 | Humboldt Bay Generating Station 3 | Humboldt | 65.08 | 65.08 | 65.08 | 65.08 | 65.08 | 65.08 | 65.08 | 65.08 | 65.08 | 65.08 | 65.08 | 65.08 | Y | North | FC
HUMBPP_6_UNITS | Humboldt Bay Generating Station 1 | Humboldt | 97.62 | 97.62 | 97.62 | 97.62 | 97.62 | 97.62 | 97.62 | 97.62 | 97.62 | 97.62 | 97.62 | 97.62 | Y | North | FC
HUMBSB_1_QF | SMALL QF AGGREGATION - TRINITY | Humboldt | 0 | 0 | 0 | 0 | 0 | 0 | 0 | 0 | 0 | 0 | 0 | 0 | N | North | FC
HURON_6_SOLAR | Huron Solar Station | Fresno | 0.8 | 0.6 | 3.6 | 3 | 3.2 | 6.2 | 7.8 | 5.4 | 2.8 | 0.4 | 0.4 | 0 | N | North | FC
HYTTHM_2_UNITS | HYATT-THERMALITO PUMP-GEN (AGGREGATE) | CAISO System | 113.41 | 92 | 95.36 | 68.83 | 192.1 | 348.78 | 811.5 | 757.44 | 459.42 | 315.06 | 261.05 | 196.66 | Y | North | FC
IGNACO_1_QF | SMALL QF AGGREGATION - VALLEJO/DINSMORE | NCNB | 0.02 | 0.01 | 0.03 | 0.02 | 0.01 | 0.01 | 0 | 0.01 | 0.01 | 0.01 | 0.01 | 0.01 | N | North | FC
INDIGO_1_UNIT 1 | INDIGO PEAKER UNIT 1 | LA Basin | 42 | 42 | 42 | 42 | 42 | 42 | 42 | 42 | 42 | 42 | 42 | 42 | Y | South | FC
INDIGO_1_UNIT 2 | INDIGO PEAKER UNIT 2 | LA Basin | 42 | 42 | 42 | 42 | 42 | 42 | 42 | 42 | 42 | 42 | 42 | 42 | Y | South | FC
INDIGO_1_UNIT 3 | INDIGO PEAKER UNIT 3 | LA Basin | 42 | 42 | 42 | 42 | 42 | 42 | 42 | 42 | 42 | 42 | 42 | 42 | Y | South | FC
INDVLY_1_UNITS | Indian Valley Hydro | NCNB | 0 | 0 | 0 | 0.34 | 1.58 | 1.23 | 1.07 | 0.79 | 0.85 | 0 | 0 | 0 | N | North | FC
INLDEM_5_UNIT 1 | Inland Empire Energy Center, Unit 1 | LA Basin | 365 | 365 | 365 | 360 | 350 | 340 | 335 | 335 | 340 | 350 | 360 | 365 | Y | South | FC
INSKIP_2_UNIT | INSKIP HYDRO | CAISO System | 1.55 | 1.14 | 1.47 | 1.26 | 1.13 | 1.07 | 0.75 | 1.38 | 1.36 | 1 | 0.68 | 0.72 | N | North | FC
INTKEP_2_UNITS | CCSF Hetch_Hetchy Hydro Aggregate | CAISO System | 307 | 307 | 307 | 307 | 307 | 307 | 307 | 307 | 239 | 300 | 307 | 307 | Y | North | FC
INTTRB_6_UNIT | International Turbine Research | Fresno | 2.58 | 2.21 | 5.15 | 4.6 | 4.6 | 6.07 | 4.23 | 3.86 | 2.76 | 1.47 | 2.21 | 2.39 | N | North | FC
IVANPA_1_UNIT1 | Ivanpah 1 | CAISO System | 5.04 | 3.78 | 22.68 | 18.9 | 20.16 | 39.06 | 49.14 | 34.02 | 17.64 | 2.52 | 2.52 | 0 | N | South | FC
IVANPA_1_UNIT2 | Ivanpah 2 | CAISO System | 5.32 | 3.99 | 23.94 | 19.95 | 21.28 | 41.23 | 51.87 | 35.91 | 18.62 | 2.66 | 2.66 | 0 | N | South | FC
IVANPA_1_UNIT3 | Ivanpah 3 | CAISO System | 5.32 | 3.99 | 23.94 | 19.95 | 21.28 | 41.23 | 51.87 | 35.91 | 18.62 | 2.66 | 2.66 | 0 | N | South | FC
IVSLRP_2_SOLAR1 | Silver Ridge Mount Signal | San Diego-IV | 8 | 6 | 36 | 30 | 32 | 62 | 78 | 54 | 28 | 4 | 4 | 0 | N | South | FC
IVWEST_2_SOLAR1 | Imperial Valley West ( Q # 608) | San Diego-IV | 6 | 4.5 | 27 | 22.5 | 24 | 46.5 | 58.5 | 40.5 | 21 | 3 | 3 | 0 | N | South | FC
JACMSR_1_JACSR1 | Jacumba Solar Farm | San Diego-IV | 0.8 | 0.6 | 3.6 | 3 | 3.2 | 6.2 | 7.8 | 5.4 | 2.8 | 0.4 | 0.4 | 0 | N | South | ID | 100% | Waiting for: Desert Area upgrades
JAWBNE_2_NSRWND | North Sky River Wind Project | CAISO System | 22.4 | 19.2 | 44.8 | 40 | 40 | 52.8 | 36.8 | 33.6 | 24 | 12.8 | 19.2 | 20.8 | N | South | FC
JAWBNE_2_SRWND | Sky River | CAISO System | 10.78 | 9.24 | 21.56 | 19.25 | 19.25 | 25.41 | 17.71 | 16.17 | 11.55 | 6.16 | 9.24 | 10.01 | N | South | FC
JAYNE_6_WLSLR | Westlands Solar Farm PV 1 | Fresno | 0 | 0 | 0 | 0 | 0 | 0 | 0 | 0 | 0 | 0 | 0 | 0 | N | North | EO
KANSAS_6_SOLAR | RE Kansas South | Fresno | 0 | 0 | 0 | 0 | 0 | 0 | 0 | 0 | 0 | 0 | 0 | 0 | N | North | EO
KEKAWK_6_UNIT | STS HYDROPOWER LTD. (KEKAWAKA) | Humboldt | 3.47 | 2.47 | 4.02 | 2.68 | 0.36 | 0 | 0 | 0 | 0 | 0.11 | 0.85 | 1.2 | N | North | FC
KELSO_2_UNITS | Mariposa Energy | Bay Area | 198.03 | 196.06 | 196.8 | 196.43 | 194.59 | 194.52 | 194.59 | 192.36 | 194.59 | 194.59 | 194.59 | 198.03 | Y | North | FC
KELYRG_6_UNIT | KELLY RIDGE HYDRO | Sierra | 11 | 11 | 11 | 11 | 11 | 11 | 11 | 11 | 11 | 11 | 11 | 11 | Y | North | FC
KERKH1_7_UNIT 1 | KERKHOFF PH 1 UNIT #1 | Fresno | 13 | 13 | 13 | 13 | 13 | 13 | 13 | 13 | 13 | 13 | 13 | 13 | Y | North | FC
KERKH1_7_UNIT 3 | KERKHOFF PH 1 UNIT #3 | Fresno | 12.8 | 12.8 | 12.8 | 12.8 | 12.8 | 12.8 | 12.8 | 12.8 | 12.8 | 12.8 | 12.8 | 12.8 | Y | North | FC
KERKH2_7_UNIT 1 | KERKHOFF PH 2 UNIT #1 | Fresno | 153.9 | 153.9 | 153.9 | 153.9 | 153.9 | 153.9 | 153.9 | 153.9 | 153.9 | 153.9 | 153.9 | 153.9 | Y | North | FC
KERMAN_6_SOLAR1 | Fresno Solar South | Fresno | 0 | 0 | 0 | 0 | 0 | 0 | 0 | 0 | 0 | 0 | 0 | 0 | N | North | EO
KERMAN_6_SOLAR2 | Fresno Solar West | Fresno | 0 | 0 | 0 | 0 | 0 | 0 | 0 | 0 | 0 | 0 | 0 | 0 | N | North | EO
KERNFT_1_UNITS | KERN FRONT LIMITED | Kern | 50.98 | 51.06 | 50.61 | 50.11 | 49.94 | 49.28 | 48.68 | 48.6 | 49.11 | 49.74 | 50.56 | 51.02 | Y | North | FC
KERNRG_1_UNITS | South Belridge Cogen Facility | CAISO System | 0.41 | 0.42 | 0.44 | 0.52 | 0.59 | 0.32 | 0.23 | 0.2 | 0.42 | 0.66 | 0.67 | 0.7 | N | North | FC
KERRGN_1_UNIT 1 | KERN RIVER HYDRO UNITS 1-4 AGGREGATE | Big Creek-Ventura | 12.12 | 7.87 | 20.17 | 22.44 | 23.63 | 23.73 | 24.07 | 23 | 17.99 | 14.88 | 13.97 | 15.66 | N | South | FC
KILARC_2_UNIT 1 | KILARC HYDRO | CAISO System | 0.88 | 1.5 | 1.5 | 1.5 | 1.5 | 1.35 | 1.03 | 0.98 | 0.99 | 0.86 | 0.93 | 1.03 | N | North | FC
KINGCO_1_KINGBR | Kingsburg Cogen | Fresno | 34.5 | 34.5 | 34.5 | 34.5 | 34.5 | 34.5 | 34.5 | 34.5 | 34.5 | 34.5 | 34.5 | 34.5 | Y | North | FC
KINGRV_7_UNIT 1 | KINGS RIVER HYDRO UNIT 1 | Fresno | 51.2 | 51.2 | 51.2 | 51.2 | 51.2 | 51.2 | 51.2 | 51.2 | 51.2 | 51.2 | 51.2 | 51.2 | Y | North | FC
KIRKER_7_KELCYN | KELLER CANYON LANDFILL GEN FACILICITY | Bay Area | 3.56 | 3.37 | 3.56 | 3.36 | 3.56 | 3.56 | 3.29 | 3.25 | 3.38 | 3.34 | 3.54 | 3.56 | N | North | FC
KNGBRD_2_SOLAR1 | Kingbird Solar A | CAISO System | 0.8 | 0.6 | 3.6 | 3 | 3.2 | 6.2 | 7.8 | 5.4 | 2.8 | 0.4 | 0.4 | 0 | N | South | FC
KNGBRD_2_SOLAR2 | Kingbird Solar B | CAISO System | 0.8 | 0.6 | 3.6 | 3 | 3.2 | 6.2 | 7.8 | 5.4 | 2.8 | 0.4 | 0.4 | 0 | N | South | FC
KNGBRG_1_KBSLR1 | Kingsburg1 | Fresno | 0 | 0 | 0 | 0 | 0 | 0 | 0 | 0 | 0 | 0 | 0 | 0 | N | North | EO
KNGBRG_1_KBSLR2 | Kingsburg2 | Fresno | 0 | 0 | 0 | 0 | 0 | 0 | 0 | 0 | 0 | 0 | 0 | 0 | N | North | EO
KNGCTY_6_UNITA1 | King City Energy Center, Unit 1 | CAISO System | 44.6 | 44.6 | 44.6 | 44.6 | 44.6 | 44.6 | 44.6 | 44.6 | 44.6 | 44.6 | 44.6 | 44.6 | Y | North | FC
KNTSTH_6_SOLAR | Kent South | Fresno | 0 | 0 | 0 | 0 | 0 | 0 | 0 | 0 | 0 | 0 | 0 | 0 | N | North | EO
KRAMER_1_KJ5SR5 | Kramer Junction 5 | CAISO System | 1.2 | 0.9 | 5.4 | 4.5 | 4.8 | 9.3 | 11.7 | 8.1 | 4.2 | 0.6 | 0.6 | 0 | N | South | FC |  | split from KRAMER_1_SEGS37
KRAMER_1_SEGSR3 | Kramer Junction 3 | CAISO System | 1.2 | 0.9 | 5.4 | 4.5 | 4.8 | 9.3 | 11.7 | 8.1 | 4.2 | 0.6 | 0.6 | 0 | N | South | FC
KRAMER_1_SEGSR4 | Kramer Junction 4 | CAISO System | 1.2 | 0.9 | 5.4 | 4.5 | 4.8 | 9.3 | 11.7 | 8.1 | 4.2 | 0.6 | 0.6 | 0 | N | South | FC
KRAMER_2_SEGS89 | LUZ SOLAR PARTNERS 8-9 AGGREGATE | CAISO System | 6.4 | 4.8 | 28.8 | 24 | 25.6 | 49.6 | 62.4 | 43.2 | 22.4 | 3.2 | 3.2 | 0 | N | South | FC
KRNCNY_6_UNIT | KERN CANYON | CAISO System | 0.5 | 1.2 | 1.36 | 1.34 | 1.62 | 3.04 | 2.89 | 2.59 | 0.56 | 0.18 | 0 | 0.32 | N | North | FC
LACIEN_2_VENICE | MWD Venice Hydroelectric Recovery Plant | LA Basin | 0 | 0 | 0 | 0 | 0 | 0 | 0 | 0 | 0.17 | 0.82 | 0 | 0 | N | South | FC
LAGBEL_6_QF | LAGUNA BELL QFS | LA Basin | 0.35 | 0.35 | 0.35 | 0.35 | 0.35 | 0.35 | 0.35 | 0.35 | 0.35 | 0.35 | 0.35 | 0.35 | N | South | FC
LAKHDG_6_UNIT 1 | Lake Hodges Pumped Storage-Unit1 | San Diego-IV | 20 | 20 | 20 | 20 | 20 | 20 | 20 | 20 | 20 | 20 | 20 | 20 | Y | South | FC
LAKHDG_6_UNIT 2 | Lake Hodges Pumped Storage-Unit2 | San Diego-IV | 20 | 20 | 20 | 20 | 20 | 20 | 20 | 20 | 20 | 20 | 20 | 20 | Y | South | FC
LAMONT_1_SOLAR1 | Regulus Solar | Kern | 2.4 | 1.8 | 10.8 | 9 | 9.6 | 18.6 | 23.4 | 16.2 | 8.4 | 1.2 | 1.2 | 0 | N | North | FC
LAMONT_1_SOLAR2 | Redwood Solar Farm 4 | Kern | 0.8 | 0.6 | 3.6 | 3 | 3.2 | 6.2 | 7.8 | 5.4 | 2.8 | 0.4 | 0.4 | 0 | N | North | FC
LAMONT_1_SOLAR3 | Woodmere Solar Farm | Kern | 0.6 | 0.45 | 2.7 | 2.25 | 2.4 | 4.65 | 5.85 | 4.05 | 2.1 | 0.3 | 0.3 | 0 | N | North | FC
LAMONT_1_SOLAR4 | Hayworth Solar Farm | Kern | 1.07 | 0.8 | 4.8 | 4 | 4.27 | 8.26 | 10.4 | 7.2 | 3.73 | 0.53 | 0.53 | 0 | N | North | FC
LAMONT_1_SOLAR5 | Redcrest Solar Farm | Kern | 0.67 | 0.5 | 3 | 2.5 | 2.67 | 5.16 | 6.5 | 4.5 | 2.33 | 0.33 | 0.33 | 0 | N | North | FC
LAPAC_6_UNIT | LOUISIANA PACIFIC SAMOA | Humboldt | 0 | 0 | 0 | 0 | 0 | 0 | 0 | 0 | 0 | 0 | 0 | 0 | N | North | EO
LAPLMA_2_UNIT 1 | La Paloma Generating Plant Unit #1 | CAISO System | 259.8 | 259.8 | 259.8 | 259.8 | 259.8 | 259.8 | 259.8 | 259.8 | 259.8 | 259.8 | 259.8 | 259.8 | Y | North | FC
LAPLMA_2_UNIT 2 | La Paloma Generating Plant Unit #2 | CAISO System | 260.2 | 260.2 | 260.2 | 260.2 | 260.2 | 260.2 | 260.2 | 260.2 | 260.2 | 260.2 | 260.2 | 260.2 | Y | North | FC
LAPLMA_2_UNIT 3 | La Paloma Generating Plant Unit #3 | CAISO System | 256.15 | 256.15 | 256.15 | 256.15 | 256.15 | 256.15 | 256.15 | 256.15 | 256.15 | 256.15 | 256.15 | 256.15 | Y | North | FC
LAPLMA_2_UNIT 4 | LA PALOMA GENERATING PLANT, UNIT #4 | CAISO System | 253.29 | 253.29 | 253.29 | 253.29 | 253.29 | 253.29 | 253.29 | 253.29 | 253.29 | 253.29 | 253.29 | 253.29 | Y | North | FC
LARKSP_6_UNIT 1 | LARKSPUR PEAKER UNIT 1 | San Diego-IV | 46 | 46 | 46 | 46 | 46 | 46 | 46 | 46 | 46 | 46 | 46 | 46 | Y | South | FC
LARKSP_6_UNIT 2 | LARKSPUR PEAKER UNIT 2 | San Diego-IV | 46 | 46 | 46 | 46 | 46 | 46 | 46 | 46 | 46 | 46 | 46 | 46 | Y | South | FC
LAROA2_2_UNITA1 | LR2 | San Diego-IV | 322 | 322 | 322 | 322 | 322 | 322 | 322 | 322 | 322 | 322 | 322 | 322 | Y | South | FC
LASSEN_6_UNITS | Honey Lake Power | CAISO System | 30 | 30 | 30 | 30 | 30 | 30 | 30 | 30 | 30 | 30 | 30 | 30 | Y | North | FC
LAWRNC_7_SUNYVL | City of Sunnyvale Unit 1 and 2 | Bay Area | 0.05 | 0.09 | 0.06 | 0.06 | 0.1 | 0.16 | 0.18 | 0.17 | 0.14 | 0.12 | 0.15 | 0.15 | N | North | FC
LEBECS_2_UNITS | Pastoria Energy Facility | Big Creek-Ventura | 799.47 | 799.47 | 785 | 775 | 765 | 760 | 765 | 765 | 765 | 775 | 799.47 | 799.47 | Y | South | ID | 100% | 750 MW with FC priority - the rest is waiting for Desert Area upgrades
LECEF_1_UNITS | LOS ESTEROS ENERGY FACILITY AGGREGATE | Bay Area | 303.91 | 304 | 304 | 302.97 | 303.2 | 296.76 | 297.5 | 297.54 | 304 | 304.8 | 305.03 | 306 | Y | North | FC
LEPRFD_1_KANSAS | Kansas | Fresno | 0.8 | 0.6 | 3.6 | 3 | 3.2 | 6.2 | 7.8 | 5.4 | 2.8 | 0.4 | 0.4 | 0 | N | North | ID | 100% | C3-4 Waiting for Bellota-Warnerville 230 kV reconductoring and possibly other
LGHTHP_6_ICEGEN | CARSON COGENERATION | LA Basin | 48 | 48 | 48 | 48 | 48 | 48 | 48 | 48 | 48 | 48 | 48 | 48 | Y | South | FC
LHILLS_6_SOLAR1 | Lost Hills Solar | CAISO System | 0.8 | 0.6 | 3.6 | 3 | 3.2 | 6.2 | 7.8 | 5.4 | 2.8 | 0.4 | 0.4 | 0 | N | North | FC
LILIAC_6_SOLAR | Mesa Crest | San Diego-IV | 0.12 | 0.09 | 0.54 | 0.45 | 0.48 | 0.93 | 1.17 | 0.81 | 0.42 | 0.06 | 0.06 | 0 | N | South | FC
LITLRK_6_GBCSR1 | Green Beanworks C | Big Creek-Ventura | 0.12 | 0.09 | 0.54 | 0.45 | 0.48 | 0.93 | 1.17 | 0.81 | 0.42 | 0.06 | 0.06 | 0 | N | South | FC
LITLRK_6_SEPV01 | Gestamp Solar 1 | Big Creek-Ventura | 0 | 0 | 0 | 0 | 0 | 0 | 0 | 0 | 0 | 0 | 0 | 0 | N | South | EO
LITLRK_6_SOLAR1 | Lancaster Little Rock C | Big Creek-Ventura | 0.2 | 0.15 | 0.9 | 0.75 | 0.8 | 1.55 | 1.95 | 1.35 | 0.7 | 0.1 | 0.1 | 0 | N | South | FC
LITLRK_6_SOLAR2 | Palmdale 18 | Big Creek-Ventura | 0.08 | 0.06 | 0.36 | 0.3 | 0.32 | 0.62 | 0.78 | 0.54 | 0.28 | 0.04 | 0.04 | 0 | N | South | FC
LITLRK_6_SOLAR3 | One Ten Partners | Big Creek-Ventura | 0.08 | 0.06 | 0.36 | 0.3 | 0.32 | 0.62 | 0.78 | 0.54 | 0.28 | 0.04 | 0.04 | 0 | N | South | FC
LITLRK_6_SOLAR4 | Little Rock Pham Solar | Big Creek-Ventura | 0.12 | 0.09 | 0.54 | 0.45 | 0.48 | 0.93 | 1.17 | 0.81 | 0.42 | 0.06 | 0.06 | 0 | N | South | FC
LIVEOK_6_SOLAR | Harris | Sierra | 0.02 | 0.02 | 0.09 | 0.08 | 0.08 | 0.16 | 0.2 | 0.14 | 0.07 | 0.01 | 0.01 | 0 | N | North | PD | 40% | PD to 18% or (0.5 MW of 2.84 MW)
LIVOAK_1_UNIT 1 | LIVE OAK LIMITED | Kern | 46.5 | 45 | 44.5 | 43 | 43 | 42.5 | 42.5 | 42.5 | 43 | 44 | 44.5 | 45 | Y | North | FC
LMBEPK_2_UNITA1 | Lambie Energy Center, Unit #1 | Bay Area | 47.5 | 47.5 | 47.5 | 47.5 | 47.5 | 47.5 | 47.5 | 47.5 | 47.5 | 47.5 | 47.5 | 47.5 | Y | North | FC
LMBEPK_2_UNITA2 | Creed Energy Center, Unit #1 | Bay Area | 47.6 | 47.6 | 47.6 | 47.6 | 47.6 | 47.6 | 47.6 | 47.6 | 47.6 | 47.6 | 47.6 | 47.6 | Y | North | FC
LMBEPK_2_UNITA3 | Goose Haven Energy Center, Unit #1 | Bay Area | 47.4 | 47.4 | 47.4 | 47.4 | 47.4 | 47.4 | 47.4 | 47.4 | 47.4 | 47.4 | 47.4 | 47.4 | Y | North | FC
LMEC_1_PL1X3 | Los Medanos Energy Center AGGREGATE | Bay Area | 580 | 580 | 580 | 580 | 580 | 574.53 | 574.53 | 574.53 | 574.53 | 580 | 580 | 580 | Y | North | ID | 100% | 508 MW with FC priority - the rest C6 - waiting for East Shore - Oakland J 115 kV Reconductoring Project and possibly other
LNCSTR_6_CREST | Lanacaster Aggregate Solar Resources | Big Creek-Ventura | 0 | 0 | 0 | 0 | 0 | 0 | 0 | 0 | 0 | 0 | 0 | 0 | N | South | EO
LOCKFD_1_BEARCK | Bear Creek Solar | Stockton | 0.06 | 0.05 | 0.27 | 0.23 | 0.24 | 0.47 | 0.59 | 0.41 | 0.21 | 0.03 | 0.03 | 0 | N | North | FC
LOCKFD_1_KSOLAR | Kettleman Solar | Stockton | 0.04 | 0.03 | 0.18 | 0.15 | 0.16 | 0.31 | 0.39 | 0.27 | 0.14 | 0.02 | 0.02 | 0 | N | North | FC
LODI25_2_UNIT 1 | LODI GAS TURBINE | Stockton | 23.8 | 23.8 | 23.8 | 23.8 | 23.8 | 23.8 | 23.8 | 23.8 | 23.8 | 23.8 | 23.8 | 23.8 | Y | North | FC
LODIEC_2_PL1X2 | Lodi Energy Center | Sierra | 302.58 | 302.58 | 302.58 | 302.58 | 302.58 | 302.58 | 302.58 | 302.58 | 302.58 | 302.58 | 302.58 | 302.58 | Y | North | FC
LOWGAP_1_SUPHR | Mill & Sulphur Creek Hydro | Humboldt | 0.34 | 0.37 | 0.73 | 0.52 | 0.02 | 0 | 0 | 0 | 0 | 0.04 | 0.27 | 0.27 | N | North | FC
LOWGAP_7_QFUNTS | Matthews Dam Hydro | CAISO System | 0.74 | 0.98 | 1.07 | 1.07 | 0.77 | 0.61 | 0.49 | 0.47 | 0.46 | 0.44 | 0.46 | 0.51 | N | North | FC
MAGUND_1_BKISR1 | Bakersfield Industrial 1 | Kern | 0.04 | 0.03 | 0.18 | 0.15 | 0.16 | 0.31 | 0.39 | 0.27 | 0.14 | 0.02 | 0.02 | 0 | N | North | ID | 100% | 18DGD Waiting for Gates #12 500/230 kV transformer and possibly other
MAGUND_1_BKSSR2 | Bakersfield Solar 1 | Kern | 0.21 | 0.16 | 0.95 | 0.79 | 0.84 | 1.63 | 2.05 | 1.42 | 0.74 | 0.11 | 0.11 | 0 | N | North | FC
MALAGA_1_PL1X2 | Malaga Power Aggregate | Fresno | 96 | 96 | 96 | 96 | 96 | 96 | 96 | 96 | 96 | 96 | 96 | 96 | Y | North | FC
MALCHQ_7_UNIT 1 | MALACHA HYDRO L.P. | CAISO System | 17.33 | 21.46 | 24.37 | 24.34 | 14.95 | 8.6 | 3.03 | 0 | 0 | 0 | 4.37 | 6.04 | N | North | FC
MANTEC_1_ML1SR1 | Manteca Land 1 | Stockton | 0 | 0 | 0 | 0 | 0 | 0 | 0 | 0 | 0 | 0 | 0 | 0 | N | North | EO
MANZNA_2_WIND | Manzana Wind | CAISO System | 26.46 | 22.68 | 52.92 | 47.25 | 47.25 | 62.37 | 43.47 | 39.69 | 28.35 | 15.12 | 22.68 | 24.57 | N | South | FC
MARCPW_6_SOLAR1 | Maricopa West Solar PV | CAISO System | 0.8 | 0.6 | 3.6 | 3 | 3.2 | 6.2 | 7.8 | 5.4 | 2.8 | 0.4 | 0.4 | 0 | N | North | FC
MARTIN_1_SUNSET | Sunset Reservoir - North Basin | Bay Area | 0.18 | 0.14 | 0.81 | 0.68 | 0.72 | 1.4 | 1.76 | 1.22 | 0.63 | 0.09 | 0.09 | 0 | N | North | FC
MCARTH_6_FRIVRB | Fall River Mills Project B | CAISO System | 0.06 | 0.05 | 0.27 | 0.23 | 0.24 | 0.47 | 0.59 | 0.41 | 0.21 | 0.03 | 0.03 | 0 | N | North | ID | 100% | 18DGD Waiting for Modify QC8SPS-02 and many other
MCCALL_1_QF | SMALL QF AGGREGATION - FRESNO | Fresno | 0.22 | 0.42 | 0.48 | 0.55 | 0.59 | 0.74 | 0.64 | 0.65 | 0.75 | 0.71 | 0.48 | 0.33 | N | North | FC
MCSWAN_6_UNITS | MC SWAIN HYDRO | Fresno | 9.6 | 9.6 | 9.6 | 9.6 | 9.6 | 9.6 | 9.6 | 9.6 | 9.6 | 9.6 | 9.6 | 9.6 | Y | North | FC | 96% | Reduction due to Exchequer-Le Grand 115 kV binding constraint.
MDFKRL_2_PROJCT | MIDDLE FORK AND RALSTON PSP | Sierra | 210 | 210 | 210 | 210 | 210 | 210 | 210 | 210 | 210 | 210 | 210 | 210 | Y | North | FC
MENBIO_6_RENEW1 | CalRENEW - 1(A) | Fresno | 0.2 | 0.15 | 0.9 | 0.75 | 0.8 | 1.55 | 1.95 | 1.35 | 0.7 | 0.1 | 0.1 | 0 | N | North | FC
MERCED_1_SOLAR1 | Mission Solar | Fresno | 0 | 0 | 0 | 0 | 0 | 0 | 0 | 0 | 0 | 0 | 0 | 0 | N | North | EO
MERCED_1_SOLAR2 | Merced Solar | Fresno | 0 | 0 | 0 | 0 | 0 | 0 | 0 | 0 | 0 | 0 | 0 | 0 | N | North | EO
MERCFL_6_UNIT | Merced Falls Powerhouse | Fresno | 3.36 | 3.36 | 3.36 | 3.36 | 3.36 | 3.36 | 3.36 | 3.36 | 3.36 | 3.36 | 3.36 | 3.36 | Y | North | FC | 96% | Reduction due to Exchequer-Le Grand 115 kV binding constraint.
MESAP_1_QF | SMALL QF AGGREGATION - SAN LUIS OBISPO | CAISO System | 0 | 0 | 0 | 0 | 0 | 0 | 0 | 0 | 0 | 0 | 0 | 0 | N | North | FC
MESAS_2_QF | MESA QFS | LA Basin | 0 | 0 | 0 | 0 | 0 | 0 | 0 | 0 | 0 | 0 | 0 | 0 | N | South | FC
METEC_2_PL1X3 | Metcalf Energy Center | Bay Area | 593.16 | 593.16 | 593.16 | 593.16 | 585 | 575 | 570 | 570 | 580 | 593.16 | 593.16 | 593.16 | Y | North | FC
MIDWD_2_WIND1 | Windland Refresh 2 | CAISO System | 1.09 | 0.94 | 2.19 | 1.95 | 1.95 | 2.58 | 1.8 | 1.64 | 1.17 | 0.62 | 0.94 | 1.02 | N | South | FC
MIDWD_2_WIND2 | Coram Energy | CAISO System | 0.42 | 0.36 | 0.84 | 0.75 | 0.75 | 0.99 | 0.69 | 0.63 | 0.45 | 0.24 | 0.36 | 0.39 | N | South | FC
MIDWD_6_WNDLND | Windland Refresh 1 | CAISO System | 1.04 | 0.89 | 2.09 | 1.86 | 1.86 | 2.46 | 1.71 | 1.56 | 1.12 | 0.6 | 0.89 | 0.97 | N | South | FC
MIDWD_7_CORAMB | CELLC 7.5 MW Tehachapi Project | CAISO System | 1.05 | 0.9 | 2.1 | 1.88 | 1.88 | 2.48 | 1.73 | 1.58 | 1.13 | 0.6 | 0.9 | 0.98 | N | South | FC
MIRLOM_2_CORONA | MWD Corona Hydroelectric Recovery Plant | LA Basin | 1.12 | 0.39 | 0.85 | 0.89 | 0.86 | 0.76 | 0.81 | 1.2 | 1.66 | 1.68 | 1.59 | 0.92 | N | South | FC
MIRLOM_2_LNDFL | Milliken Landfill Solar | LA Basin | 0.12 | 0.09 | 0.54 | 0.45 | 0.48 | 0.93 | 1.17 | 0.81 | 0.42 | 0.06 | 0.06 | 0 | N | South | FC
MIRLOM_2_MLBBTA | Mira Loma BESS A | LA Basin | 10 | 10 | 10 | 10 | 10 | 10 | 10 | 10 | 10 | 10 | 10 | 10 | N | South | FC
MIRLOM_2_MLBBTB | Mira Loma BESS B | LA Basin | 10 | 10 | 10 | 10 | 10 | 10 | 10 | 10 | 10 | 10 | 10 | 10 | N | South | FC
MIRLOM_2_ONTARO | Ontario RT Solar | LA Basin | 0.22 | 0.17 | 0.99 | 0.83 | 0.88 | 1.71 | 2.15 | 1.49 | 0.77 | 0.11 | 0.11 | 0 | N | South | FC
MIRLOM_2_RTS032 | SPVP032 | LA Basin | 0.06 | 0.05 | 0.27 | 0.23 | 0.24 | 0.47 | 0.59 | 0.41 | 0.21 | 0.03 | 0.03 | 0 | N | South | FC
MIRLOM_2_RTS033 | SPVP033 | LA Basin | 0.04 | 0.03 | 0.18 | 0.15 | 0.16 | 0.31 | 0.39 | 0.27 | 0.14 | 0.02 | 0.02 | 0 | N | South | FC
MIRLOM_2_TEMESC | MWD Temescal Hydroelectric Recovery Plan | LA Basin | 0.96 | 0.41 | 0.55 | 0.91 | 0.85 | 0.9 | 0.84 | 0.21 | 0.37 | 1.61 | 1.71 | 0.95 | N | South | FC
MIRLOM_6_PEAKER | Mira Loma Peaker | LA Basin | 46 | 46 | 46 | 46 | 46 | 46 | 46 | 46 | 46 | 46 | 46 | 46 | Y | South | FC
MIRLOM_7_MWDLKM | Lake Mathews Hydroelectric Recovery Plan | LA Basin | 1.9 | 1.9 | 2 | 2.7 | 1.4 | 1.6 | 1.8 | 1.8 | 1.8 | 1.5 | 1.4 | 1.1 | Y | South | FC
MISSIX_1_QF | SMALL QF AGGREGATION - SAB FRABCUSCI | Bay Area | 0.01 | 0.01 | 0.01 | 0.01 | 0.01 | 0.01 | 0.01 | 0.01 | 0.01 | 0.01 | 0.01 | 0.01 | N | North | FC
MKTRCK_1_UNIT 1 | MCKITTRICK LIMITED | CAISO System | 44.55 | 43 | 43 | 43 | 43 | 42.48 | 42 | 42 | 42.12 | 42.5 | 43.91 | 44.14 | Y | North | FC
MLPTAS_7_QFUNTS | MLPTAS_7_QFUNTS | Bay Area | 0 | 0 | 0 | 0 | 0 | 0 | 0 | 0 | 0 | 0 | 0 | 0 | N | North | FC
MNDALY_6_MCGRTH | McGrath Beach Peaker | Big Creek-Ventura | 47.2 | 47.2 | 47.2 | 47.2 | 47.2 | 47.2 | 47.2 | 47.2 | 47.2 | 47.2 | 47.2 | 47.2 | Y | South | FC
MNDOTA_1_SOLAR1 | North Star Solar 1 | Fresno | 2.4 | 1.8 | 10.8 | 9 | 9.6 | 18.6 | 23.4 | 16.2 | 8.4 | 1.2 | 1.2 | 0 | N | North | FC
MNDOTA_1_SOLAR2 | Citizen Solar B | Fresno | 0 | 0 | 0 | 0 | 0 | 0 | 0 | 0 | 0 | 0 | 0 | 0 | N | North | EO
MOJAVE_1_SIPHON | MOJAVE SIPHON POWER PLANT | LA Basin | 14.26 | 13.59 | 14.27 | 7.38 | 5.83 | 3.82 | 3.56 | 3.74 | 3.03 | 3.05 | 2.96 | 0.96 | Y | South | FC
MOJAVW_2_SOLAR | Mojave West | CAISO System | 0.8 | 0.6 | 3.6 | 3 | 3.2 | 6.2 | 7.8 | 5.4 | 2.8 | 0.4 | 0.4 | 0 | N | South | FC
MONLTH_6_BOREL | BOREL HYDRO UNITS 1-3 AGGREGATE | CAISO System | 0 | 0 | 0 | 0 | 0 | 0 | 0 | 0 | 0 | 0 | 0 | 0 | N | South | FC
MONLTS_2_MONWD4 | Monolith 4 | CAISO System | 0.67 | 0.57 | 1.33 | 1.19 | 1.19 | 1.57 | 1.09 | 1 | 0.71 | 0.38 | 0.57 | 0.62 | N | South | FC
MONLTS_2_MONWD5 | Monolith 5 | CAISO System | 0.57 | 0.48 | 1.13 | 1.01 | 1.01 | 1.33 | 0.93 | 0.85 | 0.61 | 0.32 | 0.48 | 0.53 | N | South | FC
MONLTS_2_MONWD6 | Monolith 6 | CAISO System | 0.74 | 0.63 | 1.47 | 1.31 | 1.31 | 1.73 | 1.21 | 1.1 | 0.79 | 0.42 | 0.63 | 0.68 | N | South | FC
MONLTS_2_MONWD7 | Monolith 7 | CAISO System | 0.67 | 0.57 | 1.33 | 1.19 | 1.19 | 1.57 | 1.09 | 1 | 0.71 | 0.38 | 0.57 | 0.62 | N | South | FC
MONTPH_7_UNITS | MONTICELLO HYDRO AGGREGATE | NCNB | 0.54 | 2.95 | 4.48 | 6.31 | 7 | 8.94 | 9.1 | 7.15 | 5.43 | 2.83 | 1.25 | 1.19 | N | North | FC
MOORPK_2_CALABS | Calabasas Gas-to-Energy Facility | Big Creek-Ventura | 5.2 | 5.39 | 4.92 | 4.61 | 4.87 | 4.6 | 4.48 | 4.57 | 4.62 | 4.75 | 4.83 | 4.58 | N | South | FC
MOORPK_6_QF | MOORPARK QFS | Big Creek-Ventura | 0.8 | 0.8 | 0.8 | 0.8 | 0.8 | 0.8 | 0.8 | 0.8 | 0.8 | 0.8 | 0.8 | 0.8 | N | South | FC
MORWD_6_QF | Morwind | CAISO System | 5.34 | 4.58 | 10.68 | 9.54 | 9.54 | 12.59 | 8.78 | 8.01 | 5.72 | 3.05 | 4.58 | 4.96 | N | South | FC
MOSSLD_1_QF | SMALL QF AGGREGATION - SANTA CRUZ | Bay Area | 0 | 0 | 0 | 0 | 0 | 0 | 0 | 0 | 0 | 0 | 0 | 0 | N | North | FC
MOSSLD_2_PSP1 | MOSS LANDING POWER BLOCK 1 | Bay Area | 510 | 510 | 510 | 510 | 510 | 510 | 510 | 510 | 510 | 510 | 510 | 510 | Y | North | FC
MOSSLD_2_PSP2 | MOSS LANDING POWER BLOCK 2 | Bay Area | 510 | 510 | 510 | 510 | 510 | 510 | 510 | 510 | 510 | 510 | 510 | 510 | Y | North | FC
MRCHNT_2_PL1X3 | Desert Star Energy Center | CAISO System | 419.25 | 419.25 | 419.25 | 419.25 | 419.25 | 419.25 | 419.25 | 419.25 | 419.25 | 419.25 | 419.25 | 419.25 | Y | South | PD | 419.25
MRGT_6_MEF2 | Miramar Energy Facility II | San Diego-IV | 44 | 44 | 44 | 44 | 44 | 44 | 44 | 44 | 44 | 44 | 44 | 44 | Y | South | FC
MRGT_6_MMAREF | Miramar Energy Facility | San Diego-IV | 45 | 45 | 45 | 45 | 45 | 45 | 45 | 45 | 45 | 45 | 45 | 45 | Y | South | FC
MRLSDS_6_SOLAR1 | Morelos Solar | CAISO System | 0.6 | 0.45 | 2.7 | 2.25 | 2.4 | 4.65 | 5.85 | 4.05 | 2.1 | 0.3 | 0.3 | 0 | N | North | FC
MSHGTS_6_MMARLF | MIRAMAR LANDFILL | San Diego-IV | 3.98 | 3.92 | 3.36 | 4.13 | 4.06 | 4.19 | 3.82 | 4.03 | 3.43 | 3.66 | 3.94 | 3.74 | N | South | FC
MSOLAR_2_SOLAR1 | Mesquite Solar 1 | CAISO System | 6.6 | 4.95 | 29.7 | 24.75 | 26.4 | 51.15 | 64.35 | 44.55 | 23.1 | 3.3 | 3.3 | 0 | N | South | ID | 100% | Waiting for: Desert Area upgrades
MSOLAR_2_SOLAR2 | Mesquite Solar 2 | CAISO System | 4.03 | 3.02 | 18.15 | 15.12 | 16.13 | 31.25 | 39.32 | 27.22 | 14.11 | 2.02 | 2.02 | 0 | N | South | ID | 100% | Waiting for: Desert Area upgrades
MSOLAR_2_SOLAR3 | Mesquite Solar 3, LLC | CAISO System | 6.08 | 4.56 | 27.36 | 22.8 | 24.32 | 47.12 | 59.28 | 41.04 | 21.28 | 3.04 | 3.04 | 0 | N | South | ID | 100% | Waiting for: Desert Area upgrades
MSSION_2_QF | SMALL QF AGGREGATION - SAN DIEGO | San Diego-IV | 0.86 | 0.71 | 0.69 | 0.69 | 0.6 | 0.59 | 0.77 | 0.7 | 0.58 | 0.57 | 0.61 | 0.55 | N | South | FC
MSTANG_2_SOLAR | Mustang | Fresno | 1.2 | 0.9 | 5.4 | 4.5 | 4.8 | 9.3 | 11.7 | 8.1 | 4.2 | 0.6 | 0.6 | 0 | N | North | ID | 100% | C3-4 Waiting for Bellota-Warnerville 230 kV Reconductoring and possibly other
MSTANG_2_SOLAR3 | Mustang 3 | Fresno | 1.6 | 1.2 | 7.2 | 6 | 6.4 | 12.4 | 15.6 | 10.8 | 5.6 | 0.8 | 0.8 | 0 | N | North | ID | 100% | C3-4 Waiting for Bellota-Warnerville 230 kV Reconductoring and possibly other
MSTANG_2_SOLAR4 | Mustang 4 | Fresno | 1.2 | 0.9 | 5.4 | 4.5 | 4.8 | 9.3 | 11.7 | 8.1 | 4.2 | 0.6 | 0.6 | 0 | N | North | ID | 100% | C3-4 Waiting for Bellota-Warnerville 230 kV Reconductoring and possibly other
MTNPOS_1_UNIT | MT.POSO COGENERATION CO. | Kern | 28.68 | 17.94 | 14.72 | 34.65 | 34.7 | 33.68 | 32.2 | 34.35 | 33.05 | 25.71 | 36.83 | 36.77 | N | North | FC
MTWIND_1_UNIT 1 | Mountain View Power Project I | LA Basin | 6.22 | 5.33 | 12.43 | 11.1 | 11.1 | 14.65 | 10.21 | 9.32 | 6.66 | 3.55 | 5.33 | 5.77 | N | South | FC
MTWIND_1_UNIT 2 | Mountain View Power Project II | LA Basin | 3.11 | 2.66 | 6.22 | 5.55 | 5.55 | 7.33 | 5.11 | 4.66 | 3.33 | 1.78 | 2.66 | 2.89 | N | South | FC
MTWIND_1_UNIT 3 | Mountain View Power Project III | LA Basin | 3.14 | 2.69 | 6.28 | 5.61 | 5.61 | 7.41 | 5.16 | 4.71 | 3.37 | 1.8 | 2.69 | 2.92 | N | South | FC
MURRAY_6_UNIT | Grossmont Hospital | San Diego-IV | 0 | 0 | 0 | 0 | 0 | 0 | 0 | 0 | 0 | 0 | 0 | 0 | N | South | EO
NAROW1_2_UNIT | NARROWS PH 1 UNIT | Sierra | 12 | 12 | 12 | 12 | 12 | 12 | 12 | 12 | 12 | 12 | 12 | 12 | Y | North | FC
NAROW2_2_UNIT | Narrows Powerhouse Unit 2 | Sierra | 18.9 | 16.44 | 28.13 | 38.98 | 38.61 | 39.73 | 39.68 | 28.51 | 0.09 | 2.64 | 8.64 | 29.71 | Y | North | FC
NAVYII_2_UNITS | COSO POWER DEVELOPER (NAVY II) AGGREGATE | CAISO System | 90 | 90 | 90 | 90 | 90 | 90 | 90 | 90 | 90 | 90 | 90 | 90 | Y | South | FC
NCPA_7_GP1UN1 | NCPA GEO PLANT 1 UNIT 1 | NCNB | 31 | 31 | 31 | 31 | 31 | 31 | 31 | 31 | 31 | 31 | 31 | 31 | Y | North | FC
NCPA_7_GP1UN2 | NCPA GEO PLANT 1 UNIT 2 | NCNB | 28 | 28 | 28 | 28 | 28 | 28 | 28 | 28 | 28 | 28 | 28 | 28 | Y | North | FC
NCPA_7_GP2UN3 | NCPA GEO PLANT 2 UNIT 3 | NCNB | 0 | 0 | 0 | 0 | 0 | 0 | 0 | 0 | 0 | 0 | 0 | 0 | Y | North | FC
NCPA_7_GP2UN4 | NCPA GEO PLANT 2 UNIT 4 | NCNB | 52.73 | 52.73 | 52.73 | 52.73 | 52.73 | 52.73 | 52.73 | 52.73 | 52.73 | 52.73 | 52.73 | 52.73 | Y | North | FC
NEENCH_6_SOLAR | Alpine Solar | Big Creek-Ventura | 2.64 | 1.98 | 11.88 | 9.9 | 10.56 | 20.46 | 25.74 | 17.82 | 9.24 | 1.32 | 1.32 | 0 | N | South | FC
NEWARK_1_QF | NEWARK 1 QF | Bay Area | 0.04 | 0.05 | 0.05 | 0.05 | 0.05 | 0.05 | 0.05 | 0.05 | 0.04 | 0.05 | 0.05 | 0.05 | N | North | FC
NHOGAN_6_UNITS | NEW HOGAN PH AGGREGATE | CAISO System | 0.57 | 0.92 | 0.64 | 0.38 | 1.43 | 1.68 | 1.7 | 1.62 | 1.25 | 0.32 | 0.12 | 0.16 | N | North | FC
NOVATO_6_LNDFL | Redwood Renewable Energy | NCNB | 3.11 | 3.22 | 3.04 | 3.24 | 3.34 | 3.52 | 3.37 | 3.56 | 3.42 | 3.26 | 3.24 | 3.51 | N | North | ID | 100% | 15DGD Waiting for Moraga-Castro Valley 230 kV Capacity Increase and possibly other
NWCSTL_7_UNIT 1 | NEWCASTLE HYDRO | Sierra | 0.41 | 3.98 | 3.13 | 4.13 | 4.09 | 1.35 | 1.25 | 0.51 | 0.13 | 0 | 0 | 0 | N | North | FC
NZWIND_2_WDSTR5 | Windstream 6111 | CAISO System | 0.88 | 0.76 | 1.77 | 1.58 | 1.58 | 2.08 | 1.45 | 1.33 | 0.95 | 0.5 | 0.76 | 0.82 | N | South | FC
NZWIND_6_CALWND | Wind Resource I | CAISO System | 1.26 | 1.08 | 2.52 | 2.25 | 2.25 | 2.97 | 2.07 | 1.89 | 1.35 | 0.72 | 1.08 | 1.17 | N | South | FC
NZWIND_6_WDSTR | Windstream 39 | CAISO System | 0.47 | 0.4 | 0.94 | 0.84 | 0.84 | 1.11 | 0.77 | 0.7 | 0.5 | 0.27 | 0.4 | 0.44 | N | South | FC
NZWIND_6_WDSTR2 | Windstream 6040 | CAISO System | 0.57 | 0.49 | 1.14 | 1.02 | 1.02 | 1.34 | 0.94 | 0.85 | 0.61 | 0.33 | 0.49 | 0.53 | N | South | FC
NZWIND_6_WDSTR3 | Windstream 6041 | CAISO System | 0.54 | 0.46 | 1.08 | 0.97 | 0.97 | 1.27 | 0.89 | 0.81 | 0.58 | 0.31 | 0.46 | 0.5 | N | South | FC
NZWIND_6_WDSTR4 | Windstream 6042 | CAISO System | 0.95 | 0.81 | 1.9 | 1.69 | 1.69 | 2.23 | 1.56 | 1.42 | 1.02 | 0.54 | 0.81 | 0.88 | N | South | FC
OAK C_1_EBMUD | MWWTP PGS 1 - ENGINES | Bay Area | 1.23 | 1.4 | 1.41 | 1.53 | 1.22 | 0.72 | 1.08 | 1.2 | 1.54 | 1 | 0.92 | 0.57 | N | North | FC
OAK C_7_UNIT 1 | OAKLAND STATION C GT UNIT 1 | Bay Area | 55 | 55 | 55 | 55 | 55 | 55 | 55 | 55 | 55 | 55 | 55 | 55 | Y | North | FC
OAK C_7_UNIT 2 | OAKLAND STATION C GT UNIT 2 | Bay Area | 55 | 55 | 55 | 55 | 55 | 55 | 55 | 55 | 55 | 55 | 55 | 55 | Y | North | FC
OAK C_7_UNIT 3 | OAKLAND STATION C GT UNIT 3 | Bay Area | 55 | 55 | 55 | 55 | 55 | 55 | 55 | 55 | 55 | 55 | 55 | 55 | Y | North | FC
OAK L_1_GTG1 | MWWTP PGS 2 - Turbine | Bay Area | 0 | 0 | 0 | 0 | 0 | 0 | 0 | 0 | 0 | 0 | 0 | 0 | N | North | EO
OAKWD_6_QF | Oak Creek | CAISO System | 3.9 | 3.34 | 7.8 | 6.97 | 6.97 | 9.2 | 6.41 | 5.85 | 4.18 | 2.23 | 3.34 | 3.62 | N | South | FC
OAKWD_6_ZEPHWD | Zephyr Park | CAISO System | 0.49 | 0.42 | 0.98 | 0.88 | 0.88 | 1.16 | 0.81 | 0.74 | 0.53 | 0.28 | 0.42 | 0.46 | N | South | FC
OASIS_6_CREST | CREST Contracts | Big Creek-Ventura | 0 | 0 | 0 | 0 | 0 | 0 | 0 | 0 | 0 | 0 | 0 | 0 | N | South | EO
OASIS_6_GBDSR4 | Green Beanworks D | Big Creek-Ventura | 0.12 | 0.09 | 0.54 | 0.45 | 0.48 | 0.93 | 1.17 | 0.81 | 0.42 | 0.06 | 0.06 | 0 | N | South | FC
OASIS_6_SOLAR1 | Morgan Lancaster I | Big Creek-Ventura | 0 | 0 | 0 | 0 | 0 | 0 | 0 | 0 | 0 | 0 | 0 | 0 | N | South | EO
OASIS_6_SOLAR2 | Oasis Solar | Big Creek-Ventura | 0.8 | 0.6 | 3.6 | 3 | 3.2 | 6.2 | 7.8 | 5.4 | 2.8 | 0.4 | 0.4 | 0 | N | South | FC
OASIS_6_SOLAR3 | Soccer Center | Big Creek-Ventura | 0 | 0 | 0 | 0 | 0 | 0 | 0 | 0 | 0 | 0 | 0 | 0 | N | South | EO
OCTILO_5_WIND | Ocotillo Wind Energy Facility | San Diego-IV | 37.1 | 31.8 | 74.2 | 66.25 | 66.25 | 87.45 | 60.95 | 55.65 | 39.75 | 21.2 | 31.8 | 34.45 | N | South | FC
OGROVE_6_PL1X2 | Orange Grove Energy Center | San Diego-IV | 96 | 96 | 96 | 96 | 96 | 96 | 96 | 96 | 96 | 96 | 96 | 96 | Y | South | FC
OILFLD_7_QFUNTS | Nacimiento Hydroelectric Plant | CAISO System | 0.48 | 0.72 | 0.11 | 1.53 | 2.27 | 2.06 | 1.8 | 1.77 | 1.3 | 0.47 | 0.1 | 0.11 | N | North | FC
OLDRIV_6_BIOGAS | Bidart Old River 1 | Kern | 1.44 | 1.46 | 1.66 | 1.6 | 1.59 | 1.61 | 1.69 | 1.69 | 1.67 | 1.66 | 1.44 | 1.45 | N | North | FC
OLDRIV_6_CESDBM | Ces Dairy Biogas | Kern | 0.82 | 0.76 | 0.88 | 0.8 | 0.86 | 0.89 | 0.88 | 0.9 | 0.91 | 0.85 | 0.87 | 0.87 | N | North | FC
OLDRIV_6_LKVBM1 | Lakeview Dairy Biogas | Kern | 0.82 | 0.74 | 0.86 | 0.82 | 0.86 | 0.9 | 0.88 | 0.91 | 0.9 | 0.84 | 0.87 | 0.87 | N | North | FC
OLDRV1_6_SOLAR | Old River One | Kern | 0.8 | 0.6 | 3.6 | 3 | 3.2 | 6.2 | 7.8 | 5.4 | 2.8 | 0.4 | 0.4 | 0 | N | North | FC
OLINDA_2_COYCRK | MWD Coyote Creek Hydroelectric Recovery | LA Basin | 3.13 | 3.13 | 3.13 | 3.13 | 3.13 | 3.13 | 3.13 | 3.13 | 3.13 | 3.13 | 3.13 | 3.13 | Y | South | FC
OLINDA_2_LNDFL2 | Brea Power II | LA Basin | 25.77 | 25.61 | 25.71 | 23.9 | 24.24 | 25.25 | 24.23 | 23.17 | 24.84 | 25.06 | 25.25 | 25.98 | N | South | FC
OLINDA_2_QF | OLINDA QFS | LA Basin | 0 | 0 | 0 | 0 | 0 | 0 | 0 | 0 | 0 | 0 | 0 | 0 | N | South | FC
OLINDA_7_BLKSND | BlackSand Generating Facility | LA Basin | 0.43 | 0.38 | 0.32 | 0.24 | 0.19 | 0.29 | 0.39 | 0.36 | 0.29 | 0.26 | 0.18 | 0.2 | N | South | FC
OLINDA_7_LNDFIL | OLINDA_7_LNDFIL | LA Basin | 0 | 0 | 0 | 0 | 0 | 0 | 0 | 0 | 0 | 0 | 0 | 0 | N | South | FC
OLIVEP_1_SOLAR | White River Solar | CAISO System | 0.8 | 0.6 | 3.6 | 3 | 3.2 | 6.2 | 7.8 | 5.4 | 2.8 | 0.4 | 0.4 | 0 | N | North | FC
OLIVEP_1_SOLAR2 | White River West | CAISO System | 0.79 | 0.59 | 3.56 | 2.96 | 3.16 | 6.12 | 7.7 | 5.33 | 2.77 | 0.4 | 0.4 | 0 | N | North | FC
OLSEN_2_UNIT | OLSEN POWER PARTNERS | CAISO System | 2.01 | 2.25 | 3.62 | 3.85 | 2.48 | 0.84 | 0.22 | 0.06 | 0 | 0.05 | 0.46 | 0.8 | N | North | FC
OMAR_2_UNIT 1 | KERN RIVER COGENERATION CO. UNIT 1 | Big Creek-Ventura | 76 | 76 | 75 | 73.1 | 72.16 | 71.06 | 71 | 70.3 | 72.34 | 72.14 | 74.04 | 76 | Y | South | FC
OMAR_2_UNIT 2 | KERN RIVER COGENERATION CO. UNIT 2 | Big Creek-Ventura | 76.4 | 76.03 | 75.28 | 74.22 | 72.92 | 71.76 | 71.28 | 71.24 | 72.82 | 72.56 | 74.85 | 76.14 | Y | South | FC
OMAR_2_UNIT 3 | KERN RIVER COGENERATION CO. UNIT 3 | Big Creek-Ventura | 78.27 | 77.87 | 77.58 | 76.86 | 75.72 | 74.36 | 73.88 | 74.03 | 75.76 | 75.69 | 77.12 | 77.94 | Y | South | FC
OMAR_2_UNIT 4 | KERN RIVER COGENERATION CO. UNIT 4 | Big Creek-Ventura | 81.44 | 81.44 | 81.44 | 81.44 | 81.44 | 81.44 | 81.44 | 81.44 | 81.44 | 81.44 | 81.44 | 81.44 | Y | South | FC
ONLLPP_6_UNITS | O'NEILL PUMP-GEN (AGGREGATE) | Fresno | 10.01 | 12.05 | 12.33 | 12.22 | 11.83 | 12.7 | 12.35 | 12.12 | 12.01 | 10.67 | 9.42 | 5.34 | N | North | FC
ORLND_6_HIGHLI | High Line Canal Hydro | CAISO System | 0 | 0 | 0 | 0.03 | 0.1 | 0.09 | 0.16 | 0.07 | 0.01 | 0.02 | 0 | 0 | N | North | FC
ORLND_6_SOLAR1 | Enerparc California 2 | CAISO System | 0.06 | 0.05 | 0.27 | 0.23 | 0.24 | 0.47 | 0.59 | 0.41 | 0.21 | 0.03 | 0.03 | 0 | N | North | FC
ORMOND_7_UNIT 1 | ORMOND BEACH GEN STA. UNIT 1 | Big Creek-Ventura | 741.27 | 741.27 | 741.27 | 741.27 | 741.27 | 741.27 | 741.27 | 741.27 | 741.27 | 741.27 | 741.27 | 741.27 | Y | South | FC
ORMOND_7_UNIT 2 | ORMOND BEACH GEN STA. UNIT 2 | Big Creek-Ventura | 750 | 750 | 750 | 750 | 750 | 750 | 750 | 750 | 750 | 750 | 750 | 750 | Y | South | FC
OROLOM_1_SOLAR1 | Oro Loma Solar 1 | Fresno | 0 | 0 | 0 | 0 | 0 | 0 | 0 | 0 | 0 | 0 | 0 | 0 | N | North | EO
OROLOM_1_SOLAR2 | Oro Loma Solar 2 | Fresno | 0 | 0 | 0 | 0 | 0 | 0 | 0 | 0 | 0 | 0 | 0 | 0 | N | North | EO
OROVIL_6_UNIT | Oroville Cogeneration, LP | Sierra | 7.5 | 7.5 | 7.5 | 7.5 | 7.5 | 7.5 | 7.5 | 7.5 | 7.5 | 7.5 | 7.5 | 7.5 | Y | North | FC
ORTGA_6_ME1SL1 | Merced 1 | Fresno | 0 | 0 | 0 | 0 | 0 | 0 | 0 | 0 | 0 | 0 | 0 | 0 | N | North | EO
OSO_6_NSPIN | OSO_6_NSPIN | Big Creek-Ventura | 18 | 18 | 18 | 18 | 18 | 18 | 18 | 18 | 18 | 18 | 18 | 18 | Y | South | FC
OTAY_6_LNDFL5 | Otay 5 | San Diego-IV | 0 | 0 | 0 | 0 | 0 | 0 | 0 | 0 | 0 | 0 | 0 | 0 | N | South | EO
OTAY_6_LNDFL6 | Otay 6 | San Diego-IV | 0 | 0 | 0 | 0 | 0 | 0 | 0 | 0 | 0 | 0 | 0 | 0 | N | South | EO
OTAY_6_PL1X2 | Chula Vista Energy Center, LLC | San Diego-IV | 35.5 | 35.5 | 35.5 | 35.5 | 35.5 | 35.5 | 35.5 | 35.5 | 35.5 | 35.5 | 35.5 | 35.5 | Y | South | FC
OTAY_6_UNITB1 | OTAY LANDFILL UNITS AGGREGATE | San Diego-IV | 1.77 | 1.04 | 1.4 | 1.91 | 1.98 | 1.73 | 2.09 | 2.13 | 2.05 | 2.4 | 1.81 | 2.23 | N | South | FC
OTMESA_2_PL1X3 | OTAY MESA ENERGY CENTER | San Diego-IV | 603.6 | 603.6 | 603.6 | 603.6 | 603.6 | 603.6 | 603.6 | 603.6 | 603.6 | 603.6 | 603.6 | 603.6 | Y | South | FC
OXBOW_6_DRUM | OXBOW HYDRO | Sierra | 1.46 | 0.63 | 1.53 | 3.38 | 2.31 | 2.94 | 4.04 | 3.62 | 2.93 | 0.44 | 2.95 | 2.51 | N | North | FC
OXMTN_6_LNDFIL | Ox Mountain Landfill Generating Plant | Bay Area | 10.39 | 9.8 | 9.87 | 9.99 | 10.45 | 10.28 | 8.68 | 10.29 | 10.47 | 10.09 | 10.3 | 10.52 | N | North | FC
PACLUM_6_UNIT | Humboldt Redwood | Humboldt | 19.73 | 19.62 | 20.02 | 18.5 | 20.36 | 17.1 | 14.77 | 15.13 | 15.4 | 15.92 | 14.84 | 15.06 | N | North | FC
PADUA_2_ONTARO | ONTARIO/SIERRA HYDRO PSP | LA Basin | 0.36 | 0.31 | 0.75 | 0.85 | 0.82 | 0.67 | 0.5 | 0.35 | 0.32 | 0.32 | 0.31 | 0.34 | N | South | FC
PADUA_2_SOLAR1 | Kona Solar - Rancho DC #1 | LA Basin | 0 | 0 | 0 | 0 | 0 | 0 | 0 | 0 | 0 | 0 | 0 | 0 | N | South | EO
PADUA_6_MWDSDM | San Dimas Hydroelectric Recovery Plant | LA Basin | 3.1 | 1.7 | 2.7 | 3.5 | 3.4 | 2.1 | 3 | 2.6 | 3 | 3.7 | 3.4 | 2.7 | Y | South | FC
PADUA_6_QF | PADUA QFS | LA Basin | 0.13 | 0.17 | 0.34 | 0.31 | 0.38 | 0.39 | 0.45 | 0.39 | 0.38 | 0.29 | 0.26 | 0.13 | N | South | FC
PADUA_7_SDIMAS | San Dimas Wash Hydro | LA Basin | 0 | 0 | 0 | 0 | 1.05 | 1.05 | 1.05 | 1.05 | 1.05 | 0 | 0 | 0 | Y | South | FC
PAIGES_6_SOLAR | Paige Solar | Fresno | 0 | 0 | 0 | 0 | 0 | 0 | 0 | 0 | 0 | 0 | 0 | 0 | N | North | EO
PALALT_7_COBUG | Cooperatively Owned Back Up Generator | Bay Area | 0 | 0 | 0 | 0 | 0 | 0 | 0 | 0 | 0 | 0 | 0 | 0 | N | North | FC
PALOMR_2_PL1X3 | Palomar Energy Center | San Diego-IV | 565.61 | 565.61 | 565.61 | 565.61 | 565.61 | 565.61 | 565.61 | 565.61 | 565.61 | 565.61 | 565.61 | 565.61 | Y | South | FC
PANSEA_1_PANARO | Mesa Wind Project | LA Basin | 4.2 | 3.6 | 8.4 | 7.5 | 7.5 | 9.9 | 6.9 | 6.3 | 4.5 | 2.4 | 3.6 | 3.9 | N | South | FC
PARDEB_6_UNITS | Pardee Power House | CAISO System | 20 | 20 | 20 | 20 | 20 | 20 | 14 | 14 | 14 | 15 | 7 | 15 | Y | North | FC
PBLOSM_2_SOLAR | PearBlossom | CAISO System | 0.38 | 0.29 | 1.71 | 1.43 | 1.52 | 2.95 | 3.71 | 2.57 | 1.33 | 0.19 | 0.19 | 0 | N | South | FC
PEABDY_2_LNDFIL | G2 Energy Hay Road Power Plant | CAISO System | 1.48 | 1.44 | 1.48 | 1.43 | 1.13 | 1.43 | 1.46 | 1.48 | 1.51 | 1.48 | 1.51 | 1.51 | N | North | ID | 100% | 15DGD Waiting for Moraga-Castro Valley 230 kV Capacity Increase and possibly other
PEABDY_2_LNDFL1 | Potrero Hills Energy Producers | CAISO System | 7.03 | 7.39 | 7.2 | 6.64 | 7.16 | 7.14 | 7.02 | 7.24 | 7.09 | 6.77 | 7.42 | 7.51 | N | North | FC
PEARBL_2_NSPIN | PEARBL_2_NSPIN | CAISO System | 46 | 46 | 46 | 46 | 42 | 21 | 21 | 21 | 21 | 17.75 | 21 | 21 | Y | South | FC
PEORIA_1_SOLAR | Sonora 1 | Stockton | 0.06 | 0.05 | 0.27 | 0.23 | 0.24 | 0.47 | 0.59 | 0.41 | 0.21 | 0.03 | 0.03 | 0 | N | North | FC
PGCC_1_PDRP02 | PGCC_1_PDRP02 | CAISO System | 0.29 | 0.28 | 0.29 | 0.27 | 0.28 | 0.35 | 0.31 | 0.31 | 0.3 | 0.29 | 0.28 | 0.28 | Y | North | FC
PGCC_1_PDRP04 | PGCC_1_PDRP04 | CAISO System | [12 empty] | Y | North | FC | bar: JAN to DEC
PGCC_1_PDRP05 | PDR-D PGCC | CAISO System | 0.3 | 0.3 | 0.3 | 0.3 | 0.3 | 0.3 | 0.4 | 0.4 | 0.4 | 0.4 | 0.4 | 0.4 | Y | North | FC
PGCC_1_PDRP08 | PGCC_1_PDRP08 | CAISO System | 0.99 | 0.99 | 0.99 | 0.99 | 0.99 | 0.99 | 0.99 | 0.99 | 0.99 | 0.99 | 0.99 | 0.99 | Y | North | FC
PGCC_1_PDRP12 | PGCC_1_PDRP12 | CAISO System | 0.99 | 0.99 | 0.99 | 0.99 | 0.99 | 0.99 | 0.99 | 0.99 | 0.99 | 0.99 | 0.99 | 0.99 | Y | North | FC
PGCC_1_PDRP13 | PGCC_1_PDRP13 | CAISO System | 0.99 | 0.99 | 0.99 | 0.99 | 0.99 | 0.99 | 0.99 | 0.99 | 0.99 | 0.99 | 0.99 | 0.99 | Y | North | FC
PGCC_1_PDRP18 | PGCC_1_PDRP18 | CAISO System | 0.99 | 0.99 | 0.99 | 0.99 | 0.99 | 0.99 | 0.99 | 0.99 | 0.99 | 0.99 | 0.99 | 0.99 | Y | North | FC
PGCC_1_PDRP22 | PGCC_1_PDRP22 | CAISO System | 0.99 | 0.99 | 0.99 | 0.99 | 0.99 | 0.99 | 0.99 | 0.99 | 0.99 | 0.99 | 0.99 | 0.99 | Y | North | FC
PGEB_2_PDRP01 | Tesla Freemont | CAISO System | [12 empty] | Y | North | FC | bar: JAN to DEC
PGEB_2_PDRP03 | PDR-A PGEB | CAISO System | 0.1 | 0.1 | 0.1 | 0.1 | 0.1 | 0.1 | 0.1 | 0.1 | 0.1 | 0.1 | 0.1 | 0.1 | Y | North | FC
PGEB_2_PDRP04 | PGEB_2_PDRP04 | CAISO System | 0.74 | 0.65 | 0.03 | 0 | 1.23 | 0 | 0 | 0 | 2.19 | 1.33 | 0 | 0.69 | Y | North | FC
PGEB_2_PDRP05 | PGEB_2_PDRP05 | CAISO System | 0 | 0 | 0 | 0 | 1.14 | 0 | 0 | 0 | 2.73 | 1.53 | 0 | 0 | Y | North | FC
PGEB_2_PDRP09 | PGEB_2_PDRP09 | CAISO System | [12 empty] | Y | North | FC | bar: JAN to DEC
PGEB_2_PDRP10 | PGEB_2_PDRP10 | CAISO System | [12 empty] | Y | North | FC | bar: JAN to DEC
PGEB_2_PDRP100 | PGEB_2_PDRP100 | CAISO System | 0.99 | 0.99 | 0.99 | 0.99 | 0.99 | 0.99 | 0.99 | 0.99 | 0.99 | 0.99 | 0.99 | 0.99 | Y | North | FC
PGEB_2_PDRP11 | Tesla Dublin | CAISO System | 0.2 | 0.2 | 0.2 | 0.2 | 0.2 | 0.2 | 0.2 | 0.2 | 0.2 | 0.2 | 0.2 | 0.2 | Y | North | FC
PGEB_2_PDRP21 | PGEB_2_PDRP21 | CAISO System | 0.99 | 0.99 | 0.99 | 0.99 | 0.99 | 0.99 | 0.99 | 0.99 | 0.99 | 0.99 | 0.99 | 0.99 | Y | North | FC
PGEB_2_PDRP22 | PGEB_2_PDRP22 | CAISO System | 0.99 | 0.99 | 0.99 | 0.99 | 0.99 | 0.99 | 0.99 | 0.99 | 0.99 | 0.99 | 0.99 | 0.99 | Y | North | FC
PGEB_2_PDRP23 | PGEB_2_PDRP23 | CAISO System | 0.99 | 0.99 | 0.99 | 0.99 | 0.99 | 0.99 | 0.99 | 0.99 | 0.99 | 0.99 | 0.99 | 0.99 | Y | North | FC
PGEB_2_PDRP24 | PGEB_2_PDRP24 | CAISO System | 0.99 | 0.99 | 0.99 | 0.99 | 0.99 | 0.99 | 0.99 | 0.99 | 0.99 | 0.99 | 0.99 | 0.99 | Y | North | FC
PGEB_2_PDRP25 | PGEB_2_PDRP25 | CAISO System | 0.99 | 0.99 | 0.99 | 0.99 | 0.99 | 0.99 | 0.99 | 0.99 | 0.99 | 0.99 | 0.99 | 0.99 | Y | North | FC
PGEB_2_PDRP26 | PGEB_2_PDRP26 | CAISO System | 0.99 | 0.99 | 0.99 | 0.99 | 0.99 | 0.99 | 0.99 | 0.99 | 0.99 | 0.99 | 0.99 | 0.99 | Y | North | FC
PGEB_2_PDRP27 | PGEB_2_PDRP27 | CAISO System | 0.99 | 0.99 | 0.99 | 0.99 | 0.99 | 0.99 | 0.99 | 0.99 | 0.99 | 0.99 | 0.99 | 0.99 | Y | North | FC
PGEB_2_PDRP28 | PGEB_2_PDRP28 | CAISO System | 0.99 | 0.99 | 0.99 | 0.99 | 0.99 | 0.99 | 0.99 | 0.99 | 0.99 | 0.99 | 0.99 | 0.99 | Y | North | FC
PGEB_2_PDRP29 | PGEB_2_PDRP29 | CAISO System | 0.99 | 0.99 | 0.99 | 0.99 | 0.99 | 0.99 | 0.99 | 0.99 | 0.99 | 0.99 | 0.99 | 0.99 | Y | North | FC
PGEB_2_PDRP30 | PGEB_2_PDRP30 | CAISO System | 0.99 | 0.99 | 0.99 | 0.99 | 0.99 | 0.99 | 0.99 | 0.99 | 0.99 | 0.99 | 0.99 | 0.99 | Y | North | FC
PGEB_2_PDRP31 | PGEB_2_PDRP31 | CAISO System | 0.99 | 0.99 | 0.99 | 0.99 | 0.99 | 0.99 | 0.99 | 0.99 | 0.99 | 0.99 | 0.99 | 0.99 | Y | North | FC
PGEB_2_PDRP34 | PGEB_2_PDRP34 | CAISO System | 0.99 | 0.99 | 0.99 | 0.99 | 0.99 | 0.99 | 0.99 | 0.99 | 0.99 | 0.99 | 0.99 | 0.99 | Y | North | FC
PGEB_2_PDRP35 | PGEB_2_PDRP35 | CAISO System | 0.99 | 0.99 | 0.99 | 0.99 | 0.99 | 0.99 | 0.99 | 0.99 | 0.99 | 0.99 | 0.99 | 0.99 | Y | North | FC
PGEB_2_PDRP36 | PGEB_2_PDRP36 | CAISO System | 0.99 | 0.99 | 0.99 | 0.99 | 0.99 | 0.99 | 0.99 | 0.99 | 0.99 | 0.99 | 0.99 | 0.99 | Y | North | FC
PGEB_2_PDRP37 | PGEB_2_PDRP37 | CAISO System | 0.99 | 0.99 | 0.99 | 0.99 | 0.99 | 0.99 | 0.99 | 0.99 | 0.99 | 0.99 | 0.99 | 0.99 | Y | North | FC
PGEB_2_PDRP40 | PGEB_2_PDRP40 | CAISO System | 0.99 | 0.99 | 0.99 | 0.99 | 0.99 | 0.99 | 0.99 | 0.99 | 0.99 | 0.99 | 0.99 | 0.99 | Y | North | FC
PGEB_2_PDRP41 | PGEB_2_PDRP41 | CAISO System | 0.99 | 0.99 | 0.99 | 0.99 | 0.99 | 0.99 | 0.99 | 0.99 | 0.99 | 0.99 | 0.99 | 0.99 | Y | North | FC
PGEB_2_PDRP42 | PGEB_2_PDRP42 | CAISO System | 0.99 | 0.99 | 0.99 | 0.99 | 0.99 | 0.99 | 0.99 | 0.99 | 0.99 | 0.99 | 0.99 | 0.99 | Y | North | FC
PGEB_2_PDRP43 | PGEB_2_PDRP43 | CAISO System | 0.99 | 0.99 | 0.99 | 0.99 | 0.99 | 0.99 | 0.99 | 0.99 | 0.99 | 0.99 | 0.99 | 0.99 | Y | North | FC
PGEB_2_PDRP44 | PGEB_2_PDRP44 | CAISO System | 0.99 | 0.99 | 0.99 | 0.99 | 0.99 | 0.99 | 0.99 | 0.99 | 0.99 | 0.99 | 0.99 | 0.99 | Y | North | FC
PGEB_2_PDRP45 | PGEB_2_PDRP45 | CAISO System | 0.99 | 0.99 | 0.99 | 0.99 | 0.99 | 0.99 | 0.99 | 0.99 | 0.99 | 0.99 | 0.99 | 0.99 | Y | North | FC
PGEB_2_PDRP46 | PGEB_2_PDRP46 | CAISO System | 0.99 | 0.99 | 0.99 | 0.99 | 0.99 | 0.99 | 0.99 | 0.99 | 0.99 | 0.99 | 0.99 | 0.99 | Y | North | FC
PGEB_2_PDRP47 | PGEB_2_PDRP47 | CAISO System | 0.99 | 0.99 | 0.99 | 0.99 | 0.99 | 0.99 | 0.99 | 0.99 | 0.99 | 0.99 | 0.99 | 0.99 | Y | North | FC
PGEB_2_PDRP48 | PGEB_2_PDRP48 | CAISO System | 0.99 | 0.99 | 0.99 | 0.99 | 0.99 | 0.99 | 0.99 | 0.99 | 0.99 | 0.99 | 0.99 | 0.99 | Y | North | FC
PGEB_2_PDRP49 | PGEB_2_PDRP49 | CAISO System | 0.99 | 0.99 | 0.99 | 0.99 | 0.99 | 0.99 | 0.99 | 0.99 | 0.99 | 0.99 | 0.99 | 0.99 | Y | North | FC
PGEB_2_PDRP50 | PGEB_2_PDRP50 | CAISO System | 0.99 | 0.99 | 0.99 | 0.99 | 0.99 | 0.99 | 0.99 | 0.99 | 0.99 | 0.99 | 0.99 | 0.99 | Y | North | FC
PGEB_2_PDRP51 | PGEB_2_PDRP51 | CAISO System | 0.99 | 0.99 | 0.99 | 0.99 | 0.99 | 0.99 | 0.99 | 0.99 | 0.99 | 0.99 | 0.99 | 0.99 | Y | North | FC
PGEB_2_PDRP52 | PGEB_2_PDRP52 | CAISO System | 0.99 | 0.99 | 0.99 | 0.99 | 0.99 | 0.99 | 0.99 | 0.99 | 0.99 | 0.99 | 0.99 | 0.99 | Y | North | FC
PGEB_2_PDRP53 | PGEB_2_PDRP53 | CAISO System | 0.99 | 0.99 | 0.99 | 0.99 | 0.99 | 0.99 | 0.99 | 0.99 | 0.99 | 0.99 | 0.99 | 0.99 | Y | North | FC
PGEB_2_PDRP54 | PGEB_2_PDRP54 | CAISO System | 0.99 | 0.99 | 0.99 | 0.99 | 0.99 | 0.99 | 0.99 | 0.99 | 0.99 | 0.99 | 0.99 | 0.99 | Y | North | FC
PGEB_2_PDRP55 | PGEB_2_PDRP55 | CAISO System | 0.99 | 0.99 | 0.99 | 0.99 | 0.99 | 0.99 | 0.99 | 0.99 | 0.99 | 0.99 | 0.99 | 0.99 | Y | North | FC
PGEB_2_PDRP56 | PGEB_2_PDRP56 | CAISO System | 0.99 | 0.99 | 0.99 | 0.99 | 0.99 | 0.99 | 0.99 | 0.99 | 0.99 | 0.99 | 0.99 | 0.99 | Y | North | FC
PGEB_2_PDRP57 | PGEB_2_PDRP57 | CAISO System | 0.99 | 0.99 | 0.99 | 0.99 | 0.99 | 0.99 | 0.99 | 0.99 | 0.99 | 0.99 | 0.99 | 0.99 | Y | North | FC
PGEB_2_PDRP60 | PGEB_2_PDRP60 | CAISO System | 0.99 | 0.99 | 0.99 | 0.99 | 0.99 | 0.99 | 0.99 | 0.99 | 0.99 | 0.99 | 0.99 | 0.99 | Y | North | FC
PGEB_2_PDRP62 | PGEB_2_PDRP62 | CAISO System | 9.99 | 9.99 | 9.99 | 9.99 | 9.99 | 9.99 | 9.99 | 9.99 | 9.99 | 9.99 | 9.99 | 9.99 | Y | North | FC
PGEB_2_PDRP78 | PGEB_2_PDRP78 | CAISO System | 0.99 | 0.99 | 0.99 | 0.99 | 0.99 | 0.99 | 0.99 | 0.99 | 0.99 | 0.99 | 0.99 | 0.99 | Y | North | FC
PGEB_2_PDRP80 | PGEB_2_PDRP80 | CAISO System | 0.99 | 0.99 | 0.99 | 0.99 | 0.99 | 0.99 | 0.99 | 0.99 | 0.99 | 0.99 | 0.99 | 0.99 | Y | North | FC
PGEB_2_PDRP81 | PGEB_2_PDRP81 | CAISO System | 0.99 | 0.99 | 0.99 | 0.99 | 0.99 | 0.99 | 0.99 | 0.99 | 0.99 | 0.99 | 0.99 | 0.99 | Y | North | FC
PGEB_2_PDRP82 | PGEB_2_PDRP82 | CAISO System | 0.99 | 0.99 | 0.99 | 0.99 | 0.99 | 0.99 | 0.99 | 0.99 | 0.99 | 0.99 | 0.99 | 0.99 | Y | North | FC
PGEB_2_RDRR08 | RDRR-D PGEB | CAISO System | 1.5 | 1.5 | 1.5 | 1.5 | 1.6 | 1.6 | 1.9 | 1.9 | 1.9 | 1.9 | 1.9 | 1.9 | Y | North | FC
PGF1_2_PDRP03 | PGF1_2_PDRP03 | CAISO System | 0.38 | 0.39 | 0.42 | 0 | 0.87 | 0 | 0 | 0 | 1.1 | 0.8 | 0 | 0.4 | Y | North | FC
PGF1_2_PDRP04 | PGF1_2_PDRP04 | CAISO System | 0.76 | 0.78 | 0.83 | 0 | 1.74 | 0.97 | 0 | 0.24 | 2.2 | 1.59 | 0.87 | 0.8 | Y | North | FC
PGF1_2_PDRP07 | PDR-F PGF1 | CAISO System | 0.99 | 0.99 | 0.99 | 0.99 | 0.99 | 0.99 | 0.99 | 0.99 | 0.99 | 0.99 | 0.99 | 0.99 | Y | North | FC
PGF1_2_PDRP08 | PDR-D PGF1 | CAISO System | 0.99 | 0.99 | 0.99 | 0.99 | 0.99 | 0.99 | 0.99 | 0.99 | 0.99 | 0.99 | 0.99 | 0.99 | Y | North | FC
PGF1_2_PDRP11 | PGF1_2_PDRP11 | CAISO System | 0.57 | 0.59 | 0.63 | 0 | 1.31 | 0 | 0 | 0 | 1.03 | 1.19 | 0.07 | 0.6 | Y | North | FC
PGF1_2_PDRP16 | PGF1_2_PDRP16 | CAISO System | 0.99 | 0.99 | 0.99 | 0.99 | 0.99 | 0.99 | 0.99 | 0.99 | 0.99 | 0.99 | 0.99 | 0.99 | Y | North | FC
PGF1_2_PDRP17 | PGF1_2_PDRP17 | CAISO System | 0.99 | 0.99 | 0.99 | 0.99 | 0.99 | 0.99 | 0.99 | 0.99 | 0.99 | 0.99 | 0.99 | 0.99 | Y | North | FC
PGF1_2_PDRP18 | PGF1_2_PDRP18 | CAISO System | 0.99 | 0.99 | 0.99 | 0.99 | 0.99 | 0.99 | 0.99 | 0.99 | 0.99 | 0.99 | 0.99 | 0.99 | Y | North | FC
PGF1_2_PDRP19 | PGF1_2_PDRP19 | CAISO System | 0.99 | 0.99 | 0.99 | 0.99 | 0.99 | 0.99 | 0.99 | 0.99 | 0.99 | 0.99 | 0.99 | 0.99 | Y | North | FC
PGF1_2_PDRP20 | PGF1_2_PDRP20 | CAISO System | 0.99 | 0.99 | 0.99 | 0.99 | 0.99 | 0.99 | 0.99 | 0.99 | 0.99 | 0.99 | 0.99 | 0.99 | Y | North | FC
PGF1_2_PDRP21 | PGF1_2_PDRP21 | CAISO System | 0.99 | 0.99 | 0.99 | 0.99 | 0.99 | 0.99 | 0.99 | 0.99 | 0.99 | 0.99 | 0.99 | 0.99 | Y | North | FC
PGF1_2_PDRP24 | PGF1_2_PDRP24 | CAISO System | 0.99 | 0.99 | 0.99 | 0.99 | 0.99 | 0.99 | 0.99 | 0.99 | 0.99 | 0.99 | 0.99 | 0.99 | Y | North | FC
PGF1_2_PDRP25 | PGF1_2_PDRP25 | CAISO System | 0.99 | 0.99 | 0.99 | 0.99 | 0.99 | 0.99 | 0.99 | 0.99 | 0.99 | 0.99 | 0.99 | 0.99 | Y | North | FC
PGF1_2_PDRP26 | PGF1_2_PDRP26 | CAISO System | 0.99 | 0.99 | 0.99 | 0.99 | 0.99 | 0.99 | 0.99 | 0.99 | 0.99 | 0.99 | 0.99 | 0.99 | Y | North | FC
PGF1_2_PDRP27 | PGF1_2_PDRP27 | CAISO System | 0.99 | 0.99 | 0.99 | 0.99 | 0.99 | 0.99 | 0.99 | 0.99 | 0.99 | 0.99 | 0.99 | 0.99 | Y | North | FC
PGF1_2_PDRP28 | PGF1_2_PDRP28 | CAISO System | 0.99 | 0.99 | 0.99 | 0.99 | 0.99 | 0.99 | 0.99 | 0.99 | 0.99 | 0.99 | 0.99 | 0.99 | Y | North | FC
PGF1_2_PDRP29 | PGF1_2_PDRP29 | CAISO System | 0.99 | 0.99 | 0.99 | 0.99 | 0.99 | 0.99 | 0.99 | 0.99 | 0.99 | 0.99 | 0.99 | 0.99 | Y | North | FC
PGF1_2_PDRP30 | PGF1_2_PDRP30 | CAISO System | 0.99 | 0.99 | 0.99 | 0.99 | 0.99 | 0.99 | 0.99 | 0.99 | 0.99 | 0.99 | 0.99 | 0.99 | Y | North | FC
PGF1_2_PDRP36 | PGF1_2_PDRP36 | CAISO System | 0 | 0 | 0 | 0 | 0 | 0 | 0 | 0 | 0.34 | 0 | 0 | 0 | Y | North | FC
PGF1_2_PDRP37 | PGF1_2_PDRP37 | CAISO System | 2 | 2 | 2 | 2 | 2 | 2 | 2 | 2 | 2 | 2 | 2 | 2 | Y | North | FC
PGF1_2_PDRP38 | PGF1_2_PDRP38 | CAISO System | 2 | 2 | 2 | 2 | 2 | 2 | 2 | 2 | 2 | 2 | 2 | 2 | Y | North | FC
PGF1_2_PDRP39 | PGF1_2_PDRP39 | CAISO System | 2 | 2 | 2 | 2 | 2 | 2 | 2 | 2 | 2 | 2 | 2 | 2 | Y | North | FC
PGF1_2_PDRP40 | PGF1_2_PDRP40 | CAISO System | 2 | 2 | 2 | 2 | 2 | 2 | 2 | 2 | 2 | 2 | 2 | 2 | Y | North | FC
PGF1_2_PDRP41 | PGF1_2_PDRP41 | CAISO System | 2 | 2 | 2 | 2 | 2 | 2 | 2 | 2 | 2 | 2 | 2 | 2 | Y | North | FC
PGF1_2_PDRP42 | PGF1_2_PDRP42 | CAISO System | 2 | 2 | 2 | 2 | 2 | 2 | 2 | 2 | 2 | 2 | 2 | 2 | Y | North | FC
PGF1_2_PDRP43 | PGF1_2_PDRP43 | CAISO System | 2 | 2 | 2 | 2 | 2 | 2 | 2 | 2 | 2 | 2 | 2 | 2 | Y | North | FC
PGF1_2_PDRP44 | PGF1_2_PDRP44 | CAISO System | 2 | 2 | 2 | 2 | 2 | 2 | 2 | 2 | 2 | 2 | 2 | 2 | Y | North | FC
PGF1_2_PDRP45 | PGF1_2_PDRP45 | CAISO System | 2 | 2 | 2 | 2 | 2 | 2 | 2 | 2 | 2 | 2 | 2 | 2 | Y | North | FC
PGF1_2_PDRP46 | PGF1_2_PDRP46 | CAISO System | 2 | 2 | 2 | 2 | 2 | 2 | 2 | 2 | 2 | 2 | 2 | 2 | Y | North | FC
PGF1_2_PDRP47 | PGF1_2_PDRP47 | CAISO System | 2 | 2 | 2 | 2 | 2 | 2 | 2 | 2 | 2 | 2 | 2 | 2 | Y | North | FC
PGF1_2_PDRP48 | PGF1_2_PDRP48 | CAISO System | 2 | 2 | 2 | 2 | 2 | 2 | 2 | 2 | 2 | 2 | 2 | 2 | Y | North | FC
PGF1_2_PDRP49 | PGF1_2_PDRP49 | CAISO System | 2 | 2 | 2 | 2 | 2 | 2 | 2 | 2 | 2 | 2 | 2 | 2 | Y | North | FC
PGF1_2_PDRP50 | PGF1_2_PDRP50 | CAISO System | 2 | 2 | 2 | 2 | 2 | 2 | 2 | 2 | 2 | 2 | 2 | 2 | Y | North | FC
PGF1_2_PDRP51 | PGF1_2_PDRP51 | CAISO System | 2 | 2 | 2 | 2 | 2 | 2 | 2 | 2 | 2 | 2 | 2 | 2 | Y | North | FC
PGF1_2_PDRP52 | PGF1_2_PDRP52 | CAISO System | 2 | 2 | 2 | 2 | 2 | 2 | 2 | 2 | 2 | 2 | 2 | 2 | Y | North | FC
PGF1_2_PDRP53 | PGF1_2_PDRP53 | CAISO System | 2 | 2 | 2 | 2 | 2 | 2 | 2 | 2 | 2 | 2 | 2 | 2 | Y | North | FC
PGF1_2_PDRP54 | PGF1_2_PDRP54 | CAISO System | 2 | 2 | 2 | 2 | 2 | 2 | 2 | 2 | 2 | 2 | 2 | 2 | Y | North | FC
PGF1_2_PDRP55 | PGF1_2_PDRP55 | CAISO System | 2 | 2 | 2 | 2 | 2 | 2 | 2 | 2 | 2 | 2 | 2 | 2 | Y | North | FC
PGF1_2_PDRP56 | PGF1_2_PDRP56 | CAISO System | 2 | 2 | 2 | 2 | 2 | 2 | 2 | 2 | 2 | 2 | 2 | 2 | Y | North | FC
PGF1_2_PDRP57 | PGF1_2_PDRP57 | CAISO System | 2 | 2 | 2 | 2 | 2 | 2 | 2 | 2 | 2 | 2 | 2 | 2 | Y | North | FC
PGF1_2_PDRP58 | PGF1_2_PDRP58 | CAISO System | 2 | 2 | 2 | 2 | 2 | 2 | 2 | 2 | 2 | 2 | 2 | 2 | Y | North | FC
PGF1_2_PDRP59 | PGF1_2_PDRP59 | CAISO System | 2 | 2 | 2 | 2 | 2 | 2 | 2 | 2 | 2 | 2 | 2 | 2 | Y | North | FC
PGF1_2_PDRP60 | PGF1_2_PDRP60 | CAISO System | 9.99 | 9.99 | 9.99 | 9.99 | 9.99 | 9.99 | 9.99 | 9.99 | 9.99 | 9.99 | 9.99 | 9.99 | Y | North | FC
PGF1_2_PDRP61 | PGF1_2_PDRP61 | CAISO System | 0.99 | 0.99 | 0.99 | 0.99 | 0.99 | 0.99 | 0.99 | 0.99 | 0.99 | 0.99 | 0.99 | 0.99 | Y | North | FC
PGF1_2_PDRP62 | PGF1_2_PDRP62 | CAISO System | 0.99 | 0.99 | 0.99 | 0.99 | 0.99 | 0.99 | 0.99 | 0.99 | 0.99 | 0.99 | 0.99 | 0.99 | Y | North | FC
PGF1_2_PDRP63 | PGF1_2_PDRP63 | CAISO System | 0.99 | 0.99 | 0.99 | 0.99 | 0.99 | 0.99 | 0.99 | 0.99 | 0.99 | 0.99 | 0.99 | 0.99 | Y | North | FC
PGF1_2_PDRP64 | PGF1_2_PDRP64 | CAISO System | 0.99 | 0.99 | 0.99 | 0.99 | 0.99 | 0.99 | 0.99 | 0.99 | 0.99 | 0.99 | 0.99 | 0.99 | Y | North | FC
PGF1_2_PDRP65 | PGF1_2_PDRP65 | CAISO System | 0.99 | 0.99 | 0.99 | 0.99 | 0.99 | 0.99 | 0.99 | 0.99 | 0.99 | 0.99 | 0.99 | 0.99 | Y | North | FC
PGF1_2_PDRP66 | PGF1_2_PDRP66 | CAISO System | 9.99 | 9.99 | 9.99 | 9.99 | 9.99 | 9.99 | 9.99 | 9.99 | 9.99 | 9.99 | 9.99 | 9.99 | Y | North | FC
PGF1_2_PDRP68 | PGF1_2_PDRP68 | CAISO System | 0.99 | 0.99 | 0.99 | 0.99 | 0.99 | 0.99 | 0.99 | 0.99 | 0.99 | 0.99 | 0.99 | 0.99 | Y | North | FC
PGF1_2_PDRP69 | PGF1_2_PDRP69 | CAISO System | 0.99 | 0.99 | 0.99 | 0.99 | 0.99 | 0.99 | 0.99 | 0.99 | 0.99 | 0.99 | 0.99 | 0.99 | Y | North | FC
PGF1_2_PDRP77 | PGF1_2_PDRP77 | CAISO System | 0.99 | 0.99 | 0.99 | 0.99 | 0.99 | 0.99 | 0.99 | 0.99 | 0.99 | 0.99 | 0.99 | 0.99 | Y | North | FC
PGF1_2_PDRP78 | PGF1_2_PDRP78 | CAISO System | 0.99 | 0.99 | 0.99 | 0.99 | 0.99 | 0.99 | 0.99 | 0.99 | 0.99 | 0.99 | 0.99 | 0.99 | Y | North | FC
PGF1_2_PDRP79 | PGF1_2_PDRP79 | CAISO System | 0.99 | 0.99 | 0.99 | 0.99 | 0.99 | 0.99 | 0.99 | 0.99 | 0.99 | 0.99 | 0.99 | 0.99 | Y | North | FC
PGF1_2_RDRR05 | RDRR-D PGF1 SEES | CAISO System | 0.9 | 0.9 | 0.9 | 0.9 | 0.9 | 0.9 | 0.9 | 0.9 | 0.9 | 0.9 | 0.9 | 0.9 | Y | North | FC
PGF1_2_RDRR06 | RDRR-D PGF1 EDF | CAISO System | 1.9 | 2 | 2 | 2 | 2 | 2 | 2 | 2 | 2 | 2 | 2 | 2 | Y | North | FC
PGF1_2_RDRR07 | RDRR-D PGF1 | CAISO System | 0.99 | 0.99 | 0.99 | 0.99 | 0.99 | 0.99 | 0.99 | 0.99 | 0.99 | 0.99 | 0.99 | 0.99 | Y | North | FC
PGFG_1_PDRP05 | PGFG_1_PDRP05 | CAISO System | 0.27 | 0.26 | 0.27 | 0.29 | 0.25 | 0.53 | 0.52 | 0.5 | 0.43 | 0.26 | 0.27 | 0.26 | Y | North | FC
PGFG_1_PDRP13 | PGFG_1_PDRP13 | CAISO System | 0.99 | 0.99 | 0.99 | 0.99 | 0.99 | 0.99 | 0.99 | 0.99 | 0.99 | 0.99 | 0.99 | 0.99 | Y | North | FC
PGFG_1_PDRP14 | PGFG_1_PDRP14 | CAISO System | 0.99 | 0.99 | 0.99 | 0.99 | 0.99 | 0.99 | 0.99 | 0.99 | 0.99 | 0.99 | 0.99 | 0.99 | Y | North | FC
PGFG_1_PDRP15 | PGFG_1_PDRP15 | CAISO System | 0.99 | 0.99 | 0.99 | 0.99 | 0.99 | 0.99 | 0.99 | 0.99 | 0.99 | 0.99 | 0.99 | 0.99 | Y | North | FC
PGFG_1_PDRP17 | PGFG_1_PDRP17 | CAISO System | 0.99 | 0.99 | 0.99 | 0.99 | 0.99 | 0.99 | 0.99 | 0.99 | 0.99 | 0.99 | 0.99 | 0.99 | Y | North | FC
PGFG_1_PDRP19 | PGFG_1_PDRP19 | CAISO System | 9.99 | 9.99 | 9.99 | 9.99 | 9.99 | 9.99 | 9.99 | 9.99 | 9.99 | 9.99 | 9.99 | 9.99 | Y | North | FC
PGFG_1_PDRP20 | PGFG_1_PDRP20 | CAISO System | 0.99 | 0.99 | 0.99 | 0.99 | 0.99 | 0.99 | 0.99 | 0.99 | 0.99 | 0.99 | 0.99 | 0.99 | Y | North | FC
PGFG_1_PDRP25 | PGFG_1_PDRP25 | CAISO System | 0.99 | 0.99 | 0.99 | 0.99 | 0.99 | 0.99 | 0.99 | 0.99 | 0.99 | 0.99 | 0.99 | 0.99 | Y | North | FC
PGFG_1_RDRR03 | RDRR-D PGFG SOMA | CAISO System | 0.5 | 0.5 | 0.5 | 0.5 | 0.5 | 0.5 | 0.5 | 0.5 | 0.5 | 0.5 | 0.5 | 0.5 | Y | North | FC
PGHB_6_PDRP02 | PGHB_6_PDRP02 | CAISO System | 0.19 | 0.19 | 0.19 | 0.17 | 0.2 | 0.21 | 0.14 | 0.14 | 0.18 | 0.21 | 0.2 | 0.19 | Y | North | FC
PGHB_6_PDRP04 | PGHB_6_PDRP04 | CAISO System | 0.5 | 0.5 | 0.5 | 0.5 | 0.5 | 0.5 | 0.5 | 0.5 | 0.5 | 0.5 | 0.5 | 0.5 | Y | North | FC
PGHB_6_PDRP05 | PGHB_6_PDRP05 | CAISO System | 0.99 | 0.99 | 0.99 | 0.99 | 0.99 | 0.99 | 0.99 | 0.99 | 0.99 | 0.99 | 0.99 | 0.99 | Y | North | FC
PGHB_6_PDRP06 | PGHB_6_PDRP06 | CAISO System | 0.99 | 0.99 | 0.99 | 0.99 | 0.99 | 0.99 | 0.99 | 0.99 | 0.99 | 0.99 | 0.99 | 0.99 | Y | North | FC
PGHB_6_PDRP07 | PGHB_6_PDRP07 | CAISO System | 0.99 | 0.99 | 0.99 | 0.99 | 0.99 | 0.99 | 0.99 | 0.99 | 0.99 | 0.99 | 0.99 | 0.99 | Y | North | FC
PGHB_6_PDRP10 | PGHB_6_PDRP10 | CAISO System | 0.99 | 0.99 | 0.99 | 0.99 | 0.99 | 0.99 | 0.99 | 0.99 | 0.99 | 0.99 | 0.99 | 0.99 | Y | North | FC
PGKN_2_PDRP02 | PGKN_2_PDRP02 | CAISO System | 0.16 | 0.16 | 0.24 | 0.48 | 0.79 | 1.35 | 1.51 | 1.59 | 1.27 | 0.95 | 0.4 | 0.32 | Y | North | FC
PGKN_2_PDRP06 | PGKN_2_PDRP06 | CAISO System | 0.99 | 0.99 | 0.99 | 0.99 | 0.99 | 0.99 | 0.99 | 0.99 | 0.99 | 0.99 | 0.99 | 0.99 | Y | North | FC
PGKN_2_PDRP07 | PGKN_2_PDRP07 | CAISO System | 0.99 | 0.99 | 0.99 | 0.99 | 0.99 | 0.99 | 0.99 | 0.99 | 0.99 | 0.99 | 0.99 | 0.99 | Y | North | FC
PGKN_2_PDRP08 | PGKN_2_PDRP08 | CAISO System | 0.99 | 0.99 | 0.99 | 0.99 | 0.99 | 0.99 | 0.99 | 0.99 | 0.99 | 0.99 | 0.99 | 0.99 | Y | North | FC
PGKN_2_PDRP09 | PGKN_2_PDRP09 | CAISO System | 0.99 | 0.99 | 0.99 | 0.99 | 0.99 | 0.99 | 0.99 | 0.99 | 0.99 | 0.99 | 0.99 | 0.99 | Y | North | FC
PGKN_2_PDRP12 | PGKN_2_PDRP12 | CAISO System | 0.28 | 0.32 | 0.28 | 0.57 | 0.7 | 1.1 | 1.14 | 1.02 | 0.75 | 0.44 | 0.13 | 0.14 | Y | North | FC
PGKN_2_PDRP13 | PGKN_2_PDRP13 | CAISO System | 2 | 2 | 2 | 2 | 2 | 2 | 2 | 2 | 2 | 2 | 2 | 2 | Y | North | FC
PGKN_2_PDRP14 | PGKN_2_PDRP14 | CAISO System | 2 | 2 | 2 | 2 | 2 | 2 | 2 | 2 | 2 | 2 | 2 | 2 | Y | North | FC
PGKN_2_PDRP15 | PGKN_2_PDRP15 | CAISO System | 2 | 2 | 2 | 2 | 2 | 2 | 2 | 2 | 2 | 2 | 2 | 2 | Y | North | FC
PGKN_2_PDRP16 | PGKN_2_PDRP16 | CAISO System | 2 | 2 | 2 | 2 | 2 | 2 | 2 | 2 | 2 | 2 | 2 | 2 | Y | North | FC
PGKN_2_PDRP17 | PGKN_2_PDRP17 | CAISO System | 2 | 2 | 2 | 2 | 2 | 2 | 2 | 2 | 2 | 2 | 2 | 2 | Y | North | FC
PGKN_2_PDRP18 | PGKN_2_PDRP18 | CAISO System | 2 | 2 | 2 | 2 | 2 | 2 | 2 | 2 | 2 | 2 | 2 | 2 | Y | North | FC
PGKN_2_PDRP19 | PGKN_2_PDRP19 | CAISO System | 2 | 2 | 2 | 2 | 2 | 2 | 2 | 2 | 2 | 2 | 2 | 2 | Y | North | FC
PGKN_2_PDRP20 | PGKN_2_PDRP20 | CAISO System | 2 | 2 | 2 | 2 | 2 | 2 | 2 | 2 | 2 | 2 | 2 | 2 | Y | North | FC
PGKN_2_PDRP21 | PGKN_2_PDRP21 | CAISO System | 2 | 2 | 2 | 2 | 2 | 2 | 2 | 2 | 2 | 2 | 2 | 2 | Y | North | FC
PGKN_2_PDRP22 | PGKN_2_PDRP22 | CAISO System | 2 | 2 | 2 | 2 | 2 | 2 | 2 | 2 | 2 | 2 | 2 | 2 | Y | North | FC
PGKN_2_PDRP23 | PDR-D PGKN | CAISO System | 0.59 | 1.23 | 1.23 | 1.23 | 1.23 | 1.23 | 1.23 | 1.23 | 1.23 | 1.23 | 1.23 | 1.23 | Y | North | FC
PGKN_2_PDRP24 | PGKN_2_PDRP24 | CAISO System | 9.99 | 9.99 | 9.99 | 9.99 | 9.99 | 9.99 | 9.99 | 9.99 | 9.99 | 9.99 | 9.99 | 9.99 | Y | North | FC
PGKN_2_RDRR03 | RDRR-D PGKN | CAISO System | 0.99 | 0.99 | 0.99 | 0.99 | 0.99 | 0.99 | 0.99 | 0.99 | 0.99 | 0.99 | 0.99 | 0.99 | Y | North | FC
PGNB_2_PDRP02 | PGNB_2_PDRP02 | CAISO System | 0.29 | 0.28 | 0.29 | 0.29 | 0.27 | 0.42 | 0.4 | 0.39 | 0.36 | 0.26 | 0.27 | 0.26 | Y | North | FC
PGNB_2_PDRP03 | PGNB_2_PDRP03 | CAISO System | 3 | 3 | 3 | 3 | 3 | 3 | 3 | 3 | 3 | 3 | 3 | 3 | Y | North | FC
PGNB_2_PDRP04 | PDR-E PGNB | CAISO System | 0.99 | 0.99 | 0.99 | 0.99 | 0.99 | 0.99 | 0.99 | 0.99 | 0.99 | 0.99 | 0.99 | 0.99 | Y | North | FC
PGNB_2_PDRP05 | Tesla Napa | CAISO System | 0.2 | 0.2 | 0.2 | 0.2 | 0.2 | 0.2 | 0.2 | 0.2 | 0.2 | 0.2 | 0.2 | 0.2 | Y | North | FC
PGNB_2_PDRP12 | PGNB_2_PDRP12 | CAISO System | 0.99 | 0.99 | 0.99 | 0.99 | 0.99 | 0.99 | 0.99 | 0.99 | 0.99 | 0.99 | 0.99 | 0.99 | Y | North | FC
PGNB_2_PDRP15 | PGNB_2_PDRP15 | CAISO System | 0.99 | 0.99 | 0.99 | 0.99 | 0.99 | 0.99 | 0.99 | 0.99 | 0.99 | 0.99 | 0.99 | 0.99 | Y | North | FC
PGNB_2_PDRP16 | PGNB_2_PDRP16 | CAISO System | 0.99 | 0.99 | 0.99 | 0.99 | 0.99 | 0.99 | 0.99 | 0.99 | 0.99 | 0.99 | 0.99 | 0.99 | Y | North | FC
PGNB_2_PDRP17 | PGNB_2_PDRP17 | CAISO System | 0.99 | 0.99 | 0.99 | 0.99 | 0.99 | 0.99 | 0.99 | 0.99 | 0.99 | 0.99 | 0.99 | 0.99 | Y | North | FC
PGNB_2_PDRP19 | PGNB_2_PDRP19 | CAISO System | 9.99 | 9.99 | 9.99 | 9.99 | 9.99 | 9.99 | 9.99 | 9.99 | 9.99 | 9.99 | 9.99 | 9.99 | Y | North | FC
PGNB_2_PDRP20 | PGNB_2_PDRP20 | CAISO System | 0.99 | 0.99 | 0.99 | 0.99 | 0.99 | 0.99 | 0.99 | 0.99 | 0.99 | 0.99 | 0.99 | 0.99 | Y | North | FC
PGNB_2_PDRP25 | PGNB_2_PDRP25 | CAISO System | 0.99 | 0.99 | 0.99 | 0.99 | 0.99 | 0.99 | 0.99 | 0.99 | 0.99 | 0.99 | 0.99 | 0.99 | Y | North | FC
PGNB_2_PDRP27 | PGNB_2_PDRP27 | CAISO System | 0.99 | 0.99 | 0.99 | 0.99 | 0.99 | 0.99 | 0.99 | 0.99 | 0.99 | 0.99 | 0.99 | 0.99 | Y | North | FC
PGNB_2_RDRR03 | RDRR-D PGNB | CAISO System | 1.1 | 1.1 | 1.1 | 1.1 | 1.1 | 1.1 | 1.1 | 1.1 | 1.1 | 1.1 | 1.1 | 1.1 | Y | North | FC
PGNC_1_PDRP01 | PGNC_1_PDRP01 | CAISO System | 0.27 | 0.28 | 0.3 | 0.31 | 0.28 | 0.47 | 0.55 | 0.55 | 0.43 | 0.29 | 0.37 | 0.36 | Y | North | FC
PGNC_1_PDRP04 | PGNC_1_PDRP04 | CAISO System | 0.99 | 0.99 | 0.99 | 0.99 | 0.99 | 0.99 | 0.99 | 0.99 | 0.99 | 0.99 | 0.99 | 0.99 | Y | North | FC
PGNC_1_PDRP05 | PGNC_1_PDRP05 | CAISO System | 0.99 | 0.99 | 0.99 | 0.99 | 0.99 | 0.99 | 0.99 | 0.99 | 0.99 | 0.99 | 0.99 | 0.99 | Y | North | FC
PGNC_1_PDRP06 | PGNC_1_PDRP06 | CAISO System | 0.99 | 0.99 | 0.99 | 0.99 | 0.99 | 0.99 | 0.99 | 0.99 | 0.99 | 0.99 | 0.99 | 0.99 | Y | North | FC
PGNC_1_PDRP07 | PGNC_1_PDRP07 | CAISO System | 0.99 | 0.99 | 0.99 | 0.99 | 0.99 | 0.99 | 0.99 | 0.99 | 0.99 | 0.99 | 0.99 | 0.99 | Y | North | FC
PGNC_1_PDRP09 | PGNC_1_PDRP09 | CAISO System | 0.99 | 0.99 | 0.99 | 0.99 | 0.99 | 0.99 | 0.99 | 0.99 | 0.99 | 0.99 | 0.99 | 0.99 | Y | North | FC
PGNP_2_PDRP01 | PGNP_2_PDRP01 | CAISO System | 0.4 | 0.4 | 0.4 | 0.4 | 0.4 | 0.4 | 0.4 | 0.4 | 0.4 | 0.4 | 0.4 | 0.4 | Y | North | FC
PGNP_2_PDRP02 | PGNP_2_PDRP02 | CAISO System | 0.83 | 0.84 | 0.89 | 1.07 | 1.44 | 2.33 | 2.62 | 2.57 | 1.98 | 1.36 | 1 | 0.98 | Y | North | FC
PGNP_2_PDRP03 | CBP PGNP_2_PDRP03 | CAISO System | 0.35 | 0.35 | 0.35 | 0.35 | 0.35 | 0.35 | 0.35 | 0.35 | 0.35 | 0.35 | 0.35 | 0.35 | Y | North | FC
PGNP_2_PDRP08 | PGNP_2_PDRP08 | CAISO System | 0.21 | 0.21 | 0.22 | 0.27 | 0.36 | 0.58 | 0.65 | 0.64 | 0.49 | 0.34 | 0.25 | 0.24 | Y | North | FC
PGNP_2_PDRP09 | PGNP_2_PDRP09 | CAISO System | 0.99 | 0.99 | 0.99 | 0.99 | 0.99 | 0.99 | 0.99 | 0.99 | 0.99 | 0.99 | 0.99 | 0.99 | Y | North | FC
PGNP_2_PDRP10 | PGNP_2_PDRP10 | CAISO System | 0.99 | 0.99 | 0.99 | 0.99 | 0.99 | 0.99 | 0.99 | 0.99 | 0.99 | 0.99 | 0.99 | 0.99 | Y | North | FC
PGNP_2_PDRP11 | PGNP_2_PDRP11 | CAISO System | 0.99 | 0.99 | 0.99 | 0.99 | 0.99 | 0.99 | 0.99 | 0.99 | 0.99 | 0.99 | 0.99 | 0.99 | Y | North | FC
PGNP_2_PDRP16 | PGNP_2_PDRP16 | CAISO System | 0.99 | 0.99 | 0.99 | 0.99 | 0.99 | 0.99 | 0.99 | 0.99 | 0.99 | 0.99 | 0.99 | 0.99 | Y | North | FC
PGNP_2_PDRP17 | PGNP_2_PDRP17 | CAISO System | 0.99 | 0.99 | 0.99 | 0.99 | 0.99 | 0.99 | 0.99 | 0.99 | 0.99 | 0.99 | 0.99 | 0.99 | Y | North | FC
PGNP_2_PDRP18 | PGNP_2_PDRP18 | CAISO System | 0.99 | 0.99 | 0.99 | 0.99 | 0.99 | 0.99 | 0.99 | 0.99 | 0.99 | 0.99 | 0.99 | 0.99 | Y | North | FC
PGNP_2_PDRP19 | PGNP_2_PDRP19 | CAISO System | 0.99 | 0.99 | 0.99 | 0.99 | 0.99 | 0.99 | 0.99 | 0.99 | 0.99 | 0.99 | 0.99 | 0.99 | Y | North | FC
PGNP_2_PDRP20 | PGNP_2_PDRP20 | CAISO System | 0.99 | 0.99 | 0.99 | 0.99 | 0.99 | 0.99 | 0.99 | 0.99 | 0.99 | 0.99 | 0.99 | 0.99 | Y | North | FC
PGNP_2_PDRP21 | PGNP_2_PDRP21 | CAISO System | 0.99 | 0.99 | 0.99 | 0.99 | 0.99 | 0.99 | 0.99 | 0.99 | 0.99 | 0.99 | 0.99 | 0.99 | Y | North | FC
PGNP_2_PDRP22 | PGNP_2_PDRP22 | CAISO System | 0.99 | 0.99 | 0.99 | 0.99 | 0.99 | 0.99 | 0.99 | 0.99 | 0.99 | 0.99 | 0.99 | 0.99 | Y | North | FC
PGNP_2_PDRP23 | PGNP_2_PDRP23 | CAISO System | 0.99 | 0.99 | 0.99 | 0.99 | 0.99 | 0.99 | 0.99 | 0.99 | 0.99 | 0.99 | 0.99 | 0.99 | Y | North | FC
PGNP_2_PDRP24 | PGNP_2_PDRP24 | CAISO System | 0.99 | 0.99 | 0.99 | 0.99 | 0.99 | 0.99 | 0.99 | 0.99 | 0.99 | 0.99 | 0.99 | 0.99 | Y | North | FC
PGNP_2_PDRP25 | PGNP_2_PDRP25 | CAISO System | 0.99 | 0.99 | 0.99 | 0.99 | 0.99 | 0.99 | 0.99 | 0.99 | 0.99 | 0.99 | 0.99 | 0.99 | Y | North | FC
PGNP_2_PDRP26 | PGNP_2_PDRP26 | CAISO System | 0.99 | 0.99 | 0.99 | 0.99 | 0.99 | 0.99 | 0.99 | 0.99 | 0.99 | 0.99 | 0.99 | 0.99 | Y | North | FC
PGNP_2_PDRP27 | PGNP_2_PDRP27 | CAISO System | 0.99 | 0.99 | 0.99 | 0.99 | 0.99 | 0.99 | 0.99 | 0.99 | 0.99 | 0.99 | 0.99 | 0.99 | Y | North | FC
PGNP_2_PDRP28 | PGNP_2_PDRP28 | CAISO System | 0.99 | 0.99 | 0.99 | 0.99 | 0.99 | 0.99 | 0.99 | 0.99 | 0.99 | 0.99 | 0.99 | 0.99 | Y | North | FC
PGNP_2_PDRP29 | PGNP_2_PDRP29 | CAISO System | 0.99 | 0.99 | 0.99 | 0.99 | 0.99 | 0.99 | 0.99 | 0.99 | 0.99 | 0.99 | 0.99 | 0.99 | Y | North | FC
PGNP_2_PDRP30 | PGNP_2_PDRP30 | CAISO System | 0.99 | 0.99 | 0.99 | 0.99 | 0.99 | 0.99 | 0.99 | 0.99 | 0.99 | 0.99 | 0.99 | 0.99 | Y | North | FC
PGNP_2_PDRP31 | PGNP_2_PDRP31 | CAISO System | 0.99 | 0.99 | 0.99 | 0.99 | 0.99 | 0.99 | 0.99 | 0.99 | 0.99 | 0.99 | 0.99 | 0.99 | Y | North | FC
PGNP_2_PDRP34 | PGNP_2_PDRP34 | CAISO System | 0.99 | 0.99 | 0.99 | 0.99 | 0.99 | 0.99 | 0.99 | 0.99 | 0.99 | 0.99 | 0.99 | 0.99 | Y | North | FC
PGNP_2_RDRR01 | RDRR-D PGNP | CAISO System | 0.99 | 0.99 | 0.99 | 0.99 | 0.99 | 0.99 | 0.99 | 0.99 | 0.99 | 0.99 | 0.99 | 0.99 | Y | North | FC
PGNP_2_RDRR09 | RDRR-D PGNP-2 | CAISO System | 10 | 10 | 10 | 10 | 10 | 10 | 10 | 10 | 10 | 10 | 10 | 10 | Y | North | FC
PGP2_2_PDRP05 | PGP2_2_PDRP05 | CAISO System | 0.49 | 0.47 | 0.48 | 0.52 | 0.42 | 0.74 | 0.79 | 0.77 | 0.64 | 0.43 | 0.44 | 0.43 | Y | North | FC
PGP2_2_PDRP07 | PGP2_2_PDRP07 | CAISO System | [12 empty] | Y | North | FC | bar: JAN to DEC
PGP2_2_PDRP08 | PGP2_2_PDRP08 | CAISO System | [12 empty] | Y | North | FC | bar: JAN to DEC
PGP2_2_PDRP17 | PGP2_2_PDRP17 | CAISO System | 0.5 | 0.5 | 0.5 | 0.5 | 0.5 | 0.5 | 0.5 | 0.5 | 0.5 | 0.5 | 0.5 | 0.5 | Y | North | FC
PGP2_2_PDRP22 | PGP2_2_PDRP22 | CAISO System | 0.99 | 0.99 | 0.99 | 0.99 | 0.99 | 0.99 | 0.99 | 0.99 | 0.99 | 0.99 | 0.99 | 0.99 | Y | North | FC
PGP2_2_PDRP23 | PGP2_2_PDRP23 | CAISO System | 0.99 | 0.99 | 0.99 | 0.99 | 0.99 | 0.99 | 0.99 | 0.99 | 0.99 | 0.99 | 0.99 | 0.99 | Y | North | FC
PGP2_2_PDRP24 | PGP2_2_PDRP24 | CAISO System | 0.99 | 0.99 | 0.99 | 0.99 | 0.99 | 0.99 | 0.99 | 0.99 | 0.99 | 0.99 | 0.99 | 0.99 | Y | North | FC
PGP2_2_PDRP25 | PGP2_2_PDRP25 | CAISO System | 0.99 | 0.99 | 0.99 | 0.99 | 0.99 | 0.99 | 0.99 | 0.99 | 0.99 | 0.99 | 0.99 | 0.99 | Y | North | FC
PGP2_2_PDRP26 | PGP2_2_PDRP26 | CAISO System | 0.99 | 0.99 | 0.99 | 0.99 | 0.99 | 0.99 | 0.99 | 0.99 | 0.99 | 0.99 | 0.99 | 0.99 | Y | North | FC
PGP2_2_PDRP28 | PGP2_2_PDRP28 | CAISO System | 0.99 | 0.99 | 0.99 | 0.99 | 0.99 | 0.99 | 0.99 | 0.99 | 0.99 | 0.99 | 0.99 | 0.99 | Y | North | FC
PGP2_2_PDRP29 | PGP2_2_PDRP29 | CAISO System | 0.99 | 0.99 | 0.99 | 0.99 | 0.99 | 0.99 | 0.99 | 0.99 | 0.99 | 0.99 | 0.99 | 0.99 | Y | North | FC
PGP2_2_PDRP30 | PGP2_2_PDRP30 | CAISO System | 0.99 | 0.99 | 0.99 | 0.99 | 0.99 | 0.99 | 0.99 | 0.99 | 0.99 | 0.99 | 0.99 | 0.99 | Y | North | FC
PGP2_2_PDRP32 | PGP2_2_PDRP32 | CAISO System | 0.99 | 0.99 | 0.99 | 0.99 | 0.99 | 0.99 | 0.99 | 0.99 | 0.99 | 0.99 | 0.99 | 0.99 | Y | North | FC
PGP2_2_PDRP33 | PGP2_2_PDRP33 | CAISO System | 0.99 | 0.99 | 0.99 | 0.99 | 0.99 | 0.99 | 0.99 | 0.99 | 0.99 | 0.99 | 0.99 | 0.99 | Y | North | FC
PGP2_2_PDRP35 | PGP2_2_PDRP35 | CAISO System | 0.99 | 0.99 | 0.99 | 0.99 | 0.99 | 0.99 | 0.99 | 0.99 | 0.99 | 0.99 | 0.99 | 0.99 | Y | North | FC
PGP2_2_PDRP36 | PGP2_2_PDRP36 | CAISO System | 9.99 | 9.99 | 9.99 | 9.99 | 9.99 | 9.99 | 9.99 | 9.99 | 9.99 | 9.99 | 9.99 | 9.99 | Y | North | FC
PGP2_2_PDRP37 | PGP2_2_PDRP37 | CAISO System | 9.99 | 9.99 | 9.99 | 9.99 | 9.99 | 9.99 | 9.99 | 9.99 | 9.99 | 9.99 | 9.99 | 9.99 | Y | North | FC
PGP2_2_PDRP38 | PGP2_2_PDRP38 | CAISO System | 0.99 | 0.99 | 0.99 | 0.99 | 0.99 | 0.99 | 0.99 | 0.99 | 0.99 | 0.99 | 0.99 | 0.99 | Y | North | FC
PGP2_2_PDRP43 | PGP2_2_PDRP43 | CAISO System | 0.99 | 0.99 | 0.99 | 0.99 | 0.99 | 0.99 | 0.99 | 0.99 | 0.99 | 0.99 | 0.99 | 0.99 | Y | North | FC
PGP2_2_PDRP44 | PGP2_2_PDRP44 | CAISO System | 0.99 | 0.99 | 0.99 | 0.99 | 0.99 | 0.99 | 0.99 | 0.99 | 0.99 | 0.99 | 0.99 | 0.99 | Y | North | FC
PGP2_2_PDRP47 | PGP2_2_PDRP47 | CAISO System | 0.99 | 0.99 | 0.99 | 0.99 | 0.99 | 0.99 | 0.99 | 0.99 | 0.99 | 0.99 | 0.99 | 0.99 | Y | North | FC
PGP2_2_PDRP48 | PGP2_2_PDRP48 | CAISO System | 0.99 | 0.99 | 0.99 | 0.99 | 0.99 | 0.99 | 0.99 | 0.99 | 0.99 | 0.99 | 0.99 | 0.99 | Y | North | FC
PGSB_1_PDRP04 | PGSB_1_PDRP04 | CAISO System | 3 | 3 | 3 | 3 | 3 | 3 | 3 | 3 | 3 | 3 | 3 | 3 | Y | North | FC
PGSB_1_PDRP06 | PDR-F PGSB | CAISO System | 0.96 | 0.96 | 0.96 | 0.96 | 0.96 | 0.96 | 0.96 | 0.96 | 0.96 | 0.96 | 0.96 | 0.96 | Y | North | FC
PGSB_1_PDRP08 | PGSB_1_PDRP08 | CAISO System | 1.24 | 1.2 | 1.22 | 0.22 | 1.21 | 2.31 | 2.31 | 2.46 | 1.98 | 1.22 | 1.11 | 1.1 | Y | North | FC
PGSB_1_PDRP10 | PGSB_1_PDRP10 | CAISO System | 3 | 3 | 3 | 3 | 3 | 3 | 3 | 3 | 3 | 3 | 3 | 3 | Y | North | FC
PGSB_1_PDRP11 | PGSB_1_PDRP11 | CAISO System | [12 empty] | Y | North | FC | bar: JAN to DEC
PGSB_1_PDRP12 | PDR-E PGSB | CAISO System | 0.5 | 0.5 | 0.5 | 0.5 | 0.5 | 0.5 | 0.5 | 0.5 | 0.5 | 0.5 | 0.5 | 0.5 | Y | North | FC
PGSB_1_PDRP13 | PDR-E PGSB EDF | CAISO System | 0.5 | 0.5 | 0.5 | 0.5 | 0.5 | 0.5 | 0.5 | 0.5 | 0.5 | 0.5 | 0.5 | 0.5 | Y | North | FC
PGSB_1_PDRP16 | Tesla Mountain View/Gilroy | CAISO System | 0.4 | 0.4 | 0.4 | 0.4 | 0.4 | 0.4 | 0.4 | 0.4 | 0.4 | 0.4 | 0.4 | 0.4 | Y | North | FC
PGSB_1_PDRP17 | PGSB_1_PDRP17 | CAISO System | 0.5 | 0.5 | 0.5 | 0.5 | 0.5 | 0.5 | 0.5 | 0.5 | 0.5 | 0.5 | 0.5 | 0.5 | Y | North | FC
PGSB_1_PDRP29 | PGSB_1_PDRP29 | CAISO System | 0.99 | 0.99 | 0.99 | 0.99 | 0.99 | 0.99 | 0.99 | 0.99 | 0.99 | 0.99 | 0.99 | 0.99 | Y | North | FC
PGSB_1_PDRP30 | PGSB_1_PDRP30 | CAISO System | 0.99 | 0.99 | 0.99 | 0.99 | 0.99 | 0.99 | 0.99 | 0.99 | 0.99 | 0.99 | 0.99 | 0.99 | Y | North | FC
PGSB_1_PDRP31 | PGSB_1_PDRP31 | CAISO System | 0.99 | 0.99 | 0.99 | 0.99 | 0.99 | 0.99 | 0.99 | 0.99 | 0.99 | 0.99 | 0.99 | 0.99 | Y | North | FC
PGSB_1_PDRP32 | PGSB_1_PDRP32 | CAISO System | 0.99 | 0.99 | 0.99 | 0.99 | 0.99 | 0.99 | 0.99 | 0.99 | 0.99 | 0.99 | 0.99 | 0.99 | Y | North | FC
PGSB_1_PDRP33 | PGSB_1_PDRP33 | CAISO System | 0.99 | 0.99 | 0.99 | 0.99 | 0.99 | 0.99 | 0.99 | 0.99 | 0.99 | 0.99 | 0.99 | 0.99 | Y | North | FC
PGSB_1_PDRP34 | PGSB_1_PDRP34 | CAISO System | 0.99 | 0.99 | 0.99 | 0.99 | 0.99 | 0.99 | 0.99 | 0.99 | 0.99 | 0.99 | 0.99 | 0.99 | Y | North | FC
PGSB_1_PDRP35 | PGSB_1_PDRP35 | CAISO System | 0.99 | 0.99 | 0.99 | 0.99 | 0.99 | 0.99 | 0.99 | 0.99 | 0.99 | 0.99 | 0.99 | 0.99 | Y | North | FC
PGSB_1_PDRP36 | PGSB_1_PDRP36 | CAISO System | 0.99 | 0.99 | 0.99 | 0.99 | 0.99 | 0.99 | 0.99 | 0.99 | 0.99 | 0.99 | 0.99 | 0.99 | Y | North | FC
PGSB_1_PDRP42 | PGSB_1_PDRP42 | CAISO System | 0.99 | 0.99 | 0.99 | 0.99 | 0.99 | 0.99 | 0.99 | 0.99 | 0.99 | 0.99 | 0.99 | 0.99 | Y | North | FC
PGSB_1_PDRP43 | PGSB_1_PDRP43 | CAISO System | 0.99 | 0.99 | 0.99 | 0.99 | 0.99 | 0.99 | 0.99 | 0.99 | 0.99 | 0.99 | 0.99 | 0.99 | Y | North | FC
PGSB_1_PDRP44 | PGSB_1_PDRP44 | CAISO System | 0.99 | 0.99 | 0.99 | 0.99 | 0.99 | 0.99 | 0.99 | 0.99 | 0.99 | 0.99 | 0.99 | 0.99 | Y | North | FC
PGSB_1_PDRP45 | PGSB_1_PDRP45 | CAISO System | 0.99 | 0.99 | 0.99 | 0.99 | 0.99 | 0.99 | 0.99 | 0.99 | 0.99 | 0.99 | 0.99 | 0.99 | Y | North | FC
PGSB_1_PDRP46 | PGSB_1_PDRP46 | CAISO System | 0.99 | 0.99 | 0.99 | 0.99 | 0.99 | 0.99 | 0.99 | 0.99 | 0.99 | 0.99 | 0.99 | 0.99 | Y | North | FC
PGSB_1_PDRP47 | PGSB_1_PDRP47 | CAISO System | 0.99 | 0.99 | 0.99 | 0.99 | 0.99 | 0.99 | 0.99 | 0.99 | 0.99 | 0.99 | 0.99 | 0.99 | Y | North | FC
PGSB_1_PDRP48 | PGSB_1_PDRP48 | CAISO System | 0.99 | 0.99 | 0.99 | 0.99 | 0.99 | 0.99 | 0.99 | 0.99 | 0.99 | 0.99 | 0.99 | 0.99 | Y | North | FC
PGSB_1_PDRP49 | PGSB_1_PDRP49 | CAISO System | 0.99 | 0.99 | 0.99 | 0.99 | 0.99 | 0.99 | 0.99 | 0.99 | 0.99 | 0.99 | 0.99 | 0.99 | Y | North | FC
PGSB_1_PDRP50 | PGSB_1_PDRP50 | CAISO System | 0.99 | 0.99 | 0.99 | 0.99 | 0.99 | 0.99 | 0.99 | 0.99 | 0.99 | 0.99 | 0.99 | 0.99 | Y | North | FC
PGSB_1_PDRP51 | PGSB_1_PDRP51 | CAISO System | 0.99 | 0.99 | 0.99 | 0.99 | 0.99 | 0.99 | 0.99 | 0.99 | 0.99 | 0.99 | 0.99 | 0.99 | Y | North | FC
PGSB_1_PDRP52 | PGSB_1_PDRP52 | CAISO System | 0.99 | 0.99 | 0.99 | 0.99 | 0.99 | 0.99 | 0.99 | 0.99 | 0.99 | 0.99 | 0.99 | 0.99 | Y | North | FC
PGSB_1_PDRP53 | PGSB_1_PDRP53 | CAISO System | 0.99 | 0.99 | 0.99 | 0.99 | 0.99 | 0.99 | 0.99 | 0.99 | 0.99 | 0.99 | 0.99 | 0.99 | Y | North | FC
PGSB_1_PDRP54 | PGSB_1_PDRP54 | CAISO System | 0.99 | 0.99 | 0.99 | 0.99 | 0.99 | 0.99 | 0.99 | 0.99 | 0.99 | 0.99 | 0.99 | 0.99 | Y | North | FC
PGSB_1_PDRP55 | PGSB_1_PDRP55 | CAISO System | 0.99 | 0.99 | 0.99 | 0.99 | 0.99 | 0.99 | 0.99 | 0.99 | 0.99 | 0.99 | 0.99 | 0.99 | Y | North | FC
PGSB_1_PDRP56 | PGSB_1_PDRP56 | CAISO System | 0.99 | 0.99 | 0.99 | 0.99 | 0.99 | 0.99 | 0.99 | 0.99 | 0.99 | 0.99 | 0.99 | 0.99 | Y | North | FC
PGSB_1_PDRP57 | PGSB_1_PDRP57 | CAISO System | 0.99 | 0.99 | 0.99 | 0.99 | 0.99 | 0.99 | 0.99 | 0.99 | 0.99 | 0.99 | 0.99 | 0.99 | Y | North | FC
PGSB_1_PDRP58 | PGSB_1_PDRP58 | CAISO System | 0.99 | 0.99 | 0.99 | 0.99 | 0.99 | 0.99 | 0.99 | 0.99 | 0.99 | 0.99 | 0.99 | 0.99 | Y | North | FC
PGSB_1_PDRP60 | PGSB_1_PDRP60 | CAISO System | 9.99 | 9.99 | 9.99 | 9.99 | 9.99 | 9.99 | 9.99 | 9.99 | 9.99 | 9.99 | 9.99 | 9.99 | Y | North | FC
PGSB_1_PDRP68 | PGSB_1_PDRP68 | CAISO System | 0.99 | 0.99 | 0.99 | 0.99 | 0.99 | 0.99 | 0.99 | 0.99 | 0.99 | 0.99 | 0.99 | 0.99 | Y | North | FC
PGSB_1_PDRP69 | PGSB_1_PDRP69 | CAISO System | 0.99 | 0.99 | 0.99 | 0.99 | 0.99 | 0.99 | 0.99 | 0.99 | 0.99 | 0.99 | 0.99 | 0.99 | Y | North | FC
PGSB_1_PDRP70 | PGSB_1_PDRP70 | CAISO System | 0.99 | 0.99 | 0.99 | 0.99 | 0.99 | 0.99 | 0.99 | 0.99 | 0.99 | 0.99 | 0.99 | 0.99 | Y | North | FC
PGSB_1_PDRP73 | PGSB_1_PDRP73 | CAISO System | 0.99 | 0.99 | 0.99 | 0.99 | 0.99 | 0.99 | 0.99 | 0.99 | 0.99 | 0.99 | 0.99 | 0.99 | Y | North | FC
PGSB_1_PDRP74 | PGSB_1_PDRP74 | CAISO System | 0.99 | 0.99 | 0.99 | 0.99 | 0.99 | 0.99 | 0.99 | 0.99 | 0.99 | 0.99 | 0.99 | 0.99 | Y | North | FC
PGSB_1_PDRP76 | PGSB_1_PDRP76 | CAISO System | 0.99 | 0.99 | 0.99 | 0.99 | 0.99 | 0.99 | 0.99 | 0.99 | 0.99 | 0.99 | 0.99 | 0.99 | Y | North | FC
PGSB_1_PDRP77 | PGSB_1_PDRP77 | CAISO System | 0.99 | 0.99 | 0.99 | 0.99 | 0.99 | 0.99 | 0.99 | 0.99 | 0.99 | 0.99 | 0.99 | 0.99 | Y | North | FC
PGSB_1_RDRR04 | RDRR-D PGSB SVCE | CAISO System | 0.6 | 0.6 | 0.6 | 0.6 | 0.6 | 0.6 | 0.6 | 0.6 | 0.6 | 0.6 | 0.6 | 0.6 | Y | North | FC
PGSB_1_RDRR05 | RDRR-D PGSB TPES | CAISO System | 1.7 | 1.73 | 1.73 | 1.73 | 1.73 | 1.73 | 1.73 | 1.73 | 1.73 | 1.73 | 1.73 | 1.73 | Y | North | FC
PGSF_2_PDRP01 | PGSF_2_PDRP01 | CAISO System | [12 empty] | Y | North | FC | bar: JAN to DEC
PGSF_2_PDRP03 | PGSF_2_PDRP03 | CAISO System | 0.54 | 0.51 | 0.52 | 0.44 | 0.32 | 0.42 | 0.35 | 0.35 | 0.34 | 0.31 | 0.45 | 0.44 | Y | North | FC
PGSF_2_PDRP04 | PGSF_2_PDRP04 | CAISO System | 2 | 2 | 2 | 2 | 2 | 2 | 2 | 2 | 2 | 2 | 2 | 2 | Y | North | FC
PGSF_2_PDRP08 | PGSF_2_PDRP08 | CAISO System | [12 empty] | Y | North | FC | bar: JAN to DEC
PGSF_2_PDRP11 | PDR-E PGSF CPSF | CAISO System | 0.5 | 0.5 | 0.5 | 0.5 | 0.5 | 0.5 | 0.5 | 0.5 | 0.5 | 0.5 | 0.5 | 0.5 | Y | North | FC
PGSF_2_PDRP12 | PGSF_2_PDRP12 | CAISO System | [12 empty] | Y | North | FC | bar: JAN to DEC
PGSF_2_PDRP18 | PGSF_2_PDRP18 | CAISO System | 0.5 | 0.5 | 0.5 | 0.5 | 0.5 | 0.5 | 0.5 | 0.5 | 0.5 | 0.5 | 0.5 | 0.5 | Y | North | FC
PGSF_2_PDRP19 | PGSF_2_PDRP19 | CAISO System | 0.99 | 0.99 | 0.99 | 0.99 | 0.99 | 0.99 | 0.99 | 0.99 | 0.99 | 0.99 | 0.99 | 0.99 | Y | North | FC
PGSF_2_PDRP20 | PGSF_2_PDRP20 | CAISO System | 0.99 | 0.99 | 0.99 | 0.99 | 0.99 | 0.99 | 0.99 | 0.99 | 0.99 | 0.99 | 0.99 | 0.99 | Y | North | FC
PGSF_2_PDRP21 | PGSF_2_PDRP21 | CAISO System | 0.99 | 0.99 | 0.99 | 0.99 | 0.99 | 0.99 | 0.99 | 0.99 | 0.99 | 0.99 | 0.99 | 0.99 | Y | North | FC
PGSF_2_PDRP22 | PGSF_2_PDRP22 | CAISO System | 0.99 | 0.99 | 0.99 | 0.99 | 0.99 | 0.99 | 0.99 | 0.99 | 0.99 | 0.99 | 0.99 | 0.99 | Y | North | FC
PGSF_2_PDRP23 | PGSF_2_PDRP23 | CAISO System | 0.99 | 0.99 | 0.99 | 0.99 | 0.99 | 0.99 | 0.99 | 0.99 | 0.99 | 0.99 | 0.99 | 0.99 | Y | North | FC
PGSF_2_PDRP26 | PGSF_2_PDRP26 | CAISO System | 0.99 | 0.99 | 0.99 | 0.99 | 0.99 | 0.99 | 0.99 | 0.99 | 0.99 | 0.99 | 0.99 | 0.99 | Y | North | FC
PGSF_2_PDRP27 | PGSF_2_PDRP27 | CAISO System | 0.99 | 0.99 | 0.99 | 0.99 | 0.99 | 0.99 | 0.99 | 0.99 | 0.99 | 0.99 | 0.99 | 0.99 | Y | North | FC
PGSF_2_PDRP28 | PGSF_2_PDRP28 | CAISO System | 0.99 | 0.99 | 0.99 | 0.99 | 0.99 | 0.99 | 0.99 | 0.99 | 0.99 | 0.99 | 0.99 | 0.99 | Y | North | FC
PGSF_2_PDRP29 | PGSF_2_PDRP29 | CAISO System | 0.99 | 0.99 | 0.99 | 0.99 | 0.99 | 0.99 | 0.99 | 0.99 | 0.99 | 0.99 | 0.99 | 0.99 | Y | North | FC
PGSF_2_PDRP30 | PGSF_2_PDRP30 | CAISO System | 0.8 | 0.8 | 0.8 | 0.8 | 0.8 | 0.8 | 0.8 | 0.8 | 0.8 | 0.8 | 0.8 | 0.8 | Y | North | FC
PGSF_2_PDRP31 | PGSF_2_PDRP31 | CAISO System | 0.8 | 0.8 | 0.8 | 0.8 | 0.8 | 0.8 | 0.8 | 0.8 | 0.8 | 0.8 | 0.8 | 0.8 | Y | North | FC
PGSF_2_PDRP32 | PDR-D PGSF | CAISO System | 0.16 | 0.16 | 0.16 | 0.16 | 0.16 | 0.16 | 0.16 | 0.16 | 0.16 | 0.16 | 0.16 | 0.16 | Y | North | FC
PGSF_2_PDRP33 | PGSF_2_PDRP33 | CAISO System | 0.99 | 0.99 | 0.99 | 0.99 | 0.99 | 0.99 | 0.99 | 0.99 | 0.99 | 0.99 | 0.99 | 0.99 | Y | North | FC
PGSF_2_PDRP34 | PGSF_2_PDRP34 | CAISO System | 0.99 | 0.99 | 0.99 | 0.99 | 0.99 | 0.99 | 0.99 | 0.99 | 0.99 | 0.99 | 0.99 | 0.99 | Y | North | FC
PGSF_2_PDRP35 | PGSF_2_PDRP35 | CAISO System | 9.99 | 9.99 | 9.99 | 9.99 | 9.99 | 9.99 | 9.99 | 9.99 | 9.99 | 9.99 | 9.99 | 9.99 | Y | North | FC
PGSI_1_PDRP01 | PDRP-D PGSI | CAISO System | 0.99 | 0.99 | 0.99 | 0.99 | 0.99 | 0.99 | 0.99 | 0.99 | 0.99 | 0.99 | 0.99 | 0.99 | Y | North | FC
PGSI_1_PDRP02 | PGSI_1_PDRP02 | CAISO System | 0.8 | 0.81 | 0.87 | 1.11 | 1.52 | 2.53 | 3.01 | 2.92 | 2.04 | 1.32 | 0.89 | 0.83 | Y | North | FC
PGSI_1_PDRP03 | Tesla Rocklin | CAISO System | 0.2 | 0.2 | 0.2 | 0.2 | 0.2 | 0.2 | 0.2 | 0.2 | 0.2 | 0.2 | 0.2 | 0.2 | Y | North | FC
PGSI_1_PDRP09 | PGSI_1_PDRP09 | CAISO System | 0.99 | 0.99 | 0.99 | 0.99 | 0.99 | 0.99 | 0.99 | 0.99 | 0.99 | 0.99 | 0.99 | 0.99 | Y | North | FC
PGSI_1_PDRP10 | PGSI_1_PDRP10 | CAISO System | 0.99 | 0.99 | 0.99 | 0.99 | 0.99 | 0.99 | 0.99 | 0.99 | 0.99 | 0.99 | 0.99 | 0.99 | Y | North | FC
PGSI_1_PDRP11 | PGSI_1_PDRP11 | CAISO System | 0.99 | 0.99 | 0.99 | 0.99 | 0.99 | 0.99 | 0.99 | 0.99 | 0.99 | 0.99 | 0.99 | 0.99 | Y | North | FC
PGSI_1_PDRP12 | PGSI_1_PDRP12 | CAISO System | 0.99 | 0.99 | 0.99 | 0.99 | 0.99 | 0.99 | 0.99 | 0.99 | 0.99 | 0.99 | 0.99 | 0.99 | Y | North | FC
PGSI_1_PDRP15 | PGSI_1_PDRP15 | CAISO System | 0.99 | 0.99 | 0.99 | 0.99 | 0.99 | 0.99 | 0.99 | 0.99 | 0.99 | 0.99 | 0.99 | 0.99 | Y | North | FC
PGSI_1_PDRP16 | PGSI_1_PDRP16 | CAISO System | 0.99 | 0.99 | 0.99 | 0.99 | 0.99 | 0.99 | 0.99 | 0.99 | 0.99 | 0.99 | 0.99 | 0.99 | Y | North | FC
PGSI_1_PDRP17 | PGSI_1_PDRP17 | CAISO System | 0.99 | 0.99 | 0.99 | 0.99 | 0.99 | 0.99 | 0.99 | 0.99 | 0.99 | 0.99 | 0.99 | 0.99 | Y | North | FC
PGSI_1_PDRP20 | PGSI_1_PDRP20 | CAISO System | 0.99 | 0.99 | 0.99 | 0.99 | 0.99 | 0.99 | 0.99 | 0.99 | 0.99 | 0.99 | 0.99 | 0.99 | Y | North | FC
PGSI_1_PDRP21 | PGSI_1_PDRP21 | CAISO System | 0.99 | 0.99 | 0.99 | 0.99 | 0.99 | 0.99 | 0.99 | 0.99 | 0.99 | 0.99 | 0.99 | 0.99 | Y | North | FC
PGSI_1_PDRP22 | PGSI_1_PDRP22 | CAISO System | 0.99 | 0.99 | 0.99 | 0.99 | 0.99 | 0.99 | 0.99 | 0.99 | 0.99 | 0.99 | 0.99 | 0.99 | Y | North | FC
PGSI_1_PDRP23 | PGSI_1_PDRP23 | CAISO System | 0.99 | 0.99 | 0.99 | 0.99 | 0.99 | 0.99 | 0.99 | 0.99 | 0.99 | 0.99 | 0.99 | 0.99 | Y | North | FC
PGSI_1_PDRP24 | PGSI_1_PDRP24 | CAISO System | 0.99 | 0.99 | 0.99 | 0.99 | 0.99 | 0.99 | 0.99 | 0.99 | 0.99 | 0.99 | 0.99 | 0.99 | Y | North | FC
PGSI_1_PDRP25 | PGSI_1_PDRP25 | CAISO System | 0.99 | 0.99 | 0.99 | 0.99 | 0.99 | 0.99 | 0.99 | 0.99 | 0.99 | 0.99 | 0.99 | 0.99 | Y | North | FC
PGSI_1_PDRP26 | PGSI_1_PDRP26 | CAISO System | 0.99 | 0.99 | 0.99 | 0.99 | 0.99 | 0.99 | 0.99 | 0.99 | 0.99 | 0.99 | 0.99 | 0.99 | Y | North | FC
PGSI_1_PDRP27 | PGSI_1_PDRP27 | CAISO System | 0.99 | 0.99 | 0.99 | 0.99 | 0.99 | 0.99 | 0.99 | 0.99 | 0.99 | 0.99 | 0.99 | 0.99 | Y | North | FC
PGSI_1_PDRP28 | PGSI_1_PDRP28 | CAISO System | 0.99 | 0.99 | 0.99 | 0.99 | 0.99 | 0.99 | 0.99 | 0.99 | 0.99 | 0.99 | 0.99 | 0.99 | Y | North | FC
PGSI_1_PDRP29 | PGSI_1_PDRP29 | CAISO System | 0.99 | 0.99 | 0.99 | 0.99 | 0.99 | 0.99 | 0.99 | 0.99 | 0.99 | 0.99 | 0.99 | 0.99 | Y | North | FC
PGSI_1_PDRP30 | PDR-D PGSI LVCEA | CAISO System | 0.16 | 0.16 | 0.16 | 0.16 | 0.25 | 0.25 | 0.25 | 0.25 | 0.25 | 0.25 | 0.25 | 0.25 | Y | North | FC
PGSI_1_PDRP31 | PGSI_1_PDRP31 | CAISO System | 9.99 | 9.99 | 9.99 | 9.99 | 9.99 | 9.99 | 9.99 | 9.99 | 9.99 | 9.99 | 9.99 | 9.99 | Y | North | FC
PGSI_1_PDRP33 | PGSI_1_PDRP33 | CAISO System | 0.99 | 0.99 | 0.99 | 0.99 | 0.99 | 0.99 | 0.99 | 0.99 | 0.99 | 0.99 | 0.99 | 0.99 | Y | North | FC
PGST_2_PDRP01 | PGST_2_PDRP01 | CAISO System | [12 empty] | Y | North | FC | bar: JAN to DEC
PGST_2_PDRP03 | PGST_2_PDRP03 | CAISO System | 0.38 | 0.37 | 0.39 | 0.48 | 0.56 | 0.96 | 1.23 | 1.2 | 0.8 | 0.51 | 0.4 | 0.39 | Y | North | FC
PGST_2_PDRP07 | PGST_2_PDRP07 | CAISO System | 0.99 | 0.99 | 0.99 | 0.99 | 0.99 | 0.99 | 0.99 | 0.99 | 0.99 | 0.99 | 0.99 | 0.99 | Y | North | FC
PGST_2_PDRP08 | PGST_2_PDRP08 | CAISO System | 0.99 | 0.99 | 0.99 | 0.99 | 0.99 | 0.99 | 0.99 | 0.99 | 0.99 | 0.99 | 0.99 | 0.99 | Y | North | FC
PGST_2_PDRP09 | PGST_2_PDRP09 | CAISO System | 0.99 | 0.99 | 0.99 | 0.99 | 0.99 | 0.99 | 0.99 | 0.99 | 0.99 | 0.99 | 0.99 | 0.99 | Y | North | FC
PGST_2_PDRP10 | PGST_2_PDRP10 | CAISO System | 0.99 | 0.99 | 0.99 | 0.99 | 0.99 | 0.99 | 0.99 | 0.99 | 0.99 | 0.99 | 0.99 | 0.99 | Y | North | FC
PGST_2_PDRP11 | PGST_2_PDRP11 | CAISO System | 0.99 | 0.99 | 0.99 | 0.99 | 0.99 | 0.99 | 0.99 | 0.99 | 0.99 | 0.99 | 0.99 | 0.99 | Y | North | FC
PGST_2_PDRP13 | PGST_2_PDRP13 | CAISO System | 0.99 | 0.99 | 0.99 | 0.99 | 0.99 | 0.99 | 0.99 | 0.99 | 0.99 | 0.99 | 0.99 | 0.99 | Y | North | FC
PGST_2_PDRP14 | PGST_2_PDRP14 | CAISO System | 0.99 | 0.99 | 0.99 | 0.99 | 0.99 | 0.99 | 0.99 | 0.99 | 0.99 | 0.99 | 0.99 | 0.99 | Y | North | FC
PGST_2_PDRP15 | PGST_2_PDRP15 | CAISO System | 0.99 | 0.99 | 0.99 | 0.99 | 0.99 | 0.99 | 0.99 | 0.99 | 0.99 | 0.99 | 0.99 | 0.99 | Y | North | FC
PGST_2_PDRP16 | PGST_2_PDRP16 | CAISO System | 9.99 | 9.99 | 9.99 | 9.99 | 9.99 | 9.99 | 9.99 | 9.99 | 9.99 | 9.99 | 9.99 | 9.99 | Y | North | FC
PGST_2_PDRP17 | PGST_2_PDRP17 | CAISO System | 0.99 | 0.99 | 0.99 | 0.99 | 0.99 | 0.99 | 0.99 | 0.99 | 0.99 | 0.99 | 0.99 | 0.99 | Y | North | FC
PGST_2_RDRR02 | RDRR-D PGST | CAISO System | 1.6 | 1.6 | 1.6 | 1.6 | 1.6 | 1.6 | 1.6 | 1.6 | 1.6 | 1.6 | 1.6 | 1.6 | Y | North | FC
PGZP_2_PDRP02 | PGZP_2_PDRP02 | CAISO System | 0.48 | 0.49 | 0.5 | 0.73 | 0.73 | 1.28 | 1.46 | 1.41 | 1.12 | 0.67 | 0.46 | 0.41 | Y | North | FC
PGZP_2_PDRP07 | PGZP_2_PDRP07 | CAISO System | 0.99 | 0.99 | 0.99 | 0.99 | 0.99 | 0.99 | 0.99 | 0.99 | 0.99 | 0.99 | 0.99 | 0.99 | Y | North | FC
PGZP_2_PDRP08 | PGZP_2_PDRP08 | CAISO System | 0.99 | 0.99 | 0.99 | 0.99 | 0.99 | 0.99 | 0.99 | 0.99 | 0.99 | 0.99 | 0.99 | 0.99 | Y | North | FC
PGZP_2_PDRP09 | PGZP_2_PDRP09 | CAISO System | 0.99 | 0.99 | 0.99 | 0.99 | 0.99 | 0.99 | 0.99 | 0.99 | 0.99 | 0.99 | 0.99 | 0.99 | Y | North | FC
PGZP_2_PDRP10 | PGZP_2_PDRP10 | CAISO System | 0.99 | 0.99 | 0.99 | 0.99 | 0.99 | 0.99 | 0.99 | 0.99 | 0.99 | 0.99 | 0.99 | 0.99 | Y | North | FC
PGZP_2_PDRP11 | PGZP_2_PDRP11 | CAISO System | 0.99 | 0.99 | 0.99 | 0.99 | 0.99 | 0.99 | 0.99 | 0.99 | 0.99 | 0.99 | 0.99 | 0.99 | Y | North | FC
PGZP_2_PDRP15 | PGZP_2_PDRP15 | CAISO System | 0.99 | 0.99 | 0.99 | 0.99 | 0.99 | 0.99 | 0.99 | 0.99 | 0.99 | 0.99 | 0.99 | 0.99 | Y | North | FC
PGZP_2_PDRP16 | PGZP_2_PDRP16 | CAISO System | 0.99 | 0.99 | 0.99 | 0.99 | 0.99 | 0.99 | 0.99 | 0.99 | 0.99 | 0.99 | 0.99 | 0.99 | Y | North | FC
PGZP_2_PDRP17 | PGZP_2_PDRP17 | CAISO System | 0.99 | 0.99 | 0.99 | 0.99 | 0.99 | 0.99 | 0.99 | 0.99 | 0.99 | 0.99 | 0.99 | 0.99 | Y | North | FC
PGZP_2_PDRP18 | PGZP_2_PDRP18 | CAISO System | 0.99 | 0.99 | 0.99 | 0.99 | 0.99 | 0.99 | 0.99 | 0.99 | 0.99 | 0.99 | 0.99 | 0.99 | Y | North | FC
PGZP_2_PDRP19 | PGZP_2_PDRP19 | CAISO System | 0.99 | 0.99 | 0.99 | 0.99 | 0.99 | 0.99 | 0.99 | 0.99 | 0.99 | 0.99 | 0.99 | 0.99 | Y | North | FC
PGZP_2_PDRP20 | PGZP_2_PDRP20 | CAISO System | 0.99 | 0.99 | 0.99 | 0.99 | 0.99 | 0.99 | 0.99 | 0.99 | 0.99 | 0.99 | 0.99 | 0.99 | Y | North | FC
PGZP_2_PDRP21 | PGZP_2_PDRP21 | CAISO System | 0.99 | 0.99 | 0.99 | 0.99 | 0.99 | 0.99 | 0.99 | 0.99 | 0.99 | 0.99 | 0.99 | 0.99 | Y | North | FC
PGZP_2_PDRP22 | PGZP_2_PDRP22 | CAISO System | 0.99 | 0.99 | 0.99 | 0.99 | 0.99 | 0.99 | 0.99 | 0.99 | 0.99 | 0.99 | 0.99 | 0.99 | Y | North | FC
PGZP_2_PDRP23 | PDR-D PGZP | CAISO System | 3.72 | 4.2 | 4.2 | 4.2 | 4.2 | 4.2 | 4.2 | 4.2 | 4.2 | 4.2 | 4.2 | 4.2 | Y | North | FC
PGZP_2_PDRP24 | PGZP_2_PDRP24 | CAISO System | 0.99 | 0.99 | 0.99 | 0.99 | 0.99 | 0.99 | 0.99 | 0.99 | 0.99 | 0.99 | 0.99 | 0.99 | Y | North | FC
PGZP_2_PDRP25 | PGZP_2_PDRP25 | CAISO System | 0.99 | 0.99 | 0.99 | 0.99 | 0.99 | 0.99 | 0.99 | 0.99 | 0.99 | 0.99 | 0.99 | 0.99 | Y | North | FC
PGZP_2_PDRP26 | PGZP_2_PDRP26 | CAISO System | 9.99 | 9.99 | 9.99 | 9.99 | 9.99 | 9.99 | 9.99 | 9.99 | 9.99 | 9.99 | 9.99 | 9.99 | Y | North | FC
PGZP_2_PDRP27 | PGZP_2_PDRP27 | CAISO System | 0.99 | 0.99 | 0.99 | 0.99 | 0.99 | 0.99 | 0.99 | 0.99 | 0.99 | 0.99 | 0.99 | 0.99 | Y | North | FC
PGZP_2_PDRP28 | PGZP_2_PDRP28 | CAISO System | 0.99 | 0.99 | 0.99 | 0.99 | 0.99 | 0.99 | 0.99 | 0.99 | 0.99 | 0.99 | 0.99 | 0.99 | Y | North | FC
PGZP_2_PDRP29 | PGZP_2_PDRP29 | CAISO System | 0.99 | 0.99 | 0.99 | 0.99 | 0.99 | 0.99 | 0.99 | 0.99 | 0.99 | 0.99 | 0.99 | 0.99 | Y | North | FC
PGZP_2_PDRP30 | PGZP_2_PDRP30 | CAISO System | 0.99 | 0.99 | 0.99 | 0.99 | 0.99 | 0.99 | 0.99 | 0.99 | 0.99 | 0.99 | 0.99 | 0.99 | Y | North | FC
PGZP_2_RDRR02 | RDRR-D PGZP 2 | CAISO System | 5 | 5 | 5 | 5 | 5 | 6.5 | 6.5 | 6.5 | 6.5 | 6.5 | 6.5 | 6.5 | Y | North | FC
PHOENX_1_UNIT | PHOENIX PH | Stockton | 0.86 | 0.81 | 0.9 | 0.84 | 0.9 | 0.81 | 0.85 | 0.84 | 0.82 | 0.36 | 0.45 | 0.67 | N | North | FC
PINFLT_7_UNITS | PINE FLAT HYDRO AGGREGATE | Fresno | 0 | 0 | 34.8 | 71.1 | 95 | 159.38 | 151.5 | 90.2 | 28.58 | 0 | 0 | 0 | Y | North | FC
PIOPIC_2_CTG1 | Pio Pico Unit 1 | San Diego-IV | 111.3 | 111.3 | 111.3 | 111.3 | 111.3 | 111.3 | 111.3 | 111.3 | 111.3 | 111.3 | 111.3 | 111.3 | Y | South | ID | 100% | 106 MW with FC priority - the rest C10 waiting for Silvergate-Bay Boulevard 230 kV Reactor
PIOPIC_2_CTG2 | Pio Pico Unit 2 | San Diego-IV | 112.7 | 112.7 | 112.7 | 112.7 | 112.7 | 112.7 | 112.7 | 112.7 | 112.7 | 112.7 | 112.7 | 112.7 | Y | South | ID | 100% | 106 MW with FC priority - the rest C10 waiting for Silvergate-Bay Boulevard 230 kV Reactor
PIOPIC_2_CTG3 | Pio Pico Unit 3 | San Diego-IV | 112 | 112 | 112 | 112 | 112 | 112 | 112 | 112 | 112 | 112 | 112 | 112 | Y | South | ID | 100% | 106 MW with FC priority - the rest C10 waiting for Silvergate-Bay Boulevard 230 kV Reactor
PIT1_6_FRIVRA | Fall River Mills Project A | CAISO System | 0.06 | 0.05 | 0.27 | 0.23 | 0.24 | 0.47 | 0.59 | 0.41 | 0.21 | 0.03 | 0.03 | 0 | N | North | ID | 100% | 18DGD Waiting for Modify QC8SPS-02 and possibly other
PIT1_7_UNIT 1 | PIT PH 1 UNIT 1 | CAISO System | 32 | 32 | 32 | 32 | 32 | 32 | 32 | 32 | 32 | 32 | 32 | 32 | Y | North | FC
PIT1_7_UNIT 2 | PIT PH 1 UNIT 2 | CAISO System | 32 | 32 | 32 | 32 | 32 | 32 | 32 | 32 | 32 | 32 | 32 | 32 | Y | North | FC
PIT3_7_PL1X3 | PIT PH 3 UNITS 1, 2 & 3 AGGREGATE | CAISO System | 70.6 | 70.6 | 70.6 | 70.6 | 70.6 | 70.6 | 70.6 | 70.6 | 70.6 | 70.6 | 70.6 | 70.6 | Y | North | FC
PIT4_7_PL1X2 | PIT PH 4 UNITS 1 & 2 AGGREGATE | CAISO System | 95 | 95 | 95 | 95 | 95 | 95 | 95 | 95 | 95 | 95 | 95 | 95 | Y | North | FC
PIT5_7_PL1X2 | PIT PH 5 UNITS 1 & 2 AGGREGATE | CAISO System | 82 | 82 | 82 | 82 | 82 | 82 | 82 | 82 | 82 | 82 | 82 | 82 | Y | North | FC
PIT5_7_PL3X4 | PIT PH 5 UNITS 3 & 4 AGGREGATE | CAISO System | 82 | 82 | 82 | 82 | 82 | 82 | 82 | 82 | 82 | 82 | 82 | 82 | Y | North | FC
PIT5_7_QFUNTS | GRASSHOPPER FLAT HYDRO | CAISO System | 0.37 | 0.58 | 0.97 | 0.95 | 0.75 | 0.33 | 0.1 | 0.05 | 0.05 | 0.04 | 0.05 | 0.24 | N | North | FC
PIT6_7_UNIT 1 | PIT PH 6 UNIT 1 | CAISO System | 39 | 39 | 39 | 39 | 39 | 39 | 39 | 39 | 39 | 39 | 39 | 39 | Y | North | FC
PIT6_7_UNIT 2 | PIT PH 6 UNIT 2 | CAISO System | 40 | 40 | 40 | 40 | 40 | 40 | 40 | 40 | 40 | 40 | 40 | 40 | Y | North | FC
PIT7_7_UNIT 1 | PIT PH 7 UNIT 1 | CAISO System | 55.7 | 55.7 | 55.7 | 55.7 | 55.7 | 55.7 | 55.7 | 55.7 | 55.7 | 55.7 | 55.7 | 55.7 | Y | North | FC
PIT7_7_UNIT 2 | PIT PH 7 UNIT 2 | CAISO System | 54.6 | 54.6 | 54.6 | 54.6 | 54.6 | 54.6 | 54.6 | 54.6 | 54.6 | 54.6 | 54.6 | 54.6 | Y | North | FC
PIUTE_6_GNBSR1 | Green Beanworks B | Big Creek-Ventura | 0.12 | 0.09 | 0.54 | 0.45 | 0.48 | 0.93 | 1.17 | 0.81 | 0.42 | 0.06 | 0.06 | 0 | N | South | FC
PLACVL_1_CHILIB | Chili Bar Hydro | Sierra | 8.4 | 8.4 | 8.4 | 8.4 | 8.4 | 8.4 | 8.4 | 8.4 | 8.4 | 8.4 | 8.4 | 8.4 | Y | North | FC
PLACVL_1_RCKCRE | Rock Creek Hydro | Sierra | 2.07 | 2.33 | 2.72 | 1.95 | 1.57 | 1.36 | 1.22 | 1.2 | 1.19 | 1.06 | 0.93 | 1.06 | N | North | FC
PLAINV_6_BSOLAR | Western Antelope Blue Sky Ranch A | Big Creek-Ventura | 0 | 0 | 0 | 0 | 0 | 0 | 0 | 0 | 0 | 0 | 0 | 0 | N | South | EO
PLAINV_6_DSOLAR | Western Antelope Dry Ranch | Big Creek-Ventura | 0.4 | 0.3 | 1.8 | 1.5 | 1.6 | 3.1 | 3.9 | 2.7 | 1.4 | 0.2 | 0.2 | 0 | N | South | FC
PLAINV_6_NLRSR1 | North Lancaster Ranch | Big Creek-Ventura | 0 | 0 | 0 | 0 | 0 | 0 | 0 | 0 | 0 | 0 | 0 | 0 | N | South | EO
PLAINV_6_SOLAR3 | Sierra Solar Greenworks LLC | Big Creek-Ventura | 0 | 0 | 0 | 0 | 0 | 0 | 0 | 0 | 0 | 0 | 0 | 0 | N | South | EO
PLAINV_6_SOLARC | Central Antelope Dry Ranch C | Big Creek-Ventura | 0 | 0 | 0 | 0 | 0 | 0 | 0 | 0 | 0 | 0 | 0 | 0 | N | South | EO
PLSNTG_7_LNCLND | Lincoln Landfill Power Plant | Sierra | 3.28 | 3.07 | 3.32 | 3.61 | 3.29 | 3.08 | 2.84 | 3.09 | 2.92 | 3.09 | 3.18 | 3.05 | N | North | FC
PMDLET_6_SOLAR1 | SEPV Palmdale East, LLC | Big Creek-Ventura | 0.4 | 0.3 | 1.8 | 1.5 | 1.6 | 3.1 | 3.9 | 2.7 | 1.4 | 0.2 | 0.2 | 0 | N | South | FC
PMPJCK_1_RB2SLR | Rio Bravo Solar 2 | CAISO System | 0.8 | 0.6 | 3.6 | 3 | 3.2 | 6.2 | 7.8 | 5.4 | 2.8 | 0.4 | 0.4 | 0 | N | North | ID | 100% | C6 Waiting for Midway-Temblor 115 kV Line Reconductoring and possibly other
PMPJCK_1_SOLAR1 | Pumpjack Solar I | CAISO System | 0.8 | 0.6 | 3.6 | 3 | 3.2 | 6.2 | 7.8 | 5.4 | 2.8 | 0.4 | 0.4 | 0 | N | North | FC
PMPJCK_1_SOLAR2 | Rio Bravo Solar 1 | CAISO System | 0.8 | 0.6 | 3.6 | 3 | 3.2 | 6.2 | 7.8 | 5.4 | 2.8 | 0.4 | 0.4 | 0 | N | North | FC
PNCHEG_2_PL1X4 | PANOCHE ENERGY CENTER (Aggregated) | CAISO System | 401 | 401 | 401 | 401 | 401 | 395.9 | 394.4 | 395.6 | 400.1 | 401 | 401 | 401 | Y | North | FC |  | 401 MW with FC priority - the rest C11 - waiting for Los Banos - Padre Flat 230 kV Reconductoring Project and possibly other
PNCHPP_1_PL1X2 | Midway Peaking Aggregate | Fresno | 119.61 | 119.21 | 117.76 | 114.9 | 112.8 | 109.83 | 107.92 | 108.35 | 110.52 | 113.77 | 118.78 | 119.67 | Y | North | FC
PNCHVS_2_SOLAR | Panoche Valley Solar | CAISO System | 5.6 | 4.2 | 25.2 | 21 | 22.4 | 43.4 | 54.6 | 37.8 | 19.6 | 2.8 | 2.8 | 0 | N | North | FC
PNOCHE_1_PL1X2 | Panoche Peaker | Fresno | 49.97 | 49.97 | 49.97 | 49.97 | 49.97 | 49.97 | 49.97 | 49.97 | 49.97 | 49.97 | 49.97 | 49.97 | Y | North | FC
PNOCHE_1_UNITA1 | CalPeak Power Panoche Unit 1 | Fresno | 52.01 | 52.01 | 52.01 | 52.01 | 52.01 | 52.01 | 52.01 | 52.01 | 52.01 | 52.01 | 52.01 | 52.01 | Y | North | FC
POEPH_7_UNIT 1 | POE HYDRO UNIT 1 | Sierra | 60 | 60 | 60 | 60 | 60 | 60 | 60 | 60 | 60 | 60 | 60 | 60 | Y | North | FC
POEPH_7_UNIT 2 | POE HYDRO UNIT 2 | Sierra | 60 | 60 | 60 | 60 | 60 | 60 | 60 | 60 | 60 | 60 | 60 | 60 | Y | North | FC
POTTER_6_UNITS | Potter Valley | NCNB | 0.66 | 0.97 | 0.7 | 1.05 | 1.72 | 2.21 | 2.73 | 2.52 | 2.23 | 1.02 | 1.13 | 1.71 | N | North | FC
POTTER_7_VECINO | Vecino Vineyards LLC | NCNB | 0 | 0 | 0 | 0 | 0.02 | 0.02 | 0.01 | 0.01 | 0 | 0 | 0 | 0 | N | North | FC
PRCTVY_1_MIGBT1 | Miguel BESS | San Diego-IV | 0 | 0 | 0 | 0 | 0 | 0 | 0 | 0 | 0 | 0 | 0 | 0 | N | South | EO
PRIMM_2_SOLAR1 | Silver State South | CAISO System | 10 | 7.5 | 45 | 37.5 | 40 | 77.5 | 97.5 | 67.5 | 35 | 5 | 5 | 0 | N | South | FC
PSWEET_1_STCRUZ | Santa Cruz Energy LLC | CAISO System | 0 | 0 | 0 | 0 | 0 | 0 | 0 | 0 | 0 | 0 | 0 | 0 | Y | North | EO
PSWEET_7_QFUNTS | PSWEET_7_QFUNTS | CAISO System | 0 | 0 | 0 | 0 | 0 | 0 | 0 | 0 | 0 | 0 | 0 | 0 | N | North | FC
PTLOMA_6_NTCQF | NTC/MCRD COGENERATION | San Diego-IV | 19.5 | 15.9 | 8.63 | 11.5 | 15.04 | 16.2 | 16.74 | 16.59 | 15.31 | 13.16 | 20.27 | 20.16 | N | South | FC
PUTHCR_1_SOLAR1 | Putah Creek Solar Farm | CAISO System | 0.08 | 0.06 | 0.36 | 0.3 | 0.32 | 0.61 | 0.77 | 0.53 | 0.28 | 0.04 | 0.04 | 0 | N | North | FC
PWEST_1_UNIT | PACIFIC WEST 1 WIND GENERATION | LA Basin | 0.29 | 0.25 | 0.59 | 0.53 | 0.53 | 0.69 | 0.48 | 0.44 | 0.32 | 0.17 | 0.25 | 0.27 | N | South | FC
RATSKE_2_NROSR1 | North Rosamond Solar | CAISO System | 6 | 4.5 | 27 | 22.5 | 24 | 46.5 | 58.5 | 40.5 | 21 | 3 | 3 | 0 | N | South | FC
RCKCRK_7_UNIT 1 | ROCK CREEK HYDRO UNIT 1 | Sierra | 57 | 57 | 57 | 57 | 57 | 57 | 57 | 57 | 57 | 57 | 57 | 57 | Y | North | FC
RCKCRK_7_UNIT 2 | ROCK CREEK HYDRO UNIT 2 | Sierra | 56.9 | 56.9 | 56.9 | 56.9 | 56.9 | 56.9 | 56.9 | 56.9 | 56.9 | 56.9 | 56.9 | 56.9 | Y | North | FC
RDWAY_1_CREST | CREST Contracts | CAISO System | 0 | 0 | 0 | 0 | 0 | 0 | 0 | 0 | 0 | 0 | 0 | 0 | N | South | EO
RECTOR_2_CREST | Rector Aggregate Solar Resources | Big Creek-Ventura | 0 | 0 | 0 | 0 | 0 | 0 | 0 | 0 | 0 | 0 | 0 | 0 | N | South | EO
RECTOR_2_KAWEAH | KAWEAH PH 2 & 3 PSP AGGREGATE | Big Creek-Ventura | 1.87 | 2.27 | 3.85 | 5.22 | 5.58 | 5.08 | 3.32 | 1.74 | 1.21 | 0 | 0.18 | 1.72 | N | South | FC
RECTOR_2_KAWH 1 | KAWEAH PH 1 UNIT 1 | Big Creek-Ventura | 0.96 | 0.99 | 1.2 | 1.19 | 1.29 | 1.01 | 0.81 | 0.52 | 0.38 | 0 | 0.08 | 0.36 | N | South | FC
RECTOR_2_QF | RECTOR QFS | Big Creek-Ventura | 3.73 | 5.14 | 4.35 | 3.79 | 10.16 | 17 | 14.7 | 3.94 | 0 | 0 | 0 | 0.68 | N | South | FC
RECTOR_2_TFDBM1 | Two Fiets Dairy Digester | Big Creek-Ventura | 0 | 0 | 0 | 0 | 0 | 0 | 0 | 0 | 0 | 0 | 0 | 0 | N | South | EO
RECTOR_7_TULARE | MM Tulare | Big Creek-Ventura | 0 | 0 | 0 | 0 | 0 | 0 | 0 | 0 | 0 | 0 | 0 | 0 | N | South | EO
REDBLF_6_UNIT | RED BLUFF PEAKER PLANT | CAISO System | 44 | 44 | 44 | 44 | 44 | 44 | 44 | 44 | 44 | 44 | 44 | 44 | Y | North | FC
REDMAN_2_SOLAR | Lancaster East Avenue F | Big Creek-Ventura | 0.15 | 0.11 | 0.68 | 0.56 | 0.6 | 1.16 | 1.46 | 1.01 | 0.53 | 0.08 | 0.08 | 0 | N | South | FC
REDMAN_6_AVSSR1 | Antelope Valley Solar | Big Creek-Ventura | 0.12 | 0.09 | 0.54 | 0.45 | 0.48 | 0.93 | 1.17 | 0.81 | 0.42 | 0.06 | 0.06 | 0 | N | South | FC
REDOND_7_UNIT 5 | REDONDO GEN STA. UNIT 5 | LA Basin | 178.87 | 178.87 | 178.87 | 178.87 | 178.87 | 178.87 | 178.87 | 178.87 | 178.87 | 178.87 | 178.87 | 178.87 | Y | South | FC
REDOND_7_UNIT 6 | REDONDO GEN STA. UNIT 6 | LA Basin | 175 | 175 | 175 | 175 | 175 | 175 | 175 | 175 | 175 | 175 | 175 | 175 | Y | South | FC
REDOND_7_UNIT 8 | REDONDO GEN STA. UNIT 8 | LA Basin | 495.9 | 495.9 | 495.9 | 495.9 | 495.9 | 495.9 | 495.9 | 495.9 | 495.9 | 495.9 | 495.9 | 495.9 | Y | South | FC
REEDLY_6_SOLAR | Terzian | Fresno | 0 | 0 | 0 | 0 | 0 | 0 | 0 | 0 | 0 | 0 | 0 | 0 | N | North | EO
RENWD_1_QF | Renwind re-powering project | LA Basin | 1.4 | 1.2 | 2.8 | 2.5 | 2.5 | 3.3 | 2.3 | 2.1 | 1.5 | 0.8 | 1.2 | 1.3 | N | South | FC
RICHMN_1_CHVSR2 | Chevron 8.5 | Bay Area | 0.34 | 0.26 | 1.53 | 1.28 | 1.36 | 2.64 | 3.32 | 2.3 | 1.19 | 0.17 | 0.17 | 0 | N | North | ID | 100% | 16DGD Waiting for Moraga-Castro Valley 230 kV Line Capacity Increase and possibly other
RICHMN_1_SOLAR | Chevron 2 | Bay Area | 0.08 | 0.06 | 0.36 | 0.3 | 0.32 | 0.62 | 0.78 | 0.54 | 0.28 | 0.04 | 0.04 | 0 | N | North | ID | 100% | 16DGD Waiting for Moraga-Castro Valley 230 kV Line Capacity Increase and possibly other
RICHMN_7_BAYENV | BAY ENVIRONMENTAL (NOVE POWER) | Bay Area | 0.81 | 0.79 | 0.94 | 0.72 | 0.82 | 0.81 | 1.15 | 1.28 | 0.8 | 0.82 | 0.9 | 0.54 | N | North | FC
RIOBRV_6_UNIT 1 | RIO BRAVO HYDRO | CAISO System | 0.02 | 1.88 | 2.52 | 3.22 | 5.02 | 6.72 | 6.69 | 7 | 3.39 | 2.2 | 0.36 | 0 | N | North | FC
RIOOSO_1_QF | SMALL QF AGGREGATION - GRASS VALLEY | Sierra | 0.42 | 0.55 | 0.83 | 0.62 | 0.87 | 0.98 | 1.11 | 1.15 | 1.08 | 0.35 | 0.08 | 0.3 | N | North | FC
RNDMTN_2_SLSPHY1 | Silver Springs | CAISO System | 0.32 | 0.36 | 0.37 | 0.37 | 0.35 | 0.37 | 0.37 | 0.28 | 0.27 | 0.26 | 0.24 | 0.26 | N | North | FC
ROLLIN_6_UNIT | ROLLINS HYDRO | Sierra | 13.5 | 13.5 | 13.5 | 13.5 | 13.5 | 13.5 | 13.5 | 13.5 | 13.5 | 13.5 | 13.5 | 13.5 | Y | North | FC
ROSMDW_2_WIND1 | Pacific Wind - Phase 1 | CAISO System | 19.6 | 16.8 | 39.2 | 35 | 35 | 46.2 | 32.2 | 29.4 | 21 | 11.2 | 16.8 | 18.2 | N | South | FC
ROSMND_6_SOLAR | Lancaster B | Big Creek-Ventura | 0.12 | 0.09 | 0.54 | 0.45 | 0.48 | 0.93 | 1.17 | 0.81 | 0.42 | 0.06 | 0.06 | 0 | N | South | FC
RSMSLR_6_SOLAR1 | Rosamond One | Big Creek-Ventura | 0.8 | 0.6 | 3.6 | 3 | 3.2 | 6.2 | 7.8 | 5.4 | 2.8 | 0.4 | 0.4 | 0 | N | South | FC
RSMSLR_6_SOLAR2 | Rosamond Two | Big Creek-Ventura | 0.8 | 0.6 | 3.6 | 3 | 3.2 | 6.2 | 7.8 | 5.4 | 2.8 | 0.4 | 0.4 | 0 | N | South | FC
RTEDDY_2_SOLAR1 | Rosamond West Solar 1 | CAISO System | 2.16 | 1.62 | 9.72 | 8.1 | 8.64 | 16.74 | 21.06 | 14.58 | 7.56 | 1.08 | 1.08 | 0 | N | South | FC
RTEDDY_2_SOLAR2 | Rosamond West Solar 2 | CAISO System | 2.16 | 1.62 | 9.72 | 8.1 | 8.64 | 16.74 | 21.06 | 14.58 | 7.56 | 1.08 | 1.08 | 0 | N | South | FC
RTREE_2_WIND1 | Rising Tree 1 | CAISO System | 11.09 | 9.5 | 22.18 | 19.8 | 19.8 | 26.14 | 18.22 | 16.63 | 11.88 | 6.34 | 9.5 | 10.3 | N | South | FC
RTREE_2_WIND2 | Rising Tree 2 | CAISO System | 2.77 | 2.38 | 5.54 | 4.95 | 4.95 | 6.53 | 4.55 | 4.16 | 2.97 | 1.58 | 2.38 | 2.57 | N | South | FC
RTREE_2_WIND3 | Rising Tree 3 | CAISO System | 13.86 | 11.88 | 27.72 | 24.75 | 24.75 | 32.67 | 22.77 | 20.79 | 14.85 | 7.92 | 11.88 | 12.87 | N | South | FC
RUSCTY_2_UNITS | Russell City Energy Center | Bay Area | 620 | 620 | 620 | 618.74 | 620 | 617.96 | 619.28 | 597.4 | 613.22 | 615.6 | 619.44 | 620 | Y | North | FC
RVRVEW_1_UNITA1 | Riverview Energy Center (GP Antioch) | Bay Area | 47.6 | 47.6 | 47.6 | 47.6 | 47.6 | 47.6 | 47.6 | 47.6 | 47.6 | 47.6 | 47.6 | 47.6 | Y | North | FC
RVSIDE_2_RERCU3 | Riverside Energy Res. Ctr Unit 3 | LA Basin | 49 | 49 | 49 | 49 | 49 | 49 | 49 | 49 | 49 | 49 | 49 | 49 | Y | South | FC
RVSIDE_2_RERCU4 | Riverside Energy Res. Ctr Unit 4 | LA Basin | 49 | 49 | 49 | 49 | 49 | 49 | 49 | 49 | 49 | 49 | 49 | 49 | Y | South | FC
RVSIDE_6_RERCU1 | Riverside Energy Res. Ctr Unit 1 | LA Basin | 48.35 | 48.35 | 48.35 | 48.35 | 48.35 | 48.35 | 48.35 | 48.35 | 48.35 | 48.35 | 48.35 | 48.35 | Y | South | FC
RVSIDE_6_RERCU2 | Riverside Energy Res. Ctr Unit 2 | LA Basin | 48.5 | 48.5 | 48.5 | 48.5 | 48.5 | 48.5 | 48.5 | 48.5 | 48.5 | 48.5 | 48.5 | 48.5 | Y | South | FC
RVSIDE_6_SOLAR1 | Tequesquite Landfill Solar Project | LA Basin | 0.3 | 0.23 | 1.35 | 1.13 | 1.2 | 2.33 | 2.93 | 2.03 | 1.05 | 0.15 | 0.15 | 0 | N | South | FC
RVSIDE_6_SPRING | SPRINGS GENERATION PROJECT AGGREGATE | LA Basin | 36 | 36 | 36 | 36 | 36 | 36 | 36 | 36 | 36 | 36 | 36 | 36 | Y | South | FC
S_RITA_6_SOLAR1 | Sun Harvest Solar | Fresno | 0 | 0 | 0 | 0 | 0 | 0 | 0 | 0 | 0 | 0 | 0 | 0 | N | North | EO
SALIRV_2_UNIT | Salinas River Cogeneration | CAISO System | 30.68 | 30.05 | 28.93 | 26.92 | 28.88 | 29.41 | 27.72 | 29.35 | 22.68 | 26.2 | 27.36 | 27.59 | N | North | FC
SALTSP_7_UNITS | SALT SPRINGS HYDRO AGGREGATE | CAISO System | 46 | 46 | 46 | 46 | 46 | 46 | 46 | 46 | 46 | 46 | 46 | 46 | Y | North | FC
SAMPSN_6_KELCO1 | KELCO QUALIFYING FACILITY | San Diego-IV | 1.05 | 3.46 | 2.3 | 1.48 | 0.86 | 0.86 | 1.03 | 0.85 | 1.74 | 2.22 | 2.29 | 2.19 | N | South | FC
SANDLT_2_SUNITS | Mojave Solar | CAISO System | 11 | 8.25 | 49.5 | 41.25 | 44 | 85.25 | 107.25 | 74.25 | 38.5 | 5.5 | 5.5 | 0 | N | South | FC
SANITR_6_UNITS | LACSD CARSON WATER POLLUTION AGGREGATE | LA Basin | 0.7 | 0.99 | 1.55 | 1.22 | 0.85 | 1.02 | 0.66 | 0.84 | 0.8 | 0.79 | 1.52 | 1.08 | N | South | FC
SANLOB_1_LNDFIL | Cold Canyon | CAISO System | 0 | 0 | 0 | 0 | 0 | 0 | 0 | 0 | 0 | 0 | 0 | 0 | N | North | EO
SANTFG_7_UNITS | GEYSERS CALISTOGA AGGREGATE | NCNB | 63 | 63 | 63 | 63 | 63 | 63 | 63 | 63 | 63 | 63 | 63 | 63 | Y | North | FC
SANTGO_2_LNDFL1 | Bowerman Power | LA Basin | 16.28 | 17.91 | 18.04 | 12.36 | 17.47 | 18.81 | 18 | 18.65 | 19.19 | 18.25 | 17.04 | 18.68 | N | South | FC
SANTGO_2_MABBT1 | Millikan Avenue BESS | LA Basin | 2 | 2 | 2 | 2 | 2 | 2 | 2 | 2 | 2 | 2 | 2 | 2 | Y | South | FC
SANWD_1_QF | San Gorgonio Farms Wind Farm | LA Basin | 4.34 | 3.72 | 8.68 | 7.75 | 7.75 | 10.23 | 7.13 | 6.51 | 4.65 | 2.48 | 3.72 | 4.03 | N | South | FC
SAUGUS_6_CREST | East Portal Hydro | Big Creek-Ventura | 0 | 0 | 0 | 0 | 0 | 0 | 0 | 0 | 0 | 0 | 0 | 0 | N | South | EO
SAUGUS_6_MWDFTH | Foothill Hydroelectric Recovery Plant | Big Creek-Ventura | 2.3 | 2.3 | 5.6 | 6.3 | 5.1 | 5.4 | 5.3 | 5.4 | 5.3 | 0 | 0 | 0 | Y | South | FC
SAUGUS_6_QF | SAUGUS QFS | Big Creek-Ventura | 0.31 | 0.33 | 0.38 | 0.58 | 0.69 | 0.73 | 0.71 | 0.7 | 0.62 | 0.3 | 0.3 | 0.25 | N | South | FC
SAUGUS_7_CHIQCN | Chiquita Canyon Landfill Fac | Big Creek-Ventura | 6.33 | 5.88 | 6.15 | 5.39 | 5.47 | 5.31 | 4.79 | 4.91 | 4.88 | 4.86 | 5.85 | 5.8 | N | South | FC
SAUGUS_7_LOPEZ | MM Lopez Energy | Big Creek-Ventura | 4.12 | 4.67 | 5.67 | 5.69 | 5.55 | 4.67 | 5.09 | 5.34 | 5.47 | 5.24 | 5.48 | 5.29 | Y | South | FC
SBERDO_2_PSP3 | Mountainview Gen Sta. Unit 3 | LA Basin | 555 | 555 | 555 | 555 | 555 | 555 | 555 | 555 | 555 | 555 | 555 | 555 | Y | South | FC
SBERDO_2_PSP4 | Mountainview Gen Sta. Unit 4 | LA Basin | 555 | 555 | 555 | 555 | 555 | 555 | 555 | 555 | 555 | 555 | 555 | 555 | Y | South | FC
SBERDO_2_QF | SAN BERADINO QFS | LA Basin | 0.26 | 0.19 | 0.19 | 0.22 | 0.24 | 0.23 | 0.14 | 0.14 | 0.09 | 0.11 | 0.13 | 0.2 | N | South | FC
SBERDO_2_REDLND | Redlands RT Solar | LA Basin | 0.08 | 0.06 | 0.36 | 0.3 | 0.32 | 0.62 | 0.78 | 0.54 | 0.28 | 0.04 | 0.04 | 0 | N | South | FC
SBERDO_2_RTS005 | SPVP005 Redlands RT Solar | LA Basin | 0.1 | 0.08 | 0.45 | 0.38 | 0.4 | 0.78 | 0.98 | 0.68 | 0.35 | 0.05 | 0.05 | 0 | N | South | FC
SBERDO_2_RTS007 | SPVP007 Redlands RT Solar | LA Basin | 0.1 | 0.08 | 0.45 | 0.38 | 0.4 | 0.78 | 0.98 | 0.68 | 0.35 | 0.05 | 0.05 | 0 | N | South | FC
SBERDO_2_RTS011 | SPVP011 | LA Basin | 0.14 | 0.11 | 0.63 | 0.53 | 0.56 | 1.09 | 1.37 | 0.95 | 0.49 | 0.07 | 0.07 | 0 | N | South | FC
SBERDO_2_RTS013 | SPVP013 | LA Basin | 0.14 | 0.11 | 0.63 | 0.53 | 0.56 | 1.09 | 1.37 | 0.95 | 0.49 | 0.07 | 0.07 | 0 | N | South | FC
SBERDO_2_RTS016 | SPVP016 Redlands RT Solar | LA Basin | 0.06 | 0.05 | 0.27 | 0.23 | 0.24 | 0.47 | 0.59 | 0.41 | 0.21 | 0.03 | 0.03 | 0 | N | South | FC
SBERDO_2_RTS048 | SPVP048 | LA Basin | 0 | 0 | 0 | 0 | 0 | 0 | 0 | 0 | 0 | 0 | 0 | 0 | N | South | EO
SBERDO_2_SNTANA | SANTA ANA PSP | LA Basin | 0.79 | 1.09 | 1.49 | 1.99 | 1.44 | 0.86 | 0.45 | 0.3 | 0.3 | 0.28 | 0.32 | 0.61 | N | South | FC
SBERDO_6_MILLCK | MILL CREEK PSP | LA Basin | 0.76 | 1.29 | 1.69 | 1.92 | 2 | 1.58 | 1.28 | 1.09 | 1.06 | 0.74 | 0.87 | 0.73 | N | South | FC
SCEC_1_PDRP05 | SCEC_1_PDRP05 | CAISO System | 0.99 | 0.99 | 0.99 | 0.99 | 0.99 | 0.99 | 0.99 | 0.99 | 0.99 | 0.99 | 0.99 | 0.99 | Y | South | FC
SCEC_1_PDRP06 | SCEC_1_PDRP06 | CAISO System | 0.99 | 0.99 | 0.99 | 0.99 | 0.99 | 0.99 | 0.99 | 0.99 | 0.99 | 0.99 | 0.99 | 0.99 | Y | South | FC
SCEC_1_PDRP07 | SCEC_1_PDRP07 | CAISO System | 0.99 | 0.99 | 0.99 | 0.99 | 0.99 | 0.99 | 0.99 | 0.99 | 0.99 | 0.99 | 0.99 | 0.99 | Y | South | FC
SCEC_1_PDRP08 | SCEC_1_PDRP08 | CAISO System | 0.99 | 0.99 | 0.99 | 0.99 | 0.99 | 0.99 | 0.99 | 0.99 | 0.99 | 0.99 | 0.99 | 0.99 | Y | South | FC
SCEC_1_PDRP09 | SCEC_1_PDRP09 | CAISO System | 0.99 | 0.99 | 0.99 | 0.99 | 0.99 | 0.99 | 0.99 | 0.99 | 0.99 | 0.99 | 0.99 | 0.99 | Y | South | FC
SCEC_1_PDRP10 | SCEC_1_PDRP10 | CAISO System | 0.99 | 0.99 | 0.99 | 0.99 | 0.99 | 0.99 | 0.99 | 0.99 | 0.99 | 0.99 | 0.99 | 0.99 | Y | South | FC
SCEC_1_PDRP100 | SCEC_1_PDRP100 | CAISO System | 0.99 | 0.99 | 0.99 | 0.99 | 0.99 | 0.99 | 0.99 | 0.99 | 0.99 | 0.99 | 0.99 | 0.99 | Y | South | FC
SCEC_1_PDRP101 | SCEC_1_PDRP101 | CAISO System | 0.99 | 0.99 | 0.99 | 0.99 | 0.99 | 0.99 | 0.99 | 0.99 | 0.99 | 0.99 | 0.99 | 0.99 | Y | South | FC
SCEC_1_PDRP102 | SCEC_1_PDRP102 | CAISO System | 0.99 | 0.99 | 0.99 | 0.99 | 0.99 | 0.99 | 0.99 | 0.99 | 0.99 | 0.99 | 0.99 | 0.99 | Y | South | FC
SCEC_1_PDRP103 | SCEC_1_PDRP103 | CAISO System | 0.99 | 0.99 | 0.99 | 0.99 | 0.99 | 0.99 | 0.99 | 0.99 | 0.99 | 0.99 | 0.99 | 0.99 | Y | South | FC
SCEC_1_PDRP104 | SCEC_1_PDRP104 | CAISO System | 0.99 | 0.99 | 0.99 | 0.99 | 0.99 | 0.99 | 0.99 | 0.99 | 0.99 | 0.99 | 0.99 | 0.99 | Y | South | FC
SCEC_1_PDRP105 | SCEC_1_PDRP105 | CAISO System | 0.99 | 0.99 | 0.99 | 0.99 | 0.99 | 0.99 | 0.99 | 0.99 | 0.99 | 0.99 | 0.99 | 0.99 | Y | South | FC
SCEC_1_PDRP106 | SCEC_1_PDRP106 | CAISO System | 0.99 | 0.99 | 0.99 | 0.99 | 0.99 | 0.99 | 0.99 | 0.99 | 0.99 | 0.99 | 0.99 | 0.99 | Y | South | FC
SCEC_1_PDRP107 | SCEC_1_PDRP107 | CAISO System | 9.99 | 9.99 | 9.99 | 9.99 | 9.99 | 9.99 | 9.99 | 9.99 | 9.99 | 9.99 | 9.99 | 9.99 | Y | South | FC
SCEC_1_PDRP108 | SCEC_1_PDRP108 | CAISO System | 0.99 | 0.99 | 0.99 | 0.99 | 0.99 | 0.99 | 0.99 | 0.99 | 0.99 | 0.99 | 0.99 | 0.99 | Y | South | FC
SCEC_1_PDRP109 | SCEC_1_PDRP109 | CAISO System | 0.99 | 0.99 | 0.99 | 0.99 | 0.99 | 0.99 | 0.99 | 0.99 | 0.99 | 0.99 | 0.99 | 0.99 | Y | South | FC
SCEC_1_PDRP11 | SCEC_1_PDRP11 | CAISO System | 0.99 | 0.99 | 0.99 | 0.99 | 0.99 | 0.99 | 0.99 | 0.99 | 0.99 | 0.99 | 0.99 | 0.99 | Y | South | FC
SCEC_1_PDRP110 | SCEC_1_PDRP110 | CAISO System | 9.99 | 9.99 | 9.99 | 9.99 | 9.99 | 9.99 | 9.99 | 9.99 | 9.99 | 9.99 | 9.99 | 9.99 | Y | South | FC
SCEC_1_PDRP111 | SCEC_1_PDRP111 | CAISO System | 0.99 | 0.99 | 0.99 | 0.99 | 0.99 | 0.99 | 0.99 | 0.99 | 0.99 | 0.99 | 0.99 | 0.99 | Y | South | FC
SCEC_1_PDRP113 | SCEC_1_PDRP113 | CAISO System | 0.99 | 0.99 | 0.99 | 0.99 | 0.99 | 0.99 | 0.99 | 0.99 | 0.99 | 0.99 | 0.99 | 0.99 | Y | South | FC
SCEC_1_PDRP114 | SCEC_1_PDRP114 | CAISO System | 0.99 | 0.99 | 0.99 | 0.99 | 0.99 | 0.99 | 0.99 | 0.99 | 0.99 | 0.99 | 0.99 | 0.99 | Y | South | FC
SCEC_1_PDRP115 | SCEC_1_PDRP115 | CAISO System | 0.99 | 0.99 | 0.99 | 0.99 | 0.99 | 0.99 | 0.99 | 0.99 | 0.99 | 0.99 | 0.99 | 0.99 | Y | South | FC
SCEC_1_PDRP116 | SCEC_1_PDRP116 | CAISO System | 9.99 | 9.99 | 9.99 | 9.99 | 9.99 | 9.99 | 9.99 | 9.99 | 9.99 | 9.99 | 9.99 | 9.99 | Y | South | FC
SCEC_1_PDRP117 | SCEC_1_PDRP117 | CAISO System | 9.99 | 9.99 | 9.99 | 9.99 | 9.99 | 9.99 | 9.99 | 9.99 | 9.99 | 9.99 | 9.99 | 9.99 | Y | South | FC
SCEC_1_PDRP118 | SCEC_1_PDRP118 | CAISO System | 0.99 | 0.99 | 0.99 | 0.99 | 0.99 | 0.99 | 0.99 | 0.99 | 0.99 | 0.99 | 0.99 | 0.99 | Y | South | FC
SCEC_1_PDRP119 | SCEC_1_PDRP119 | CAISO System | 0.99 | 0.99 | 0.99 | 0.99 | 0.99 | 0.99 | 0.99 | 0.99 | 0.99 | 0.99 | 0.99 | 0.99 | Y | South | FC
SCEC_1_PDRP12 | SCEC_1_PDRP12 | CAISO System | 0.99 | 0.99 | 0.99 | 0.99 | 0.99 | 0.99 | 0.99 | 0.99 | 0.99 | 0.99 | 0.99 | 0.99 | Y | South | FC
SCEC_1_PDRP120 | SCEC_1_PDRP120 | CAISO System | 9.99 | 9.99 | 9.99 | 9.99 | 9.99 | 9.99 | 9.99 | 9.99 | 9.99 | 9.99 | 9.99 | 9.99 | Y | South | FC
SCEC_1_PDRP121 | SCEC_1_PDRP121 | CAISO System | 0.99 | 0.99 | 0.99 | 0.99 | 0.99 | 0.99 | 0.99 | 0.99 | 0.99 | 0.99 | 0.99 | 0.99 | Y | South | FC
SCEC_1_PDRP122 | SCEC_1_PDRP122 | CAISO System | 0.99 | 0.99 | 0.99 | 0.99 | 0.99 | 0.99 | 0.99 | 0.99 | 0.99 | 0.99 | 0.99 | 0.99 | Y | South | FC
SCEC_1_PDRP123 | MarriottSCEC | CAISO System | 0.23 | 0.23 | 0.23 | 0.23 | 0.23 | 0.23 | 0.23 | 0.23 | 0.23 | 0.23 | 0.23 | 0.23 | Y | South | FC
SCEC_1_PDRP127 | SCEC_1_PDRP127 | CAISO System | 0.99 | 0.99 | 0.99 | 0.99 | 0.99 | 0.99 | 0.99 | 0.99 | 0.99 | 0.99 | 0.99 | 0.99 | Y | South | FC
SCEC_1_PDRP13 | SCEC_1_PDRP13 | CAISO System | 0.99 | 0.99 | 0.99 | 0.99 | 0.99 | 0.99 | 0.99 | 0.99 | 0.99 | 0.99 | 0.99 | 0.99 | Y | South | FC
SCEC_1_PDRP130 | SCEC_1_PDRP130 | CAISO System | 0.99 | 0.99 | 0.99 | 0.99 | 0.99 | 0.99 | 0.99 | 0.99 | 0.99 | 0.99 | 0.99 | 0.99 | Y | South | FC
SCEC_1_PDRP132 | SCEC_1_PDRP132 | CAISO System | 0.99 | 0.99 | 0.99 | 0.99 | 0.99 | 0.99 | 0.99 | 0.99 | 0.99 | 0.99 | 0.99 | 0.99 | Y | South | FC
SCEC_1_PDRP134 | SCEC_1_PDRP134 | CAISO System | 0.99 | 0.99 | 0.99 | 0.99 | 0.99 | 0.99 | 0.99 | 0.99 | 0.99 | 0.99 | 0.99 | 0.99 | Y | South | FC
SCEC_1_PDRP14 | SCEC_1_PDRP14 | CAISO System | 0.99 | 0.99 | 0.99 | 0.99 | 0.99 | 0.99 | 0.99 | 0.99 | 0.99 | 0.99 | 0.99 | 0.99 | Y | South | FC
SCEC_1_PDRP18 | SCEC_1_PDRP18 | CAISO System | 0.99 | 0.99 | 0.99 | 0.99 | 0.99 | 0.99 | 0.99 | 0.99 | 0.99 | 0.99 | 0.99 | 0.99 | Y | South | FC
SCEC_1_PDRP19 | SCEC_1_PDRP19 | CAISO System | 0.99 | 0.99 | 0.99 | 0.99 | 0.99 | 0.99 | 0.99 | 0.99 | 0.99 | 0.99 | 0.99 | 0.99 | Y | South | FC
SCEC_1_PDRP20 | SCEC_1_PDRP20 | CAISO System | 0.99 | 0.99 | 0.99 | 0.99 | 0.99 | 0.99 | 0.99 | 0.99 | 0.99 | 0.99 | 0.99 | 0.99 | Y | South | FC
SCEC_1_PDRP26 | PDR-F SCEC | CAISO System | 2.34 | 2.34 | 2.34 | 2.34 | 2.34 | 2.34 | 2.34 | 2.34 | 2.34 | 2.34 | 2.34 | 2.34 | Y | South | FC
SCEC_1_PDRP27 | PDR-D SCEC LNE1 | CAISO System | 1.7 | 1.9 | 1.9 | 2 | 2 | 2 | 2 | 2 | 2 | 2 | 2 | 2 | Y | South | FC
SCEC_1_PDRP30 | SCEC_1_PDRP30 | CAISO System | 5 | 5 | 5 | 5 | 5 | 5 | 5 | 5 | 5 | 5 | 5 | 5 | Y | South | FC
SCEC_1_PDRP31 | SCEC_1_PDRP31 | CAISO System | 0.55 | 0.61 | 0.69 | 0.97 | 1.47 | 2.91 | 3.89 | 3.96 | 2.62 | 1.65 | 0.89 | 0.68 | Y | South | FC
SCEC_1_PDRP32 | SCEC_1_PDRP32 | CAISO System | 0.66 | 0.74 | 0.82 | 1.17 | 1.77 | 3.48 | 4.66 | 4.75 | 3.14 | 1.98 | 1.08 | 0.82 | Y | South | FC
SCEC_1_PDRP38 | SCEC_1_PDRP38 | CAISO System | 0.5 | 0.5 | 0.5 | 0.5 | 0.5 | 0.5 | 0.5 | 0.5 | 0.5 | 0.5 | 0.5 | 0.5 | Y | South | FC
SCEC_1_PDRP39 | PDR-D SCEC 3 | CAISO System | 0.99 | 0.99 | 0.99 | 0.99 | 0.99 | 0.99 | 0.99 | 0.99 | 0.99 | 0.99 | 0.99 | 0.99 | Y | South | FC
SCEC_1_PDRP41 | PDR-F SCEC 1 | CAISO System | 6.5 | 6.5 | 6.5 | 6.5 | 9.99 | 9.99 | 9.99 | 9.99 | 9.99 | 9.99 | 9.99 | 9.99 | Y | South | FC
SCEC_1_PDRP42 | SCEC_1_PDRP42 | CAISO System | 5 | 5 | 5 | 5 | 5 | 5 | 5 | 5 | 5 | 5 | 5 | 5 | Y | South | FC
SCEC_1_PDRP43 | PDR-F SCEC NEI1 | CAISO System | 0.8 | 0.8 | 0.8 | 0.8 | 5 | 5 | 5 | 5 | 5 | 5 | 5 | 5 | Y | South | FC
SCEC_1_PDRP44 | PDR-F SCEC SEL1 | CAISO System | 1.6 | 1.6 | 1.6 | 1.6 | 1.6 | 2.4 | 5 | 5 | 5 | 5 | 5 | 5 | Y | South | FC
SCEC_1_PDRP45 | PDR-F SCEC SEES | CAISO System | 0.8 | 0.8 | 0.8 | 0.8 | 0.8 | 0.8 | 2.5 | 2.5 | 2.5 | 2.5 | 2.5 | 2.5 | Y | South | FC
SCEC_1_PDRP46 | PDR-F SCEC PIPO | CAISO System | 1.3 | 1.3 | 1.3 | 1.3 | 1.3 | 2.3 | 4.76 | 4.76 | 4.76 | 4.76 | 4.76 | 4.76 | Y | South | FC
SCEC_1_PDRP47 | PDR-F SCEC LCRLL | CAISO System | 0.1 | 0.1 | 0.1 | 0.1 | 3.68 | 3.68 | 3.68 | 3.68 | 3.68 | 3.68 | 3.68 | 3.68 | Y | South | FC
SCEC_1_PDRP48 | SCEC_1_PDRP48 | CAISO System | 0.99 | 0.99 | 0.99 | 0.99 | 0.99 | 0.99 | 0.99 | 0.99 | 0.99 | 0.99 | 0.99 | 0.99 | Y | South | FC
SCEC_1_PDRP49 | SCEC_1_PDRP49 | CAISO System | 0.99 | 0.99 | 0.99 | 0.99 | 0.99 | 0.99 | 0.99 | 0.99 | 0.99 | 0.99 | 0.99 | 0.99 | Y | South | FC
SCEC_1_PDRP50 | SCEC_1_PDRP50 | CAISO System | 0.99 | 0.99 | 0.99 | 0.99 | 0.99 | 0.99 | 0.99 | 0.99 | 0.99 | 0.99 | 0.99 | 0.99 | Y | South | FC
SCEC_1_PDRP51 | SCEC_1_PDRP51 | CAISO System | 0.99 | 0.99 | 0.99 | 0.99 | 0.99 | 0.99 | 0.99 | 0.99 | 0.99 | 0.99 | 0.99 | 0.99 | Y | South | FC
SCEC_1_PDRP52 | SCEC_1_PDRP52 | CAISO System | 0.99 | 0.99 | 0.99 | 0.99 | 0.99 | 0.99 | 0.99 | 0.99 | 0.99 | 0.99 | 0.99 | 0.99 | Y | South | FC
SCEC_1_PDRP53 | SCEC_1_PDRP53 | CAISO System | 0.99 | 0.99 | 0.99 | 0.99 | 0.99 | 0.99 | 0.99 | 0.99 | 0.99 | 0.99 | 0.99 | 0.99 | Y | South | FC
SCEC_1_PDRP54 | SCEC_1_PDRP54 | CAISO System | 0.99 | 0.99 | 0.99 | 0.99 | 0.99 | 0.99 | 0.99 | 0.99 | 0.99 | 0.99 | 0.99 | 0.99 | Y | South | FC
SCEC_1_PDRP55 | SCEC_1_PDRP55 | CAISO System | 0.99 | 0.99 | 0.99 | 0.99 | 0.99 | 0.99 | 0.99 | 0.99 | 0.99 | 0.99 | 0.99 | 0.99 | Y | South | FC
SCEC_1_PDRP56 | SCEC_1_PDRP56 | CAISO System | 4 | 4 | 4 | 4 | 4 | 4 | 4 | 4 | 4 | 4 | 4 | 4 | Y | South | FC
SCEC_1_PDRP57 | PDR-H SCEC | CAISO System | 0.3 | 0.5 | 0.5 | 0.5 | 0.5 | 0.5 | 0.5 | 0.5 | 0.5 | 0.5 | 0.5 | 0.5 | Y | South | FC
SCEC_1_PDRP59 | PDR-F SCEC SAJP | CAISO System | 4 | 4 | 4 | 4 | 4 | 4 | 4 | 4 | 4 | 4 | 4 | 4 | Y | South | FC
SCEC_1_PDRP61 | SCEC_1_PDRP61 | CAISO System | 0.99 | 0.99 | 0.99 | 0.99 | 0.99 | 0.99 | 0.99 | 0.99 | 0.99 | 0.99 | 0.99 | 0.99 | Y | South | FC
SCEC_1_PDRP62 | SCEC_1_PDRP62 | CAISO System | 0.99 | 0.99 | 0.99 | 0.99 | 0.99 | 0.99 | 0.99 | 0.99 | 0.99 | 0.99 | 0.99 | 0.99 | Y | South | FC
SCEC_1_PDRP63 | SCEC_1_PDRP63 | CAISO System | 0.99 | 0.99 | 0.99 | 0.99 | 0.99 | 0.99 | 0.99 | 0.99 | 0.99 | 0.99 | 0.99 | 0.99 | Y | South | FC
SCEC_1_PDRP64 | SCEC_1_PDRP64 | CAISO System | 0.99 | 0.99 | 0.99 | 0.99 | 0.99 | 0.99 | 0.99 | 0.99 | 0.99 | 0.99 | 0.99 | 0.99 | Y | South | FC
SCEC_1_PDRP65 | SCEC_1_PDRP65 | CAISO System | 0.99 | 0.99 | 0.99 | 0.99 | 0.99 | 0.99 | 0.99 | 0.99 | 0.99 | 0.99 | 0.99 | 0.99 | Y | South | FC
SCEC_1_PDRP66 | SCEC_1_PDRP66 | CAISO System | 0.99 | 0.99 | 0.99 | 0.99 | 0.99 | 0.99 | 0.99 | 0.99 | 0.99 | 0.99 | 0.99 | 0.99 | Y | South | FC
SCEC_1_PDRP67 | SCEC_1_PDRP67 | CAISO System | 0.99 | 0.99 | 0.99 | 0.99 | 0.99 | 0.99 | 0.99 | 0.99 | 0.99 | 0.99 | 0.99 | 0.99 | Y | South | FC
SCEC_1_PDRP68 | SCEC_1_PDRP68 | CAISO System | 0.99 | 0.99 | 0.99 | 0.99 | 0.99 | 0.99 | 0.99 | 0.99 | 0.99 | 0.99 | 0.99 | 0.99 | Y | South | FC
SCEC_1_PDRP69 | SCEC_1_PDRP69 | CAISO System | 0.99 | 0.99 | 0.99 | 0.99 | 0.99 | 0.99 | 0.99 | 0.99 | 0.99 | 0.99 | 0.99 | 0.99 | Y | South | FC
SCEC_1_PDRP70 | SCEC_1_PDRP70 | CAISO System | 0.99 | 0.99 | 0.99 | 0.99 | 0.99 | 0.99 | 0.99 | 0.99 | 0.99 | 0.99 | 0.99 | 0.99 | Y | South | FC
SCEC_1_PDRP71 | SCEC_1_PDRP71 | CAISO System | 0.99 | 0.99 | 0.99 | 0.99 | 0.99 | 0.99 | 0.99 | 0.99 | 0.99 | 0.99 | 0.99 | 0.99 | Y | South | FC
SCEC_1_PDRP72 | SCEC_1_PDRP72 | CAISO System | 0.99 | 0.99 | 0.99 | 0.99 | 0.99 | 0.99 | 0.99 | 0.99 | 0.99 | 0.99 | 0.99 | 0.99 | Y | South | FC
SCEC_1_PDRP73 | SCEC_1_PDRP73 | CAISO System | 0.99 | 0.99 | 0.99 | 0.99 | 0.99 | 0.99 | 0.99 | 0.99 | 0.99 | 0.99 | 0.99 | 0.99 | Y | South | FC
SCEC_1_PDRP74 | SCEC_1_PDRP74 | CAISO System | 0.99 | 0.99 | 0.99 | 0.99 | 0.99 | 0.99 | 0.99 | 0.99 | 0.99 | 0.99 | 0.99 | 0.99 | Y | South | FC
SCEC_1_PDRP75 | SCEC_1_PDRP75 | CAISO System | 0.99 | 0.99 | 0.99 | 0.99 | 0.99 | 0.99 | 0.99 | 0.99 | 0.99 | 0.99 | 0.99 | 0.99 | Y | South | FC
SCEC_1_PDRP76 | SCEC_1_PDRP76 | CAISO System | 0.99 | 0.99 | 0.99 | 0.99 | 0.99 | 0.99 | 0.99 | 0.99 | 0.99 | 0.99 | 0.99 | 0.99 | Y | South | FC
SCEC_1_PDRP77 | SCEC_1_PDRP77 | CAISO System | 0.99 | 0.99 | 0.99 | 0.99 | 0.99 | 0.99 | 0.99 | 0.99 | 0.99 | 0.99 | 0.99 | 0.99 | Y | South | FC
SCEC_1_PDRP78 | SCEC_1_PDRP78 | CAISO System | 0.99 | 0.99 | 0.99 | 0.99 | 0.99 | 0.99 | 0.99 | 0.99 | 0.99 | 0.99 | 0.99 | 0.99 | Y | South | FC
SCEC_1_PDRP79 | SCEC_1_PDRP79 | CAISO System | 0.99 | 0.99 | 0.99 | 0.99 | 0.99 | 0.99 | 0.99 | 0.99 | 0.99 | 0.99 | 0.99 | 0.99 | Y | South | FC
SCEC_1_PDRP80 | SCEC_1_PDRP80 | CAISO System | 0.99 | 0.99 | 0.99 | 0.99 | 0.99 | 0.99 | 0.99 | 0.99 | 0.99 | 0.99 | 0.99 | 0.99 | Y | South | FC
SCEC_1_PDRP81 | SCEC_1_PDRP81 | CAISO System | 0.99 | 0.99 | 0.99 | 0.99 | 0.99 | 0.99 | 0.99 | 0.99 | 0.99 | 0.99 | 0.99 | 0.99 | Y | South | FC
SCEC_1_PDRP82 | SCEC_1_PDRP82 | CAISO System | 0.99 | 0.99 | 0.99 | 0.99 | 0.99 | 0.99 | 0.99 | 0.99 | 0.99 | 0.99 | 0.99 | 0.99 | Y | South | FC
SCEC_1_PDRP83 | SCEC_1_PDRP83 | CAISO System | 0.99 | 0.99 | 0.99 | 0.99 | 0.99 | 0.99 | 0.99 | 0.99 | 0.99 | 0.99 | 0.99 | 0.99 | Y | South | FC
SCEC_1_PDRP84 | SCEC_1_PDRP84 | CAISO System | 0.99 | 0.99 | 0.99 | 0.99 | 0.99 | 0.99 | 0.99 | 0.99 | 0.99 | 0.99 | 0.99 | 0.99 | Y | South | FC
SCEC_1_PDRP85 | SCEC_1_PDRP85 | CAISO System | 0.99 | 0.99 | 0.99 | 0.99 | 0.99 | 0.99 | 0.99 | 0.99 | 0.99 | 0.99 | 0.99 | 0.99 | Y | South | FC
SCEC_1_PDRP86 | SCEC_1_PDRP86 | CAISO System | 0.99 | 0.99 | 0.99 | 0.99 | 0.99 | 0.99 | 0.99 | 0.99 | 0.99 | 0.99 | 0.99 | 0.99 | Y | South | FC
SCEC_1_PDRP87 | SCEC_1_PDRP87 | CAISO System | 0.99 | 0.99 | 0.99 | 0.99 | 0.99 | 0.99 | 0.99 | 0.99 | 0.99 | 0.99 | 0.99 | 0.99 | Y | South | FC
SCEC_1_PDRP88 | SCEC_1_PDRP88 | CAISO System | 0.99 | 0.99 | 0.99 | 0.99 | 0.99 | 0.99 | 0.99 | 0.99 | 0.99 | 0.99 | 0.99 | 0.99 | Y | South | FC
SCEC_1_PDRP89 | SCEC_1_PDRP89 | CAISO System | 0.99 | 0.99 | 0.99 | 0.99 | 0.99 | 0.99 | 0.99 | 0.99 | 0.99 | 0.99 | 0.99 | 0.99 | Y | South | FC
SCEC_1_PDRP90 | SCEC_1_PDRP90 | CAISO System | 0.99 | 0.99 | 0.99 | 0.99 | 0.99 | 0.99 | 0.99 | 0.99 | 0.99 | 0.99 | 0.99 | 0.99 | Y | South | FC
SCEC_1_PDRP91 | SCEC_1_PDRP91 | CAISO System | 0.99 | 0.99 | 0.99 | 0.99 | 0.99 | 0.99 | 0.99 | 0.99 | 0.99 | 0.99 | 0.99 | 0.99 | Y | South | FC
SCEC_1_PDRP92 | SCEC_1_PDRP92 | CAISO System | 0.99 | 0.99 | 0.99 | 0.99 | 0.99 | 0.99 | 0.99 | 0.99 | 0.99 | 0.99 | 0.99 | 0.99 | Y | South | FC
SCEC_1_PDRP93 | SCEC_1_PDRP93 | CAISO System | 0.99 | 0.99 | 0.99 | 0.99 | 0.99 | 0.99 | 0.99 | 0.99 | 0.99 | 0.99 | 0.99 | 0.99 | Y | South | FC
SCEC_1_PDRP94 | SCEC_1_PDRP94 | CAISO System | 0.99 | 0.99 | 0.99 | 0.99 | 0.99 | 0.99 | 0.99 | 0.99 | 0.99 | 0.99 | 0.99 | 0.99 | Y | South | FC
SCEC_1_PDRP95 | SCEC_1_PDRP95 | CAISO System | 0.99 | 0.99 | 0.99 | 0.99 | 0.99 | 0.99 | 0.99 | 0.99 | 0.99 | 0.99 | 0.99 | 0.99 | Y | South | FC
SCEC_1_PDRP96 | SCEC_1_PDRP96 | CAISO System | 0.99 | 0.99 | 0.99 | 0.99 | 0.99 | 0.99 | 0.99 | 0.99 | 0.99 | 0.99 | 0.99 | 0.99 | Y | South | FC
SCEC_1_PDRP97 | SCEC_1_PDRP97 | CAISO System | 0.99 | 0.99 | 0.99 | 0.99 | 0.99 | 0.99 | 0.99 | 0.99 | 0.99 | 0.99 | 0.99 | 0.99 | Y | South | FC
SCEC_1_PDRP98 | SCEC_1_PDRP98 | CAISO System | 0.99 | 0.99 | 0.99 | 0.99 | 0.99 | 0.99 | 0.99 | 0.99 | 0.99 | 0.99 | 0.99 | 0.99 | Y | South | FC
SCEC_1_PDRP99 | SCEC_1_PDRP99 | CAISO System | 0.99 | 0.99 | 0.99 | 0.99 | 0.99 | 0.99 | 0.99 | 0.99 | 0.99 | 0.99 | 0.99 | 0.99 | Y | South | FC
SCEN_6_PDRP01 | SCEN_6_PDRP01 | CAISO System | 0.24 | 0.26 | 0.28 | 0.53 | 0.7 | 1.1 | 1.43 | 1.48 | 1.02 | 0.73 | 0.45 | 0.24 | Y | South | FC
SCEN_6_PDRP02 | SCEN_6_PDRP02 | CAISO System | 0.99 | 0.99 | 0.99 | 0.99 | 0.99 | 0.99 | 0.99 | 0.99 | 0.99 | 0.99 | 0.99 | 0.99 | Y | South | FC
SCEN_6_PDRP03 | SCEN_6_PDRP03 | CAISO System | 0.99 | 0.99 | 0.99 | 0.99 | 0.99 | 0.99 | 0.99 | 0.99 | 0.99 | 0.99 | 0.99 | 0.99 | Y | South | FC
SCEN_6_PDRP06 | SCEN_6_PDRP06 | CAISO System | 0.99 | 0.99 | 0.99 | 0.99 | 0.99 | 0.99 | 0.99 | 0.99 | 0.99 | 0.99 | 0.99 | 0.99 | Y | South | FC
SCEN_6_PDRP07 | SCEN_6_PDRP07 | CAISO System | 0.99 | 0.99 | 0.99 | 0.99 | 0.99 | 0.99 | 0.99 | 0.99 | 0.99 | 0.99 | 0.99 | 0.99 | Y | South | FC
SCEN_6_PDRP08 | SCEN_6_PDRP08 | CAISO System | 0.99 | 0.99 | 0.99 | 0.99 | 0.99 | 0.99 | 0.99 | 0.99 | 0.99 | 0.99 | 0.99 | 0.99 | Y | South | FC
SCEN_6_PDRP09 | SCEN_6_PDRP09 | CAISO System | 0.99 | 0.99 | 0.99 | 0.99 | 0.99 | 0.99 | 0.99 | 0.99 | 0.99 | 0.99 | 0.99 | 0.99 | Y | South | FC
SCEN_6_PDRP11 | SCEN_6_PDRP11 | CAISO System | 0.99 | 0.99 | 0.99 | 0.99 | 0.99 | 0.99 | 0.99 | 0.99 | 0.99 | 0.99 | 0.99 | 0.99 | Y | South | FC
SCEN_6_PDRP14 | SCEN_6_PDRP14 | CAISO System | 0.99 | 0.99 | 0.99 | 0.99 | 0.99 | 0.99 | 0.99 | 0.99 | 0.99 | 0.99 | 0.99 | 0.99 | Y | South | FC
SCEN_6_PDRP15 | SCEN_6_PDRP15 | CAISO System | 0.99 | 0.99 | 0.99 | 0.99 | 0.99 | 0.99 | 0.99 | 0.99 | 0.99 | 0.99 | 0.99 | 0.99 | Y | South | FC
SCEN_6_PDRP18 | PDR-D SCEN LLAN | CAISO System | 0.7 | 0.7 | 0.7 | 0.7 | 0.7 | 0.7 | 0.7 | 0.7 | 0.7 | 0.7 | 0.7 | 0.7 | Y | South | FC
SCEN_6_PDRP19 | PDR-D SCEN LCRLL | CAISO System | 0.6 | 0.6 | 0.6 | 0.6 | 0.6 | 0.6 | 0.6 | 0.6 | 0.6 | 0.6 | 0.6 | 0.6 | Y | South | FC
SCEN_6_PDRP20 | PDRP-D SCEN EPA | CAISO System | 0.7 | 0.7 | 0.7 | 0.7 | 0.7 | 0.7 | 0.7 | 0.7 | 0.7 | 0.7 | 0.7 | 0.7 | Y | South | FC
SCEN_6_PDRP21 | PDR-F SCEN 1 | CAISO System | 0.5 | 0.5 | 0.5 | 0.5 | 0.5 | 0.6 | 0.75 | 1.1 | 1.1 | 1.1 | 1.1 | 1.1 | Y | South | FC
SCEN_6_PDRP22 | PDR-F SCEN NEI1 | CAISO System | 0.2 | 0.2 | 0.2 | 0.2 | 0.2 | 0.3 | 1.5 | 1.5 | 1.5 | 1.5 | 1.5 | 1.5 | Y | South | FC
SCEN_6_PDRP23 | PDR-F SCEN SEL1 | CAISO System | 0.5 | 0.5 | 0.5 | 0.5 | 3.5 | 3.5 | 3.5 | 3.5 | 3.5 | 3.5 | 3.5 | 3.5 | Y | South | FC
SCEN_6_PDRP24 | PDR-F SCEN PIPO | CAISO System | 0.4 | 0.4 | 0.4 | 0.4 | 0.4 | 1 | 1.2 | 1.2 | 1.2 | 1.2 | 1.2 | 1.2 | Y | South | FC
SCEN_6_PDRP25 | PDR-F SCEN SEES | CAISO System | 0.35 | 0.35 | 0.35 | 0.35 | 0.35 | 0.35 | 0.42 | 0.42 | 0.42 | 0.42 | 0.42 | 0.42 | Y | South | FC
SCEN_6_PDRP26 | PDR-F SCEN CRLL | CAISO System | 0.6 | 0.6 | 0.6 | 0.6 | 0.6 | 0.6 | 0.72 | 0.72 | 0.72 | 0.72 | 0.72 | 0.72 | Y | South | FC
SCEN_6_PDRP27 | SCEN_6_PDRP27 | CAISO System | 0.25 | 0.26 | 0.28 | 0.53 | 0.69 | 1.11 | 1.43 | 1.47 | 1.02 | 0.73 | 0.45 | 0.25 | Y | South | FC
SCEN_6_PDRP29 | SCEN_6_PDRP29 | CAISO System | 0.99 | 0.99 | 0.99 | 0.99 | 0.99 | 0.99 | 0.99 | 0.99 | 0.99 | 0.99 | 0.99 | 0.99 | Y | South | FC
SCEN_6_PDRP30 | SCEN_6_PDRP30 | CAISO System | 0.99 | 0.99 | 0.99 | 0.99 | 0.99 | 0.99 | 0.99 | 0.99 | 0.99 | 0.99 | 0.99 | 0.99 | Y | South | FC
SCEN_6_PDRP31 | SCEN_6_PDRP03 | CAISO System | 0.99 | 0.99 | 0.99 | 0.99 | 0.99 | 0.99 | 0.99 | 0.99 | 0.99 | 0.99 | 0.99 | 0.99 | Y | South | FC
SCEN_6_PDRP32 | SCEN_6_PDRP32 | CAISO System | 0.99 | 0.99 | 0.99 | 0.99 | 0.99 | 0.99 | 0.99 | 0.99 | 0.99 | 0.99 | 0.99 | 0.99 | Y | South | FC
SCEN_6_PDRP33 | SCEN_6_PDRP33 | CAISO System | 0.99 | 0.99 | 0.99 | 0.99 | 0.99 | 0.99 | 0.99 | 0.99 | 0.99 | 0.99 | 0.99 | 0.99 | Y | South | FC
SCEN_6_PDRP34 | SCEN_6_PDRP34 | CAISO System | 0.99 | 0.99 | 0.99 | 0.99 | 0.99 | 0.99 | 0.99 | 0.99 | 0.99 | 0.99 | 0.99 | 0.99 | Y | South | FC
SCEN_6_PDRP35 | SCEN_6_PDRP35 | CAISO System | 0.99 | 0.99 | 0.99 | 0.99 | 0.99 | 0.99 | 0.99 | 0.99 | 0.99 | 0.99 | 0.99 | 0.99 | Y | South | FC
SCEN_6_PDRP36 | SCEN_6_PDRP36 | CAISO System | 0.99 | 0.99 | 0.99 | 0.99 | 0.99 | 0.99 | 0.99 | 0.99 | 0.99 | 0.99 | 0.99 | 0.99 | Y | South | FC
SCEN_6_PDRP37 | SCEN_6_PDRP37 | CAISO System | 0.99 | 0.99 | 0.99 | 0.99 | 0.99 | 0.99 | 0.99 | 0.99 | 0.99 | 0.99 | 0.99 | 0.99 | Y | South | FC
SCEN_6_PDRP38 | SCEN_6_PDRP38 | CAISO System | 0.99 | 0.99 | 0.99 | 0.99 | 0.99 | 0.99 | 0.99 | 0.99 | 0.99 | 0.99 | 0.99 | 0.99 | Y | South | FC
SCEN_6_PDRP39 | SCEN_6_PDRP39 | CAISO System | 0.99 | 0.99 | 0.99 | 0.99 | 0.99 | 0.99 | 0.99 | 0.99 | 0.99 | 0.99 | 0.99 | 0.99 | Y | South | FC
SCEN_6_PDRP40 | SCEN_6_PDRP40 | CAISO System | 0.99 | 0.99 | 0.99 | 0.99 | 0.99 | 0.99 | 0.99 | 0.99 | 0.99 | 0.99 | 0.99 | 0.99 | Y | South | FC
SCEN_6_PDRP41 | SCEN_6_PDRP41 | CAISO System | 0.99 | 0.99 | 0.99 | 0.99 | 0.99 | 0.99 | 0.99 | 0.99 | 0.99 | 0.99 | 0.99 | 0.99 | Y | South | FC
SCEN_6_PDRP42 | SCEN_6_PDRP42 | CAISO System | 0.99 | 0.99 | 0.99 | 0.99 | 0.99 | 0.99 | 0.99 | 0.99 | 0.99 | 0.99 | 0.99 | 0.99 | Y | South | FC
SCEN_6_PDRP43 | SCEN_6_PDRP43 | CAISO System | 0.99 | 0.99 | 0.99 | 0.99 | 0.99 | 0.99 | 0.99 | 0.99 | 0.99 | 0.99 | 0.99 | 0.99 | Y | South | FC
SCEN_6_PDRP44 | SCEN_6_PDRP44 | CAISO System | 0.99 | 0.99 | 0.99 | 0.99 | 0.99 | 0.99 | 0.99 | 0.99 | 0.99 | 0.99 | 0.99 | 0.99 | Y | South | FC
SCEN_6_PDRP45 | SCEN_6_PDRP45 | CAISO System | 0.99 | 0.99 | 0.99 | 0.99 | 0.99 | 0.99 | 0.99 | 0.99 | 0.99 | 0.99 | 0.99 | 0.99 | Y | South | FC
SCEN_6_PDRP46 | SCEN_6_PDRP46 | CAISO System | 0.99 | 0.99 | 0.99 | 0.99 | 0.99 | 0.99 | 0.99 | 0.99 | 0.99 | 0.99 | 0.99 | 0.99 | Y | South | FC
SCEN_6_PDRP47 | SCEN_6_PDRP47 | CAISO System | 0.99 | 0.99 | 0.99 | 0.99 | 0.99 | 0.99 | 0.99 | 0.99 | 0.99 | 0.99 | 0.99 | 0.99 | Y | South | FC
SCEN_6_PDRP48 | SCEN_6_PDRP48 | CAISO System | 0.99 | 0.99 | 0.99 | 0.99 | 0.99 | 0.99 | 0.99 | 0.99 | 0.99 | 0.99 | 0.99 | 0.99 | Y | South | FC
SCEN_6_PDRP49 | SCEN_6_PDRP49 | CAISO System | 0.99 | 0.99 | 0.99 | 0.99 | 0.99 | 0.99 | 0.99 | 0.99 | 0.99 | 0.99 | 0.99 | 0.99 | Y | South | FC
SCEN_6_PDRP50 | SCEN_6_PDRP50 | CAISO System | 0.99 | 0.99 | 0.99 | 0.99 | 0.99 | 0.99 | 0.99 | 0.99 | 0.99 | 0.99 | 0.99 | 0.99 | Y | South | FC
SCEN_6_PDRP51 | SCEN_6_PDRP51 | CAISO System | 0.99 | 0.99 | 0.99 | 0.99 | 0.99 | 0.99 | 0.99 | 0.99 | 0.99 | 0.99 | 0.99 | 0.99 | Y | South | FC
SCEN_6_PDRP52 | SCEN_6_PDRP52 | CAISO System | 0.99 | 0.99 | 0.99 | 0.99 | 0.99 | 0.99 | 0.99 | 0.99 | 0.99 | 0.99 | 0.99 | 0.99 | Y | South | FC
SCEN_6_PDRP53 | SCEN_6_PDRP53 | CAISO System | 0.99 | 0.99 | 0.99 | 0.99 | 0.99 | 0.99 | 0.99 | 0.99 | 0.99 | 0.99 | 0.99 | 0.99 | Y | South | FC
SCEN_6_PDRP54 | SCEN_6_PDRP54 | CAISO System | 0.99 | 0.99 | 0.99 | 0.99 | 0.99 | 0.99 | 0.99 | 0.99 | 0.99 | 0.99 | 0.99 | 0.99 | Y | South | FC
SCEN_6_PDRP55 | SCEN_6_PDRP55 | CAISO System | 0.99 | 0.99 | 0.99 | 0.99 | 0.99 | 0.99 | 0.99 | 0.99 | 0.99 | 0.99 | 0.99 | 0.99 | Y | South | FC
SCEN_6_PDRP56 | SCEN_6_PDRP56 | CAISO System | 0.99 | 0.99 | 0.99 | 0.99 | 0.99 | 0.99 | 0.99 | 0.99 | 0.99 | 0.99 | 0.99 | 0.99 | Y | South | FC
SCEN_6_PDRP58 | SCEN_6_PDRP58 | CAISO System | 0.99 | 0.99 | 0.99 | 0.99 | 0.99 | 0.99 | 0.99 | 0.99 | 0.99 | 0.99 | 0.99 | 0.99 | Y | South | FC
SCEN_6_PDRP59 | SCEN_6_PDRP59 | CAISO System | 0.99 | 0.99 | 0.99 | 0.99 | 0.99 | 0.99 | 0.99 | 0.99 | 0.99 | 0.99 | 0.99 | 0.99 | Y | South | FC
SCEN_6_PDRP60 | SCEN_6_PDRP60 | CAISO System | 0.99 | 0.99 | 0.99 | 0.99 | 0.99 | 0.99 | 0.99 | 0.99 | 0.99 | 0.99 | 0.99 | 0.99 | Y | South | FC
SCEN_6_PDRP61 | SCEN_6_PDRP61 | CAISO System | 0.99 | 0.99 | 0.99 | 0.99 | 0.99 | 0.99 | 0.99 | 0.99 | 0.99 | 0.99 | 0.99 | 0.99 | Y | South | FC
SCEN_6_PDRP62 | SCEN_6_PDRP62 | CAISO System | 9.99 | 9.99 | 9.99 | 9.99 | 9.99 | 9.99 | 9.99 | 9.99 | 9.99 | 9.99 | 9.99 | 9.99 | Y | South | FC
SCEN_6_PDRP63 | SCEN_6_PDRP63 | CAISO System | 9.99 | 9.99 | 9.99 | 9.99 | 9.99 | 9.99 | 9.99 | 9.99 | 9.99 | 9.99 | 9.99 | 9.99 | Y | South | FC
SCEW_2_PDRP100 | SCEW_2_PDRP100 | CAISO System | 0.99 | 0.99 | 0.99 | 0.99 | 0.99 | 0.99 | 0.99 | 0.99 | 0.99 | 0.99 | 0.99 | 0.99 | Y | South | FC
SCEW_2_PDRP101 | SCEW_2_PDRP101 | CAISO System | 0.99 | 0.99 | 0.99 | 0.99 | 0.99 | 0.99 | 0.99 | 0.99 | 0.99 | 0.99 | 0.99 | 0.99 | Y | South | FC
SCEW_2_PDRP102 | SCEW_2_PDRP102 | CAISO System | 0.99 | 0.99 | 0.99 | 0.99 | 0.99 | 0.99 | 0.99 | 0.99 | 0.99 | 0.99 | 0.99 | 0.99 | Y | South | FC
SCEW_2_PDRP103 | SCEW_2_PDRP103 | CAISO System | 0.99 | 0.99 | 0.99 | 0.99 | 0.99 | 0.99 | 0.99 | 0.99 | 0.99 | 0.99 | 0.99 | 0.99 | Y | South | FC
SCEW_2_PDRP104 | SCEW_2_PDRP104 | CAISO System | 0.99 | 0.99 | 0.99 | 0.99 | 0.99 | 0.99 | 0.99 | 0.99 | 0.99 | 0.99 | 0.99 | 0.99 | Y | South | FC
SCEW_2_PDRP105 | SCEW_2_PDRP105 | CAISO System | 0.99 | 0.99 | 0.99 | 0.99 | 0.99 | 0.99 | 0.99 | 0.99 | 0.99 | 0.99 | 0.99 | 0.99 | Y | South | FC
SCEW_2_PDRP106 | SCEW_2_PDRP106 | CAISO System | 0.99 | 0.99 | 0.99 | 0.99 | 0.99 | 0.99 | 0.99 | 0.99 | 0.99 | 0.99 | 0.99 | 0.99 | Y | South | FC
SCEW_2_PDRP107 | SCEW_2_PDRP107 | CAISO System | 0.99 | 0.99 | 0.99 | 0.99 | 0.99 | 0.99 | 0.99 | 0.99 | 0.99 | 0.99 | 0.99 | 0.99 | Y | South | FC
SCEW_2_PDRP108 | SCEW_2_PDRP108 | CAISO System | 9.99 | 9.99 | 9.99 | 9.99 | 9.99 | 9.99 | 9.99 | 9.99 | 9.99 | 9.99 | 9.99 | 9.99 | Y | South | FC
SCEW_2_PDRP109 | SCEW_2_PDRP109 | CAISO System | 0.99 | 0.99 | 0.99 | 0.99 | 0.99 | 0.99 | 0.99 | 0.99 | 0.99 | 0.99 | 0.99 | 0.99 | Y | South | FC
SCEW_2_PDRP110 | SCEW_2_PDRP110 | CAISO System | 0.99 | 0.99 | 0.99 | 0.99 | 0.99 | 0.99 | 0.99 | 0.99 | 0.99 | 0.99 | 0.99 | 0.99 | Y | South | FC
SCEW_2_PDRP111 | SCEW_2_PDRP111 | CAISO System | 0.99 | 0.99 | 0.99 | 0.99 | 0.99 | 0.99 | 0.99 | 0.99 | 0.99 | 0.99 | 0.99 | 0.99 | Y | South | FC
SCEW_2_PDRP112 | SCEW_2_PDRP112 | CAISO System | 0.99 | 0.99 | 0.99 | 0.99 | 0.99 | 0.99 | 0.99 | 0.99 | 0.99 | 0.99 | 0.99 | 0.99 | Y | South | FC
SCEW_2_PDRP113 | MarriottSCEW | CAISO System | 0.45 | 0.45 | 0.45 | 0.45 | 0.45 | 0.45 | 0.45 | 0.45 | 0.45 | 0.45 | 0.45 | 0.45 | Y | South | FC
SCEW_2_PDRP117 | SCEW_2_PDRP117 | CAISO System | 0.99 | 0.99 | 0.99 | 0.99 | 0.99 | 0.99 | 0.99 | 0.99 | 0.99 | 0.99 | 0.99 | 0.99 | Y | South | FC
SCEW_2_PDRP15 | PDR-F SCEW | CAISO System | 1.4 | 1.4 | 1.4 | 1.4 | 1.4 | 1.4 | 1.4 | 1.4 | 1.4 | 1.4 | 1.4 | 1.4 | Y | South | FC
SCEW_2_PDRP17 | PDR-E SCEW | CAISO System | 0.99 | 0.99 | 0.99 | 0.99 | 0.99 | 0.99 | 0.99 | 0.99 | 0.99 | 0.99 | 0.99 | 0.99 | Y | South | FC
SCEW_2_PDRP19 | SCEW_2_PDRP19 | CAISO System | 1.1 | 1.05 | 1.05 | 1.24 | 1.23 | 2.22 | 3.15 | 3.33 | 1.99 | 1.37 | 1.04 | 0.85 | Y | South | FC
SCEW_2_PDRP20 | SCEW_2_PDRP20 | CAISO System | 5 | 5 | 5 | 5 | 5 | 5 | 5 | 5 | 5 | 5 | 5 | 5 | Y | South | FC
SCEW_2_PDRP24 | PDR-D SCEW | CAISO System | 1.4 | 1.4 | 1.4 | 1.4 | 1.4 | 1.4 | 1.4 | 1.4 | 1.4 | 1.4 | 1.4 | 1.4 | Y | South | FC
SCEW_2_PDRP27 | PDR-F SCEW 1 | CAISO System | 2.8 | 2.8 | 2.8 | 2.8 | 4.5 | 4.5 | 4.5 | 4.5 | 4.5 | 4.5 | 4.5 | 4.5 | Y | South | FC
SCEW_2_PDRP28 | PDR-F SCEW NEI1 | CAISO System | 0.8 | 0.8 | 0.8 | 0.8 | 0.8 | 0.9 | 2 | 2 | 2 | 2 | 2 | 2 | Y | South | FC
SCEW_2_PDRP29 | PDR-F SCEW SEL1 | CAISO System | 1.2 | 1.2 | 1.2 | 1.2 | 1.2 | 1.3 | 2 | 2 | 2 | 2 | 2 | 2 | Y | South | FC
SCEW_2_PDRP30 | PDR-F SCEW SEES | CAISO System | 0.24 | 0.24 | 0.24 | 0.24 | 0.24 | 0.24 | 0.24 | 0.24 | 0.24 | 0.24 | 0.24 | 0.24 | Y | South | FC
SCEW_2_PDRP31 | PDR-F SCEW PIPO | CAISO System | 1.7 | 1.7 | 1.7 | 1.7 | 1.7 | 1.7 | 2 | 2 | 2.6 | 2.6 | 2.6 | 2.6 | Y | South | FC
SCEW_2_PDRP32 | PDR-F SCEW SEES 1 | CAISO System | 0.1 | 0.1 | 0.1 | 0.1 | 0.1 | 0.1 | 0.1 | 0.1 | 0.1 | 0.1 | 0.1 | 0.1 | Y | South | FC
SCEW_2_PDRP33 | PDR-F SCEW CRLL | CAISO System | 1.1 | 1.1 | 1.1 | 1.1 | 1.1 | 1.1 | 2 | 2 | 2 | 2 | 2 | 2 | Y | South | FC
SCEW_2_PDRP34 | PDR-E SCEW 2 | CAISO System | 0.5 | 0.5 | 0.5 | 0.5 | 0.5 | 0.5 | 0.5 | 0.5 | 0.5 | 0.5 | 0.5 | 0.5 | Y | South | FC
SCEW_2_PDRP37 | SCEW_2_PDRP37 | CAISO System | 0.99 | 0.99 | 0.99 | 0.99 | 0.99 | 0.99 | 0.99 | 0.99 | 0.99 | 0.99 | 0.99 | 0.99 | Y | South | FC
SCEW_2_PDRP38 | SCEW_2_PDRP38 | CAISO System | 6 | 6 | 6 | 6 | 6 | 6 | 6 | 6 | 6 | 6 | 6 | 6 | Y | South | FC
SCEW_2_PDRP39 | SCEW_2_PDRP39 | CAISO System | 5 | 5 | 5 | 5 | 5 | 5 | 5 | 5 | 5 | 5 | 5 | 5 | Y | South | FC
SCEW_2_PDRP40 | SCEW_2_PDRP40 | CAISO System | 0.99 | 0.99 | 0.99 | 0.99 | 0.99 | 0.99 | 0.99 | 0.99 | 0.99 | 0.99 | 0.99 | 0.99 | Y | South | FC
SCEW_2_PDRP41 | SCEW_2_PDRP41 | CAISO System | 0.99 | 0.99 | 0.99 | 0.99 | 0.99 | 0.99 | 0.99 | 0.99 | 0.99 | 0.99 | 0.99 | 0.99 | Y | South | FC
SCEW_2_PDRP42 | SCEW_2_PDRP42 | CAISO System | 0.99 | 0.99 | 0.99 | 0.99 | 0.99 | 0.99 | 0.99 | 0.99 | 0.99 | 0.99 | 0.99 | 0.99 | Y | South | FC
SCEW_2_PDRP43 | SCEW_2_PDRP43 | CAISO System | 0.99 | 0.99 | 0.99 | 0.99 | 0.99 | 0.99 | 0.99 | 0.99 | 0.99 | 0.99 | 0.99 | 0.99 | Y | South | FC
SCEW_2_PDRP44 | SCEW_2_PDRP44 | CAISO System | 0.99 | 0.99 | 0.99 | 0.99 | 0.99 | 0.99 | 0.99 | 0.99 | 0.99 | 0.99 | 0.99 | 0.99 | Y | South | FC
SCEW_2_PDRP45 | SCEW_2_PDRP45 | CAISO System | 0.99 | 0.99 | 0.99 | 0.99 | 0.99 | 0.99 | 0.99 | 0.99 | 0.99 | 0.99 | 0.99 | 0.99 | Y | South | FC
SCEW_2_PDRP46 | SCEW_2_PDRP46 | CAISO System | 0.99 | 0.99 | 0.99 | 0.99 | 0.99 | 0.99 | 0.99 | 0.99 | 0.99 | 0.99 | 0.99 | 0.99 | Y | South | FC
SCEW_2_PDRP47 | SCEW_2_PDRP47 | CAISO System | 0.99 | 0.99 | 0.99 | 0.99 | 0.99 | 0.99 | 0.99 | 0.99 | 0.99 | 0.99 | 0.99 | 0.99 | Y | South | FC
SCEW_2_PDRP48 | SCEW_2_PDRP48 | CAISO System | 0.99 | 0.99 | 0.99 | 0.99 | 0.99 | 0.99 | 0.99 | 0.99 | 0.99 | 0.99 | 0.99 | 0.99 | Y | South | FC
SCEW_2_PDRP49 | SCEW_2_PDRP49 | CAISO System | 0.99 | 0.99 | 0.99 | 0.99 | 0.99 | 0.99 | 0.99 | 0.99 | 0.99 | 0.99 | 0.99 | 0.99 | Y | South | FC
SCEW_2_PDRP50 | SCEW_2_PDRP50 | CAISO System | 0.99 | 0.99 | 0.99 | 0.99 | 0.99 | 0.99 | 0.99 | 0.99 | 0.99 | 0.99 | 0.99 | 0.99 | Y | South | FC
SCEW_2_PDRP51 | SCEW_2_PDRP51 | CAISO System | 0.99 | 0.99 | 0.99 | 0.99 | 0.99 | 0.99 | 0.99 | 0.99 | 0.99 | 0.99 | 0.99 | 0.99 | Y | South | FC
SCEW_2_PDRP52 | SCEW_2_PDRP52 | CAISO System | 0.99 | 0.99 | 0.99 | 0.99 | 0.99 | 0.99 | 0.99 | 0.99 | 0.99 | 0.99 | 0.99 | 0.99 | Y | South | FC
SCEW_2_PDRP53 | SCEW_2_PDRP53 | CAISO System | 0.99 | 0.99 | 0.99 | 0.99 | 0.99 | 0.99 | 0.99 | 0.99 | 0.99 | 0.99 | 0.99 | 0.99 | Y | South | FC
SCEW_2_PDRP54 | SCEW_2_PDRP54 | CAISO System | 0.99 | 0.99 | 0.99 | 0.99 | 0.99 | 0.99 | 0.99 | 0.99 | 0.99 | 0.99 | 0.99 | 0.99 | Y | South | FC
SCEW_2_PDRP55 | SCEW_2_PDRP55 | CAISO System | 0.99 | 0.99 | 0.99 | 0.99 | 0.99 | 0.99 | 0.99 | 0.99 | 0.99 | 0.99 | 0.99 | 0.99 | Y | South | FC
SCEW_2_PDRP56 | SCEW_2_PDRP56 | CAISO System | 0.99 | 0.99 | 0.99 | 0.99 | 0.99 | 0.99 | 0.99 | 0.99 | 0.99 | 0.99 | 0.99 | 0.99 | Y | South | FC
SCEW_2_PDRP57 | SCEW_2_PDRP57 | CAISO System | 0.99 | 0.99 | 0.99 | 0.99 | 0.99 | 0.99 | 0.99 | 0.99 | 0.99 | 0.99 | 0.99 | 0.99 | Y | South | FC
SCEW_2_PDRP58 | SCEW_2_PDRP58 | CAISO System | 0.99 | 0.99 | 0.99 | 0.99 | 0.99 | 0.99 | 0.99 | 0.99 | 0.99 | 0.99 | 0.99 | 0.99 | Y | South | FC
SCEW_2_PDRP59 | SCEW_2_PDRP59 | CAISO System | 0.99 | 0.99 | 0.99 | 0.99 | 0.99 | 0.99 | 0.99 | 0.99 | 0.99 | 0.99 | 0.99 | 0.99 | Y | South | FC
SCEW_2_PDRP60 | SCEW_2_PDRP60 | CAISO System | 0.99 | 0.99 | 0.99 | 0.99 | 0.99 | 0.99 | 0.99 | 0.99 | 0.99 | 0.99 | 0.99 | 0.99 | Y | South | FC
SCEW_2_PDRP61 | SCEW_2_PDRP61 | CAISO System | 0.99 | 0.99 | 0.99 | 0.99 | 0.99 | 0.99 | 0.99 | 0.99 | 0.99 | 0.99 | 0.99 | 0.99 | Y | South | FC
SCEW_2_PDRP62 | SCEW_2_PDRP62 | CAISO System | 0.99 | 0.99 | 0.99 | 0.99 | 0.99 | 0.99 | 0.99 | 0.99 | 0.99 | 0.99 | 0.99 | 0.99 | Y | South | FC
SCEW_2_PDRP63 | SCEW_2_PDRP63 | CAISO System | 0.99 | 0.99 | 0.99 | 0.99 | 0.99 | 0.99 | 0.99 | 0.99 | 0.99 | 0.99 | 0.99 | 0.99 | Y | South | FC
SCEW_2_PDRP64 | SCEW_2_PDRP64 | CAISO System | 0.99 | 0.99 | 0.99 | 0.99 | 0.99 | 0.99 | 0.99 | 0.99 | 0.99 | 0.99 | 0.99 | 0.99 | Y | South | FC
SCEW_2_PDRP65 | SCEW_2_PDRP65 | CAISO System | 0.99 | 0.99 | 0.99 | 0.99 | 0.99 | 0.99 | 0.99 | 0.99 | 0.99 | 0.99 | 0.99 | 0.99 | Y | South | FC
SCEW_2_PDRP66 | SCEW_2_PDRP66 | CAISO System | 0.99 | 0.99 | 0.99 | 0.99 | 0.99 | 0.99 | 0.99 | 0.99 | 0.99 | 0.99 | 0.99 | 0.99 | Y | South | FC
SCEW_2_PDRP67 | SCEW_2_PDRP67 | CAISO System | 0.99 | 0.99 | 0.99 | 0.99 | 0.99 | 0.99 | 0.99 | 0.99 | 0.99 | 0.99 | 0.99 | 0.99 | Y | South | FC
SCEW_2_PDRP68 | SCEW_2_PDRP68 | CAISO System | 0.99 | 0.99 | 0.99 | 0.99 | 0.99 | 0.99 | 0.99 | 0.99 | 0.99 | 0.99 | 0.99 | 0.99 | Y | South | FC
SCEW_2_PDRP69 | SCEW_2_PDRP69 | CAISO System | 0.99 | 0.99 | 0.99 | 0.99 | 0.99 | 0.99 | 0.99 | 0.99 | 0.99 | 0.99 | 0.99 | 0.99 | Y | South | FC
SCEW_2_PDRP70 | SCEW_2_PDRP70 | CAISO System | 0.99 | 0.99 | 0.99 | 0.99 | 0.99 | 0.99 | 0.99 | 0.99 | 0.99 | 0.99 | 0.99 | 0.99 | Y | South | FC
SCEW_2_PDRP71 | SCEW_2_PDRP71 | CAISO System | 0.99 | 0.99 | 0.99 | 0.99 | 0.99 | 0.99 | 0.99 | 0.99 | 0.99 | 0.99 | 0.99 | 0.99 | Y | South | FC
SCEW_2_PDRP72 | SCEW_2_PDRP72 | CAISO System | 0.99 | 0.99 | 0.99 | 0.99 | 0.99 | 0.99 | 0.99 | 0.99 | 0.99 | 0.99 | 0.99 | 0.99 | Y | South | FC
SCEW_2_PDRP73 | SCEW_2_PDRP73 | CAISO System | 0.99 | 0.99 | 0.99 | 0.99 | 0.99 | 0.99 | 0.99 | 0.99 | 0.99 | 0.99 | 0.99 | 0.99 | Y | South | FC
SCEW_2_PDRP74 | SCEW_2_PDRP74 | CAISO System | 0.99 | 0.99 | 0.99 | 0.99 | 0.99 | 0.99 | 0.99 | 0.99 | 0.99 | 0.99 | 0.99 | 0.99 | Y | South | FC
SCEW_2_PDRP75 | SCEW_2_PDRP75 | CAISO System | 0.99 | 0.99 | 0.99 | 0.99 | 0.99 | 0.99 | 0.99 | 0.99 | 0.99 | 0.99 | 0.99 | 0.99 | Y | South | FC
SCEW_2_PDRP77 | SCEW_2_PDRP77 | CAISO System | 0.99 | 0.99 | 0.99 | 0.99 | 0.99 | 0.99 | 0.99 | 0.99 | 0.99 | 0.99 | 0.99 | 0.99 | Y | South | FC
SCEW_2_PDRP78 | SCEW_2_PDRP78 | CAISO System | 0.99 | 0.99 | 0.99 | 0.99 | 0.99 | 0.99 | 0.99 | 0.99 | 0.99 | 0.99 | 0.99 | 0.99 | Y | South | FC
SCEW_2_PDRP79 | SCEW_2_PDRP79 | CAISO System | 0.99 | 0.99 | 0.99 | 0.99 | 0.99 | 0.99 | 0.99 | 0.99 | 0.99 | 0.99 | 0.99 | 0.99 | Y | South | FC
SCEW_2_PDRP80 | SCEW_2_PDRP80 | CAISO System | 0.99 | 0.99 | 0.99 | 0.99 | 0.99 | 0.99 | 0.99 | 0.99 | 0.99 | 0.99 | 0.99 | 0.99 | Y | South | FC
SCEW_2_PDRP81 | SCEW_2_PDRP81 | CAISO System | 0.99 | 0.99 | 0.99 | 0.99 | 0.99 | 0.99 | 0.99 | 0.99 | 0.99 | 0.99 | 0.99 | 0.99 | Y | South | FC
SCEW_2_PDRP82 | SCEW_2_PDRP82 | CAISO System | 0.99 | 0.99 | 0.99 | 0.99 | 0.99 | 0.99 | 0.99 | 0.99 | 0.99 | 0.99 | 0.99 | 0.99 | Y | South | FC
SCEW_2_PDRP83 | SCEW_2_PDRP83 | CAISO System | 0.99 | 0.99 | 0.99 | 0.99 | 0.99 | 0.99 | 0.99 | 0.99 | 0.99 | 0.99 | 0.99 | 0.99 | Y | South | FC
SCEW_2_PDRP93 | SCEW_2_PDRP93 | CAISO System | 9.99 | 9.99 | 9.99 | 9.99 | 9.99 | 9.99 | 9.99 | 9.99 | 9.99 | 9.99 | 9.99 | 9.99 | Y | South | FC
SCHD_1_PDRP01 | Tesla SCE - Barstow | CAISO System | 0.2 | 0.2 | 0.2 | 0.2 | 0.2 | 0.2 | 0.2 | 0.2 | 0.2 | 0.2 | 0.2 | 0.2 | Y | South | FC
SCHD_1_PDRP02 | Tesla SCE - Mojave | CAISO System | 0.14 | 0.14 | 0.14 | 0.14 | 0.14 | 0.14 | 0.14 | 0.14 | 0.14 | 0.14 | 0.14 | 0.14 | Y | South | FC
SCHD_1_PDRP04 | SCHD_1_PDRP04 | CAISO System | 0.99 | 0.99 | 0.99 | 0.99 | 0.99 | 0.99 | 0.99 | 0.99 | 0.99 | 0.99 | 0.99 | 0.99 | Y | South | FC
SCHD_1_PDRP06 | SCHD_1_PDRP06 | CAISO System | 0.99 | 0.99 | 0.99 | 0.99 | 0.99 | 0.99 | 0.99 | 0.99 | 0.99 | 0.99 | 0.99 | 0.99 | Y | South | FC
SCHD_1_PDRP07 | SCHD_1_PDRP07 | CAISO System | 0.99 | 0.99 | 0.99 | 0.99 | 0.99 | 0.99 | 0.99 | 0.99 | 0.99 | 0.99 | 0.99 | 0.99 | Y | South | FC
SCHD_1_PDRP08 | SCHD_1_PDRP08 | CAISO System | 0.99 | 0.99 | 0.99 | 0.99 | 0.99 | 0.99 | 0.99 | 0.99 | 0.99 | 0.99 | 0.99 | 0.99 | Y | South | FC
SCHD_1_PDRP09 | SCHD_1_PDRP09 | CAISO System | 0.99 | 0.99 | 0.99 | 0.99 | 0.99 | 0.99 | 0.99 | 0.99 | 0.99 | 0.99 | 0.99 | 0.99 | Y | South | FC
SCHD_1_PDRP10 | SCHD_1_PDRP10 | CAISO System | 2 | 2 | 2 | 2 | 2 | 2 | 2 | 2 | 2 | 2 | 2 | 2 | Y | South | FC
SCHD_1_PDRP11 | SCHD_1_PDRP11 | CAISO System | 3 | 3 | 3 | 3 | 3 | 3 | 3 | 3 | 3 | 3 | 3 | 3 | Y | South | FC
SCHD_1_PDRP12 | SCHD_1_PDRP12 | CAISO System | 0.29 | 0.29 | 0.31 | 0.55 | 0.64 | 1.02 | 1.38 | 1.37 | 0.86 | 0.61 | 0.41 | 0.31 | Y | South | FC
SCHD_1_PDRP15 | PDR-F SCHD 2 | CAISO System | 0.25 | 0.25 | 0.25 | 0.25 | 0.25 | 0.25 | 0.25 | 0.25 | 0.25 | 0.25 | 0.25 | 0.25 | Y | South | FC
SCHD_1_PDRP16 | PDR-F SCHD 1 | CAISO System | 1.1 | 1.1 | 1.1 | 1.1 | 4 | 4 | 4 | 4 | 4 | 4 | 4 | 4 | Y | South | FC
SCHD_1_PDRP17 | PDR-F SCHD TOAV | CAISO System | 0.9 | 0.9 | 0.9 | 0.9 | 0.9 | 0.9 | 0.9 | 0.9 | 0.9 | 0.9 | 0.9 | 0.9 | Y | South | FC
SCHD_1_PDRP18 | PDR-F SCHD NEI1 | CAISO System | 0.1 | 0.1 | 0.1 | 0.1 | 0.1 | 0.25 | 0.25 | 0.25 | 0.25 | 0.25 | 0.25 | 0.25 | Y | South | FC
SCHD_1_PDRP19 | PDR-F SCHD SEL1 | CAISO System | 0.1 | 0.1 | 0.1 | 0.1 | 0.1 | 0.25 | 0.25 | 0.25 | 0.25 | 0.25 | 0.25 | 0.25 | Y | South | FC
SCHD_1_PDRP20 | PDR-F SCHD PIPO | CAISO System | 0.5 | 0.5 | 0.5 | 0.5 | 0.5 | 0.5 | 0.7 | 0.7 | 0.7 | 0.7 | 0.7 | 0.7 | Y | South | FC
SCHD_1_PDRP21 | PDR-F SCHD CRLL | CAISO System | 0.1 | 0.1 | 0.1 | 0.1 | 0.1 | 0.1 | 0.1 | 0.1 | 0.1 | 0.1 | 0.1 | 0.1 | Y | South | FC
SCHD_1_PDRP23 | SCHD_1_PDRP23 | CAISO System | 0.99 | 0.99 | 0.99 | 0.99 | 0.99 | 0.99 | 0.99 | 0.99 | 0.99 | 0.99 | 0.99 | 0.99 | Y | South | FC
SCHD_1_PDRP24 | SCHD_1_PDRP24 | CAISO System | 0.99 | 0.99 | 0.99 | 0.99 | 0.99 | 0.99 | 0.99 | 0.99 | 0.99 | 0.99 | 0.99 | 0.99 | Y | South | FC
SCHD_1_PDRP25 | SCHD_1_PDRP25 | CAISO System | 0.99 | 0.99 | 0.99 | 0.99 | 0.99 | 0.99 | 0.99 | 0.99 | 0.99 | 0.99 | 0.99 | 0.99 | Y | South | FC
SCHD_1_PDRP26 | SCHD_1_PDRP26 | CAISO System | 0.99 | 0.99 | 0.99 | 0.99 | 0.99 | 0.99 | 0.99 | 0.99 | 0.99 | 0.99 | 0.99 | 0.99 | Y | South | FC
SCHD_1_PDRP27 | SCHD_1_PDRP27 | CAISO System | 0.99 | 0.99 | 0.99 | 0.99 | 0.99 | 0.99 | 0.99 | 0.99 | 0.99 | 0.99 | 0.99 | 0.99 | Y | South | FC
SCHD_1_PDRP28 | SCHD_1_PDRP28 | CAISO System | 0.99 | 0.99 | 0.99 | 0.99 | 0.99 | 0.99 | 0.99 | 0.99 | 0.99 | 0.99 | 0.99 | 0.99 | Y | South | FC
SCHD_1_PDRP29 | SCHD_1_PDRP29 | CAISO System | 0.99 | 0.99 | 0.99 | 0.99 | 0.99 | 0.99 | 0.99 | 0.99 | 0.99 | 0.99 | 0.99 | 0.99 | Y | South | FC
SCHD_1_PDRP30 | SCHD_1_PDRP30 | CAISO System | 0.99 | 0.99 | 0.99 | 0.99 | 0.99 | 0.99 | 0.99 | 0.99 | 0.99 | 0.99 | 0.99 | 0.99 | Y | South | FC
SCHD_1_PDRP31 | SCHD_1_PDRP31 | CAISO System | 0.99 | 0.99 | 0.99 | 0.99 | 0.99 | 0.99 | 0.99 | 0.99 | 0.99 | 0.99 | 0.99 | 0.99 | Y | South | FC
SCHD_1_PDRP32 | SCHD_1_PDRP32 | CAISO System | 0.99 | 0.99 | 0.99 | 0.99 | 0.99 | 0.99 | 0.99 | 0.99 | 0.99 | 0.99 | 0.99 | 0.99 | Y | South | FC
SCHD_1_PDRP33 | SCHD_1_PDRP33 | CAISO System | 0.99 | 0.99 | 0.99 | 0.99 | 0.99 | 0.99 | 0.99 | 0.99 | 0.99 | 0.99 | 0.99 | 0.99 | Y | South | FC
SCHD_1_PDRP34 | SCHD_1_PDRP34 | CAISO System | 0.99 | 0.99 | 0.99 | 0.99 | 0.99 | 0.99 | 0.99 | 0.99 | 0.99 | 0.99 | 0.99 | 0.99 | Y | South | FC
SCHD_1_PDRP35 | SCHD_1_PDRP35 | CAISO System | 0.99 | 0.99 | 0.99 | 0.99 | 0.99 | 0.99 | 0.99 | 0.99 | 0.99 | 0.99 | 0.99 | 0.99 | Y | South | FC
SCHD_1_PDRP36 | SCHD_1_PDRP36 | CAISO System | 0.99 | 0.99 | 0.99 | 0.99 | 0.99 | 0.99 | 0.99 | 0.99 | 0.99 | 0.99 | 0.99 | 0.99 | Y | South | FC
SCHD_1_PDRP37 | SCHD_1_PDRP37 | CAISO System | 0.99 | 0.99 | 0.99 | 0.99 | 0.99 | 0.99 | 0.99 | 0.99 | 0.99 | 0.99 | 0.99 | 0.99 | Y | South | FC
SCHD_1_PDRP38 | SCHD_1_PDRP38 | CAISO System | 0.99 | 0.99 | 0.99 | 0.99 | 0.99 | 0.99 | 0.99 | 0.99 | 0.99 | 0.99 | 0.99 | 0.99 | Y | South | FC
SCHD_1_PDRP39 | SCHD_1_PDRP39 | CAISO System | 0.99 | 0.99 | 0.99 | 0.99 | 0.99 | 0.99 | 0.99 | 0.99 | 0.99 | 0.99 | 0.99 | 0.99 | Y | South | FC
SCHD_1_PDRP40 | SCHD_1_PDRP40 | CAISO System | 0.99 | 0.99 | 0.99 | 0.99 | 0.99 | 0.99 | 0.99 | 0.99 | 0.99 | 0.99 | 0.99 | 0.99 | Y | South | FC
SCHD_1_PDRP41 | SCHD_1_PDRP41 | CAISO System | 0.99 | 0.99 | 0.99 | 0.99 | 0.99 | 0.99 | 0.99 | 0.99 | 0.99 | 0.99 | 0.99 | 0.99 | Y | South | FC
SCHD_1_PDRP42 | SCHD_1_PDRP42 | CAISO System | 9.99 | 9.99 | 9.99 | 9.99 | 9.99 | 9.99 | 9.99 | 9.99 | 9.99 | 9.99 | 9.99 | 9.99 | Y | South | FC
SCHD_1_PDRP43 | SCHD_1_PDRP43 | CAISO System | 0.99 | 0.99 | 0.99 | 0.99 | 0.99 | 0.99 | 0.99 | 0.99 | 0.99 | 0.99 | 0.99 | 0.99 | Y | South | FC
SCHLTE_1_PL1X3 | Tracy Combined Cycle Power Plant | Stockton | 324.6 | 322.88 | 321.97 | 319.84 | 317.11 | 310.85 | 308.55 | 309.51 | 314.34 | 319.53 | 323.87 | 325.9 | Y | North | FC
SCHNDR_1_FIVPTS | Five Points Solar Station | Fresno | 0.6 | 0.45 | 2.7 | 2.25 | 2.4 | 4.65 | 5.85 | 4.05 | 2.1 | 0.3 | 0.3 | 0 | N | North | FC
SCHNDR_1_OS2BM2 | Open Sky Digester Genset 2 | Fresno | 0 | 0 | 0 | 0 | 0 | 0 | 0 | 0 | 0 | 0 | 0 | 0 | N | North | EO
SCHNDR_1_WSTSDE | Westside Solar Station | Fresno | 0.6 | 0.45 | 2.7 | 2.25 | 2.4 | 4.65 | 5.85 | 4.05 | 2.1 | 0.3 | 0.3 | 0 | N | North | FC
SCLD_1_PDRP05 | SCLD_1_PDRP05 | CAISO System | 0.99 | 0.99 | 0.99 | 0.99 | 0.99 | 0.99 | 0.99 | 0.99 | 0.99 | 0.99 | 0.99 | 0.99 | Y | South | FC
SCLD_1_PDRP09 | SCLD_1_PDRP09 | CAISO System | 0 | 0 | 0 | 0 | 0.02 | 0.04 | 0.06 | 0.06 | 0.03 | 0.02 | 0 | 0 | Y | South | FC
SCLD_1_PDRP10 | SCLD_1_PDRP10 | CAISO System | [12 empty] | Y | South | FC | bar: JAN to DEC
SCLD_1_PDRP11 | SCLD_1_PDRP11 | CAISO System | 0.99 | 0.99 | 0.99 | 0.99 | 0.99 | 0.99 | 0.99 | 0.99 | 0.99 | 0.99 | 0.99 | 0.99 | Y | South | FC
SCNW_6_PDRP07 | SCNW_6_PDRP07 | CAISO System | 0.99 | 0.99 | 0.99 | 0.99 | 0.99 | 0.99 | 0.99 | 0.99 | 0.99 | 0.99 | 0.99 | 0.99 | Y | South | FC
SCNW_6_PDRP08 | SCNW_6_PDRP08 | CAISO System | 0.99 | 0.99 | 0.99 | 0.99 | 0.99 | 0.99 | 0.99 | 0.99 | 0.99 | 0.99 | 0.99 | 0.99 | Y | South | FC
SCNW_6_PDRP09 | SCNW_6_PDRP09 | CAISO System | 0.99 | 0.99 | 0.99 | 0.99 | 0.99 | 0.99 | 0.99 | 0.99 | 0.99 | 0.99 | 0.99 | 0.99 | Y | South | FC
SCNW_6_PDRP10 | SCNW_6_PDRP10 | CAISO System | 0.34 | 0.33 | 0.34 | 0.44 | 0.43 | 0.75 | 1.04 | 1.1 | 0.67 | 0.5 | 0.38 | 0.35 | Y | South | FC
SCNW_6_PDRP11 | SCNW_6_PDRP11 | CAISO System | 3 | 3 | 3 | 3 | 3 | 3 | 3 | 3 | 3 | 3 | 3 | 3 | Y | South | FC
SCNW_6_PDRP12 | SCNW_6_PDRP12 | CAISO System | 3 | 3 | 3 | 3 | 3 | 3 | 3 | 3 | 3 | 3 | 3 | 3 | Y | South | FC
SCNW_6_PDRP17 | PDR-F SCNW 1 | CAISO System | 1.6 | 1.6 | 1.6 | 1.6 | 1.6 | 1.8 | 1.8 | 1.8 | 1.8 | 1.8 | 1.8 | 1.8 | Y | South | FC
SCNW_6_PDRP18 | PDR-F SCNW NEI1 | CAISO System | 0.2 | 0.2 | 0.2 | 0.2 | 0.2 | 0.3 | 1.5 | 1.5 | 1.5 | 1.5 | 1.5 | 1.5 | Y | South | FC
SCNW_6_PDRP19 | PDR-F SCNW SEL1 | CAISO System | 0.3 | 0.3 | 0.3 | 0.3 | 0.3 | 0.4 | 1 | 1 | 1 | 1 | 1 | 1 | Y | South | FC
SCNW_6_PDRP20 | PDR-F SCNW PIPO | CAISO System | 0.3 | 0.3 | 0.3 | 0.3 | 0.3 | 0.4 | 0.6 | 0.6 | 0.6 | 0.6 | 0.6 | 0.6 | Y | South | FC
SCNW_6_PDRP21 | PDR-F SCNW CRLL | CAISO System | 0.1 | 0.1 | 0.1 | 0.1 | 0.2 | 0.2 | 0.2 | 0.2 | 0.2 | 0.2 | 0.2 | 0.2 | Y | South | FC
SCNW_6_PDRP22 | SCNW_6_PDRP22 | CAISO System | 0.99 | 0.99 | 0.99 | 0.99 | 0.99 | 0.99 | 0.99 | 0.99 | 0.99 | 0.99 | 0.99 | 0.99 | Y | South | FC
SCNW_6_PDRP24 | SCNW_6_PDRP24 | CAISO System | 0.99 | 0.99 | 0.99 | 0.99 | 0.99 | 0.99 | 0.99 | 0.99 | 0.99 | 0.99 | 0.99 | 0.99 | Y | South | FC
SCNW_6_PDRP25 | SCNW_6_PDRP25 | CAISO System | 0.99 | 0.99 | 0.99 | 0.99 | 0.99 | 0.99 | 0.99 | 0.99 | 0.99 | 0.99 | 0.99 | 0.99 | Y | South | FC
SCNW_6_PDRP26 | SCNW_6_PDRP26 | CAISO System | 0.99 | 0.99 | 0.99 | 0.99 | 0.99 | 0.99 | 0.99 | 0.99 | 0.99 | 0.99 | 0.99 | 0.99 | Y | South | FC
SCNW_6_PDRP27 | SCNW_6_PDRP27 | CAISO System | 0.99 | 0.99 | 0.99 | 0.99 | 0.99 | 0.99 | 0.99 | 0.99 | 0.99 | 0.99 | 0.99 | 0.99 | Y | South | FC
SCNW_6_PDRP28 | SCNW_6_PDRP28 | CAISO System | 0.99 | 0.99 | 0.99 | 0.99 | 0.99 | 0.99 | 0.99 | 0.99 | 0.99 | 0.99 | 0.99 | 0.99 | Y | South | FC
SCNW_6_PDRP30 | SCNW_6_PDRP30 | CAISO System | 0.99 | 0.99 | 0.99 | 0.99 | 0.99 | 0.99 | 0.99 | 0.99 | 0.99 | 0.99 | 0.99 | 0.99 | Y | South | FC
SCNW_6_PDRP31 | SCNW_6_PDRP31 | CAISO System | 0.99 | 0.99 | 0.99 | 0.99 | 0.99 | 0.99 | 0.99 | 0.99 | 0.99 | 0.99 | 0.99 | 0.99 | Y | South | FC
SCNW_6_PDRP32 | SCNW_6_PDRP32 | CAISO System | 0.99 | 0.99 | 0.99 | 0.99 | 0.99 | 0.99 | 0.99 | 0.99 | 0.99 | 0.99 | 0.99 | 0.99 | Y | South | FC
SCNW_6_PDRP33 | SCNW_6_PDRP33 | CAISO System | 0.99 | 0.99 | 0.99 | 0.99 | 0.99 | 0.99 | 0.99 | 0.99 | 0.99 | 0.99 | 0.99 | 0.99 | Y | South | FC
SCNW_6_PDRP34 | SCNW_6_PDRP34 | CAISO System | 0.99 | 0.99 | 0.99 | 0.99 | 0.99 | 0.99 | 0.99 | 0.99 | 0.99 | 0.99 | 0.99 | 0.99 | Y | South | FC
SCNW_6_PDRP35 | SCNW_6_PDRP35 | CAISO System | 0.99 | 0.99 | 0.99 | 0.99 | 0.99 | 0.99 | 0.99 | 0.99 | 0.99 | 0.99 | 0.99 | 0.99 | Y | South | FC
SCNW_6_PDRP36 | SCNW_6_PDRP36 | CAISO System | 0.99 | 0.99 | 0.99 | 0.99 | 0.99 | 0.99 | 0.99 | 0.99 | 0.99 | 0.99 | 0.99 | 0.99 | Y | South | FC
SCNW_6_PDRP37 | SCNW_6_PDRP37 | CAISO System | 0.99 | 0.99 | 0.99 | 0.99 | 0.99 | 0.99 | 0.99 | 0.99 | 0.99 | 0.99 | 0.99 | 0.99 | Y | South | FC
SCNW_6_PDRP38 | SCNW_6_PDRP38 | CAISO System | 0.99 | 0.99 | 0.99 | 0.99 | 0.99 | 0.99 | 0.99 | 0.99 | 0.99 | 0.99 | 0.99 | 0.99 | Y | South | FC
SCNW_6_PDRP39 | SCNW_6_PDRP39 | CAISO System | 0.99 | 0.99 | 0.99 | 0.99 | 0.99 | 0.99 | 0.99 | 0.99 | 0.99 | 0.99 | 0.99 | 0.99 | Y | South | FC
SCNW_6_PDRP40 | SCNW_6_PDRP40 | CAISO System | 0.99 | 0.99 | 0.99 | 0.99 | 0.99 | 0.99 | 0.99 | 0.99 | 0.99 | 0.99 | 0.99 | 0.99 | Y | South | FC
SCNW_6_PDRP41 | SCNW_6_PDRP41 | CAISO System | 9.99 | 9.99 | 9.99 | 9.99 | 9.99 | 9.99 | 9.99 | 9.99 | 9.99 | 9.99 | 9.99 | 9.99 | Y | South | FC
SCNW_6_PDRP42 | SCNW_6_PDRP42 | CAISO System | 0.99 | 0.99 | 0.99 | 0.99 | 0.99 | 0.99 | 0.99 | 0.99 | 0.99 | 0.99 | 0.99 | 0.99 | Y | South | FC
SCNW_6_PDRP43 | SCNW_6_PDRP43 | CAISO System | 0.99 | 0.99 | 0.99 | 0.99 | 0.99 | 0.99 | 0.99 | 0.99 | 0.99 | 0.99 | 0.99 | 0.99 | Y | South | FC
SDG1_1_PDRP01 | PDR-E SDG1 | CAISO System | 0.65 | 0.65 | 0.65 | 0.65 | 0.65 | 0.65 | 0.65 | 0.65 | 0.65 | 0.65 | 0.65 | 0.65 | Y | South | FC
SDG1_1_PDRP02 | SDG1_1_PDRP02 | CAISO System | 0.3 | 0.3 | 0.3 | 0.3 | 0.3 | 0.3 | 0.3 | 0.3 | 0.3 | 0.3 | 0.3 | 0.3 | Y | South | FC
SDG1_1_PDRP03 | Stater Bros Markets | CAISO System | 0.25 | 0.25 | 0.25 | 0.25 | 0.25 | 0.25 | 0.25 | 0.25 | 0.25 | 0.25 | 0.25 | 0.25 | Y | South | FC
SDG1_1_PDRP04 | SDG1_1_PDRP04 | CAISO System | 0.38 | 0.37 | 0.39 | 0.44 | 0.46 | 0.71 | 0.97 | 1.02 | 0.75 | 0.44 | 0.43 | 0.4 | Y | South | FC
SDG1_1_PDRP05 | SDG1_1_PDRP05 | CAISO System | 0.37 | 0.38 | 0.38 | 0.44 | 0.44 | 0.72 | 0.97 | 1.03 | 0.76 | 0.6 | 0.42 | 0.41 | Y | South | FC
SDG1_1_PDRP06 | SDG1_1_PDRP06 | CAISO System | 0.37 | 0.37 | 0.39 | 0.44 | 0.46 | 0.71 | 0.98 | 1.03 | 0.75 | 0.53 | 0.43 | 0.4 | Y | South | FC
SDG1_1_PDRP07 | SDG1_1_PDRP07 | CAISO System | 0.38 | 0.37 | 0.39 | 0.44 | 0.46 | 0.71 | 0.98 | 1.03 | 0.75 | 0.53 | 0.43 | 0.4 | Y | South | FC
SDG1_1_PDRP08 | SDG1_1_PDRP08 | CAISO System | 0.38 | 0.37 | 0.39 | 0.44 | 0.46 | 0.71 | 0.98 | 1.03 | 0.75 | 0.53 | 0.43 | 0.4 | Y | South | FC
SDG1_1_PDRP09 | SDG1_1_PDRP09 | CAISO System | 1.5 | 1.5 | 1.5 | 1.5 | 1.5 | 1.5 | 1.5 | 1.5 | 1.5 | 1.5 | 1.5 | 1.5 | Y | South | FC
SDG1_1_PDRP10 | SDG1_1_PDRP10 | CAISO System | 0.2 | 0.2 | 0.2 | 0.2 | 0.2 | 0.2 | 0.2 | 0.2 | 0.2 | 0.2 | 0.2 | 0.2 | Y | South | FC
SDG1_1_PDRP11 | SDG1_1_PDRP11 | CAISO System | 0.02 | 0.02 | 0.02 | 0.02 | 0.02 | 0.02 | 0.02 | 0.02 | 0.02 | 0.02 | 0.02 | 0.02 | Y | South | FC
SDG1_1_PDRP12 | SDG1_1_PDRP12 | CAISO System | 1.5 | 1.5 | 1.5 | 1.5 | 1.5 | 1.5 | 1.5 | 1.5 | 1.5 | 1.5 | 1.5 | 1.5 | Y | South | FC
SDG1_1_PDRP14 | SDG1_1_PDRP14 | CAISO System | [12 empty] | Y | South | FC | bar: JAN to DEC
SDG1_1_PDRP15 | SDG1_1_PDRP15 | CAISO System | [12 empty] | Y | South | FC | bar: JAN to DEC
SDG1_1_PDRP17 | PDR-E SDG1 2 | CAISO System | 0.57 | 0.57 | 0.57 | 0.57 | 0.57 | 0.57 | 0.57 | 0.57 | 0.57 | 0.57 | 0.57 | 0.57 | Y | South | FC
SDG1_1_PDRP18 | PDR-E SDG1 3 | CAISO System | 0.5 | 0.5 | 0.5 | 0.5 | 0.5 | 0.5 | 0.5 | 0.5 | 0.5 | 0.5 | 0.5 | 0.5 | Y | South | FC
SDG1_1_PDRP25 | SDG1_1_PDRP25 | CAISO System | 0.99 | 0.99 | 0.99 | 0.99 | 0.99 | 0.99 | 0.99 | 0.99 | 0.99 | 0.99 | 0.99 | 0.99 | Y | South | FC
SDG1_1_PDRP26 | SDG1_1_PDRP26 | CAISO System | 0.99 | 0.99 | 0.99 | 0.99 | 0.99 | 0.99 | 0.99 | 0.99 | 0.99 | 0.99 | 0.99 | 0.99 | Y | South | FC
SDG1_1_PDRP27 | SDG1_1_PDRP27 | CAISO System | 0.99 | 0.99 | 0.99 | 0.99 | 0.99 | 0.99 | 0.99 | 0.99 | 0.99 | 0.99 | 0.99 | 0.99 | Y | South | FC
SDG1_1_PDRP28 | SDG1_1_PDRP28 | CAISO System | 0.99 | 0.99 | 0.99 | 0.99 | 0.99 | 0.99 | 0.99 | 0.99 | 0.99 | 0.99 | 0.99 | 0.99 | Y | South | FC
SDG1_1_PDRP30 | SDG1_1_PDRP30 | CAISO System | 0.38 | 0.37 | 0.39 | 0.44 | 0.46 | 0.71 | 0.98 | 1.02 | 0.75 | 0.53 | 0.43 | 0.4 | Y | South | FC
SDG1_1_PDRP31 | SDG1_1_PDRP31 | CAISO System | 1.5 | 1.5 | 1.5 | 1.5 | 1.5 | 1.5 | 1.5 | 1.5 | 1.5 | 1.5 | 1.5 | 1.5 | Y | South | FC
SDG1_1_PDRP32 | SDG1_1_PDRP32 | CAISO System | 1.5 | 1.5 | 1.5 | 1.5 | 1.5 | 1.5 | 1.5 | 1.5 | 1.5 | 1.5 | 1.5 | 1.5 | Y | South | FC
SDG1_1_PDRP33 | SDG1_1_PDRP33 | CAISO System | 1.5 | 1.5 | 1.5 | 1.5 | 1.5 | 1.5 | 1.5 | 1.5 | 1.5 | 1.5 | 1.5 | 1.5 | Y | South | FC
SDG1_1_PDRP34 | SDG1_1_PDRP34 | CAISO System | 1.5 | 1.5 | 1.5 | 1.5 | 1.5 | 1.5 | 1.5 | 1.5 | 1.5 | 1.5 | 1.5 | 1.5 | Y | South | FC
SDG1_1_PDRP37 | SDG1_1_PDRP37 | CAISO System | 0.99 | 0.99 | 0.99 | 0.99 | 0.99 | 0.99 | 0.99 | 0.99 | 0.99 | 0.99 | 0.99 | 0.99 | Y | South | FC
SDG1_1_PDRP38 | SDG1_1_PDRP38 | CAISO System | 0.99 | 0.99 | 0.99 | 0.99 | 0.99 | 0.99 | 0.99 | 0.99 | 0.99 | 0.99 | 0.99 | 0.99 | Y | South | FC
SDG1_1_PDRP39 | SDG1_1_PDRP39 | CAISO System | 0.99 | 0.99 | 0.99 | 0.99 | 0.99 | 0.99 | 0.99 | 0.99 | 0.99 | 0.99 | 0.99 | 0.99 | Y | South | FC
SDG1_1_PDRP40 | SDG1_1_PDRP40 | CAISO System | 0.99 | 0.99 | 0.99 | 0.99 | 0.99 | 0.99 | 0.99 | 0.99 | 0.99 | 0.99 | 0.99 | 0.99 | Y | South | FC
SDG1_1_PDRP41 | SDG1_1_PDRP41 | CAISO System | 0.99 | 0.99 | 0.99 | 0.99 | 0.99 | 0.99 | 0.99 | 0.99 | 0.99 | 0.99 | 0.99 | 0.99 | Y | South | FC
SDG1_1_PDRP42 | SDG1_1_PDRP42 | CAISO System | 0.99 | 0.99 | 0.99 | 0.99 | 0.99 | 0.99 | 0.99 | 0.99 | 0.99 | 0.99 | 0.99 | 0.99 | Y | South | FC
SDG1_1_PDRP43 | SDG1_1_PDRP43 | CAISO System | 0.99 | 0.99 | 0.99 | 0.99 | 0.99 | 0.99 | 0.99 | 0.99 | 0.99 | 0.99 | 0.99 | 0.99 | Y | South | FC
SDG1_1_PDRP44 | SDG1_1_PDRP44 | CAISO System | 0.99 | 0.99 | 0.99 | 0.99 | 0.99 | 0.99 | 0.99 | 0.99 | 0.99 | 0.99 | 0.99 | 0.99 | Y | South | FC
SDG1_1_PDRP45 | SDG1_1_PDRP45 | CAISO System | 0.99 | 0.99 | 0.99 | 0.99 | 0.99 | 0.99 | 0.99 | 0.99 | 0.99 | 0.99 | 0.99 | 0.99 | Y | South | FC
SDG1_1_PDRP46 | SDG1_1_PDRP46 | CAISO System | 0.99 | 0.99 | 0.99 | 0.99 | 0.99 | 0.99 | 0.99 | 0.99 | 0.99 | 0.99 | 0.99 | 0.99 | Y | South | FC
SDG1_1_PDRP47 | SDG1_1_PDRP47 | CAISO System | 0.99 | 0.99 | 0.99 | 0.99 | 0.99 | 0.99 | 0.99 | 0.99 | 0.99 | 0.99 | 0.99 | 0.99 | Y | South | FC
SDG1_1_PDRP48 | SDG1_1_PDRP48 | CAISO System | 0.99 | 0.99 | 0.99 | 0.99 | 0.99 | 0.99 | 0.99 | 0.99 | 0.99 | 0.99 | 0.99 | 0.99 | Y | South | FC
SDG1_1_PDRP49 | SDG1_1_PDRP49 | CAISO System | 0.99 | 0.99 | 0.99 | 0.99 | 0.99 | 0.99 | 0.99 | 0.99 | 0.99 | 0.99 | 0.99 | 0.99 | Y | South | FC
SDG1_1_PDRP50 | SDG1_1_PDRP50 | CAISO System | 0.99 | 0.99 | 0.99 | 0.99 | 0.99 | 0.99 | 0.99 | 0.99 | 0.99 | 0.99 | 0.99 | 0.99 | Y | South | FC
SDG1_1_PDRP51 | SDG1_1_PDRP51 | CAISO System | 0.99 | 0.99 | 0.99 | 0.99 | 0.99 | 0.99 | 0.99 | 0.99 | 0.99 | 0.99 | 0.99 | 0.99 | Y | South | FC
SDG1_1_PDRP57 | SDG1_1_PDRP57 | CAISO System | 0.2 | 0.2 | 0.2 | 0.2 | 0.2 | 0.2 | 0.2 | 0.2 | 0.2 | 0.2 | 0.2 | 0.2 | Y | South | FC
SDG1_1_PDRP58 | SDG1_1_PDRP58 | CAISO System | 0.2 | 0.2 | 0.2 | 0.2 | 0.2 | 0.2 | 0.2 | 0.2 | 0.2 | 0.2 | 0.2 | 0.2 | Y | South | FC
SDG1_1_PDRP59 | RRM WGD | CAISO System | 0.45 | 0.45 | 0.45 | 0.45 | 0.45 | 0.45 | 0.45 | 0.45 | 0.45 | 0.45 | 0.45 | 0.45 | Y | South | FC
SDG1_1_PDRP60 | SDG1_1_PDRP60 | CAISO System | 0.99 | 0.99 | 0.99 | 0.99 | 0.99 | 0.99 | 0.99 | 0.99 | 0.99 | 0.99 | 0.99 | 0.99 | Y | South | FC
SDG1_1_PDRP61 | SDG1_1_PDRP61 | CAISO System | 0.99 | 0.99 | 0.99 | 0.99 | 0.99 | 0.99 | 0.99 | 0.99 | 0.99 | 0.99 | 0.99 | 0.99 | Y | South | FC
SDG1_1_PDRP62 | SDG1_1_PDRP62 | CAISO System | 0.99 | 0.99 | 0.99 | 0.99 | 0.99 | 0.99 | 0.99 | 0.99 | 0.99 | 0.99 | 0.99 | 0.99 | Y | South | FC
SDG1_1_PDRP63 | SDG1_1_PDRP63 | CAISO System | 0.99 | 0.99 | 0.99 | 0.99 | 0.99 | 0.99 | 0.99 | 0.99 | 0.99 | 0.99 | 0.99 | 0.99 | Y | South | FC
SDG1_1_PDRP64 | SDG1_1_PDRP64 | CAISO System | 0.99 | 0.99 | 0.99 | 0.99 | 0.99 | 0.99 | 0.99 | 0.99 | 0.99 | 0.99 | 0.99 | 0.99 | Y | South | FC
SDG1_1_PDRP65 | SDG1_1_PDRP65 | CAISO System | 0.99 | 0.99 | 0.99 | 0.99 | 0.99 | 0.99 | 0.99 | 0.99 | 0.99 | 0.99 | 0.99 | 0.99 | Y | South | FC
SDG1_1_PDRP66 | SDG1_1_PDRP66 | CAISO System | 0.99 | 0.99 | 0.99 | 0.99 | 0.99 | 0.99 | 0.99 | 0.99 | 0.99 | 0.99 | 0.99 | 0.99 | Y | South | FC
SDG1_1_PDRP67 | SDG1_1_PDRP67 | CAISO System | 0.99 | 0.99 | 0.99 | 0.99 | 0.99 | 0.99 | 0.99 | 0.99 | 0.99 | 0.99 | 0.99 | 0.99 | Y | South | FC
SDG1_1_PDRP68 | SDG1_1_PDRP68 | CAISO System | 0.99 | 0.99 | 0.99 | 0.99 | 0.99 | 0.99 | 0.99 | 0.99 | 0.99 | 0.99 | 0.99 | 0.99 | Y | South | FC
SDG1_1_PDRP69 | SDG1_1_PDRP69 | CAISO System | 0.99 | 0.99 | 0.99 | 0.99 | 0.99 | 0.99 | 0.99 | 0.99 | 0.99 | 0.99 | 0.99 | 0.99 | Y | South | FC
SDG1_1_PDRP70 | SDG1_1_PDRP70 | CAISO System | 0.99 | 0.99 | 0.99 | 0.99 | 0.99 | 0.99 | 0.99 | 0.99 | 0.99 | 0.99 | 0.99 | 0.99 | Y | South | FC
SDG1_1_PDRP71 | SDG1_1_PDRP71 | CAISO System | 0.99 | 0.99 | 0.99 | 0.99 | 0.99 | 0.99 | 0.99 | 0.99 | 0.99 | 0.99 | 0.99 | 0.99 | Y | South | FC
SDG1_1_PDRP73 | PDR-F SDG1 | CAISO System | 2 | 2 | 2 | 2 | 2 | 2 | 2 | 2 | 2 | 2 | 2 | 2 | Y | South | FC
SDG1_1_PDRP74 | SDG1_1_PDRP74 | CAISO System | 0.2 | 0.2 | 0.2 | 0.2 | 0.2 | 0.2 | 0.2 | 0.2 | 0.2 | 0.2 | 0.2 | 0.2 | Y | South | FC
SDG1_1_PDRP75 | SDG1_1_PDRP75 | CAISO System | 0.2 | 0.2 | 0.2 | 0.2 | 0.2 | 0.2 | 0.2 | 0.2 | 0.2 | 0.2 | 0.2 | 0.2 | Y | South | FC
SDG1_1_PDRP78 | SDG1_1_PDRP78 | CAISO System | 0.2 | 0.2 | 0.2 | 0.2 | 0.2 | 0.2 | 0.2 | 0.2 | 0.2 | 0.2 | 0.2 | 0.2 | Y | South | FC
SEARLS_7_ARGUS | Argus Cogeneration | CAISO System | 7.42 | 6.62 | 6.15 | 5.17 | 3.78 | 4.44 | 3.94 | 4.01 | 3.96 | 4.55 | 5.45 | 5.75 | N | South | FC
SEGS_1_SR2SL2 | Sunray 2 | CAISO System | 0.8 | 0.6 | 3.6 | 3 | 3.2 | 6.2 | 7.8 | 5.4 | 2.8 | 0.4 | 0.4 | 0 | N | South | FC
SENTNL_2_CTG1 | Sentinel Unit 1 | LA Basin | 103.76 | 103.76 | 103.76 | 103.76 | 103.76 | 103.76 | 103.76 | 103.76 | 103.76 | 103.76 | 103.76 | 103.76 | Y | South | FC
SENTNL_2_CTG2 | Sentinel Unit 2 | LA Basin | 95.34 | 95.34 | 95.34 | 95.34 | 95.34 | 95.34 | 95.34 | 95.34 | 95.34 | 95.34 | 95.34 | 95.34 | Y | South | FC
SENTNL_2_CTG3 | Sentinel Unit 3 | LA Basin | 96.85 | 96.85 | 96.85 | 96.85 | 96.85 | 96.85 | 96.85 | 96.85 | 96.85 | 96.85 | 96.85 | 96.85 | Y | South | FC
SENTNL_2_CTG4 | Sentinel Unit 4 | LA Basin | 102.47 | 102.47 | 102.47 | 102.47 | 102.47 | 102.47 | 102.47 | 102.47 | 102.47 | 102.47 | 102.47 | 102.47 | Y | South | FC
SENTNL_2_CTG5 | Sentinel Unit 5 | LA Basin | 103.81 | 103.81 | 103.81 | 103.81 | 103.81 | 103.81 | 103.81 | 103.81 | 103.81 | 103.81 | 103.81 | 103.81 | Y | South | FC
SENTNL_2_CTG6 | Sentinel Unit 6 | LA Basin | 100.99 | 100.99 | 100.99 | 100.99 | 100.99 | 100.99 | 100.99 | 100.99 | 100.99 | 100.99 | 100.99 | 100.99 | Y | South | FC
SENTNL_2_CTG7 | Sentinel Unit 7 | LA Basin | 97.06 | 97.06 | 97.06 | 97.06 | 97.06 | 97.06 | 97.06 | 97.06 | 97.06 | 97.06 | 97.06 | 97.06 | Y | South | FC
SENTNL_2_CTG8 | Sentinel Unit 8 | LA Basin | 101.8 | 101.8 | 101.8 | 101.8 | 101.8 | 101.8 | 101.8 | 101.8 | 101.8 | 101.8 | 101.8 | 101.8 | Y | South | FC
SGREGY_6_SANGER | Algonquin Power Sanger 2 | Fresno | 48.08 | 48.08 | 48.08 | 48.08 | 48.08 | 48.08 | 48.08 | 48.08 | 48.08 | 48.08 | 48.08 | 48.08 | Y | North | FC
SHELRF_1_UNITS | SHELL OIL REFINERY AGGREGATE | Bay Area | 27.91 | 26.45 | 24.53 | 22.46 | 33.68 | 31.99 | 27.88 | 27.71 | 26.98 | 24.62 | 27.87 | 29.29 | N | North | FC
SHUTLE_6_CREST | CREST Contracts | Big Creek-Ventura | 0 | 0 | 0 | 0 | 0 | 0 | 0 | 0 | 0 | 0 | 0 | 0 | N | South | EO
SIERRA_1_UNITS | HIGH SIERRA LIMITED | Kern | 51.52 | 51.54 | 50.94 | 50.64 | 50.24 | 49.58 | 49.46 | 49.57 | 50.13 | 50.53 | 51.24 | 51.76 | Y | North | FC
SISQUC_1_SMARIA | Santa Maria II LFG Power Plant | CAISO System | 0.9 | 0.56 | 0.69 | 0.36 | 0.38 | 0.42 | 0.59 | 0.85 | 1.03 | 1.05 | 1.03 | 0.88 | N | North | FC
SKERN_6_SOLAR1 | South Kern Solar PV Plant | Kern | 0.8 | 0.6 | 3.6 | 3 | 3.2 | 6.2 | 7.8 | 5.4 | 2.8 | 0.4 | 0.4 | 0 | N | North | FC
SKERN_6_SOLAR2 | SKIC Solar | Kern | 0.4 | 0.3 | 1.8 | 1.5 | 1.6 | 3.1 | 3.9 | 2.7 | 1.4 | 0.2 | 0.2 | 0 | N | North | FC
SLRMS3_2_SRMSR1 | SILVER RIDGE MOUNT SIGNAL 3 | San Diego-IV | 10 | 7.5 | 45 | 37.5 | 40 | 77.5 | 97.5 | 67.5 | 35 | 5 | 5 | 0 | N | South | FC
SLST13_2_SOLAR1 | Quinto Solar PV Project | CAISO System | 4.3 | 3.23 | 19.37 | 16.14 | 17.22 | 33.36 | 41.96 | 29.05 | 15.06 | 2.15 | 2.15 | 0 | N | North | FC
SLSTR1_2_SOLAR1 | Solar Star 1 | CAISO System | 12.4 | 9.3 | 55.8 | 46.5 | 49.6 | 96.1 | 120.9 | 83.7 | 43.4 | 6.2 | 6.2 | 0 | N | South | FC
SLSTR2_2_SOLAR2 | Solar Star 2 | CAISO System | 11.04 | 8.28 | 49.68 | 41.4 | 44.16 | 85.56 | 107.64 | 74.52 | 38.64 | 5.52 | 5.52 | 0 | N | South | FC
SLUISP_2_UNITS | SAN LUIS (GIANELLI) PUMP-GEN (AGGREGATE) | CAISO System | 0 | 42.81 | 41.18 | 69.06 | 100.4 | 89.22 | 79.55 | 45 | 37.65 | 61.53 | 50.2 | 12.69 | N | North | FC
SLYCRK_1_UNIT 1 | SLY CREEK HYDRO | Sierra | 13 | 13 | 13 | 13 | 13 | 13 | 13 | 13 | 13 | 13 | 13 | 13 | Y | North | FC
SMPRIP_1_SMPSON | Ripon Cogeneration Unit 1 | CAISO System | 46.05 | 46.05 | 46.05 | 46.05 | 46.05 | 46.05 | 46.05 | 46.05 | 46.05 | 46.05 | 46.05 | 46.05 | Y | North | FC
SMRCOS_6_LNDFIL | San Marcos Energy | San Diego-IV | 1.47 | 1.49 | 1.5 | 1.5 | 1.42 | 1.5 | 1.5 | 1.5 | 1.5 | 1.5 | 1.31 | 1.47 | N | South | FC
SMUDGO_7_UNIT 1 | SONOMA POWER PLANT | NCNB | 47 | 47 | 47 | 47 | 47 | 47 | 47 | 47 | 47 | 47 | 47 | 47 | Y | North | FC
SMYRNA_1_DL1SR1 | Delano Land 1 | CAISO System | 0.04 | 0.03 | 0.18 | 0.15 | 0.16 | 0.31 | 0.39 | 0.27 | 0.14 | 0.02 | 0.02 | 0 | N | North | ID | 100% | 18DGD Waiting for Gates #12 500/230 kV transformer and possibly other
SNCLRA_2_HOWLNG | Houwelings Nurseries Oxnard, Inc | Big Creek-Ventura | 7.66 | 6.29 | 9.02 | 10.61 | 8.8 | 8.65 | 8.62 | 8.72 | 9.91 | 9.8 | 6.78 | 7.34 | N | South | FC
SNCLRA_2_SPRHYD | Springville Hydroelectric Generator | Big Creek-Ventura | 0.21 | 0.3 | 0.28 | 0.34 | 0.16 | 0.2 | 0.21 | 0.18 | 0.12 | 0.11 | 0.15 | 0.17 | N | South | FC
SNCLRA_2_UNIT | Channel Islands Power | Big Creek-Ventura | 27.5 | 27.5 | 27.5 | 27.5 | 27.5 | 27.5 | 27.5 | 27.5 | 27.5 | 27.5 | 27.5 | 27.5 | Y | South | FC
SNCLRA_2_UNIT1 | New Indy Oxnard | Big Creek-Ventura | 20.08 | 19.8 | 18.31 | 16.62 | 14.33 | 15.7 | 15.69 | 15.63 | 15.94 | 14.81 | 14.87 | 15.47 | N | South | FC
SNCLRA_6_OXGEN | E.F. OXNARD INCORPORATED | Big Creek-Ventura | 32.75 | 31.74 | 28.19 | 31.23 | 33.91 | 35.11 | 31.98 | 35.38 | 32.48 | 29.99 | 33.31 | 31.21 | N | South | FC
SNCLRA_6_PROCGN | PROCTER AND GAMBLE OXNARD II | Big Creek-Ventura | 45.63 | 41.22 | 31.91 | 45.52 | 43.04 | 45.51 | 45.66 | 45.47 | 45.25 | 44.78 | 45.18 | 44.7 | N | South | FC
SNCLRA_6_QF | SANTA CLARA QFS | Big Creek-Ventura | 0 | 0 | 0 | 0 | 0 | 0 | 0 | 0 | 0 | 0 | 0 | 0.01 | N | South | FC
SNDBAR_7_UNIT 1 | SANDBAR | Stockton | 10.4 | 9.6 | 10.6 | 13.59 | 14.04 | 14.03 | 14.24 | 12.88 | 10.28 | 7.65 | 6.27 | 8.57 | N | North | FC
SNMALF_6_UNITS | Sonoma County Landfill | NCNB | 3.32 | 3.79 | 3.2 | 3.58 | 3.49 | 2.61 | 3.25 | 3.12 | 3.27 | 3.13 | 3.4 | 3.43 | N | North | FC
SOUTH_2_UNIT | SOUTH HYDRO | CAISO System | 3.27 | 3.49 | 3.88 | 2.53 | 2.55 | 1.65 | 0.63 | 0.98 | 1.53 | 1.99 | 2.18 | 2.71 | N | North | FC
SPAULD_6_UNIT 3 | SPAULDING HYDRO PH 3 UNIT | Sierra | 0.8 | 0.83 | 2.16 | 2.46 | 1.49 | 0.69 | 1.91 | 1.59 | 2.88 | 2.78 | 1.19 | 0.78 | N | North | FC
SPAULD_6_UNIT12 | SPAULDING HYDRO PH 1 & 2 AGGREGATE | Sierra | 11.4 | 11.4 | 11.4 | 11.4 | 11.4 | 11.4 | 11.4 | 11.4 | 11.4 | 11.4 | 11.4 | 11.4 | Y | North | FC
SPBURN_2_UNIT 1 | Burney Biomass | CAISO System | 9.63 | 10.31 | 10.06 | 7.49 | 10.32 | 13.43 | 13.22 | 13.25 | 12.54 | 5.51 | 6.92 | 7.82 | N | North | FC
SPBURN_7_SNOWMT | SPBURN_7_SNOWMT | CAISO System | 1.3 | 1.53 | 2.4 | 2.42 | 1.07 | 0.19 | 0 | 0 | 0 | 0.06 | 0.13 | 0.57 | N | North | FC
SPI LI_2_UNIT 1 | Lincoln Biomass | Sierra | 5.58 | 6.29 | 6.49 | 5.5 | 8.61 | 9.8 | 10.07 | 9.93 | 9.69 | 6.21 | 5.52 | 5.29 | N | North | FC
SPIAND_1_ANDSN2 | SPI Anderson 2 | CAISO System | 12.16 | 13.61 | 15.69 | 12.13 | 16.09 | 19.43 | 18.87 | 20.28 | 19.52 | 13.66 | 8.57 | 13.46 | N | North | FC
SPICER_1_UNITS | SPICER HYDRO UNITS 1-3 AGGREGATE | CAISO System | 6 | 6 | 6 | 6 | 6 | 6 | 6 | 6 | 6 | 6 | 6 | 6 | Y | North | FC
SPIFBD_1_PL1X2 | SIERRA PACIFIC IND. (SONORA) | Stockton | 6.12 | 6.49 | 6.31 | 4.32 | 4.85 | 5.36 | 5.29 | 5.67 | 5.58 | 4.85 | 4.89 | 4.97 | N | North | FC
SPQUIN_6_SRPCQU | Quincy Biomass | CAISO System | 19.58 | 20.76 | 20.19 | 18.34 | 19.99 | 19.6 | 20.23 | 19.94 | 21.42 | 17.66 | 15.9 | 16.47 | N | North | FC
SPRGAP_1_UNIT 1 | SPRING GAP HYDRO | Stockton | 5.34 | 4.37 | 5.41 | 5.14 | 4.83 | 5.02 | 1.46 | 0.01 | 1.95 | 2.37 | 2.86 | 4.72 | N | North | FC
SPRGVL_2_CREST | Springerville Aggregate Solar Resources | Big Creek-Ventura | 0 | 0 | 0 | 0 | 0 | 0 | 0 | 0 | 0 | 0 | 0 | 0 | N | South | EO
SPRGVL_2_QF | SPRINGVILLE QFS | Big Creek-Ventura | 0.13 | 0.18 | 0.18 | 0.18 | 0.18 | 0.18 | 0.18 | 0.18 | 0.17 | 0.05 | 0 | 0 | N | South | FC
SPRGVL_2_TULE | TULE RIVER HYDRO PLANT (PG&E) | Big Creek-Ventura | 0.24 | 0.98 | 1.34 | 1.46 | 0.95 | 0.12 | 0 | 0 | 0 | 0 | 0 | 0 | N | South | FC
SPRGVL_2_TULESC | TULE RIVER HYDRO PLANT (SCE) | Big Creek-Ventura | 0.24 | 0.98 | 1.34 | 1.46 | 0.95 | 0.12 | 0 | 0 | 0 | 0 | 0 | 0 | N | South | FC
SRINTL_6_UNIT | SRI INTERNATIONAL | Bay Area | 1.18 | 1.21 | 1.04 | 1 | 1.05 | 0.82 | 0.94 | 0.78 | 0.75 | 0.83 | 0.95 | 0.98 | N | North | FC
STANIS_7_UNIT 1 | STANISLAUS HYDRO | Stockton | 91 | 91 | 91 | 91 | 91 | 91 | 91 | 91 | 91 | 91 | 91 | 91 | Y | North | FC
STAUFF_1_UNIT | RHODIA INC. (RHONE-POULENC) | Bay Area | 0.07 | 0.11 | 0.11 | 0.05 | 0.02 | 0 | 0.01 | 0.01 | 0.01 | 0.02 | 0.02 | 0.1 | N | North | FC
STIGCT_2_LODI | LODI STIG UNIT | Sierra | 49.5 | 49.5 | 49.5 | 49.5 | 49.5 | 49.5 | 49.5 | 49.5 | 49.5 | 49.5 | 49.5 | 49.5 | Y | North | FC
STNRES_1_UNIT | Covanta Stanislaus | Stockton | 13.43 | 18.43 | 18.24 | 16.13 | 18.81 | 19.07 | 18.45 | 18.26 | 17.65 | 18.01 | 18.37 | 18.01 | N | North | FC
STOILS_1_UNITS | Chevron Richmond Refinery | Bay Area | 0.81 | 0.25 | 0 | 0.23 | 0 | 0 | 0 | 5.14 | 0.07 | 5.4 | 6.48 | 3.11 | N | North | FC
STOREY_2_MDRCH2 | Madera Chowchilla 2 | Fresno | 0.17 | 0.21 | 0.27 | 0.37 | 0.43 | 0.42 | 0.41 | 0.28 | 0.15 | 0.08 | 0.01 | 0 | N | North | FC
STOREY_2_MDRCH3 | Madera Chowchilla 3 | Fresno | 0.09 | 0.1 | 0.1 | 0.15 | 0.26 | 0.3 | 0.3 | 0.19 | 0.05 | 0.06 | 0.01 | 0 | N | North | FC
STOREY_2_MDRCH4 | Madera Chowchilla 4 | Fresno | 0.18 | 0.21 | 0.23 | 0.41 | 0.65 | 0.66 | 0.63 | 0.2 | 0.19 | 0.01 | 0 | 0 | N | North | FC
STOREY_7_MDRCHW | Madera Canal Site 980 | Fresno | 0 | 0.22 | 0.61 | 1.03 | 0.88 | 1.37 | 1.31 | 0.82 | 0.42 | 0.22 | 0.05 | 0 | N | North | FC
STROUD_6_SOLAR | Stroud Solar Station | Fresno | 0.8 | 0.6 | 3.6 | 3 | 3.2 | 6.2 | 7.8 | 5.4 | 2.8 | 0.4 | 0.4 | 0 | N | North | ID | 100% | C3-4 Waiting for Bellota-Warnerville 230 kV reconductoring and possibly other
STROUD_6_WWHSR1 | Winter Wheat Solar Farm | Fresno | 0 | 0 | 0 | 0 | 0 | 0 | 0 | 0 | 0 | 0 | 0 | 0 | N | North | EO
SUMWHT_6_SWSSR1 | Summer Wheat Solar Farm | Fresno | 0.74 | 0.56 | 3.33 | 2.78 | 2.96 | 5.74 | 7.22 | 5 | 2.59 | 0.37 | 0.37 | 0 | N | North | ID | 100% | C3-4 Waiting for Bellota-Warnerville 230 kV reconductoring and possibly other
SUNRIS_2_PL1X3 | Sunrise Power Project AGGREGATE II | CAISO System | 586.02 | 586.02 | 586.02 | 586.02 | 586.02 | 586.02 | 586.02 | 586.02 | 586.02 | 586.02 | 586.02 | 586.02 | Y | North | FC
SUNSET_2_UNITS | MIDWAY SUNSET COGENERATION PLANT | CAISO System | 248 | 235.81 | 247.05 | 246.05 | 237.87 | 234.15 | 230.05 | 229.5 | 232.23 | 241.6 | 247.5 | 248 | Y | North | FC
SUNSHN_2_LNDFL | Sunshine Gas Producers | Big Creek-Ventura | 17.79 | 17.41 | 17.59 | 16.39 | 15.34 | 16.02 | 16.55 | 15.86 | 15.4 | 16.67 | 16.99 | 18.13 | N | South | ID | 100% | Waiting for: Desert Area upgrades
SWIFT_1_NAS | YERBA BUENA BATTERY | Bay Area | 3 | 3 | 3 | 3 | 3 | 3 | 3 | 3 | 3 | 3 | 3 | 3 | Y | North | PD | 100% | PD to 84% or (4.01 MW of 4.8 MW)
SYCAMR_2_UNIT 1 | Sycamore Cogeneration Unit 1 | Big Creek-Ventura | 80 | 80 | 80 | 80 | 80 | 78.98 | 79.44 | 77.41 | 77.99 | 79.57 | 80 | 80 | N | South | FC
SYCAMR_2_UNIT 2 | Sycamore Cogeneration Unit 2 | Big Creek-Ventura | 80 | 80 | 80 | 80 | 80 | 80 | 80 | 80 | 80 | 80 | 80 | 80 | Y | South | FC
SYCAMR_2_UNIT 3 | Sycamore Cogeneration Unit 3 | Big Creek-Ventura | 80 | 80 | 80 | 80 | 80 | 80 | 80 | 80 | 80 | 80 | 80 | 80 | Y | South | FC
SYCAMR_2_UNIT 4 | Sycamore Cogeneration Unit 4 | Big Creek-Ventura | 80 | 80 | 80 | 80 | 80 | 80 | 80 | 80 | 80 | 80 | 80 | 80 | Y | South | FC
TANHIL_6_SOLART | Berry Cogen 18 | CAISO System | 10.62 | 10.59 | 8.49 | 9.59 | 10.59 | 9.88 | 9.77 | 9.92 | 10.27 | 10.65 | 10.48 | 11.78 | N | North | FC
TBLMTN_6_QF | SMALL QF AGGREGATION - PARADISE | CAISO System | 0.61 | 0.93 | 0.92 | 1.29 | 0.97 | 0.56 | 0.27 | 0.18 | 0.22 | 0.24 | 0.25 | 0.31 | N | North | FC
TEHAPI_2_WIND1 | Wind Wall Monolith 1 | CAISO System | 2.08 | 1.79 | 4.17 | 3.72 | 3.72 | 4.91 | 3.42 | 3.13 | 2.23 | 1.19 | 1.79 | 1.94 | N | South | FC
TEHAPI_2_WIND2 | Wind Wall Monolith 2 | CAISO System | 2.97 | 2.55 | 5.95 | 5.31 | 5.31 | 7.01 | 4.89 | 4.46 | 3.19 | 1.7 | 2.55 | 2.76 | N | South | FC
TENGEN_2_PL1X2 | Berry Cogen 42 | Big Creek-Ventura | 30.86 | 30.33 | 37.31 | 32.65 | 30.3 | 37.8 | 36.99 | 37.6 | 37.59 | 33.69 | 35.4 | 34.23 | N | South | FC
TERMEX_2_PL1X3 | TDM | San Diego-IV | 605 | 605 | 605 | 605 | 601 | 593 | 591 | 593 | 596 | 605 | 605 | 605 | Y | South | FC
TESLA_1_QF | SMALL QF AGGREGATION - STOCKTON | CAISO System | 0.28 | 0.35 | 0.55 | 0.56 | 0.43 | 0.39 | 0.27 | 0.26 | 0.25 | 0.19 | 0.07 | 0.12 | N | North | FC
TIDWTR_2_UNITS | MARTINEZ COGEN LIMITED PARTNERSHIP | Bay Area | 25.4 | 16.79 | 10.18 | 12.5 | 12.71 | 20.37 | 16.29 | 11.19 | 8.61 | 19.15 | 19.48 | 23.21 | N | North | FC
TIFFNY_1_DILLON | TIFFNY_1_DILLON | LA Basin | 6.3 | 5.4 | 12.6 | 11.25 | 11.25 | 14.85 | 10.35 | 9.45 | 6.75 | 3.6 | 5.4 | 5.85 | N | South | FC
TIGRCK_7_UNITS | TIGER CREEK HYDRO AGGREGATE | CAISO System | 62 | 62 | 62 | 62 | 62 | 62 | 62 | 62 | 62 | 62 | 62 | 62 | Y | North | FC
TKOPWR_6_HYDRO | Bear Creek Hydroelectric Project | CAISO System | 1.53 | 1.53 | 2.13 | 2.26 | 0.61 | 0.06 | 0 | 0 | 0 | 0.04 | 0.3 | 0.7 | N | North | FC
TMPLTN_2_SOLAR | Vintner Solar | CAISO System | 0.06 | 0.05 | 0.27 | 0.23 | 0.24 | 0.47 | 0.59 | 0.41 | 0.21 | 0.03 | 0.03 | 0 | N | North | FC
TOADTW_6_UNIT | TOAD TOWN | CAISO System | 0.51 | 0.64 | 0.4 | 0.14 | 0.27 | 0.43 | 0.73 | 0.44 | 0.11 | 0.04 | 0.4 | 0.46 | N | North | FC
TOPAZ_2_SOLAR | Topaz Solar Farms | CAISO System | 22 | 16.5 | 99 | 82.5 | 88 | 170.5 | 214.5 | 148.5 | 77 | 11 | 11 | 0 | N | North | FC
TORTLA_1_SOLAR | Longboat Solar | CAISO System | 0.8 | 0.6 | 3.6 | 3 | 3.2 | 6.2 | 7.8 | 5.4 | 2.8 | 0.4 | 0.4 | 0 | N | South | FC
TRNQL8_2_AMASR1 | Tranquillity 8 Amarillo | Fresno | 0.8 | 0.6 | 3.6 | 3 | 3.2 | 6.2 | 7.8 | 5.4 | 2.8 | 0.4 | 0.4 | 0 | N | North | ID | 100% | C7 Waiting for Bellota-Warnerville 230 kV reconductoring and possibly other
TRNQL8_2_AZUSR1 | Tranquillity 8 Azul | Fresno | 0.8 | 0.6 | 3.6 | 3 | 3.2 | 6.2 | 7.8 | 5.4 | 2.8 | 0.4 | 0.4 | 0 | N | North | ID | 100% | C7 Waiting for Bellota-Warnerville 230 kV reconductoring and possibly other
TRNQL8_2_ROJSR1 | Tranquillity 8 Rojo | Fresno | 1.2 | 0.9 | 5.4 | 4.5 | 4.8 | 9.3 | 11.7 | 8.1 | 4.2 | 0.6 | 0.6 | 0 | N | North | ID | 30% | C7 Waiting for Bellota-Warnerville 230 kV reconductoring and possibly other
TRNQL8_2_VERSR1 | Tranquillity 8 Verde | Fresno | 0 | 0 | 0 | 0 | 0 | 0 | 0 | 0 | 0 | 0 | 0 | 0 | N | North | ID | 0% | C7 Waiting for Bellota-Warnerville 230 kV reconductoring and possibly other
TRNQLT_2_SOLAR | Tranquillity | Fresno | 8 | 6 | 36 | 30 | 32 | 62 | 78 | 54 | 28 | 4 | 4 | 0 | N | North | ID | 100% | C3-4 Waiting for Bellota-Warnerville 230 kV Reconductoring and possibly other
TRNSWD_1_QF | FPL Energy C Wind | LA Basin | 5.46 | 4.68 | 10.91 | 9.74 | 9.74 | 12.86 | 8.96 | 8.18 | 5.85 | 3.12 | 4.68 | 5.07 | N | South | FC
TULEWD_1_TULWD1 | Tule Wind | San Diego-IV | 17.86 | 15.31 | 35.73 | 31.9 | 31.9 | 42.11 | 29.35 | 26.8 | 19.14 | 10.21 | 15.31 | 16.59 | N | South | FC
TULLCK_7_UNITS | Tullock Hydro | Stockton | 4.03 | 6.43 | 6.66 | 19.96 | 23.06 | 20.68 | 19.53 | 18.85 | 12.66 | 11.13 | 5.22 | 4.84 | N | North | FC
TUPMAN_1_BIOGAS | ABEC Bidart-Stockale #1 | CAISO System | 0.25 | 0.26 | 0.31 | 0.28 | 0.33 | 0.32 | 0.21 | 0.22 | 0.21 | 0.24 | 0.18 | 0.17 | N | North | FC
TWISSL_6_SOLAR | Nickel 1 ("NLH1") | CAISO System | 0.06 | 0.05 | 0.27 | 0.23 | 0.24 | 0.47 | 0.59 | 0.41 | 0.21 | 0.03 | 0.03 | 0 | N | North | FC
TWISSL_6_SOLAR1 | Coronal Lost Hills | CAISO System | 0.8 | 0.6 | 3.6 | 3 | 3.2 | 6.2 | 7.8 | 5.4 | 2.8 | 0.4 | 0.4 | 0 | N | North | FC
TX-ELK_6_SOLAR1 | Castor | CAISO System | 0 | 0 | 0 | 0 | 0 | 0 | 0 | 0 | 0 | 0 | 0 | 0 | N | North | EO
TXMCKT_6_UNIT | McKittrick Cogen | CAISO System | 1.82 | 2.76 | 2.94 | 3.06 | 3.02 | 2.5 | 2.73 | 2.08 | 2.13 | 2.91 | 2.95 | 2.45 | N | North | FC
UKIAH_7_LAKEMN | UKIAH LAKE MENDOCINO HYDRO | NCNB | 1.7 | 1.7 | 1.7 | 1.7 | 1.7 | 1.7 | 1.7 | 1.7 | 1.7 | 1.7 | 1.7 | 1.7 | Y | North | FC
ULTPCH_1_UNIT 1 | Pacific Ultrapower Chinese Station | Stockton | 16.84 | 16.73 | 16.52 | 12.21 | 12.06 | 16.92 | 16.17 | 16.19 | 15.85 | 16.12 | 14.15 | 17.85 | Y | North | FC
ULTPFR_1_UNIT 1 | Rio Bravo Fresno | Fresno | 21.71 | 16.87 | 24.3 | 24.04 | 15.66 | 23.29 | 23.36 | 24.07 | 19.04 | 24.07 | 23.07 | 23.93 | Y | North | FC
ULTRCK_2_UNIT | Rio Bravo Rocklin | Sierra | 23.87 | 19.45 | 24.4 | 24.12 | 14.72 | 24.25 | 23.52 | 22.83 | 18.47 | 23.2 | 18.82 | 23.08 | Y | North | FC
UNCHEM_1_UNIT | CONTRA COSTA CARBON PLANT | Bay Area | 14.12 | 12.6 | 11.42 | 12.62 | 10.07 | 13.03 | 11.21 | 13.1 | 10.21 | 7.38 | 13.45 | 14.6 | N | North | FC
UNOCAL_1_UNITS | TOSCO (RODEO PLANT) | Bay Area | 8.05 | 5.6 | 1.74 | 0.31 | 0.79 | 0.12 | 0.78 | 0.07 | 0.31 | 4.29 | 2.4 | 2.05 | N | North | FC
UNVRSY_1_UNIT 1 | Berry Cogen 38 - Unit 1 | CAISO System | 36.51 | 35.86 | 24.17 | 21.76 | 33.29 | 33.96 | 33.69 | 34.03 | 34.36 | 33.58 | 32.61 | 36.73 | N | North | FC
USWND2_1_WIND1 | Golden Hills A | CAISO System | 6.01 | 5.16 | 12.03 | 10.74 | 10.74 | 14.18 | 9.88 | 9.02 | 6.44 | 3.44 | 5.16 | 5.58 | N | North | FC
USWND2_1_WIND2 | Golden Hills B | CAISO System | 6.01 | 5.16 | 12.03 | 10.74 | 10.74 | 14.18 | 9.88 | 9.02 | 6.44 | 3.44 | 5.16 | 5.58 | N | North | FC
USWND2_1_WIND3 | Golden Hills C | CAISO System | 6.44 | 5.52 | 12.88 | 11.5 | 11.5 | 15.18 | 10.58 | 9.66 | 6.9 | 3.68 | 5.52 | 5.98 | N | North | FC
USWND4_2_UNIT2 | Altamont Landfill Gas to Energy | CAISO System | 7.4 | 7.4 | 7.35 | 6.41 | 7.4 | 7.4 | 7.4 | 7.4 | 7.4 | 7.23 | 7.4 | 7.4 | Y | North | FC
USWNDR_2_LABWD1 | LaBrisa Wind Project | Bay Area | 1.26 | 1.08 | 2.52 | 2.25 | 2.25 | 2.97 | 2.07 | 1.89 | 1.35 | 0.72 | 1.08 | 1.17 | N | North | FC
USWNDR_2_SMUD | SOLANO WIND FARM | Bay Area | 14.31 | 12.26 | 28.61 | 25.55 | 25.55 | 33.72 | 23.5 | 21.46 | 15.33 | 8.17 | 12.26 | 13.28 | N | North | FC
USWNDR_2_SMUD2 | Solano Wind Project Phase 3 | Bay Area | 17.89 | 15.34 | 35.78 | 31.95 | 31.95 | 42.17 | 29.39 | 26.84 | 19.17 | 10.22 | 15.34 | 16.61 | N | North | FC
USWPJR_2_UNITS | Vasco Wind | Bay Area | 10.95 | 9.38 | 21.9 | 19.55 | 19.55 | 25.81 | 17.99 | 16.42 | 11.73 | 6.26 | 9.38 | 10.17 | N | North | FC
VACADX_1_NAS | VACA-DIXON BATTERY | CAISO System | [12 empty] | Y | North | ID | 100% | 18DGD (80% or 1.93 MW of 2.4 MW) Waiting for Moraga-Castro Valley 230 kV Line Capacity Increase and possibly other | bar: JAN to DEC
VACADX_1_SOLAR | Vaca-Dixon Solar Station | CAISO System | 0.1 | 0.08 | 0.45 | 0.38 | 0.4 | 0.78 | 0.98 | 0.68 | 0.35 | 0.05 | 0.05 | 0 | N | North | FC
VACADX_1_UNITA1 | CalPeak Power Vaca Dixon Unit 1 | CAISO System | 50.61 | 50.61 | 50.61 | 50.61 | 50.61 | 50.61 | 50.61 | 50.61 | 50.61 | 50.61 | 50.61 | 50.61 | Y | North | FC
VALLEY_5_PERRIS | MWD Perris Hydroelectric Recovery Plant | LA Basin | 7.94 | 7.94 | 7.94 | 7.94 | 7.94 | 7.94 | 7.94 | 7.94 | 7.94 | 7.94 | 7.94 | 7.94 | Y | South | FC
VALLEY_5_REDMTN | MWD Red Mountain Hydroelectric Recovery | LA Basin | 2.38 | 4.08 | 3.15 | 3.72 | 3.55 | 2.53 | 2.33 | 2.13 | 3.57 | 4.11 | 1.9 | 2.93 | N | South | FC
VALLEY_5_RTS044 | SPVP044 | LA Basin | 0.32 | 0.24 | 1.44 | 1.2 | 1.28 | 2.48 | 3.12 | 2.16 | 1.12 | 0.16 | 0.16 | 0 | N | South | FC
VALLEY_5_SOLAR1 | Kona Solar - Meridian #1 | LA Basin | 0 | 0 | 0 | 0 | 0 | 0 | 0 | 0 | 0 | 0 | 0 | 0 | N | South | EO
VALLEY_5_SOLAR2 | AP North Lake Solar | LA Basin | 0.8 | 0.6 | 3.6 | 3 | 3.2 | 6.2 | 7.8 | 5.4 | 2.8 | 0.4 | 0.4 | 0 | N | South | ID | 100% | Waiting for: West of Devers (WOD) upgrades
VEAVST_1_SOLAR | Community Solar | CAISO System | 0 | 0 | 0 | 0 | 0 | 0 | 0 | 0 | 0 | 0 | 0 | 0 | N | South | EO
VEDDER_1_SEKERN | TEXACO EXPLORATION & PROD (SE KERN RIVER | Kern | 0.11 | 0.25 | 0.6 | 0.85 | 1.07 | 1.42 | 1.87 | 2.19 | 0.73 | 1.17 | 2.88 | 0.21 | N | North | FC
VEGA_6_SOLAR1 | Vega Solar | Fresno | 0 | 0 | 0 | 0 | 0 | 0 | 0 | 0 | 0 | 0 | 0 | 0 | N | North | EO
VENWD_1_WIND1 | Windpark Unlimited 1 | LA Basin | 1.32 | 1.13 | 2.64 | 2.36 | 2.36 | 3.11 | 2.17 | 1.98 | 1.41 | 0.75 | 1.13 | 1.23 | N | South | FC
VENWD_1_WIND2 | Windpark Unlimited 2 | LA Basin | 2.25 | 1.93 | 4.49 | 4.01 | 4.01 | 5.3 | 3.69 | 3.37 | 2.41 | 1.28 | 1.93 | 2.09 | N | South | FC
VENWD_1_WIND3 | Painted Hills Windpark | LA Basin | 2.67 | 2.28 | 5.33 | 4.76 | 4.76 | 6.28 | 4.38 | 4 | 2.86 | 1.52 | 2.28 | 2.48 | N | South | FC
VERNON_6_GONZL1 | H. Gonzales Unit #1 | LA Basin | 5.75 | 5.75 | 5.75 | 5.75 | 5.75 | 5.75 | 5.75 | 5.75 | 5.75 | 5.75 | 5.75 | 5.75 | Y | South | FC
VERNON_6_GONZL2 | H. Gonzales Unit #2 | LA Basin | 5.75 | 5.75 | 5.75 | 5.75 | 5.75 | 5.75 | 5.75 | 5.75 | 5.75 | 5.75 | 5.75 | 5.75 | Y | South | FC
VERNON_6_MALBRG | Malburg Generating Station | LA Basin | 134 | 134 | 134 | 134 | 134 | 134 | 134 | 134 | 134 | 134 | 134 | 134 | Y | South | FC
VESTAL_2_KERN | KERN RIVER PH 3 UNITS 1 & 2 AGGREGATE | Big Creek-Ventura | 14.15 | 17.8 | 26.53 | 31.32 | 32.48 | 28.64 | 18.04 | 12.63 | 6.88 | 4.61 | 7.33 | 9.25 | N | South | FC
VESTAL_2_RTS042 | SPVP042 Porterville Solar | Big Creek-Ventura | 0 | 0 | 0 | 0 | 0 | 0 | 0 | 0 | 0 | 0 | 0 | 0 | N | South | EO
VESTAL_2_SOLAR1 | NICOLIS | Big Creek-Ventura | 0.8 | 0.6 | 3.6 | 3 | 3.2 | 6.2 | 7.8 | 5.4 | 2.8 | 0.4 | 0.4 | 0 | N | South | FC
VESTAL_2_SOLAR2 | TROPICO | Big Creek-Ventura | 0.56 | 0.42 | 2.52 | 2.1 | 2.24 | 4.34 | 5.46 | 3.78 | 1.96 | 0.28 | 0.28 | 0 | N | South | FC
VESTAL_2_UNIT1 | CALGREN-PIXLEY | Big Creek-Ventura | 4.11 | 3.93 | 4.19 | 4.12 | 4.18 | 4.11 | 3.9 | 4.03 | 4.42 | 4.57 | 4.59 | 4.62 | N | South | FC
VESTAL_2_WELLHD | Wellhead Power Delano | Big Creek-Ventura | 49 | 49 | 49 | 49 | 49 | 49 | 49 | 49 | 49 | 49 | 49 | 49 | Y | South | FC
VESTAL_6_QF | VESTAL QFS | Big Creek-Ventura | 1.26 | 2.41 | 3.49 | 3.85 | 5.35 | 6.21 | 6.34 | 5.49 | 2.73 | 2.02 | 0.73 | 0.44 | N | South | FC
VICTOR_1_CREST | Victor Aggregate Solar Resources | CAISO System | 0 | 0 | 0 | 0 | 0 | 0 | 0 | 0 | 0 | 0 | 0 | 0 | N | South | EO
VICTOR_1_EXSLRA | Expressway Solar A | CAISO System | 0.08 | 0.06 | 0.36 | 0.3 | 0.32 | 0.62 | 0.78 | 0.54 | 0.28 | 0.04 | 0.04 | 0 | N | South | FC
VICTOR_1_EXSLRB | Expressway Solar B | CAISO System | 0.08 | 0.06 | 0.36 | 0.3 | 0.32 | 0.62 | 0.78 | 0.54 | 0.28 | 0.04 | 0.04 | 0 | N | South | FC
VICTOR_1_LVSLR1 | Lone Valley Solar Park 1 | CAISO System | 0 | 0 | 0 | 0 | 0 | 0 | 0 | 0 | 0 | 0 | 0 | 0 | N | South | EO
VICTOR_1_LVSLR2 | Lone Valley Solar Park 2 | CAISO System | 0 | 0 | 0 | 0 | 0 | 0 | 0 | 0 | 0 | 0 | 0 | 0 | N | South | EO
VICTOR_1_SLRHES | Sunedison - Hesperia | CAISO System | 0 | 0 | 0 | 0 | 0 | 0 | 0 | 0 | 0 | 0 | 0 | 0 | N | South | EO
VICTOR_1_SOLAR1 | Victor Phelan Solar One | CAISO System | 0 | 0 | 0 | 0 | 0 | 0 | 0 | 0 | 0 | 0 | 0 | 0 | N | South | EO
VICTOR_1_SOLAR2 | Alamo Solar | CAISO System | 0 | 0 | 0 | 0 | 0 | 0 | 0 | 0 | 0 | 0 | 0 | 0 | N | South | EO
VICTOR_1_SOLAR3 | Adelanto Solar 2 | CAISO System | 0.28 | 0.21 | 1.26 | 1.05 | 1.12 | 2.17 | 2.73 | 1.89 | 0.98 | 0.14 | 0.14 | 0 | N | South | FC
VICTOR_1_SOLAR4 | Adelanto Solar | CAISO System | 0 | 0 | 0 | 0 | 0 | 0 | 0 | 0 | 0 | 0 | 0 | 0 | N | South | EO
VICTOR_1_VDRYFA | Victor Dry Farm Ranch A | CAISO System | 0.2 | 0.15 | 0.9 | 0.75 | 0.8 | 1.55 | 1.95 | 1.35 | 0.7 | 0.1 | 0.1 | 0 | N | South | FC
VICTOR_1_VDRYFB | Victor Dry Farm Ranch B | CAISO System | 0 | 0 | 0 | 0 | 0 | 0 | 0 | 0 | 0 | 0 | 0 | 0 | N | South | EO
VILLPK_2_VALLYV | MWD Valley View Hydroelectric Recovery P | LA Basin | 4.1 | 4.1 | 4.1 | 4.1 | 4.1 | 4.1 | 4.1 | 4.1 | 4.1 | 4.1 | 4.1 | 4.1 | Y | South | FC
VILLPK_6_MWDYOR | Yorba Linda Hydroelectric Recovery Plant | LA Basin | 2.1 | 2 | 1.8 | 2.6 | 2.9 | 3.2 | 3.6 | 3.6 | 3.4 | 3.1 | 2.8 | 2.3 | Y | South | FC
VINCNT_2_QF | VINCENT QFS | CAISO System | 28.98 | 24.84 | 57.96 | 51.75 | 51.75 | 68.31 | 47.61 | 43.47 | 31.05 | 16.56 | 24.84 | 26.91 | N | South | FC
VINCNT_2_WESTWD | Oasis Power Plant | CAISO System | 8.26 | 7.08 | 16.52 | 14.75 | 14.75 | 19.47 | 13.57 | 12.39 | 8.85 | 4.72 | 7.08 | 7.67 | N | South | FC
VISTA_2_RIALTO | Rialto RT Solar | LA Basin | 0.04 | 0.03 | 0.18 | 0.15 | 0.16 | 0.31 | 0.39 | 0.27 | 0.14 | 0.02 | 0.02 | 0 | N | South | FC
VISTA_2_RTS028 | SPVP028 | LA Basin | 0.14 | 0.11 | 0.63 | 0.53 | 0.56 | 1.09 | 1.37 | 0.95 | 0.49 | 0.07 | 0.07 | 0 | N | South | FC
VISTA_6_QF | VISTA QFS | LA Basin | 0.03 | 0.02 | 0.01 | 0.02 | 0.05 | 0.08 | 0.1 | 0.1 | 0.09 | 0.06 | 0.07 | 0.04 | N | South | FC
VLCNTR_6_VCSLR | Cole Grade | San Diego-IV | 0.09 | 0.07 | 0.42 | 0.35 | 0.37 | 0.72 | 0.91 | 0.63 | 0.33 | 0.05 | 0.05 | 0 | N | South | FC
VLCNTR_6_VCSLR1 | Valley Center 1 | San Diego-IV | 0.1 | 0.08 | 0.45 | 0.38 | 0.4 | 0.78 | 0.98 | 0.68 | 0.35 | 0.05 | 0.05 | 0 | N | South | FC
VLCNTR_6_VCSLR2 | Valley Center 2 | San Diego-IV | 0.2 | 0.15 | 0.9 | 0.75 | 0.8 | 1.55 | 1.95 | 1.35 | 0.7 | 0.1 | 0.1 | 0 | N | South | FC
VLYHOM_7_SSJID | Woodward Power Plant | Stockton | 0 | 0 | 0 | 0 | 0.72 | 0.93 | 1.16 | 0.65 | 0.07 | 0.06 | 0 | 0 | N | North | FC
VOLTA_2_UNIT 1 | VOLTA HYDRO UNIT 1 | CAISO System | 6.42 | 7 | 7.62 | 7.92 | 7.48 | 3.34 | 4.91 | 4.07 | 3.92 | 4.28 | 4.58 | 5.4 | N | North | FC
VOLTA_2_UNIT 2 | Volta Hydro Unit 2 | CAISO System | 0.74 | 0.76 | 0.86 | 0.77 | 0.84 | 0.36 | 0.41 | 0.47 | 0.45 | 0.5 | 0.53 | 0.58 | N | North | FC
VOLTA_6_BAILCK | Bailey Creek Ranch | CAISO System | 0 | 0 | 0 | 0 | 0 | 0 | 0 | 0 | 0 | 0 | 0 | 0 | N | North | EO
VOLTA_6_DIGHYD | Digger Creek Ranch Hydro | CAISO System | 0.39 | 0.4 | 0.51 | 0.57 | 0.52 | 0.43 | 0.39 | 0.34 | 0.31 | 0.31 | 0.32 | 0.35 | N | North | FC
VOLTA_7_QFUNTS | VOLTA_7_QFUNTS | CAISO System | 0.54 | 0.6 | 0.85 | 0.88 | 0.89 | 0.8 | 0.39 | 0.09 | 0.06 | 0.12 | 0.21 | 0.28 | N | North | FC
VOYAGR_2_VOYWD2 | Voyager Wind 2 | CAISO System | 18.02 | 15.44 | 36.04 | 32.18 | 32.18 | 42.47 | 29.6 | 27.03 | 19.31 | 10.3 | 15.44 | 16.73 | N | South | FC
VOYAGR_2_VOYWD3 | Voyager Wind 3 | CAISO System | 6.05 | 5.18 | 12.1 | 10.8 | 10.8 | 14.26 | 9.94 | 9.07 | 6.48 | 3.46 | 5.18 | 5.62 | N | South | FC
VOYAGR_2_VOYWD4 | Voyager Wind 4 | CAISO System | 3.02 | 2.59 | 6.05 | 5.4 | 5.4 | 7.13 | 4.97 | 4.54 | 3.24 | 1.73 | 2.59 | 2.81 | N | South | FC
VSTAES_6_VESBT1 | Vista Energy Storage | San Diego-IV | 11 | 11 | 11 | 11 | 11 | 11 | 11 | 11 | 11 | 11 | 11 | 11 | Y | South | ID | 100% | C7-C9 Waiting for San Luis Rey-San Onofre 230 kV remedial action scheme RAS and possibly other
WADHAM_6_UNIT | Wadham Energy LP | CAISO System | 22.74 | 23.24 | 16.53 | 17.95 | 19.88 | 21.61 | 23.31 | 24.24 | 24.29 | 17.92 | 24.46 | 23.68 | N | North | FC
WALCRK_2_CTG1 | Walnut Creek Energy Park Unit 1 | LA Basin | 96.43 | 96.43 | 96.43 | 96.43 | 96.43 | 96.43 | 96.43 | 96.43 | 96.43 | 96.43 | 96.43 | 96.43 | Y | South | FC
WALCRK_2_CTG2 | Walnut Creek Energy Park Unit 2 | LA Basin | 96.91 | 96.91 | 96.91 | 96.91 | 96.91 | 96.91 | 96.91 | 96.91 | 96.91 | 96.91 | 96.91 | 96.91 | Y | South | FC
WALCRK_2_CTG3 | Walnut Creek Energy Park Unit 3 | LA Basin | 96.65 | 96.65 | 96.65 | 96.65 | 96.65 | 96.65 | 96.65 | 96.65 | 96.65 | 96.65 | 96.65 | 96.65 | Y | South | FC
WALCRK_2_CTG4 | Walnut Creek Energy Park Unit 4 | LA Basin | 96.49 | 96.49 | 96.49 | 96.49 | 96.49 | 96.49 | 96.49 | 96.49 | 96.49 | 96.49 | 96.49 | 96.49 | Y | South | FC
WALCRK_2_CTG5 | Walnut Creek Energy Park Unit 5 | LA Basin | 96.65 | 96.65 | 96.65 | 96.65 | 96.65 | 96.65 | 96.65 | 96.65 | 96.65 | 96.65 | 96.65 | 96.65 | Y | South | FC
WALNUT_2_SOLAR | Industry MetroLink PV 1 | LA Basin | 0 | 0 | 0 | 0 | 0 | 0 | 0 | 0 | 0 | 0 | 0 | 0 | N | South | EO
WALNUT_6_HILLGEN | Puente Hills | LA Basin | 35.35 | 36.75 | 35.84 | 33.56 | 35.21 | 33.24 | 32.7 | 32.97 | 33.06 | 28.72 | 31.91 | 31.81 | N | South | FC
WALNUT_7_WCOVST | MM West Covina - ST Unit | LA Basin | 5.6 | 5.65 | 5.62 | 5.25 | 5.73 | 5.56 | 5.6 | 5.37 | 5.61 | 5.59 | 5.45 | 5.48 | N | South | FC
WARNE_2_UNIT | WARNE HYDRO AGGREGATE | Big Creek-Ventura | 1.89 | 37.18 | 41.41 | 42.97 | 40.5 | 31.9 | 32 | 29.35 | 20.26 | 6.49 | 6.85 | 5.82 | Y | South | FC
WAUKNA_1_SOLAR | Corcoran Solar | Fresno | 0.8 | 0.6 | 3.6 | 3 | 3.2 | 6.2 | 7.8 | 5.4 | 2.8 | 0.4 | 0.4 | 0 | N | North | ID | 100% | C3-4 Waiting for Bellota-Warnerville 230 kV reconductoring and possibly other
WAUKNA_1_SOLAR2 | Corcoran 2 | Fresno | 0.79 | 0.59 | 3.56 | 2.96 | 3.16 | 6.12 | 7.7 | 5.33 | 2.77 | 0.4 | 0.4 | 0 | N | North | FC
WDLEAF_7_UNIT 1 | WOODLEAF HYDRO | Sierra | 60 | 60 | 60 | 60 | 60 | 60 | 60 | 60 | 60 | 60 | 60 | 60 | Y | North | FC
WEBER_6_FORWRD | Forward | Stockton | 3.8 | 3.7 | 3.93 | 3.98 | 3.64 | 3.92 | 3.8 | 3.9 | 3.66 | 3.63 | 3.97 | 3.94 | N | North | FC
WESTPT_2_UNIT | West Point Hydro Plant | CAISO System | 14 | 14 | 14 | 14 | 14 | 14 | 14 | 14 | 14 | 14 | 14 | 14 | Y | North | FC
WFRESN_1_SOLAR | Joya Del Sol | Fresno | 0 | 0 | 0 | 0 | 0 | 0 | 0 | 0 | 0 | 0 | 0 | 0 | N | North | EO
WHEATL_6_LNDFIL | G2 ENERGY, OSTROM ROAD LLC | Sierra | 2.48 | 2.95 | 2.96 | 2.74 | 3.16 | 3.15 | 2.65 | 3.05 | 3.07 | 3.26 | 3.16 | 3.09 | N | North | FC
WHITNY_6_SOLAR | Whitney Point Solar | Fresno | 0 | 0 | 0 | 0 | 0 | 0 | 0 | 0 | 0 | 0 | 0 | 0 | N | North | EO
WHTWTR_1_WINDA1 | Whitewater Hill Wind Project | LA Basin | 8.61 | 7.38 | 17.22 | 15.38 | 15.38 | 20.3 | 14.15 | 12.92 | 9.23 | 4.92 | 7.38 | 8 | N | South | FC
WISE_1_UNIT 1 | Wise Hydro Unit 1 | Sierra | 14.5 | 14.5 | 14.5 | 14.5 | 14.5 | 14.5 | 14.5 | 14.5 | 14.5 | 14.5 | 14.5 | 14.5 | Y | North | FC
WISE_1_UNIT 2 | WISE HYDRO UNIT 2 | Sierra | 3.2 | 3.2 | 3.2 | 3.2 | 3.2 | 3.2 | 3.2 | 3.2 | 3.2 | 3.2 | 3.2 | 3.2 | Y | North | FC
WISHON_6_UNITS | Wishon/San Joaquin #1-A AGGREGATE | Fresno | 18.4 | 18.4 | 18.4 | 18.4 | 18.4 | 18.4 | 18.4 | 18.4 | 18.4 | 18.4 | 18.4 | 18.4 | Y | North | FC
WISTRA_2_WRSSR1 | Wistaria Ranch Solar | San Diego-IV | 4 | 3 | 18 | 15 | 16 | 31 | 39 | 27 | 14 | 2 | 2 | 0 | N | South | FC
WLDWD_1_SOLAR1 | Wildwood Solar I | CAISO System | 0.8 | 0.6 | 3.6 | 3 | 3.2 | 6.2 | 7.8 | 5.4 | 2.8 | 0.4 | 0.4 | 0 | N | North | FC
WLDWD_1_SOLAR2 | Wildwood Solar 2 | CAISO System | 0.6 | 0.45 | 2.7 | 2.25 | 2.4 | 4.65 | 5.85 | 4.05 | 2.1 | 0.3 | 0.3 | 0 | N | North | FC
WNDMAS_2_UNIT 1 | BUENA VISTA ENERGY, LLC | Bay Area | 5.32 | 4.56 | 10.64 | 9.5 | 9.5 | 12.54 | 8.74 | 7.98 | 5.7 | 3.04 | 4.56 | 4.94 | N | North | FC
WNDSTR_2_WIND | Windstar | CAISO System | 16.8 | 14.4 | 33.6 | 30 | 30 | 39.6 | 27.6 | 25.2 | 18 | 9.6 | 14.4 | 15.6 | N | South | FC
WOLFSK_1_UNITA1 | Wolfskill Energy Center | CAISO System | 46.9 | 46.9 | 46.9 | 46.9 | 46.9 | 46.9 | 46.9 | 46.9 | 46.9 | 46.9 | 46.9 | 46.9 | Y | North | FC
WOODWR_1_HYDRO | Quinten Luallen | Fresno | 0 | 0 | 0 | 0 | 0 | 0 | 0 | 0 | 0 | 0 | 0 | 0 | N | North | EO
WRGHTP_7_AMENGY | SMALL QF AGGREGATION - LOS BANOS | Fresno | 0.02 | 0.07 | 0 | 0.04 | 0.28 | 0.44 | 0.52 | 0.53 | 0.62 | 0.4 | 0.22 | 0.05 | N | North | FC
WSENGY_1_UNIT 1 | Wheelabrator Shasta | CAISO System | 40.76 | 40.17 | 39.37 | 35.15 | 39.1 | 40.9 | 40.2 | 40.68 | 41.18 | 38.36 | 39.58 | 37.22 | N | North | FC
YUBACT_1_SUNSWT | YUBA CITY COGEN | Sierra | 49.97 | 49.97 | 49.97 | 49.97 | 49.97 | 49.97 | 49.97 | 49.97 | 49.97 | 49.97 | 49.97 | 49.97 | Y | North | FC
YUBACT_6_UNITA1 | Yuba City Energy Center (Calpine) | Sierra | 47.6 | 47.6 | 47.6 | 47.6 | 47.6 | 47.6 | 47.6 | 47.6 | 47.6 | 47.6 | 47.6 | 47.6 | Y | North | FC
ZOND_6_UNIT | ZOND WINDSYSTEMS INC. | Bay Area | 2.39 | 2.05 | 4.79 | 4.28 | 4.28 | 5.64 | 3.93 | 3.59 | 2.57 | 1.37 | 2.05 | 2.22 | N | North | FC
AGCANA_X_HOOVER | Hoover Power Plant | WALC | 40 | 40 | 40 | 40 | 40 | 40 | 40 | 40 | 40 | 40 | 40 | 40 |  |  |  |  | 2020 Specified Imports
ALHMBR_1_ALHSLR | SG Alhambra | IID | 2 | 1.5 | 9 | 7.5 | 8 | 15.5 | 19.5 | 13.5 | 7 | 1 | 1 | 0 |  |  |  |  | 2020 Specified Imports
ANZA_6_SOLAR1 | Seville Solar One | IID | 0.8 | 0.6 | 3.6 | 3 | 3.2 | 6.2 | 7.8 | 5.4 | 2.8 | 0.4 | 0.4 | 0 |  |  |  |  | 2020 Specified Imports
ARKANS_1_ARKSLR | SG Arkansas | IID | 2 | 1.5 | 9 | 7.5 | 8 | 15.5 | 19.5 | 13.5 | 7 | 1 | 1 | 0 |  |  |  |  | 2020 Specified Imports
ARLINT_5_SCEDYN | Arlington Valley CC | AZPS | 565 | 565 | 565 | 565 | 565 | 565 | 565 | 565 | 565 | 565 | 565 | 565 |  |  |  |  | 2020 Specified Imports
ARLVAL_5_SOLAR | Arlington Valley Solar Energy II | SRP | 5.08 | 3.81 | 22.86 | 19.05 | 20.32 | 39.37 | 49.53 | 34.29 | 17.78 | 2.54 | 2.54 | 0 |  |  |  |  | 2020 Specified Imports
BCTSYS_5_PWXDYN | BCTSYS_5_PWXDYN | BPAT | 428 | 428 | 428 | 428 | 428 | 428 | 428 | 428 | 428 | 428 | 428 | 428 |  |  |  |  | 2020 Specified Imports
BEJNLS_5_BV2SCEDYN | Broadview 2 | AZPS | 23.38 | 20.04 | 46.76 | 41.75 | 41.75 | 55.11 | 38.41 | 35.07 | 25.05 | 13.36 | 20.04 | 21.71 |  |  |  |  | 2020 Specified Imports
BEKWJS_5_BV1SCEDYN | Broadview 1 | AZPS | 18.2 | 15.6 | 36.4 | 32.5 | 32.5 | 42.9 | 29.9 | 27.3 | 19.5 | 10.4 | 15.6 | 16.9 |  |  |  |  | 2020 Specified Imports
CALPSS_6_SOLAR1 | Calipatria Solar Farm | IID | 0.8 | 0.6 | 3.58 | 2.99 | 3.18 | 6.17 | 7.76 | 5.37 | 2.79 | 0.4 | 0.4 | 0 |  |  |  |  | 2020 Specified Imports
COLGNS_2_CNSSR1 | ColGreen North Shore | IID | 2.99 | 2.24 | 13.46 | 11.22 | 11.97 | 23.19 | 29.17 | 20.2 | 10.47 | 1.5 | 1.5 | 0 |  |  |  |  | 2020 Specified Imports
ELCABO_5_ECWSCEDYN | El Cabo Wind | AZPS | 41.72 | 35.76 | 83.44 | 74.5 | 74.5 | 98.34 | 68.54 | 62.58 | 44.7 | 23.84 | 35.76 | 38.74 |  |  |  |  | 2020 Specified Imports
GRADYW_5_GDYWD1 | Grady Wind | AZPS | 28 | 24 | 56 | 50 | 50 | 66 | 46 | 42 | 30 | 16 | 24 | 26 |  |  |  |  | 2020 Specified Imports
GRIFFI_2_LSPDYN | Griffith Energy | WALC | 570 | 570 | 570 | 570 | 570 | 570 | 570 | 570 | 570 | 570 | 570 | 570 |  |  |  |  | 2020 Specified Imports
INTMNT_3_ANAHEIM | Intermountain Power Project | LDWP | 236 | 236 | 236 | 236 | 236 | 236 | 236 | 236 | 236 | 236 | 236 | 236 |  |  |  |  | 2020 Specified Imports
INTMNT_3_PASADENA | Intermountain Power Project | LDWP | 107 | 107 | 107 | 107 | 107 | 107 | 107 | 107 | 107 | 107 | 107 | 107 |  |  |  |  | 2020 Specified Imports
INTMNT_3_RIVERSIDE | IPPDYN | LDWP | 136 | 136 | 136 | 136 | 136 | 136 | 136 | 136 | 136 | 136 | 136 | 136 |  |  |  |  | 2020 Specified Imports
MAGNLA_6_ANAHEIM | Magnolia Power Plant Anaheim | LDWP | 109 | 109 | 109 | 109 | 109 | 109 | 109 | 109 | 109 | 109 | 109 | 109 |  |  |  |  | 2020 Specified Imports
MAGNLA_6_CERRITOS | Magnolia Power Plant Cerritos | LDWP | 10 | 10 | 10 | 10 | 10 | 10 | 10 | 10 | 10 | 10 | 10 | 10 |  |  |  |  | 2020 Specified Imports
MALIN_5_BPADYN | MALIN_5_BPADYN | BPAT | 250 | 250 | 250 | 250 | 250 | 250 | 250 | 250 | 250 | 250 | 250 | 250 |  |  |  |  | 2020 Specified Imports
MALIN_5_GCPDDYN | Grant County Hydro Facilities | BPAT | 125 | 125 | 125 | 125 | 125 | 125 | 125 | 125 | 125 | 125 | 125 | 125 |  |  |  |  | 2020 Specified Imports
MALIN_5_IBERDR | Iberdrola Centroid Sytem Resource | BPAT | 14 | 12 | 28 | 25 | 25 | 33 | 23 | 21 | 15 | 8 | 12 | 13 |  |  |  |  | 2020 Specified Imports
MALIN_5_INHRED | CSF Columbia Gorge | BPAT | 7 | 6 | 14 | 12.5 | 12.5 | 16.5 | 11.5 | 10.5 | 7.5 | 4 | 6 | 6.5 |  |  |  |  | 2020 Specified Imports
MALIN_5_INHRPG | BIGLOW CANYON | BPAT | 7 | 6 | 14 | 12.5 | 12.5 | 16.5 | 11.5 | 10.5 | 7.5 | 4 | 6 | 6.5 |  |  |  |  | 2020 Specified Imports
MIDWY3_2_MDSSR1 | Midway South Solar Farm | IID | 0.8 | 0.6 | 3.6 | 3 | 3.2 | 6.2 | 7.8 | 5.4 | 2.8 | 0.4 | 0.4 | 0 |  |  |  |  | 2020 Specified Imports
MIDWYS_2_MIDSL1 | Midway Solar Farm | IID | 2 | 1.5 | 8.98 | 7.49 | 7.98 | 15.47 | 19.46 | 13.47 | 6.99 | 1 | 1 | 0 |  |  |  |  | 2020 Specified Imports
MILFRD_7_PASADENA | Milford I | LDWP | 0.7 | 0.6 | 1.4 | 1.25 | 1.25 | 1.65 | 1.15 | 1.05 | 0.75 | 0.4 | 0.6 | 0.65 |  |  |  |  | 2020 Specified Imports
MRCHNT_2_MELDYN | MRCHNT_2_MELDYN | NEVP | 494.58 | 494.58 | 494.58 | 494.58 | 494.58 | 494.58 | 494.58 | 494.58 | 494.58 | 494.58 | 494.58 | 494.58 |  |  |  |  | 2020 Specified Imports
MSQUIT_5_SERDYN | MSQUIT_5_SERDYN | SRP | 625 | 625 | 625 | 625 | 625 | 625 | 625 | 625 | 625 | 625 | 625 | 625 |  |  |  |  | 2020 Specified Imports
NGILAA_5_SDGDYN | NGILAA_5_SDGDYN | AZPS | 57 | 57 | 57 | 57 | 57 | 57 | 57 | 57 | 57 | 57 | 57 | 57 |  |  |  |  | 2020 Specified Imports
PVERDE_5_SCEDYN | PVERDE_5_SCEDYN | SRP | 635 | 635 | 635 | 635 | 635 | 635 | 635 | 635 | 635 | 635 | 635 | 635 |  |  |  |  | 2020 Specified Imports
RAMON_2_SCEDYN | RAMON_2_SCEDYN | IID | 359.6 | 359.6 | 359.6 | 359.6 | 359.6 | 359.6 | 359.6 | 359.6 | 359.6 | 359.6 | 359.6 | 359.6 |  |  |  |  | 2020 Specified Imports
RANCHO_2_SMUDSYSDYN | SMUD Regulation Market | BANCSMUD | 124 | 124 | 124 | 124 | 124 | 124 | 124 | 124 | 124 | 124 | 124 | 124 |  |  |  |  | 2020 Specified Imports
SCEHOV_2_HOOVER | SCEHOV_2_HOOVER | WALC | 287.01 | 287.01 | 287.01 | 287.01 | 287.01 | 287.01 | 287.01 | 287.01 | 287.01 | 287.01 | 287.01 | 287.01 |  |  |  |  | 2020 Specified Imports
SNORA_2_SNRSLR | SG Sorrento | IID | 2 | 1.5 | 9 | 7.5 | 8 | 15.5 | 19.5 | 13.5 | 7 | 1 | 1 | 0 |  |  |  |  | 2020 Specified Imports
SPOINT_2_MEADDYN | SPOINT_2_MEADDYN | WALC | 325 | 325 | 325 | 325 | 325 | 325 | 325 | 325 | 325 | 325 | 325 | 325 |  |  |  |  | 2020 Specified Imports
SPOINT_2_PARKERDYN | Southpoint Energy Center | WALC | 200 | 200 | 200 | 200 | 200 | 200 | 200 | 200 | 200 | 200 | 200 | 200 |  |  |  |  | 2020 Specified Imports
SUNSTR_5_SS1SCEDYN | Sunstream Solar 1 | AZPS | 6 | 4.5 | 27 | 22.5 | 24 | 46.5 | 58.5 | 40.5 | 21 | 3 | 3 | 0 |  |  |  |  | 2020 Specified Imports
SUTTER_2_TESLADYN | Sutter Energy Center Dynamic 2 | BANCWAMI | 270 | 270 | 270 | 270 | 270 | 270 | 270 | 270 | 270 | 270 | 270 | 270 |  |  |  |  | 2020 Specified Imports
SUTTER_2_WASNDYN | Sutter Energy Center Dynamic | BANCWAMI | 270 | 270 | 270 | 270 | 270 | 270 | 270 | 270 | 270 | 270 | 270 | 270 |  |  |  |  | 2020 Specified Imports
WSNR_2_CVPDYN | Central Valley 1 | BANCWAMI | 10 | 10 | 10 | 10 | 10 | 10 | 10 | 10 | 10 | 10 | 10 | 10 |  |  |  |  | 2020 Specified Imports
WSNR_2_TESLADYN | Central Valley Tesla | BANCWAMI | 10 | 10 | 10 | 10 | 10 | 10 | 10 | 10 | 10 | 10 | 10 | 10 |  |  |  |  | 2020 Specified Imports
WSNR_5_TRCYDYN | Central Valley Tracy | BANCWAMI | 10 | 10 | 10 | 10 | 10 | 10 | 10 | 10 | 10 | 10 | 10 | 10 |  |  |  |  | 2020 Specified Imports

## Sheet1 (hidden)
Renewable Resource Build by Location (MW)
RESOLVE Resource | Tx Zone | 2018 | 2022 | 2026 | 2030
Tehachapi_Solar | Tehachapi | 0 | 1013.2206 | 1013.2206 | 1013.2206
Kramer_Inyokern_Solar | Kramer_Inyokern | 0 | 978.2831 | 978.2831 | 978.2831
Riverside_East_Palm_Springs_Solar | Riverside_East_Palm_Springs | 0 | 854.1563 | 854.1563 | 918.4736
Southern_Nevada_Solar | Mountain_Pass_El_Dorado | 0 | 3005.9296 | 3005.9296 | 3005.9296
Solano_Wind | Solano | 642.9965 | 642.9965 | 642.9965 | 642.9965
Central_Valley_North_Los_Banos_Wind | Central_Valley_North_Los_Banos | 145.9997 | 145.9997 | 145.9997 | 145.9997
Greater_Carrizo_Wind | Greater_Carrizo | 160.1491 | 160.1491 | 160.1491 | 160.1491
Tehachapi_Wind | Tehachapi | 153.3714 | 153.3714 | 153.3714 | 153.3714
Riverside_East_Palm_Springs_Wind | Riverside_East_Palm_Springs | 42.002 | 42.002 | 42.002 | 42.002
NW_Ext_Tx_Wind | Northern_California | 0 | 0 | 0 | 601.3153
SW_Ext_Tx_Wind | Riverside_East_Palm_Springs | 0 | 0 | 0 | 499.9999
Greater_Imperial_Geothermal | Greater_Imperial | 0 | 0 | 0 | 1275.8844
Northern_California_Geothermal | Northern_California | 0 | 0 | 0 | 424
In-State |  | 1144.5188 | 3990.1788 | 3990.1788 | 5754.3804
Out-Of-State |  | 0 | 3005.9296 | 3005.9296 | 4107.2448
New Energy Storage | Unit | 2018 | 2022 | 2026 | 2030
Li_Battery | MW | 0 | 0 | 187.11 | 2104.2
Li_Battery | MWh | 0 | 0 | 187.11 | 2733.82
Li_Battery Duration | hr | 0 | 0 | 1 | 1.2992