## README
README |  | 2023-02-20
WORKBOOK SUMMARY
This workbook summarizes new and future baseline resources, which have recently been contracted for or come online, and are not listed in the RESOVLE baseline used for the 2020-2021 TPP portfolios. This previous baseline was utilized by the CAISO to develop the transmission capability information published in the CAISO's 2021 White Paper on Transmission Capability Estimates.
These resources are included in the RESOLVE build portfolio amounts. RESOLVE was forced to select the MW amounts and general locations of the new resource identified to account for the transmission headroom they utilize in its capacity expansion modeling.
In mapping the portfolios for the 2022-2023 TPP, staff made sure to allocate resources to the substations and at the amounts identified in this workbook. This endeavor is to ensure that the transmission needs of these resources are properly accounted for in the TPP.
Information Cutoff Date: Staff utilized resource development information that was available by November 2022 to develop this workbook.
Treatment of Hybrid Resources: To enable consistent treatment of hybrid and co-located solar and battery resources in RESOLVE and busbar mapping since RESOLVE is unable to model true hybrids, the MW amounts of battery and solar noted in the hybrid resources were split into battery resources and solar resources.
CPUC staff note that this work may be incomplete or include inaccuracies – e.g. missing resources, incorrect online dates, resources already accounted for in CAISO's transmission constraints – however, it represents CPUC staff's best understanding of these resources and their locations.

## Publice_New_ResInterconnect
|  | In-Development & Online Resource Information | [9 empty] | Information Use in Busbar Mapping
PTO Area | Confirmed Online as of 8/1/2022 | Resource Type | Nameplate MW - "Net to Grid" | Earlierst online date (Mo/Yr) | Interconenction Queue Number | CAISO Res ID | Substation | Hybrid type | Storage Duration | Max Discharge | Hybrid: Generator Nameplate MW | Battery | Solar FCDS | Solar EODS | Distributed Solar | Wind FCDS | Wind EODS | Geothermal | Biomass | Mapping Substation | Voltage
SCE | NO | Hybrid | 100 | 2024-10-01 | 1211 |  | Whirlwind 230 kV |  |  | 94 | 110 | 94 | 0 | 102 | [5 empty] | Whirlwind | 230
SCE | NO | Hybrid | 500 | 2024-06-01 | 1510 |  | Windhub 230 kV |  |  | 620 | 576 | 500 | 0 | 500 | [5 empty] | Windhub | 230
SCE | NO | Battery | 300 | 2023-12-01 | 1629 |  | Vincent 230 kV |  |  | 420 |  | 300 | 0 | 0 | [5 empty] | Vincent | 230
PGE | NO | Battery | 10 | 2024-12-31 | 2764-WD |  | Fairway 115 kV substation |  | 4 | 10 |  | 10 | 0 | 0 | 0 |  |  |  |  | Sisquoc | 115
SCE | NO | Hybrid | 450 | 2024-03-01 | 1198, 1526 |  | Colorado River 230 kV |  |  | 150 | 300 | 150 | 150 | 150 | [5 empty] | Colorado River | 230
PGE | YES | Battery | 10 | 2021-08-01 | 1296-WD |  | Henrietta 115 kV |  | 4 | 10 |  | 10 | 0 | 0 | [5 empty] | Henrietta | 115
PGE | NO | Wind | 99 | 2023-01-01 | 1320-WD |  | Cabrillo 115 kV |  |  | 99 | [5 empty] | 99 |  |  |  | Cabrillo | 115
PGE | NO | Solar | 4.79 | 2023-10-23 | 1726-WD |  | Twisselman |  |  | 4.79 |  | 0 | 0 | 0 | 4.79 |  |  |  |  | Arco | 230
PGE | NO | Solar | 4.613 | 2024-02-02 | 1818-WD |  | Wasco |  |  |  |  | 0 | 0 | 0 | 4.66 |  |  |  |  | Semitropic | 115
PGE | NO | Biomass/gas | 3.88 | 2023-05-01 | 1827-RD |  | Malaga 115 kV substation |  |  |  | 3.88 | [7 empty] | 3.88 | Malaga | 115
PGE | NO | Solar | 4.66 | 2024-02-02 | 1836-WD |  | Charca |  |  |  |  | 0 | 0 | 0 | 4.66 |  |  |  |  | Semitropic | 115
PGE | NO | Biomass/gas | 0.55 | 2022-11-22 | 1864-WD | CAMDEN_6_RDDBM1 | Caruthers | [11 empty] | 0.55 | Kearney | 230
PGE | YES | Battery | 2.5 | 2022-06-01 | 1902-WD |  | Pease |  | 4 | 2.5 |  | 2.5 | 0 | 0 | 0 |  |  |  |  | Pease | 115
PGE | YES | Solar/Battery | 3 | 2021-10-15 | 1926-WD |  | Putah Creek |  | 4 | 3.11 |  | 3 | 0 | 3 | 0 |  |  |  |  | Putah Creek | 115
PGE | YES | Biomass/gas | 3 | 2022-01-15 | 1986-RD |  | Williams | [11 empty] | 3 | Cortina | 115
PGE | NO | Solar PV | 0.75 | 2023-03-23 | 2142-WD |  | ORTIGA SUB | [7 empty] | 0.75 |  |  |  |  | Los Banos | 230
PGE | NO | Solar PV | 0.99 | 2021-07-30 | 2154-WD |  | Brentwood 21kV | [7 empty] | 0.99 |  |  |  |  | Lone Tree | 230
PGE | NO | Steam Turbine | 3.6 | 2023-11-01 | 2187-RD |  | Tracy |  |  |  | 3.6 | [7 empty] | 3.6 | Delta Switching Yard | 230
PGE | NO | Solar PV | 0.78 | 2023-03-01 | 2287-WD |  | Tulucay Bank 2 60 kV | [7 empty] | 0.78 |  |  |  |  | Tulucay | 230
PGE | YES | Solar | 0.99 | 2022-04-13 | 2287-WD |  | Tulucay Sub |  |  |  |  | 0 | 0 | 0 | 0.99 |  |  |  |  | Tulucay | 230
PGE | YES | Solar | 5 | 2022-11-30 | 2296-WD |  | Herdlyn 60 kV bus |  |  |  |  | 0 | 0 | 0 | 5 |  |  |  |  | Delta Switching Yard | 230
PGE | YES | Solar | 0.9375 | 2022-03-07 | 2333-WD |  | Contra Costa Sub |  |  |  |  | 0 | 0 | 0 | 0.938 |  |  |  |  | Contra Costa | 230
PGE | YES | Solar | 0.96 | 2022-04-04 | 2365-WD |  | Cotati Sub |  |  |  |  | 0 | 0 | 0 | 0.96 |  |  |  |  | Bellevue | 115
PGE | NO | Solar | 10 | 2023-08-01 | 2392-WD |  | Kearney |  | 0 |  |  | 0 | 0 | 0 | 10 |  |  |  |  | Kearney | 230
PGE | NO | Solar PV | 1 | 2023-09-23 | 2399-WD |  | NEWBURG SUB | [7 empty] | 1 |  |  |  |  | Humboldt | 115
PGE | NO | Solar PV | 0.999 | 2022-08-23 | 2400-WD |  | NEWBURG SUB | [7 empty] | 1 |  |  |  |  | Humboldt | 115
PGE | YES | Biomass/gas | 0.995 | 2022-07-15 | 2474-WD |  | San Rafael Sub | [11 empty] | 0.995 | Lakeville | 230
PGE | NO | Battery | 9.881 | 2023-02-23 | 2484-WD |  | AVENAL SUB |  |  | 9.88 | 9.88 | 9.88 | [7 empty] | Avenal | 115
PGE | NO | Battery | 10 | 2023-12-16 | 2495-WD |  | Hollister 21kV |  |  | 10 | 10 | 10 | [7 empty] | Moss Landing | 230
PGE | NO | Battery | 6.5 | 2023-03-31 | 2595-WD |  | Madison |  |  | 6.5 | 6.5 | 6.5 | 0 | 20 | 0 |  |  |  |  | Vaca Dixon | 115
PGE | YES | Solar | 3 | 2022-05-21 | 2598-WD |  | Brentwood Sub or Herdlyn 60kV Bus |  |  |  |  | 0 | 0 | 0 | 3 |  |  |  |  | Delta Switching Yard | 230
PGE | NO | Battery | 0.125 | 2021-11-01 | 2606-WD |  | Sonoma A |  |  | 0.125 | 0.13 | 0.125 | [7 empty] | Lakeville | 230
PGE | NO | Solar | 3 | 2023-12-02 | 2614-WD |  | Alpaugh 115 kV |  |  |  |  | 0 | 0 | 0 | 3 |  |  |  |  | Alpaugh | 115
PGE | YES | Battery | 2.5 | 2022-06-01 | 2694-WD |  | Pease 115 kV |  | 4 | 2.5 |  | 2.5 | 0 | 0 | 0 |  |  |  |  | Pease | 115
PGE | NO | Solar | 5 | 2024-05-31 | 2763-WD |  | BAHIA 12kV |  |  | 5 | 5 |  |  |  | 5 |  |  |  |  | Carquinez | 115
PGE | NO | Solar PV | 3 | 2023-05-31 | 2799-WD |  | El Nido 12kV | [7 empty] | 3 |  |  |  |  | Merced | 115
PGE | NO | Solar PV | 2.85 | 2023-06-15 | 2848-WD |  | SAN FRAN A (POTRERO PP) 12kV | [7 empty] | 2.85 |  |  |  |  | Martin (San Francisco H) | 115
PGE | NO | Solar/Battery | 9.12 | 2023-10-06 | 2849-WD |  | SAN FRAN H (MARTIN) 12kV | newsolarnewstorage |  | 9.12 | 9.12 | 4.62 | 0 | 0 | 4.62 |  |  |  |  | Martin (San Francisco H) | 115
PGE | NO | Solar PV | 3 | 2023-12-15 | 2904-WD |  | Sycamore Creek 12kV | [7 empty] | 3 |  |  |  |  | Table Mountain | 115
PGE | NO | Hybrid | 11.6 | 2024-06-01 | 3077-WD |  | Sonoma A | newsolarnewstorage | 4 | 11.6 |  | 11.6 | 0 | 11.6 | [5 empty] | Lakeville | 230
SCE | NO | Solar | 3 | 2022-12-01 | GFID 8469 |  | Oasis 66kV |  |  |  |  | 0 | 0 | 0 | 3 |  |  |  |  | Antelope | 230
SCE | NO | Solar | 2.078 | 2022-10-01 | GFID 8580 |  | Searles 115 kV |  |  |  |  | 0 | 0 | 0 | 2.078 |  |  |  |  | Inyokern | 115
SCE | NO | Biomass/gas | 2.7 | 2021-06-01 | GFID 8654 |  | Roadway 115/12kV | [11 empty] | 2.7 | Roadway | 115
SCE | YES | Biomass/gas | 2.274 | 2022-06-24 | GFID8554 | GOLETA_6_TR2BM2 | Mist 16 kV out of Goleta 66 kV | [11 empty] | 2.274 | Goleta | 230
SCE | NO | Biomass/gas | 2.6 | 2022-09-01 | GFID8566 | SHANDN_2_SBBBM1 | Hallmark 12 kV % Shandin 115/12 kV | [11 empty] | 2.6 | Vista | 230
SCE | NO | Wind | 3 | 2022-12-31 | GFID8612 |  | Oak Creek 12 kV % Rosamond | [8 empty] | 3 |  |  |  | Antelope | 230
SCE | NO | Biomass/gas | 2.8 | 2022-12-01 | GFID8730 |  | SCE Hinson Substation | [11 empty] | 2.8 | Hinson | 230
IID | YES | Solar | 20 | 2022-07-15 | GIA-2018-55 | WISTER_2_WISSR1 | IID 92 kV "K" Line, IV 230 import | [5 empty] | 20 | [6 empty] | IID System | 161
OOS | YES | OOS Wind | 119 | 2021-12-31 | IA-PNM-2018-04 | CLINESCO_3_WBDYN,CLINESCO_3_PVDYN | Clines Corner 345 kV NM, PV intertie | [8 empty] | 119 |  |  |  | Palo Verde | 500
OOS | YES | OOS Wind | 106 | 2021-12-31 | IA-PNM-2018-04 | CLINESCO_3_WBDYN,CLINESCO_3_PVDYN | Clines Corner 345 kV NM, eldorado intertie | [8 empty] | 106 |  |  |  | Eldorado | 500
OOS | YES | OOS Wind | 300 | 2020-12-01 | N/A | MEADS_2_N101 | Mead-Peacock 345 kV line (WAPA) | [8 empty] | 300 |  |  |  | Mead | 230
OOS | YES | OOS Wind | 235 | 2021-11-29 | N/A | TECOLOTE_3_WBDYN | Eldorado 500 kV | [8 empty] | 135 | 100 |  |  | Eldorado | 500
OOS | YES | OOS Wind | 29.7 | 2021-12-15 | N/A |  | Willard 345 kV NM | [8 empty] | 29.7 |  |  |  | Eldorado | 500
IID | NO | Hybrid | 150 | 2023-06-30 | N/A - IID |  | KN/KS Line, Mirage import | newsolarnewstorage | 4 | 150 | 100 | 150 | 0 | 100 | [5 empty] | IID System | 230
IID | NO | Geothermal | 26 | 2023-01-01 | N/A - IID |  | IID-SCE Intertie | [10 empty] | 26 |  | IID System | 230
IID | NO | Geothermal | 50 | 2025-09-01 | N/A - IID |  | IID-SDGE Intertie | [10 empty] | 50 |  | IID System | 161
OOS | NO | Geothermal | 13 | 2024-06-01 | N/A - NVE |  | SilverPeak-NVE Intertie | [10 empty] | 13 |  | Control | 115
OOS | NO | Geothermal | 36 | 2025-01-01 | N/A - NVE |  | Potenital Interties: MEAD_ITC, MCCULLGH_ITC, MERCHANT_ITC, SUMMIT_ITC, or GONDIPPDC_ITC | [10 empty] | 36 |  | Eldorado | 500
OOS | NO | Geothermal | 40 | 2025-06-01 | N/A - NVE |  | Potenital Interties: MEAD_ITC, MCCULLGH_ITC, MERCHANT_ITC, SUMMIT_ITC, or GONDIPPDC_ITC | [10 empty] | 40 |  | Eldorado | 230
OOS | NO | Geothermal | 40 | 2026-05-01 | N/A - NVE |  | Potenital Interties: MEAD_ITC, MCCULLGH_ITC, MERCHANT_ITC, SUMMIT_ITC, or GONDIPPDC_ITC | [10 empty] | 40 |  | Summit | 115
PGE | YES | Wind | 44.8 | 2021-02-28 | Q1010 | DYERSM_6_DSWWD1 | Vasco-Herdlyn 60kV line |  |  | 46.2 | [5 empty] | 44.8 |  |  |  | Kelso | 230
PGE | NO | Battery | 20 | 2023-07-01 | Q1027 |  | Gates 230 kV |  | 4 | 20 |  | 20 | 0 | 0 | [5 empty] | Gates | 230
PGE | YES | Solar | 40 | 2020-12-30 | Q1028 | LTBERA_1_LB1SR1 | Mendota 115 kV |  |  | 41 |  | 0 | 40 | 0 | [5 empty] | Mendota | 115
PGE | YES | Solar | 149.9 | 2021-01-01 | Q1036 | CABALO_2_M2WSR2 | Mustang 230 kV |  |  | 156.2 |  | 0 | 150 | 0 | [5 empty] | Mustang | 230
SCE | NO | Hybrid |  | 2023-11-15 | Q1074 |  | Whirlwind 230 kV | newsolarnewstorage |  | 64.3 | 47.6 | 64.3 | 47.6 | 0 | [5 empty] | Whirlwind | 230
SCE | NO | Battery | 50 | 2023-11-15 | Q1076 |  | Whirlwind 230 kV |  | 4 | 50 |  | 50 | 0 | 0 | [5 empty] | Whirlwind | 230
PGE | NO | Battery | 132 | 2023-06-07 | Q1109 |  | Bellota Substation 115kV |  | 4 | 150 |  | 132 | 0 | 0 | [5 empty] | Bellota | 115
PGE | YES | Battery | 200 | 2021-12-01 | Q1111 |  | Pittsburgh 230 kV |  | 4 | 208 |  | 200 | 0 | 0 | [5 empty] | Pittsburg | 230
PGE | NO | Battery | 10 | 2023-09-17 | Q1116 |  | Melones-Curtis 115 kV line |  | 4 | 10 |  | 10 | 0 | 0 | [5 empty] | Curtis | 115
PGE | YES | Solar | 250 | 2021-10-01 | Q1117 |  | Gates 230 kV |  |  | 254 |  | 0 | 250 | 0 | [5 empty] | Gates | 230
PGE | YES | Solar | 20 | 2020-12-30 | Q1127 | LTBERA_1_LB1SR3 | Mendota 115 kV |  |  | 21.3 |  | 0 | 20 | 0 | [5 empty] | Mendota | 115
PGE | YES | Solar | 100 | 2020-12-30 | Q1128 | LTBERA_1_LB1SR4, LTBERA_1_LB1SR5 | Mendota 115 kV |  |  | 103.7 |  | 0 | 100 | 0 | [5 empty] | Mendota | 115
PGE | NO | Solar/Battery | 200 | 2024-03-20 | Q1129 |  | Tranquility SUB | newsolarnewstorage | 4 | 200 | 372.5 | 168.5 | 200 | 0 | [5 empty] | Tranquility | 230
PGE | NO | Solar | 19.88 | 2023-04-05 | Q1136 |  | Kent SW STA 70 kV |  |  | 20 |  | 0 | 0 | 20 | [5 empty] | Henrietta | 115
PGE | NO | Battery | 10 | 2024-01-17 | Q1143 |  | Corcoran-Olive Sw Sta 115 kV line |  | 4 | 10 |  | 10 | 0 | 0 | [5 empty] | Alpaugh | 115
PGE | YES | Solar/Battery | 300 | 2022-03-22 | Q1158 |  | Mustang 230kV | newsolarnewstorage | 4 | 300 | 917.2 | 130.2 | 0 | 87 | [5 empty] | Mustang | 230
PGE | NO | Solar/Battery | 300 | 2024-03-01 | Q1158 |  | Mustang 230kV | newsolarnewstorage | 4 | 300 | 917.2 | 169.8 | 0 | 0 | [5 empty] | Mustang | 230
SDGE | NO | Hybrid | 200 | 2023-12-31 | Q1166 |  | Imperial Valley Substation 230 kV | newsolarnewstorage |  | 200 | 200 | 174 | 0 | 200 | [5 empty] | Imperial Valley | 230
SDGE | NO | Battery | 40 | 2022-10-22 | Q1169 |  | Avocado 69kV |  | 4 | 40 |  | 40 | 0 | 0 | [5 empty] | San Luis Rey | 230
SDGE | NO | Battery | 75 | 2023-08-01 | Q1170 |  | Otay Mesa 230 kV |  | 4 | 75 |  | 75 | 0 | 0 | [5 empty] | Otay Mesa | 230
SDGE | YES | Battery | 175 | 2021-08-01 | Q1170 | GATEWY_2_GESBT1 | Otay Mesa 230 kV |  | 4 | 175 |  | 175 | 0 | 0 | [5 empty] | Otay Mesa | 230
SDGE | YES | Battery | 40 | 2022-05-18 | Q1175 | LECONT_2_LESBT1 | Imperial Valley 230kV |  | 4 | 40 |  | 40 | 0 | 0 | [5 empty] | Imperial Valley | 230
SCE | YES | Wind | 127.7 | 2021-04-26 | Q119 | TEHAPI_2_PW1WD1, TEHAPI_2_PW2WD2, VOYAGR_2_VOAWD5 | Windhub 230 kV | [8 empty] | 127.7 |  |  |  | Windhub | 230
SDGE | YES | Battery | 114 | 2021-08-01 | Q1191 | VLCNTR_6_VCEBT2,VLCNTR_6_VCEBT1 | Valley Center 69kV |  | 4 | 114 |  | 114 | 0 | 0 | [5 empty] | Escondido | 230
SCE | NO | Hybrid | 350 | 2022-11-01 | Q1192 | CRIMSN_2_CRMBT1, CRIMSN_2_CRMBT2 | Colorado River 230 kV |  | 4 | 350 |  | 350 | 0 | 0 | 0 |  |  |  |  | Colorado River | 230
SCE | NO | Solar | 355.8 | 2025-12-01 | Q1192 |  | Colorado River 230 kV |  |  | 350 | 350 | 0 | 0 | 350 | 0 |  |  |  |  | Colorado River | 230
SCE | Yes | Hybrid | 679.61 | 2022-03-09 | Q1196 | ARLNTN_2_AR1SR1, ARLNTN_2_ASUSR1, SUNCAT_2_A1ABT1, SUNCAT_2_A1BBT1, SUNCAT_2_A2ABT2 | Colorado River 230 kV | newsolarnewstorage | 4 | 296.84 | 400 | 242.84 | 310.54 | 89.46 | [5 empty] | Colorado River | 230
SCE | NO | Hybrid | 679.61 | 2024-12-01 | Q1196 |  | Colorado River 230 kV | newsolarnewstorage | 4 | 296.84 | 400 | 54 | 0 | 0 | [5 empty] | Colorado River | 230
SCE | NO | Hybrid | 253.4538 | 2023-08-01 | Q1200 |  | Redbluff 230 kV | newsolarnewstorage | 4 | 50.6044 | 200 | 50 | 0 | 200 | [5 empty] | Redbluff | 230
SCE | YES | Battery | 227 | 2022-08-01 | Q1208 |  | Antelope 230 kV |  | 4 | 227 |  | 227 | 0 | 0 | [5 empty] | Antelope | 230
SCE | NO | Hybrid | 388 | 2023-09-01 | Q1208 |  | Antelope 230 kV | newsolarnewstorage | 4 | 188 | 200 | 188 | 200 | 0 | [5 empty] | Antelope | 230
SCE | NO | Hybrid | 100 | 2025-03-01 | Q1212 |  | Whirlwind 230 kV | newsolarnewstorage | 4 | 92 | 100 | 92 | 0 | 100 | [5 empty] | Whirlwind | 230
SCE | NO | Hybrid | 105 | 2022-10-14 | Q1215 |  | Whirlwind 230 kV | newsolarnewstorage | 2.5 | 20 | 100 | 20 | 100 | 0 | [5 empty] | Whirlwind | 230
SCE | NO | Battery | 50 | 2023-06-01 | Q1215 |  | Whirlwind 230 kV |  |  | 50 |  | 50 | 0 | 0 | [5 empty] | Whirlwind | 230
SCE | NO | Battery | 69 | 2023-11-15 | Q1217 |  | Whirlwind 230 kV |  | 8 | 69 |  | 69 | 0 | 0 | [5 empty] | Whirlwind | 230
PGE | NO | Solar/Battery | 300 | 2023-08-18 | Q1244 |  | Quinto-Westley 230 kV line | newsolarnewstorage | 4 | 300 | 474.5 | 154 | 220 | 0 | [5 empty] | Westley | 230
PGE | NO | Battery | Phase 1- 125/300 | 2025-04-21 | Q1270 |  | Vaca-Dixon 230 kV |  | 4 | 125 |  | 125 | 0 | 0 | [5 empty] | Vaca Dixon | 115
PGE | NO | Battery | 25 | 2022-09-17 | Q1272 |  | Weber 60kV |  | 4 | 25 |  | 25 | 0 | 0 | [5 empty] | Bellota | 115
PGE | NO | Battery | 418 | 2027-12-20 | Q1275 |  | Tesla 230 kV |  | 4 | 418 |  | 400 | 0 | 0 | [5 empty] | Tesla | 230
SDGE | YES | Battery | 20 | 2021-08-01 | Q1294 | VSTAES_6_VESBT1 | Melrose 69 kV |  | 4 | 20 |  | 20 | 0 | 0 | [5 empty] | San Luis Rey | 230
SCE | NO | Battery | 405.78 | 2023-08-01 | Q1295 |  | Devers 230 kV |  | 4 | 400 | 400 | 400 | 0 | 0 | [5 empty] | Devers | 230
SCE | NO | Hybrid | 338.4768 | 2024-06-01 | Q1302 |  | Redbluff 230 kV |  | 4 | 121.6985 | 213.5 | 121 | 0 | 213.5 | [5 empty] | Redbluff | 230
SCE | NO | Hybrid | 163 | 2023-12-19 | Q1313 |  | Kramer 230 kV |  | 4 | 98 | 182 | 98 | 182 | 0 | [5 empty] | Kramer | 230
SCE | NO | Hybrid | 359.5 | 2023-05-18 | Q1314 |  | Kramer 230 kV |  | 4 | 149 | 300 | 149 | 300 | 0 | [5 empty] | Kramer | 230
SCE | NO | Hybrid | 250 | 2023-09-01 | Q1319 |  | Whirlwind 230 kV |  | 4 | 250 | 252 | 250 | 0 | 252 | [5 empty] | Whirlwind | 230
SCE | YES | Solar | 292.7 | 2022-06-01 | Q1324,Q1424,Q1518 |  | Windhub 230 kV |  |  |  |  | 0 | 292.7 | 0 | [5 empty] | Windhub | 230
SCE | YES | Battery | 216.5 | 2022-06-01 | Q1324,Q1424,Q1518 |  | Windhub 230 kV |  | 4 | 216.5 |  | 216.5 | 0 | 0 | [5 empty] | Windhub | 230
SCE | NO | Solar | 378 | 2022-12-22 | Q1324,Q1424,Q1518 |  | Windhub 230 kV |  |  |  |  | 0 | 378 | 0 | [5 empty] | Windhub | 230
SCE | NO | Battery | 228 | 2023-06-12 | Q1324,Q1424,Q1518 |  | Windhub 230 kV |  | 4 | 228 |  | 228 | 0 | 0 | [5 empty] | Windhub | 230
SCE | NO | Battery | 209 | 2023-06-12 | Q1324,Q1424,Q1518 |  | Windhub 230 kV |  | 4 | 209 |  | 209 | 0 | 0 | [5 empty] | Windhub | 230
SCE | NO | Solar | 77.2 | 2023-06-12 | Q1324,Q1424,Q1518 |  | Windhub 230 kV |  |  |  |  | 0 | 77.2 | 0 | [5 empty] | Windhub | 230
SCE | NO | Battery | 200 | 2022-12-03 | Q1325 |  | Vincent 230 kV |  | 4 | 200 |  | 200 | 0 | 0 | [5 empty] | Vincent | 230
SCE | NO | Hybrid | 56 | 2024-10-01 | Q1327 |  | Whirlwind 230 kV | newsolarnewstorage | 4 | 52 | 56 | 52 | 0 | 56 | [5 empty] | Whirlwind | 230
SCE | YES | Hybrid | 167.6 | 2022-04-04 | Q1329 | VALTNE_2_TBBBT1, VALTNE_2_TRSBT1 | Whirlwind 230 kV | newsolarnewstorage | 4 | 40 | 127.6 | 40 | 117.4 | 10.2 | [5 empty] | Whirlwind | 230
SCE | NO | Hybrid | 300 | 2024-06-01 | Q1339 | Not yet assigned | Eldorado 230 kV | newsolarnewstorage | 4 | 312.367 | 240 | 300 | 0 | 240 | 0 |  |  |  |  | Eldorado | 230
GLW | NO | Hybrid | 250 | 2023-06-01 | Q1341 |  | Trout Canyon 230 kV substation |  | 4 | 128 | 260 | 128 | 260 | [6 empty] | Trout Canyon (fka Crazy Eyes) | 230
PGE | NO | Solar/Battery | 100 | 2025-03-03 | Q1349 |  | Cayentano 230 KV | newsolarnewstorage | 4 | 100 | 202.7 | 100 | 0 | 100 | [5 empty] | Cayetano | 230
PGE | NO | Solar/Battery | 20 | 2023-12-18 | Q1350 |  | Crow Creek 60kV | newsolarnewstorage | 4 | 20 | 35.32 | 15 | 6.21 | 14.11 | [5 empty] | Westley | 230
PGE | YES | Battery | 182.5 | 2022-04-07 | Q1374 | ELKHRN_1_EESX3 | Moss Landing Substation 115 kV |  | 4 |  |  | 182.5 | [7 empty] | Moss Landing | 230
PGE | NO | Wind | 76.35 | 2025-02-18 | Q1378 |  | Los Banos 230 kV |  |  | 80 | [5 empty] | 76.35 |  |  |  | Los Banos | 230
PGE | NO | Solar/Battery | 125 | 2024-12-01 | Q1389 |  | Gates 230 kV | newsolarnewstorage | 4 | 125 | 158.24 | 31.25 | 125 | 0 | [5 empty] | Gates | 230
PGE | NO | Solar/Battery | 200 | 2023-05-17 | Q1391 |  | Tranquility 230 kV | newsolarnewstorage | 4 | 200 | 389.1 | 184 | 160 | 40 | [5 empty] | Tranquility | 230
PGE | NO | Solar | 100 | 2023-06-02 | Q1397 |  | Wheeler Ridge 70 kV |  |  | 104.16 |  | 0 | 100 | 0 | [5 empty] | Wheeler Ridge | 115
PGE | NO | Solar | 200 | 2023-08-01 | Q1398 |  | Wheeler Ridge 230 kV |  |  | 205.1 |  | 0 | 200 | 0 | [5 empty] | Wheeler Ridge | 230
DCRT | NO | Solar | 200 | 2025-12-31 | Q1402 |  | Delaney-CR 500kV | [5 empty] | 200 | [6 empty] | Delaney | 500
SCE | YES | Solar | 450 | 2021-12-01 | Q1405 | ATHOS_5_AP2X2, ATHOS_5_AP1X2 | Redbluff 230 kV | newsolarnewstorage |  | 450 | 450 | 0 | 0 | 450 | [5 empty] | Redbluff | 230
SCE | NO | Hybrid | 450 | 2025-06-01 | Q1405 | ATHOS_5_AP2X2, ATHOS_5_AP1X2 | Redbluff 230 kV | newsolarnewstorage |  | 450 | 450 | 450 | 0 | 0 | [5 empty] | Redbluff | 230
SCE | NO | Hybrid | 100 | 2023-02-01 | Q1413 |  | Roadway 115 KV | newsolarnewstorage | ? | 100 | 110 | 75 | 0 | 100 | [5 empty] | Roadway | 115
SCE | YES | Hybrid | 150 | 2021-09-15 | Q1414 |  | Victor 230 kV | newsolarnewstorage | 4 | 50 | 100 | 50 | 100 | 0 | [5 empty] | Victor | 230
SDGE | NO | Hybrid | 20 | 2022-12-15 | Q1432 |  | Boulevard East Substation 69kV |  |  | 17.4 | 20 | 17.4 | 0 | 20 | [5 empty] | ECO | 115
SDGE | YES | Battery | 30 | 2021-06-30 | Q1434 | MRGT_6_TGEBT1 | Miramar GT Substation 69 kV |  | 4 | 30 |  | 30 | 0 | 0 | [5 empty] | Penasquitos | 138
PGE | NO | Solar/Battery | 40 | 2024-03-31 | Q1443 |  | Olive 115 kV | newsolarnewstorage | 4 | 40 | 60 | 20 | 40 | 0 | [5 empty] | Olive | 115
PGE | NO | Battery | 75 | 2024-02-16 | Q1454 |  | Metcalf 115kV |  | 4 | 75 |  | 75 | 0 | 0 | [5 empty] | Metcalf | 230
SCE | NO | Hybrid | 250 | 2023-08-01 | Q146 |  | Redbluff 230 kV | existingsolarnewstorage | 4 | 230 | 250 | 230 | 0 | 0 | [5 empty] | Redbluff | 230
SCE | YES | Hybrid | 300 | 2022-09-01 | Q147 |  | Redbluff 230 kV | existingsolarnewstorage | 4 | 230 | 300 | 230 | 0 | 0 | [5 empty] | Redbluff | 230
PGE | NO | Battery | 99.7 | 2024-05-03 | Q1470 |  | PG&E Mesa 230 kV |  | 4 | 106.2 |  | 99.7 | 0 | 0 | [5 empty] | Mesa | 230
PGE | YES | Battery | 400 | 2021-08-01 | Q1472 |  | Moss Landing 500 KV |  | 4 | 410.8 |  | 400 | 0 | 0 | [5 empty] | Moss Landing | 500
PGE | NO | Solar/Battery | 60 | 2024-12-31 | Q1493 |  | Arco 70kV | newsolarnewstorage | 4 | 60 | 116.5 | 55.2 | 31.6 | 28.4 | [5 empty] | Arco | 230
PGE | NO | Solar/Battery | 64.9 | 2024-12-31 | Q1495 |  | Arco 70kV | newsolarnewstorage | 4 | 64.9 | 91.8 | 25 | 64.9 | 0 | [5 empty] | Arco | 230
PGE | NO | Solar/Battery | 70 | 2023-05-17 | Q1499 |  | Wheeler Ridge 115 kV | newsolarnewstorage | 4 | 70 | 141.16 | 70 | 0 | 70 | [5 empty] | Wheeler Ridge | 115
SCE | NO | Hybrid | 480 | 2024-12-31 | Q1516 |  | Vestal 230 kV | newsolarnewstorage | 4 | 300 | 300 | 300 | 0 | 300 | [5 empty] | Vestal | 230
SCE | NO | Hybrid | 100 | 2023-02-01 | Q1519 |  | Roadway 115 KV | newsolarnewstorage |  | 100 | 100 | 25 | 0 | 50 | [5 empty] | Roadway | 115
SDGE | NO | Battery | 350 | 2023-02-28 | Q1531 |  | Imperial Valley 230 kV |  | 4 | 350 |  | 131 | 0 | 0 | [5 empty] | Imperial Valley | 230
SDGE | NO | Hybrid | 90 | 2023-03-31 | Q1532 |  | Carrizo Gorge Switchyard | newsolarnewstorage | 4 | 90 | 90 | 70 | 0 | 90 | [5 empty] | ECO | 115
PGE | NO | Battery | 350 | 2023-05-18 | Q1540 |  | Moss Landing 500kV Substation |  | 4 | 365 |  | 350 | 0 | 0 | [5 empty] | Moss Landing | 500
SDGE | YES | Wind | 105 | 2022-01-15 | Q159A | ENERSJ_5_ESJWD2 | ECO 230 kV | [8 empty] | 105 |  |  |  | ECO | 230
SCE | NO | Hybrid | 200 | 2023-12-27 | Q1604 |  | Kramer 230 kV | newsolarnewstorage | 3 | 50 | 200 | 50 | 0 | 200 | [5 empty] | Kramer | 230
SCE | NO | Hybrid | 188 | 2025-01-15 | Q1604, Q1204 |  | Kramer 230 kV |  |  | 350 | 200 | 188 | 0 | 200 | [5 empty] | Kramer | 230
SCE | NO | Hybrid | 40 | 2023-03-31 | Q1617 |  | Kramer 230 kV | newsolarnewstorage | 4 | 40 | 48 | 40 | 48 | 0 | [5 empty] | Kramer | 230
SCE | NO | Battery | 100 | 2023-03-31 | Q1641 |  | Etiwanda 220 kV |  |  | 100 |  | 100 | [7 empty] | Etiwanda | 230
SCE | NO | Hybrid | 1017.93 | 2023-06-30 | Q1642 |  | Redbluff 500 kV | newsolarnewstorage | 4 | 505.38 | 500 | 500 | 0 | 500 | [5 empty] | Redbluff | 500
SCE | NO | Battery | 720.3 | 2024-04-01 | Q1645 |  | Valley 500 kV |  | 4 | 717.36 |  | 680 | [7 empty] | Valley | 500
SDGE | NO | Battery | 50 | 2024-07-08 | Q1662 |  | EI Cajon Substation 69kV |  |  | 50 |  | 50 | 0 | 0 | [5 empty] | Mission | 138
SDGE | NO | Battery | 100 | 2024-06-01 | Q1669 |  | Pomerado Sub 69kV |  | 4 | 100 |  | 100 | 0 | 0 | [5 empty] | Sycamore | 138
SDGE | NO | Battery | 200 | 2024-06-01 | Q1670 |  | Silvergate 230 kV |  | 4 | 200 |  | 100 | 0 | 0 | [5 empty] | Silvergate | 230
SDGE | NO | Battery | 300 | 2024-03-18 | Q1673 |  | SDG&E Sycamore Canyon 138kV |  | 4 | 300 |  | 300 | 0 | 0 | [5 empty] | Sycamore | 138
DCRT | NO | Solar | 150 | 2024-06-01 | Q1678 |  | Delaney | [5 empty] | 150 | [6 empty] | Delaney | 500
PGE | NO | Battery | 100 | 2025-04-21 | Q1700 |  | Lakeville 60 kV |  | 4 | 102.75 |  | 33 | 0 | 0 | [5 empty] | Lakeville | 230
SDGE | NO | Battery | 250 | 2025-07-02 | Q1806 |  | Trabuco - Capistrano 138kV line |  |  | 250 |  | 250 | 0 | 0 | [5 empty] | Capistrano | 138
PGE | NO | Battery | 55 | 2021-10-15 | Q1830 |  | Oakland C-Turbine 115 kV Line |  | 4 | 55.65 |  | 55 | 0 | 0 | [5 empty] | Richmond | 115
SDGE | NO | Battery | 50 | 2025-06-01 | Q1832 |  | ESCO 69kV |  | 8 | 50 |  | 50 | 0 | 0 | [5 empty] | Escondido | 230
SCE | YES | Hybrid | 230 | 2021-08-01 | Q193 | BLKCRK_2_SOLAR1, BLKCRK_2_GMCBT1 | Colorado River 230 kV | existingsolarnewstorage | 4 | 230 | 500 | 230 | 0 | 0 | [5 empty] | Colorado River | 230
SCE | YES | Hybrid | 417.27 | 2020-09-30 | Q294 | DRACKR_2_SOLAR1, DRACKR_2_SOLAR2, DRACKR_2_DSUBT1, DRACKR_2_DSUBT2 | Colorado River 230 kV | existingsolarnewstorage | 4 | 182.27 | 235 | 182.27 | 0 | 0 | [5 empty] | Colorado River | 230
SCE | YES | Hybrid | 415.24 | 2020-04-01 | Q294 | DRACKR_2_DSUBT4, DRACKR_2_DSUBT3, DRACKR_2_DS4SR4, DRACKR_2_DS4SR3 | Colorado River 230 kV | newsolarnewstorage | 4 | 165.24 | 250 | 165.24 | 0 | 250 | [5 empty] | Colorado River | 230
SCE | YES | Solar | 365.512 | 2020-12-11 | Q365 | ALMASL_2_GS1SR1, ALMASL_2_GS4SR4, ALMASL_2_GS7SR7 | Redbluff 230 kV |  |  |  |  | 0 | 232 | 0 | [5 empty] | Redbluff | 230
SCE | YES | Hybrid | 152.202 | 2021-10-01 | Q365 | ALMASL_2_GS6SR6, ALMASL_2_AL6BT6 | Redbluff 230 kV | newsolarnewstorage | 4 | 50 | 100 | 50 | 100 | 0 | [5 empty] | Redbluff | 230
SCE | NO | Hybrid | 65.617 | 2024-06-01 | Q421 |  | Redbluff 230 kV | newsolarnewstorage | 4 | 15.337 | 49.5 | 15 | 0 | 49.5 | [5 empty] | Redbluff | 230
SCE | NO | Battery | 147.7 | 2023-12-31 | Q506 |  | Whirlwind 230 kV | existingsolarnewstorage |  |  |  | 147.7 | 0 | 0 | [5 empty] | Whirlwind | 230
SCE | NO | Hybrid | 341.77 | 2022-12-31 | Q576 | CENTPD_2_BMSSX2, CENTPD_2_BMSX2 | Colorado River 230 kV |  | 4 | 112 | 223.6 | 112 | 223.6 | 0 | [5 empty] | Colorado River | 230
SCE | YES | Hybrid | 152.684 | 2021-12-31 | Q643AE | DSRTHV_2_DH1SR1, DSRTHV_2_DH2SR2, DSRTHV_2_DH2BT1 | Redbluff 230 kV | newsolarnewstorage | 4 | 35 | 150 | 35 | 115 | 35 | [5 empty] | Redbluff | 230
PGE | YES | Solar/Battery | 100 | 2021-10-01 | Q643W |  | Mustang 230 KV | existingsolarnewstorage | 4 | 77.5 | 102.6 | 75 | 0 | 0 | 0 |  |  |  |  | Mustang | 230
PGE | YES | Solar/Battery | 200 | 2021-10-01 | Q643X |  | Tranquility 230 kV | existingsolarnewstorage | 4 | 74 | 202.4 | 72 | 0 | 0 | [5 empty] | Tranquility | 230
PGE | NO | Solar/Battery | 12 | 2023-04-13 | Q653F |  | Woodland-Davis 115 kV Line | newsolarnewstorage | 4 | 12 | 24.5 | 12 | 0 | 12 | [5 empty] | Woodland | 115
PGE | NO | Solar | 90 | 2022-12-01 | Q744 |  | Lamont 115 kV |  |  | 91.7 |  | 0 | 12 | 0 | [5 empty] | Lamont | 115
PGE | YES | Battery | 60 | 2021-08-01 | Q877 |  | California Flats Switching Station 230kV | existingsolarnewstorage | 4 | 60 | 130 | 60 | 0 | 0 | [5 empty] | Gates | 230
PGE | NO | Solar/Battery | 100 | 2023-12-31 | Q946 |  | Midway-Wheeler Ridge 230 kV | newsolarnewstorage | 4 | 100 | 192 | 92 | 0 | 100 | [5 empty] | Midway | 230
PGE | NO | Solar/Battery | 150 | 2023-02-01 | Q954 |  | Gates 230 kV | newsolarnewstorage | 4 | 150 | 267 | 117 | 32.13 | 117.87 | [5 empty] | Gates | 230
SCE | YES | Battery | 88 | 2021-09-01 | Q971 |  | Whirlwind 230 kV | existingsolarnewstorage | 4 | 88 | 185.113 | 88 | 0 | 0 | [5 empty] | Whirlwind | 230
PGE | YES | Wind | 10 | 2021-07-02 | repower | USWPFK_6_FRICK | Las Positas-Vasco 60kV Line | [8 empty] | 10 |  |  |  | Kelso | 230
SCE | YES | Wind | 10.8 | 2021-05-04 | Repower | GARNET_2_COAWD2 | Devers 230 kV | [8 empty] | 10.8 |  |  |  | Devers | 230
SCE | YES | Wind | 94.9 | 2021-04-14 | repower | ALTWD_2_COAWD1,VENWD_1_WIND3 | Devers 230 kV | [8 empty] | 94.9 |  |  |  | Devers | 230
SCE | YES | Wind | 60.3 | 2021-09-30 | repower | ESTWND_2_OPPWD1 | Vincent 230 kV | [8 empty] | 60.3 |  |  |  | Vincent | 230
SCE | YES | Wind | 30.2 | 2021-09-01 | repower | JAWBNE_2_SRWWD2 | Windhub 230 kV | [8 empty] | 30.2 |  |  |  | Windhub | 230
SCE | NO | Battery | 82 | 2023-08-01 | repower |  | Alamitos 230 kV |  | 4 | 82 |  | 82 | 0 | 0 | [5 empty] | Alamitos | 230
SCE | NO | Hybrid | 90 | 2022-12-31 | repower TOT692 |  | Kramer Junction 115 kV | newsolarnewstorage | 4 | 75 | 90 | 75 | 95 | 0 | 0 |  |  |  |  | Kramer | 115
SCE | NO | Solar | 3 | 2022-11-01 | WDAT 1399 | RDWAY_1_SCKSR1 | Roadway 115/12kV |  |  |  |  | 0 | 0 | 0 | 3 |  |  |  |  | Roadway | 115
SDGE | NO | Battery | 20 | 2023-01-29 | WDAT122, WDAT 123 |  | Melrose Sub 12 kV |  | 4 | 20 |  | 20 | 0 | 0 | 0 |  |  |  |  | San Luis Rey | 230
SDGE | YES | Battery | 20 | 2022-02-14 | WDAT125, WDAT126 |  | Kearny 12kV |  | 4 | 20 |  | 20 | 0 | 0 | 0 |  |  |  |  | Kearny | 115
SDGE | NO | Battery | 10 | 2023-08-01 | WDAT127 |  | Boulevard |  | 4 | 10 |  | 10 | 0 | 0 | [5 empty] | ECO | 115
SDGE | NO | Battery | 10 | 2023-08-01 | WDAT128 |  | Clairemont |  | 4 |  |  | 10 | 0 | 0 | [5 empty] | Kearny | 115
SDGE | NO | Battery | 10 | 2023-08-01 | WDAT129 |  | Elliot |  | 4 |  |  | 10 | 0 | 0 | [5 empty] | Mission | 230
SDGE | NO | Battery | 10 | 2023-08-01 | WDAT130 |  | Paradise |  | 4 |  |  | 10 | 0 | 0 | [5 empty] | Miguel | 230
SCE | YES | Battery | 100 | 2021-05-01 | WDAT1519 | SNCLRA_2_VESBT1 | Santa Clara 66 kV |  | 4 | 100 |  | 100 | 0 | 0 | 0 |  |  |  |  | Santa Clara | 230
SCE | YES | Battery | 11 | 2021-03-01 | WDAT1520 | SNCLRA_2_SILBT1 | Santa Clara 66 kV |  | 4 | 11 |  | 11 | 0 | 0 | 0 |  |  |  |  | Santa Clara | 230
SCE | NO | Battery | 200 | 2024-06-01 | WDAT1659 |  | Highrove 115kV |  | 4 | 200 |  | 200 | 0 | 0 | 0 |  |  |  |  | Vista | 230
SDGE | NO | Battery | 15 | 2023-06-06 | WDAT188 |  | Pala Substation |  | 4 |  |  | 15 | 0 | 0 | [5 empty] | Escondido | 230
SCE | YES | Battery | 1.3 | 2020-06-01 | WDT1293 | STANTN_2_STAGT1 | Barre 66 kV |  | 4 | 1.3 |  | 1.3 | 0 | 0 | 0 |  |  |  |  | Barre | 230
SCE | NO | Hybrid | 50 | 2024-07-01 | WDT1384 |  | Poplar-Terra Bella 66kV line | newsolarnewstorage | 4 | 50 | 50 | 50 | 0 | 50 | 0 |  |  |  |  | Vestal | 230
SCE | YES | Battery | 10 | 2022-01-01 | WDT1392 |  | Johanna 66 kV |  | 4 | 10 |  | 10 | 0 | 0 | 0 |  |  |  |  | Johanna | 230
SCE | YES | Battery | 10 | 2022-01-01 | WDT1393 |  | Johanna 66 kV |  | 4 | 5 |  | 10 | 0 | 0 | 0 |  |  |  |  | Johanna | 230
SCE | YES | Battery | 20 | 2020-12-01 | WDT1396, WDT1483 Phase 1 | JOANEC_2_STABT1 | Johanna 66 kV |  | 4 | 20 |  | 20 | 0 | 0 | 0 |  |  |  |  | Johanna | 230
SCE | YES | Battery | 20 | 2022-08-01 | WDT1396, WDT1483 Phase 2 |  | Johanna 66 kV |  | 4 | 20 |  | 20 | 0 | 0 | 0 |  |  |  |  | Johanna | 230
SCE | NO | Battery | 40 | 2023-08-01 | WDT1396, WDT1483 Phase 3 |  | Johanna 66 kV |  | 4 | 40 |  | 40 | 0 | 0 | 0 |  |  |  |  | Johanna | 230
SCE | NO | Battery | 40 | 2024-06-01 | WDT1396, WDT1483 Phase 4 |  | Johanna 66 kV |  | 4 | 40 |  | 40 | 0 | 0 | 0 |  |  |  |  | Johanna | 230
SCE | YES | Battery | 6 | 2022-02-01 | WDT1397 |  | Johanna 66 kV |  | 4 | 6 |  | 6 | 0 | 0 | 0 |  |  |  |  | Johanna | 230
SCE | YES | Battery | 9 | 2022-02-01 | WDT1398 |  | Johanna 66 kV |  | 4 | 9 |  | 9 | 0 | 0 | 0 |  |  |  |  | Johanna | 230
SCE | No | Battery | 60 | 2023-06-01 | WDT1454 |  | Goleta 66 kV |  | 4 | 60 |  | 60 | 0 | 0 | 0 |  |  |  |  | Goleta | 230
SCE | YES | Solar | 56 | 2022-04-30 | WDT1490 |  | Tap Vestal-Growers-Kern River No. 3 66 kV Line | [5 empty] | 56 | 0 | 0 |  |  |  |  | Vestal | 230
SCE | YES | Battery | 10 | 2020-12-01 | WDT1492 | GOLETA_2_VALBT1 | Goleta 66 kV |  | 4 | 10 |  | 10 | 0 | 0 | 0 |  |  |  |  | Goleta | 230
SCE | NO | Battery | 20 | 2023-05-01 | WDT1510 | CHINO_2_PESBT1 | SCE Simpson 66/12 kV Substation |  | 4 | 20 |  | 20 | 0 | 0 | 0 |  |  |  |  | Chino | 230
SCE | NO | Battery | 30 | 2023-02-01 | WDT1532 |  | Wakefield 66 kV |  | 4 | 30 |  | 30 | 0 | 0 | 0 |  |  |  |  | Santa Clara | 230
SCE | NO | Battery | 10 | 2023-06-01 | WDT1539 |  | Carpinteria 66/16kV |  | 4 | 5 |  | 10 | 0 | 0 | 0 |  |  |  |  | Goleta | 230
SCE | YES | Battery | 3 | 2021-02-01 | WDT1549 |  | Devers 115 kV |  | 4 | 3 | 0 | 3 | 0 | 0 | 0 |  |  |  |  | Devers | 230
SCE | NO | Battery | 65 | 2023-07-01 | WDT1558 |  | Hyacinth 115 kV Substation, connecting to Banning 115 kV substation via new Banning-Hyacinth 115 kV line |  | 4 | 65 |  | 65 | 0 | 0 | 0 |  |  |  |  | El Casco | 230
SCE | NO | Hybrid | 20 | 2023-07-10 | WDT1582, WDT1583 |  | Barre 220 kV (and Del Amo) | newsolarnewstorage | 2 | 20 | 20 | 20 | 0 | 0 | 20 |  |  |  |  | Barre | 230
SCE | NO | Battery | 80 | 2024-07-30 | WDT1635 |  | Tenaja 115 kV |  |  | 80 |  | 80 | [7 empty] | Valley | 500
SCE | NO | Battery | 10 | 2023-06-01 | WDT1636 |  | Elsinore 115 kV |  | 4 | 10 |  | 10 | 0 | 0 | 0 |  |  |  |  | Valley | 500
SCE | NO | Battery | 100 | 2023-12-31 | WDT1641 |  | Caldwell 66 kV Substation |  | 4 | 100 |  | 100 | 0 | 0 | 0 |  |  |  |  | Laguna Bell | 230
SCE | NO | Battery | 134.9 | 2025-02-01 | WDT1647 |  | Moorpark A 66 kV |  | 4 | 134.9 |  | 134.9 | 0 | 0 | 0 | 0 | 0 | 0 | 0 | Moorpark | 230
SCE | NO | Battery | 100 | 2024-03-18 | WDT1648 |  | Dylan 115kV Tap Switching Substation connecting to the Banning-Maraschino 115kV line |  | 4 | 100 |  | 100 | 0 | 0 | 0 |  |  |  |  | El Casco | 230
SCE | NO | Battery | 80 | 2024-03-18 | WDT1649 |  | SCE 66kV North Oaks Substation |  | 4 | 80 |  | 80 | 0 | 0 | 0 |  |  |  |  | Pardee | 230
SCE | NO | Battery | 100 | 2024-10-24 | WDT1652 |  | Nola 66 kV Substation |  | 4 | 100 |  | 100 | 0 | 0 | 0 |  |  |  |  | Lighthipe | 230
SCE | NO | Battery | 100 | 2024-04-01 | WDT1669 |  | Tap Alder-Falcon Ridge 66 kV Line via new Oswald substation |  | 4 | 100 |  | 100 | 0 | 0 | 0 |  |  |  |  | Etiwanda | 230
SCE | NO | Battery | 75 | 2024-11-01 | WDT1702 |  | Lighthipe-Jersey 66 kV Line |  |  |  |  | 75 | [7 empty] | Lighthipe | 230
SCE | NO | Battery | 15 | 2023-03-01 | WDT1710 |  | Elizabeth Lake 66/16 kV Substation |  | 4 | 15 |  | 15 | 0 | 0 | 0 |  |  |  |  | Pardee | 230
SCE | NO | Battery | 123.68 | 2024-06-01 | WDT1711 |  | Teresa 66 kV (on Padua-Layfair 66 kV Line) |  | 4 | 123.68 |  | 123.68 | [7 empty] | Padua | 230
SCE | NO | Battery | 85 | 2024-08-01 | WDT1719 |  | Looping Mira Loma-Corona-Pedley 66 kV Line |  | 4 | 85 |  | 85 | 0 | 0 | 0 | 0 | 0 | 0 | 0 | Mira Loma | 230
SCE | NO | Solar | 3 | 2023-05-01 | WDT1732 |  | Rector 66 KV Substation |  |  |  |  | 0 | 0 | 0 | 3 |  |  |  |  | Rector | 230
SCE | YES | Geothermal | 40 | 2022-06-22 | WDT315 |  | Casa Diablo 115 kV | [10 empty] | 40 |  | Control | 115
PGE | NO | Battery | 6 | 2026-06-01 |  |  | Monterey County |  | 8 | 6 |  | 6 | [7 empty] | Coburn | 230
SCE | YES | Solar | 196 | 2020-12-20 |  | RTEDDY_2_SEBSR3,RTEDDY_2_SEBSR4, RTEDDY_2_SC1SR3,RTEDDY_2_SPASR4 | Whirlwind 230 kV |  |  |  |  | 0 | 196 | 0 | [5 empty] | Whirlwind | 230
SCE | NO | Battery | 200 | 2023-06-01 |  |  | Hinson 66kV |  | 4 | 200 |  | 200 | 0 | 0 | 0 | 0 | 0 | 0 | 0 | Hinson | 230
SCE | NO | Battery | 225 | 2023-04-01 |  |  | Springville 66 kV |  |  | 225 |  | 225 | [7 empty] | Springville | 230

## In-Dev_Summary_bySub
|  |  | Confirmed online by 8/1/2022 | [7 empty] | In-Development (Contracted or under construction)
Area | Substation | Voltage | Battery | Solar FCDS | Solar EODS | Distributed Solar | Wind FCDS | Wind EODS | Geothermal | Biomass | Battery | Solar FCDS | Solar EODS | Distributed Solar | Wind FCDS | Wind EODS | Geothermal | Biomass
PG&E East Kern Study Area | 7th Standard | 115 | 0 | 0 | 0 | 0 | 0 | 0 | 0 | 0 | 0 | 0 | 0 | 0 | 0 | 0 | 0 | 0
SCE Metro Study Area | Alamitos | 230 | 0 | 0 | 0 | 0 | 0 | 0 | 0 | 0 | 82 | 0 | 0 | 0 | 0 | 0 | 0 | 0
PG&E Fresno Study Area | Alpaugh | 115 | 0 | 0 | 0 | 0 | 0 | 0 | 0 | 0 | 10 | 0 | 0 | 3 | 0 | 0 | 0 | 0
SCE Northern Area | Antelope | 500 | 0 | 0 | 0 | 0 | 0 | 0 | 0 | 0 | 0 | 0 | 0 | 0 | 0 | 0 | 0 | 0
SCE Northern Area | Antelope | 230 | 227 | 0 | 0 | 0 | 0 | 0 | 0 | 0 | 188 | 200 | 0 | 3 | 3 | 0 | 0 | 0
PG&E East Kern Study Area | Arco | 230 | 0 | 0 | 0 | 0 | 0 | 0 | 0 | 0 | 80.2 | 96.5 | 28.4 | 4.79 | 0 | 0 | 0 | 0
SCE Metro Study Area | Arcogen | 230 | 0 | 0 | 0 | 0 | 0 | 0 | 0 | 0 | 0 | 0 | 0 | 0 | 0 | 0 | 0 | 0
PG&E East Kern Study Area | Avenal | 115 | 0 | 0 | 0 | 0 | 0 | 0 | 0 | 0 | 9.88 | 0 | 0 | 0 | 0 | 0 | 0 | 0
SCE Northern Area | Bailey | 230 | 0 | 0 | 0 | 0 | 0 | 0 | 0 | 0 | 0 | 0 | 0 | 0 | 0 | 0 | 0 | 0
PG&E East Kern Study Area | Bakersfield | 230 | 0 | 0 | 0 | 0 | 0 | 0 | 0 | 0 | 0 | 0 | 0 | 0 | 0 | 0 | 0 | 0
SCE Metro Study Area | Barre | 230 | 1.3 | 0 | 0 | 0 | 0 | 0 | 0 | 0 | 20 | 0 | 0 | 20 | 0 | 0 | 0 | 0
SDG&E Study Area | Bay Boulevard | 230 | 0 | 0 | 0 | 0 | 0 | 0 | 0 | 0 | 0 | 0 | 0 | 0 | 0 | 0 | 0 | 0
East of Pisgah Study Area | Beatty | 138 | 0 | 0 | 0 | 0 | 0 | 0 | 0 | 0 | 0 | 0 | 0 | 0 | 0 | 0 | 0 | 0
PG&E North of Greater Bay Study Area | Bellota | 230 | 0 | 0 | 0 | 0 | 0 | 0 | 0 | 0 | 0 | 0 | 0 | 0 | 0 | 0 | 0 | 0
PG&E North of Greater Bay Study Area | Bellota | 115 | 0 | 0 | 0 | 0 | 0 | 0 | 0 | 0 | 157 | 0 | 0 | 0 | 0 | 0 | 0 | 0
PG&E North of Greater Bay Study Area | Bellevue | 115 | 0 | 0 | 0 | 0.96 | 0 | 0 | 0 | 0 | 0 | 0 | 0 | 0 | 0 | 0 | 0 | 0
SCE Northern Area | Big Creek Hydro Facilities | 230 | 0 | 0 | 0 | 0 | 0 | 0 | 0 | 0 | 0 | 0 | 0 | 0 | 0 | 0 | 0 | 0
PG&E North of Greater Bay Study Area | Birds Landing | 230 | 0 | 0 | 0 | 0 | 0 | 0 | 0 | 0 | 0 | 0 | 0 | 0 | 0 | 0 | 0 | 0
SDG&E Study Area | BlytheSC 161 kV | 161 | 0 | 0 | 0 | 0 | 0 | 0 | 0 | 0 | 0 | 0 | 0 | 0 | 0 | 0 | 0 | 0
PG&E Fresno Study Area | Borden | 230 | 0 | 0 | 0 | 0 | 0 | 0 | 0 | 0 | 0 | 0 | 0 | 0 | 0 | 0 | 0 | 0
PG&E North of Greater Bay Study Area | Brentwood | 230 | 0 | 0 | 0 | 0 | 0 | 0 | 0 | 0 | 0 | 0 | 0 | 0 | 0 | 0 | 0 | 0
PG&E North of Greater Bay Study Area | Bridgeville | 115 | 0 | 0 | 0 | 0 | 0 | 0 | 0 | 0 | 0 | 0 | 0 | 0 | 0 | 0 | 0 | 0
PG&E Fresno Study Area | Cabrillo | 115 | 0 | 0 | 0 | 0 | 0 | 0 | 0 | 0 | 0 | 0 | 0 | 0 | 99 | 0 | 0 | 0
PG&E Fresno Study Area | Cal Ave | 115 | 0 | 0 | 0 | 0 | 0 | 0 | 0 | 0 | 0 | 0 | 0 | 0 | 0 | 0 | 0 | 0
SCE North of Lugo (NOL) Study Area | Calcite | 230 | 0 | 0 | 0 | 0 | 0 | 0 | 0 | 0 | 0 | 0 | 0 | 0 | 0 | 0 | 0 | 0
PG&E East Kern Study Area | Caliente | 230 | 0 | 0 | 0 | 0 | 0 | 0 | 0 | 0 | 0 | 0 | 0 | 0 | 0 | 0 | 0 | 0
PG&E East Kern Study Area | California Water | 115 | 0 | 0 | 0 | 0 | 0 | 0 | 0 | 0 | 0 | 0 | 0 | 0 | 0 | 0 | 0 | 0
PG&E Fresno Study Area | Cantua | 115 | 0 | 0 | 0 | 0 | 0 | 0 | 0 | 0 | 0 | 0 | 0 | 0 | 0 | 0 | 0 | 0
SDG&E Study Area | Capistrano | 230 | 0 | 0 | 0 | 0 | 0 | 0 | 0 | 0 | 0 | 0 | 0 | 0 | 0 | 0 | 0 | 0
SDG&E Study Area | Capistrano | 138 | 0 | 0 | 0 | 0 | 0 | 0 | 0 | 0 | 250 | 0 | 0 | 0 | 0 | 0 | 0 | 0
East of Pisgah Study Area | Carpenter Canyon (fka Gamebird) | 230 | 0 | 0 | 0 | 0 | 0 | 0 | 0 | 0 | 0 | 0 | 0 | 0 | 0 | 0 | 0 | 0
PG&E North of Greater Bay Study Area | Carquinez | 115 | 0 | 0 | 0 | 0 | 0 | 0 | 0 | 0 | 0 | 0 | 0 | 5 | 0 | 0 | 0 | 0
PG&E North of Greater Bay Study Area | Cayetano | 230 | 0 | 0 | 0 | 0 | 0 | 0 | 0 | 0 | 100 | 0 | 100 | 0 | 0 | 0 | 0 | 0
SCE Metro Study Area | Center | 230 | 0 | 0 | 0 | 0 | 0 | 0 | 0 | 0 | 0 | 0 | 0 | 0 | 0 | 0 | 0 | 0
PG&E Fresno Study Area | Cheney | 115 | 0 | 0 | 0 | 0 | 0 | 0 | 0 | 0 | 0 | 0 | 0 | 0 | 0 | 0 | 0 | 0
SCE Metro Study Area | Chevmain | 230 | 0 | 0 | 0 | 0 | 0 | 0 | 0 | 0 | 0 | 0 | 0 | 0 | 0 | 0 | 0 | 0
SCE Metro Study Area | Chino | 230 | 0 | 0 | 0 | 0 | 0 | 0 | 0 | 0 | 20 | 0 | 0 | 0 | 0 | 0 | 0 | 0
PG&E East Kern Study Area | Cholame | 70 | 0 | 0 | 0 | 0 | 0 | 0 | 0 | 0 | 0 | 0 | 0 | 0 | 0 | 0 | 0 | 0
PG&E North of Greater Bay Study Area | Clayton | 115 | 0 | 0 | 0 | 0 | 0 | 0 | 0 | 0 | 0 | 0 | 0 | 0 | 0 | 0 | 0 | 0
PG&E North of Greater Bay Study Area | Cloverdale | 115 | 0 | 0 | 0 | 0 | 0 | 0 | 0 | 0 | 0 | 0 | 0 | 0 | 0 | 0 | 0 | 0
PG&E Fresno Study Area | Coburn | 230 | 0 | 0 | 0 | 0 | 0 | 0 | 0 | 0 | 6 | 0 | 0 | 0 | 0 | 0 | 0 | 0
SCE Eastern Study Area | Colorado River | 500 | 0 | 0 | 0 | 0 | 0 | 0 | 0 | 0 | 0 | 0 | 0 | 0 | 0 | 0 | 0 | 0
SCE Eastern Study Area | Colorado River | 230 | 820.35 | 310.54 | 339.46 | 0 | 0 | 0 | 0 | 0 | 666 | 373.6 | 500 | 0 | 0 | 0 | 0 | 0
PG&E East Kern Study Area | Columbus | 115 | 0 | 0 | 0 | 0 | 0 | 0 | 0 | 0 | 0 | 0 | 0 | 0 | 0 | 0 | 0 | 0
PG&E North of Greater Bay Study Area | Contra Costa | 230 | 0 | 0 | 0 | 0.938 | 0 | 0 | 0 | 0 | 0 | 0 | 0 | 0 | 0 | 0 | 0 | 0
SCE North of Lugo (NOL) Study Area | Control | 115 | 0 | 0 | 0 | 0 | 0 | 0 | 40 | 0 | 0 | 0 | 0 | 0 | 0 | 0 | 13 | 0
SCE North of Lugo (NOL) Study Area | Coolwater | 230 | 0 | 0 | 0 | 0 | 0 | 0 | 0 | 0 | 0 | 0 | 0 | 0 | 0 | 0 | 0 | 0
SCE North of Lugo (NOL) Study Area | Coolwater | 115 | 0 | 0 | 0 | 0 | 0 | 0 | 0 | 0 | 0 | 0 | 0 | 0 | 0 | 0 | 0 | 0
PG&E East Kern Study Area | Corcoran | 115 | 0 | 0 | 0 | 0 | 0 | 0 | 0 | 0 | 0 | 0 | 0 | 0 | 0 | 0 | 0 | 0
PG&E North of Greater Bay Study Area | Cortina | 115 | 0 | 0 | 0 | 0 | 0 | 0 | 0 | 3 | 0 | 0 | 0 | 0 | 0 | 0 | 0 | 0
PG&E North of Greater Bay Study Area | Cottonwood | 230 | 0 | 0 | 0 | 0 | 0 | 0 | 0 | 0 | 0 | 0 | 0 | 0 | 0 | 0 | 0 | 0
PG&E Fresno Study Area | Cove Rd | 230 | 0 | 0 | 0 | 0 | 0 | 0 | 0 | 0 | 0 | 0 | 0 | 0 | 0 | 0 | 0 | 0
PG&E North of Greater Bay Study Area | Curtis | 115 | 0 | 0 | 0 | 0 | 0 | 0 | 0 | 0 | 10 | 0 | 0 | 0 | 0 | 0 | 0 | 0
PG&E Fresno Study Area | Dairyland | 115 | 0 | 0 | 0 | 0 | 0 | 0 | 0 | 0 | 0 | 0 | 0 | 0 | 0 | 0 | 0 | 0
PG&E North of Greater Bay Study Area | Davis | 115 | 0 | 0 | 0 | 0 | 0 | 0 | 0 | 0 | 0 | 0 | 0 | 0 | 0 | 0 | 0 | 0
SCE Metro Study Area | Del Amo | 230 | 0 | 0 | 0 | 0 | 0 | 0 | 0 | 0 | 0 | 0 | 0 | 0 | 0 | 0 | 0 | 0
SCE Eastern Study Area | Delaney | 500 | 0 | 0 | 0 | 0 | 0 | 0 | 0 | 0 | 0 | 350 | 0 | 0 | 0 | 0 | 0 | 0
PG&E North of Greater Bay Study Area | Delevan | 230 | 0 | 0 | 0 | 0 | 0 | 0 | 0 | 0 | 0 | 0 | 0 | 0 | 0 | 0 | 0 | 0
PG&E North of Greater Bay Study Area | Delta Switching Yard | 230 | 0 | 0 | 0 | 8 | 0 | 0 | 0 | 0 | 0 | 0 | 0 | 0 | 0 | 0 | 0 | 3.6
East of Pisgah Study Area | Desert View | 230 | 0 | 0 | 0 | 0 | 0 | 0 | 0 | 0 | 0 | 0 | 0 | 0 | 0 | 0 | 0 | 0
SCE Eastern Study Area | Devers | 500 | 0 | 0 | 0 | 0 | 0 | 0 | 0 | 0 | 0 | 0 | 0 | 0 | 0 | 0 | 0 | 0
SCE Eastern Study Area | Devers | 230 | 3 | 0 | 0 | 0 | 105.7 | 0 | 0 | 0 | 400 | 0 | 0 | 0 | 0 | 0 | 0 | 0
PG&E East Kern Study Area | Diablo | 230 | 0 | 0 | 0 | 0 | 0 | 0 | 0 | 0 | 0 | 0 | 0 | 0 | 0 | 0 | 0 | 0
PG&E S500 Study Area | Diablo | 500 | 0 | 0 | 0 | 0 | 0 | 0 | 0 | 0 | 0 | 0 | 0 | 0 | 0 | 0 | 0 | 0
PG&E North of Greater Bay Study Area | Donnells | 115 | 0 | 0 | 0 | 0 | 0 | 0 | 0 | 0 | 0 | 0 | 0 | 0 | 0 | 0 | 0 | 0
SCE Northern Area | Eagle Rock | 230 | 0 | 0 | 0 | 0 | 0 | 0 | 0 | 0 | 0 | 0 | 0 | 0 | 0 | 0 | 0 | 0
PG&E North of Greater Bay Study Area | Eagle Rock | 115 | 0 | 0 | 0 | 0 | 0 | 0 | 0 | 0 | 0 | 0 | 0 | 0 | 0 | 0 | 0 | 0
PG&E North of Greater Bay Study Area | East Marysville | 115 | 0 | 0 | 0 | 0 | 0 | 0 | 0 | 0 | 0 | 0 | 0 | 0 | 0 | 0 | 0 | 0
SDG&E Study Area | ECO | 500 | 0 | 0 | 0 | 0 | 0 | 0 | 0 | 0 | 0 | 0 | 0 | 0 | 0 | 0 | 0 | 0
SDG&E Study Area | ECO | 230 | 0 | 0 | 0 | 0 | 105 | 0 | 0 | 0 | 0 | 0 | 0 | 0 | 0 | 0 | 0 | 0
SDG&E Study Area | ECO | 115 | 0 | 0 | 0 | 0 | 0 | 0 | 0 | 0 | 97.4 | 0 | 110 | 0 | 0 | 0 | 0 | 0
SCE Eastern Study Area | El Casco | 230 | 0 | 0 | 0 | 0 | 0 | 0 | 0 | 0 | 165 | 0 | 0 | 0 | 0 | 0 | 0 | 0
SCE Metro Study Area | El Nido | 230 | 0 | 0 | 0 | 0 | 0 | 0 | 0 | 0 | 0 | 0 | 0 | 0 | 0 | 0 | 0 | 0
SCE Metro Study Area | El Segundo | 230 | 0 | 0 | 0 | 0 | 0 | 0 | 0 | 0 | 0 | 0 | 0 | 0 | 0 | 0 | 0 | 0
East of Pisgah Study Area | Eldorado | 500 | 0 | 0 | 0 | 0 | 270.7 | 100 | 0 | 0 | 0 | 0 | 0 | 0 | 0 | 0 | 36 | 0
East of Pisgah Study Area | Eldorado | 230 | 0 | 0 | 0 | 0 | 0 | 0 | 0 | 0 | 300 | 0 | 240 | 0 | 0 | 0 | 40 | 0
PG&E Fresno Study Area | Elk Hills | 230 | 0 | 0 | 0 | 0 | 0 | 0 | 0 | 0 | 0 | 0 | 0 | 0 | 0 | 0 | 0 | 0
SCE Metro Study Area | Ellis | 230 | 0 | 0 | 0 | 0 | 0 | 0 | 0 | 0 | 0 | 0 | 0 | 0 | 0 | 0 | 0 | 0
SDG&E Study Area | Encina | 230 | 0 | 0 | 0 | 0 | 0 | 0 | 0 | 0 | 0 | 0 | 0 | 0 | 0 | 0 | 0 | 0
SDG&E Study Area | Encina | 115 | 0 | 0 | 0 | 0 | 0 | 0 | 0 | 0 | 0 | 0 | 0 | 0 | 0 | 0 | 0 | 0
SDG&E Study Area | Escondido | 230 | 114 | 0 | 0 | 0 | 0 | 0 | 0 | 0 | 65 | 0 | 0 | 0 | 0 | 0 | 0 | 0
SCE Metro Study Area | Etiwanda | 230 | 0 | 0 | 0 | 0 | 0 | 0 | 0 | 0 | 200 | 0 | 0 | 0 | 0 | 0 | 0 | 0
PG&E North of Greater Bay Study Area | Fulton | 230 | 0 | 0 | 0 | 0 | 0 | 0 | 0 | 0 | 0 | 0 | 0 | 0 | 0 | 0 | 0 | 0
East of Pisgah Study Area | Gamebird | 115 | 0 | 0 | 0 | 0 | 0 | 0 | 0 | 0 | 0 | 0 | 0 | 0 | 0 | 0 | 0 | 0
PG&E S500 Study Area | Gates | 500 | 0 | 0 | 0 | 0 | 0 | 0 | 0 | 0 | 0 | 0 | 0 | 0 | 0 | 0 | 0 | 0
PG&E East Kern Study Area | Gates | 230 | 60 | 250 | 0 | 0 | 0 | 0 | 0 | 0 | 168.25 | 157.13 | 117.87 | 0 | 0 | 0 | 0 | 0
PG&E North of Greater Bay Study Area | Geysers | 230 | 0 | 0 | 0 | 0 | 0 | 0 | 0 | 0 | 0 | 0 | 0 | 0 | 0 | 0 | 0 | 0
PG&E North of Greater Bay Study Area | Glenn | 230 | 0 | 0 | 0 | 0 | 0 | 0 | 0 | 0 | 0 | 0 | 0 | 0 | 0 | 0 | 0 | 0
PG&E North of Greater Bay Study Area | Gold Hill | 115 | 0 | 0 | 0 | 0 | 0 | 0 | 0 | 0 | 0 | 0 | 0 | 0 | 0 | 0 | 0 | 0
SCE Northern Area | Goleta | 230 | 10 | 0 | 0 | 0 | 0 | 0 | 0 | 2.274 | 70 | 0 | 0 | 0 | 0 | 0 | 0 | 0
SCE Northern Area | Goodrich | 230 | 0 | 0 | 0 | 0 | 0 | 0 | 0 | 0 | 0 | 0 | 0 | 0 | 0 | 0 | 0 | 0
PG&E East Kern Study Area | Goose Lake | 115 | 0 | 0 | 0 | 0 | 0 | 0 | 0 | 0 | 0 | 0 | 0 | 0 | 0 | 0 | 0 | 0
SCE Northern Area | Gould | 230 | 0 | 0 | 0 | 0 | 0 | 0 | 0 | 0 | 0 | 0 | 0 | 0 | 0 | 0 | 0 | 0
PG&E North of Greater Bay Study Area | Grand Island | 115 | 0 | 0 | 0 | 0 | 0 | 0 | 0 | 0 | 0 | 0 | 0 | 0 | 0 | 0 | 0 | 0
PG&E North of Greater Bay Study Area | Green Ridge Midway | 115 | 0 | 0 | 0 | 0 | 0 | 0 | 0 | 0 | 0 | 0 | 0 | 0 | 0 | 0 | 0 | 0
PG&E East Kern Study Area | Gregg | 230 | 0 | 0 | 0 | 0 | 0 | 0 | 0 | 0 | 0 | 0 | 0 | 0 | 0 | 0 | 0 | 0
PG&E Fresno Study Area | Grimway | 115 | 0 | 0 | 0 | 0 | 0 | 0 | 0 | 0 | 0 | 0 | 0 | 0 | 0 | 0 | 0 | 0
PG&E East Kern Study Area | GWF Hanford Sw Sta | 115 | 0 | 0 | 0 | 0 | 0 | 0 | 0 | 0 | 0 | 0 | 0 | 0 | 0 | 0 | 0 | 0
SCE Metro Study Area | Harborgen | 230 | 0 | 0 | 0 | 0 | 0 | 0 | 0 | 0 | 0 | 0 | 0 | 0 | 0 | 0 | 0 | 0
SDG&E Study Area | Hassayampa | 500 | 0 | 0 | 0 | 0 | 0 | 0 | 0 | 0 | 0 | 0 | 0 | 0 | 0 | 0 | 0 | 0
PG&E Fresno Study Area | Helm | 230 | 0 | 0 | 0 | 0 | 0 | 0 | 0 | 0 | 0 | 0 | 0 | 0 | 0 | 0 | 0 | 0
PG&E Fresno Study Area | Henrietta | 115 | 10 | 0 | 0 | 0 | 0 | 0 | 0 | 0 | 0 | 0 | 20 | 0 | 0 | 0 | 0 | 0
PG&E North of Greater Bay Study Area | Higgins | 115 | 0 | 0 | 0 | 0 | 0 | 0 | 0 | 0 | 0 | 0 | 0 | 0 | 0 | 0 | 0 | 0
SCE Northern Area | Highwind | 230 | 0 | 0 | 0 | 0 | 0 | 0 | 0 | 0 | 0 | 0 | 0 | 0 | 0 | 0 | 0 | 0
SCE Metro Study Area | Hinson | 230 | 0 | 0 | 0 | 0 | 0 | 0 | 0 | 0 | 200 | 0 | 0 | 0 | 0 | 0 | 0 | 2.8
PG&E North of Greater Bay Study Area | Honcut | 115 | 0 | 0 | 0 | 0 | 0 | 0 | 0 | 0 | 0 | 0 | 0 | 0 | 0 | 0 | 0 | 0
SDG&E Study Area | Hoodoo Wash | 500 | 0 | 0 | 0 | 0 | 0 | 0 | 0 | 0 | 0 | 0 | 0 | 0 | 0 | 0 | 0 | 0
PG&E North of Greater Bay Study Area | Humboldt | 115 | 0 | 0 | 0 | 0 | 0 | 0 | 0 | 0 | 0 | 0 | 0 | 2 | 0 | 0 | 0 | 0
PG&E North of Greater Bay Study Area | Humboldt (Proposed) | 500 | 0 | 0 | 0 | 0 | 0 | 0 | 0 | 0 | 0 | 0 | 0 | 0 | 0 | 0 | 0 | 0
SCE Metro Study Area | Huntington Beach | 230 | 0 | 0 | 0 | 0 | 0 | 0 | 0 | 0 | 0 | 0 | 0 | 0 | 0 | 0 | 0 | 0
SDG&E Study Area | IID System | 230 | 0 | 0 | 0 | 0 | 0 | 0 | 0 | 0 | 150 | 0 | 100 | 0 | 0 | 0 | 26 | 0
SDG&E Study Area | IID System | 161 | 0 | 20 | 0 | 0 | 0 | 0 | 0 | 0 | 0 | 0 | 0 | 0 | 0 | 0 | 50 | 0
SDG&E Study Area | Imperial Valley | 500 | 0 | 0 | 0 | 0 | 0 | 0 | 0 | 0 | 0 | 0 | 0 | 0 | 0 | 0 | 0 | 0
SDG&E Study Area | Imperial Valley | 230 | 40 | 0 | 0 | 0 | 0 | 0 | 0 | 0 | 305 | 0 | 200 | 0 | 0 | 0 | 0 | 0
East of Pisgah Study Area | Innovation | 230 | 0 | 0 | 0 | 0 | 0 | 0 | 0 | 0 | 0 | 0 | 0 | 0 | 0 | 0 | 0 | 0
East of Pisgah Study Area | Innovation | 115 | 0 | 0 | 0 | 0 | 0 | 0 | 0 | 0 | 0 | 0 | 0 | 0 | 0 | 0 | 0 | 0
East of Pisgah Study Area | Innovation | 138 | 0 | 0 | 0 | 0 | 0 | 0 | 0 | 0 | 0 | 0 | 0 | 0 | 0 | 0 | 0 | 0
SCE North of Lugo (NOL) Study Area | Inyo | 115 | 0 | 0 | 0 | 0 | 0 | 0 | 0 | 0 | 0 | 0 | 0 | 0 | 0 | 0 | 0 | 0
SCE North of Lugo (NOL) Study Area | Inyokern | 115 | 0 | 0 | 0 | 0 | 0 | 0 | 0 | 0 | 0 | 0 | 0 | 2.078 | 0 | 0 | 0 | 0
East of Pisgah Study Area | Ivanpah | 230 | 0 | 0 | 0 | 0 | 0 | 0 | 0 | 0 | 0 | 0 | 0 | 0 | 0 | 0 | 0 | 0
East of Pisgah Study Area | Ivanpah | 115 | 0 | 0 | 0 | 0 | 0 | 0 | 0 | 0 | 0 | 0 | 0 | 0 | 0 | 0 | 0 | 0
PG&E North of Greater Bay Study Area | Jessup | 115 | 0 | 0 | 0 | 0 | 0 | 0 | 0 | 0 | 0 | 0 | 0 | 0 | 0 | 0 | 0 | 0
SCE Metro Study Area | Johanna | 230 | 75 | 0 | 0 | 0 | 0 | 0 | 0 | 0 | 80 | 0 | 0 | 0 | 0 | 0 | 0 | 0
PG&E Fresno Study Area | Kearney | 230 | 0 | 0 | 0 | 0 | 0 | 0 | 0 | 0 | 0 | 0 | 0 | 10 | 0 | 0 | 0 | 0.55
SDG&E Study Area | Kearny | 115 | 20 | 0 | 0 | 0 | 0 | 0 | 0 | 0 | 10 | 0 | 0 | 0 | 0 | 0 | 0 | 0
PG&E North of Greater Bay Study Area | Kelso | 230 | 0 | 0 | 0 | 0 | 54.8 | 0 | 0 | 0 | 0 | 0 | 0 | 0 | 0 | 0 | 0 | 0
PG&E East Kern Study Area | Kern | 115 | 0 | 0 | 0 | 0 | 0 | 0 | 0 | 0 | 0 | 0 | 0 | 0 | 0 | 0 | 0 | 0
PG&E East Kern Study Area | Kern Oil | 115 | 0 | 0 | 0 | 0 | 0 | 0 | 0 | 0 | 0 | 0 | 0 | 0 | 0 | 0 | 0 | 0
PG&E East Kern Study Area | Kern Power | 115 | 0 | 0 | 0 | 0 | 0 | 0 | 0 | 0 | 0 | 0 | 0 | 0 | 0 | 0 | 0 | 0
PG&E Fresno Study Area | Kingsburg | 115 | 0 | 0 | 0 | 0 | 0 | 0 | 0 | 0 | 0 | 0 | 0 | 0 | 0 | 0 | 0 | 0
SCE North of Lugo (NOL) Study Area | Kramer | 230 | 0 | 0 | 0 | 0 | 0 | 0 | 0 | 0 | 525 | 530 | 400 | 0 | 0 | 0 | 0 | 0
SCE North of Lugo (NOL) Study Area | Kramer | 115 | 0 | 0 | 0 | 0 | 0 | 0 | 0 | 0 | 75 | 95 | 0 | 0 | 0 | 0 | 0 | 0
SCE Metro Study Area | La Cienega | 230 | 0 | 0 | 0 | 0 | 0 | 0 | 0 | 0 | 0 | 0 | 0 | 0 | 0 | 0 | 0 | 0
SCE Metro Study Area | La Fresa | 230 | 0 | 0 | 0 | 0 | 0 | 0 | 0 | 0 | 0 | 0 | 0 | 0 | 0 | 0 | 0 | 0
SCE Metro Study Area | Laguna Bell | 230 | 0 | 0 | 0 | 0 | 0 | 0 | 0 | 0 | 100 | 0 | 0 | 0 | 0 | 0 | 0 | 0
PG&E North of Greater Bay Study Area | Lakeville | 230 | 0 | 0 | 0 | 0 | 0 | 0 | 0 | 0.995 | 44.725 | 0 | 11.6 | 0 | 0 | 0 | 0 | 0
PG&E East Kern Study Area | Lamont | 115 | 0 | 0 | 0 | 0 | 0 | 0 | 0 | 0 | 0 | 12 | 0 | 0 | 0 | 0 | 0 | 0
East of Pisgah Study Area | Lathrop | 138 | 0 | 0 | 0 | 0 | 0 | 0 | 0 | 0 | 0 | 0 | 0 | 0 | 0 | 0 | 0 | 0
PG&E Fresno Study Area | Le Grand | 115 | 0 | 0 | 0 | 0 | 0 | 0 | 0 | 0 | 0 | 0 | 0 | 0 | 0 | 0 | 0 | 0
SCE Eastern Study Area | Lee Lake (Proposed) | 500 | 0 | 0 | 0 | 0 | 0 | 0 | 0 | 0 | 0 | 0 | 0 | 0 | 0 | 0 | 0 | 0
PG&E Fresno Study Area | Leprino Jct | 115 | 0 | 0 | 0 | 0 | 0 | 0 | 0 | 0 | 0 | 0 | 0 | 0 | 0 | 0 | 0 | 0
PG&E East Kern Study Area | Lerdo | 115 | 0 | 0 | 0 | 0 | 0 | 0 | 0 | 0 | 0 | 0 | 0 | 0 | 0 | 0 | 0 | 0
SCE Metro Study Area | Lewis | 230 | 0 | 0 | 0 | 0 | 0 | 0 | 0 | 0 | 0 | 0 | 0 | 0 | 0 | 0 | 0 | 0
SCE Metro Study Area | Lighthipe | 230 | 0 | 0 | 0 | 0 | 0 | 0 | 0 | 0 | 175 | 0 | 0 | 0 | 0 | 0 | 0 | 0
PG&E North of Greater Bay Study Area | Lockeford | 115 | 0 | 0 | 0 | 0 | 0 | 0 | 0 | 0 | 0 | 0 | 0 | 0 | 0 | 0 | 0 | 0
PG&E North of Greater Bay Study Area | Lone Tree | 230 | 0 | 0 | 0 | 0 | 0 | 0 | 0 | 0 | 0 | 0 | 0 | 0.99 | 0 | 0 | 0 | 0
SCE Metro Study Area | Long Beach | 230 | 0 | 0 | 0 | 0 | 0 | 0 | 0 | 0 | 0 | 0 | 0 | 0 | 0 | 0 | 0 | 0
PG&E Fresno Study Area | Los Banos | 230 | 0 | 0 | 0 | 0 | 0 | 0 | 0 | 0 | 0 | 0 | 0 | 0.75 | 76.35 | 0 | 0 | 0
PG&E S500 Study Area | Los Banos | 500 | 0 | 0 | 0 | 0 | 0 | 0 | 0 | 0 | 0 | 0 | 0 | 0 | 0 | 0 | 0 | 0
PG&E North of Greater Bay Study Area | Los Esteros | 115 | 0 | 0 | 0 | 0 | 0 | 0 | 0 | 0 | 0 | 0 | 0 | 0 | 0 | 0 | 0 | 0
SCE North of Lugo (NOL) Study Area | Lugo | 500 | 0 | 0 | 0 | 0 | 0 | 0 | 0 | 0 | 0 | 0 | 0 | 0 | 0 | 0 | 0 | 0
SCE North of Lugo (NOL) Study Area | Lugo | 230 | 0 | 0 | 0 | 0 | 0 | 0 | 0 | 0 | 0 | 0 | 0 | 0 | 0 | 0 | 0 | 0
SCE Northern Area | Magunden | 230 | 0 | 0 | 0 | 0 | 0 | 0 | 0 | 0 | 0 | 0 | 0 | 0 | 0 | 0 | 0 | 0
SCE Northern Area | Magunden | 115 | 0 | 0 | 0 | 0 | 0 | 0 | 0 | 0 | 0 | 0 | 0 | 0 | 0 | 0 | 0 | 0
PG&E Fresno Study Area | Malaga | 115 | 0 | 0 | 0 | 0 | 0 | 0 | 0 | 0 | 0 | 0 | 0 | 0 | 0 | 0 | 0 | 3.88
SCE Northern Area | Mandalay | 230 | 0 | 0 | 0 | 0 | 0 | 0 | 0 | 0 | 0 | 0 | 0 | 0 | 0 | 0 | 0 | 0
PG&E North of Greater Bay Study Area | Martin (San Francisco H) | 115 | 0 | 0 | 0 | 0 | 0 | 0 | 0 | 0 | 4.62 | 0 | 0 | 7.47 | 0 | 0 | 0 | 0
PG&E North of Greater Bay Study Area | Martinez | 115 | 0 | 0 | 0 | 0 | 0 | 0 | 0 | 0 | 0 | 0 | 0 | 0 | 0 | 0 | 0 | 0
PG&E Fresno Study Area | McCall | 230 | 0 | 0 | 0 | 0 | 0 | 0 | 0 | 0 | 0 | 0 | 0 | 0 | 0 | 0 | 0 | 0
PG&E Fresno Study Area | McCall | 115 | 0 | 0 | 0 | 0 | 0 | 0 | 0 | 0 | 0 | 0 | 0 | 0 | 0 | 0 | 0 | 0
PG&E Fresno Study Area | Mc Mullin | 230 | 0 | 0 | 0 | 0 | 0 | 0 | 0 | 0 | 0 | 0 | 0 | 0 | 0 | 0 | 0 | 0
East of Pisgah Study Area | Mead | 230 | 0 | 0 | 0 | 0 | 300 | 0 | 0 | 0 | 0 | 0 | 0 | 0 | 0 | 0 | 0 | 0
PG&E North of Greater Bay Study Area | Mendocino | 115 | 0 | 0 | 0 | 0 | 0 | 0 | 0 | 0 | 0 | 0 | 0 | 0 | 0 | 0 | 0 | 0
PG&E Fresno Study Area | Mendota | 115 | 0 | 160 | 0 | 0 | 0 | 0 | 0 | 0 | 0 | 0 | 0 | 0 | 0 | 0 | 0 | 0
PG&E Fresno Study Area | Merced | 115 | 0 | 0 | 0 | 0 | 0 | 0 | 0 | 0 | 0 | 0 | 0 | 3 | 0 | 0 | 0 | 0
PG&E East Kern Study Area | Mesa | 115 | 0 | 0 | 0 | 0 | 0 | 0 | 0 | 0 | 0 | 0 | 0 | 0 | 0 | 0 | 0 | 0
PG&E East Kern Study Area | Mesa | 230 | 0 | 0 | 0 | 0 | 0 | 0 | 0 | 0 | 99.7 | 0 | 0 | 0 | 0 | 0 | 0 | 0
SCE Northern Area | Mesa (SCE) | 230 | 0 | 0 | 0 | 0 | 0 | 0 | 0 | 0 | 0 | 0 | 0 | 0 | 0 | 0 | 0 | 0
PG&E North of Greater Bay Study Area | Metcalf | 230 | 0 | 0 | 0 | 0 | 0 | 0 | 0 | 0 | 75 | 0 | 0 | 0 | 0 | 0 | 0 | 0
PG&E East Kern Study Area | Midway | 230 | 0 | 0 | 0 | 0 | 0 | 0 | 0 | 0 | 92 | 0 | 100 | 0 | 0 | 0 | 0 | 0
PG&E East Kern Study Area | Midway | 500 | 0 | 0 | 0 | 0 | 0 | 0 | 0 | 0 | 0 | 0 | 0 | 0 | 0 | 0 | 0 | 0
PG&E East Kern Study Area | Midway | 115 | 0 | 0 | 0 | 0 | 0 | 0 | 0 | 0 | 0 | 0 | 0 | 0 | 0 | 0 | 0 | 0
SDG&E Study Area | Miguel | 500 | 0 | 0 | 0 | 0 | 0 | 0 | 0 | 0 | 0 | 0 | 0 | 0 | 0 | 0 | 0 | 0
SDG&E Study Area | Miguel | 230 | 0 | 0 | 0 | 0 | 0 | 0 | 0 | 0 | 10 | 0 | 0 | 0 | 0 | 0 | 0 | 0
SCE Metro Study Area | Mira Loma | 500 | 0 | 0 | 0 | 0 | 0 | 0 | 0 | 0 | 0 | 0 | 0 | 0 | 0 | 0 | 0 | 0
SCE Metro Study Area | Mira Loma | 230 | 0 | 0 | 0 | 0 | 0 | 0 | 0 | 0 | 85 | 0 | 0 | 0 | 0 | 0 | 0 | 0
SDG&E Study Area | Mission | 230 | 0 | 0 | 0 | 0 | 0 | 0 | 0 | 0 | 10 | 0 | 0 | 0 | 0 | 0 | 0 | 0
SDG&E Study Area | Mission | 138 | 0 | 0 | 0 | 0 | 0 | 0 | 0 | 0 | 50 | 0 | 0 | 0 | 0 | 0 | 0 | 0
East of Pisgah Study Area | Mohave | 500 | 0 | 0 | 0 | 0 | 0 | 0 | 0 | 0 | 0 | 0 | 0 | 0 | 0 | 0 | 0 | 0
SCE Northern Area | Moorpark | 230 | 0 | 0 | 0 | 0 | 0 | 0 | 0 | 0 | 134.9 | 0 | 0 | 0 | 0 | 0 | 0 | 0
PG&E East Kern Study Area | Morro Bay | 230 | 0 | 0 | 0 | 0 | 0 | 0 | 0 | 0 | 0 | 0 | 0 | 0 | 0 | 0 | 0 | 0
PG&E East Kern Study Area | Morro Bay (Proposed) | 500 | 0 | 0 | 0 | 0 | 0 | 0 | 0 | 0 | 0 | 0 | 0 | 0 | 0 | 0 | 0 | 0
PG&E Fresno Study Area | Moss Landing | 500 | 400 | 0 | 0 | 0 | 0 | 0 | 0 | 0 | 350 | 0 | 0 | 0 | 0 | 0 | 0 | 0
PG&E Fresno Study Area | Moss Landing | 230 | 182.5 | 0 | 0 | 0 | 0 | 0 | 0 | 0 | 10 | 0 | 0 | 0 | 0 | 0 | 0 | 0
PG&E East Kern Study Area | Mustang | 230 | 205.2 | 150 | 87 | 0 | 0 | 0 | 0 | 0 | 169.8 | 0 | 0 | 0 | 0 | 0 | 0 | 0
PG&E Fresno Study Area | Newhall | 115 | 0 | 0 | 0 | 0 | 0 | 0 | 0 | 0 | 0 | 0 | 0 | 0 | 0 | 0 | 0 | 0
PG&E East Kern Study Area | Norco | 115 | 0 | 0 | 0 | 0 | 0 | 0 | 0 | 0 | 0 | 0 | 0 | 0 | 0 | 0 | 0 | 0
SDG&E Study Area | North Gila | 500 | 0 | 0 | 0 | 0 | 0 | 0 | 0 | 0 | 0 | 0 | 0 | 0 | 0 | 0 | 0 | 0
SDG&E Study Area | Ocotillo | 500 | 0 | 0 | 0 | 0 | 0 | 0 | 0 | 0 | 0 | 0 | 0 | 0 | 0 | 0 | 0 | 0
SDG&E Study Area | Old Town | 230 | 0 | 0 | 0 | 0 | 0 | 0 | 0 | 0 | 0 | 0 | 0 | 0 | 0 | 0 | 0 | 0
SCE Metro Study Area | Olinda | 230 | 0 | 0 | 0 | 0 | 0 | 0 | 0 | 0 | 0 | 0 | 0 | 0 | 0 | 0 | 0 | 0
PG&E East Kern Study Area | Olive | 115 | 0 | 0 | 0 | 0 | 0 | 0 | 0 | 0 | 20 | 40 | 0 | 0 | 0 | 0 | 0 | 0
PG&E North of Greater Bay Study Area | Olivehurst | 115 | 0 | 0 | 0 | 0 | 0 | 0 | 0 | 0 | 0 | 0 | 0 | 0 | 0 | 0 | 0 | 0
PG&E Fresno Study Area | Oro Loma | 115 | 0 | 0 | 0 | 0 | 0 | 0 | 0 | 0 | 0 | 0 | 0 | 0 | 0 | 0 | 0 | 0
SDG&E Study Area | Otay Mesa | 230 | 175 | 0 | 0 | 0 | 0 | 0 | 0 | 0 | 75 | 0 | 0 | 0 | 0 | 0 | 0 | 0
SCE Metro Study Area | Padua | 230 | 0 | 0 | 0 | 0 | 0 | 0 | 0 | 0 | 123.68 | 0 | 0 | 0 | 0 | 0 | 0 | 0
East of Pisgah Study Area | Pahrump | 230 | 0 | 0 | 0 | 0 | 0 | 0 | 0 | 0 | 0 | 0 | 0 | 0 | 0 | 0 | 0 | 0
East of Pisgah Study Area | Pahrump | 138 | 0 | 0 | 0 | 0 | 0 | 0 | 0 | 0 | 0 | 0 | 0 | 0 | 0 | 0 | 0 | 0
PG&E North of Greater Bay Study Area | Palermo | 230 | 0 | 0 | 0 | 0 | 0 | 0 | 0 | 0 | 0 | 0 | 0 | 0 | 0 | 0 | 0 | 0
SCE Eastern Study Area | Palo Verde | 500 | 0 | 0 | 0 | 0 | 119 | 0 | 0 | 0 | 0 | 0 | 0 | 0 | 0 | 0 | 0 | 0
SDG&E Study Area | Palomar | 230 | 0 | 0 | 0 | 0 | 0 | 0 | 0 | 0 | 0 | 0 | 0 | 0 | 0 | 0 | 0 | 0
PG&E Fresno Study Area | Panoche | 115 | 0 | 0 | 0 | 0 | 0 | 0 | 0 | 0 | 0 | 0 | 0 | 0 | 0 | 0 | 0 | 0
PG&E Fresno Study Area | Panoche | 230 | 0 | 0 | 0 | 0 | 0 | 0 | 0 | 0 | 0 | 0 | 0 | 0 | 0 | 0 | 0 | 0
SCE Northern Area | Pardee | 230 | 0 | 0 | 0 | 0 | 0 | 0 | 0 | 0 | 95 | 0 | 0 | 0 | 0 | 0 | 0 | 0
SCE Northern Area | Pastoria | 230 | 0 | 0 | 0 | 0 | 0 | 0 | 0 | 0 | 0 | 0 | 0 | 0 | 0 | 0 | 0 | 0
PG&E North of Greater Bay Study Area | Peabody | 230 | 0 | 0 | 0 | 0 | 0 | 0 | 0 | 0 | 0 | 0 | 0 | 0 | 0 | 0 | 0 | 0
PG&E North of Greater Bay Study Area | Pease | 115 | 5 | 0 | 0 | 0 | 0 | 0 | 0 | 0 | 0 | 0 | 0 | 0 | 0 | 0 | 0 | 0
SDG&E Study Area | Penasquitos | 230 | 0 | 0 | 0 | 0 | 0 | 0 | 0 | 0 | 0 | 0 | 0 | 0 | 0 | 0 | 0 | 0
SDG&E Study Area | Penasquitos | 138 | 30 | 0 | 0 | 0 | 0 | 0 | 0 | 0 | 0 | 0 | 0 | 0 | 0 | 0 | 0 | 0
PG&E North of Greater Bay Study Area | Peoria | 115 | 0 | 0 | 0 | 0 | 0 | 0 | 0 | 0 | 0 | 0 | 0 | 0 | 0 | 0 | 0 | 0
SCE North of Lugo (NOL) Study Area | Pisgah | 230 | 0 | 0 | 0 | 0 | 0 | 0 | 0 | 0 | 0 | 0 | 0 | 0 | 0 | 0 | 0 | 0
PG&E North of Greater Bay Study Area | Pit 1 | 230 | 0 | 0 | 0 | 0 | 0 | 0 | 0 | 0 | 0 | 0 | 0 | 0 | 0 | 0 | 0 | 0
PG&E North of Greater Bay Study Area | Pittsburg | 230 | 200 | 0 | 0 | 0 | 0 | 0 | 0 | 0 | 0 | 0 | 0 | 0 | 0 | 0 | 0 | 0
PG&E North of Greater Bay Study Area | Pittsburg PP | 230 | 0 | 0 | 0 | 0 | 0 | 0 | 0 | 0 | 0 | 0 | 0 | 0 | 0 | 0 | 0 | 0
PG&E North of Greater Bay Study Area | Placerville | 115 | 0 | 0 | 0 | 0 | 0 | 0 | 0 | 0 | 0 | 0 | 0 | 0 | 0 | 0 | 0 | 0
PG&E North of Greater Bay Study Area | Pleasant Grove | 115 | 0 | 0 | 0 | 0 | 0 | 0 | 0 | 0 | 0 | 0 | 0 | 0 | 0 | 0 | 0 | 0
PG&E East Kern Study Area | Poso Mountain | 115 | 0 | 0 | 0 | 0 | 0 | 0 | 0 | 0 | 0 | 0 | 0 | 0 | 0 | 0 | 0 | 0
East of Pisgah Study Area | Primm | 230 | 0 | 0 | 0 | 0 | 0 | 0 | 0 | 0 | 0 | 0 | 0 | 0 | 0 | 0 | 0 | 0
PG&E Fresno Study Area | Pumpjack | 115 | 0 | 0 | 0 | 0 | 0 | 0 | 0 | 0 | 0 | 0 | 0 | 0 | 0 | 0 | 0 | 0
PG&E North of Greater Bay Study Area | Putah Creek | 115 | 3 | 0 | 3 | 0 | 0 | 0 | 0 | 0 | 0 | 0 | 0 | 0 | 0 | 0 | 0 | 0
PG&E North of Greater Bay Study Area | Quinto | 230 | 0 | 0 | 0 | 0 | 0 | 0 | 0 | 0 | 0 | 0 | 0 | 0 | 0 | 0 | 0 | 0
SCE Metro Study Area | Rancho Vista | 500 | 0 | 0 | 0 | 0 | 0 | 0 | 0 | 0 | 0 | 0 | 0 | 0 | 0 | 0 | 0 | 0
SCE Metro Study Area | Rancho Vista | 230 | 0 | 0 | 0 | 0 | 0 | 0 | 0 | 0 | 0 | 0 | 0 | 0 | 0 | 0 | 0 | 0
SCE North of Lugo (NOL) Study Area | Ransburg | 115 | 0 | 0 | 0 | 0 | 0 | 0 | 0 | 0 | 0 | 0 | 0 | 0 | 0 | 0 | 0 | 0
SCE Northern Area | Rector | 230 | 0 | 0 | 0 | 0 | 0 | 0 | 0 | 0 | 0 | 0 | 0 | 3 | 0 | 0 | 0 | 0
SCE Eastern Study Area | Redbluff | 500 | 0 | 0 | 0 | 0 | 0 | 0 | 0 | 0 | 500 | 0 | 500 | 0 | 0 | 0 | 0 | 0
SCE Eastern Study Area | Redbluff | 230 | 315 | 447 | 485 | 0 | 0 | 0 | 0 | 0 | 866 | 0 | 463 | 0 | 0 | 0 | 0 | 0
SCE Metro Study Area | Redondo | 230 | 0 | 0 | 0 | 0 | 0 | 0 | 0 | 0 | 0 | 0 | 0 | 0 | 0 | 0 | 0 | 0
PG&E Fresno Study Area | Reedley | 115 | 0 | 0 | 0 | 0 | 0 | 0 | 0 | 0 | 0 | 0 | 0 | 0 | 0 | 0 | 0 | 0
PG&E Fresno Study Area | Regulus | 115 | 0 | 0 | 0 | 0 | 0 | 0 | 0 | 0 | 0 | 0 | 0 | 0 | 0 | 0 | 0 | 0
PG&E East Kern Study Area | Renfro | 115 | 0 | 0 | 0 | 0 | 0 | 0 | 0 | 0 | 0 | 0 | 0 | 0 | 0 | 0 | 0 | 0
East of Pisgah Study Area | Rest of VEA 138 kV System | 138 | 0 | 0 | 0 | 0 | 0 | 0 | 0 | 0 | 0 | 0 | 0 | 0 | 0 | 0 | 0 | 0
PG&E North of Greater Bay Study Area | Richmond | 115 | 0 | 0 | 0 | 0 | 0 | 0 | 0 | 0 | 55 | 0 | 0 | 0 | 0 | 0 | 0 | 0
PG&E East Kern Study Area | Rio Bravo | 115 | 0 | 0 | 0 | 0 | 0 | 0 | 0 | 0 | 0 | 0 | 0 | 0 | 0 | 0 | 0 | 0
SCE Metro Study Area | Rio Hondo | 230 | 0 | 0 | 0 | 0 | 0 | 0 | 0 | 0 | 0 | 0 | 0 | 0 | 0 | 0 | 0 | 0
PG&E North of Greater Bay Study Area | Rio Oso | 230 | 0 | 0 | 0 | 0 | 0 | 0 | 0 | 0 | 0 | 0 | 0 | 0 | 0 | 0 | 0 | 0
PG&E North of Greater Bay Study Area | Ripon | 115 | 0 | 0 | 0 | 0 | 0 | 0 | 0 | 0 | 0 | 0 | 0 | 0 | 0 | 0 | 0 | 0
PG&E North of Greater Bay Study Area | Riverbank | 115 | 0 | 0 | 0 | 0 | 0 | 0 | 0 | 0 | 0 | 0 | 0 | 0 | 0 | 0 | 0 | 0
SCE North of Lugo (NOL) Study Area | Roadway | 115 | 0 | 0 | 0 | 0 | 0 | 0 | 0 | 0 | 100 | 0 | 150 | 3 | 0 | 0 | 0 | 2.7
PG&E East Kern Study Area | Rosedale | 115 | 0 | 0 | 0 | 0 | 0 | 0 | 0 | 0 | 0 | 0 | 0 | 0 | 0 | 0 | 0 | 0
PG&E North of Greater Bay Study Area | Round Mountain | 230 | 0 | 0 | 0 | 0 | 0 | 0 | 0 | 0 | 0 | 0 | 0 | 0 | 0 | 0 | 0 | 0
PG&E North of Greater Bay Study Area | Round Mountain | 500 | 0 | 0 | 0 | 0 | 0 | 0 | 0 | 0 | 0 | 0 | 0 | 0 | 0 | 0 | 0 | 0
PG&E Fresno Study Area | S0478 | 115 | 0 | 0 | 0 | 0 | 0 | 0 | 0 | 0 | 0 | 0 | 0 | 0 | 0 | 0 | 0 | 0
SCE Eastern Study Area | San Bernardino | 230 | 0 | 0 | 0 | 0 | 0 | 0 | 0 | 0 | 0 | 0 | 0 | 0 | 0 | 0 | 0 | 0
PG&E East Kern Study Area | San Luis Obispo | 115 | 0 | 0 | 0 | 0 | 0 | 0 | 0 | 0 | 0 | 0 | 0 | 0 | 0 | 0 | 0 | 0
SDG&E Study Area | San Luis Rey | 230 | 20 | 0 | 0 | 0 | 0 | 0 | 0 | 0 | 60 | 0 | 0 | 0 | 0 | 0 | 0 | 0
SDG&E Study Area | San Onofre | 230 | 0 | 0 | 0 | 0 | 0 | 0 | 0 | 0 | 0 | 0 | 0 | 0 | 0 | 0 | 0 | 0
East of Pisgah Study Area | Sandy | 138 | 0 | 0 | 0 | 0 | 0 | 0 | 0 | 0 | 0 | 0 | 0 | 0 | 0 | 0 | 0 | 0
PG&E Fresno Study Area | Sanger | 115 | 0 | 0 | 0 | 0 | 0 | 0 | 0 | 0 | 0 | 0 | 0 | 0 | 0 | 0 | 0 | 0
SCE Northern Area | Santa Clara | 230 | 111 | 0 | 0 | 0 | 0 | 0 | 0 | 0 | 30 | 0 | 0 | 0 | 0 | 0 | 0 | 0
SCE Metro Study Area | Santiago | 230 | 0 | 0 | 0 | 0 | 0 | 0 | 0 | 0 | 0 | 0 | 0 | 0 | 0 | 0 | 0 | 0
SCE Northern Area | Saugus | 230 | 0 | 0 | 0 | 0 | 0 | 0 | 0 | 0 | 0 | 0 | 0 | 0 | 0 | 0 | 0 | 0
PG&E Fresno Study Area | Schindler | 115 | 0 | 0 | 0 | 0 | 0 | 0 | 0 | 0 | 0 | 0 | 0 | 0 | 0 | 0 | 0 | 0
PG&E North of Greater Bay Study Area | Schulte Switching Station | 115 | 0 | 0 | 0 | 0 | 0 | 0 | 0 | 0 | 0 | 0 | 0 | 0 | 0 | 0 | 0 | 0
PG&E Fresno Study Area | Semitropic | 115 | 0 | 0 | 0 | 0 | 0 | 0 | 0 | 0 | 0 | 0 | 0 | 9.32 | 0 | 0 | 0 | 0
SCE Metro Study Area | Serrano | 500 | 0 | 0 | 0 | 0 | 0 | 0 | 0 | 0 | 0 | 0 | 0 | 0 | 0 | 0 | 0 | 0
SCE Metro Study Area | Serrano | 230 | 0 | 0 | 0 | 0 | 0 | 0 | 0 | 0 | 0 | 0 | 0 | 0 | 0 | 0 | 0 | 0
PG&E East Kern Study Area | Shafter | 115 | 0 | 0 | 0 | 0 | 0 | 0 | 0 | 0 | 0 | 0 | 0 | 0 | 0 | 0 | 0 | 0
PG&E North of Greater Bay Study Area | Shilo III | 230 | 0 | 0 | 0 | 0 | 0 | 0 | 0 | 0 | 0 | 0 | 0 | 0 | 0 | 0 | 0 | 0
SDG&E Study Area | Silvergate | 230 | 0 | 0 | 0 | 0 | 0 | 0 | 0 | 0 | 100 | 0 | 0 | 0 | 0 | 0 | 0 | 0
PG&E East Kern Study Area | Sisquoc | 115 | 0 | 0 | 0 | 0 | 0 | 0 | 0 | 0 | 10 | 0 | 0 | 0 | 0 | 0 | 0 | 0
East of Pisgah Study Area | Sloan Canyon (fka Bob) | 230 | 0 | 0 | 0 | 0 | 0 | 0 | 0 | 0 | 0 | 0 | 0 | 0 | 0 | 0 | 0 | 0
PG&E East Kern Study Area | Smyrna | 115 | 0 | 0 | 0 | 0 | 0 | 0 | 0 | 0 | 0 | 0 | 0 | 0 | 0 | 0 | 0 | 0
PG&E East Kern Study Area | Solar SS | 230 | 0 | 0 | 0 | 0 | 0 | 0 | 0 | 0 | 0 | 0 | 0 | 0 | 0 | 0 | 0 | 0
PG&E East Kern Study Area | Solar SW | 230 | 0 | 0 | 0 | 0 | 0 | 0 | 0 | 0 | 0 | 0 | 0 | 0 | 0 | 0 | 0 | 0
SCE Northern Area | Springville | 230 | 0 | 0 | 0 | 0 | 0 | 0 | 0 | 0 | 225 | 0 | 0 | 0 | 0 | 0 | 0 | 0
PG&E North of Greater Bay Study Area | Stagg | 230 | 0 | 0 | 0 | 0 | 0 | 0 | 0 | 0 | 0 | 0 | 0 | 0 | 0 | 0 | 0 | 0
PG&E East Kern Study Area | Stockdale | 230 | 0 | 0 | 0 | 0 | 0 | 0 | 0 | 0 | 0 | 0 | 0 | 0 | 0 | 0 | 0 | 0
PG&E Fresno Study Area | Stockdale A | 230 | 0 | 0 | 0 | 0 | 0 | 0 | 0 | 0 | 0 | 0 | 0 | 0 | 0 | 0 | 0 | 0
PG&E North of Greater Bay Study Area | Summit | 115 | 0 | 0 | 0 | 0 | 0 | 0 | 0 | 0 | 0 | 0 | 0 | 0 | 0 | 0 | 40 | 0
SDG&E Study Area | Suncrest | 500 | 0 | 0 | 0 | 0 | 0 | 0 | 0 | 0 | 0 | 0 | 0 | 0 | 0 | 0 | 0 | 0
SDG&E Study Area | Suncrest | 230 | 0 | 0 | 0 | 0 | 0 | 0 | 0 | 0 | 0 | 0 | 0 | 0 | 0 | 0 | 0 | 0
SDG&E Study Area | Sycamore | 230 | 0 | 0 | 0 | 0 | 0 | 0 | 0 | 0 | 0 | 0 | 0 | 0 | 0 | 0 | 0 | 0
SDG&E Study Area | Sycamore | 138 | 0 | 0 | 0 | 0 | 0 | 0 | 0 | 0 | 400 | 0 | 0 | 0 | 0 | 0 | 0 | 0
SCE Northern Area | Sylmar | 230 | 0 | 0 | 0 | 0 | 0 | 0 | 0 | 0 | 0 | 0 | 0 | 0 | 0 | 0 | 0 | 0
PG&E North of Greater Bay Study Area | Table Mountain | 115 | 0 | 0 | 0 | 0 | 0 | 0 | 0 | 0 | 0 | 0 | 0 | 3 | 0 | 0 | 0 | 0
PG&E East Kern Study Area | Taft | 115 | 0 | 0 | 0 | 0 | 0 | 0 | 0 | 0 | 0 | 0 | 0 | 0 | 0 | 0 | 0 | 0
SDG&E Study Area | Talega | 230 | 0 | 0 | 0 | 0 | 0 | 0 | 0 | 0 | 0 | 0 | 0 | 0 | 0 | 0 | 0 | 0
PG&E East Kern Study Area | Temblor | 115 | 0 | 0 | 0 | 0 | 0 | 0 | 0 | 0 | 0 | 0 | 0 | 0 | 0 | 0 | 0 | 0
PG&E East Kern Study Area | Templeton | 115 | 0 | 0 | 0 | 0 | 0 | 0 | 0 | 0 | 0 | 0 | 0 | 0 | 0 | 0 | 0 | 0
PG&E East Kern Study Area | Templeton | 230 | 0 | 0 | 0 | 0 | 0 | 0 | 0 | 0 | 0 | 0 | 0 | 0 | 0 | 0 | 0 | 0
PG&E North of Greater Bay Study Area | Tesla | 115 | 0 | 0 | 0 | 0 | 0 | 0 | 0 | 0 | 0 | 0 | 0 | 0 | 0 | 0 | 0 | 0
PG&E North of Greater Bay Study Area | Tesla | 230 | 0 | 0 | 0 | 0 | 0 | 0 | 0 | 0 | 400 | 0 | 0 | 0 | 0 | 0 | 0 | 0
PG&E North of Greater Bay Study Area | Tesla | 500 | 0 | 0 | 0 | 0 | 0 | 0 | 0 | 0 | 0 | 0 | 0 | 0 | 0 | 0 | 0 | 0
PG&E East Kern Study Area | Tevis | 115 | 0 | 0 | 0 | 0 | 0 | 0 | 0 | 0 | 0 | 0 | 0 | 0 | 0 | 0 | 0 | 0
PG&E North of Greater Bay Study Area | Thermalito | 230 | 0 | 0 | 0 | 0 | 0 | 0 | 0 | 0 | 0 | 0 | 0 | 0 | 0 | 0 | 0 | 0
SDG&E Study Area | Trabuco | 138 | 0 | 0 | 0 | 0 | 0 | 0 | 0 | 0 | 0 | 0 | 0 | 0 | 0 | 0 | 0 | 0
PG&E Fresno Study Area | Tranquility | 230 | 72 | 0 | 0 | 0 | 0 | 0 | 0 | 0 | 352.5 | 360 | 40 | 0 | 0 | 0 | 0 | 0
East of Pisgah Study Area | Trout Canyon (fka Crazy Eyes) | 230 | 0 | 0 | 0 | 0 | 0 | 0 | 0 | 0 | 128 | 260 | 0 | 0 | 0 | 0 | 0 | 0
PG&E North of Greater Bay Study Area | Tulucay | 230 | 0 | 0 | 0 | 0.99 | 0 | 0 | 0 | 0 | 0 | 0 | 0 | 0.78 | 0 | 0 | 0 | 0
PG&E East Kern Study Area | Tupman | 115 | 0 | 0 | 0 | 0 | 0 | 0 | 0 | 0 | 0 | 0 | 0 | 0 | 0 | 0 | 0 | 0
PG&E North of Greater Bay Study Area | UltraPower Chinese Station | 115 | 0 | 0 | 0 | 0 | 0 | 0 | 0 | 0 | 0 | 0 | 0 | 0 | 0 | 0 | 0 | 0
PG&E North of Greater Bay Study Area | Vaca Dixon | 500 | 0 | 0 | 0 | 0 | 0 | 0 | 0 | 0 | 0 | 0 | 0 | 0 | 0 | 0 | 0 | 0
PG&E North of Greater Bay Study Area | Vaca Dixon | 115 | 0 | 0 | 0 | 0 | 0 | 0 | 0 | 0 | 131.5 | 0 | 20 | 0 | 0 | 0 | 0 | 0
SCE Eastern Study Area | Valley | 500 | 0 | 0 | 0 | 0 | 0 | 0 | 0 | 0 | 770 | 0 | 0 | 0 | 0 | 0 | 0 | 0
East of Pisgah Study Area | Valley (VEA) | 138 | 0 | 0 | 0 | 0 | 0 | 0 | 0 | 0 | 0 | 0 | 0 | 0 | 0 | 0 | 0 | 0
SCE Northern Area | Vestal | 230 | 0 | 56 | 0 | 0 | 0 | 0 | 0 | 0 | 350 | 0 | 350 | 0 | 0 | 0 | 0 | 0
SCE North of Lugo (NOL) Study Area | Victor | 230 | 50 | 100 | 0 | 0 | 0 | 0 | 0 | 0 | 0 | 0 | 0 | 0 | 0 | 0 | 0 | 0
SCE North of Lugo (NOL) Study Area | Victor | 115 | 0 | 0 | 0 | 0 | 0 | 0 | 0 | 0 | 0 | 0 | 0 | 0 | 0 | 0 | 0 | 0
SCE Metro Study Area | Viejo | 230 | 0 | 0 | 0 | 0 | 0 | 0 | 0 | 0 | 0 | 0 | 0 | 0 | 0 | 0 | 0 | 0
PG&E North of Greater Bay Study Area | Vierra | 115 | 0 | 0 | 0 | 0 | 0 | 0 | 0 | 0 | 0 | 0 | 0 | 0 | 0 | 0 | 0 | 0
SCE Metro Study Area | Villa Park | 230 | 0 | 0 | 0 | 0 | 0 | 0 | 0 | 0 | 0 | 0 | 0 | 0 | 0 | 0 | 0 | 0
SCE Northern Area | Vincent | 230 | 0 | 0 | 0 | 0 | 60.3 | 0 | 0 | 0 | 500 | 0 | 0 | 0 | 0 | 0 | 0 | 0
SCE Eastern Study Area | Vista | 230 | 0 | 0 | 0 | 0 | 0 | 0 | 0 | 0 | 200 | 0 | 0 | 0 | 0 | 0 | 0 | 2.6
East of Pisgah Study Area | Vista (VEA) | 138 | 0 | 0 | 0 | 0 | 0 | 0 | 0 | 0 | 0 | 0 | 0 | 0 | 0 | 0 | 0 | 0
PG&E Fresno Study Area | Wahtoke | 115 | 0 | 0 | 0 | 0 | 0 | 0 | 0 | 0 | 0 | 0 | 0 | 0 | 0 | 0 | 0 | 0
SCE Metro Study Area | Walnut | 230 | 0 | 0 | 0 | 0 | 0 | 0 | 0 | 0 | 0 | 0 | 0 | 0 | 0 | 0 | 0 | 0
PG&E Fresno Study Area | Westley | 230 | 0 | 0 | 0 | 0 | 0 | 0 | 0 | 0 | 169 | 226.21 | 14.11 | 0 | 0 | 0 | 0 | 0
PG&E Fresno Study Area | West Fresno | 115 | 0 | 0 | 0 | 0 | 0 | 0 | 0 | 0 | 0 | 0 | 0 | 0 | 0 | 0 | 0 | 0
PG&E East Kern Study Area | Westpark | 115 | 0 | 0 | 0 | 0 | 0 | 0 | 0 | 0 | 0 | 0 | 0 | 0 | 0 | 0 | 0 | 0
PG&E East Kern Study Area | Wheeler Ridge | 115 | 0 | 0 | 0 | 0 | 0 | 0 | 0 | 0 | 70 | 100 | 70 | 0 | 0 | 0 | 0 | 0
PG&E East Kern Study Area | Wheeler Ridge | 230 | 0 | 0 | 0 | 0 | 0 | 0 | 0 | 0 | 0 | 200 | 0 | 0 | 0 | 0 | 0 | 0
SCE Northern Area | Whirlwind | 500 | 0 | 0 | 0 | 0 | 0 | 0 | 0 | 0 | 0 | 0 | 0 | 0 | 0 | 0 | 0 | 0
SCE Northern Area | Whirlwind | 230 | 128 | 313.4 | 10.2 | 0 | 0 | 0 | 0 | 0 | 889 | 147.6 | 510 | 0 | 0 | 0 | 0 | 0
SCE Northern Area | Windhub | 500 | 0 | 0 | 0 | 0 | 0 | 0 | 0 | 0 | 0 | 0 | 0 | 0 | 0 | 0 | 0 | 0
SCE Northern Area | Windhub | 230 | 216.5 | 292.7 | 0 | 0 | 157.9 | 0 | 0 | 0 | 937 | 455.2 | 500 | 0 | 0 | 0 | 0 | 0
PG&E North of Greater Bay Study Area | Woodland | 115 | 0 | 0 | 0 | 0 | 0 | 0 | 0 | 0 | 12 | 0 | 12 | 0 | 0 | 0 | 0 | 0
PG&E North of Greater Bay Study Area | Wyandotte | 115 | 0 | 0 | 0 | 0 | 0 | 0 | 0 | 0 | 0 | 0 | 0 | 0 | 0 | 0 | 0 | 0
0 | 0 | 0
0 | 0 | 0