## Summary_MappingTransmittal
Dashboard for the Busbar Mapping of the 30 MMT High Electirfication Sensitvity Portfolio for 2033 |  | Date: 01-13-2023
Dashboard Purpose: | This dashboard provides an overview of busbar mapping results for the CPUC IRP Proceeding. Resource-to-busbar mapping (“busbar mapping”) is the process of refining the geographically coarse portfolios produced in the California Public Utilities Commission’s (CPUC) Integrated Resource Plan (IRP) proceeding, into plausible network modeling locations for electrical analysis in the California Independent System Operator’s (CAISO) annual Transmission Planning Process (TPP). The purpose of this workbook is to communicate the results of the busbar mapping process for the base case portfolio for the 2023-24 TPP. This workbook reflects the updated information and stakeholder feedback incorporated since the October 2022 ruling on the proposed 23-24 TPP portfolios.
2023-2024 TPP Portfolios Ruling & Proposed Decision | The October 2022 Ruling and the January 2023 Proposed Decision can be accessed from the webpage below:
https://www.cpuc.ca.gov/industries-and-topics/electrical-energy/electric-power-procurement/long-term-procurement-planning/2022-irp-cycle-events-and-materials/portfolios-and-modeling-assumptions-for-the-2023-2024-transmission-planning-process
Portfolio Information: | This dashboard contains draft mapping results for the proposed 2023-24 TPP 30 MMT high electrification base case portfolio. The portfolio utilizes CEC's 2021 IEPR with additional transportation electrification grid planning scenario, and focuses on the year 2033.
Details of the RESOLVE results that formed this portfolio and the RESOLVE data itself can be found at:
https://www.cpuc.ca.gov/industries-and-topics/electrical-energy/electric-power-procurement/long-term-procurement-planning/2022-irp-cycle-events-and-materials/portfolios-and-modeling-assumptions-for-the-2023-2024-transmission-planning-process
Busbar Mapping Methodology: | The busbar mapping working group utilized the busbar mapping methodology included with the October 2022 CPUC Ruling with several updates based on stakeholder ruling comments.
See the Busbar Mapping Methodology document for more detail, available at:
https://www.cpuc.ca.gov/industries-and-topics/electrical-energy/electric-power-procurement/long-term-procurement-planning/2022-irp-cycle-events-and-materials/portfolios-and-modeling-assumptions-for-the-2023-2024-transmission-planning-process
Incorporation of Confidential TPD allocation information | As noted in the updated methodology, the working group incorporated allocated Transmission Plan Deliverability (TPD) into high confidence priority commercial interest and prioritized Criteria 4 alignment based on it. The working group sought particularly to align with TPD in regions key to the study of LLT and OOS resources to ensure transmission availability is properly capture. This TPD information, as provided by the CAISO, is considered confidential so the detailed tables incorporated it have been withheld from the public version of the dashboard.
Mapping of Morro Bay Offshore Wind: | In consultation with CAISO staff, the working group mapped Morro Bay wind as interconnecting to the Diablo Canyon substation rather than a proposed new substation at Morro Bay. Given the substations similar proximity to the resource and the current removal of the Diablo Canyon Offshore Wind call area by BOEM, CPUC staff will recommend the CAISO study the Morro Bay offshore wind impacts of interconnecting at either substation.
Mapping of Resources Outside of CAISO: | For both OOS Wind and geothermal, resources were mapped to substations and areas outside of the CAISO's BAA. For these resources an additional summary tab was created 'OutsideCAISO_Res_Summary' to provide additional information about these resources expected transmission and MIC requirements.

## Table_of_Contents
Summary
This dashboard contains the preliminary busbar mapping results for 2033 of the proposed 30 MMT high electrification base case portfolio for the 2023-2024 TPP as proposed in the January 2023 Proposed Decision
Tab | Tab Description
Summary_By_Area | Summarize total resources mapped by RESOLVE area
Mapping_bySub | Final mapping results summary by substation and resource type
CriteriaSummary_bySub | Final Mapping criteria alignment summary by substation and resource type
OutsideCAISO_Res_Summary | Detailed table summary on the mapped resources outside of the CAISO's BAA, including MIC assumptions
RESOLVE_Results_byArea | Depicts the 2033 resource build selected by RESOLVE by RESOVLE resource area
Ruling_Res_MapbySub | Oct 2022 Ruling's preliminary mapping of resources by substation and resource status of online/baseline, in-development, or generic
PD_Res_MapbySub | Jan 2023 PD mapping of resources by substation and resource status, includes adjustments to mapped amount information for each resource type, status, and substation location
Tx_bySub | Transmission capability exceedances by substation, and transmission criteria assessment for criteria 2
2_Tx_Calculator | Transmission Calculator for mapped results
Res_by_SubTx | Working tab for Transmission Calculator
CAISO_Tx_Constraints | Tx Constraint information from CAISO white paper including updates based on 21-22 TPP results
CAISO_Output_Factors | Tx capability output factors from the CAISO white paper
CI_compare | Compares mapped resources to Commercial interest in the interconnection queue for criteria 4
CAISOQueue_bySub | Summary of Resources in CAISO queue per 12_02_2022 public release
OtherQueues_bySub | Partial inclusion of resources in other queues include SCE, PGE WDT and WDAT queues
NVEP_geo_queue | List of geothermal projects considered for commercial interest from NVEP interconnection queue.
Solar_Env | Env and Land-use analysis for solar resources for criteria 1, 3a, and 3b
Wind_Env | Env and Land-use analysis for wind resources for criteria 1, 3a, and 3b
Geo_Env | Env And Land-use analysis for geothermal resources for criteria 1, 3a, and 3b
CompareToPrevYr_bySub | Comparison of previous portfolios to the mapped portfolio for criteria 5
Previous_TPP_Portfolios | Base Case and Sensitivity portfolios from the 22-23 TPP
Substation_Info | Working tab for transmission constraint and RESOLVE resource area of each sub

## Summary_By_Area
Summary of Mapped Portfolio by RESOLVE Resource Area
Draft mapping results of the proposed 30 MMT high electrification base case portfolio in 2033, summarized by RESOLVE resource area
RESOLVE Resource Name | Resource Type | Total Resource Summary (2033) |  |  | Online Resources (Tx accounting) |  |  | In-Development Resources |  |  |  | Incremental Generic Resources (2033)
|  | FCDS | EODS | TOTAL | FCDS | EODS | Total | FCDS | EODS | Total |  | FCDS | EODS | Total
InState Biomass | Biomass/Biogas | 134.044 | 0 | 134.044 | 6.269 | 0 | 6.269 | 16.13 | 0 | 16.13 |  | 111.645 | 0 | 111.645
Solano_Geothermal | Geothermal | 139 |  | 139 | 0 | 0 | 0 | 0 | 0 | 0 |  | 139 | 0 | 139
Northern_California_Geothermal | Geothermal | 0 |  | 0 | 0 | 0 | 0 | 0 | 0 | 0 |  | 0 | 0 | 0
Inyokern_North_Kramer_Geothermal | Geothermal | 53 |  | 53 | 40 | 0 | 40 | 13 | 0 | 13 | * | 0 | 0 | 0
Southern_Nevada_Geothermal | Geothermal | 500 |  | 500 | 0 | 0 | 0 | 0 | 0 | 0 |  | 500 | 0 | 500
Northern_Nevada_Geothermal | Geothermal | 371 |  | 371 | 0 | 0 | 0 | 116 | 0 | 116 |  | 255 | 0 | 255
Riverside_Palm_Springs_Geothermal | Geothermal | 0 |  | 0 | 0 | 0 | 0 | 0 | 0 | 0 |  | 0 | 0 | 0
Greater_Imperial_Geothermal | Geothermal | 800 |  | 800 | 0 | 0 | 0 | 76 | 0 | 76 |  | 724 | 0 | 724
Distributed Solar | Solar | 125.028 | 0 | 125.028 | 9.938 | 0 | 9.938 | 82.418 | 0 | 82.418 |  | 32.672 | 0 | 32.672
Greater_LA_Solar | Solar | 0 | 1351 | 1351 | 0 | 0 | 0 | 0 | 1 | 1 |  | 0 | 1350 | 1350
Northern_California_Solar | Solar | 505 | 625 | 1130 | 0 | 3 | 3 | 0 | 132 | 132 |  | 505 | 490 | 995
Southern_PGAE_Solar | Solar | 3777.5 | 2336.4354 | 6113.9354 | 560.5 | 87 | 647.5 | 1191.71 | 390.38 | 1582.09 |  | 2025.29 | 1859.0554 | 3884.3454
Tehachapi_Solar | Solar | 4145.5 | 2532.5 | 6678 | 717.93 | 10.2 | 728.13 | 1045.2 | 600 | 1645.2 |  | 2382.37 | 1922.3 | 4304.67
Greater_Kramer_Solar | Solar | 1310 | 999.9557 | 2309.9557 | 100 | 0 | 100 | 625 | 550 | 1175 |  | 585 | 449.9557 | 1034.9557
Southern_NV_Eldorado_Solar | Solar | 1943 | 2031 | 3974 | 0 | 0 | 0 | 260 | 240 | 500 |  | 1683 | 1791 | 3474
Riverside_Solar | Solar | 1958.2165 | 4234.6835 | 6192.9 | 786.46 | 795.54 | 1582 | 373.6 | 1463 | 1836.6 |  | 798.1565 | 1976.1435 | 2774.3
Arizona_Solar | Solar | 1550 | 1907 | 3457 | 0 | 0 | 0 | 350 | 0 | 350 |  | 1200 | 1907 | 3107
Imperial_Solar | Solar | 120 | 573 | 693 | 20 | 0 | 20 | 0 | 410 | 410 |  | 100 | 163 | 263
Northern_California_Wind | Wind | 230 | 108.5 | 338.5 | 0 | 0 | 0 | 0 | 0 | 0 |  | 230 | 108.5 | 338.5
Solano_Wind | Wind | 681.6 | 75 | 756.6 | 54.8 | 0 | 54.8 | 0 | 0 | 0 |  | 626.8 | 75 | 701.8
Humboldt_Wind | Wind | 0 | 0 | 0 | 0 | 0 | 0 | 0 | 0 | 0 |  | 0 | 0 | 0
Kern_Greater_Carrizo_Wind | Wind | 180 | 0 | 180 | 0 | 0 | 0 | 0 | 0 | 0 |  | 180 | 0 | 180
Carrizo_Wind | Wind | 173.8 | 0 | 173.8 | 0 | 0 | 0 | 99 | 0 | 99 |  | 74.8 | 0 | 74.8
Central_Valley_North_Los_Banos_Wind | Wind | 150 | 0 | 150 | 0 | 0 | 0 | 76.35 | 0 | 76.35 |  | 73.65 | 0 | 73.65
North_Victor_Wind | Wind | 0 | 0 | 0 | 0 | 0 | 0 | 0 | 0 | 0 |  | 0 | 0 | 0
Tehachapi_Wind | Wind | 345.1 | 0 | 345.1 | 218.2 | 0 | 218.2 | 3 | 0 | 3 |  | 123.9 | 0 | 123.9
Southern_Nevada_Wind | Wind | 403 | 0 | 403 | 0 | 0 | 0 | 0 | 0 | 0 |  | 403 | 0 | 403
Riverside_Palm_Springs_Wind | Wind | 107 | 20 | 127 | 105.7 | 0 | 105.7 | 0 | 0 | 0 |  | 1.3 | 20 | 21.3
Baja_California_Wind | Wind | 240 | 360 | 600 | 105 | 0 | 105 | 0 | 0 | 0 |  | 135 | 360 | 495
Wyoming_Wind | OOS Wind | 1500 | 0 | 1500 | 0 | 0 | 0 | 0 | 0 | 0 |  | 1500 | 0 | 1500
Idaho_Wind | OOS Wind | 1000 | 0 | 1000 | 0 | 0 | 0 | 0 | 0 | 0 |  | 1000 | 0 | 1000
New_Mexico_Wind | OOS Wind | 2328 | 0 | 2328 | 0 | 0 | 0 | 0 | 0 | 0 |  | 2328 | 0 | 2328
SW_Ext_Tx_Wind | OOS Wind | 690 | 100 | 790 | 689.7 | 100 | 789.7 | 0 | 0 | 0 |  | 0.3 | 0 | 0.3
NW_Ext_Tx_Wind | OOS Wind | 0 | 0 | 0 | 0 | 0 | 0 | 0 | 0 | 0 |  | 0 | 0 | 0
Humboldt_Bay_Offshore_Wind | Offshore Wind | 0 | 161 | 161 | 0 | 0 | 0 | 0 | 0 | 0 |  | 0 | 161 | 161
Morro_Bay_Offshore_Wind | Offshore Wind | 3100 | 0 | 3100 | 0 | 0 | 0 | 0 | 0 | 0 |  | 3100 | 0 | 3100
Diablo_Canyon_Offshore_Wind | Offshore Wind | 0 | 0 | 0 | 0 | 0 | 0 | 0 | 0 | 0 |  | 0 | 0 | 0
Renewable Resource Total |  | 28559.7885 | 17415.0746 | 45974.8631 | 3414.497 | 995.74 | 4410.237 | 4327.408 | 3786.38 | 8113.788 |  | 20817.8835 | 12632.9546 | 33450.8381
Greater_LA_Li_Battery | Li_Battery | 3315.27 | 0 | 3315.27 | 266 | 0 | 266 | 1780.58 | 0 | 1780.58 |  | 1268.69 | 0 | 1268.69
Northern_California_Li_Battery | Li_Battery | 1778 | 0 | 1778 | 208 | 0 | 208 | 978.12 | 0 | 978.12 |  | 591.88 | 0 | 591.88
Southern_PGAE_Li_Battery | Li_Battery | 3115.721 | 0 | 3115.721 | 929.7 | 0 | 929.7 | 1617.13 | 0 | 1617.13 |  | 568.891 | 0 | 568.891
Tehachapi_Li_Battery | Li_Battery | 2845.625 | 0 | 2845.625 | 571.5 | 0 | 571.5 | 1700.9 | 0 | 1700.9 |  | 573.225 | 0 | 573.225
Greater_Kramer_Li_Battery | Li_Battery | 1164.94 | 0 | 1164.94 | 50 | 0 | 50 | 700 | 0 | 700 |  | 414.94 | 0 | 414.94
Southern_NV_Eldorado_Li_Battery | Li_Battery | 1850 | 0 | 1850 | 0 | 0 | 0 | 428 | 0 | 428 |  | 1422 | 0 | 1422
Riverside_Li_Battery | Li_Battery | 4762.5136 | 0 | 4762.5136 | 1191.51 | 0 | 1191.51 | 3475.69 | 0 | 3475.69 |  | 95.3136 | 0 | 95.3136
Arizona_Li_Battery | Li_Battery | 1211.979 | 0 | 1211.979 | 0 | 0 | 0 | 0 | 0 | 0 |  | 1211.979 | 0 | 1211.979
Imperial_Li_Battery | Li_Battery | 461.5 | 0 | 461.5 | 40 | 0 | 40 | 421.4 | 0 | 421.4 |  | 0.1 | 0 | 0.1
San_Diego_Li_Battery | Li_Battery | 1224 | 0 | 1224 | 359 | 0 | 359 | 780 | 0 | 780 |  | 85 | 0 | 85
LI_Battery Total |  | 21729.5486 | 0 | 21729.5486 | 3615.71 | 0 | 3615.71 | 11881.82 | 0 | 11881.82 |  | 6232.0186 | 0 | 6232.0186
SPGE_LDES | LDES | 0 | 0 | 0 | 0 | 0 | 0 | 0 | 0 | 0 |  | 0 | 0 | 0
Tehachapi_LDES | LDES | 500 | 0 | 500 | 0 | 0 | 0 | 0 | 0 | 0 |  | 500 | 0 | 500
Riverside_East_Pumped_Storage | LDES | 524 | 0 | 524 | 0 | 0 | 0 | 0 | 0 | 0 |  | 524 | 0 | 524
San_Diego_Pumped_Storage | LDES | 500 | 0 | 500 | 0 | 0 | 0 | 0 | 0 | 0 |  | 500 | 0 | 500
LDES Total |  | 1524 | 0 | 1524 | 0 | 0 | 0 | 0 | 0 | 0 |  | 1524 | 0 | 1524
Storage Total |  | 23253.5486 | 0 | 23253.5486 | 3615.71 | 0 | 3615.71 | 11881.82 | 0 | 11881.82 |  | 7756.0186 | 0 | 7756.0186
Total Storage+Resources |  | 51813.3371 | 17415.0746 | 69228.4116 | 7030.207 | 995.74 | 8025.947 | 16209.228 | 3786.38 | 19995.608 |  | 28573.9021 | 12632.9546 | 41206.8566
[11 empty] | * | 13 MW is a proposed import at Silver Peak 55 kV substation

## Mapping_bySub
Mapping Results of the proposed 2023-2024 TPP 30 MMT high electrification base case portfolio in 2033 by substation and resource type
By Substation and Resource Type Summary of Mapped Results for the proposed 23-24 TPP 30 MMT High Electrification Base Case Portfolio for 2033
[5 empty] | 23-24 TPP 30 MMT High Electrification Base Portfolio Total Resources (2033) |  |  | Online, Updated Baseline Resources |  |  | CPUC and PTO Identified In-Development Resources |  |  | Incremental Generic Resources (2033)
Transmission Area | CAISO Substation | Voltage | Out-of-CAISO Resource | Resource Type | FCDS (MW) | EODS (MW) | Total (MW) | FCDS (MW) | EODS (MW) | Total (MW) | FCDS (MW) | EODS (MW) | Total (MW) | FCDS (MW) | EODS (MW) | Total (MW)
SCE Metro Study Area | Alamitos | 230 |  | Li_Battery | 82 | 0 | 82 | 0 | 0 | 0 | 82 | 0 | 82 | 0 | 0 | 0
PG&E Fresno Study Area | Alpaugh | 115 |  | Li_Battery | 10 | 0 | 10 | 0 | 0 | 0 | 10 | 0 | 10 | 0 | 0 | 0
SCE Northern Area | Antelope | 230 |  | Li_Battery | 423.8 | 0 | 423.8 | 227 | 0 | 227 | 187.7 | 0 | 187.7 | 9.1 | 0 | 9.1
PG&E East Kern Study Area | Arco | 230 |  | Li_Battery | 98.64 | 0 | 98.64 | 0 | 0 | 0 | 80 | 0 | 80 | 18.64 | 0 | 18.64
PG&E East Kern Study Area | Avenal | 115 |  | Li_Battery | 9.88 | 0 | 9.88 | 0 | 0 | 0 | 9.88 | 0 | 9.88 | 0 | 0 | 0
SCE Metro Study Area | Barre | 230 |  | Li_Battery | 70 | 0 | 70 | 50 | 0 | 50 | 20 | 0 | 20 | 0 | 0 | 0
PG&E North of Greater Bay Study Area | Bellota | 115 |  | Li_Battery | 160 | 0 | 160 | 0 | 0 | 0 | 157 | 0 | 157 | 3 | 0 | 3
SCE North of Lugo (NOL) Study Area | Calcite | 230 |  | Li_Battery | 186 | 0 | 186 | 0 | 0 | 0 | 0 | 0 | 0 | 186 | 0 | 186
SDG&E Study Area | Capistrano | 138 |  | Li_Battery | 250 | 0 | 250 | 0 | 0 | 0 | 250 | 0 | 250 | 0 | 0 | 0
East of Pisgah Study Area | Carpenter Canyon (fka Gamebird) | 230 |  | Li_Battery | 50 | 0 | 50 | 0 | 0 | 0 | 0 | 0 | 0 | 50 | 0 | 50
PG&E North of Greater Bay Study Area | Cayetano | 230 |  | Li_Battery | 100 | 0 | 100 | 0 | 0 | 0 | 100 | 0 | 100 | 0 | 0 | 0
SCE Metro Study Area | Chino | 230 |  | Li_Battery | 30 | 0 | 30 | 0 | 0 | 0 | 30 | 0 | 30 | 0 | 0 | 0
PG&E Fresno Study Area | Coburn | 230 |  | Li_Battery | 6 | 0 | 6 | 0 | 0 | 0 | 6 | 0 | 6 | 0 | 0 | 0
SCE Eastern Study Area | Colorado River | 500 |  | Li_Battery | 0 | 0 | 0 | 0 | 0 | 0 | 0 | 0 | 0 | 0 | 0 | 0
SCE Eastern Study Area | Colorado River | 230 |  | Li_Battery | 1559.51 | 0 | 1559.51 | 873.51 | 0 | 873.51 | 654.69 | 0 | 654.69 | 31.31 | 0 | 31.31
SCE North of Lugo (NOL) Study Area | Coolwater | 115 |  | Li_Battery | 104 | 0 | 104 | 0 | 0 | 0 | 0 | 0 | 0 | 104 | 0 | 104
PG&E North of Greater Bay Study Area | Cortina | 115 |  | Li_Battery | 150 | 0 | 150 | 0 | 0 | 0 | 0 | 0 | 0 | 150 | 0 | 150
PG&E North of Greater Bay Study Area | Curtis | 115 |  | Li_Battery | 10 | 0 | 10 | 0 | 0 | 0 | 10 | 0 | 10 | 0 | 0 | 0
SCE Eastern Study Area | Delaney | 500 |  | Li_Battery | 706.979 | 0 | 706.979 | 0 | 0 | 0 | 0 | 0 | 0 | 706.979 | 0 | 706.979
PG&E North of Greater Bay Study Area | Delevan | 230 |  | Li_Battery | 0 | 0 | 0 | 0 | 0 | 0 | 0 | 0 | 0 | 0 | 0 | 0
East of Pisgah Study Area | Desert View | 230 |  | Li_Battery | 40 | 0 | 40 | 0 | 0 | 0 | 0 | 0 | 0 | 40 | 0 | 40
SCE Eastern Study Area | Devers | 230 |  | Li_Battery | 403 | 0 | 403 | 3 | 0 | 3 | 400 | 0 | 400 | 0 | 0 | 0
SDG&E Study Area | ECO | 115 |  | Li_Battery | 97.5 | 0 | 97.5 | 0 | 0 | 0 | 97.4 | 0 | 97.4 | 0.1 | 0 | 0.1
SCE Eastern Study Area | El Casco | 230 |  | Li_Battery | 165 | 0 | 165 | 0 | 0 | 0 | 165 | 0 | 165 | 0 | 0 | 0
East of Pisgah Study Area | Eldorado | 230 |  | Li_Battery | 300 | 0 | 300 | 0 | 0 | 0 | 300 | 0 | 300 | 0 | 0 | 0
SDG&E Study Area | Escondido | 230 |  | Li_Battery | 214 | 0 | 214 | 114 | 0 | 114 | 65 | 0 | 65 | 35 | 0 | 35
SCE Metro Study Area | Etiwanda | 230 |  | Li_Battery | 200 | 0 | 200 | 0 | 0 | 0 | 200 | 0 | 200 | 0 | 0 | 0
PG&E North of Greater Bay Study Area | Fulton | 230 |  | Li_Battery | 0 | 0 | 0 | 0 | 0 | 0 | 0 | 0 | 0 | 0 | 0 | 0
PG&E S500 Study Area | Gates | 500 |  | Li_Battery | 0 | 0 | 0 | 0 | 0 | 0 | 0 | 0 | 0 | 0 | 0 | 0
PG&E East Kern Study Area | Gates | 230 |  | Li_Battery | 370 | 0 | 370 | 60 | 0 | 60 | 168.25 | 0 | 168.25 | 141.75 | 0 | 141.75
PG&E North of Greater Bay Study Area | Gold Hill | 115 |  | Li_Battery | 0 | 0 | 0 | 0 | 0 | 0 | 0 | 0 | 0 | 0 | 0 | 0
SCE Northern Area | Goleta | 230 |  | Li_Battery | 80 | 0 | 80 | 30 | 0 | 30 | 50 | 0 | 50 | 0 | 0 | 0
PG&E East Kern Study Area | Gregg | 230 |  | Li_Battery | 0 | 0 | 0 | 0 | 0 | 0 | 0 | 0 | 0 | 0 | 0 | 0
SDG&E Study Area | Hassayampa | 500 |  | Li_Battery | 20 | 0 | 20 | 0 | 0 | 0 | 0 | 0 | 0 | 20 | 0 | 20
PG&E Fresno Study Area | Helm | 230 |  | Li_Battery | 0 | 0 | 0 | 0 | 0 | 0 | 0 | 0 | 0 | 0 | 0 | 0
PG&E Fresno Study Area | Henrietta | 115 |  | Li_Battery | 32 | 0 | 32 | 10 | 0 | 10 | 0 | 0 | 0 | 22 | 0 | 22
SCE Metro Study Area | Hinson | 230 |  | Li_Battery | 200 | 0 | 200 | 0 | 0 | 0 | 200 | 0 | 200 | 0 | 0 | 0
SDG&E Study Area | Hoodoo Wash | 500 |  | Li_Battery | 485 | 0 | 485 | 0 | 0 | 0 | 0 | 0 | 0 | 485 | 0 | 485
PG&E North of Greater Bay Study Area | Humboldt | 115 |  | Li_Battery | 0 | 0 | 0 | 0 | 0 | 0 | 0 | 0 | 0 | 0 | 0 | 0
SDG&E Study Area | IID System | 230 | Yes | Li_Battery | 150 | 0 | 150 | 0 | 0 | 0 | 150 | 0 | 150 | 0 | 0 | 0
SDG&E Study Area | Imperial Valley | 230 |  | Li_Battery | 214 | 0 | 214 | 40 | 0 | 40 | 174 | 0 | 174 | 0 | 0 | 0
East of Pisgah Study Area | Innovation | 230 |  | Li_Battery | 150 | 0 | 150 | 0 | 0 | 0 | 0 | 0 | 0 | 150 | 0 | 150
SCE Metro Study Area | Johanna | 230 |  | Li_Battery | 155 | 0 | 155 | 75 | 0 | 75 | 80 | 0 | 80 | 0 | 0 | 0
SDG&E Study Area | Kearny | 115 |  | Li_Battery | 30 | 0 | 30 | 20 | 0 | 20 | 10 | 0 | 10 | 0 | 0 | 0
PG&E East Kern Study Area | Kettleman | 70 |  | Li_Battery | 10 | 0 | 10 | 0 | 0 | 0 | 0 | 0 | 0 | 10 | 0 | 10
SCE North of Lugo (NOL) Study Area | Kramer | 230 |  | Li_Battery | 600 | 0 | 600 | 0 | 0 | 0 | 525 | 0 | 525 | 75 | 0 | 75
SCE North of Lugo (NOL) Study Area | Kramer | 115 |  | Li_Battery | 75 | 0 | 75 | 0 | 0 | 0 | 75 | 0 | 75 | 0 | 0 | 0
SCE Metro Study Area | Laguna Bell | 230 |  | Li_Battery | 300 | 0 | 300 | 0 | 0 | 0 | 100 | 0 | 100 | 200 | 0 | 200
PG&E North of Greater Bay Study Area | Lakeville | 230 |  | Li_Battery | 33 | 0 | 33 | 0 | 0 | 0 | 33 | 0 | 33 | 0 | 0 | 0
PG&E East Kern Study Area | Lamont | 115 |  | Li_Battery | 95 | 0 | 95 | 0 | 0 | 0 | 0 | 0 | 0 | 95 | 0 | 95
East of Pisgah Study Area | Lathrop | 138 |  | Li_Battery | 0 | 0 | 0 | 0 | 0 | 0 | 0 | 0 | 0 | 0 | 0 | 0
SCE Metro Study Area | Lighthipe | 230 |  | Li_Battery | 100 | 0 | 100 | 0 | 0 | 0 | 100 | 0 | 100 | 0 | 0 | 0
PG&E Fresno Study Area | Los Banos | 230 |  | Li_Battery | 80 | 0 | 80 | 0 | 0 | 0 | 0 | 0 | 0 | 80 | 0 | 80
PG&E North of Greater Bay Study Area | Los Esteros | 115 |  | Li_Battery | 200 | 0 | 200 | 0 | 0 | 0 | 0 | 0 | 0 | 200 | 0 | 200
PG&E North of Greater Bay Study Area | Martin (San Francisco H) | 115 |  | Li_Battery | 179.62 | 0 | 179.62 | 0 | 0 | 0 | 4.62 | 0 | 4.62 | 175 | 0 | 175
PG&E North of Greater Bay Study Area | Martinez | 115 |  | Li_Battery | 20 | 0 | 20 | 0 | 0 | 0 | 0 | 0 | 0 | 20 | 0 | 20
PG&E East Kern Study Area | Mesa | 115 |  | Li_Battery | 50 | 0 | 50 | 0 | 0 | 0 | 0 | 0 | 0 | 50 | 0 | 50
PG&E East Kern Study Area | Mesa | 230 |  | Li_Battery | 99.701 | 0 | 99.701 | 0 | 0 | 0 | 99.7 | 0 | 99.7 | 0.001 | 0 | 0.001
PG&E North of Greater Bay Study Area | Metcalf | 230 |  | Li_Battery | 115.38 | 0 | 115.38 | 0 | 0 | 0 | 75 | 0 | 75 | 40.38 | 0 | 40.38
PG&E East Kern Study Area | Midway | 230 |  | Li_Battery | 92 | 0 | 92 | 0 | 0 | 0 | 92 | 0 | 92 | 0 | 0 | 0
PG&E East Kern Study Area | Midway | 500 |  | Li_Battery | 0 | 0 | 0 | 0 | 0 | 0 | 0 | 0 | 0 | 0 | 0 | 0
SDG&E Study Area | Miguel | 230 |  | Li_Battery | 10 | 0 | 10 | 0 | 0 | 0 | 10 | 0 | 10 | 0 | 0 | 0
SCE Metro Study Area | Mira Loma | 230 |  | Li_Battery | 150 | 0 | 150 | 0 | 0 | 0 | 85 | 0 | 85 | 65 | 0 | 65
SDG&E Study Area | Mission | 230 |  | Li_Battery | 10 | 0 | 10 | 0 | 0 | 0 | 10 | 0 | 10 | 0 | 0 | 0
SDG&E Study Area | Mission | 138 |  | Li_Battery | 50 | 0 | 50 | 0 | 0 | 0 | 50 | 0 | 50 | 0 | 0 | 0
East of Pisgah Study Area | Mohave | 500 |  | Li_Battery | 700 | 0 | 700 | 0 | 0 | 0 | 0 | 0 | 0 | 700 | 0 | 700
SCE Northern Area | Moorpark | 230 |  | Li_Battery | 385 | 0 | 385 | 0 | 0 | 0 | 134.9 | 0 | 134.9 | 250.1 | 0 | 250.1
PG&E Fresno Study Area | Moss Landing | 500 |  | Li_Battery | 750 | 0 | 750 | 400 | 0 | 400 | 350 | 0 | 350 | 0 | 0 | 0
PG&E Fresno Study Area | Moss Landing | 230 |  | Li_Battery | 192.5 | 0 | 192.5 | 182.5 | 0 | 182.5 | 10 | 0 | 10 | 0 | 0 | 0
PG&E East Kern Study Area | Mustang | 230 |  | Li_Battery | 375 | 0 | 375 | 205.2 | 0 | 205.2 | 169.8 | 0 | 169.8 | 0 | 0 | 0
PG&E East Kern Study Area | Olive | 115 |  | Li_Battery | 20 | 0 | 20 | 0 | 0 | 0 | 20 | 0 | 20 | 0 | 0 | 0
SDG&E Study Area | Otay Mesa | 230 |  | Li_Battery | 250 | 0 | 250 | 175 | 0 | 175 | 75 | 0 | 75 | 0 | 0 | 0
SCE Metro Study Area | Padua | 230 |  | Li_Battery | 123.68 | 0 | 123.68 | 0 | 0 | 0 | 123.68 | 0 | 123.68 | 0 | 0 | 0
PG&E Fresno Study Area | Panoche | 230 |  | Li_Battery | 80 | 0 | 80 | 0 | 0 | 0 | 0 | 0 | 0 | 80 | 0 | 80
SCE Northern Area | Pardee | 230 |  | Li_Battery | 95 | 0 | 95 | 0 | 0 | 0 | 95 | 0 | 95 | 0 | 0 | 0
SCE Northern Area | Pastoria | 230 |  | Li_Battery | 80 | 0 | 80 | 0 | 0 | 0 | 0 | 0 | 0 | 80 | 0 | 80
PG&E North of Greater Bay Study Area | Pease | 115 |  | Li_Battery | 5 | 0 | 5 | 5 | 0 | 5 | 0 | 0 | 0 | 0 | 0 | 0
SDG&E Study Area | Penasquitos | 230 |  | Li_Battery | 30 | 0 | 30 | 30 | 0 | 30 | 0 | 0 | 0 | 0 | 0 | 0
SCE North of Lugo (NOL) Study Area | Pisgah | 230 |  | Li_Battery | 0 | 0 | 0 | 0 | 0 | 0 | 0 | 0 | 0 | 0 | 0 | 0
PG&E North of Greater Bay Study Area | Pittsburg | 230 |  | Li_Battery | 200 | 0 | 200 | 200 | 0 | 200 | 0 | 0 | 0 | 0 | 0 | 0
PG&E North of Greater Bay Study Area | Putah Creek | 115 |  | Li_Battery | 3 | 0 | 3 | 3 | 0 | 3 | 0 | 0 | 0 | 0 | 0 | 0
SCE Eastern Study Area | Redbluff | 500 |  | Li_Battery | 500 | 0 | 500 | 0 | 0 | 0 | 500 | 0 | 500 | 0 | 0 | 0
SCE Eastern Study Area | Redbluff | 230 |  | Li_Battery | 1245.0036 | 0 | 1245.0036 | 315 | 0 | 315 | 866 | 0 | 866 | 64.0036 | 0 | 64.0036
PG&E North of Greater Bay Study Area | Richmond | 115 |  | Li_Battery | 55 | 0 | 55 | 0 | 0 | 0 | 55 | 0 | 55 | 0 | 0 | 0
PG&E East Kern Study Area | Rio Bravo | 115 |  | Li_Battery | 0 | 0 | 0 | 0 | 0 | 0 | 0 | 0 | 0 | 0 | 0 | 0
SCE Metro Study Area | Rio Hondo | 230 |  | Li_Battery | 0 | 0 | 0 | 0 | 0 | 0 | 0 | 0 | 0 | 0 | 0 | 0
PG&E North of Greater Bay Study Area | Ripon | 115 |  | Li_Battery | 0 | 0 | 0 | 0 | 0 | 0 | 0 | 0 | 0 | 0 | 0 | 0
SCE North of Lugo (NOL) Study Area | Roadway | 115 |  | Li_Battery | 149.94 | 0 | 149.94 | 0 | 0 | 0 | 100 | 0 | 100 | 49.94 | 0 | 49.94
SDG&E Study Area | San Luis Rey | 230 |  | Li_Battery | 80 | 0 | 80 | 20 | 0 | 20 | 60 | 0 | 60 | 0 | 0 | 0
SCE Northern Area | Santa Clara | 230 |  | Li_Battery | 141 | 0 | 141 | 111 | 0 | 111 | 30 | 0 | 30 | 0 | 0 | 0
SDG&E Study Area | Silvergate | 230 |  | Li_Battery | 150 | 0 | 150 | 0 | 0 | 0 | 100 | 0 | 100 | 50 | 0 | 50
PG&E East Kern Study Area | Sisquoc | 115 |  | Li_Battery | 10 | 0 | 10 | 0 | 0 | 0 | 10 | 0 | 10 | 0 | 0 | 0
PG&E East Kern Study Area | Solar SS | 230 |  | Li_Battery | 0 | 0 | 0 | 0 | 0 | 0 | 0 | 0 | 0 | 0 | 0 | 0
SDG&E Study Area | Sycamore | 138 |  | Li_Battery | 400 | 0 | 400 | 0 | 0 | 0 | 400 | 0 | 400 | 0 | 0 | 0
PG&E East Kern Study Area | Taft | 115 |  | Li_Battery | 3 | 0 | 3 | 0 | 0 | 0 | 0 | 0 | 0 | 3 | 0 | 3
SDG&E Study Area | Talega | 230 |  | Li_Battery | 0 | 0 | 0 | 0 | 0 | 0 | 0 | 0 | 0 | 0 | 0 | 0
PG&E North of Greater Bay Study Area | Tesla | 230 |  | Li_Battery | 400 | 0 | 400 | 0 | 0 | 0 | 400 | 0 | 400 | 0 | 0 | 0
PG&E Fresno Study Area | Tranquility | 230 |  | Li_Battery | 472 | 0 | 472 | 72 | 0 | 72 | 352.5 | 0 | 352.5 | 47.5 | 0 | 47.5
East of Pisgah Study Area | Trout Canyon (fka Crazy Eyes) | 230 |  | Li_Battery | 570 | 0 | 570 | 0 | 0 | 0 | 128 | 0 | 128 | 442 | 0 | 442
PG&E North of Greater Bay Study Area | Vaca Dixon | 115 |  | Li_Battery | 135 | 0 | 135 | 0 | 0 | 0 | 131.5 | 0 | 131.5 | 3.5 | 0 | 3.5
SCE Eastern Study Area | Valley | 500 |  | Li_Battery | 690 | 0 | 690 | 0 | 0 | 0 | 690 | 0 | 690 | 0 | 0 | 0
East of Pisgah Study Area | Valley (VEA) | 138 |  | Li_Battery | 40 | 0 | 40 | 0 | 0 | 0 | 0 | 0 | 0 | 40 | 0 | 40
SCE Northern Area | Vestal | 230 |  | Li_Battery | 350 | 0 | 350 | 0 | 0 | 0 | 350 | 0 | 350 | 0 | 0 | 0
SCE North of Lugo (NOL) Study Area | Victor | 230 |  | Li_Battery | 50 | 0 | 50 | 50 | 0 | 50 | 0 | 0 | 0 | 0 | 0 | 0
SCE Northern Area | Vincent | 230 |  | Li_Battery | 753.59 | 0 | 753.59 | 0 | 0 | 0 | 200 | 0 | 200 | 553.59 | 0 | 553.59
SCE Eastern Study Area | Vista | 230 |  | Li_Battery | 200 | 0 | 200 | 0 | 0 | 0 | 200 | 0 | 200 | 0 | 0 | 0
SCE Metro Study Area | Walnut | 230 |  | Li_Battery | 200 | 0 | 200 | 0 | 0 | 0 | 0 | 0 | 0 | 200 | 0 | 200
PG&E Fresno Study Area | Westley | 230 |  | Li_Battery | 170 | 0 | 170 | 0 | 0 | 0 | 169 | 0 | 169 | 1 | 0 | 1
PG&E East Kern Study Area | Wheeler Ridge | 115 |  | Li_Battery | 90 | 0 | 90 | 0 | 0 | 0 | 70 | 0 | 70 | 20 | 0 | 20
PG&E East Kern Study Area | Wheeler Ridge | 230 |  | Li_Battery | 0 | 0 | 0 | 0 | 0 | 0 | 0 | 0 | 0 | 0 | 0 | 0
SCE Northern Area | Whirlwind | 230 |  | Li_Battery | 986.62 | 0 | 986.62 | 128 | 0 | 128 | 775 | 0 | 775 | 83.62 | 0 | 83.62
SCE Northern Area | Windhub | 500 |  | Li_Battery | 0 | 0 | 0 | 0 | 0 | 0 | 0 | 0 | 0 | 0 | 0 | 0
SCE Northern Area | Windhub | 230 |  | Li_Battery | 1005.205 | 0 | 1005.205 | 216.5 | 0 | 216.5 | 388.2 | 0 | 388.2 | 400.505 | 0 | 400.505
PG&E North of Greater Bay Study Area | Woodland | 115 |  | Li_Battery | 12 | 0 | 12 | 0 | 0 | 0 | 12 | 0 | 12 | 0 | 0 | 0
PG&E Fresno Study Area | Alpaugh | 115 |  | Solar | 20 | 25 | 45 | 0 | 0 | 0 | 0 | 0 | 0 | 20 | 25 | 45
SCE Northern Area | Antelope | 230 |  | Solar | 770 | 402 | 1172 | 0 | 0 | 0 | 200.6 | 0 | 200.6 | 569.4 | 402 | 971.4
PG&E East Kern Study Area | Arco | 230 |  | Solar | 130 | 281 | 411 | 0 | 0 | 0 | 96.5 | 28.4 | 124.9 | 33.5 | 252.6 | 286.1
PG&E North of Greater Bay Study Area | Bellota | 230 |  | Solar | 100 | 0 | 100 | 0 | 0 | 0 | 0 | 0 | 0 | 100 | 0 | 100
PG&E North of Greater Bay Study Area | Bellota | 115 |  | Solar | 0 | 250 | 250 | 0 | 0 | 0 | 0 | 0 | 0 | 0 | 250 | 250
PG&E Fresno Study Area | Borden | 230 |  | Solar | 0 | 0 | 0 | 0 | 0 | 0 | 0 | 0 | 0 | 0 | 0 | 0
SCE North of Lugo (NOL) Study Area | Calcite | 230 |  | Solar | 200 | 200 | 400 | 0 | 0 | 0 | 0 | 0 | 0 | 200 | 200 | 400
PG&E East Kern Study Area | Caliente | 230 |  | Solar | 100 | 0 | 100 | 0 | 0 | 0 | 0 | 0 | 0 | 100 | 0 | 100
East of Pisgah Study Area | Carpenter Canyon (fka Gamebird) | 230 |  | Solar | 250 | 110 | 360 | 0 | 0 | 0 | 0 | 0 | 0 | 250 | 110 | 360
PG&E North of Greater Bay Study Area | Cayetano | 230 |  | Solar | 0 | 100 | 100 | 0 | 0 | 0 | 0 | 100 | 100 | 0 | 0 | 0
SCE Eastern Study Area | Colorado River | 500 |  | Solar | 334.6965 | 165.3035 | 500 | 0 | 0 | 0 | 0 | 0 | 0 | 334.6965 | 165.3035 | 500
SCE Eastern Study Area | Colorado River | 230 |  | Solar | 908.52 | 1505.38 | 2413.9 | 339.46 | 310.54 | 650 | 373.6 | 500 | 873.6 | 195.46 | 694.84 | 890.3
SCE North of Lugo (NOL) Study Area | Coolwater | 115 |  | Solar | 150 | 199.96 | 349.96 | 0 | 0 | 0 | 0 | 0 | 0 | 150 | 199.96 | 349.96
PG&E North of Greater Bay Study Area | Cortina | 115 |  | Solar | 0 | 230 | 230 | 0 | 0 | 0 | 0 | 0 | 0 | 0 | 230 | 230
PG&E North of Greater Bay Study Area | Cottonwood | 230 |  | Solar | 0 | 0 | 0 | 0 | 0 | 0 | 0 | 0 | 0 | 0 | 0 | 0
SCE Eastern Study Area | Delaney | 500 |  | Solar | 1000 | 1200 | 2200 | 0 | 0 | 0 | 350 | 0 | 350 | 650 | 1200 | 1850
PG&E North of Greater Bay Study Area | Delevan | 230 |  | Solar | 0 | 0 | 0 | 0 | 0 | 0 | 0 | 0 | 0 | 0 | 0 | 0
East of Pisgah Study Area | Desert View | 230 |  | Solar | 100 | 50 | 150 | 0 | 0 | 0 | 0 | 0 | 0 | 100 | 50 | 150
SCE Eastern Study Area | Devers | 230 |  | Solar | 150 | 225 | 375 | 0 | 0 | 0 | 0 | 0 | 0 | 150 | 225 | 375
SDG&E Study Area | ECO | 115 |  | Solar | 0 | 110 | 110 | 0 | 0 | 0 | 0 | 110 | 110 | 0 | 0 | 0
East of Pisgah Study Area | Eldorado | 230 |  | Solar | 0 | 300 | 300 | 0 | 0 | 0 | 0 | 240 | 240 | 0 | 60 | 60
PG&E East Kern Study Area | Gates | 230 |  | Solar | 1300 | 376 | 1676 | 250 | 0 | 250 | 157 | 117.87 | 274.87 | 893 | 258.13 | 1151.13
PG&E East Kern Study Area | Gregg | 230 |  | Solar | 0 | 0 | 0 | 0 | 0 | 0 | 0 | 0 | 0 | 0 | 0 | 0
SDG&E Study Area | Hassayampa | 500 |  | Solar | 300 | 71 | 371 | 0 | 0 | 0 | 0 | 0 | 0 | 300 | 71 | 371
PG&E Fresno Study Area | Helm | 230 |  | Solar | 0 | 0 | 0 | 0 | 0 | 0 | 0 | 0 | 0 | 0 | 0 | 0
PG&E Fresno Study Area | Henrietta | 115 |  | Solar | 0 | 60 | 60 | 0 | 0 | 0 | 0 | 20 | 20 | 0 | 40 | 40
SDG&E Study Area | Hoodoo Wash | 500 |  | Solar | 250 | 636 | 886 | 0 | 0 | 0 | 0 | 0 | 0 | 250 | 636 | 886
SDG&E Study Area | IID System | 161 | Yes | Solar | 20 | 0 | 20 | 20 | 0 | 20 | 0 | 0 | 0 | 0 | 0 | 0
SDG&E Study Area | IID System | 230 | Yes | Solar | 0 | 100 | 100 | 0 | 0 | 0 | 0 | 100 | 100 | 0 | 0 | 0
SDG&E Study Area | Imperial Valley | 230 |  | Solar | 100 | 363 | 463 | 0 | 0 | 0 | 0 | 200 | 200 | 100 | 163 | 263
East of Pisgah Study Area | Innovation | 230 |  | Solar | 237 | 65 | 302 | 0 | 0 | 0 | 0 | 0 | 0 | 237 | 65 | 302
SCE North of Lugo (NOL) Study Area | Kramer | 230 |  | Solar | 615 | 449.9957 | 1064.9957 | 0 | 0 | 0 | 530 | 400 | 930 | 85 | 49.9957 | 134.9957
SCE North of Lugo (NOL) Study Area | Kramer | 115 |  | Solar | 95 | 0 | 95 | 0 | 0 | 0 | 95 | 0 | 95 | 0 | 0 | 0
PG&E East Kern Study Area | Lamont | 115 |  | Solar | 50 | 100 | 150 | 0 | 0 | 0 | 12 | 0 | 12 | 38 | 100 | 138
East of Pisgah Study Area | Lathrop | 138 |  | Solar | 136 | 0 | 136 | 0 | 0 | 0 | 0 | 0 | 0 | 136 | 0 | 136
PG&E Fresno Study Area | Le Grand | 115 |  | Solar | 60 | 59.11 | 119.11 | 0 | 0 | 0 | 0 | 0 | 0 | 60 | 59.11 | 119.11
PG&E Fresno Study Area | Los Banos | 230 |  | Solar | 300 | 200 | 500 | 0 | 0 | 0 | 0 | 0 | 0 | 300 | 200 | 500
PG&E Fresno Study Area | Mendota | 115 |  | Solar | 160 | 0 | 160 | 160 | 0 | 160 | 0 | 0 | 0 | 0 | 0 | 0
PG&E East Kern Study Area | Midway | 230 |  | Solar | 50 | 200.0044 | 250.0044 | 0 | 0 | 0 | 0 | 100 | 100 | 50 | 100.0044 | 150.0044
PG&E East Kern Study Area | Midway | 500 |  | Solar | 0 | 0 | 0 | 0 | 0 | 0 | 0 | 0 | 0 | 0 | 0 | 0
PG&E East Kern Study Area | Midway | 115 |  | Solar | 200 | 0 | 200 | 0 | 0 | 0 | 0 | 0 | 0 | 200 | 0 | 200
East of Pisgah Study Area | Mohave | 500 |  | Solar | 520 | 700 | 1220 | 0 | 0 | 0 | 0 | 0 | 0 | 520 | 700 | 1220
SCE Northern Area | Moorpark | 230 |  | Solar | 0 | 400 | 400 | 0 | 0 | 0 | 0 | 0 | 0 | 0 | 400 | 400
PG&E East Kern Study Area | Mustang | 230 |  | Solar | 250.5 | 287 | 537.5 | 150.5 | 87 | 237.5 | 0 | 0 | 0 | 100 | 200 | 300
PG&E East Kern Study Area | Olive | 115 |  | Solar | 40 | 0 | 40 | 0 | 0 | 0 | 40 | 0 | 40 | 0 | 0 | 0
PG&E Fresno Study Area | Panoche | 230 |  | Solar | 50 | 150 | 200 | 0 | 0 | 0 | 0 | 0 | 0 | 50 | 150 | 200
SCE Northern Area | Pastoria | 230 |  | Solar | 40 | 66.875 | 106.875 | 0 | 0 | 0 | 0 | 0 | 0 | 40 | 66.875 | 106.875
SCE North of Lugo (NOL) Study Area | Pisgah | 230 |  | Solar | 100 | 0 | 100 | 0 | 0 | 0 | 0 | 0 | 0 | 100 | 0 | 100
PG&E North of Greater Bay Study Area | Putah Creek | 115 |  | Solar | 0 | 3 | 3 | 0 | 3 | 3 | 0 | 0 | 0 | 0 | 0 | 0
SCE Northern Area | Rector | 230 |  | Solar | 100 | 100 | 200 | 0 | 0 | 0 | 0 | 0 | 0 | 100 | 100 | 200
SCE Eastern Study Area | Redbluff | 500 |  | Solar | 0 | 900 | 900 | 0 | 0 | 0 | 0 | 500 | 500 | 0 | 400 | 400
SCE Eastern Study Area | Redbluff | 230 |  | Solar | 565 | 1439 | 2004 | 447 | 485 | 932 | 0 | 463 | 463 | 118 | 491 | 609
PG&E East Kern Study Area | Rio Bravo | 115 |  | Solar | 0 | 0 | 0 | 0 | 0 | 0 | 0 | 0 | 0 | 0 | 0 | 0
PG&E North of Greater Bay Study Area | Rio Oso | 230 |  | Solar | 0 | 0 | 0 | 0 | 0 | 0 | 0 | 0 | 0 | 0 | 0 | 0
SCE North of Lugo (NOL) Study Area | Roadway | 115 |  | Solar | 50 | 150 | 200 | 0 | 0 | 0 | 0 | 150 | 150 | 50 | 0 | 50
SCE Northern Area | Santa Clara | 230 |  | Solar | 0 | 0 | 0 | 0 | 0 | 0 | 0 | 0 | 0 | 0 | 0 | 0
PG&E East Kern Study Area | Solar SS | 230 |  | Solar | 130 | 0 | 130 | 0 | 0 | 0 | 0 | 0 | 0 | 130 | 0 | 130
SCE Northern Area | Springville | 230 |  | Solar | 200 | 0 | 200 | 0 | 0 | 0 | 0 | 0 | 0 | 200 | 0 | 200
PG&E North of Greater Bay Study Area | Tesla | 500 |  | Solar | 400 | 10 | 410 | 0 | 0 | 0 | 0 | 0 | 0 | 400 | 10 | 410
PG&E Fresno Study Area | Tranquility | 230 |  | Solar | 400 | 500 | 900 | 0 | 0 | 0 | 360 | 40 | 400 | 40 | 460 | 500
East of Pisgah Study Area | Trout Canyon (fka Crazy Eyes) | 230 |  | Solar | 650 | 806 | 1456 | 0 | 0 | 0 | 260 | 0 | 260 | 390 | 806 | 1196
PG&E North of Greater Bay Study Area | Vaca Dixon | 115 |  | Solar | 5 | 20 | 25 | 0 | 0 | 0 | 0 | 20 | 20 | 5 | 0 | 5
East of Pisgah Study Area | Valley (VEA) | 138 |  | Solar | 50 | 0 | 50 | 0 | 0 | 0 | 0 | 0 | 0 | 50 | 0 | 50
SCE Northern Area | Vestal | 230 |  | Solar | 350 | 511.13 | 861.13 | 111.83 | 0 | 111.83 | 0 | 350 | 350 | 238.17 | 161.13 | 399.3
SCE North of Lugo (NOL) Study Area | Victor | 230 |  | Solar | 100 | 0 | 100 | 100 | 0 | 100 | 0 | 0 | 0 | 0 | 0 | 0
SCE Northern Area | Vincent | 230 |  | Solar | 0 | 951 | 951 | 0 | 0 | 0 | 0 | 1 | 1 | 0 | 950 | 950
East of Pisgah Study Area | Vista (VEA) | 138 |  | Solar | 0 | 0 | 0 | 0 | 0 | 0 | 0 | 0 | 0 | 0 | 0 | 0
PG&E Fresno Study Area | Westley | 230 |  | Solar | 227 | 23 | 250 | 0 | 0 | 0 | 226.21 | 14.11 | 240.32 | 0.79 | 8.89 | 9.68
PG&E East Kern Study Area | Wheeler Ridge | 115 |  | Solar | 100 | 75.321 | 175.321 | 0 | 0 | 0 | 100 | 70 | 170 | 0 | 5.321 | 5.321
PG&E East Kern Study Area | Wheeler Ridge | 230 |  | Solar | 210 | 0 | 210 | 0 | 0 | 0 | 200 | 0 | 200 | 10 | 0 | 10
SCE Northern Area | Whirlwind | 230 |  | Solar | 1059.8 | 589.195 | 1648.995 | 313.4 | 10.2 | 323.6 | 294.6 | 250 | 544.6 | 451.8 | 328.995 | 780.795
SCE Northern Area | Windhub | 500 |  | Solar | 780 | 0 | 780 | 0 | 0 | 0 | 0 | 0 | 0 | 780 | 0 | 780
SCE Northern Area | Windhub | 230 |  | Solar | 845.7 | 863.3 | 1709 | 292.7 | 0 | 292.7 | 550 | 0 | 550 | 3 | 863.3 | 866.3
PG&E North of Greater Bay Study Area | Woodland | 115 |  | Solar | 0 | 12 | 12 | 0 | 0 | 0 | 0 | 12 | 12 | 0 | 0 | 0
PG&E Fresno Study Area | Alpaugh | 115 |  | Distributed Solar | 3 | 0 | 3 | 0 | 0 | 0 | 3 | 0 | 3 | 0 | 0 | 0
SCE Northern Area | Antelope | 230 |  | Distributed Solar | 3 | 0 | 3 | 0 | 0 | 0 | 3 | 0 | 3 | 0 | 0 | 0
PG&E East Kern Study Area | Arco | 230 |  | Distributed Solar | 5 | 0 | 5 | 0 | 0 | 0 | 4.79 | 0 | 4.79 | 0.21 | 0 | 0.21
SCE Metro Study Area | Barre | 230 |  | Distributed Solar | 20 | 0 | 20 | 0 | 0 | 0 | 20 | 0 | 20 | 0 | 0 | 0
PG&E North of Greater Bay Study Area | Bellevue | 115 |  | Distributed Solar | 1 | 0 | 1 | 0 | 0 | 0 | 0.96 | 0 | 0.96 | 0.04 | 0 | 0.04
PG&E North of Greater Bay Study Area | Carquinez | 115 |  | Distributed Solar | 5 | 0 | 5 | 0 | 0 | 0 | 5 | 0 | 5 | 0 | 0 | 0
PG&E North of Greater Bay Study Area | Contra Costa | 230 |  | Distributed Solar | 1 | 0 | 1 | 0.938 | 0 | 0.938 | 0 | 0 | 0 | 0.062 | 0 | 0.062
PG&E North of Greater Bay Study Area | Delta Switching Yard | 230 |  | Distributed Solar | 8 | 0 | 8 | 8 | 0 | 8 | 0 | 0 | 0 | 0 | 0 | 0
PG&E Fresno Study Area | Elk Hills | 230 |  | Distributed Solar | 2.25 | 0 | 2.25 | 0 | 0 | 0 | 0 | 0 | 0 | 2.25 | 0 | 2.25
PG&E North of Greater Bay Study Area | Humboldt | 115 |  | Distributed Solar | 2 | 0 | 2 | 0 | 0 | 0 | 2 | 0 | 2 | 0 | 0 | 0
SCE North of Lugo (NOL) Study Area | Inyokern | 115 |  | Distributed Solar | 2.078 | 0 | 2.078 | 0 | 0 | 0 | 2.078 | 0 | 2.078 | 0 | 0 | 0
PG&E Fresno Study Area | Kearney | 230 |  | Distributed Solar | 10 | 0 | 10 | 0 | 0 | 0 | 10 | 0 | 10 | 0 | 0 | 0
PG&E East Kern Study Area | Lamont | 115 |  | Distributed Solar | 2 | 0 | 2 | 0 | 0 | 0 | 0 | 0 | 0 | 2 | 0 | 2
PG&E Fresno Study Area | Le Grand | 115 |  | Distributed Solar | 3 | 0 | 3 | 0 | 0 | 0 | 0 | 0 | 0 | 3 | 0 | 3
PG&E North of Greater Bay Study Area | Lone Tree | 230 |  | Distributed Solar | 1 | 0 | 1 | 0 | 0 | 0 | 1 | 0 | 1 | 0 | 0 | 0
PG&E Fresno Study Area | Los Banos | 230 |  | Distributed Solar | 1 | 0 | 1 | 0 | 0 | 0 | 1 | 0 | 1 | 0 | 0 | 0
PG&E North of Greater Bay Study Area | Los Esteros | 115 |  | Distributed Solar | 5 | 0 | 5 | 0 | 0 | 0 | 0 | 0 | 0 | 5 | 0 | 5
PG&E North of Greater Bay Study Area | Martin (San Francisco H) | 115 |  | Distributed Solar | 8 | 0 | 8 | 0 | 0 | 0 | 7.5 | 0 | 7.5 | 0.5 | 0 | 0.5
PG&E Fresno Study Area | McCall | 115 |  | Distributed Solar | 1.75 | 0 | 1.75 | 0 | 0 | 0 | 0 | 0 | 0 | 1.75 | 0 | 1.75
PG&E Fresno Study Area | Merced | 115 |  | Distributed Solar | 6 | 0 | 6 | 0 | 0 | 0 | 3 | 0 | 3 | 3 | 0 | 3
PG&E North of Greater Bay Study Area | Metcalf | 230 |  | Distributed Solar | 4 | 0 | 4 | 0 | 0 | 0 | 0 | 0 | 0 | 4 | 0 | 4
SCE Northern Area | Rector | 230 |  | Distributed Solar | 3 | 0 | 3 | 0 | 0 | 0 | 3 | 0 | 3 | 0 | 0 | 0
SCE North of Lugo (NOL) Study Area | Roadway | 115 |  | Distributed Solar | 3 | 0 | 3 | 0 | 0 | 0 | 3 | 0 | 3 | 0 | 0 | 0
PG&E Fresno Study Area | Semitropic | 115 |  | Distributed Solar | 10 | 0 | 10 | 0 | 0 | 0 | 9.32 | 0 | 9.32 | 0.68 | 0 | 0.68
PG&E East Kern Study Area | Shafter | 115 |  | Distributed Solar | 2.6 | 0 | 2.6 | 0 | 0 | 0 | 0 | 0 | 0 | 2.6 | 0 | 2.6
PG&E North of Greater Bay Study Area | Table Mountain | 115 |  | Distributed Solar | 3 | 0 | 3 | 0 | 0 | 0 | 3 | 0 | 3 | 0 | 0 | 0
PG&E East Kern Study Area | Taft | 115 |  | Distributed Solar | 3.17 | 0 | 3.17 | 0 | 0 | 0 | 0 | 0 | 0 | 3.17 | 0 | 3.17
PG&E North of Greater Bay Study Area | Tulucay | 230 |  | Distributed Solar | 1.78 | 0 | 1.78 | 1 | 0 | 1 | 0.77 | 0 | 0.77 | 0.01 | 0 | 0.01
SCE North of Lugo (NOL) Study Area | Victor | 230 |  | Distributed Solar | 2 | 0 | 2 | 0 | 0 | 0 | 0 | 0 | 0 | 2 | 0 | 2
PG&E East Kern Study Area | Wheeler Ridge | 115 |  | Distributed Solar | 2.4 | 0 | 2.4 | 0 | 0 | 0 | 0 | 0 | 0 | 2.4 | 0 | 2.4
SCE Northern Area | Antelope | 230 |  | In-State Wind | 3 | 0 | 3 | 0 | 0 | 0 | 3 | 0 | 3 | 0 | 0 | 0
PG&E North of Greater Bay Study Area | Birds Landing | 230 |  | In-State Wind | 90 | 45 | 135 | 0 | 0 | 0 | 0 | 0 | 0 | 90 | 45 | 135
PG&E Fresno Study Area | Cabrillo | 115 |  | In-State Wind | 99 | 0 | 99 | 0 | 0 | 0 | 99 | 0 | 99 | 0 | 0 | 0
PG&E East Kern Study Area | Caliente | 230 |  | In-State Wind | 180 | 0 | 180 | 0 | 0 | 0 | 0 | 0 | 0 | 180 | 0 | 180
PG&E North of Greater Bay Study Area | Delta Switching Yard | 230 |  | In-State Wind | 80 | 0 | 80 | 0 | 0 | 0 | 0 | 0 | 0 | 80 | 0 | 80
SCE Eastern Study Area | Devers | 230 |  | In-State Wind | 107 | 20 | 127 | 105.7 | 0 | 105.7 | 0 | 0 | 0 | 1.3 | 20 | 21.3
SDG&E Study Area | ECO | 230 |  | In-State Wind | 105 | 360 | 465 | 105 | 0 | 105 | 0 | 0 | 0 | 0 | 360 | 360
SDG&E Study Area | ECO | 115 |  | In-State Wind | 135 | 0 | 135 | 0 | 0 | 0 | 0 | 0 | 0 | 135 | 0 | 135
East of Pisgah Study Area | Eldorado | 500 | Yes | OOS Wind, Ext Tx | 271 | 100 | 371 | 270.7 | 100 | 370.7 | 0 | 0 | 0 | 0.3 | 0 | 0.3
PG&E North of Greater Bay Study Area | Glenn | 230 |  | In-State Wind | 30 | 98 | 128 | 0 | 0 | 0 | 0 | 0 | 0 | 30 | 98 | 128
East of Pisgah Study Area | Innovation | 230 |  | In-State Wind | 93 | 0 | 93 | 0 | 0 | 0 | 0 | 0 | 0 | 93 | 0 | 93
PG&E North of Greater Bay Study Area | Kelso | 230 |  | In-State Wind | 101.6 | 5 | 106.6 | 54.8 | 0 | 54.8 | 0 | 0 | 0 | 46.8 | 5 | 51.8
PG&E Fresno Study Area | Los Banos | 230 |  | In-State Wind | 150 | 0 | 150 | 0 | 0 | 0 | 76.35 | 0 | 76.35 | 73.65 | 0 | 73.65
East of Pisgah Study Area | Mead | 230 |  | OOS Wind, Ext Tx | 300 | 0 | 300 | 300 | 0 | 300 | 0 | 0 | 0 | 0 | 0 | 0
SCE Eastern Study Area | Palo Verde | 500 | Yes | OOS Wind, Ext Tx | 119 | 0 | 119 | 119 | 0 | 119 | 0 | 0 | 0 | 0 | 0 | 0
PG&E North of Greater Bay Study Area | Round Mountain | 230 |  | In-State Wind | 200 | 10.5 | 210.5 | 0 | 0 | 0 | 0 | 0 | 0 | 200 | 10.5 | 210.5
East of Pisgah Study Area | Sloan Canyon (fka Bob) | 230 |  | In-State Wind | 310 | 0 | 310 | 0 | 0 | 0 | 0 | 0 | 0 | 310 | 0 | 310
PG&E East Kern Study Area | Templeton | 230 |  | In-State Wind | 74.8 | 0 | 74.8 | 0 | 0 | 0 | 0 | 0 | 0 | 74.8 | 0 | 74.8
PG&E North of Greater Bay Study Area | Tesla | 230 |  | In-State Wind | 80 | 5 | 85 | 0 | 0 | 0 | 0 | 0 | 0 | 80 | 5 | 85
PG&E North of Greater Bay Study Area | Tesla | 500 |  | In-State Wind | 330 | 20 | 350 | 0 | 0 | 0 | 0 | 0 | 0 | 330 | 20 | 350
SCE Northern Area | Vincent | 230 |  | In-State Wind | 60.3 | 0 | 60.3 | 60.3 | 0 | 60.3 | 0 | 0 | 0 | 0 | 0 | 0
SCE Northern Area | Whirlwind | 230 |  | In-State Wind | 100.9 | 0 | 100.9 | 0 | 0 | 0 | 0 | 0 | 0 | 100.9 | 0 | 100.9
SCE Northern Area | Windhub | 230 |  | In-State Wind | 180.9 | 0 | 180.9 | 157.9 | 0 | 157.9 | 0 | 0 | 0 | 23 | 0 | 23
PG&E North of Greater Bay Study Area | Bellota | 115 |  | Biomass | 4 | 0 | 4 | 0 | 0 | 0 | 0 | 0 | 0 | 4 | 0 | 4
SCE Northern Area | Big Creek Hydro Facilities | 230 |  | Biomass | 6 | 0 | 6 | 0 | 0 | 0 | 0 | 0 | 0 | 6 | 0 | 6
PG&E North of Greater Bay Study Area | Brentwood | 230 |  | Biomass | 1 | 0 | 1 | 0 | 0 | 0 | 0 | 0 | 0 | 1 | 0 | 1
PG&E North of Greater Bay Study Area | Bridgeville | 115 |  | Biomass | 2 | 0 | 2 | 0 | 0 | 0 | 0 | 0 | 0 | 2 | 0 | 2
PG&E East Kern Study Area | Caliente | 230 |  | Biomass | 2 | 0 | 2 | 0 | 0 | 0 | 0 | 0 | 0 | 2 | 0 | 2
PG&E North of Greater Bay Study Area | Carquinez | 115 |  | Biomass | 1 | 0 | 1 | 0 | 0 | 0 | 0 | 0 | 0 | 1 | 0 | 1
SCE Metro Study Area | Center | 230 |  | Biomass | 1 | 0 | 1 | 0 | 0 | 0 | 0 | 0 | 0 | 1 | 0 | 1
PG&E Fresno Study Area | Coburn | 230 |  | Biomass | 2.82 | 0 | 2.82 | 0 | 0 | 0 | 0 | 0 | 0 | 2.82 | 0 | 2.82
PG&E North of Greater Bay Study Area | Cortina | 115 |  | Biomass | 7 | 0 | 7 | 3 | 0 | 3 | 0 | 0 | 0 | 4 | 0 | 4
PG&E North of Greater Bay Study Area | Curtis | 115 |  | Biomass | 5 | 0 | 5 | 0 | 0 | 0 | 0 | 0 | 0 | 5 | 0 | 5
PG&E North of Greater Bay Study Area | Delta Switching Yard | 230 |  | Biomass | 3.6 | 0 | 3.6 | 0 | 0 | 0 | 3.6 | 0 | 3.6 | 0 | 0 | 0
PG&E North of Greater Bay Study Area | Donnells | 115 |  | Biomass | 3 | 0 | 3 | 0 | 0 | 0 | 0 | 0 | 0 | 3 | 0 | 3
PG&E North of Greater Bay Study Area | Eagle Rock | 115 |  | Biomass | 1 | 0 | 1 | 0 | 0 | 0 | 0 | 0 | 0 | 1 | 0 | 1
PG&E North of Greater Bay Study Area | Fulton | 230 |  | Biomass | 1 | 0 | 1 | 0 | 0 | 0 | 0 | 0 | 0 | 1 | 0 | 1
PG&E North of Greater Bay Study Area | Glenn | 230 |  | Biomass | 1 | 0 | 1 | 0 | 0 | 0 | 0 | 0 | 0 | 1 | 0 | 1
SCE Northern Area | Goleta | 230 |  | Biomass | 2.274 | 0 | 2.274 | 2.274 | 0 | 2.274 | 0 | 0 | 0 | 0 | 0 | 0
PG&E North of Greater Bay Study Area | Higgins | 115 |  | Biomass | 16.4 | 0 | 16.4 | 0 | 0 | 0 | 0 | 0 | 0 | 16.4 | 0 | 16.4
SCE Metro Study Area | Hinson | 230 |  | Biomass | 2.8 | 0 | 2.8 | 0 | 0 | 0 | 2.8 | 0 | 2.8 | 0 | 0 | 0
PG&E North of Greater Bay Study Area | Jessup | 115 |  | Biomass | 5.5 | 0 | 5.5 | 0 | 0 | 0 | 0 | 0 | 0 | 5.5 | 0 | 5.5
PG&E Fresno Study Area | Kearney | 230 |  | Biomass | 0.6 | 0 | 0.6 | 0 | 0 | 0 | 0.55 | 0 | 0.55 | 0.05 | 0 | 0.05
PG&E North of Greater Bay Study Area | Lakeville | 230 |  | Biomass | 1 | 0 | 1 | 0.995 | 0 | 0.995 | 0 | 0 | 0 | 0.005 | 0 | 0.005
PG&E North of Greater Bay Study Area | Los Esteros | 115 |  | Biomass | 3 | 0 | 3 | 0 | 0 | 0 | 0 | 0 | 0 | 3 | 0 | 3
PG&E Fresno Study Area | Malaga | 115 |  | Biomass | 3.88 | 0 | 3.88 | 0 | 0 | 0 | 3.88 | 0 | 3.88 | 0 | 0 | 0
PG&E North of Greater Bay Study Area | Mendocino | 115 |  | Biomass | 1 | 0 | 1 | 0 | 0 | 0 | 0 | 0 | 0 | 1 | 0 | 1
PG&E North of Greater Bay Study Area | Metcalf | 230 |  | Biomass | 2 | 0 | 2 | 0 | 0 | 0 | 0 | 0 | 0 | 2 | 0 | 2
PG&E North of Greater Bay Study Area | Palermo | 230 |  | Biomass | 9.92 | 0 | 9.92 | 0 | 0 | 0 | 0 | 0 | 0 | 9.92 | 0 | 9.92
PG&E North of Greater Bay Study Area | Pease | 115 |  | Biomass | 2.85 | 0 | 2.85 | 0 | 0 | 0 | 0 | 0 | 0 | 2.85 | 0 | 2.85
PG&E North of Greater Bay Study Area | Pit 1 | 230 |  | Biomass | 7 | 0 | 7 | 0 | 0 | 0 | 0 | 0 | 0 | 7 | 0 | 7
PG&E North of Greater Bay Study Area | Placerville | 115 |  | Biomass | 3 | 0 | 3 | 0 | 0 | 0 | 0 | 0 | 0 | 3 | 0 | 3
SCE North of Lugo (NOL) Study Area | Roadway | 115 |  | Biomass | 2.7 | 0 | 2.7 | 0 | 0 | 0 | 2.7 | 0 | 2.7 | 0 | 0 | 0
PG&E North of Greater Bay Study Area | Round Mountain | 230 |  | Biomass | 14.5 | 0 | 14.5 | 0 | 0 | 0 | 0 | 0 | 0 | 14.5 | 0 | 14.5
SCE Northern Area | Springville | 230 |  | Biomass | 3 | 0 | 3 | 0 | 0 | 0 | 0 | 0 | 0 | 3 | 0 | 3
PG&E North of Greater Bay Study Area | Table Mountain | 115 |  | Biomass | 1 | 0 | 1 | 0 | 0 | 0 | 0 | 0 | 0 | 1 | 0 | 1
PG&E North of Greater Bay Study Area | UltraPower Chinese Station | 115 |  | Biomass | 2 | 0 | 2 | 0 | 0 | 0 | 0 | 0 | 0 | 2 | 0 | 2
SCE Eastern Study Area | Vista | 230 |  | Biomass | 2.6 | 0 | 2.6 | 0 | 0 | 0 | 2.6 | 0 | 2.6 | 0 | 0 | 0
PG&E Fresno Study Area | Westley | 230 |  | Biomass | 2 | 0 | 2 | 0 | 0 | 0 | 0 | 0 | 0 | 2 | 0 | 2
PG&E North of Greater Bay Study Area | Wyandotte | 115 |  | Biomass | 3.6 | 0 | 3.6 | 0 | 0 | 0 | 0 | 0 | 0 | 3.6 | 0 | 3.6
East of Pisgah Study Area | Beatty | 138 |  | Geothermal | 500 | 0 | 500 | 0 | 0 | 0 | 0 | 0 | 0 | 500 | 0 | 500
SCE North of Lugo (NOL) Study Area | Control | 115 | Yes | Geothermal | 53 | 0 | 53 | 40 | 0 | 40 | 13 | 0 | 13 | 0 | 0 | 0
East of Pisgah Study Area | Eldorado | 500 | Yes | Geothermal | 231 | 0 | 231 | 0 | 0 | 0 | 36 | 0 | 36 | 195 | 0 | 195
East of Pisgah Study Area | Eldorado | 230 | Yes | Geothermal | 100 | 0 | 100 | 0 | 0 | 0 | 40 | 0 | 40 | 60 | 0 | 60
PG&E North of Greater Bay Study Area | Fulton | 230 |  | Geothermal | 56 | 0 | 56 | 0 | 0 | 0 | 0 | 0 | 0 | 56 | 0 | 56
PG&E North of Greater Bay Study Area | Geysers | 230 |  | Geothermal | 83 | 0 | 83 | 0 | 0 | 0 | 0 | 0 | 0 | 83 | 0 | 83
SDG&E Study Area | IID System | 230 | Yes | Geothermal | 750 | 0 | 750 | 0 | 0 | 0 | 26 | 0 | 26 | 724 | 0 | 724
SDG&E Study Area | IID System | 161 | Yes | Geothermal | 50 | 0 | 50 | 0 | 0 | 0 | 50 | 0 | 50 | 0 | 0 | 0
PG&E North of Greater Bay Study Area | Summit | 115 | Yes | Geothermal | 40 | 0 | 40 | 0 | 0 | 0 | 40 | 0 | 40 | 0 | 0 | 0
East of Pisgah Study Area | Eldorado | 500 | Yes | OOS Wind, New Tx | 2500 | 0 | 2500 | 0 | 0 | 0 | 0 | 0 | 0 | 2500 | 0 | 2500
SCE Eastern Study Area | Palo Verde | 500 | Yes | OOS Wind, New Tx | 2328 | 0 | 2328 | 0 | 0 | 0 | 0 | 0 | 0 | 2328 | 0 | 2328
PG&E North of Greater Bay Study Area | Humboldt | 115 |  | Offshore Wind | 0 | 161 | 161 | 0 | 0 | 0 | 0 | 0 | 0 | 0 | 161 | 161
PG&E S500 Study Area | Diablo | 500 |  | Offshore Wind | 3100 | 0 | 3100 | 0 | 0 | 0 | 0 | 0 | 0 | 3100 | 0 | 3100
PG&E North of Greater Bay Study Area | Humboldt (Proposed) | 500 |  | Offshore Wind | 0 | 0 | 0 | 0 | 0 | 0 | 0 | 0 | 0 | 0 | 0 | 0
PG&E East Kern Study Area | Morro Bay | 230 |  | LDES | 0 | 0 | 0 | 0 | 0 | 0 | 0 | 0 | 0 | 0 | 0 | 0
SCE Eastern Study Area | Redbluff | 500 |  | LDES | 524 | 0 | 524 | 0 | 0 | 0 | 0 | 0 | 0 | 524 | 0 | 524
SDG&E Study Area | Sycamore | 230 |  | LDES | 500 | 0 | 500 | 0 | 0 | 0 | 0 | 0 | 0 | 500 | 0 | 500
SCE Northern Area | Whirlwind | 230 |  | LDES | 500 | 0 | 500 | 0 | 0 | 0 | 0 | 0 | 0 | 500 | 0 | 500

## CriteriaSummary_bySub
Preliminary Mapping Results Criteria Compliance Summary for In-development and Generic Resources by Substation and Resource Type
This tab summarizes the preliminary mapping of in-development and generic resources' compliance with the busbar mapping criteria. Criteria compliance is presented separately for each resource type mapped to each busbar. Out-of-CAISO resources are mapped at their likely CAISO intertie. More details on those are shown in "OutsideCAISO_Res_Summary" Tab | [7 empty] | Legend for Criteria Flags | General |  | Level-3 Non-compliance | 3 |  | Level-2 Non-compliance | 2 |  | Level-1 Compliance | 1
[10 empty] | Greyed out substation rows indicated locations that have no mapped resources but non-compliance with criteria 4 or 5 |  |  |  |  | Substation | MW Total | Criteria 4
[15 empty] | Sample Sub | - | 2
Analysis was conducted utilizing the most recent Busbar Mapping Methodology: | [8 empty] | Criteria Specific Flags | Criteria 2: | 1* | 2* |  | Reflect the final Tx non-compliace after White Paper upgrades are applied
Link to webpage with TPP Busbar Mapping Methodology Document | [9 empty] | Criteria 4: | 1+ | 2+ | 3+ | Indicate non-compliance when commercial interest exceeds mapped results. 1+: Significantly more low confidence CI, more Cluster 2 CI, or more high-confidence solar EODS; 2+: Signficantly more Cluster 2 CI or more high-confidence CI; 3+: Significantly more FCDS TPD allocated
Note: Distributed Solar and Biomass mapped resources were not included in this busbar criteria analysis | [9 empty] | Criteria 5: | 1* | 2* |  | Adjusted compliance resulting from staff review of impacts of deviation from previous base case
2033 Mapping Amount of In-Development and Generic Resources | [7 empty] | Busbar Mapping Criteria Compliance | [5 empty] | Additional Battery Mapping Criteria |  |  |  |  | Criteria Compliance Comment Summary
Area | Substation | Voltage | Out-of-CAISO | Resource Type | FCDS (MW) | EODS (MW) | Total (MW) | 1. Distance to Trans. of Appropriate Voltage | 2. Transmission Capability Limit | 3a. Available Land Area | 3b. Environmental Impacts | 4. Commercial Interest | 5. Prior Base Case | LCR | DAC | O3 non-attainment zone | PM2.5 non-attainment zone | High curtailment zone | Abbreviations Used: Tx = Transmission, CI= Commercial Interest
SCE Metro Study Area | Alamitos | 230 |  | Li_Battery | 82 | 0 | 82 | Not Applicable | 1 | Not Applicable | Not Applicable | 1 | 1 | 0 | 0 | 1 | 1 | 0
PG&E Fresno Study Area | Alpaugh | 115 |  | Li_Battery | 10 | 0 | 10 | Not Applicable | 2 | Not Applicable | Not Applicable | 1 | 1 | 0 | 1 | 1 | 1 | 0
SCE Northern Area | Antelope | 230 |  | Li_Battery | 196.8 | 0 | 196.8 | Not Applicable | 1 | Not Applicable | Not Applicable | 1 | 2 | 1 | 1 | 1 | 1 | 0.25 | 5) Previously mapped more resources to busbar, but shifted to other busbars to better align with high confidence CI.
PG&E East Kern Study Area | Arco | 230 |  | Li_Battery | 98.64 | 0 | 98.64 | Not Applicable | 3 | Not Applicable | Not Applicable | 1+ | 1 | 0 | 1 | 1 | 1 | 0.25 | 4) Amount mapped is less than Cluster 2 CI
PG&E East Kern Study Area | Avenal | 115 |  | Li_Battery | 9.88 | 0 | 9.88 | Not Applicable | 2 | Not Applicable | Not Applicable | 1 | 1 | 0 | 1 | 1 | 1 | 0
SCE Metro Study Area | Barre | 230 |  | Li_Battery | 20 | 0 | 20 | Not Applicable | 1 | Not Applicable | Not Applicable | 1 | 1 | 1 | 1 | 1 | 1 | 0
PG&E North of Greater Bay Study Area | Bellota | 115 |  | Li_Battery | 160 | 0 | 160 | Not Applicable | 1* | Not Applicable | Not Applicable | 1 | 1 | 0 | 0 | 1 | 1 | 0
SCE North of Lugo (NOL) Study Area | Calcite | 230 |  | Li_Battery | 186 | 0 | 186 | Not Applicable | 1 | Not Applicable | Not Applicable | 1 | 2 | 0 | 0 | 1 | 0 | 0 | 5) Previously mapped more resources to busbar, but shifted to other area busbars to better align with high confidence CI.
SDG&E Study Area | Capistrano | 138 |  | Li_Battery | 250 | 0 | 250 | Not Applicable | 1 | Not Applicable | Not Applicable | 1 | 1 | 1 | 0 | 1 | 1 | 0
East of Pisgah Study Area | Carpenter Canyon (fka Gamebird) | 230 |  | Li_Battery | 50 | 0 | 50 | Not Applicable | 2 | Not Applicable | Not Applicable | 1 | 1 | 0 | 0 | 0 | 0 | 1
PG&E North of Greater Bay Study Area | Cayetano | 230 |  | Li_Battery | 100 | 0 | 100 | Not Applicable | 1* | Not Applicable | Not Applicable | 1 | 1 | 1 | 0 | 1 | 0 | 0
SCE Metro Study Area | Chino | 230 |  | Li_Battery | 30 | 0 | 30 | Not Applicable | 1 | Not Applicable | Not Applicable | 1 | 1 | 1 | 0 | 1 | 1 | 0
PG&E Fresno Study Area | Coburn | 230 |  | Li_Battery | 6 | 0 | 6 | Not Applicable | 2 | Not Applicable | Not Applicable | 1 | 1 | 0 | 0 | 0 | 0 | 0
SCE Eastern Study Area | Colorado River | 500 |  | Li_Battery | 0 | 0 | 0 | Not Applicable | 3 | Not Applicable | Not Applicable | 1 | 1* | 0 | 0 | 0 | 0 | 0.25 | 5) Resources mapped shifted to 230 kV substation to align with high confidence CI
SCE Eastern Study Area | Colorado River | 230 |  | Li_Battery | 686 | 0 | 686 | Not Applicable | 3 | Not Applicable | Not Applicable | 2+ | 1 | 0 | 0 | 0 | 0 | 0.25 | 4) Amount mapped is signficantly less than Cluster 2 CI
SCE North of Lugo (NOL) Study Area | Coolwater | 115 |  | Li_Battery | 104 | 0 | 104 | Not Applicable | 1* | Not Applicable | Not Applicable | 1+ | 1 | 0 | 1 | 1 | 0 | 0 | 4) Amount mapped is less than Cluster 2 CI
PG&E North of Greater Bay Study Area | Cortina | 115 |  | Li_Battery | 150 | 0 | 150 | Not Applicable | 3 | Not Applicable | Not Applicable | 2+ | 1 | 0 | 0 | 0 | 0 | 0 | 4) Amount mapped is signficantly less than Cluster 2 CI
PG&E North of Greater Bay Study Area | Curtis | 115 |  | Li_Battery | 10 | 0 | 10 | Not Applicable | 1* | Not Applicable | Not Applicable | 1 | 1 | 0 | 0 | 1 | 0 | 0
SCE Eastern Study Area | Delaney | 500 |  | Li_Battery | 706.979 | 0 | 706.979 | Not Applicable | 3 | Not Applicable | Not Applicable | 3+ | 1 | 0 | 0 | 1 | 0 | 0.25 | 4) Amount mapped is less than high confidence CI and significantly less than Cluster 2 CI
PG&E North of Greater Bay Study Area | Delevan | 230 |  | Li_Battery | 0 | 0 | 0 | Not Applicable | 1* | Not Applicable | Not Applicable | 2+ | 1 | 0 | 0 | 0 | 0 | 0 | 4) Bus has signficant amount of Cluster 2 CI
East of Pisgah Study Area | Desert View | 230 |  | Li_Battery | 40 | 0 | 40 | Not Applicable | 2 | Not Applicable | Not Applicable | 2 | 1 | 0 | 0 | 1 | 0 | 0.25 | 4) Amount exceeds high confidence CI but not total CI
SCE Eastern Study Area | Devers | 230 |  | Li_Battery | 400 | 0 | 400 | Not Applicable | 3 | Not Applicable | Not Applicable | 2+ | 1* | 1 | 0 | 1 | 0 | 0 | 4) Amount mapped is signficantly less than Cluster 2 CI; 5) Only 2 MW less than previous base case
SDG&E Study Area | ECO | 115 |  | Li_Battery | 97.5 | 0 | 97.5 | Not Applicable | 3 | Not Applicable | Not Applicable | 2+ | 1 | 1 | 0 | 1 | 0 | 0 | 4) Amount mapped is less than high-confidence CI
SCE Eastern Study Area | El Casco | 230 |  | Li_Battery | 165 | 0 | 165 | Not Applicable | 3 | Not Applicable | Not Applicable | 1 | 1 | 0 | 0 | 1 | 1 | 0
East of Pisgah Study Area | Eldorado | 230 |  | Li_Battery | 300 | 0 | 300 | Not Applicable | 1 | Not Applicable | Not Applicable | 3+ | 1* | 0 | 0 | 0 | 0 | 1 | 4) Amount mapped is few hundred MWs less than high confidence CI at substation, 5) Only 8 MW less than previous base case
SDG&E Study Area | Escondido | 230 |  | Li_Battery | 100 | 0 | 100 | Not Applicable | 1* | Not Applicable | Not Applicable | 1+ | 1 | 1 | 0 | 1 | 0 | 0 | 4) Amount mapped is less than Cluster 2 CI
SCE Metro Study Area | Etiwanda | 230 |  | Li_Battery | 200 | 0 | 200 | Not Applicable | 1 | Not Applicable | Not Applicable | 1 | 1 | 1 | 1 | 1 | 1 | 0
PG&E North of Greater Bay Study Area | Fulton | 230 |  | Li_Battery | 0 | 0 | 0 | Not Applicable | 1* | Not Applicable | Not Applicable | 2+ | 1 | 1 | 0 | 1 | 0 | 0 | 4) Bus has high confidence CI
PG&E S500 Study Area | Gates | 500 |  | Li_Battery | 0 | 0 | 0 | Not Applicable | 3 | Not Applicable | Not Applicable | 3+ | 1 | 0 | 0 | 1 | 0 | 0 | 4) Bus has signficant amount of high confidence CI but no resources mapped
PG&E East Kern Study Area | Gates | 230 |  | Li_Battery | 310 | 0 | 310 | Not Applicable | 3 | Not Applicable | Not Applicable | 2+ | 1 | 0 | 0 | 1 | 0 | 0 | 4) Amount mapped is signficantly less than Cluster 2 CI
PG&E North of Greater Bay Study Area | Gold Hill | 115 |  | Li_Battery | 0 | 0 | 0 | Not Applicable | 1* | Not Applicable | Not Applicable | 2+ | 1 | 1 | 0 | 1 | 0 | 0 | 4) Bus has high confidence CI
SCE Northern Area | Goleta | 230 |  | Li_Battery | 50 | 0 | 50 | Not Applicable | 1 | Not Applicable | Not Applicable | 1 | 1 | 0 | 0 | 0 | 0 | 0
SDG&E Study Area | Hassayampa | 500 |  | Li_Battery | 20 | 0 | 20 | Not Applicable | 3 | Not Applicable | Not Applicable | 2+ | 2* | 0 | 0 | 1 | 0 | 0.25 | 4) Amount mapped is signficantly less than Cluster 2 CI; 5) Previously mapped more resources to busbar, but shifted to Hoodoo Wash to better align with high confidence CI.
PG&E Fresno Study Area | Helm | 230 |  | Li_Battery | 0 | 0 | 0 | Not Applicable | 2 | Not Applicable | Not Applicable | 1 | 2* | 0 | 1 | 1 | 1 | 0 | 5) Previously mapped to in prior base case portfolio. Shifted to 2035 only due to limited commercial interest at substations.
PG&E Fresno Study Area | Henrietta | 115 |  | Li_Battery | 22 | 0 | 22 | Not Applicable | 2 | Not Applicable | Not Applicable | 1 | 2 | 1 | 1 | 1 | 1 | 0 | 5) Previously mapped more resources in prior base case, shifted development to 2035.
SCE Metro Study Area | Hinson | 230 |  | Li_Battery | 200 | 0 | 200 | Not Applicable | 1 | Not Applicable | Not Applicable | 1 | 1 | 0 | 1 | 1 | 1 | 0
SDG&E Study Area | Hoodoo Wash | 500 |  | Li_Battery | 485 | 0 | 485 | Not Applicable | 3 | Not Applicable | Not Applicable | 2+ | 1 | 0 | 0 | 0 | 0 | 0 | 4) Amount mapped is slightly less than high confidence CI and significantly less than Cluster 2 CI
PG&E North of Greater Bay Study Area | Humboldt | 115 |  | Li_Battery | 0 | 0 | 0 | Not Applicable | 3 | Not Applicable | Not Applicable | 1 | 3 | 0 | 0 | 0 | 0 | 0 | 4) No CI 5) Previously mapped resources to busbar, but no CI. Shifted to other PGE busbars to better align with high confidence CI.
SDG&E Study Area | IID System | 230 | Yes | Li_Battery | 150 | 0 | 150 | Not Applicable | 3 | Not Applicable | Not Applicable | 1 | 1 | 0 | 1 | 1 | 0 | 0 | 2) Assumed import to CAISO at IID-SCE intertie
SDG&E Study Area | Imperial Valley | 230 |  | Li_Battery | 174 | 0 | 174 | Not Applicable | 3 | Not Applicable | Not Applicable | 2+ | 1 | 1 | 0 | 0 | 0 | 0 | 4) Amount mapped is signficantly less than Cluster 2 CI
East of Pisgah Study Area | Innovation | 230 |  | Li_Battery | 150 | 0 | 150 | Not Applicable | 2 | Not Applicable | Not Applicable | 1 | 1 | 0 | 0 | 0 | 0 | 0.25
SCE Metro Study Area | Johanna | 230 |  | Li_Battery | 80 | 0 | 80 | Not Applicable | 1 | Not Applicable | Not Applicable | 1 | 1 | 1 | 1 | 1 | 1 | 0
SDG&E Study Area | Kearny | 115 |  | Li_Battery | 10 | 0 | 10 | Not Applicable | 1* | Not Applicable | Not Applicable | 1 | 1 | No Data | No Data | No Data | No Data | No Data
PG&E East Kern Study Area | Kettleman | 70 |  | Li_Battery | 10 | 0 | 10 | Not Applicable | 3 | Not Applicable | Not Applicable | 1* | 1 | 0 | 0 | 1 | 0 | 0 | 4) No CI, but resources identfied as 21-22 TPP alternative Tx solution
SCE North of Lugo (NOL) Study Area | Kramer | 230 |  | Li_Battery | 600 | 0 | 600 | Not Applicable | 1* | Not Applicable | Not Applicable | 2+ | 1 | 0 | 0 | 1 | 0 | 0 | 4) Amount mapped is less than Cluster 2 CI
SCE North of Lugo (NOL) Study Area | Kramer | 115 |  | Li_Battery | 75 | 0 | 75 | Not Applicable | 1* | Not Applicable | Not Applicable | 1 | 1 | 0 | 0 | 1 | 0 | 0
SCE Metro Study Area | Laguna Bell | 230 |  | Li_Battery | 300 | 0 | 300 | Not Applicable | 1 | Not Applicable | Not Applicable | 2+ | 2 | 0 | 1 | 1 | 1 | 0 | 4) Amount mapped is less than Cluster 2 CI; 5) Amount Mapped is less than in previous base case, as resource were shifted to better align with in-development and high confidence CI.
PG&E North of Greater Bay Study Area | Lakeville | 230 |  | Li_Battery | 33 | 0 | 33 | Not Applicable | 1* | Not Applicable | Not Applicable | 1 | 1 | 0 | 0 | 1 | 0 | 0
PG&E East Kern Study Area | Lamont | 115 |  | Li_Battery | 95 | 0 | 95 | Not Applicable | 3 | Not Applicable | Not Applicable | 1 | 1 | 0 | 1 | 1 | 1 | 0
SCE Metro Study Area | Lighthipe | 230 |  | Li_Battery | 100 | 0 | 100 | Not Applicable | 1 | Not Applicable | Not Applicable | 1 | 1 | 0 | 1 | 1 | 1 | 0
PG&E Fresno Study Area | Los Banos | 230 |  | Li_Battery | 80 | 0 | 80 | Not Applicable | 3 | Not Applicable | Not Applicable | 1+ | 1 | 0 | 1 | 1 | 1 | 0 | 4) Amount mapped is signficantly less than total CI;
PG&E North of Greater Bay Study Area | Los Esteros | 115 |  | Li_Battery | 200 | 0 | 200 | Not Applicable | 1* | Not Applicable | Not Applicable | 1+ | 1 | 1 | 1 | 1 | 0 | 0 | 4) Amount mapped is signficantly less than total CI;
PG&E North of Greater Bay Study Area | Martin (San Francisco H) | 115 |  | Li_Battery | 179.62 | 0 | 179.62 | Not Applicable | 1* | Not Applicable | Not Applicable | 2+ | 1 | 1 | 0 | 1 | 0 | 0 | 4) Amount mapped is less than high-confidence CI
PG&E North of Greater Bay Study Area | Martinez | 115 |  | Li_Battery | 20 | 0 | 20 | Not Applicable | 1* | Not Applicable | Not Applicable | 1 | 1 | 0 | 1 | 1 | 0 | 0
PG&E East Kern Study Area | Mesa | 115 |  | Li_Battery | 50 | 0 | 50 | Not Applicable | 3 | Not Applicable | Not Applicable | 1* | 1 | 0 | 0 | 0 | 0 | 0 | 4) No CI, but resources mapped as 21-22 TPP alternative Tx solution
PG&E East Kern Study Area | Mesa | 230 |  | Li_Battery | 99.701 | 0 | 99.701 | Not Applicable | 3 | Not Applicable | Not Applicable | 1+ | 1 | 0 | 0 | 0 | 0 | 0 | 4) Amount mapped is less than Cluster 2 CI
PG&E North of Greater Bay Study Area | Metcalf | 230 |  | Li_Battery | 115.38 | 0 | 115.38 | Not Applicable | 1* | Not Applicable | Not Applicable | 3+ | 1 | 0 | 0 | 1 | 0 | 0 | 4) Amount mapped is significantly than high confidence CI
PG&E East Kern Study Area | Midway | 230 |  | Li_Battery | 92 | 0 | 92 | Not Applicable | 3 | Not Applicable | Not Applicable | 1 | 1 | 0 | 0 | 1 | 0 | 0.25
PG&E East Kern Study Area | Midway | 500 |  | Li_Battery | 0 | 0 | 0 | Not Applicable | 2* | Not Applicable | Not Applicable | 3+ | 1 | 0 | 0 | 1 | 0 | 0.25 | 4) Significant amount of high confidence CI but no resources mapped in 2033.
SDG&E Study Area | Miguel | 230 |  | Li_Battery | 10 | 0 | 10 | Not Applicable | 1* | Not Applicable | Not Applicable | 1 | 1 | 0 | 0 | 1 | 0 | 0
SCE Metro Study Area | Mira Loma | 230 |  | Li_Battery | 150 | 0 | 150 | Not Applicable | 1 | Not Applicable | Not Applicable | 2+ | 1 | 0 | 1 | 1 | 1 | 0 | 4) Amount mapped is less than high confidence CI;
SDG&E Study Area | Mission | 230 |  | Li_Battery | 10 | 0 | 10 | Not Applicable | 1* | Not Applicable | Not Applicable | 1 | 1 | 0 | 0 | 1 | 0 | 0
SDG&E Study Area | Mission | 138 |  | Li_Battery | 50 | 0 | 50 | Not Applicable | 1* | Not Applicable | Not Applicable | 1 | 1 | 0 | 0 | 1 | 0 | 0
East of Pisgah Study Area | Mohave | 500 |  | Li_Battery | 700 | 0 | 700 | Not Applicable | 2 | Not Applicable | Not Applicable | 3+ | 1 | 0 | 0 | 0 | 0 | 1 | 4) Amount mapped is signficantly less than high confidence CI
SCE Northern Area | Moorpark | 230 |  | Li_Battery | 385 | 0 | 385 | Not Applicable | 1 | Not Applicable | Not Applicable | 2+ | 2 | 1 | 0 | 1 | 0 | 0 | 4) Amount mapped is less than high confidence CI; 5) Amount mapped is less than in previous base case, as resources were shifted to better align with in-dev resources.
PG&E Fresno Study Area | Moss Landing | 500 |  | Li_Battery | 350 | 0 | 350 | Not Applicable | 1 | Not Applicable | Not Applicable | 3+ | 1 | 1 | 0 | 0 | 0 | 0.25 | 4) Amount mapped is signficantly less than high confidence CI
PG&E Fresno Study Area | Moss Landing | 230 |  | Li_Battery | 10 | 0 | 10 | Not Applicable | 2 | Not Applicable | Not Applicable | 1 | 1 | 1 | 0 | 0 | 0 | 0.25
PG&E East Kern Study Area | Mustang | 230 |  | Li_Battery | 169.8 | 0 | 169.8 | Not Applicable | 3 | Not Applicable | Not Applicable | 1+ | 1 | 1 | 1 | 1 | 1 | 0 | 4) Amount mapped is less than Cluster 2 CI
PG&E East Kern Study Area | Olive | 115 |  | Li_Battery | 20 | 0 | 20 | Not Applicable | 3 | Not Applicable | Not Applicable | 1 | 1 | 0 | 1 | 1 | 1 | 0
SDG&E Study Area | Otay Mesa | 230 |  | Li_Battery | 75 | 0 | 75 | Not Applicable | 1* | Not Applicable | Not Applicable | 1+ | 1 | 0 | 0 | 1 | 0 | 0 | 4) Amount mapped is less than Cluster 2 CI
SCE Metro Study Area | Padua | 230 |  | Li_Battery | 123.68 | 0 | 123.68 | Not Applicable | 1 | Not Applicable | Not Applicable | 1 | 1 | 0 | 0 | 1 | 1 | 0
PG&E Fresno Study Area | Panoche | 230 |  | Li_Battery | 80 | 0 | 80 | Not Applicable | 3 | Not Applicable | Not Applicable | 3 | 2 | 1 | 1 | 1 | 1 | 0 | 4) No CI; 5) Amount mapped is less than in previous case, delayed mapping more resources until 2035 given CI
SCE Northern Area | Pardee | 230 |  | Li_Battery | 95 | 0 | 95 | Not Applicable | 1 | Not Applicable | Not Applicable | 1 | 1 | 0 | 0 | 1 | 1 | 0
SCE Northern Area | Pastoria | 230 |  | Li_Battery | 80 | 0 | 80 | Not Applicable | 1 | Not Applicable | Not Applicable | 1 | 1 | 0 | 0 | 1 | 1 | 0
SCE Eastern Study Area | Redbluff | 500 |  | Li_Battery | 500 | 0 | 500 | Not Applicable | 3 | Not Applicable | Not Applicable | 1+ | 1 | 0 | 0 | 0 | 0 | 0.25 | 4) Amount mapped is signficantly less than total CI;
SCE Eastern Study Area | Redbluff | 230 |  | Li_Battery | 930.0036 | 0 | 930.0036 | Not Applicable | 3 | Not Applicable | Not Applicable | 2+ | 1 | 0 | 0 | 0 | 0 | 0.25 | 4) Amount is slightly less than high confidence CI and signficantly less than total CI
PG&E North of Greater Bay Study Area | Richmond | 115 |  | Li_Battery | 55 | 0 | 55 | Not Applicable | 1* | Not Applicable | Not Applicable | 1 | 1 | No Data | No Data | No Data | No Data | No Data
PG&E North of Greater Bay Study Area | Ripon | 115 |  | Li_Battery | 0 | 0 | 0 | Not Applicable | 1* | Not Applicable | Not Applicable | 2+ | 1 | 1 | 0 | 1 | 1 | 0 | 4) High confidence CI but no resources mapped.
SCE North of Lugo (NOL) Study Area | Roadway | 115 |  | Li_Battery | 149.94 | 0 | 149.94 | Not Applicable | 1* | Not Applicable | Not Applicable | 1 | 2 | 0 | 1 | 1 | 0 | 0 | 5) Previously mapped more resources to busbar, but shifted to other area busbars to better align with high confidence CI.
SDG&E Study Area | San Luis Rey | 230 |  | Li_Battery | 60 | 0 | 60 | Not Applicable | 1* | Not Applicable | Not Applicable | 2+ | 1 | 0 | 0 | 1 | 0 | 0 | 4) Amount is slightly less than high confidence CI
SCE Northern Area | Santa Clara | 230 |  | Li_Battery | 30 | 0 | 30 | Not Applicable | 1 | Not Applicable | Not Applicable | 1 | 1 | 0 | 0 | 1 | 0 | 0
SDG&E Study Area | Silvergate | 230 |  | Li_Battery | 150 | 0 | 150 | Not Applicable | 1* | Not Applicable | Not Applicable | 2+ | 2 | 1 | 1 | 1 | 0 | 0 | 4) Amount mapped is less than high confidence 2 CI; 5) Amount Mapped is less than in previous base case, as resource were shifted to better align with in-development resources
PG&E East Kern Study Area | Sisquoc | 115 |  | Li_Battery | 10 | 0 | 10 | Not Applicable | 3 | Not Applicable | Not Applicable | 1 | 1 | 0 | 0 | 0 | 0 | 0
SDG&E Study Area | Sycamore | 138 |  | Li_Battery | 400 | 0 | 400 | Not Applicable | 1* | Not Applicable | Not Applicable | 1 | 1 | 1 | 0 | 1 | 0 | 0
PG&E East Kern Study Area | Taft | 115 |  | Li_Battery | 3 | 0 | 3 | Not Applicable | 3 | Not Applicable | Not Applicable | 1 | 1 | 0 | 0 | 1 | 1 | 0
SDG&E Study Area | Talega | 230 |  | Li_Battery | 0 | 0 | 0 | Not Applicable | 1 | Not Applicable | Not Applicable | 2+ | 1 | 0 | 0 | 1 | 0 | 0 | 4) High confidence CI but no resources mapped.
PG&E North of Greater Bay Study Area | Tesla | 230 |  | Li_Battery | 400 | 0 | 400 | Not Applicable | 1* | Not Applicable | Not Applicable | 2+ | 1 | 0 | 0 | 1 | 0 | 0 | 4) Amount is slightly less than high confidence CI.
PG&E Fresno Study Area | Tranquility | 230 |  | Li_Battery | 400 | 0 | 400 | Not Applicable | 3 | Not Applicable | Not Applicable | 3+ | 1 | 0 | 1 | 1 | 1 | 0 | 4) Amount is significantly less than high confidence CI
East of Pisgah Study Area | Trout Canyon (fka Crazy Eyes) | 230 |  | Li_Battery | 570 | 0 | 570 | Not Applicable | 2 | Not Applicable | Not Applicable | 2+ | 1 | 0 | 0 | 0 | 0 | 0.25 | 4) Amount mapped is signficantly less than Cluster 2 CI
PG&E North of Greater Bay Study Area | Vaca Dixon | 115 |  | Li_Battery | 135 | 0 | 135 | Not Applicable | 1* | Not Applicable | Not Applicable | 2+ | 1 | 0 | 0 | 1 | 0 | 0 | 4) Amount is less than high confidence CI
SCE Eastern Study Area | Valley | 500 |  | Li_Battery | 690 | 0 | 690 | Not Applicable | 3 | Not Applicable | Not Applicable | 1+ | 1 | 1 | 0 | 0 | 0 | 0 | 4) Amount mapped is signficantly less than total CI;
East of Pisgah Study Area | Valley (VEA) | 138 |  | Li_Battery | 40 | 0 | 40 | Not Applicable | 2 | Not Applicable | Not Applicable | 1 | 1 | 1 | 0 | 0 | 0 | 0
SCE Northern Area | Vestal | 230 |  | Li_Battery | 350 | 0 | 350 | Not Applicable | 1 | Not Applicable | Not Applicable | 1+ | 1 | 1 | 1 | 1 | 1 | 0 | 4) Amount mapped is signficantly less than Cluster 2 CI;
SCE Northern Area | Vincent | 230 |  | Li_Battery | 753.59 | 0 | 753.59 | Not Applicable | 1 | Not Applicable | Not Applicable | 3+ | 2 | 0 | 0 | 1 | 0 | 0.25 | 4) Amount mapped is signficantly less than high confidence CI
SCE Eastern Study Area | Vista | 230 |  | Li_Battery | 200 | 0 | 200 | Not Applicable | 3 | Not Applicable | Not Applicable | 1 | 1 | 0 | 1 | 1 | 1 | 0
SCE Metro Study Area | Walnut | 230 |  | Li_Battery | 200 | 0 | 200 | Not Applicable | 1 | Not Applicable | Not Applicable | 1 | 2 | 1 | 1 | 1 | 1 | 0 | 5) Previously mapped more resources to busbar, but shifted to other SCE area busbars to better align with high confidence CI.
PG&E Fresno Study Area | Westley | 230 |  | Li_Battery | 170 | 0 | 170 | Not Applicable | 2 | Not Applicable | Not Applicable | 1 | 1 | 0 | 1 | 1 | 1 | 0
PG&E East Kern Study Area | Wheeler Ridge | 115 |  | Li_Battery | 90 | 0 | 90 | Not Applicable | 2 | Not Applicable | Not Applicable | 2+ | 1 | 0 | 1 | 1 | 1 | 0.25
SCE Northern Area | Whirlwind | 230 |  | Li_Battery | 858.62 | 0 | 858.62 | Not Applicable | 1 | Not Applicable | Not Applicable | 2+ | 1* | 0 | 0 | 1 | 0 | 0.25 | 5) Previously mapped more resources to busbar, but shifted to other SCE area busbars to better align with high confidence CI.
SCE Northern Area | Windhub | 500 |  | Li_Battery | 0 | 0 | 0 | Not Applicable | 1 | Not Applicable | Not Applicable | 3+ | 1 | 0 | 0 | 1 | 0 | 0.25 | 4) Amount is significantly less than high confidence CI
SCE Northern Area | Windhub | 230 |  | Li_Battery | 788.705 | 0 | 788.705 | Not Applicable | 1 | Not Applicable | Not Applicable | 3+ | 1* | 0 | 0 | 1 | 0 | 0.25 | 4) Amount mapped is significantly less than the high confidence CI, 5) Amount mapped is slightly less (10 MW) than previous base case
PG&E North of Greater Bay Study Area | Woodland | 115 |  | Li_Battery | 12 | 0 | 12 | Not Applicable | 1* | Not Applicable | Not Applicable | 1 | 1 | 1 | 0 | 1 | 0 | 0
PG&E North of Greater Bay Study Area | Birds Landing | 230 |  | Li_Battery | 0 | 0 | 0 | Not Applicable | 1* | Not Applicable | Not Applicable | 1+ | 1 | 1 | 0 | 1 | 0 | 0 | 4) No resources mapped but some Cluster 2 CI
SDG&E Study Area | Encina | 115 |  | Li_Battery | 0 | 0 | 0 | Not Applicable | 1* | Not Applicable | Not Applicable | 1+ | 2* | 0 | 0 | 1 | 0 | 0 | 4) No resources mapped but some Cluster 2 CI; 5) Previously mapped resource to busbar, but shifted resources to better align with high confidence CI in San Diego area.
PG&E North of Greater Bay Study Area | Geysers | 230 |  | Li_Battery | 0 | 0 | 0 | Not Applicable | 1* | Not Applicable | Not Applicable | 2+ | 1 | 0 | 0 | 0 | 0 | 0 | 4) No resources mapped but small amount of high confidence CI
East of Pisgah Study Area | Ivanpah | 230 |  | Li_Battery | 0 | 0 | 0 | Not Applicable | 1 | Not Applicable | Not Applicable | 2+ | 1 | 0 | 1 | 0 | 0 | 0 | 4) No resources mapped but some high confidence CI
PG&E S500 Study Area | Los Banos | 500 |  | Li_Battery | 0 | 0 | 0 | Not Applicable | 1 | Not Applicable | Not Applicable | 1+ | 1 | 0 | 1 | 1 | 1 | 0 | 4) No resources mapped but some Cluster 2 CI and significant amount of total CI
SCE Northern Area | Mandalay | 230 |  | Li_Battery | 0 | 0 | 0 | Not Applicable | 1 | Not Applicable | Not Applicable | 1+ | 1 | 0 | 1 | 1 | 0 | 0 | 4) No resources mapped but some Cluster 2 CI
PG&E East Kern Study Area | Midway | 115 |  | Li_Battery | 0 | 0 | 0 | Not Applicable | 3 | Not Applicable | Not Applicable | 1+ | 2* | 0 | 0 | 1 | 0 | 0.25 | 4) No resources mapped but some Cluster 2 CI; 5) Previously mapped more resources to busbar, but shifted to Midway 230 to better align with high confidence CI.
PG&E East Kern Study Area | Morro Bay | 230 |  | Li_Battery | 0 | 0 | 0 | Not Applicable | 3 | Not Applicable | Not Applicable | 1+ | 1 | 0 | 0 | 0 | 0 | 0.25 | 4) Signficant amount of total CI, but linked with offshore wind projects
PG&E North of Greater Bay Study Area | Round Mountain | 230 |  | Li_Battery | 0 | 0 | 0 | Not Applicable | 1* | Not Applicable | Not Applicable | 1+ | 1 | 0 | 0 | 0 | 0 | 0 | 4) No resources mapped but some Cluster 2 CI
PG&E North of Greater Bay Study Area | Tesla | 500 |  | Li_Battery | 0 | 0 | 0 | Not Applicable | 1* | Not Applicable | Not Applicable | 1+ | 1 | 0 | 0 | 1 | 0 | 0 | 4) No resources mapped but some Cluster 2 CI
PG&E Fresno Study Area | McCall | 230 |  | Li_Battery | 0 | 0 | 0 | Not Applicable | 2 | Not Applicable | Not Applicable | 1 | 3 | 0 | 1 | 1 | 1 | 0 | 5) Previously mapped resource to busbar, but no high confidence CI. Shifted resources to better align with high confidence CI.
PG&E North of Greater Bay Study Area | Mendocino | 115 |  | Li_Battery | 0 | 0 | 0 | Not Applicable | 3 | Not Applicable | Not Applicable | 1 | 3 | No Data | No Data | No Data | No Data | No Data | 5) Previously mapped resource to busbar, but no CI. Shifted resources to better align with high confidence CI.
PG&E Fresno Study Area | Alpaugh | 115 |  | Solar | 20 | 25 | 45 | 1 | 2 | 1 | 1 | 2 | 1 | 0 | 1 | 1 | 1 | 0 | 4) Amount exceeds high confidence CI but not total CI
SCE Northern Area | Antelope | 230 |  | Solar | 770 | 402 | 1172 | 1 | 1 | 1 | 1 | 2 | 1 | 1 | 1 | 1 | 1 | 0.25 | 4) Amount exceeds high confidence CI but not total CI
PG&E East Kern Study Area | Arco | 230 |  | Solar | 130 | 281 | 411 | 1 | 3 | 1 | 1 | 1+ | 1 | 0 | 1 | 1 | 1 | 0.25 | 4) Amount mapped is less than Cluster 2 CI.
PG&E North of Greater Bay Study Area | Bellota | 230 |  | Solar | 100 | 0 | 100 | 1 | 1* | 1 | 1 | 2 | 1 | 0 | 0 | 1 | 1 | 0 | 4) Amount exceeds high confidence CI but not total CI
PG&E North of Greater Bay Study Area | Bellota | 115 |  | Solar | 0 | 250 | 250 | 1 | 1 | 1 | 1 | 2 | 1 | 0 | 0 | 1 | 1 | 0 | 4) Amount exceeds high confidence CI but not total CI
SCE North of Lugo (NOL) Study Area | Calcite | 230 |  | Solar | 200 | 200 | 400 | 1 | 1 | 1 | 1 | 1 | 1 | 0 | 0 | 1 | 0 | 0
PG&E East Kern Study Area | Caliente | 230 |  | Solar | 100 | 0 | 100 | 1 | 3 | 1 | 1 | 1 | 1 | 0 | 0 | 1 | 0 | 0
East of Pisgah Study Area | Carpenter Canyon (fka Gamebird) | 230 |  | Solar | 250 | 110 | 360 | 1 | 2 | 1 | Not Available | 2 | 1 | 0 | 0 | 0 | 0 | 1 | 4) Amount exceeds high confidence CI but not total CI
PG&E North of Greater Bay Study Area | Cayetano | 230 |  | Solar | 0 | 100 | 100 | 1 | 1 | 1 | 2 | 1 | 1 | 1 | 0 | 1 | 0 | 0 | 3b) high values in Biodiversity and Irreplaceability and very high value in Rarity
SCE Eastern Study Area | Colorado River | 500 |  | Solar | 334.6965 | 165.3035 | 500 | 2 | 3 | 1 | 1 | 2 | 2 | 0 | 0 | 0 | 0 | 0.25 | 1) To reduce land use/env impact, resource potential beyond 10 miles from substation was considered; 4) Amount mapped exceeds high confidence CI but not total CI; 5) Reduction in mapped solar resources to align with updated CI substation information
SCE Eastern Study Area | Colorado River | 230 |  | Solar | 569.06 | 1194.84 | 1763.9 | 2 | 3 | 1 | 1 | 2+ | 1 | 0 | 0 | 0 | 0 | 0.25 | 1) To reduce land use/env impact, resource potential beyond 10 miles from substation was considered; 4) More high confidence EODS CI than mapped
SCE North of Lugo (NOL) Study Area | Coolwater | 115 |  | Solar | 150 | 199.96 | 349.96 | 1 | 1* | 1 | 2 | 1 | 1 | 0 | 1 | 1 | 0 | 0 | 3b) high values in Biodiversity and Native Species Richness;
PG&E North of Greater Bay Study Area | Cortina | 115 |  | Solar | 0 | 230 | 230 | 1 | 2 | 1 | 1 | 1 | 1 | 0 | 0 | 0 | 0 | 0
SCE Eastern Study Area | Delaney | 500 |  | Solar | 1000 | 1200 | 2200 | 1* | 3 | 1 | Not Available | 2+ | 1 | 0 | 0 | 1 | 0 | 0.25 | 1)High potential costs of interconnecting to 500 kV, but MW amount is significant; 4) Amount of EODS solar mapped is significantlyless than high confidence EODS solar;
PG&E North of Greater Bay Study Area | Delevan | 230 |  | Solar | 0 | 0 | 0 | 1 | 1* | 1 | 1 | 2+ | 1 | 0 | 0 | 0 | 0 | 0 | 4) Amount of EODS solar mapped is less than high confidence EODS solar.
East of Pisgah Study Area | Desert View | 230 |  | Solar | 100 | 50 | 150 | 1 | 2 | 1 | Not Available | 2 | 1 | 0 | 0 | 1 | 0 | 0.25 | 4) Amount mapped exceeds high confidence CI but not total CI
SCE Eastern Study Area | Devers | 230 |  | Solar | 150 | 225 | 375 | 1 | 3 | 1 | 2 | 1+ | 1 | 1 | 0 | 1 | 0 | 0 | 3b) high values in Biodiversity and Rarity
SDG&E Study Area | ECO | 115 |  | Solar | 0 | 110 | 110 | 1 | 1 | 2 | 1 | 2+ | 1 | 1 | 0 | 1 | 0 | 0 | 3a) Estimated build acreage utilizes nearly all the low potential impact land;
East of Pisgah Study Area | Eldorado | 230 |  | Solar | 0 | 300 | 300 | 2 | 1 | 1 | Not Available | 1 | 1 | 0 | 0 | 0 | 0 | 1 | 1) To reduce land use/env impact, resource potential beyond 10 miles from substation was considered
PG&E East Kern Study Area | Gates | 230 |  | Solar | 1050 | 376 | 1426 | 1 | 3 | 1 | 1 | 2+ | 1 | 0 | 0 | 1 | 0 | 0 | 4) Mapped amount signficantly less than high confidence EODS solar CI;
SDG&E Study Area | Hassayampa | 500 |  | Solar | 300 | 71 | 371 | 1* | 3 | 1 | Not Available | 2+ | 3 | 0 | 0 | 1 | 0 | 0.25 | 1) High potential costs of interconnecting to 500 kV, but MW amount is significant; 4) Mapped amount less than high confidence EODS solar CI; 5) Significantly less EODS solar, shifted to Hoodoo Wash bus to align with shift of storage due to high confidence CI
PG&E Fresno Study Area | Helm | 230 |  | Solar | 0 | 0 | 0 | 1 | 2 | 1 | 1 | 1 | 3 | 0 | 1 | 1 | 1 | 0 | 5) No resources mapped in 2033 even though prior base case had resources mapped, delayed to 2035 given limited CI at substation.
PG&E Fresno Study Area | Henrietta | 115 |  | Solar | 0 | 60 | 60 | 1 | 1 | 1 | 1 | 1 | 2 | 1 | 1 | 1 | 1 | 0 | 5) Amount mapped is less than previously mapped in prior base case, shifted to 2035 due to limited CI at substation
SDG&E Study Area | Hoodoo Wash | 500 |  | Solar | 250 | 636 | 886 | 1* | 3 | 1 | Not Available | 2+ | 1 | 0 | 0 | 0 | 0 | 0 | 1) High potential costs of interconnecting to 500 kV, but MW amount is significant; 4) Mapped amount signficantly less than high confidence EODS solar CI and significantly less than Cluster 2 CI
SDG&E Study Area | IID System | 230 | Yes | Solar | 0 | 100 | 100 | Not Available | 1 | Not Available | Not Available | 1 | 1 | 0 | 1 | 1 | 0 | 0 | 2) Assumed import to CAISO at IID-SCE intertie
SDG&E Study Area | Imperial Valley | 230 |  | Solar | 100 | 363 | 463 | 1 | 3 | 1 | 1 | 2+ | 1 | 1 | 0 | 0 | 0 | 0 | 4) Mapped amount is significantly less than high confidence EODS solar CI
East of Pisgah Study Area | Innovation | 230 |  | Solar | 237 | 65 | 302 | 1 | 2 | 1 | Not Available | 1 | 2 | 0 | 0 | 0 | 0 | 0.25 | 5) Slight reduction in mapped solar resources to better align with CI
SCE North of Lugo (NOL) Study Area | Kramer | 230 |  | Solar | 615 | 449.9957 | 1064.9957 | 2 | 1* | 1 | 2 | 1 | 1 | 0 | 0 | 1 | 0 | 0 | 1) To reduce land use/env impact, resource potential beyond 10 miles from substation was considered; 3b) high values in Biodiversity and Rarity; 4) Amount of EODS mapped exceeds high confidence CI but not total CI
SCE North of Lugo (NOL) Study Area | Kramer | 115 |  | Solar | 95 | 0 | 95 | 1 | 1* | 1 | 2 | 1 | 1 | 0 | 0 | 1 | 0 | 0 | 3b) high values in Biodiversity and Rarity;
PG&E East Kern Study Area | Lamont | 115 |  | Solar | 50 | 100 | 150 | 1 | 3 | 1 | 1 | 1 | 1 | 0 | 1 | 1 | 1 | 0
East of Pisgah Study Area | Lathrop | 138 |  | Solar | 136 | 0 | 136 | 1 | 2 | 1 | Not Available | 2 | 1 | 0 | 0 | 0 | 0 | 0 | 4) Amount mapped exceeds high confidence CI but not total CI
PG&E Fresno Study Area | Le Grand | 115 |  | Solar | 60 | 59.11 | 119.11 | 1 | 2 | 1 | 1 | 2 | 1 | 0 | 1 | 1 | 1 | 0 | 4) Amount mapped exceeds high confidence CI but not total CI
PG&E Fresno Study Area | Los Banos | 230 |  | Solar | 300 | 200 | 500 | 1 | 3 | 1 | 1 | 1 | 1 | 0 | 1 | 1 | 1 | 0
PG&E East Kern Study Area | Midway | 230 |  | Solar | 50 | 200.0044 | 250.0044 | 1 | 3 | 1 | 2 | 1+ | 1 | 0 | 0 | 1 | 0 | 0.25 | 3b) high values in Biodiversity and Rare Species Richness; 4) Amount mapped is slightly less than high confidence EODS solar CI
PG&E East Kern Study Area | Midway | 500 |  | Solar | 0 | 0 | 0 | 2 | 2* | 1 | 2 | 2+ | 1 | 0 | 0 | 1 | 0 | 0.25 | 1) High potential costs of interconnecting to 500 kV, but MW amount is significant; 3b) high values in Biodiversity and Rare Species Richness; 4) No resources mapped but signficant amount of high confidence CI for EODS solar
PG&E East Kern Study Area | Midway | 115 |  | Solar | 200 | 0 | 200 | 1 | 3 | 1 | 2 | 1+ | 1 | 0 | 0 | 1 | 0 | 0.25 | 3b) high values in Biodiversity and Rare Species Richness; 4) Significant amount of Cluster 2 EODS CI;
East of Pisgah Study Area | Mohave | 500 |  | Solar | 520 | 700 | 1220 | 1* | 2 | 1 | Not Available | 2+ | 1 | 0 | 0 | 0 | 0 | 1 | 1)High potential costs of interconnecting to 500 kV, but MW amount is significant; 4) Mapped amount is 300 MW lower than total high confidence EODS solar CI
SCE Northern Area | Moorpark | 230 |  | Solar | 0 | 400 | 400 | 1 | 1 | 1 | 1 | 1+ | 2 | 1 | 0 | 1 | 0 | 0 | 4) Slightly more high confidence CI; 5) Slight reduction in resources mapped compared with prior base case portfolio.
PG&E East Kern Study Area | Mustang | 230 |  | Solar | 100 | 200 | 300 | 1 | 3 | 1 | 1 | 1 | 1 | 1 | 1 | 1 | 1 | 0
PG&E East Kern Study Area | Olive | 115 |  | Solar | 40 | 0 | 40 | 1 | 3 | 1 | 1 | 1 | 1 | 0 | 1 | 1 | 1 | 0
PG&E Fresno Study Area | Panoche | 230 |  | Solar | 50 | 150 | 200 | 1 | 3 | 1 | 1 | 3 | 1 | 1 | 1 | 1 | 1 | 0 | 4) No CI
SCE Northern Area | Pastoria | 230 |  | Solar | 40 | 66.875 | 106.875 | 1 | 1 | 1 | 1 | 1 | 1 | 0 | 0 | 1 | 1 | 0
SCE North of Lugo (NOL) Study Area | Pisgah | 230 |  | Solar | 100 | 0 | 100 | 2 | 1 | 1 | 1 | 2 | 1 | 0 | 1 | 1 | 0 | 0 | 1) To reduce land use/env impacts, areas further than 10 miles from substation were considered; 4) Amount mapped exceeds high confidence CI but not total CI
SCE Northern Area | Rector | 230 |  | Solar | 100 | 100 | 200 | 1 | 1 | 1 | 1 | 2 | 1 | 1 | 0 | 1 | 1 | 0 | 4) Amount mapped exceeds high confidence CI but not total CI
SCE Eastern Study Area | Redbluff | 500 |  | Solar | 0 | 900 | 900 | 1* | 1 | 1 | 1 | 1 | 1 | 0 | 0 | 0 | 0 | 0.25
SCE Eastern Study Area | Redbluff | 230 |  | Solar | 118 | 954 | 1072 | 1 | 3 | 1 | 1 | 2 | 1 | 0 | 0 | 0 | 0 | 0.25 | 4) Amount mapped exceeds high confidence CI but not total CI
PG&E East Kern Study Area | Rio Bravo | 115 |  | Solar | 0 | 0 | 0 | 1 | 3 | 1 | 1 | 1+ | 1 | 0 | 1 | 1 | 1 | 0 | 4) Amount mapped is slightly less than high confidence EODS solar CI
SCE North of Lugo (NOL) Study Area | Roadway | 115 |  | Solar | 50 | 150 | 200 | 1 | 1* | 1 | 2 | 1 | 2 | 0 | 1 | 1 | 0 | 0 | 3b) Very high values in Biodiversity and Native Species Richness; 5) Shifted EODS solar previously mapped to FCDS and slightly reduce over mapped solar to align with high confidence CI.
PG&E East Kern Study Area | Solar SS | 230 |  | Solar | 130 | 0 | 130 | 1 | 2 | 1 | 1 | 2 | 1 | 0 | 0 | 1 | 0 | 0 | 4) Amount mapped exceeds high confidence CI but not total CI
SCE Northern Area | Springville | 230 |  | Solar | 200 | 0 | 200 | 1 | 1 | 1 | 1 | 2 | 1 | 0 | 1 | 1 | 1 | 0 | 4) Amount mapped exceeds high confidence CI but not total CI
PG&E North of Greater Bay Study Area | Tesla | 500 |  | Solar | 400 | 10 | 410 | 1* | 1* | 1 | 1 | 1 | 1 | 0 | 0 | 1 | 0 | 0 | 1) Interconnection to 500 kV substation; however MW amount is significant;
PG&E Fresno Study Area | Tranquility | 230 |  | Solar | 400 | 500 | 900 | 1 | 3 | 1 | 1 | 1+ | 1 | 0 | 1 | 1 | 1 | 0 | 4) Amount mapped is less than high confidence EODS solar CI
East of Pisgah Study Area | Trout Canyon (fka Crazy Eyes) | 230 |  | Solar | 650 | 806 | 1456 | 2 | 2 | 1 | Not Available | 1+ | 1 | 0 | 0 | 0 | 0 | 0.25 | 1) To reduce land use/env impacts, areas further than 10 miles from substation were considered; 4) Mapped amount aligns with higher confidence CI but signficantly less than total CI
PG&E North of Greater Bay Study Area | Vaca Dixon | 115 |  | Solar | 5 | 20 | 25 | 1 | 1* | 1 | 1 | 1 | 1 | 0 | 0 | 1 | 0 | 0
East of Pisgah Study Area | Valley (VEA) | 138 |  | Solar | 50 | 0 | 50 | 1 | 2 | 1 | Not Available | 1 | 1 | 1 | 0 | 0 | 0 | 0
SCE Northern Area | Vestal | 230 |  | Solar | 238.17 | 511.13 | 749.3 | 1 | 1 | 1 | 1 | 1 | 1 | 1 | 1 | 1 | 1 | 0
SCE Northern Area | Vincent | 230 |  | Solar | 0 | 951 | 951 | 1 | 1 | 1 | 1 | 1+ | 2 | 0 | 0 | 1 | 0 | 0.25 | 4) Amount mapped is slightly less than high confidence EODS solar CI
PG&E Fresno Study Area | Westley | 230 |  | Solar | 227 | 23 | 250 | 1 | 2 | 1 | 1 | 1 | 1 | 0 | 1 | 1 | 1 | 0
PG&E East Kern Study Area | Wheeler Ridge | 115 |  | Solar | 100 | 75.321 | 175.321 | 1 | 2 | 1 | 1 | 1 | 1 | 0 | 1 | 1 | 1 | 0.25
PG&E East Kern Study Area | Wheeler Ridge | 230 |  | Solar | 210 | 0 | 210 | 1 | 3 | 1 | 1 | 1 | 1 | 0 | 1 | 1 | 1 | 0.25 | 4) Amount mapped exceeds high confidence CI but not total CI
SCE Northern Area | Whirlwind | 230 |  | Solar | 746.4 | 578.995 | 1325.395 | 1 | 1 | 1 | 2 | 1.75 | 1 | 0 | 0 | 1 | 0 | 0.25 | 3b) high values in Biodiversity and Important Bird Areas and very high value in Native Species Richness; 4) Amount mapped exceeds high confidence CI but not total CI
SCE Northern Area | Windhub | 500 |  | Solar | 780 | 0 | 780 | 1* | 1 | 1 | 1 | 1 | 1 | 0 | 0 | 1 | 0 | 0.25 | 1) Interconnection to 500 kV substation; however MW amount is significant; 4) Mapped amount aligns with higher confidence CI but signficantly less than total CI
SCE Northern Area | Windhub | 230 |  | Solar | 553 | 863.3 | 1416.3 | 1 | 1 | 1 | 1 | 2+ | 1 | 0 | 0 | 1 | 0 | 0.25
PG&E North of Greater Bay Study Area | Woodland | 115 |  | Solar | 0 | 12 | 12 | 1 | 1 | 1 | 1 | 1 | 1 | 1 | 0 | 1 | 0 | 0
PG&E Fresno Study Area | McCall | 230 |  | Solar | 0 | 0 | 0 | 1 | 2 | 1 | 1 | 1 | 3 | 0 | 1 | 1 | 1 | 0 | 5) No solar resources mapped due to no CI
SCE North of Lugo (NOL) Study Area | Victor | 230 |  | Solar | 0 | 0 | 0 | 1 | 1 | 1 | 2 | 1 | 3 | [5 empty] | 3b) High value in Biodiversity and very high value in Native Species Richness; 5) Shifted previously mapped solar to other busbar to better align with CI, no high confidence CI at busbar.
SCE Northern Area | Antelope | 230 |  | In-State Wind | 3 | 0 | 3 | 2 | 1 | 1 | 3 | 1 | 1 | 1 | 1 | 1 | 1 | 0.25 | 1) Resource potential is >10 mi from substation; 3b) Very high value in Native Species and Important Bird Areas
PG&E North of Greater Bay Study Area | Birds Landing | 230 |  | In-State Wind | 90 | 45 | 135 | 2 | 1* | 1 | 1 | 1+ | 1 | 1 | 0 | 1 | 0 | 0 | 1) Resource potential is some distance (15 mi) from substation, 4)
PG&E Fresno Study Area | Cabrillo | 115 |  | In-State Wind | 99 | 0 | 99 | 1 | 2 | 1 | 2 | 1 | 1 | 0 | 0 | 0 | 0 | 0 | 3b) very high value in Wildfire Threat
PG&E East Kern Study Area | Caliente | 230 |  | In-State Wind | 180 | 0 | 180 | 3 | 3 | 2 | 1 | 1 | 1 | 0 | 0 | 1 | 0 | 0 | 1) Resource potential areas >20 mi from substation; 3a) MW amount mappedutilzes greater than 50% of low potential impact land
PG&E North of Greater Bay Study Area | Delta Switching Yard | 230 |  | In-State Wind | 80 | 0 | 80 | 1 | 1* | 1 | 1 | 1 | 1 | 0 | 0 | 1 | 0 | 0
SCE Eastern Study Area | Devers | 230 |  | In-State Wind | 1.3 | 20 | 21.3 | 2 | 3 | 1 | 1 | 2+ | 1 | 1 | 0 | 1 | 0 | 0 | 1) Resource potential areas some distance (up to 20 mi) from substation; 4) Mapped amount lower than high confidence EODS CI
SDG&E Study Area | ECO | 230 |  | In-State Wind | 0 | 360 | 360 | 2 | 1 | Not Available | Not Available | 2+ | 2 | 1 | 0 | 1 | 0 | 0 | 1) Resource potential in Baja Mexico some distance from substation; 3a&b) Mapped to resources in Mexico so data not available; 4) Mapped amount significantly lower than amount of EODS high confidence CI; 5)Significantly less FCDS resources mapped, shifted to EODS for Tx constraints and to ECO 115 kV to align with CI.
SDG&E Study Area | ECO | 115 |  | In-State Wind | 135 | 0 | 135 | 1 | 3 | 2 | 1 | 1+ | 1 | 1 | 0 | 1 | 0 | 0 | 3a) Estimated build acreage utilizes nearly all the low potential impact land; 4) Mapped amount lower than amount of high confidence EODS CI
PG&E North of Greater Bay Study Area | Glenn | 230 |  | In-State Wind | 30 | 98 | 128 | 1 | 1* | 1 | 1 | 3 | 2 | 0 | 0 | 0 | 0 | 0 | 4) No CI; 5) Slight reduction wind resources to align with in-dev resources and CI in other areas and reduce Tx utilization
East of Pisgah Study Area | Innovation | 230 |  | In-State Wind | 93 | 0 | 93 | 2 | 2 | 1 | Not Available | 3 | 2 | 0 | 0 | 0 | 0 | 0.25 | 1) Resource potential is some distance (15 mi) from substation, to limit land-use/env impacts; 4) No CI; 5) Small reduction in wind resource to align with in-dev resources and CI in other areas
PG&E North of Greater Bay Study Area | Kelso | 230 |  | In-State Wind | 46.8 | 5 | 51.8 | 1 | 1* | 1 | 1 | 1 | 1 | 0 | 0 | 1 | 0 | 0
PG&E Fresno Study Area | Los Banos | 230 |  | In-State Wind | 150 | 0 | 150 | 1 | 3 | 1 | 1 | 1 | 2 | 0 | 1 | 1 | 1 | 0 | 5) Small reduction in wind resources mapped to better align with CI
PG&E North of Greater Bay Study Area | Round Mountain | 230 |  | In-State Wind | 200 | 10.5 | 210.5 | 1 | 1* | 2 | 3 | 1 | 2 | 0 | 0 | 0 | 0 | 0 | 3a) Estimated size of build exceeds the amount of Low Implication acres wind resource potential; 3b) high value in Intactness and very high values in Native Species Richness and Wildfire Threat; 5) Small reduction in EODS wind resource to align with in-dev resources and CI in other areas
East of Pisgah Study Area | Sloan Canyon (fka Bob) | 230 |  | In-State Wind | 310 | 0 | 310 | 2 | 2 | 2 | Not Available | 1 | 1 | No Data | No Data | No Data | No Data | No Data | 3a) acreage required for amount exceeds the amount of low potential impact land.
PG&E East Kern Study Area | Templeton | 230 |  | In-State Wind | 74.8 | 0 | 74.8 | 2 | 3 | 1 | 2 | 3 | 3 | 0 | 0 | 0 | 0 | 0 | 1) Portion of resource potential is some distance (>15 mi) from substation; 2) Multiple exceedances remain even after upgrades in actual and default limit Tx constraints; 3b) High values in Biodiversity and Rare Species Richness and very high value in Wildfire Risk; 4) No CI; 5) Significant reduction in wind resource to align with in-dev resources and CI in other areas.
PG&E North of Greater Bay Study Area | Tesla | 230 |  | In-State Wind | 80 | 5 | 85 | 1 | 1* | 1 | 1 | 1 | 3 | 0 | 0 | 1 | 0 | 0 | 5) Significantly less wind resources mapped, shifted to 500 kV to align with CI;
PG&E North of Greater Bay Study Area | Tesla | 500 |  | In-State Wind | 330 | 20 | 350 | 1* | 1* | 1 | 1 | 2+ | 1 | 0 | 0 | 1 | 0 | 0 | 1) Interconnection to 500 kV substation; however MW amount is significant; 4) Mapped amount lower than amount of high confidence EODS CI
SCE Northern Area | Whirlwind | 230 |  | In-State Wind | 100.9 | 0 | 100.9 | 1 | 1 | 1 | 2 | 1 | 1 | 0 | 0 | 1 | 0 | 0.25 | 3b) very high value in Important Bird Area.
SCE Northern Area | Windhub | 230 |  | In-State Wind | 23 | 0 | 23 | 2 | 1 | 1 | 1 | 1 | 2 | 0 | 0 | 1 | 0 | 0.25 | 1) Resource potential is some distance (up to 20 mi) from substation; 5) Slight reduction in wind resource to align with in-dev resources and CI in other areas
SCE North of Lugo (NOL) Study Area | Coolwater | 115 |  | In-State Wind | 0 | 0 | 0 | 1 | 1* | 2 | 2 | 1+ | 1 | 0 | 1 | 1 | 0 | 0 | 3a) Almost no low potential impact wind resource potential land; 3b) high values in Intactness, Connectivity, and Importan Bird Areas; 4) No resources mapped but Cluster 2 CI
SDG&E Study Area | ECO | 500 |  | In-State Wind | 0 | 0 | 0 | 2 | 3 | Not Available | Not Available | 2+ | 1 | 1 | 0 | 1 | 0 | 0 | 1) Resource potential in Baja Mexico some distance from substation; 3a&b) Mapped to resources in Mexico so data not available; 4) Significant amount of high confidence CI, howerver it is all EODS.
SDG&E Study Area | Ocotillo | 500 |  | In-State Wind | 0 | 0 | 0 | 2 | 3 | 2 | 1 | 2+ | 1 | 0 | 0 | 1 | 0 | 0 | 4) Significant amount of high confidence EODS CI
PG&E North of Greater Bay Study Area | Thermalito | 230 |  | In-State Wind | 0 | 0 | 0 | 1 | 1* | 1 | 1 | 1 | 3 | 0 | 1 | 1 | 0 | 0 | 5) No wind resources mapped, lack of CI, shifted to other busbars
PG&E East Kern Study Area | Cholame | 70 |  | In-State Wind | 0 | 0 | 0 | 2 | 3 | 1 | 1 | 1 | 3 | 0 | 0 | 0 | 0 | 0.25 | 5) No wind resources mapped, lack of CI and 22-23 TPP preliminary results identified potential issues with low voltage interconnection, shifted to other busbars
PG&E North of Greater Bay Study Area | Delevan | 230 |  | In-State Wind | 0 | 0 | 0 | 1 | 1* | 1 | 1 | 1 | 3 | 0 | 0 | 0 | 0 | 0 | 5) No wind resources mapped, lack of CI, shifted to other busbars
East of Pisgah Study Area | Beatty | 138 |  | Geothermal | 500 | 0 | 500 | 3 | 2 | Not Available | Not Available | 2 | 1 | 0 | 0 | 0 | 0 | 0 | 1) Resource is significant distance (>40 mi) from substation and requires gen-tie development; 2) exceeds default Tx limit but Tx upgrade likely needed and cost-effective; 4) Amount exceeds high confidence CI and total CI of interest in CAISO queue, however additional NVEP queue resources could utilize development
SCE North of Lugo (NOL) Study Area | Control | 115 | Yes | Geothermal | 13 | 0 | 13 | Not Available | 1* | Not Available | Not Available | 1 | 1 | 0 | 0 | 0 | 0 | 0 | In-dev resources seeking import at SilverPeak 55 kV intertie
East of Pisgah Study Area | Eldorado | 500 | Yes | Geothermal | 231 | 0 | 231 | Not Available | 2 | Not Available | Not Available | 2 | 1 | 0 | 0 | 0 | 0 | 1 | Includes imports mapped to Gondor/IPP interties; 2) Defulat Tx limit exceeded; 4) Amount exceeds high confidence CI but not total CI
East of Pisgah Study Area | Eldorado | 230 | Yes | Geothermal | 100 | 0 | 100 | Not Available | 1 | Not Available | Not Available | 2 | 1 | 0 | 0 | 0 | 0 | 1
PG&E North of Greater Bay Study Area | Fulton | 230 |  | Geothermal | 56 | 0 | 56 | 2 | 1* | 1 | 2 | 2 | 1 | 1 | 0 | 1 | 0 | 0 | 1) Aligns with CI, but some distance (>20 mi) from geothermal area; 2) Tx exceedances alleviated by identified upgrade; 3b) high value in Native Species Richness and very high value in Wildfire threat (assumed geysers geothermal area); 4) Amount exceeds high confidence CI but not total CI
PG&E North of Greater Bay Study Area | Geysers | 230 |  | Geothermal | 83 | 0 | 83 | 1 | 1* | 1 | 2 | 2 | 1 | 0 | 0 | 0 | 0 | 0 | 2) Tx exceedances alleviated by identified upgrade; 3b) high value in Native Species Richness and very high value in Wildfire threat (assumed geysers geothermal area); 4) No higher confidence CI and amount slightly exceeds total CI; 5) shifted some MW to Fulton to align with interconnections identfied in CI.
SDG&E Study Area | IID System | 230 | Yes | Geothermal | 750 | 0 | 750 | 1 | 3 | 1 | 2 | 2 | 1 | 0 | 1 | 1 | 0 | 0 | 2) Assumed CAISO import at IID-SCE intertie and one actual Tx limit exceedance not fully alleviated by identified upgrade capacity; 3a&b) Assumed Bannister substation for analysis 3b) very high value for Important Bird Area screen; 4) Significant amount of CI, but amount exceeds high confidence CI however not total CI
SDG&E Study Area | IID System | 161 | Yes | Geothermal | 50 | 0 | 50 | 1 | 3 | 1 | 2 | 1 | 1 | 0 | 1 | 1 | 1 | 0 | 2) Assumed CAISO import at IID-SDGE intertie and actual limit exceed but CPUC staff recommend not triggering identfied upgrade as 22-23 TPP preliminary results idicated alternatives upgrades would alleviate exceedance; 3a&b) Assumed Bannister substation for analysis 3b) very high value for Important Bird Area screen; 4) Amount exceeds high confidence CI and total CI by a small amount
PG&E North of Greater Bay Study Area | Summit | 115 | Yes | Geothermal | 40 | 0 | 40 | Not Available | 1* | Not Available | Not Available | 1 | 1 | 0 | 0 | 0 | 0 | 0
East of Pisgah Study Area | Eldorado | 500 | Yes | OOS Wind, New Tx | 2500 | 0 | 2500 | Not Availabe | 2 | Not Availabe | Not Availabe | 1 | 1 | [5 empty] | Represents 1,000 MW of Idaho Wind and 2,500 MW of Wyoming Wind
SCE Eastern Study Area | Palo Verde | 500 | Yes | OOS Wind, New Tx | 2328 | 0 | 2328 | Not Availabe | 3 | Not Availabe | Not Availabe | 1 | 1 | [5 empty] | 2) One actual Tx limit exceedance not fully alleviated by idenftified upgrade capacity;
PG&E S500 Study Area | Diablo | 500 |  | Offshore Wind | 3100 | 0 | 3100 | Not Availabe | 1 | Not Availabe | Not Availabe | 2 | 1 | [5 empty] | Morro Bay offshore wind. CAISO should consider both Diablo and proposed Morro Bay 500 kV substation as interconnection options 4) Amount mapped exceeds high confidence CI but significant amount of total CI
PG&E S500 Study Area | Morro Bay (Proposed) | 500 |  | Offshore Wind | 0 | 0 | 0 | Not Availabe | 1 | Not Availabe | Not Availabe | 2+ | 1* | [5 empty] | 4) Significant amount of CI; 5) Morro Bay wind previously mapped shifted to Diablo, but CPUC is again asking CAISO to study it at both interconnections
PG&E North of Greater Bay Study Area | Humboldt (Proposed) | 500 |  | Offshore Wind | 1487 | 0 | 1487 | Not Availabe | 1 | Not Availabe | Not Availabe | 2 | 1 | [5 empty] | 2) Tx exceedances alleviated by identified upgrade; 4) No high confidence CI, but BOEM leasing results indicate some CI
PG&E North of Greater Bay Study Area | Humboldt | 115 |  | Offshore Wind | 0 | 120 | 120 | Not Availabe | 2 | Not Availabe | Not Availabe | 1 | 1 | [5 empty] | 2) Exceedance in defualt Tx limit for Humboldt area constraint
PG&E East Kern Study Area | Morro Bay | 230 |  | LDES | 0 | 0 | 0 | Not Applicable | 3 | Not Applicable | Not Applicable | 1+ | 1 | [5 empty] | 4) No resources mapped but 500 MW of Cluster 2 CI
SCE Eastern Study Area | Redbluff | 500 |  | LDES | 524 | 0 | 524 | Not Applicable | 3 | Not Applicable | Not Applicable | 2+ | 1 | [5 empty] | 2) One actual Tx limit exceedance not fully alleviated by idenftified upgrade capacity; 4) Amount mapped is significantly less than Cluster 2 CI.
SDG&E Study Area | Sycamore | 230 |  | LDES | 500 | 0 | 500 | Not Applicable | 1* | Not Applicable | Not Applicable | 2 | 1 | [5 empty] | 2) Tx exceedances alleviated by identified upgrades; 4) Amount exceeds high confidence CI (none) but not total CI
SCE Northern Area | Whirlwind | 230 |  | LDES | 500 | 0 | 500 | Not Applicable | 1 | Not Applicable | Not Applicable | 1 | 1
SCE Eastern Study Area | Lee Lake (Proposed) | 500 |  | LDES | 0 | 0 | 0 | Not Applicable | 1 | Not Applicable | Not Applicable | 3+ | 1 | [5 empty] | 4) Signficant amount of high confidence CI, but no resources mapped

## OutsideCAISO_Res_Summary
Summary Tab for Outside of CAISO BAA Resources
Expands on information included in the Mapping_bySub tab for each outside of CAISO resource. Info includes transmission upgrade and MIC assumptions CPUC staff took for each resource
[8 empty] | 23-24 TPP 30 MMT High Electrification Base Portfolio In-Dev and Generic Resources |  |  | Online Resources |  |  | CPUC and PTO Identified In-Development Resources |  |  | Incremental Generic Resources
Transmission Area | CAISO Substation | Voltage | Out-of-CAISO substation | Resource Type/Location | Out-of-CAISO Transmission Utilized | CAISO MIC need | Notes on CAISO interites | FCDS (MW) | EODS (MW) | Total (MW) | FCDS (MW) | EODS (MW) | Total (MW) | FCDS (MW) | EODS (MW) | Total (MW) | FCDS (MW) | EODS (MW) | Total (MW)
East of Pisgah Study Area | Eldorado | 230 | NVEP substations | Geothermal, Northern NV | Existing Tx | Expanding MIC | Merchant_BG and Mead | 100 | 0 | 100 | 0 | 0 | 0 | 40 | 0 | 40 | 60 | 0 | 60
East of Pisgah Study Area | Eldorado | 500 | Aeolus 500 kV (proposed, WY) | OOS Wind, Wyoming Wind | New Tx | Expanding MIC | Can consider Harry Allen interite | 1500 | 0 | 1500 | 0 | 0 | 0 | 0 | 0 | 0 | 1500 | 0 | 1500
East of Pisgah Study Area | Gondor | 345 | NVEP substations | Geothermal, Northern NV & Utah | Existing Tx | Expanding MIC | GONDIPPDC_ITC and other Intermountain power interties | 60 | 0 | 60 | 0 | 0 | 0 | 36 | 0 | 36 | 24 | 0 | 24
East of Pisgah Study Area | Harry Allen | 500 | Eagle 120 kV (NVEP), Falcon 120 kV (NVEP), Millers 120 kV (NVEP) | Geothermal, Northern NV | Existing Tx | Expanding MIC | CPUC assuming resource is wheeled down ON-line; Can consider other NVEP interties | 171 | 0 | 171 | 0 | 0 | 0 | 0 | 0 | 0 | 171 | 0 | 171
East of Pisgah Study Area | Harry Allen | 500 | Midpoint 345 kV (ID) | OOS Wind, Idaho Wind | New Tx | Expanding MIC |  | 1000 | 0 | 1000 | 0 | 0 | 0 | 0 | 0 | 0 | 1000 | 0 | 1000
SDG&E Study Area | Imperial Valley | 230 | IID System | Geothermal, Imperial | Existing Tx | Expanding MIC | IID-SDGE intertie | 50 | 0 | 50 | 0 | 0 | 0 | 50 | 0 | 50 | 0 | 0 | 0
SCE Eastern Study Area | Mirage | 230 | Bannister 230 kV (IID), Midway 230 kv (IID), Proposed New Facilities | Geothermal, Imperial | Existing Tx and New Tx | Expanding MIC | CPUC presumed IID-SCE intertie | 724 | 0 | 724 | 0 | 0 | 0 | 0 | 0 | 0 | 724 | 0 | 724
SCE Eastern Study Area | Mirage | 230 | IID 92 kV System | Geothermal, Imperial | Existing Tx | Expanding MIC | IID-SCE intertie | 26 | 0 | 26 | 0 | 0 | 0 | 26 | 0 | 26 | 0 | 0 | 0
SCE Eastern Study Area | Palo Verde | 500 | Proposed Substation, Lincoln County, NM | OOS Wind, New Mexico Wind | New Tx | Expanding MIC |  | 2328 | 0 | 2328 | 0 | 0 | 0 | 0 | 0 | 0 | 2328 | 0 | 2328
SCE North of Lugo (NOL) Study Area | Silver Peak | 55 | NVEP substations | Geothermal, Northern NV | Existing Tx | Expanding MIC | Can also consider other NVEP interties if lacking technical line capacity | 13 | 0 | 13 | 0 | 0 | 0 | 13 | 0 | 13 | 0 | 0 | 0
PG&E North of Greater Bay Study Area | Summit | 115 | NVEP substations | Geothermal, Northern NV | Existing Tx | Existing & Expanding MIC | Can also consider other NVEP interties if lacking technical line capacity | 40 | 0 | 40 | 0 | 0 | 0 | 40 | 0 | 40 | 0 | 0 | 0
SDG&E Study Area | Mirage | 230 | IID 230 kV "KN & KS" Line | Solar, Imperial | Existing Tx | Expanding MIC |  | 0 | 100 | 100 | 0 | 0 | 0 | 0 | 100 | 100 | 0 | 0 | 0
SDG&E Study Area | Mirage | 230 | IID 230 kV "KN & KS" Line | Storage, Imperial | Existing Tx | Expanding MIC |  | 150 | 0 | 150 | 0 | 0 | 0 | 150 | 0 | 150 | 0 | 0 | 0
SDG&E Study Area | Imperial Valley | 230 | IID 92 kV "K" Line | Solar, Imperial | Existing Tx | Existing MIC |  | 20 | 0 | 20 | 20 | 0 | 20 | 0 | 0 | 0 | 0 | 0 | 0
East of Pisgah Study Area | Mead | 230 | Mead-Peacock 345 kV line (WAPA) | OOS Wind, SW Wind Ext Tx | Existing Tx | Existing MIC |  | 300 | 0 | 300 | 300 | 0 | 300 | 0 | 0 | 0 | 0 | 0 | 0
SCE Eastern Study Area | Palo Verde | 500 | Clines Corner 345 kV (PNM) | OOS Wind, SW Wind Ext Tx | Existing Tx | Existing MIC |  | 119 | 0 | 119 | 119 | 0 | 119 | 0 | 0 | 0 | 0 | 0 | 0
East of Pisgah Study Area | Eldorado | 500 | Clines Corner 345 kV (for 106 MW), Willard 345 kV (for 30 MW), Tecolote (for 235 MW) | OOS Wind, SW Wind Ext Tx | Existing Tx | Existing MIC | Willowbeach intertie | 271 | 100 | 371 | 271 | 100 | 371 | 0 | 0 | 0 | 0 | 0 | 0

## RESOLVE_Results_byArea
RESOLVE Portfolio Summary
This table depicts the RESOLVE results of the proposed 30 MMT HE base case portfolio include in the Oct. 2022 ruling
RESOLVE Resource Name | Resource Type | RESOLVE Selected Resources (2033)
|  | FCDS | EODS | TOTAL
InState Biomass | Biomass/Biogas | 134 | 0 | 134
Solano_Geothermal | Geothermal | 135 | 0 | 135
Northern_California_Geothermal | Geothermal | 0 | 0 | 0
Inyokern_North_Kramer_Geothermal | Geothermal | 24 | 0 | 24
Southern_Nevada_Geothermal | Geothermal | 320 | 0 | 320
Northern_Nevada_Geothermal | Geothermal | 0 | 0 | 0
Riverside_Palm_Springs_Geothermal | Geothermal | 32 | 0 | 32
Greater_Imperial_Geothermal | Geothermal | 640 | 712.1 | 1352.1
Distributed Solar | Solar | 125 | 0 | 125
Greater_LA_Solar | Solar | 0 | 3000 | 3000
Northern_California_Solar | Solar | 0 | 0 | 0
Southern_PGAE_Solar | Solar | 0 | 4751 | 4751
Tehachapi_Solar | Solar | 0 | 6289 | 6289
Greater_Kramer_Solar | Solar | 0 | 5359.74 | 5359.74
Southern_NV_Eldorado_Solar | Solar | 0 | 7644 | 7644
Riverside_Solar | Solar | 0 | 4003.23 | 4003.23
Arizona_Solar | Solar | 0 | 159.91 | 159.91
Imperial_Solar | Solar | 0 | 693.47 | 693.47
Northern_California_Wind | Wind | 0 | 865.9 | 865.9
Solano_Wind | Wind | 0 | 560 | 560
Humboldt_Wind | Wind | 0 | 34 | 34
Kern_Greater_Carrizo_Wind | Wind | 60 | 0 | 60
Carrizo_Wind | Wind | 0 | 287 | 287
Central_Valley_North_Los_Banos_Wind | Wind | 173 | 0 | 173
North_Victor_Wind | Wind | 0 | 0 | 0
Tehachapi_Wind | Wind | 0 | 275 | 275
Southern_Nevada_Wind | Wind | 0 | 442 | 442
Riverside_Palm_Springs_Wind | Wind | 0 | 0 | 0
Baja_California_Wind | Wind | 600 | 0 | 600
Wyoming_Wind | OOS Wind | 2328.36 | 0 | 2328.36
Idaho_Wind | OOS Wind | 0 | 0 | 0
New_Mexico_Wind | OOS Wind | 2500 | 0 | 2500
SW_Ext_Tx_Wind | OOS Wind | 0 | 500 | 500
NW_Ext_Tx_Wind | OOS Wind | 0 | 67.13 | 67.13
Humboldt_Bay_Offshore_Wind | Offshore Wind | 161 | 0 | 161
Morro_Bay_Offshore_Wind | Offshore Wind | 3100 | 0 | 3100
Diablo_Canyon_Offshore_Wind | Offshore Wind | 0 | 0 | 0
Renewable Resource Total |  | 10332.36 | 35643.48 | 45975.84
Greater_LA_Li_Battery | Li_Battery | 5347 | 0 | 5347
Northern_California_Li_Battery | Li_Battery | 319 | 0 | 319
Southern_PGAE_Li_Battery | Li_Battery | 5690 | 0 | 5690
Tehachapi_Li_Battery | Li_Battery | 3530 | 0 | 3530
Greater_Kramer_Li_Battery | Li_Battery | 2532 | 0 | 2532
Southern_NV_Eldorado_Li_Battery | Li_Battery | 3040 | 0 | 3040
Riverside_Li_Battery | Li_Battery | 617 | 0 | 617
Arizona_Li_Battery | Li_Battery | 0.01 | 0 | 0.01
Imperial_Li_Battery | Li_Battery | 0 | 0 | 0
San_Diego_Li_Battery | Li_Battery | 655 | 0 | 655
LI_Battery Total |  | 21730.01 |  | 21730.01
SPGE_LDES | LDES | 0 | 0 | 0
Tehachapi_LDES | LDES | 500 | 0 | 500
Riverside_East_Pumped_Storage | LDES | 500 | 0 | 500
Riverside_West_Pumped_Storage | LDES | 413 | 0 | 413
San_Diego_Pumped_Storage | LDES | 111 | 0 | 111
LDES Total |  | 1524 |  | 1524
Storage Total |  | 23254.01 |  | 23254.01
Total Storage+Resources |  | 33586.37 | 35643.48 | 69229.85

## Ruling_Res_MapbySub
This tab shows the breakdown of where resources were mapped by substation. It divides the RESOLVE resources mapped into: 1) online and baseline update resources that are utilized to calculate Transmisison capacity and compare with preivous mapping. 2) the in-development resources identified by PTO and LSEs; and 3) Generic incremental resources RESOLVE selected on top of those resources.
|  |  | Online Resources | [13 empty] | In-Development Identified Resources | [13 empty] | Generic Added Resources | [13 empty] | In-Dev & Generic Resources | [13 empty] | Total Mapped Resources
|  |  | Geothermal | Biomass | Wind | Wind | OOS Wind | OOS Wind | Offshore Wind | Offshore Wind | Distributed Solar | Solar | Solar | Li_Battery | PSH | Has Res Flag | Geothermal | Biomass | Wind | Wind | OOS Wind | OOS Wind | Offshore Wind | Offshore Wind | Distributed Solar | Solar | Solar | Li_Battery | PSH | Has Res Flag | Geothermal | Biomass | Wind | Wind | OOS Wind | OOS Wind | Offshore Wind | Offshore Wind | Distributed Solar | Solar | Solar | Li_Battery | PSH | Has Res Flag | Geothermal | Biomass | Wind | Wind | OOS Wind | OOS Wind | Offshore Wind | Offshore Wind | Distributed Solar | Solar | Solar | Li_Battery | PSH | Has | Geothermal | Biomass | Wind | Wind | OOS Wind | OOS Wind | Offshore Wind | Offshore Wind | Distributed Solar | Solar | Solar | Li_Battery | PSH | Has
Area | Substation | Voltage | FCDS | FCDS | FCDS | EODS | FCDS | EODS | FCDS | EODS | FCDS | FCDS | EODS | FCDS | FCDS |  | FCDS | FCDS | FCDS | EODS | FCDS | EODS | FCDS | EODS | FCDS | FCDS | EODS | FCDS | FCDS |  | FCDS | FCDS | FCDS | EODS | FCDS | EODS | FCDS | EODS | FCDS | FCDS | EODS | FCDS | FCDS |  | FCDS | FCDS | FCDS | EODS | FCDS | EODS | FCDS | EODS | FCDS | FCDS | EODS | FCDS | FCDS | Res | FCDS | FCDS | FCDS | EODS | FCDS | EODS | FCDS | EODS | FCDS | FCDS | EODS | FCDS | FCDS | Res | Notes
PG&E East Kern Study Area | 7th Standard | 115 | 0 | 0 | 0 | 0 |  |  |  |  | 0 | 0 | 0 | 0 |  | 0 | 0 | 0 | 0 | 0 |  |  |  |  | 0 | 0 | 0 | 0 |  |  | 0 | 0 | 0 | 0 | 0 | 0 | 0 | 0 | 0 | 0 | 0 | 0 | 0 |  | 0 | 0 | 0 | 0 | 0 | 0 | 0 | 0 | 0 | 0 | 0 | 0 | 0 | 0 | 0 | 0 | 0 | 0 | 0 | 0 | 0 | 0 | 0 | 0 | 0 | 0 | 0 | 0
SCE Metro Study Area | Alamitos | 230 | 0 | 0 | 0 | 0 |  |  |  |  | 0 | 0 | 0 | 0 |  | 0 | 0 | 0 | 0 | 0 |  |  |  |  | 0 | 0 | 0 | 82 |  |  | 0 | 0 | 0 | 0 | 0 | 0 | 0 | 0 | 0 | 0 | 0 | 0 | 0 |  | 0 | 0 | 0 | 0 | 0 | 0 | 0 | 0 | 0 | 0 | 0 | 82 | 0 | 0 | 0 | 0 | 0 | 0 | 0 | 0 | 0 | 0 | 0 | 0 | 0 | 82 | 0 | 1
PG&E Fresno Study Area | Alpaugh | 115 | 0 | 0 | 0 | 0 |  |  |  |  | 0 | 0 | 0 | 0 |  | 0 | 0 | 0 | 0 | 0 |  |  |  |  | 3 | 0 | 0 | 0 |  |  | 0 | 0 | 0 | 0 | 0 | 0 | 0 | 0 | 0 | 20 | 125 | 10 | 0 |  | 0 | 0 | 0 | 0 | 0 | 0 | 0 | 0 | 3 | 20 | 125 | 10 | 0 | 1 | 0 | 0 | 0 | 0 | 0 | 0 | 0 | 0 | 3 | 20 | 125 | 10 | 0 | 1
SCE Northern Area | Antelope | 500 | 0 | 0 | 0 | 0 |  |  |  |  | 0 | 0 | 0 | 0 |  | 0 | 0 | 0 | 0 | 0 |  |  |  |  | 0 | 0 | 0 | 0 |  |  | 0 | 0 | 0 | 0 | 0 | 0 | 0 | 0 | 0 | 0 | 0 | 0 | 0 |  | 0 | 0 | 0 | 0 | 0 | 0 | 0 | 0 | 0 | 0 | 0 | 0 | 0 | 0 | 0 | 0 | 0 | 0 | 0 | 0 | 0 | 0 | 0 | 0 | 0 | 0 | 0 | 0
SCE Northern Area | Antelope | 230 | 0 | 0 | 0 | 0 |  |  |  |  | 0 | 0 | 0 | 0 |  | 0 | 0 | 0 | 3 | 0 |  |  |  |  | 3 | 200.6 | 0 | 414.7 |  |  | 0 | 0 | 0 | 0 | 0 | 0 | 0 | 0 | 0 | 569.4 | 502 | 9.1 | 0 |  | 0 | 0 | 3 | 0 | 0 | 0 | 0 | 0 | 3 | 770 | 502 | 423.8 | 0 | 1 | 0 | 0 | 3 | 0 | 0 | 0 | 0 | 0 | 3 | 770 | 502 | 423.8 | 0 | 1
PG&E East Kern Study Area | Arco | 230 | 0 | 0 | 0 | 0 |  |  |  |  | 0 | 0 | 0 | 0 |  | 0 | 0 | 0 | 0 | 0 |  |  |  |  | 4.79 | 96.5 | 28.4 | 63 |  |  | 0 | 0 | 0 | 0 | 0 | 0 | 0 | 0 | 0.21 | 33.5 | 255.6 | 2 | 0 |  | 0 | 0 | 0 | 0 | 0 | 0 | 0 | 0 | 5 | 130 | 284 | 65 | 0 | 1 | 0 | 0 | 0 | 0 | 0 | 0 | 0 | 0 | 5 | 130 | 284 | 65 | 0 | 1
SCE Metro Study Area | Arcogen | 230 | 0 | 0 | 0 | 0 |  |  |  |  | 0 | 0 | 0 | 0 |  | 0 | 0 | 0 | 0 | 0 |  |  |  |  | 0 | 0 | 0 | 0 |  |  | 0 | 0 | 0 | 0 | 0 | 0 | 0 | 0 | 0 | 0 | 0 | 0 | 0 |  | 0 | 0 | 0 | 0 | 0 | 0 | 0 | 0 | 0 | 0 | 0 | 0 | 0 | 0 | 0 | 0 | 0 | 0 | 0 | 0 | 0 | 0 | 0 | 0 | 0 | 0 | 0 | 0
PG&E East Kern Study Area | Avenal | 115 | 0 | 0 | 0 | 0 |  |  |  |  | 0 | 0 | 0 | 0 |  | 0 | 0 | 0 | 0 | 0 |  |  |  |  | 0 | 0 | 0 | 0 |  |  | 0 | 0 | 0 | 0 | 0 | 0 | 0 | 0 | 0 | 0 | 0 | 0 | 0 |  | 0 | 0 | 0 | 0 | 0 | 0 | 0 | 0 | 0 | 0 | 0 | 0 | 0 | 0 | 0 | 0 | 0 | 0 | 0 | 0 | 0 | 0 | 0 | 0 | 0 | 0 | 0 | 0
SCE Northern Area | Bailey | 230 | 0 | 0 | 0 | 0 |  |  |  |  | 0 | 0 | 0 | 0 |  | 0 | 0 | 0 | 0 | 0 |  |  |  |  | 0 | 0 | 0 | 0 |  |  | 0 | 0 | 0 | 0 | 0 | 0 | 0 | 0 | 0 | 0 | 0 | 0 | 0 |  | 0 | 0 | 0 | 0 | 0 | 0 | 0 | 0 | 0 | 0 | 0 | 0 | 0 | 0 | 0 | 0 | 0 | 0 | 0 | 0 | 0 | 0 | 0 | 0 | 0 | 0 | 0 | 0
PG&E East Kern Study Area | Bakersfield | 230 | 0 | 0 | 0 | 0 |  |  |  |  | 0 | 0 | 0 | 0 |  | 0 | 0 | 0 | 0 | 0 |  |  |  |  | 0 | 0 | 0 | 0 |  |  | 0 | 0 | 0 | 0 | 0 | 0 | 0 | 0 | 0 | 0 | 0 | 0 | 0 |  | 0 | 0 | 0 | 0 | 0 | 0 | 0 | 0 | 0 | 0 | 0 | 0 | 0 | 0 | 0 | 0 | 0 | 0 | 0 | 0 | 0 | 0 | 0 | 0 | 0 | 0 | 0 | 0
SCE Metro Study Area | Barre | 230 | 0 | 0 | 0 | 0 |  |  |  |  | 0 | 0 | 0 | 50 |  | 1 | 0 | 0 | 0 | 0 |  |  |  |  | 0 | 0 | 0 | 20 |  |  | 0 | 0 | 0 | 0 | 0 | 0 | 0 | 0 | 20 | 0 | 0 | 0 | 0 |  | 0 | 0 | 0 | 0 | 0 | 0 | 0 | 0 | 20 | 0 | 0 | 20 | 0 | 0 | 0 | 0 | 0 | 0 | 0 | 0 | 0 | 0 | 20 | 0 | 0 | 70 | 0 | 1
SDG&E Study Area | Bay Boulevard | 230 | 0 | 0 | 0 | 0 |  |  |  |  | 0 | 0 | 0 | 0 |  | 0 | 0 | 0 | 0 | 0 |  |  |  |  | 0 | 0 | 0 | 0 |  |  | 0 | 0 | 0 | 0 | 0 | 0 | 0 | 0 | 0 | 0 | 0 | 0 | 0 |  | 0 | 0 | 0 | 0 | 0 | 0 | 0 | 0 | 0 | 0 | 0 | 0 | 0 | 0 | 0 | 0 | 0 | 0 | 0 | 0 | 0 | 0 | 0 | 0 | 0 | 0 | 0 | 0
East of Pisgah Study Area | Beatty | 138 | 0 | 0 | 0 | 0 |  |  |  |  | 0 | 0 | 0 | 0 |  | 0 | 0 | 0 | 0 | 0 |  |  |  |  | 0 | 0 | 0 | 0 |  |  | 500 | 0 | 0 | 0 | 0 | 0 | 0 | 0 | 0 | 0 | 0 | 0 | 0 |  | 500 | 0 | 0 | 0 | 0 | 0 | 0 | 0 | 0 | 0 | 0 | 0 | 0 | 0 | 500 | 0 | 0 | 0 | 0 | 0 | 0 | 0 | 0 | 0 | 0 | 0 | 0 | 1
PG&E North of Greater Bay Study Area | Bellota | 230 | 0 | 0 | 0 | 0 |  |  |  |  | 0 | 0 | 0 | 0 |  | 0 | 0 | 0 | 0 | 0 |  |  |  |  | 0 | 0 | 0 | 0 |  |  | 0 | 0 | 0 | 0 | 0 | 0 | 0 | 0 | 0 | 100 | 0 | 0 | 0 |  | 0 | 0 | 0 | 0 | 0 | 0 | 0 | 0 | 0 | 100 | 0 | 0 | 0 | 1 | 0 | 0 | 0 | 0 | 0 | 0 | 0 | 0 | 0 | 100 | 0 | 0 | 0 | 1
PG&E North of Greater Bay Study Area | Bellota | 115 | 0 | 0 | 0 | 0 |  |  |  |  | 0 | 0 | 0 | 0 |  | 0 | 0 | 0 | 0 | 0 |  |  |  |  | 0 | 0 | 0 | 157 |  |  | 0 | 4 | 0 | 0 | 0 | 0 | 0 | 0 | 0 | 0 | 0 | 0 | 0 |  | 0 | 4 | 0 | 0 | 0 | 0 | 0 | 0 | 0 | 0 | 0 | 157 | 0 | 0 | 0 | 4 | 0 | 0 | 0 | 0 | 0 | 0 | 0 | 0 | 0 | 157 | 0 | 1
PG&E North of Greater Bay Study Area | Bellevue | 115 | 0 | 0 | 0 | 0 |  |  |  |  | 0 | 0 | 0 | 0 |  | 0 | 0 | 0 | 0 | 0 |  |  |  |  | 0.96 | 0 | 0 | 0 |  |  | 0 | 0 | 0 | 0 | 0 | 0 | 0 | 0 | 0.04 | 0 | 0 | 0 | 0 |  | 0 | 0 | 0 | 0 | 0 | 0 | 0 | 0 | 1 | 0 | 0 | 0 | 0 | 0 | 0 | 0 | 0 | 0 | 0 | 0 | 0 | 0 | 1 | 0 | 0 | 0 | 0 | 1
SCE Northern Area | Big Creek Hydro Facilities | 230 | 0 | 0 | 0 | 0 |  |  |  |  | 0 | 0 | 0 | 0 |  | 0 | 0 | 0 | 0 | 0 |  |  |  |  | 0 | 0 | 0 | 0 |  |  | 0 | 6 | 0 | 0 | 0 | 0 | 0 | 0 | 0 | 0 | 0 | 0 | 0 |  | 0 | 6 | 0 | 0 | 0 | 0 | 0 | 0 | 0 | 0 | 0 | 0 | 0 | 0 | 0 | 6 | 0 | 0 | 0 | 0 | 0 | 0 | 0 | 0 | 0 | 0 | 0 | 1
PG&E North of Greater Bay Study Area | Birds Landing | 230 | 0 | 0 | 0 | 0 |  |  |  |  | 0 | 0 | 0 | 0 |  | 0 | 0 | 0 | 0 | 0 |  |  |  |  | 0 | 0 | 0 | 0 |  |  | 0 | 0 | 90 | 10 | 0 | 0 | 0 | 0 | 0 | 0 | 0 | 0 | 0 |  | 0 | 0 | 90 | 10 | 0 | 0 | 0 | 0 | 0 | 0 | 0 | 0 | 0 | 0 | 0 | 0 | 90 | 10 | 0 | 0 | 0 | 0 | 0 | 0 | 0 | 0 | 0 | 1
SDG&E Study Area | BlytheSC 161 kV | 161 | 0 | 0 | 0 | 0 |  |  |  |  | 0 | 0 | 0 | 0 |  | 0 | 0 | 0 | 0 | 0 |  |  |  |  | 0 | 0 | 0 | 0 |  |  | 0 | 0 | 0 | 0 | 0 | 0 | 0 | 0 | 0 | 0 | 0 | 0 | 0 |  | 0 | 0 | 0 | 0 | 0 | 0 | 0 | 0 | 0 | 0 | 0 | 0 | 0 | 0 | 0 | 0 | 0 | 0 | 0 | 0 | 0 | 0 | 0 | 0 | 0 | 0 | 0 | 0
PG&E Fresno Study Area | Borden | 230 | 0 | 0 | 0 | 0 |  |  |  |  | 0 | 0 | 0 | 0 |  | 0 | 0 | 0 | 0 | 0 |  |  |  |  | 0 | 0 | 0 | 0 |  |  | 0 | 0 | 0 | 0 | 0 | 0 | 0 | 0 | 0 | 0 | 0 | 0 | 0 |  | 0 | 0 | 0 | 0 | 0 | 0 | 0 | 0 | 0 | 0 | 0 | 0 | 0 | 0 | 0 | 0 | 0 | 0 | 0 | 0 | 0 | 0 | 0 | 0 | 0 | 0 | 0 | 0
PG&E North of Greater Bay Study Area | Brentwood | 230 | 0 | 0 | 0 | 0 |  |  |  |  | 0 | 0 | 0 | 0 |  | 0 | 0 | 0 | 0 | 0 |  |  |  |  | 0 | 0 | 0 | 0 |  |  | 0 | 0 | 0 | 0 | 0 | 0 | 0 | 0 | 0 | 0 | 0 | 0 | 0 |  | 0 | 0 | 0 | 0 | 0 | 0 | 0 | 0 | 0 | 0 | 0 | 0 | 0 | 0 | 0 | 0 | 0 | 0 | 0 | 0 | 0 | 0 | 0 | 0 | 0 | 0 | 0 | 0
PG&E North of Greater Bay Study Area | Bridgeville | 115 | 0 | 0 | 0 | 0 |  |  |  |  | 0 | 0 | 0 | 0 |  | 0 | 0 | 0 | 0 | 0 |  |  |  |  | 0 | 0 | 0 | 0 |  |  | 0 | 0 | 0 | 0 | 0 | 0 | 0 | 0 | 0 | 0 | 0 | 0 | 0 |  | 0 | 0 | 0 | 0 | 0 | 0 | 0 | 0 | 0 | 0 | 0 | 0 | 0 | 0 | 0 | 0 | 0 | 0 | 0 | 0 | 0 | 0 | 0 | 0 | 0 | 0 | 0 | 0
PG&E Fresno Study Area | Cabrillo | 115 | 0 | 0 | 0 | 0 |  |  |  |  | 0 | 0 | 0 | 0 |  | 0 | 0 | 0 | 90.5 | 0 |  |  |  |  | 0 | 0 | 0 | 0 |  |  | 0 | 0 | 8.5 | 0 | 0 | 0 | 0 | 0 | 0 | 0 | 0 | 0 | 0 |  | 0 | 0 | 99 | 0 | 0 | 0 | 0 | 0 | 0 | 0 | 0 | 0 | 0 | 0 | 0 | 0 | 99 | 0 | 0 | 0 | 0 | 0 | 0 | 0 | 0 | 0 | 0 | 1
PG&E Fresno Study Area | Cal Ave | 115 | 0 | 0 | 0 | 0 |  |  |  |  | 0 | 0 | 0 | 0 |  | 0 | 0 | 0 | 0 | 0 |  |  |  |  | 0 | 0 | 0 | 0 |  |  | 0 | 0 | 0 | 0 | 0 | 0 | 0 | 0 | 0 | 0 | 0 | 0 | 0 |  | 0 | 0 | 0 | 0 | 0 | 0 | 0 | 0 | 0 | 0 | 0 | 0 | 0 | 0 | 0 | 0 | 0 | 0 | 0 | 0 | 0 | 0 | 0 | 0 | 0 | 0 | 0 | 0
SCE North of Lugo (NOL) Study Area | Calcite | 230 | 0 | 0 | 0 | 0 |  |  |  |  | 0 | 0 | 0 | 0 |  | 0 | 0 | 0 | 0 | 0 |  |  |  |  | 0 | 0 | 0 | 0 |  |  | 0 | 0 | 0 | 0 | 0 | 0 | 0 | 0 | 0 | 200 | 200 | 185 | 0 |  | 0 | 0 | 0 | 0 | 0 | 0 | 0 | 0 | 0 | 200 | 200 | 185 | 0 | 1 | 0 | 0 | 0 | 0 | 0 | 0 | 0 | 0 | 0 | 200 | 200 | 185 | 0 | 1
PG&E East Kern Study Area | Caliente | 230 | 0 | 0 | 0 | 0 |  |  |  |  | 0 | 0 | 0 | 0 |  | 0 | 0 | 0 | 0 | 0 |  |  |  |  | 0 | 0 | 0 | 0 |  |  | 0 | 2 | 0 | 0 | 0 | 0 | 0 | 0 | 0 | 100 | 0 | 0 | 0 |  | 0 | 2 | 0 | 0 | 0 | 0 | 0 | 0 | 0 | 100 | 0 | 0 | 0 | 1 | 0 | 2 | 0 | 0 | 0 | 0 | 0 | 0 | 0 | 100 | 0 | 0 | 0 | 1
PG&E East Kern Study Area | California Water | 115 | 0 | 0 | 0 | 0 |  |  |  |  | 0 | 0 | 0 | 0 |  | 0 | 0 | 0 | 0 | 0 |  |  |  |  | 0 | 0 | 0 | 0 |  |  | 0 | 0 | 0 | 0 | 0 | 0 | 0 | 0 | 0 | 0 | 0 | 0 | 0 |  | 0 | 0 | 0 | 0 | 0 | 0 | 0 | 0 | 0 | 0 | 0 | 0 | 0 | 0 | 0 | 0 | 0 | 0 | 0 | 0 | 0 | 0 | 0 | 0 | 0 | 0 | 0 | 0
PG&E Fresno Study Area | Cantua | 115 | 0 | 0 | 0 | 0 |  |  |  |  | 0 | 0 | 0 | 0 |  | 0 | 0 | 0 | 0 | 0 |  |  |  |  | 0 | 0 | 0 | 0 |  |  | 0 | 0 | 0 | 0 | 0 | 0 | 0 | 0 | 0 | 0 | 0 | 0 | 0 |  | 0 | 0 | 0 | 0 | 0 | 0 | 0 | 0 | 0 | 0 | 0 | 0 | 0 | 0 | 0 | 0 | 0 | 0 | 0 | 0 | 0 | 0 | 0 | 0 | 0 | 0 | 0 | 0
SDG&E Study Area | Capistrano | 230 | 0 | 0 | 0 | 0 |  |  |  |  | 0 | 0 | 0 | 0 |  | 0 | 0 | 0 | 0 | 0 |  |  |  |  | 0 | 0 | 0 | 0 |  |  | 0 | 0 | 0 | 0 | 0 | 0 | 0 | 0 | 0 | 0 | 0 | 0 | 0 |  | 0 | 0 | 0 | 0 | 0 | 0 | 0 | 0 | 0 | 0 | 0 | 0 | 0 | 0 | 0 | 0 | 0 | 0 | 0 | 0 | 0 | 0 | 0 | 0 | 0 | 0 | 0 | 0
SDG&E Study Area | Capistrano | 138 | 0 | 0 | 0 | 0 |  |  |  |  | 0 | 0 | 0 | 0 |  | 0 | 0 | 0 | 0 | 0 |  |  |  |  | 0 | 0 | 0 | 0 |  |  | 0 | 0 | 0 | 0 | 0 | 0 | 0 | 0 | 0 | 0 | 0 | 200 | 0 |  | 0 | 0 | 0 | 0 | 0 | 0 | 0 | 0 | 0 | 0 | 0 | 200 | 0 | 0 | 0 | 0 | 0 | 0 | 0 | 0 | 0 | 0 | 0 | 0 | 0 | 200 | 0 | 1
East of Pisgah Study Area | Carpenter Canyon (fka Gamebird) | 230 | 0 | 0 | 0 | 0 |  |  |  |  | 0 | 0 | 0 | 0 |  | 0 | 0 | 0 | 0 | 0 |  |  |  |  | 0 | 0 | 0 | 0 |  |  | 0 | 0 | 0 | 0 | 0 | 0 | 0 | 0 | 0 | 150 | 100 | 40 | 0 |  | 0 | 0 | 0 | 0 | 0 | 0 | 0 | 0 | 0 | 150 | 100 | 40 | 0 | 1 | 0 | 0 | 0 | 0 | 0 | 0 | 0 | 0 | 0 | 150 | 100 | 40 | 0 | 1
PG&E North of Greater Bay Study Area | Carquinez | 115 | 0 | 0 | 0 | 0 |  |  |  |  | 0 | 0 | 0 | 0 |  | 0 | 0 | 0 | 0 | 0 |  |  |  |  | 0 | 0 | 0 | 0 |  |  | 0 | 1 | 0 | 0 | 0 | 0 | 0 | 0 | 0 | 0 | 0 | 0 | 0 |  | 0 | 1 | 0 | 0 | 0 | 0 | 0 | 0 | 0 | 0 | 0 | 0 | 0 | 0 | 0 | 1 | 0 | 0 | 0 | 0 | 0 | 0 | 0 | 0 | 0 | 0 | 0 | 1
PG&E North of Greater Bay Study Area | Cayetano | 230 | 0 | 0 | 0 | 0 |  |  |  |  | 0 | 0 | 0 | 0 |  | 0 | 0 | 0 | 0 | 0 |  |  |  |  | 0 | 100 | 0 | 100 |  |  | 0 | 0 | 0 | 0 | 0 | 0 | 0 | 0 | 0 | 0 | 0 | 0 | 0 |  | 0 | 0 | 0 | 0 | 0 | 0 | 0 | 0 | 0 | 100 | 0 | 100 | 0 | 1 | 0 | 0 | 0 | 0 | 0 | 0 | 0 | 0 | 0 | 100 | 0 | 100 | 0 | 1
SCE Metro Study Area | Center | 230 | 0 | 0 | 0 | 0 |  |  |  |  | 0 | 0 | 0 | 0 |  | 0 | 0 | 0 | 0 | 0 |  |  |  |  | 0 | 0 | 0 | 0 |  |  | 0 | 1 | 0 | 0 | 0 | 0 | 0 | 0 | 0 | 0 | 0 | 0 | 0 |  | 0 | 1 | 0 | 0 | 0 | 0 | 0 | 0 | 0 | 0 | 0 | 0 | 0 | 0 | 0 | 1 | 0 | 0 | 0 | 0 | 0 | 0 | 0 | 0 | 0 | 0 | 0 | 1
PG&E Fresno Study Area | Cheney | 115 | 0 | 0 | 0 | 0 |  |  |  |  | 0 | 0 | 0 | 0 |  | 0 | 0 | 0 | 0 | 0 |  |  |  |  | 0 | 0 | 0 | 0 |  |  | 0 | 0 | 0 | 0 | 0 | 0 | 0 | 0 | 0 | 0 | 0 | 0 | 0 |  | 0 | 0 | 0 | 0 | 0 | 0 | 0 | 0 | 0 | 0 | 0 | 0 | 0 | 0 | 0 | 0 | 0 | 0 | 0 | 0 | 0 | 0 | 0 | 0 | 0 | 0 | 0 | 0
SCE Metro Study Area | Chevmain | 230 | 0 | 0 | 0 | 0 |  |  |  |  | 0 | 0 | 0 | 0 |  | 0 | 0 | 0 | 0 | 0 |  |  |  |  | 0 | 0 | 0 | 0 |  |  | 0 | 0 | 0 | 0 | 0 | 0 | 0 | 0 | 0 | 0 | 0 | 0 | 0 |  | 0 | 0 | 0 | 0 | 0 | 0 | 0 | 0 | 0 | 0 | 0 | 0 | 0 | 0 | 0 | 0 | 0 | 0 | 0 | 0 | 0 | 0 | 0 | 0 | 0 | 0 | 0 | 0
SCE Metro Study Area | Chino | 230 | 0 | 0 | 0 | 0 |  |  |  |  | 0 | 0 | 0 | 0 |  | 0 | 0 | 0 | 0 | 0 |  |  |  |  | 0 | 0 | 0 | 10 |  |  | 0 | 0 | 0 | 0 | 0 | 0 | 0 | 0 | 0 | 0 | 0 | 0 | 0 |  | 0 | 0 | 0 | 0 | 0 | 0 | 0 | 0 | 0 | 0 | 0 | 10 | 0 | 0 | 0 | 0 | 0 | 0 | 0 | 0 | 0 | 0 | 0 | 0 | 0 | 10 | 0 | 1
PG&E East Kern Study Area | Cholame | 70 | 0 | 0 | 0 | 0 |  |  |  |  | 0 | 0 | 0 | 0 |  | 0 | 0 | 0 | 0 | 0 |  |  |  |  | 0 | 0 | 0 | 0 |  |  | 0 | 0 | 60 | 0 | 0 | 0 | 0 | 0 | 0 | 0 | 0 | 0 | 0 |  | 0 | 0 | 60 | 0 | 0 | 0 | 0 | 0 | 0 | 0 | 0 | 0 | 0 | 0 | 0 | 0 | 60 | 0 | 0 | 0 | 0 | 0 | 0 | 0 | 0 | 0 | 0 | 1
PG&E North of Greater Bay Study Area | Clayton | 115 | 0 | 0 | 0 | 0 |  |  |  |  | 0 | 0 | 0 | 0 |  | 0 | 0 | 0 | 0 | 0 |  |  |  |  | 0 | 0 | 0 | 0 |  |  | 0 | 0 | 0 | 0 | 0 | 0 | 0 | 0 | 0 | 0 | 0 | 0 | 0 |  | 0 | 0 | 0 | 0 | 0 | 0 | 0 | 0 | 0 | 0 | 0 | 0 | 0 | 0 | 0 | 0 | 0 | 0 | 0 | 0 | 0 | 0 | 0 | 0 | 0 | 0 | 0 | 0
PG&E North of Greater Bay Study Area | Cloverdale | 115 | 0 | 0 | 0 | 0 |  |  |  |  | 0 | 0 | 0 | 0 |  | 0 | 0 | 0 | 0 | 0 |  |  |  |  | 0 | 0 | 0 | 0 |  |  | 0 | 0 | 0 | 0 | 0 | 0 | 0 | 0 | 0 | 0 | 0 | 0 | 0 |  | 0 | 0 | 0 | 0 | 0 | 0 | 0 | 0 | 0 | 0 | 0 | 0 | 0 | 0 | 0 | 0 | 0 | 0 | 0 | 0 | 0 | 0 | 0 | 0 | 0 | 0 | 0 | 0
PG&E Fresno Study Area | Coburn | 230 | 0 | 0 | 0 | 0 |  |  |  |  | 0 | 0 | 0 | 0 |  | 0 | 0 | 0 | 0 | 0 |  |  |  |  | 0 | 0 | 0 | 6 |  |  | 0 | 0 | 0 | 0 | 0 | 0 | 0 | 0 | 0 | 0 | 0 | 0 | 0 |  | 0 | 0 | 0 | 0 | 0 | 0 | 0 | 0 | 0 | 0 | 0 | 6 | 0 | 0 | 0 | 0 | 0 | 0 | 0 | 0 | 0 | 0 | 0 | 0 | 0 | 6 | 0 | 1
SCE Eastern Study Area | Colorado River | 500 | 0 | 0 | 0 | 0 |  |  |  |  | 0 | 343.5498 | 236.8982 | 570 |  | 1 | 0 | 0 | 0 | 0 |  |  |  |  | 0 | 43.7537 | 110.7983 | 50.3 |  |  | 0 | 0 | 0 | 0 | 0 | 0 | 0 | 0 | 0 | 2.6965 | 215.3035 | 0.7 | 0 |  | 0 | 0 | 0 | 0 | 0 | 0 | 0 | 0 | 0 | 46.4502 | 326.1018 | 51 | 0 | 1 | 0 | 0 | 0 | 0 | 0 | 0 | 0 | 0 | 0 | 390 | 563 | 621 | 0 | 1
SCE Eastern Study Area | Colorado River | 230 | 0 | 0 | 0 | 0 |  |  |  |  | 0 | 0 | 0 | 0 |  | 0 | 0 | 0 | 0 | 0 |  |  |  |  | 0 | 684.54 | 605.16 | 854 |  |  | 0 | 0 | 0 | 0 | 0 | 0 | 0 | 0 | 0 | 0.46 | 394.84 | 141 | 0 |  | 0 | 0 | 0 | 0 | 0 | 0 | 0 | 0 | 0 | 685 | 1000 | 995 | 0 | 1 | 0 | 0 | 0 | 0 | 0 | 0 | 0 | 0 | 0 | 685 | 1000 | 995 | 0 | 1
PG&E East Kern Study Area | Columbus | 115 | 0 | 0 | 0 | 0 |  |  |  |  | 0 | 0 | 0 | 0 |  | 0 | 0 | 0 | 0 | 0 |  |  |  |  | 0 | 0 | 0 | 0 |  |  | 0 | 0 | 0 | 0 | 0 | 0 | 0 | 0 | 0 | 0 | 0 | 0 | 0 |  | 0 | 0 | 0 | 0 | 0 | 0 | 0 | 0 | 0 | 0 | 0 | 0 | 0 | 0 | 0 | 0 | 0 | 0 | 0 | 0 | 0 | 0 | 0 | 0 | 0 | 0 | 0 | 0
PG&E North of Greater Bay Study Area | Contra Costa | 230 | 0 | 0 | 0 | 0 |  |  |  |  | 0 | 0 | 0 | 0 |  | 0 | 0 | 0 | 0 | 0 |  |  |  |  | 0.938 | 0 | 0 | 0 |  |  | 0 | 0 | 0 | 0 | 0 | 0 | 0 | 0 | 0.062 | 0 | 0 | 0 | 0 |  | 0 | 0 | 0 | 0 | 0 | 0 | 0 | 0 | 1 | 0 | 0 | 0 | 0 | 0 | 0 | 0 | 0 | 0 | 0 | 0 | 0 | 0 | 1 | 0 | 0 | 0 | 0 | 1
SCE North of Lugo (NOL) Study Area | Control | 115 | 40 | 0 | 0 | 0 |  |  |  |  | 0 | 0 | 0 | 0 |  | 1 | 13 | 0 | 0 | 0 |  |  |  |  | 0 | 0 | 0 | 0 |  |  | 0 | 0 | 0 | 0 | 0 | 0 | 0 | 0 | 0 | 0 | 0 | 0 | 0 |  | 13 | 0 | 0 | 0 | 0 | 0 | 0 | 0 | 0 | 0 | 0 | 0 | 0 | 0 | 53 | 0 | 0 | 0 | 0 | 0 | 0 | 0 | 0 | 0 | 0 | 0 | 0 | 1
SCE North of Lugo (NOL) Study Area | Coolwater | 230 | 0 | 0 | 0 | 0 |  |  |  |  | 0 | 0 | 0 | 0 |  | 0 | 0 | 0 | 0 | 0 |  |  |  |  | 0 | 0 | 0 | 0 |  |  | 0 | 0 | 0 | 0 | 0 | 0 | 0 | 0 | 0 | 0 | 0 | 0 | 0 |  | 0 | 0 | 0 | 0 | 0 | 0 | 0 | 0 | 0 | 0 | 0 | 0 | 0 | 0 | 0 | 0 | 0 | 0 | 0 | 0 | 0 | 0 | 0 | 0 | 0 | 0 | 0 | 0
SCE North of Lugo (NOL) Study Area | Coolwater | 115 | 0 | 0 | 0 | 0 |  |  |  |  | 0 | 0 | 0 | 0 |  | 0 | 0 | 0 | 0 | 0 |  |  |  |  | 0 | 0 | 0 | 0 |  |  | 0 | 0 | 0 | 0 | 0 | 0 | 0 | 0 | 0 | 150 | 0 | 100 | 0 |  | 0 | 0 | 0 | 0 | 0 | 0 | 0 | 0 | 0 | 150 | 0 | 100 | 0 | 1 | 0 | 0 | 0 | 0 | 0 | 0 | 0 | 0 | 0 | 150 | 0 | 100 | 0 | 1
PG&E East Kern Study Area | Corcoran | 115 | 0 | 0 | 0 | 0 |  |  |  |  | 0 | 0 | 0 | 0 |  | 0 | 0 | 0 | 0 | 0 |  |  |  |  | 0 | 0 | 0 | 0 |  |  | 0 | 0 | 0 | 0 | 0 | 0 | 0 | 0 | 0 | 0 | 0 | 0 | 0 |  | 0 | 0 | 0 | 0 | 0 | 0 | 0 | 0 | 0 | 0 | 0 | 0 | 0 | 0 | 0 | 0 | 0 | 0 | 0 | 0 | 0 | 0 | 0 | 0 | 0 | 0 | 0 | 0
PG&E North of Greater Bay Study Area | Cortina | 115 | 0 | 3 | 0 | 0 |  |  |  |  | 0 | 0 | 0 | 0 |  | 1 | 0 | 0 | 0 | 0 |  |  |  |  | 0 | 0 | 0 | 0 |  |  | 0 | 0 | 65 | 32.6 | 0 | 0 | 0 | 0 | 0 | 0 | 0 | 0 | 0 |  | 0 | 0 | 65 | 32.6 | 0 | 0 | 0 | 0 | 0 | 0 | 0 | 0 | 0 | 0 | 0 | 3 | 65 | 32.6 | 0 | 0 | 0 | 0 | 0 | 0 | 0 | 0 | 0 | 1
PG&E North of Greater Bay Study Area | Cottonwood | 230 | 0 | 0 | 0 | 0 |  |  |  |  | 0 | 0 | 0 | 0 |  | 0 | 0 | 0 | 0 | 0 |  |  |  |  | 0 | 0 | 0 | 0 |  |  | 0 | 0 | 0 | 0 | 0 | 0 | 0 | 0 | 0 | 0 | 0 | 0 | 0 |  | 0 | 0 | 0 | 0 | 0 | 0 | 0 | 0 | 0 | 0 | 0 | 0 | 0 | 0 | 0 | 0 | 0 | 0 | 0 | 0 | 0 | 0 | 0 | 0 | 0 | 0 | 0 | 0
PG&E Fresno Study Area | Cove Rd | 230 | 0 | 0 | 0 | 0 |  |  |  |  | 0 | 0 | 0 | 0 |  | 0 | 0 | 0 | 0 | 0 |  |  |  |  | 0 | 0 | 0 | 0 |  |  | 0 | 0 | 0 | 0 | 0 | 0 | 0 | 0 | 0 | 0 | 0 | 0 | 0 |  | 0 | 0 | 0 | 0 | 0 | 0 | 0 | 0 | 0 | 0 | 0 | 0 | 0 | 0 | 0 | 0 | 0 | 0 | 0 | 0 | 0 | 0 | 0 | 0 | 0 | 0 | 0 | 0
PG&E North of Greater Bay Study Area | Curtis | 115 | 0 | 0 | 0 | 0 |  |  |  |  | 0 | 0 | 0 | 0 |  | 0 | 0 | 0 | 0 | 0 |  |  |  |  | 0 | 0 | 0 | 10 |  |  | 0 | 5 | 0 | 0 | 0 | 0 | 0 | 0 | 0 | 0 | 0 | 0 | 0 |  | 0 | 5 | 0 | 0 | 0 | 0 | 0 | 0 | 0 | 0 | 0 | 10 | 0 | 0 | 0 | 5 | 0 | 0 | 0 | 0 | 0 | 0 | 0 | 0 | 0 | 10 | 0 | 1
PG&E Fresno Study Area | Dairyland | 115 | 0 | 0 | 0 | 0 |  |  |  |  | 0 | 0 | 0 | 0 |  | 0 | 0 | 0 | 0 | 0 |  |  |  |  | 0 | 0 | 0 | 0 |  |  | 0 | 0 | 0 | 0 | 0 | 0 | 0 | 0 | 0 | 0 | 0 | 0 | 0 |  | 0 | 0 | 0 | 0 | 0 | 0 | 0 | 0 | 0 | 0 | 0 | 0 | 0 | 0 | 0 | 0 | 0 | 0 | 0 | 0 | 0 | 0 | 0 | 0 | 0 | 0 | 0 | 0
PG&E North of Greater Bay Study Area | Davis | 115 | 0 | 0 | 0 | 0 |  |  |  |  | 0 | 0 | 0 | 0 |  | 0 | 0 | 0 | 0 | 0 |  |  |  |  | 0 | 0 | 0 | 0 |  |  | 0 | 0 | 0 | 0 | 0 | 0 | 0 | 0 | 0 | 0 | 0 | 0 | 0 |  | 0 | 0 | 0 | 0 | 0 | 0 | 0 | 0 | 0 | 0 | 0 | 0 | 0 | 0 | 0 | 0 | 0 | 0 | 0 | 0 | 0 | 0 | 0 | 0 | 0 | 0 | 0 | 0
SCE Metro Study Area | Del Amo | 230 | 0 | 0 | 0 | 0 |  |  |  |  | 0 | 0 | 0 | 0 |  | 0 | 0 | 0 | 0 | 0 |  |  |  |  | 0 | 0 | 0 | 0 |  |  | 0 | 0 | 0 | 0 | 0 | 0 | 0 | 0 | 0 | 0 | 0 | 0 | 0 |  | 0 | 0 | 0 | 0 | 0 | 0 | 0 | 0 | 0 | 0 | 0 | 0 | 0 | 0 | 0 | 0 | 0 | 0 | 0 | 0 | 0 | 0 | 0 | 0 | 0 | 0 | 0 | 0
SCE Eastern Study Area | Delaney | 500 | 0 | 0 | 0 | 0 |  |  |  |  | 0 | 0 | 0 | 0 |  | 0 | 0 | 0 | 0 | 0 |  |  |  |  | 0 | 350 | 0 | 0 |  |  | 0 | 0 | 0 | 0 | 0 | 0 | 0 | 0 | 0 | 0 | 1650 | 1240 | 0 |  | 0 | 0 | 0 | 0 | 0 | 0 | 0 | 0 | 0 | 350 | 1650 | 1240 | 0 | 1 | 0 | 0 | 0 | 0 | 0 | 0 | 0 | 0 | 0 | 350 | 1650 | 1240 | 0 | 1
PG&E North of Greater Bay Study Area | Delevan | 230 | 0 | 0 | 0 | 0 |  |  |  |  | 0 | 0 | 0 | 0 |  | 0 | 0 | 0 | 0 | 0 |  |  |  |  | 0 | 0 | 0 | 0 |  |  | 0 | 0 | 0 | 0 | 0 | 0 | 0 | 0 | 0 | 0 | 0 | 0 | 0 |  | 0 | 0 | 0 | 0 | 0 | 0 | 0 | 0 | 0 | 0 | 0 | 0 | 0 | 0 | 0 | 0 | 0 | 0 | 0 | 0 | 0 | 0 | 0 | 0 | 0 | 0 | 0 | 0
PG&E North of Greater Bay Study Area | Delta Switching Yard | 230 | 0 | 0 | 0 | 0 |  |  |  |  | 0 | 0 | 0 | 0 |  | 0 | 0 | 3 | 0 | 0 |  |  |  |  | 5 | 0 | 0 | 0 |  |  | 0 | 0 | 80 | 0 | 0 | 0 | 0 | 0 | 0 | 0 | 0 | 0 | 0 |  | 0 | 3 | 80 | 0 | 0 | 0 | 0 | 0 | 5 | 0 | 0 | 0 | 0 | 0 | 0 | 3 | 80 | 0 | 0 | 0 | 0 | 0 | 5 | 0 | 0 | 0 | 0 | 1
East of Pisgah Study Area | Desert View | 230 | 0 | 0 | 0 | 0 |  |  |  |  | 0 | 0 | 0 | 0 |  | 0 | 0 | 0 | 0 | 0 |  |  |  |  | 0 | 0 | 0 | 0 |  |  | 0 | 0 | 0 | 0 | 0 | 0 | 0 | 0 | 0 | 50 | 50 | 40 | 0 |  | 0 | 0 | 0 | 0 | 0 | 0 | 0 | 0 | 0 | 50 | 50 | 40 | 0 | 1 | 0 | 0 | 0 | 0 | 0 | 0 | 0 | 0 | 0 | 50 | 50 | 40 | 0 | 1
SCE Eastern Study Area | Devers | 500 | 0 | 0 | 0 | 0 |  |  |  |  | 0 | 0 | 0 | 0 |  | 0 | 0 | 0 | 0 | 0 |  |  |  |  | 0 | 0 | 0 | 0 |  |  | 0 | 0 | 0 | 0 | 0 | 0 | 0 | 0 | 0 | 0 | 0 | 0 | 0 |  | 0 | 0 | 0 | 0 | 0 | 0 | 0 | 0 | 0 | 0 | 0 | 0 | 0 | 0 | 0 | 0 | 0 | 0 | 0 | 0 | 0 | 0 | 0 | 0 | 0 | 0 | 0 | 0
SCE Eastern Study Area | Devers | 230 | 0 | 0 | 105.5 | 0 |  |  |  |  | 0 | 0 | 0 | 3 |  | 1 | 0 | 0 | 8.7 | 0 |  |  |  |  | 0 | 0 | 0 | 400 |  |  | 0 | 0 | 1.3 | 0 | 0 | 0 | 0 | 0 | 0 | 0 | 80 | 50 | 0 |  | 0 | 0 | 10 | 0 | 0 | 0 | 0 | 0 | 0 | 0 | 80 | 450 | 0 | 1 | 0 | 0 | 115.5 | 0 | 0 | 0 | 0 | 0 | 0 | 0 | 80 | 453 | 0 | 1
PG&E East Kern Study Area | Diablo | 230 | 0 | 0 | 0 | 0 |  |  |  |  | 0 | 0 | 0 | 0 |  | 0 | 0 | 0 | 0 | 0 |  |  |  |  | 0 | 0 | 0 | 0 |  |  | 0 | 0 | 0 | 0 | 0 | 0 | 0 | 0 | 0 | 0 | 0 | 0 | 0 |  | 0 | 0 | 0 | 0 | 0 | 0 | 0 | 0 | 0 | 0 | 0 | 0 | 0 | 0 | 0 | 0 | 0 | 0 | 0 | 0 | 0 | 0 | 0 | 0 | 0 | 0 | 0 | 0
PG&E S500 Study Area | Diablo | 500 | 0 | 0 | 0 | 0 |  |  |  |  | 0 | 0 | 0 | 0 |  | 0 | 0 | 0 | 0 | 0 |  |  |  |  | 0 | 0 | 0 | 0 |  |  | 0 | 0 | 0 | 0 | 0 | 0 | 3100 | 0 | 0 | 0 | 0 | 0 | 0 |  | 0 | 0 | 0 | 0 | 0 | 0 | 3100 | 0 | 0 | 0 | 0 | 0 | 0 | 0 | 0 | 0 | 0 | 0 | 0 | 0 | 3100 | 0 | 0 | 0 | 0 | 0 | 0 | 1
PG&E North of Greater Bay Study Area | Donnells | 115 | 0 | 0 | 0 | 0 |  |  |  |  | 0 | 0 | 0 | 0 |  | 0 | 0 | 0 | 0 | 0 |  |  |  |  | 0 | 0 | 0 | 0 |  |  | 0 | 0 | 0 | 0 | 0 | 0 | 0 | 0 | 0 | 0 | 0 | 0 | 0 |  | 0 | 0 | 0 | 0 | 0 | 0 | 0 | 0 | 0 | 0 | 0 | 0 | 0 | 0 | 0 | 0 | 0 | 0 | 0 | 0 | 0 | 0 | 0 | 0 | 0 | 0 | 0 | 0
SCE Northern Area | Eagle Rock | 230 | 0 | 0 | 0 | 0 |  |  |  |  | 0 | 0 | 0 | 0 |  | 0 | 0 | 0 | 0 | 0 |  |  |  |  | 0 | 0 | 0 | 0 |  |  | 0 | 0 | 0 | 0 | 0 | 0 | 0 | 0 | 0 | 0 | 0 | 0 | 0 |  | 0 | 0 | 0 | 0 | 0 | 0 | 0 | 0 | 0 | 0 | 0 | 0 | 0 | 0 | 0 | 0 | 0 | 0 | 0 | 0 | 0 | 0 | 0 | 0 | 0 | 0 | 0 | 0
PG&E North of Greater Bay Study Area | Eagle Rock | 115 | 0 | 0 | 0 | 0 |  |  |  |  | 0 | 0 | 0 | 0 |  | 0 | 0 | 0 | 0 | 0 |  |  |  |  | 0 | 0 | 0 | 0 |  |  | 0 | 1 | 0 | 0 | 0 | 0 | 0 | 0 | 0 | 0 | 0 | 0 | 0 |  | 0 | 1 | 0 | 0 | 0 | 0 | 0 | 0 | 0 | 0 | 0 | 0 | 0 | 0 | 0 | 1 | 0 | 0 | 0 | 0 | 0 | 0 | 0 | 0 | 0 | 0 | 0 | 1
PG&E North of Greater Bay Study Area | East Marysville | 115 | 0 | 0 | 0 | 0 |  |  |  |  | 0 | 0 | 0 | 0 |  | 0 | 0 | 0 | 0 | 0 |  |  |  |  | 0 | 0 | 0 | 0 |  |  | 0 | 0 | 0 | 0 | 0 | 0 | 0 | 0 | 0 | 0 | 0 | 0 | 0 |  | 0 | 0 | 0 | 0 | 0 | 0 | 0 | 0 | 0 | 0 | 0 | 0 | 0 | 0 | 0 | 0 | 0 | 0 | 0 | 0 | 0 | 0 | 0 | 0 | 0 | 0 | 0 | 0
SDG&E Study Area | ECO | 500 | 0 | 0 | 0 | 0 |  |  |  |  | 0 | 0 | 0 | 0 |  | 0 | 0 | 0 | 0 | 0 |  |  |  |  | 0 | 0 | 0 | 0 |  |  | 0 | 0 | 0 | 0 | 0 | 0 | 0 | 0 | 0 | 0 | 0 | 0 | 0 |  | 0 | 0 | 0 | 0 | 0 | 0 | 0 | 0 | 0 | 0 | 0 | 0 | 0 | 0 | 0 | 0 | 0 | 0 | 0 | 0 | 0 | 0 | 0 | 0 | 0 | 0 | 0 | 0
SDG&E Study Area | ECO | 230 | 0 | 0 | 105 | 0 |  |  |  |  | 0 | 0 | 0 | 0 |  | 1 | 0 | 0 | 0 | 0 |  |  |  |  | 0 | 0 | 0 | 0 |  |  | 0 | 0 | 0 | 360 | 0 | 0 | 0 | 0 | 0 | 0 | 0 | 0 | 0 |  | 0 | 0 | 0 | 360 | 0 | 0 | 0 | 0 | 0 | 0 | 0 | 0 | 0 | 0 | 0 | 0 | 105 | 360 | 0 | 0 | 0 | 0 | 0 | 0 | 0 | 0 | 0 | 1
SDG&E Study Area | ECO | 115 | 0 | 0 | 0 | 0 |  |  |  |  | 0 | 0 | 0 | 0 |  | 0 | 0 | 0 | 0 | 0 |  |  |  |  | 0 | 0 | 90 | 70 |  |  | 0 | 0 | 135 | 0 | 0 | 0 | 0 | 0 | 0 | 0 | 90 | 37.5 | 0 |  | 0 | 0 | 135 | 0 | 0 | 0 | 0 | 0 | 0 | 0 | 180 | 107.5 | 0 | 1 | 0 | 0 | 135 | 0 | 0 | 0 | 0 | 0 | 0 | 0 | 180 | 107.5 | 0 | 1
SCE Eastern Study Area | El Casco | 230 | 0 | 0 | 0 | 0 |  |  |  |  | 0 | 0 | 0 | 0 |  | 0 | 0 | 0 | 0 | 0 |  |  |  |  | 0 | 0 | 0 | 100 |  |  | 0 | 0 | 0 | 0 | 0 | 0 | 0 | 0 | 0 | 0 | 0 | 0 | 0 |  | 0 | 0 | 0 | 0 | 0 | 0 | 0 | 0 | 0 | 0 | 0 | 100 | 0 | 0 | 0 | 0 | 0 | 0 | 0 | 0 | 0 | 0 | 0 | 0 | 0 | 100 | 0 | 1
SCE Metro Study Area | El Nido | 230 | 0 | 0 | 0 | 0 |  |  |  |  | 0 | 0 | 0 | 0 |  | 0 | 0 | 0 | 0 | 0 |  |  |  |  | 0 | 0 | 0 | 0 |  |  | 0 | 0 | 0 | 0 | 0 | 0 | 0 | 0 | 0 | 0 | 0 | 0 | 0 |  | 0 | 0 | 0 | 0 | 0 | 0 | 0 | 0 | 0 | 0 | 0 | 0 | 0 | 0 | 0 | 0 | 0 | 0 | 0 | 0 | 0 | 0 | 0 | 0 | 0 | 0 | 0 | 0
SCE Metro Study Area | El Segundo | 230 | 0 | 0 | 0 | 0 |  |  |  |  | 0 | 0 | 0 | 0 |  | 0 | 0 | 0 | 0 | 0 |  |  |  |  | 0 | 0 | 0 | 0 |  |  | 0 | 0 | 0 | 0 | 0 | 0 | 0 | 0 | 0 | 0 | 0 | 0 | 0 |  | 0 | 0 | 0 | 0 | 0 | 0 | 0 | 0 | 0 | 0 | 0 | 0 | 0 | 0 | 0 | 0 | 0 | 0 | 0 | 0 | 0 | 0 | 0 | 0 | 0 | 0 | 0 | 0
East of Pisgah Study Area | Eldorado | 500 | 0 | 0 | 270.7 | 100 |  |  |  |  | 0 | 0 | 0 | 0 |  | 1 | 36 | 0 | 0 | 0 |  |  |  |  | 0 | 0 | 0 | 0 |  |  | 105 | 0 | 0.3 | 0 | 2500 | 0 | 0 | 0 | 0 | 0 | 0 | 0 | 0 |  | 141 | 0 | 0.3 | 0 | 2500 | 0 | 0 | 0 | 0 | 0 | 0 | 0 | 0 | 0 | 141 | 0 | 271 | 100 | 2500 | 0 | 0 | 0 | 0 | 0 | 0 | 0 | 0 | 1 | Inlcudes all Northern Nevada Geothermal (including 40 MW imported at Summit) and Idaho Wind Wyoming Wind
East of Pisgah Study Area | Eldorado | 230 | 0 | 0 | 0 | 0 |  |  |  |  | 0 | 0 | 0 | 0 |  | 0 | 40 | 0 | 0 | 0 |  |  |  |  | 0 | 0 | 249.2 | 312 |  |  | 0 | 0 | 0 | 0 | 0 | 0 | 0 | 0 | 0 | 0 | 50.8 | 217 | 0 |  | 40 | 0 | 0 | 0 | 0 | 0 | 0 | 0 | 0 | 0 | 300 | 529 | 0 | 1 | 40 | 0 | 0 | 0 | 0 | 0 | 0 | 0 | 0 | 0 | 300 | 529 | 0 | 1
PG&E Fresno Study Area | Elk Hills | 230 | 0 | 0 | 0 | 0 |  |  |  |  | 0 | 0 | 0 | 0 |  | 0 | 0 | 0 | 0 | 0 |  |  |  |  | 0 | 0 | 0 | 0 |  |  | 0 | 0 | 0 | 0 | 0 | 0 | 0 | 0 | 0 | 0 | 0 | 0 | 0 |  | 0 | 0 | 0 | 0 | 0 | 0 | 0 | 0 | 0 | 0 | 0 | 0 | 0 | 0 | 0 | 0 | 0 | 0 | 0 | 0 | 0 | 0 | 0 | 0 | 0 | 0 | 0 | 0
SCE Metro Study Area | Ellis | 230 | 0 | 0 | 0 | 0 |  |  |  |  | 0 | 0 | 0 | 0 |  | 0 | 0 | 0 | 0 | 0 |  |  |  |  | 0 | 0 | 0 | 0 |  |  | 0 | 0 | 0 | 0 | 0 | 0 | 0 | 0 | 0 | 0 | 0 | 0 | 0 |  | 0 | 0 | 0 | 0 | 0 | 0 | 0 | 0 | 0 | 0 | 0 | 0 | 0 | 0 | 0 | 0 | 0 | 0 | 0 | 0 | 0 | 0 | 0 | 0 | 0 | 0 | 0 | 0
SDG&E Study Area | Encina | 230 | 0 | 0 | 0 | 0 |  |  |  |  | 0 | 0 | 0 | 0 |  | 0 | 0 | 0 | 0 | 0 |  |  |  |  | 0 | 0 | 0 | 0 |  |  | 0 | 0 | 0 | 0 | 0 | 0 | 0 | 0 | 0 | 0 | 0 | 0 | 0 |  | 0 | 0 | 0 | 0 | 0 | 0 | 0 | 0 | 0 | 0 | 0 | 0 | 0 | 0 | 0 | 0 | 0 | 0 | 0 | 0 | 0 | 0 | 0 | 0 | 0 | 0 | 0 | 0
SDG&E Study Area | Encina | 115 | 0 | 0 | 0 | 0 |  |  |  |  | 0 | 0 | 0 | 0 |  | 0 | 0 | 0 | 0 | 0 |  |  |  |  | 0 | 0 | 0 | 0 |  |  | 0 | 0 | 0 | 0 | 0 | 0 | 0 | 0 | 0 | 0 | 0 | 0 | 0 |  | 0 | 0 | 0 | 0 | 0 | 0 | 0 | 0 | 0 | 0 | 0 | 0 | 0 | 0 | 0 | 0 | 0 | 0 | 0 | 0 | 0 | 0 | 0 | 0 | 0 | 0 | 0 | 0
SDG&E Study Area | Escondido | 230 | 0 | 0 | 0 | 0 |  |  |  |  | 0 | 0 | 0 | 104 |  | 1 | 0 | 0 | 0 | 0 |  |  |  |  | 0 | 0 | 0 | 60 |  |  | 0 | 0 | 0 | 0 | 0 | 0 | 0 | 0 | 0 | 0 | 0 | 10 | 0 |  | 0 | 0 | 0 | 0 | 0 | 0 | 0 | 0 | 0 | 0 | 0 | 70 | 0 | 0 | 0 | 0 | 0 | 0 | 0 | 0 | 0 | 0 | 0 | 0 | 0 | 174 | 0 | 1
SCE Metro Study Area | Etiwanda | 230 | 0 | 0 | 0 | 0 |  |  |  |  | 0 | 0 | 0 | 0 |  | 0 | 0 | 0 | 0 | 0 |  |  |  |  | 0 | 0 | 0 | 100 |  |  | 0 | 0 | 0 | 0 | 0 | 0 | 0 | 0 | 0 | 0 | 0 | 1 | 0 |  | 0 | 0 | 0 | 0 | 0 | 0 | 0 | 0 | 0 | 0 | 0 | 101 | 0 | 0 | 0 | 0 | 0 | 0 | 0 | 0 | 0 | 0 | 0 | 0 | 0 | 101 | 0 | 1
PG&E North of Greater Bay Study Area | Fulton | 230 | 0 | 0 | 0 | 0 |  |  |  |  | 0 | 0 | 0 | 0 |  | 0 | 0 | 0 | 0 | 0 |  |  |  |  | 0 | 0 | 0 | 0 |  |  | 0 | 1 | 0 | 0 | 0 | 0 | 0 | 0 | 0 | 0 | 0 | 0 | 0 |  | 0 | 1 | 0 | 0 | 0 | 0 | 0 | 0 | 0 | 0 | 0 | 0 | 0 | 0 | 0 | 1 | 0 | 0 | 0 | 0 | 0 | 0 | 0 | 0 | 0 | 0 | 0 | 1
East of Pisgah Study Area | Gamebird | 115 | 0 | 0 | 0 | 0 |  |  |  |  | 0 | 0 | 0 | 0 |  | 0 | 0 | 0 | 0 | 0 |  |  |  |  | 0 | 0 | 0 | 0 |  |  | 0 | 0 | 0 | 0 | 0 | 0 | 0 | 0 | 0 | 0 | 0 | 0 | 0 |  | 0 | 0 | 0 | 0 | 0 | 0 | 0 | 0 | 0 | 0 | 0 | 0 | 0 | 0 | 0 | 0 | 0 | 0 | 0 | 0 | 0 | 0 | 0 | 0 | 0 | 0 | 0 | 0
PG&E S500 Study Area | Gates | 500 | 0 | 0 | 0 | 0 |  |  |  |  | 0 | 0 | 0 | 0 |  | 0 | 0 | 0 | 0 | 0 |  |  |  |  | 0 | 0 | 0 | 0 |  |  | 0 | 0 | 0 | 0 | 0 | 0 | 0 | 0 | 0 | 0 | 0 | 0 | 0 |  | 0 | 0 | 0 | 0 | 0 | 0 | 0 | 0 | 0 | 0 | 0 | 0 | 0 | 0 | 0 | 0 | 0 | 0 | 0 | 0 | 0 | 0 | 0 | 0 | 0 | 0 | 0 | 0
PG&E East Kern Study Area | Gates | 230 | 0 | 0 | 0 | 0 |  |  |  |  | 0 | 50 | 0 | 60 |  | 1 | 0 | 0 | 0 | 0 |  |  |  |  | 1.592 | 125 | 0 | 51.25 |  |  | 0 | 0 | 0 | 0 | 0 | 0 | 0 | 0 | 0.408 | 935 | 887 | 115.75 | 0 |  | 0 | 0 | 0 | 0 | 0 | 0 | 0 | 0 | 2 | 1060 | 887 | 167 | 0 | 1 | 0 | 0 | 0 | 0 | 0 | 0 | 0 | 0 | 2 | 1110 | 887 | 227 | 0 | 1 | Includes 10 MW of storage mapped to Kettleman
PG&E North of Greater Bay Study Area | Geysers | 230 | 0 | 0 | 0 | 0 |  |  |  |  | 0 | 0 | 0 | 0 |  | 0 | 0 | 0 | 0 | 0 |  |  |  |  | 0 | 0 | 0 | 0 |  |  | 89 | 0 | 0 | 0 | 0 | 0 | 0 | 0 | 0 | 0 | 0 | 0 | 0 |  | 89 | 0 | 0 | 0 | 0 | 0 | 0 | 0 | 0 | 0 | 0 | 0 | 0 | 0 | 89 | 0 | 0 | 0 | 0 | 0 | 0 | 0 | 0 | 0 | 0 | 0 | 0 | 1
PG&E North of Greater Bay Study Area | Glenn | 230 | 0 | 0 | 0 | 0 |  |  |  |  | 0 | 0 | 0 | 0 |  | 0 | 0 | 0.99 | 0 | 0 |  |  |  |  | 0 | 0 | 0 | 0 |  |  | 0 | 0.01 | 30 | 98 | 0 | 0 | 0 | 0 | 0 | 0 | 0 | 0 | 0 |  | 0 | 1 | 30 | 98 | 0 | 0 | 0 | 0 | 0 | 0 | 0 | 0 | 0 | 0 | 0 | 1 | 30 | 98 | 0 | 0 | 0 | 0 | 0 | 0 | 0 | 0 | 0 | 1
PG&E North of Greater Bay Study Area | Gold Hill | 115 | 0 | 0 | 0 | 0 |  |  |  |  | 0 | 0 | 0 | 0 |  | 0 | 0 | 0 | 0 | 0 |  |  |  |  | 0 | 0 | 0 | 0 |  |  | 0 | 0 | 0 | 0 | 0 | 0 | 0 | 0 | 0 | 0 | 0 | 0 | 0 |  | 0 | 0 | 0 | 0 | 0 | 0 | 0 | 0 | 0 | 0 | 0 | 0 | 0 | 0 | 0 | 0 | 0 | 0 | 0 | 0 | 0 | 0 | 0 | 0 | 0 | 0 | 0 | 0
SCE Northern Area | Goleta | 230 | 0 | 0 | 0 | 0 |  |  |  |  | 0 | 0 | 0 | 10 |  | 1 | 0 | 2.274 | 0 | 0 |  |  |  |  | 0 | 0 | 0 | 70 |  |  | 0 | 0 | 0 | 0 | 0 | 0 | 0 | 0 | 0 | 0 | 0 | 0 | 0 |  | 0 | 2.274 | 0 | 0 | 0 | 0 | 0 | 0 | 0 | 0 | 0 | 70 | 0 | 0 | 0 | 2.274 | 0 | 0 | 0 | 0 | 0 | 0 | 0 | 0 | 0 | 80 | 0 | 1
SCE Northern Area | Goodrich | 230 | 0 | 0 | 0 | 0 |  |  |  |  | 0 | 0 | 0 | 0 |  | 0 | 0 | 0 | 0 | 0 |  |  |  |  | 0 | 0 | 0 | 0 |  |  | 0 | 0 | 0 | 0 | 0 | 0 | 0 | 0 | 0 | 0 | 0 | 0 | 0 |  | 0 | 0 | 0 | 0 | 0 | 0 | 0 | 0 | 0 | 0 | 0 | 0 | 0 | 0 | 0 | 0 | 0 | 0 | 0 | 0 | 0 | 0 | 0 | 0 | 0 | 0 | 0 | 0
PG&E East Kern Study Area | Goose Lake | 115 | 0 | 0 | 0 | 0 |  |  |  |  | 0 | 0 | 0 | 0 |  | 0 | 0 | 0 | 0 | 0 |  |  |  |  | 0 | 0 | 0 | 0 |  |  | 0 | 0 | 0 | 0 | 0 | 0 | 0 | 0 | 0 | 0 | 0 | 0 | 0 |  | 0 | 0 | 0 | 0 | 0 | 0 | 0 | 0 | 0 | 0 | 0 | 0 | 0 | 0 | 0 | 0 | 0 | 0 | 0 | 0 | 0 | 0 | 0 | 0 | 0 | 0 | 0 | 0
SCE Northern Area | Gould | 230 | 0 | 0 | 0 | 0 |  |  |  |  | 0 | 0 | 0 | 0 |  | 0 | 0 | 0 | 0 | 0 |  |  |  |  | 0 | 0 | 0 | 0 |  |  | 0 | 0 | 0 | 0 | 0 | 0 | 0 | 0 | 0 | 0 | 0 | 0 | 0 |  | 0 | 0 | 0 | 0 | 0 | 0 | 0 | 0 | 0 | 0 | 0 | 0 | 0 | 0 | 0 | 0 | 0 | 0 | 0 | 0 | 0 | 0 | 0 | 0 | 0 | 0 | 0 | 0
PG&E North of Greater Bay Study Area | Grand Island | 115 | 0 | 0 | 0 | 0 |  |  |  |  | 0 | 0 | 0 | 0 |  | 0 | 0 | 0 | 0 | 0 |  |  |  |  | 0 | 0 | 0 | 0 |  |  | 0 | 0 | 0 | 0 | 0 | 0 | 0 | 0 | 0 | 0 | 0 | 0 | 0 |  | 0 | 0 | 0 | 0 | 0 | 0 | 0 | 0 | 0 | 0 | 0 | 0 | 0 | 0 | 0 | 0 | 0 | 0 | 0 | 0 | 0 | 0 | 0 | 0 | 0 | 0 | 0 | 0
PG&E North of Greater Bay Study Area | Green Ridge Midway | 115 | 0 | 0 | 0 | 0 |  |  |  |  | 0 | 0 | 0 | 0 |  | 0 | 0 | 0 | 0 | 0 |  |  |  |  | 0 | 0 | 0 | 0 |  |  | 0 | 0 | 0 | 0 | 0 | 0 | 0 | 0 | 0 | 0 | 0 | 0 | 0 |  | 0 | 0 | 0 | 0 | 0 | 0 | 0 | 0 | 0 | 0 | 0 | 0 | 0 | 0 | 0 | 0 | 0 | 0 | 0 | 0 | 0 | 0 | 0 | 0 | 0 | 0 | 0 | 0
PG&E East Kern Study Area | Gregg | 230 | 0 | 0 | 0 | 0 |  |  |  |  | 0 | 0 | 0 | 0 |  | 0 | 0 | 0 | 0 | 0 |  |  |  |  | 0 | 0 | 0 | 0 |  |  | 0 | 0 | 0 | 0 | 0 | 0 | 0 | 0 | 0 | 0 | 0 | 0 | 0 |  | 0 | 0 | 0 | 0 | 0 | 0 | 0 | 0 | 0 | 0 | 0 | 0 | 0 | 0 | 0 | 0 | 0 | 0 | 0 | 0 | 0 | 0 | 0 | 0 | 0 | 0 | 0 | 0
PG&E Fresno Study Area | Grimway | 115 | 0 | 0 | 0 | 0 |  |  |  |  | 0 | 0 | 0 | 0 |  | 0 | 0 | 0 | 0 | 0 |  |  |  |  | 0 | 0 | 0 | 0 |  |  | 0 | 0 | 0 | 0 | 0 | 0 | 0 | 0 | 0 | 0 | 0 | 0 | 0 |  | 0 | 0 | 0 | 0 | 0 | 0 | 0 | 0 | 0 | 0 | 0 | 0 | 0 | 0 | 0 | 0 | 0 | 0 | 0 | 0 | 0 | 0 | 0 | 0 | 0 | 0 | 0 | 0
PG&E East Kern Study Area | GWF Hanford Sw Sta | 115 | 0 | 0 | 0 | 0 |  |  |  |  | 0 | 0 | 0 | 0 |  | 0 | 0 | 0 | 0 | 0 |  |  |  |  | 0 | 0 | 0 | 0 |  |  | 0 | 0 | 0 | 0 | 0 | 0 | 0 | 0 | 0 | 13.5 | 0 | 0 | 0 |  | 0 | 0 | 0 | 0 | 0 | 0 | 0 | 0 | 0 | 13.5 | 0 | 0 | 0 | 1 | 0 | 0 | 0 | 0 | 0 | 0 | 0 | 0 | 0 | 13.5 | 0 | 0 | 0 | 1
SCE Metro Study Area | Harborgen | 230 | 0 | 0 | 0 | 0 |  |  |  |  | 0 | 0 | 0 | 0 |  | 0 | 0 | 0 | 0 | 0 |  |  |  |  | 0 | 0 | 0 | 0 |  |  | 0 | 0 | 0 | 0 | 0 | 0 | 0 | 0 | 0 | 0 | 0 | 0 | 0 |  | 0 | 0 | 0 | 0 | 0 | 0 | 0 | 0 | 0 | 0 | 0 | 0 | 0 | 0 | 0 | 0 | 0 | 0 | 0 | 0 | 0 | 0 | 0 | 0 | 0 | 0 | 0 | 0
SDG&E Study Area | Hassayampa | 500 | 0 | 0 | 0 | 0 |  |  |  |  | 0 | 0 | 0 | 0 |  | 0 | 0 | 0 | 0 | 0 |  |  |  |  | 0 | 0 | 0 | 0 |  |  | 0 | 0 | 0 | 0 | 0 | 0 | 0 | 0 | 0 | 300 | 171 | 30 | 0 |  | 0 | 0 | 0 | 0 | 0 | 0 | 0 | 0 | 0 | 300 | 171 | 30 | 0 | 1 | 0 | 0 | 0 | 0 | 0 | 0 | 0 | 0 | 0 | 300 | 171 | 30 | 0 | 1
PG&E Fresno Study Area | Helm | 230 | 0 | 0 | 0 | 0 |  |  |  |  | 0 | 0 | 0 | 0 |  | 0 | 0 | 0 | 0 | 0 |  |  |  |  | 0 | 0 | 0 | 0 |  |  | 0 | 0 | 0 | 0 | 0 | 0 | 0 | 0 | 0 | 65 | 120.1746 | 49.5 | 0 |  | 0 | 0 | 0 | 0 | 0 | 0 | 0 | 0 | 0 | 65 | 120.1746 | 49.5 | 0 | 1 | 0 | 0 | 0 | 0 | 0 | 0 | 0 | 0 | 0 | 65 | 120.1746 | 49.5 | 0 | 1
PG&E Fresno Study Area | Henrietta | 115 | 0 | 0 | 0 | 0 |  |  |  |  | 0 | 0 | 0 | 10 |  | 1 | 0 | 0 | 0 | 0 |  |  |  |  | 0 | 0 | 20 | 0 |  |  | 0 | 0 | 0 | 0 | 0 | 0 | 0 | 0 | 0 | 20 | 68 | 49 | 0 |  | 0 | 0 | 0 | 0 | 0 | 0 | 0 | 0 | 0 | 20 | 88 | 49 | 0 | 1 | 0 | 0 | 0 | 0 | 0 | 0 | 0 | 0 | 0 | 20 | 88 | 59 | 0 | 1
PG&E North of Greater Bay Study Area | Higgins | 115 | 0 | 0 | 0 | 0 |  |  |  |  | 0 | 0 | 0 | 0 |  | 0 | 0 | 0 | 0 | 0 |  |  |  |  | 0 | 0 | 0 | 0 |  |  | 0 | 16.4 | 0 | 0 | 0 | 0 | 0 | 0 | 0 | 0 | 0 | 0 | 0 |  | 0 | 16.4 | 0 | 0 | 0 | 0 | 0 | 0 | 0 | 0 | 0 | 0 | 0 | 0 | 0 | 16.4 | 0 | 0 | 0 | 0 | 0 | 0 | 0 | 0 | 0 | 0 | 0 | 1
SCE Northern Area | Highwind | 230 | 0 | 0 | 0 | 0 |  |  |  |  | 0 | 0 | 0 | 0 |  | 0 | 0 | 0 | 0 | 0 |  |  |  |  | 0 | 0 | 0 | 0 |  |  | 0 | 0 | 0 | 0 | 0 | 0 | 0 | 0 | 0 | 0 | 0 | 0 | 0 |  | 0 | 0 | 0 | 0 | 0 | 0 | 0 | 0 | 0 | 0 | 0 | 0 | 0 | 0 | 0 | 0 | 0 | 0 | 0 | 0 | 0 | 0 | 0 | 0 | 0 | 0 | 0 | 0
SCE Metro Study Area | Hinson | 230 | 0 | 0 | 0 | 0 |  |  |  |  | 0 | 0 | 0 | 0 |  | 0 | 0 | 2.8 | 0 | 0 |  |  |  |  | 0 | 0 | 0 | 0 |  |  | 0 | 0 | 0 | 0 | 0 | 0 | 0 | 0 | 0 | 0 | 0 | 175 | 0 |  | 0 | 2.8 | 0 | 0 | 0 | 0 | 0 | 0 | 0 | 0 | 0 | 175 | 0 | 0 | 0 | 2.8 | 0 | 0 | 0 | 0 | 0 | 0 | 0 | 0 | 0 | 175 | 0 | 1
PG&E North of Greater Bay Study Area | Honcut | 115 | 0 | 0 | 0 | 0 |  |  |  |  | 0 | 0 | 0 | 0 |  | 0 | 0 | 0 | 0 | 0 |  |  |  |  | 0 | 0 | 0 | 0 |  |  | 0 | 0 | 0 | 0 | 0 | 0 | 0 | 0 | 0 | 0 | 0 | 0 | 0 |  | 0 | 0 | 0 | 0 | 0 | 0 | 0 | 0 | 0 | 0 | 0 | 0 | 0 | 0 | 0 | 0 | 0 | 0 | 0 | 0 | 0 | 0 | 0 | 0 | 0 | 0 | 0 | 0
SDG&E Study Area | Hoodoo Wash | 500 | 0 | 0 | 0 | 0 |  |  |  |  | 0 | 0 | 0 | 0 |  | 0 | 0 | 0 | 0 | 0 |  |  |  |  | 0 | 0 | 0 | 0 |  |  | 0 | 0 | 0 | 0 | 0 | 0 | 0 | 0 | 0 | 250 | 776 | 535 | 0 |  | 0 | 0 | 0 | 0 | 0 | 0 | 0 | 0 | 0 | 250 | 776 | 535 | 0 | 1 | 0 | 0 | 0 | 0 | 0 | 0 | 0 | 0 | 0 | 250 | 776 | 535 | 0 | 1
PG&E North of Greater Bay Study Area | Humboldt | 115 | 0 | 0 | 0 | 0 |  |  |  |  | 0 | 0 | 0 | 0 |  | 0 | 0 | 0 | 0 | 0 |  |  |  |  | 0 | 0 | 0 | 0 |  |  | 0 | 0 | 0 | 0 | 0 | 0 | 0 | 161 | 0 | 0 | 0 | 0 | 0 |  | 0 | 0 | 0 | 0 | 0 | 0 | 0 | 161 | 0 | 0 | 0 | 0 | 0 | 0 | 0 | 0 | 0 | 0 | 0 | 0 | 0 | 161 | 0 | 0 | 0 | 0 | 0 | 1
PG&E North of Greater Bay Study Area | Humboldt (Proposed) | 500 | 0 | 0 | 0 | 0 |  |  |  |  | 0 | 0 | 0 | 0 |  | 0 | 0 | 0 | 0 | 0 |  |  |  |  | 0 | 0 | 0 | 0 |  |  | 0 | 0 | 0 | 0 | 0 | 0 | 0 | 0 | 0 | 0 | 0 | 0 | 0 |  | 0 | 0 | 0 | 0 | 0 | 0 | 0 | 0 | 0 | 0 | 0 | 0 | 0 | 0 | 0 | 0 | 0 | 0 | 0 | 0 | 0 | 0 | 0 | 0 | 0 | 0 | 0 | 0
SCE Metro Study Area | Huntington Beach | 230 | 0 | 0 | 0 | 0 |  |  |  |  | 0 | 0 | 0 | 0 |  | 0 | 0 | 0 | 0 | 0 |  |  |  |  | 0 | 0 | 0 | 0 |  |  | 0 | 0 | 0 | 0 | 0 | 0 | 0 | 0 | 0 | 0 | 0 | 0 | 0 |  | 0 | 0 | 0 | 0 | 0 | 0 | 0 | 0 | 0 | 0 | 0 | 0 | 0 | 0 | 0 | 0 | 0 | 0 | 0 | 0 | 0 | 0 | 0 | 0 | 0 | 0 | 0 | 0
SDG&E Study Area | IID System | 230 | 0 | 0 | 0 | 0 |  |  |  |  | 0 | 0 | 0 | 0 |  | 0 | 26 | 0 | 0 | 0 |  |  |  |  | 0 | 20 | 100 | 150 |  |  | 924 | 0 | 0 | 0 | 0 | 0 | 0 | 0 | 0 | 0 | 0 | 0 | 0 |  | 950 | 0 | 0 | 0 | 0 | 0 | 0 | 0 | 0 | 20 | 100 | 150 | 0 | 1 | 950 | 0 | 0 | 0 | 0 | 0 | 0 | 0 | 0 | 20 | 100 | 150 | 0 | 1
SDG&E Study Area | IID System | 161 | 0 | 0 | 0 | 0 |  |  |  |  | 0 | 0 | 0 | 0 |  | 0 | 50 | 0 | 0 | 0 |  |  |  |  | 0 | 0 | 0 | 0 |  |  | 0 | 0 | 0 | 0 | 0 | 0 | 0 | 0 | 0 | 0 | 0 | 0 | 0 |  | 50 | 0 | 0 | 0 | 0 | 0 | 0 | 0 | 0 | 0 | 0 | 0 | 0 | 0 | 50 | 0 | 0 | 0 | 0 | 0 | 0 | 0 | 0 | 0 | 0 | 0 | 0 | 1
SDG&E Study Area | Imperial Valley | 500 | 0 | 0 | 0 | 0 |  |  |  |  | 0 | 0 | 0 | 0 |  | 0 | 0 | 0 | 0 | 0 |  |  |  |  | 0 | 0 | 0 | 0 |  |  | 0 | 0 | 0 | 0 | 0 | 0 | 0 | 0 | 0 | 0 | 0 | 0 | 0 |  | 0 | 0 | 0 | 0 | 0 | 0 | 0 | 0 | 0 | 0 | 0 | 0 | 0 | 0 | 0 | 0 | 0 | 0 | 0 | 0 | 0 | 0 | 0 | 0 | 0 | 0 | 0 | 0
SDG&E Study Area | Imperial Valley | 230 | 0 | 0 | 0 | 0 |  |  |  |  | 0 | 0 | 0 | 40 |  | 1 | 0 | 0 | 0 | 0 |  |  |  |  | 0 | 0 | 0 | 131 |  |  | 0 | 0 | 0 | 0 | 0 | 0 | 0 | 0 | 0 | 100 | 350 | 44 | 0 |  | 0 | 0 | 0 | 0 | 0 | 0 | 0 | 0 | 0 | 100 | 350 | 175 | 0 | 1 | 0 | 0 | 0 | 0 | 0 | 0 | 0 | 0 | 0 | 100 | 350 | 215 | 0 | 1
East of Pisgah Study Area | Innovation | 230 | 0 | 0 | 0 | 0 |  |  |  |  | 0 | 0 | 0 | 0 |  | 0 | 0 | 0 | 0 | 0 |  |  |  |  | 0 | 0 | 0 | 0 |  |  | 0 | 0 | 93 | 0 | 0 | 0 | 0 | 0 | 0 | 237 | 65 | 150 | 0 |  | 0 | 0 | 93 | 0 | 0 | 0 | 0 | 0 | 0 | 237 | 65 | 150 | 0 | 1 | 0 | 0 | 93 | 0 | 0 | 0 | 0 | 0 | 0 | 237 | 65 | 150 | 0 | 1
East of Pisgah Study Area | Innovation | 115 | 0 | 0 | 0 | 0 |  |  |  |  | 0 | 0 | 0 | 0 |  | 0 | 0 | 0 | 0 | 0 |  |  |  |  | 0 | 0 | 0 | 0 |  |  | 0 | 0 | 0 | 0 | 0 | 0 | 0 | 0 | 0 | 0 | 0 | 0 | 0 |  | 0 | 0 | 0 | 0 | 0 | 0 | 0 | 0 | 0 | 0 | 0 | 0 | 0 | 0 | 0 | 0 | 0 | 0 | 0 | 0 | 0 | 0 | 0 | 0 | 0 | 0 | 0 | 0
East of Pisgah Study Area | Innovation | 138 | 0 | 0 | 0 | 0 |  |  |  |  | 0 | 0 | 0 | 0 |  | 0 | 0 | 0 | 0 | 0 |  |  |  |  | 0 | 0 | 0 | 0 |  |  | 0 | 0 | 0 | 0 | 0 | 0 | 0 | 0 | 0 | 0 | 0 | 0 | 0 |  | 0 | 0 | 0 | 0 | 0 | 0 | 0 | 0 | 0 | 0 | 0 | 0 | 0 | 0 | 0 | 0 | 0 | 0 | 0 | 0 | 0 | 0 | 0 | 0 | 0 | 0 | 0 | 0
SCE North of Lugo (NOL) Study Area | Inyo | 115 | 0 | 0 | 0 | 0 |  |  |  |  | 0 | 0 | 0 | 0 |  | 0 | 0 | 0 | 0 | 0 |  |  |  |  | 0 | 0 | 0 | 0 |  |  | 0 | 0 | 0 | 0 | 0 | 0 | 0 | 0 | 0 | 0 | 0 | 0 | 0 |  | 0 | 0 | 0 | 0 | 0 | 0 | 0 | 0 | 0 | 0 | 0 | 0 | 0 | 0 | 0 | 0 | 0 | 0 | 0 | 0 | 0 | 0 | 0 | 0 | 0 | 0 | 0 | 0
SCE North of Lugo (NOL) Study Area | Inyokern | 115 | 0 | 0 | 0 | 0 |  |  |  |  | 0 | 0 | 0 | 0 |  | 0 | 0 | 0 | 0 | 0 |  |  |  |  | 0 | 0 | 0 | 0 |  |  | 0 | 0 | 0 | 0 | 0 | 0 | 0 | 0 | 0 | 0 | 0 | 0 | 0 |  | 0 | 0 | 0 | 0 | 0 | 0 | 0 | 0 | 0 | 0 | 0 | 0 | 0 | 0 | 0 | 0 | 0 | 0 | 0 | 0 | 0 | 0 | 0 | 0 | 0 | 0 | 0 | 0
East of Pisgah Study Area | Ivanpah | 230 | 0 | 0 | 0 | 0 |  |  |  |  | 0 | 0 | 0 | 0 |  | 0 | 0 | 0 | 0 | 0 |  |  |  |  | 0 | 0 | 0 | 0 |  |  | 0 | 0 | 0 | 0 | 0 | 0 | 0 | 0 | 0 | 0 | 0 | 200 | 0 |  | 0 | 0 | 0 | 0 | 0 | 0 | 0 | 0 | 0 | 0 | 0 | 200 | 0 | 0 | 0 | 0 | 0 | 0 | 0 | 0 | 0 | 0 | 0 | 0 | 0 | 200 | 0 | 1
East of Pisgah Study Area | Ivanpah | 115 | 0 | 0 | 0 | 0 |  |  |  |  | 0 | 0 | 0 | 0 |  | 0 | 0 | 0 | 0 | 0 |  |  |  |  | 0 | 0 | 0 | 0 |  |  | 0 | 0 | 0 | 0 | 0 | 0 | 0 | 0 | 0 | 0 | 0 | 0 | 0 |  | 0 | 0 | 0 | 0 | 0 | 0 | 0 | 0 | 0 | 0 | 0 | 0 | 0 | 0 | 0 | 0 | 0 | 0 | 0 | 0 | 0 | 0 | 0 | 0 | 0 | 0 | 0 | 0
PG&E North of Greater Bay Study Area | Jessup | 115 | 0 | 0 | 0 | 0 |  |  |  |  | 0 | 0 | 0 | 0 |  | 0 | 0 | 0 | 0 | 0 |  |  |  |  | 0 | 0 | 0 | 0 |  |  | 0 | 5.5 | 0 | 0 | 0 | 0 | 0 | 0 | 0 | 0 | 0 | 0 | 0 |  | 0 | 5.5 | 0 | 0 | 0 | 0 | 0 | 0 | 0 | 0 | 0 | 0 | 0 | 0 | 0 | 5.5 | 0 | 0 | 0 | 0 | 0 | 0 | 0 | 0 | 0 | 0 | 0 | 1
SCE Metro Study Area | Johanna | 230 | 0 | 0 | 0 | 0 |  |  |  |  | 0 | 0 | 0 | 75 |  | 1 | 0 | 0 | 0 | 0 |  |  |  |  | 0 | 0 | 0 | 40 |  |  | 0 | 0 | 0 | 0 | 0 | 0 | 0 | 0 | 0 | 0 | 0 | 0 | 0 |  | 0 | 0 | 0 | 0 | 0 | 0 | 0 | 0 | 0 | 0 | 0 | 40 | 0 | 0 | 0 | 0 | 0 | 0 | 0 | 0 | 0 | 0 | 0 | 0 | 0 | 115 | 0 | 1
PG&E Fresno Study Area | Kearney | 230 | 0 | 0 | 0 | 0 |  |  |  |  | 0 | 0 | 0 | 0 |  | 0 | 0 | 0.55 | 0 | 0 |  |  |  |  | 10 | 0 | 0 | 0 |  |  | 0 | 0.05 | 0 | 0 | 0 | 0 | 0 | 0 | 0 | 0 | 0 | 0 | 0 |  | 0 | 0.6 | 0 | 0 | 0 | 0 | 0 | 0 | 10 | 0 | 0 | 0 | 0 | 0 | 0 | 0.6 | 0 | 0 | 0 | 0 | 0 | 0 | 10 | 0 | 0 | 0 | 0 | 1
SDG&E Study Area | Kearny | 115 | 0 | 0 | 0 | 0 |  |  |  |  | 0 | 0 | 0 | 20 |  | 1 | 0 | 0 | 0 | 0 |  |  |  |  | 0 | 0 | 0 | 0 |  |  | 0 | 0 | 0 | 0 | 0 | 0 | 0 | 0 | 0 | 0 | 0 | 0 | 0 |  | 0 | 0 | 0 | 0 | 0 | 0 | 0 | 0 | 0 | 0 | 0 | 0 | 0 | 0 | 0 | 0 | 0 | 0 | 0 | 0 | 0 | 0 | 0 | 0 | 0 | 20 | 0 | 1
PG&E North of Greater Bay Study Area | Kelso | 230 | 0 | 0 | 56.2 | 0 |  |  |  |  | 0 | 0 | 0 | 0 |  | 1 | 0 | 0 | 0 | 0 |  |  |  |  | 0 | 0 | 0 | 0 |  |  | 0 | 0 | 35.8 | 25 | 0 | 0 | 0 | 0 | 0 | 0 | 0 | 0 | 0 |  | 0 | 0 | 35.8 | 25 | 0 | 0 | 0 | 0 | 0 | 0 | 0 | 0 | 0 | 0 | 0 | 0 | 92 | 25 | 0 | 0 | 0 | 0 | 0 | 0 | 0 | 0 | 0 | 1
PG&E East Kern Study Area | Kern | 115 | 0 | 0 | 0 | 0 |  |  |  |  | 0 | 0 | 0 | 0 |  | 0 | 0 | 0 | 0 | 0 |  |  |  |  | 0 | 0 | 0 | 0 |  |  | 0 | 0 | 0 | 0 | 0 | 0 | 0 | 0 | 0 | 0 | 0 | 0 | 0 |  | 0 | 0 | 0 | 0 | 0 | 0 | 0 | 0 | 0 | 0 | 0 | 0 | 0 | 0 | 0 | 0 | 0 | 0 | 0 | 0 | 0 | 0 | 0 | 0 | 0 | 0 | 0 | 0
PG&E East Kern Study Area | Kern Oil | 115 | 0 | 0 | 0 | 0 |  |  |  |  | 0 | 0 | 0 | 0 |  | 0 | 0 | 0 | 0 | 0 |  |  |  |  | 0 | 0 | 0 | 0 |  |  | 0 | 0 | 0 | 0 | 0 | 0 | 0 | 0 | 0 | 0 | 0 | 0 | 0 |  | 0 | 0 | 0 | 0 | 0 | 0 | 0 | 0 | 0 | 0 | 0 | 0 | 0 | 0 | 0 | 0 | 0 | 0 | 0 | 0 | 0 | 0 | 0 | 0 | 0 | 0 | 0 | 0
PG&E East Kern Study Area | Kern Power | 115 | 0 | 0 | 0 | 0 |  |  |  |  | 0 | 0 | 0 | 0 |  | 0 | 0 | 0 | 0 | 0 |  |  |  |  | 0 | 0 | 0 | 0 |  |  | 0 | 0 | 0 | 0 | 0 | 0 | 0 | 0 | 0 | 0 | 0 | 0 | 0 |  | 0 | 0 | 0 | 0 | 0 | 0 | 0 | 0 | 0 | 0 | 0 | 0 | 0 | 0 | 0 | 0 | 0 | 0 | 0 | 0 | 0 | 0 | 0 | 0 | 0 | 0 | 0 | 0
PG&E Fresno Study Area | Kingsburg | 115 | 0 | 0 | 0 | 0 |  |  |  |  | 0 | 0 | 0 | 0 |  | 0 | 0 | 0 | 0 | 0 |  |  |  |  | 0 | 0 | 0 | 0 |  |  | 0 | 0 | 0 | 0 | 0 | 0 | 0 | 0 | 0 | 0 | 0 | 0 | 0 |  | 0 | 0 | 0 | 0 | 0 | 0 | 0 | 0 | 0 | 0 | 0 | 0 | 0 | 0 | 0 | 0 | 0 | 0 | 0 | 0 | 0 | 0 | 0 | 0 | 0 | 0 | 0 | 0
SCE North of Lugo (NOL) Study Area | Kramer | 230 | 0 | 0 | 0 | 0 |  |  |  |  | 0 | 0 | 0 | 0 |  | 0 | 0 | 0 | 0 | 0 |  |  |  |  | 0 | 530 | 400 | 525 |  |  | 0 | 0 | 0 | 0 | 0 | 0 | 0 | 0 | 0 | 90 | 40.7657 | 175 | 0 |  | 0 | 0 | 0 | 0 | 0 | 0 | 0 | 0 | 0 | 620 | 440.7657 | 700 | 0 | 1 | 0 | 0 | 0 | 0 | 0 | 0 | 0 | 0 | 0 | 620 | 440.7657 | 700 | 0 | 1
SCE North of Lugo (NOL) Study Area | Kramer | 115 | 0 | 0 | 0 | 0 |  |  |  |  | 0 | 0 | 0 | 0 |  | 0 | 0 | 0 | 0 | 0 |  |  |  |  | 2.078 | 90 | 0 | 75 |  |  | 0 | 0 | 0 | 0 | 0 | 0 | 0 | 0 | 0 | 0 | 0 | 0 | 0 |  | 0 | 0 | 0 | 0 | 0 | 0 | 0 | 0 | 2.078 | 90 | 0 | 75 | 0 | 1 | 0 | 0 | 0 | 0 | 0 | 0 | 0 | 0 | 2.078 | 90 | 0 | 75 | 0 | 1
SCE Metro Study Area | La Cienega | 230 | 0 | 0 | 0 | 0 |  |  |  |  | 0 | 0 | 0 | 0 |  | 0 | 0 | 0 | 0 | 0 |  |  |  |  | 0 | 0 | 0 | 0 |  |  | 0 | 0 | 0 | 0 | 0 | 0 | 0 | 0 | 0 | 0 | 0 | 0 | 0 |  | 0 | 0 | 0 | 0 | 0 | 0 | 0 | 0 | 0 | 0 | 0 | 0 | 0 | 0 | 0 | 0 | 0 | 0 | 0 | 0 | 0 | 0 | 0 | 0 | 0 | 0 | 0 | 0
SCE Metro Study Area | La Fresa | 230 | 0 | 0 | 0 | 0 |  |  |  |  | 0 | 0 | 0 | 0 |  | 0 | 0 | 0 | 0 | 0 |  |  |  |  | 0 | 0 | 0 | 0 |  |  | 0 | 0 | 0 | 0 | 0 | 0 | 0 | 0 | 0 | 0 | 0 | 0 | 0 |  | 0 | 0 | 0 | 0 | 0 | 0 | 0 | 0 | 0 | 0 | 0 | 0 | 0 | 0 | 0 | 0 | 0 | 0 | 0 | 0 | 0 | 0 | 0 | 0 | 0 | 0 | 0 | 0
SCE Metro Study Area | Laguna Bell | 230 | 0 | 0 | 0 | 0 |  |  |  |  | 0 | 0 | 0 | 0 |  | 0 | 0 | 0 | 0 | 0 |  |  |  |  | 0 | 0 | 0 | 0 |  |  | 0 | 0 | 0 | 0 | 0 | 0 | 0 | 0 | 0 | 0 | 0 | 300 | 0 |  | 0 | 0 | 0 | 0 | 0 | 0 | 0 | 0 | 0 | 0 | 0 | 300 | 0 | 0 | 0 | 0 | 0 | 0 | 0 | 0 | 0 | 0 | 0 | 0 | 0 | 300 | 0 | 1
PG&E North of Greater Bay Study Area | Lakeville | 230 | 0 | 0 | 0 | 0 |  |  |  |  | 0 | 0 | 0 | 0 |  | 0 | 0 | 0.995 | 0 | 0 |  |  |  |  | 0 | 0 | 0 | 33 |  |  | 0 | 0.005 | 0 | 0 | 0 | 0 | 0 | 0 | 0 | 0 | 0 | 0 | 0 |  | 0 | 1 | 0 | 0 | 0 | 0 | 0 | 0 | 0 | 0 | 0 | 33 | 0 | 0 | 0 | 1 | 0 | 0 | 0 | 0 | 0 | 0 | 0 | 0 | 0 | 33 | 0 | 1
PG&E East Kern Study Area | Lamont | 115 | 0 | 0 | 0 | 0 |  |  |  |  | 0 | 0 | 0 | 0 |  | 0 | 0 | 0 | 0 | 0 |  |  |  |  | 0 | 0 | 0 | 0 |  |  | 0 | 0 | 0 | 0 | 0 | 0 | 0 | 0 | 0 | 90 | 0 | 0 | 0 |  | 0 | 0 | 0 | 0 | 0 | 0 | 0 | 0 | 0 | 90 | 0 | 0 | 0 | 1 | 0 | 0 | 0 | 0 | 0 | 0 | 0 | 0 | 0 | 90 | 0 | 0 | 0 | 1
East of Pisgah Study Area | Lathrop | 138 | 0 | 0 | 0 | 0 |  |  |  |  | 0 | 0 | 0 | 0 |  | 0 | 0 | 0 | 0 | 0 |  |  |  |  | 0 | 0 | 0 | 0 |  |  | 0 | 0 | 0 | 0 | 0 | 0 | 0 | 0 | 0 | 0 | 0 | 0 | 0 |  | 0 | 0 | 0 | 0 | 0 | 0 | 0 | 0 | 0 | 0 | 0 | 0 | 0 | 0 | 0 | 0 | 0 | 0 | 0 | 0 | 0 | 0 | 0 | 0 | 0 | 0 | 0 | 0
PG&E Fresno Study Area | Le Grand | 115 | 0 | 0 | 0 | 0 |  |  |  |  | 0 | 0 | 0 | 0 |  | 0 | 0 | 0 | 0 | 0 |  |  |  |  | 0 | 0 | 0 | 0 |  |  | 0 | 0 | 0 | 0 | 0 | 0 | 0 | 0 | 0 | 0 | 0 | 0 | 0 |  | 0 | 0 | 0 | 0 | 0 | 0 | 0 | 0 | 0 | 0 | 0 | 0 | 0 | 0 | 0 | 0 | 0 | 0 | 0 | 0 | 0 | 0 | 0 | 0 | 0 | 0 | 0 | 0
SCE Eastern Study Area | Lee Lake (Proposed) | 500 | 0 | 0 | 0 | 0 |  |  |  |  | 0 | 0 | 0 | 0 |  | 0 | 0 | 0 | 0 | 0 |  |  |  |  | 0 | 0 | 0 | 0 |  |  | 0 | 0 | 0 | 0 | 0 | 0 | 0 | 0 | 0 | 0 | 0 | 0 | 0 |  | 0 | 0 | 0 | 0 | 0 | 0 | 0 | 0 | 0 | 0 | 0 | 0 | 0 | 0 | 0 | 0 | 0 | 0 | 0 | 0 | 0 | 0 | 0 | 0 | 0 | 0 | 0 | 0
PG&E Fresno Study Area | Leprino Jct | 115 | 0 | 0 | 0 | 0 |  |  |  |  | 0 | 0 | 0 | 0 |  | 0 | 0 | 0 | 0 | 0 |  |  |  |  | 0 | 0 | 0 | 0 |  |  | 0 | 0 | 0 | 0 | 0 | 0 | 0 | 0 | 0 | 0 | 0 | 0 | 0 |  | 0 | 0 | 0 | 0 | 0 | 0 | 0 | 0 | 0 | 0 | 0 | 0 | 0 | 0 | 0 | 0 | 0 | 0 | 0 | 0 | 0 | 0 | 0 | 0 | 0 | 0 | 0 | 0
PG&E East Kern Study Area | Lerdo | 115 | 0 | 0 | 0 | 0 |  |  |  |  | 0 | 0 | 0 | 0 |  | 0 | 0 | 0 | 0 | 0 |  |  |  |  | 0 | 0 | 0 | 0 |  |  | 0 | 0 | 0 | 0 | 0 | 0 | 0 | 0 | 0 | 0 | 0 | 0 | 0 |  | 0 | 0 | 0 | 0 | 0 | 0 | 0 | 0 | 0 | 0 | 0 | 0 | 0 | 0 | 0 | 0 | 0 | 0 | 0 | 0 | 0 | 0 | 0 | 0 | 0 | 0 | 0 | 0
SCE Metro Study Area | Lewis | 230 | 0 | 0 | 0 | 0 |  |  |  |  | 0 | 0 | 0 | 0 |  | 0 | 0 | 0 | 0 | 0 |  |  |  |  | 0 | 0 | 0 | 0 |  |  | 0 | 0 | 0 | 0 | 0 | 0 | 0 | 0 | 0 | 0 | 0 | 0 | 0 |  | 0 | 0 | 0 | 0 | 0 | 0 | 0 | 0 | 0 | 0 | 0 | 0 | 0 | 0 | 0 | 0 | 0 | 0 | 0 | 0 | 0 | 0 | 0 | 0 | 0 | 0 | 0 | 0
SCE Metro Study Area | Lighthipe | 230 | 0 | 0 | 0 | 0 |  |  |  |  | 0 | 0 | 0 | 0 |  | 0 | 0 | 0 | 0 | 0 |  |  |  |  | 0 | 0 | 0 | 0 |  |  | 0 | 0 | 0 | 0 | 0 | 0 | 0 | 0 | 0 | 0 | 0 | 0 | 0 |  | 0 | 0 | 0 | 0 | 0 | 0 | 0 | 0 | 0 | 0 | 0 | 0 | 0 | 0 | 0 | 0 | 0 | 0 | 0 | 0 | 0 | 0 | 0 | 0 | 0 | 0 | 0 | 0
PG&E North of Greater Bay Study Area | Lockeford | 115 | 0 | 0 | 0 | 0 |  |  |  |  | 0 | 0 | 0 | 0 |  | 0 | 0 | 0 | 0 | 0 |  |  |  |  | 0 | 0 | 0 | 0 |  |  | 0 | 0 | 0 | 0 | 0 | 0 | 0 | 0 | 0 | 0 | 0 | 0 | 0 |  | 0 | 0 | 0 | 0 | 0 | 0 | 0 | 0 | 0 | 0 | 0 | 0 | 0 | 0 | 0 | 0 | 0 | 0 | 0 | 0 | 0 | 0 | 0 | 0 | 0 | 0 | 0 | 0
PG&E North of Greater Bay Study Area | Lone Tree | 230 | 0 | 0 | 0 | 0 |  |  |  |  | 0 | 0 | 0 | 0 |  | 0 | 0 | 0 | 0 | 0 |  |  |  |  | 0 | 0 | 0 | 0 |  |  | 0 | 0 | 0 | 0 | 0 | 0 | 0 | 0 | 0 | 0 | 0 | 0 | 0 |  | 0 | 0 | 0 | 0 | 0 | 0 | 0 | 0 | 0 | 0 | 0 | 0 | 0 | 0 | 0 | 0 | 0 | 0 | 0 | 0 | 0 | 0 | 0 | 0 | 0 | 0 | 0 | 0
SCE Metro Study Area | Long Beach | 230 | 0 | 0 | 0 | 0 |  |  |  |  | 0 | 0 | 0 | 0 |  | 0 | 0 | 0 | 0 | 0 |  |  |  |  | 0 | 0 | 0 | 0 |  |  | 0 | 0 | 0 | 0 | 0 | 0 | 0 | 0 | 0 | 0 | 0 | 0 | 0 |  | 0 | 0 | 0 | 0 | 0 | 0 | 0 | 0 | 0 | 0 | 0 | 0 | 0 | 0 | 0 | 0 | 0 | 0 | 0 | 0 | 0 | 0 | 0 | 0 | 0 | 0 | 0 | 0
PG&E Fresno Study Area | Los Banos | 230 | 0 | 0 | 0 | 0 |  |  |  |  | 0 | 0 | 0 | 0 |  | 0 | 0 | 0 | 76.35 | 0 |  |  |  |  | 0 | 0 | 0 | 0 |  |  | 0 | 0 | 109.65 | 0 | 0 | 0 | 0 | 0 | 0 | 200 | 230 | 80 | 0 |  | 0 | 0 | 186 | 0 | 0 | 0 | 0 | 0 | 0 | 200 | 230 | 80 | 0 | 1 | 0 | 0 | 186 | 0 | 0 | 0 | 0 | 0 | 0 | 200 | 230 | 80 | 0 | 1
PG&E S500 Study Area | Los Banos | 500 | 0 | 0 | 0 | 0 |  |  |  |  | 0 | 0 | 0 | 0 |  | 0 | 0 | 0 | 0 | 0 |  |  |  |  | 0 | 0 | 0 | 0 |  |  | 0 | 0 | 0 | 0 | 0 | 0 | 0 | 0 | 0 | 0 | 0 | 0 | 0 |  | 0 | 0 | 0 | 0 | 0 | 0 | 0 | 0 | 0 | 0 | 0 | 0 | 0 | 0 | 0 | 0 | 0 | 0 | 0 | 0 | 0 | 0 | 0 | 0 | 0 | 0 | 0 | 0
PG&E North of Greater Bay Study Area | Los Esteros | 115 | 0 | 0 | 0 | 0 |  |  |  |  | 0 | 0 | 0 | 0 |  | 0 | 0 | 0 | 0 | 0 |  |  |  |  | 0 | 0 | 0 | 0 |  |  | 0 | 3 | 0 | 0 | 0 | 0 | 0 | 0 | 10 | 0 | 0 | 111 | 0 |  | 0 | 3 | 0 | 0 | 0 | 0 | 0 | 0 | 10 | 0 | 0 | 111 | 0 | 0 | 0 | 3 | 0 | 0 | 0 | 0 | 0 | 0 | 10 | 0 | 0 | 111 | 0 | 1
SCE North of Lugo (NOL) Study Area | Lugo | 500 | 0 | 0 | 0 | 0 |  |  |  |  | 0 | 0 | 0 | 0 |  | 0 | 0 | 0 | 0 | 0 |  |  |  |  | 0 | 0 | 0 | 0 |  |  | 0 | 0 | 0 | 0 | 0 | 0 | 0 | 0 | 0 | 0 | 0 | 0 | 0 |  | 0 | 0 | 0 | 0 | 0 | 0 | 0 | 0 | 0 | 0 | 0 | 0 | 0 | 0 | 0 | 0 | 0 | 0 | 0 | 0 | 0 | 0 | 0 | 0 | 0 | 0 | 0 | 0
SCE North of Lugo (NOL) Study Area | Lugo | 230 | 0 | 0 | 0 | 0 |  |  |  |  | 0 | 0 | 0 | 0 |  | 0 | 0 | 0 | 0 | 0 |  |  |  |  | 0 | 0 | 0 | 0 |  |  | 0 | 0 | 0 | 0 | 0 | 0 | 0 | 0 | 0 | 0 | 0 | 0 | 0 |  | 0 | 0 | 0 | 0 | 0 | 0 | 0 | 0 | 0 | 0 | 0 | 0 | 0 | 0 | 0 | 0 | 0 | 0 | 0 | 0 | 0 | 0 | 0 | 0 | 0 | 0 | 0 | 0
SCE Northern Area | Magunden | 230 | 0 | 0 | 0 | 0 |  |  |  |  | 0 | 0 | 0 | 0 |  | 0 | 0 | 0 | 0 | 0 |  |  |  |  | 0 | 0 | 0 | 0 |  |  | 0 | 0 | 0 | 0 | 0 | 0 | 0 | 0 | 0 | 0 | 0 | 0 | 0 |  | 0 | 0 | 0 | 0 | 0 | 0 | 0 | 0 | 0 | 0 | 0 | 0 | 0 | 0 | 0 | 0 | 0 | 0 | 0 | 0 | 0 | 0 | 0 | 0 | 0 | 0 | 0 | 0
SCE Northern Area | Magunden | 115 | 0 | 0 | 0 | 0 |  |  |  |  | 0 | 0 | 0 | 0 |  | 0 | 0 | 0 | 0 | 0 |  |  |  |  | 0 | 0 | 0 | 0 |  |  | 0 | 0 | 0 | 0 | 0 | 0 | 0 | 0 | 0 | 0 | 0 | 0 | 0 |  | 0 | 0 | 0 | 0 | 0 | 0 | 0 | 0 | 0 | 0 | 0 | 0 | 0 | 0 | 0 | 0 | 0 | 0 | 0 | 0 | 0 | 0 | 0 | 0 | 0 | 0 | 0 | 0
PG&E Fresno Study Area | Malaga | 115 | 0 | 0 | 0 | 0 |  |  |  |  | 0 | 0 | 0 | 0 |  | 0 | 0 | 3 | 0 | 0 |  |  |  |  | 0 | 0 | 0 | 0 |  |  | 0 | 0 | 0 | 0 | 0 | 0 | 0 | 0 | 0 | 0 | 0 | 0 | 0 |  | 0 | 3 | 0 | 0 | 0 | 0 | 0 | 0 | 0 | 0 | 0 | 0 | 0 | 0 | 0 | 3 | 0 | 0 | 0 | 0 | 0 | 0 | 0 | 0 | 0 | 0 | 0 | 1
SCE Northern Area | Mandalay | 230 | 0 | 0 | 0 | 0 |  |  |  |  | 0 | 0 | 0 | 0 |  | 0 | 0 | 0 | 0 | 0 |  |  |  |  | 0 | 0 | 0 | 0 |  |  | 0 | 0 | 0 | 0 | 0 | 0 | 0 | 0 | 0 | 0 | 0 | 0 | 0 |  | 0 | 0 | 0 | 0 | 0 | 0 | 0 | 0 | 0 | 0 | 0 | 0 | 0 | 0 | 0 | 0 | 0 | 0 | 0 | 0 | 0 | 0 | 0 | 0 | 0 | 0 | 0 | 0
PG&E North of Greater Bay Study Area | Martin (San Francisco H) | 115 | 0 | 0 | 0 | 0 |  |  |  |  | 0 | 0 | 0 | 0 |  | 0 | 0 | 0 | 0 | 0 |  |  |  |  | 0 | 0 | 0 | 0 |  |  | 0 | 0 | 0 | 0 | 0 | 0 | 0 | 0 | 9 | 0 | 0 | 90 | 0 |  | 0 | 0 | 0 | 0 | 0 | 0 | 0 | 0 | 9 | 0 | 0 | 90 | 0 | 0 | 0 | 0 | 0 | 0 | 0 | 0 | 0 | 0 | 9 | 0 | 0 | 90 | 0 | 1
PG&E North of Greater Bay Study Area | Martinez | 115 | 0 | 0 | 0 | 0 |  |  |  |  | 0 | 0 | 0 | 0 |  | 0 | 0 | 0 | 0 | 0 |  |  |  |  | 0 | 0 | 0 | 0 |  |  | 0 | 0 | 0 | 0 | 0 | 0 | 0 | 0 | 0 | 0 | 0 | 20 | 0 |  | 0 | 0 | 0 | 0 | 0 | 0 | 0 | 0 | 0 | 0 | 0 | 20 | 0 | 0 | 0 | 0 | 0 | 0 | 0 | 0 | 0 | 0 | 0 | 0 | 0 | 20 | 0 | 1
PG&E Fresno Study Area | McCall | 230 | 0 | 0 | 0 | 0 |  |  |  |  | 0 | 0 | 0 | 0 |  | 0 | 0 | 0 | 0 | 0 |  |  |  |  | 0 | 0 | 0 | 0 |  |  | 0 | 0 | 0 | 0 | 0 | 0 | 0 | 0 | 0 | 0 | 0 | 0 | 0 |  | 0 | 0 | 0 | 0 | 0 | 0 | 0 | 0 | 0 | 0 | 0 | 0 | 0 | 0 | 0 | 0 | 0 | 0 | 0 | 0 | 0 | 0 | 0 | 0 | 0 | 0 | 0 | 0
PG&E Fresno Study Area | McCall | 115 | 0 | 0 | 0 | 0 |  |  |  |  | 0 | 0 | 0 | 0 |  | 0 | 0 | 0 | 0 | 0 |  |  |  |  | 0 | 0 | 0 | 0 |  |  | 0 | 0 | 0 | 0 | 0 | 0 | 0 | 0 | 0 | 0 | 0 | 0 | 0 |  | 0 | 0 | 0 | 0 | 0 | 0 | 0 | 0 | 0 | 0 | 0 | 0 | 0 | 0 | 0 | 0 | 0 | 0 | 0 | 0 | 0 | 0 | 0 | 0 | 0 | 0 | 0 | 0
PG&E Fresno Study Area | Mc Mullin | 230 | 0 | 0 | 0 | 0 |  |  |  |  | 0 | 0 | 0 | 0 |  | 0 | 0 | 0 | 0 | 0 |  |  |  |  | 0 | 0 | 0 | 0 |  |  | 0 | 0 | 0 | 0 | 0 | 0 | 0 | 0 | 0 | 0 | 0 | 0 | 0 |  | 0 | 0 | 0 | 0 | 0 | 0 | 0 | 0 | 0 | 0 | 0 | 0 | 0 | 0 | 0 | 0 | 0 | 0 | 0 | 0 | 0 | 0 | 0 | 0 | 0 | 0 | 0 | 0
East of Pisgah Study Area | Mead | 230 | 0 | 0 | 300 | 0 |  |  |  |  | 0 | 0 | 0 | 0 |  | 1 | 0 | 0 | 0 | 0 |  |  |  |  | 0 | 0 | 0 | 0 |  |  | 0 | 0 | 0 | 0 | 0 | 0 | 0 | 0 | 0 | 0 | 0 | 0 | 0 |  | 0 | 0 | 0 | 0 | 0 | 0 | 0 | 0 | 0 | 0 | 0 | 0 | 0 | 0 | 0 | 0 | 300 | 0 | 0 | 0 | 0 | 0 | 0 | 0 | 0 | 0 | 0 | 1
PG&E North of Greater Bay Study Area | Mendocino | 115 | 0 | 0 | 0 | 0 |  |  |  |  | 0 | 0 | 0 | 0 |  | 0 | 0 | 0 | 0 | 0 |  |  |  |  | 0 | 0 | 0 | 0 |  |  | 0 | 0 | 0 | 0 | 0 | 0 | 0 | 0 | 0 | 0 | 0 | 0 | 0 |  | 0 | 0 | 0 | 0 | 0 | 0 | 0 | 0 | 0 | 0 | 0 | 0 | 0 | 0 | 0 | 0 | 0 | 0 | 0 | 0 | 0 | 0 | 0 | 0 | 0 | 0 | 0 | 0
PG&E Fresno Study Area | Mendota | 115 | 0 | 0 | 0 | 0 |  |  |  |  | 0 | 160 | 0 | 0 |  | 1 | 0 | 0 | 0 | 0 |  |  |  |  | 0 | 0 | 0 | 0 |  |  | 0 | 0 | 0 | 0 | 0 | 0 | 0 | 0 | 0 | 0 | 0 | 0 | 0 |  | 0 | 0 | 0 | 0 | 0 | 0 | 0 | 0 | 0 | 0 | 0 | 0 | 0 | 0 | 0 | 0 | 0 | 0 | 0 | 0 | 0 | 0 | 0 | 160 | 0 | 0 | 0 | 1
PG&E Fresno Study Area | Merced | 115 | 0 | 0 | 0 | 0 |  |  |  |  | 0 | 0 | 0 | 0 |  | 0 | 0 | 0 | 0 | 0 |  |  |  |  | 0 | 0 | 0 | 0 |  |  | 0 | 0 | 0 | 0 | 0 | 0 | 0 | 0 | 10 | 0 | 0 | 0 | 0 |  | 0 | 0 | 0 | 0 | 0 | 0 | 0 | 0 | 10 | 0 | 0 | 0 | 0 | 0 | 0 | 0 | 0 | 0 | 0 | 0 | 0 | 0 | 10 | 0 | 0 | 0 | 0 | 1
PG&E East Kern Study Area | Mesa | 115 | 0 | 0 | 0 | 0 |  |  |  |  | 0 | 0 | 0 | 0 |  | 0 | 0 | 0 | 0 | 0 |  |  |  |  | 0 | 0 | 0 | 0 |  |  | 0 | 0 | 0 | 0 | 0 | 0 | 0 | 0 | 0 | 0 | 0 | 0 | 0 |  | 0 | 0 | 0 | 0 | 0 | 0 | 0 | 0 | 0 | 0 | 0 | 0 | 0 | 0 | 0 | 0 | 0 | 0 | 0 | 0 | 0 | 0 | 0 | 0 | 0 | 0 | 0 | 0
PG&E East Kern Study Area | Mesa | 230 | 0 | 0 | 0 | 0 |  |  |  |  | 0 | 0 | 0 | 0 |  | 0 | 0 | 0 | 0 | 0 |  |  |  |  | 0 | 0 | 0 | 99.7 |  |  | 0 | 0 | 0 | 0 | 0 | 0 | 0 | 0 | 0 | 0 | 0 | 0.3 | 0 |  | 0 | 0 | 0 | 0 | 0 | 0 | 0 | 0 | 0 | 0 | 0 | 100 | 0 | 0 | 0 | 0 | 0 | 0 | 0 | 0 | 0 | 0 | 0 | 0 | 0 | 100 | 0 | 1
SCE Northern Area | Mesa (SCE) | 230 | 0 | 0 | 0 | 0 |  |  |  |  | 0 | 0 | 0 | 0 |  | 0 | 0 | 0 | 0 | 0 |  |  |  |  | 0 | 0 | 0 | 0 |  |  | 0 | 0 | 0 | 0 | 0 | 0 | 0 | 0 | 0 | 0 | 0 | 0 | 0 |  | 0 | 0 | 0 | 0 | 0 | 0 | 0 | 0 | 0 | 0 | 0 | 0 | 0 | 0 | 0 | 0 | 0 | 0 | 0 | 0 | 0 | 0 | 0 | 0 | 0 | 0 | 0 | 0
PG&E North of Greater Bay Study Area | Metcalf | 230 | 0 | 0 | 0 | 0 |  |  |  |  | 0 | 0 | 0 | 0 |  | 0 | 0 | 0 | 0 | 0 |  |  |  |  | 0 | 0 | 0 | 75 |  |  | 0 | 2 | 0 | 0 | 0 | 0 | 0 | 0 | 18 | 0 | 0 | 15 | 0 |  | 0 | 2 | 0 | 0 | 0 | 0 | 0 | 0 | 18 | 0 | 0 | 90 | 0 | 0 | 0 | 2 | 0 | 0 | 0 | 0 | 0 | 0 | 18 | 0 | 0 | 90 | 0 | 1
PG&E East Kern Study Area | Midway | 230 | 0 | 0 | 0 | 0 |  |  |  |  | 0 | 0 | 0 | 0 |  | 0 | 0 | 0 | 0 | 0 |  |  |  |  | 0 | 0 | 0 | 0 |  |  | 0 | 0 | 0 | 0 | 0 | 0 | 0 | 0 | 0 | 8 | 235.1844 | 100 | 0 |  | 0 | 0 | 0 | 0 | 0 | 0 | 0 | 0 | 0 | 8 | 235.1844 | 100 | 0 | 1 | 0 | 0 | 0 | 0 | 0 | 0 | 0 | 0 | 0 | 8 | 235.1844 | 100 | 0 | 1
PG&E East Kern Study Area | Midway | 500 | 0 | 0 | 0 | 0 |  |  |  |  | 0 | 0 | 0 | 0 |  | 0 | 0 | 0 | 0 | 0 |  |  |  |  | 0 | 0 | 0 | 0 |  |  | 0 | 0 | 0 | 0 | 0 | 0 | 0 | 0 | 0 | 0 | 515 | 200 | 0 |  | 0 | 0 | 0 | 0 | 0 | 0 | 0 | 0 | 0 | 0 | 515 | 200 | 0 | 1 | 0 | 0 | 0 | 0 | 0 | 0 | 0 | 0 | 0 | 0 | 515 | 200 | 0 | 1
PG&E East Kern Study Area | Midway | 115 | 0 | 0 | 0 | 0 |  |  |  |  | 0 | 0 | 0 | 0 |  | 0 | 0 | 0 | 0 | 0 |  |  |  |  | 0 | 0 | 0 | 0 |  |  | 0 | 0 | 0 | 0 | 0 | 0 | 0 | 0 | 0 | 0 | 0 | 0 | 0 |  | 0 | 0 | 0 | 0 | 0 | 0 | 0 | 0 | 0 | 0 | 0 | 0 | 0 | 0 | 0 | 0 | 0 | 0 | 0 | 0 | 0 | 0 | 0 | 0 | 0 | 0 | 0 | 0
SDG&E Study Area | Miguel | 500 | 0 | 0 | 0 | 0 |  |  |  |  | 0 | 0 | 0 | 0 |  | 0 | 0 | 0 | 0 | 0 |  |  |  |  | 0 | 0 | 0 | 0 |  |  | 0 | 0 | 0 | 0 | 0 | 0 | 0 | 0 | 0 | 0 | 0 | 0 | 0 |  | 0 | 0 | 0 | 0 | 0 | 0 | 0 | 0 | 0 | 0 | 0 | 0 | 0 | 0 | 0 | 0 | 0 | 0 | 0 | 0 | 0 | 0 | 0 | 0 | 0 | 0 | 0 | 0
SDG&E Study Area | Miguel | 230 | 0 | 0 | 0 | 0 |  |  |  |  | 0 | 0 | 0 | 0 |  | 0 | 0 | 0 | 0 | 0 |  |  |  |  | 0 | 0 | 0 | 0 |  |  | 0 | 0 | 0 | 0 | 0 | 0 | 0 | 0 | 0 | 0 | 0 | 0 | 0 |  | 0 | 0 | 0 | 0 | 0 | 0 | 0 | 0 | 0 | 0 | 0 | 0 | 0 | 0 | 0 | 0 | 0 | 0 | 0 | 0 | 0 | 0 | 0 | 0 | 0 | 0 | 0 | 0
SCE Metro Study Area | Mira Loma | 500 | 0 | 0 | 0 | 0 |  |  |  |  | 0 | 0 | 0 | 0 |  | 0 | 0 | 0 | 0 | 0 |  |  |  |  | 0 | 0 | 0 | 0 |  |  | 0 | 0 | 0 | 0 | 0 | 0 | 0 | 0 | 0 | 0 | 0 | 0 | 0 |  | 0 | 0 | 0 | 0 | 0 | 0 | 0 | 0 | 0 | 0 | 0 | 0 | 0 | 0 | 0 | 0 | 0 | 0 | 0 | 0 | 0 | 0 | 0 | 0 | 0 | 0 | 0 | 0
SCE Metro Study Area | Mira Loma | 230 | 0 | 0 | 0 | 0 |  |  |  |  | 0 | 0 | 0 | 0 |  | 0 | 0 | 0 | 0 | 0 |  |  |  |  | 0 | 0 | 0 | 0 |  |  | 0 | 0 | 0 | 0 | 0 | 0 | 0 | 0 | 0 | 0 | 0 | 0 | 0 |  | 0 | 0 | 0 | 0 | 0 | 0 | 0 | 0 | 0 | 0 | 0 | 0 | 0 | 0 | 0 | 0 | 0 | 0 | 0 | 0 | 0 | 0 | 0 | 0 | 0 | 0 | 0 | 0
SDG&E Study Area | Mission | 230 | 0 | 0 | 0 | 0 |  |  |  |  | 0 | 0 | 0 | 0 |  | 0 | 0 | 0 | 0 | 0 |  |  |  |  | 0 | 0 | 0 | 0 |  |  | 0 | 0 | 0 | 0 | 0 | 0 | 0 | 0 | 0 | 0 | 0 | 0 | 0 |  | 0 | 0 | 0 | 0 | 0 | 0 | 0 | 0 | 0 | 0 | 0 | 0 | 0 | 0 | 0 | 0 | 0 | 0 | 0 | 0 | 0 | 0 | 0 | 0 | 0 | 0 | 0 | 0
SDG&E Study Area | Mission | 138 | 0 | 0 | 0 | 0 |  |  |  |  | 0 | 0 | 0 | 0 |  | 0 | 0 | 0 | 0 | 0 |  |  |  |  | 0 | 0 | 0 | 25 |  |  | 0 | 0 | 0 | 0 | 0 | 0 | 0 | 0 | 0 | 0 | 0 | 25 | 0 |  | 0 | 0 | 0 | 0 | 0 | 0 | 0 | 0 | 0 | 0 | 0 | 50 | 0 | 0 | 0 | 0 | 0 | 0 | 0 | 0 | 0 | 0 | 0 | 0 | 0 | 50 | 0 | 1
East of Pisgah Study Area | Mohave | 500 | 0 | 0 | 0 | 0 |  |  |  |  | 0 | 0 | 0 | 0 |  | 0 | 0 | 0 | 0 | 0 |  |  |  |  | 0 | 0 | 0 | 0 |  |  | 0 | 0 | 0 | 0 | 0 | 0 | 0 | 0 | 0 | 520 | 1000 | 1465 | 0 |  | 0 | 0 | 0 | 0 | 0 | 0 | 0 | 0 | 0 | 520 | 1000 | 1465 | 0 | 1 | 0 | 0 | 0 | 0 | 0 | 0 | 0 | 0 | 0 | 520 | 1000 | 1465 | 0 | 1
SCE Northern Area | Moorpark | 230 | 0 | 0 | 0 | 0 |  |  |  |  | 0 | 0 | 0 | 0 |  | 0 | 0 | 0 | 0 | 0 |  |  |  |  | 0 | 0 | 0 | 0 |  |  | 0 | 0 | 0 | 0 | 0 | 0 | 0 | 0 | 0 | 0 | 500 | 300 | 0 |  | 0 | 0 | 0 | 0 | 0 | 0 | 0 | 0 | 0 | 0 | 500 | 300 | 0 | 1 | 0 | 0 | 0 | 0 | 0 | 0 | 0 | 0 | 0 | 0 | 500 | 300 | 0 | 1
PG&E East Kern Study Area | Morro Bay | 230 | 0 | 0 | 0 | 0 |  |  |  |  | 0 | 0 | 0 | 0 |  | 0 | 0 | 0 | 0 | 0 |  |  |  |  | 0 | 0 | 0 | 0 |  |  | 0 | 0 | 0 | 0 | 0 | 0 | 0 | 0 | 0 | 0 | 0 | 0 | 0 |  | 0 | 0 | 0 | 0 | 0 | 0 | 0 | 0 | 0 | 0 | 0 | 0 | 0 | 0 | 0 | 0 | 0 | 0 | 0 | 0 | 0 | 0 | 0 | 0 | 0 | 0 | 0 | 0
PG&E East Kern Study Area | Morro Bay (Proposed) | 500 | 0 | 0 | 0 | 0 |  |  |  |  | 0 | 0 | 0 | 0 |  | 0 | 0 | 0 | 0 | 0 |  |  |  |  | 0 | 0 | 0 | 0 |  |  | 0 | 0 | 0 | 0 | 0 | 0 | 0 | 0 | 0 | 0 | 0 | 0 | 0 |  | 0 | 0 | 0 | 0 | 0 | 0 | 0 | 0 | 0 | 0 | 0 | 0 | 0 | 0 | 0 | 0 | 0 | 0 | 0 | 0 | 0 | 0 | 0 | 0 | 0 | 0 | 0 | 0
PG&E Fresno Study Area | Moss Landing | 500 | 0 | 0 | 0 | 0 |  |  |  |  | 0 | 0 | 0 | 400 |  | 1 | 0 | 0 | 0 | 0 |  |  |  |  | 0 | 0 | 0 | 350 |  |  | 0 | 0 | 0 | 0 | 0 | 0 | 0 | 0 | 0 | 0 | 0 | 0 | 0 |  | 0 | 0 | 0 | 0 | 0 | 0 | 0 | 0 | 0 | 0 | 0 | 350 | 0 | 0 | 0 | 0 | 0 | 0 | 0 | 0 | 0 | 0 | 0 | 0 | 0 | 750 | 0 | 1
PG&E Fresno Study Area | Moss Landing | 230 | 0 | 0 | 0 | 0 |  |  |  |  | 0 | 0 | 0 | 0 |  | 0 | 0 | 0 | 0 | 0 |  |  |  |  | 0 | 0 | 0 | 0 |  |  | 0 | 0 | 0 | 0 | 0 | 0 | 0 | 0 | 0 | 0 | 0 | 0 | 0 |  | 0 | 0 | 0 | 0 | 0 | 0 | 0 | 0 | 0 | 0 | 0 | 0 | 0 | 0 | 0 | 0 | 0 | 0 | 0 | 0 | 0 | 0 | 0 | 0 | 0 | 0 | 0 | 0
PG&E East Kern Study Area | Mustang | 230 | 0 | 0 | 0 | 0 |  |  |  |  | 0 | 323.5 | 0 | 205.2 |  | 1 | 0 | 0 | 0 | 0 |  |  |  |  | 0 | 0 | 0 | 0 |  |  | 0 | 0 | 0 | 0 | 0 | 0 | 0 | 0 | 0 | 26.5 | 600 | 169.8 | 0 |  | 0 | 0 | 0 | 0 | 0 | 0 | 0 | 0 | 0 | 26.5 | 600 | 169.8 | 0 | 1 | 0 | 0 | 0 | 0 | 0 | 0 | 0 | 0 | 0 | 350 | 600 | 375 | 0 | 1
PG&E Fresno Study Area | Newhall | 115 | 0 | 0 | 0 | 0 |  |  |  |  | 0 | 0 | 0 | 0 |  | 0 | 0 | 0 | 0 | 0 |  |  |  |  | 0 | 0 | 0 | 0 |  |  | 0 | 0 | 0 | 0 | 0 | 0 | 0 | 0 | 0 | 0 | 0 | 0 | 0 |  | 0 | 0 | 0 | 0 | 0 | 0 | 0 | 0 | 0 | 0 | 0 | 0 | 0 | 0 | 0 | 0 | 0 | 0 | 0 | 0 | 0 | 0 | 0 | 0 | 0 | 0 | 0 | 0
PG&E East Kern Study Area | Norco | 115 | 0 | 0 | 0 | 0 |  |  |  |  | 0 | 0 | 0 | 0 |  | 0 | 0 | 0 | 0 | 0 |  |  |  |  | 0 | 0 | 0 | 0 |  |  | 0 | 0 | 0 | 0 | 0 | 0 | 0 | 0 | 0 | 0 | 0 | 0 | 0 |  | 0 | 0 | 0 | 0 | 0 | 0 | 0 | 0 | 0 | 0 | 0 | 0 | 0 | 0 | 0 | 0 | 0 | 0 | 0 | 0 | 0 | 0 | 0 | 0 | 0 | 0 | 0 | 0
SDG&E Study Area | North Gila | 500 | 0 | 0 | 0 | 0 |  |  |  |  | 0 | 0 | 0 | 0 |  | 0 | 0 | 0 | 0 | 0 |  |  |  |  | 0 | 0 | 0 | 0 |  |  | 0 | 0 | 0 | 0 | 0 | 0 | 0 | 0 | 0 | 0 | 0 | 0 | 0 |  | 0 | 0 | 0 | 0 | 0 | 0 | 0 | 0 | 0 | 0 | 0 | 0 | 0 | 0 | 0 | 0 | 0 | 0 | 0 | 0 | 0 | 0 | 0 | 0 | 0 | 0 | 0 | 0
SDG&E Study Area | Ocotillo | 500 | 0 | 0 | 0 | 0 |  |  |  |  | 0 | 0 | 0 | 0 |  | 0 | 0 | 0 | 0 | 0 |  |  |  |  | 0 | 0 | 0 | 0 |  |  | 0 | 0 | 0 | 0 | 0 | 0 | 0 | 0 | 0 | 0 | 0 | 0 | 0 |  | 0 | 0 | 0 | 0 | 0 | 0 | 0 | 0 | 0 | 0 | 0 | 0 | 0 | 0 | 0 | 0 | 0 | 0 | 0 | 0 | 0 | 0 | 0 | 0 | 0 | 0 | 0 | 0
SDG&E Study Area | Old Town | 230 | 0 | 0 | 0 | 0 |  |  |  |  | 0 | 0 | 0 | 0 |  | 0 | 0 | 0 | 0 | 0 |  |  |  |  | 0 | 0 | 0 | 0 |  |  | 0 | 0 | 0 | 0 | 0 | 0 | 0 | 0 | 0 | 0 | 0 | 0 | 0 |  | 0 | 0 | 0 | 0 | 0 | 0 | 0 | 0 | 0 | 0 | 0 | 0 | 0 | 0 | 0 | 0 | 0 | 0 | 0 | 0 | 0 | 0 | 0 | 0 | 0 | 0 | 0 | 0
SCE Metro Study Area | Olinda | 230 | 0 | 0 | 0 | 0 |  |  |  |  | 0 | 0 | 0 | 0 |  | 0 | 0 | 0 | 0 | 0 |  |  |  |  | 0 | 0 | 0 | 0 |  |  | 0 | 0 | 0 | 0 | 0 | 0 | 0 | 0 | 0 | 0 | 0 | 0 | 0 |  | 0 | 0 | 0 | 0 | 0 | 0 | 0 | 0 | 0 | 0 | 0 | 0 | 0 | 0 | 0 | 0 | 0 | 0 | 0 | 0 | 0 | 0 | 0 | 0 | 0 | 0 | 0 | 0
PG&E East Kern Study Area | Olive | 115 | 0 | 0 | 0 | 0 |  |  |  |  | 0 | 0 | 0 | 0 |  | 0 | 0 | 0 | 0 | 0 |  |  |  |  | 0 | 40 | 0 | 20 |  |  | 0 | 0 | 0 | 0 | 0 | 0 | 0 | 0 | 0 | 0 | 0 | 0 | 0 |  | 0 | 0 | 0 | 0 | 0 | 0 | 0 | 0 | 0 | 40 | 0 | 20 | 0 | 1 | 0 | 0 | 0 | 0 | 0 | 0 | 0 | 0 | 0 | 40 | 0 | 20 | 0 | 1
PG&E North of Greater Bay Study Area | Olivehurst | 115 | 0 | 0 | 0 | 0 |  |  |  |  | 0 | 0 | 0 | 0 |  | 0 | 0 | 0 | 0 | 0 |  |  |  |  | 0 | 0 | 0 | 0 |  |  | 0 | 0 | 0 | 0 | 0 | 0 | 0 | 0 | 0 | 0 | 0 | 0 | 0 |  | 0 | 0 | 0 | 0 | 0 | 0 | 0 | 0 | 0 | 0 | 0 | 0 | 0 | 0 | 0 | 0 | 0 | 0 | 0 | 0 | 0 | 0 | 0 | 0 | 0 | 0 | 0 | 0
PG&E Fresno Study Area | Oro Loma | 115 | 0 | 0 | 0 | 0 |  |  |  |  | 0 | 0 | 0 | 0 |  | 0 | 0 | 0 | 0 | 0 |  |  |  |  | 0 | 0 | 0 | 0 |  |  | 0 | 0 | 0 | 0 | 0 | 0 | 0 | 0 | 0 | 0 | 0 | 0 | 0 |  | 0 | 0 | 0 | 0 | 0 | 0 | 0 | 0 | 0 | 0 | 0 | 0 | 0 | 0 | 0 | 0 | 0 | 0 | 0 | 0 | 0 | 0 | 0 | 0 | 0 | 0 | 0 | 0
SDG&E Study Area | Otay Mesa | 230 | 0 | 0 | 0 | 0 |  |  |  |  | 0 | 0 | 0 | 175 |  | 1 | 0 | 0 | 0 | 0 |  |  |  |  | 0 | 0 | 0 | 75 |  |  | 0 | 0 | 0 | 0 | 0 | 0 | 0 | 0 | 0 | 0 | 0 | 0 | 0 |  | 0 | 0 | 0 | 0 | 0 | 0 | 0 | 0 | 0 | 0 | 0 | 75 | 0 | 0 | 0 | 0 | 0 | 0 | 0 | 0 | 0 | 0 | 0 | 0 | 0 | 250 | 0 | 1
SCE Metro Study Area | Padua | 230 | 0 | 0 | 0 | 0 |  |  |  |  | 0 | 0 | 0 | 0 |  | 0 | 0 | 0 | 0 | 0 |  |  |  |  | 0 | 0 | 0 | 0 |  |  | 0 | 0 | 0 | 0 | 0 | 0 | 0 | 0 | 0 | 0 | 0 | 0 | 0 |  | 0 | 0 | 0 | 0 | 0 | 0 | 0 | 0 | 0 | 0 | 0 | 0 | 0 | 0 | 0 | 0 | 0 | 0 | 0 | 0 | 0 | 0 | 0 | 0 | 0 | 0 | 0 | 0
East of Pisgah Study Area | Pahrump | 230 | 0 | 0 | 0 | 0 |  |  |  |  | 0 | 0 | 0 | 0 |  | 0 | 0 | 0 | 0 | 0 |  |  |  |  | 0 | 0 | 0 | 0 |  |  | 0 | 0 | 0 | 0 | 0 | 0 | 0 | 0 | 0 | 0 | 0 | 0 | 0 |  | 0 | 0 | 0 | 0 | 0 | 0 | 0 | 0 | 0 | 0 | 0 | 0 | 0 | 0 | 0 | 0 | 0 | 0 | 0 | 0 | 0 | 0 | 0 | 0 | 0 | 0 | 0 | 0
East of Pisgah Study Area | Pahrump | 138 | 0 | 0 | 0 | 0 |  |  |  |  | 0 | 0 | 0 | 0 |  | 0 | 0 | 0 | 0 | 0 |  |  |  |  | 0 | 0 | 0 | 0 |  |  | 0 | 0 | 0 | 0 | 0 | 0 | 0 | 0 | 0 | 0 | 0 | 0 | 0 |  | 0 | 0 | 0 | 0 | 0 | 0 | 0 | 0 | 0 | 0 | 0 | 0 | 0 | 0 | 0 | 0 | 0 | 0 | 0 | 0 | 0 | 0 | 0 | 0 | 0 | 0 | 0 | 0
PG&E North of Greater Bay Study Area | Palermo | 230 | 0 | 0 | 0 | 0 |  |  |  |  | 0 | 0 | 0 | 0 |  | 0 | 0 | 0 | 0 | 0 |  |  |  |  | 0 | 0 | 0 | 0 |  |  | 0 | 3.92 | 0 | 0 | 0 | 0 | 0 | 0 | 0 | 0 | 0 | 0 | 0 |  | 0 | 3.92 | 0 | 0 | 0 | 0 | 0 | 0 | 0 | 0 | 0 | 0 | 0 | 0 | 0 | 3.92 | 0 | 0 | 0 | 0 | 0 | 0 | 0 | 0 | 0 | 0 | 0 | 1
SCE Eastern Study Area | Palo Verde | 500 | 0 | 0 | 119 | 0 |  |  |  |  | 0 | 0 | 0 | 0 |  | 1 | 0 | 0 | 0 | 0 |  |  |  |  | 0 | 0 | 0 | 0 |  |  | 0 | 0 | 0 | 0 | 2328 | 0 | 0 | 0 | 0 | 0 | 0 | 0 | 0 |  | 0 | 0 | 0 | 0 | 2328 | 0 | 0 | 0 | 0 | 0 | 0 | 0 | 0 | 0 | 0 | 0 | 119 | 0 | 2328 | 0 | 0 | 0 | 0 | 0 | 0 | 0 | 0 | 1
SDG&E Study Area | Palomar | 230 | 0 | 0 | 0 | 0 |  |  |  |  | 0 | 0 | 0 | 0 |  | 0 | 0 | 0 | 0 | 0 |  |  |  |  | 0 | 0 | 0 | 0 |  |  | 0 | 0 | 0 | 0 | 0 | 0 | 0 | 0 | 0 | 0 | 0 | 0 | 0 |  | 0 | 0 | 0 | 0 | 0 | 0 | 0 | 0 | 0 | 0 | 0 | 0 | 0 | 0 | 0 | 0 | 0 | 0 | 0 | 0 | 0 | 0 | 0 | 0 | 0 | 0 | 0 | 0
PG&E Fresno Study Area | Panoche | 115 | 0 | 0 | 0 | 0 |  |  |  |  | 0 | 0 | 0 | 0 |  | 0 | 0 | 0 | 0 | 0 |  |  |  |  | 0 | 0 | 0 | 0 |  |  | 0 | 0 | 0 | 0 | 0 | 0 | 0 | 0 | 0 | 0 | 0 | 0 | 0 |  | 0 | 0 | 0 | 0 | 0 | 0 | 0 | 0 | 0 | 0 | 0 | 0 | 0 | 0 | 0 | 0 | 0 | 0 | 0 | 0 | 0 | 0 | 0 | 0 | 0 | 0 | 0 | 0
PG&E Fresno Study Area | Panoche | 230 | 0 | 0 | 0 | 0 |  |  |  |  | 0 | 0 | 0 | 0 |  | 0 | 0 | 0 | 0 | 0 |  |  |  |  | 0 | 0 | 0 | 0 |  |  | 0 | 0 | 0 | 0 | 0 | 0 | 0 | 0 | 0 | 0 | 207 | 110 | 0 |  | 0 | 0 | 0 | 0 | 0 | 0 | 0 | 0 | 0 | 0 | 207 | 110 | 0 | 1 | 0 | 0 | 0 | 0 | 0 | 0 | 0 | 0 | 0 | 0 | 207 | 110 | 0 | 1
SCE Northern Area | Pardee | 230 | 0 | 0 | 0 | 0 |  |  |  |  | 0 | 0 | 0 | 0 |  | 0 | 0 | 0 | 0 | 0 |  |  |  |  | 0 | 0 | 0 | 94 |  |  | 0 | 0 | 0 | 0 | 0 | 0 | 0 | 0 | 0 | 0 | 0 | 1 | 0 |  | 0 | 0 | 0 | 0 | 0 | 0 | 0 | 0 | 0 | 0 | 0 | 95 | 0 | 0 | 0 | 0 | 0 | 0 | 0 | 0 | 0 | 0 | 0 | 0 | 0 | 95 | 0 | 1
SCE Northern Area | Pastoria | 230 | 0 | 0 | 0 | 0 |  |  |  |  | 0 | 0 | 0 | 0 |  | 0 | 0 | 0 | 0 | 0 |  |  |  |  | 0 | 0 | 0 | 0 |  |  | 0 | 0 | 0 | 0 | 0 | 0 | 0 | 0 | 0 | 40 | 66.875 | 80 | 0 |  | 0 | 0 | 0 | 0 | 0 | 0 | 0 | 0 | 0 | 40 | 66.875 | 80 | 0 | 1 | 0 | 0 | 0 | 0 | 0 | 0 | 0 | 0 | 0 | 40 | 66.875 | 80 | 0 | 1
PG&E North of Greater Bay Study Area | Peabody | 230 | 0 | 0 | 0 | 0 |  |  |  |  | 0 | 0 | 0 | 0 |  | 0 | 0 | 0 | 0 | 0 |  |  |  |  | 0 | 0 | 0 | 0 |  |  | 0 | 0 | 0 | 0 | 0 | 0 | 0 | 0 | 0 | 0 | 0 | 0 | 0 |  | 0 | 0 | 0 | 0 | 0 | 0 | 0 | 0 | 0 | 0 | 0 | 0 | 0 | 0 | 0 | 0 | 0 | 0 | 0 | 0 | 0 | 0 | 0 | 0 | 0 | 0 | 0 | 0
PG&E North of Greater Bay Study Area | Pease | 115 | 0 | 0 | 0 | 0 |  |  |  |  | 0 | 0 | 0 | 5 |  | 1 | 0 | 2.84 | 0 | 0 |  |  |  |  | 0 | 0 | 0 | 0 |  |  | 0 | 0.01 | 0 | 0 | 0 | 0 | 0 | 0 | 0 | 0 | 0 | 0 | 0 |  | 0 | 2.85 | 0 | 0 | 0 | 0 | 0 | 0 | 0 | 0 | 0 | 0 | 0 | 0 | 0 | 2.85 | 0 | 0 | 0 | 0 | 0 | 0 | 0 | 0 | 0 | 5 | 0 | 1
SDG&E Study Area | Penasquitos | 230 | 0 | 0 | 0 | 0 |  |  |  |  | 0 | 0 | 0 | 0 |  | 0 | 0 | 0 | 0 | 0 |  |  |  |  | 0 | 0 | 0 | 0 |  |  | 0 | 0 | 0 | 0 | 0 | 0 | 0 | 0 | 0 | 0 | 0 | 0 | 0 |  | 0 | 0 | 0 | 0 | 0 | 0 | 0 | 0 | 0 | 0 | 0 | 0 | 0 | 0 | 0 | 0 | 0 | 0 | 0 | 0 | 0 | 0 | 0 | 0 | 0 | 0 | 0 | 0
SDG&E Study Area | Penasquitos | 138 | 0 | 0 | 0 | 0 |  |  |  |  | 0 | 0 | 0 | 0 |  | 0 | 0 | 0 | 0 | 0 |  |  |  |  | 0 | 0 | 0 | 0 |  |  | 0 | 0 | 0 | 0 | 0 | 0 | 0 | 0 | 0 | 0 | 0 | 0 | 0 |  | 0 | 0 | 0 | 0 | 0 | 0 | 0 | 0 | 0 | 0 | 0 | 0 | 0 | 0 | 0 | 0 | 0 | 0 | 0 | 0 | 0 | 0 | 0 | 0 | 0 | 0 | 0 | 0
PG&E North of Greater Bay Study Area | Peoria | 115 | 0 | 0 | 0 | 0 |  |  |  |  | 0 | 0 | 0 | 0 |  | 0 | 0 | 0 | 0 | 0 |  |  |  |  | 0 | 0 | 0 | 0 |  |  | 0 | 0 | 0 | 0 | 0 | 0 | 0 | 0 | 0 | 0 | 0 | 0 | 0 |  | 0 | 0 | 0 | 0 | 0 | 0 | 0 | 0 | 0 | 0 | 0 | 0 | 0 | 0 | 0 | 0 | 0 | 0 | 0 | 0 | 0 | 0 | 0 | 0 | 0 | 0 | 0 | 0
SCE North of Lugo (NOL) Study Area | Pisgah | 230 | 0 | 0 | 0 | 0 |  |  |  |  | 0 | 0 | 0 | 0 |  | 0 | 0 | 0 | 0 | 0 |  |  |  |  | 0 | 0 | 0 | 0 |  |  | 0 | 0 | 0 | 0 | 0 | 0 | 0 | 0 | 0 | 100 | 0 | 0 | 0 |  | 0 | 0 | 0 | 0 | 0 | 0 | 0 | 0 | 0 | 100 | 0 | 0 | 0 | 1 | 0 | 0 | 0 | 0 | 0 | 0 | 0 | 0 | 0 | 100 | 0 | 0 | 0 | 1
PG&E North of Greater Bay Study Area | Pit 1 | 230 | 0 | 0 | 0 | 0 |  |  |  |  | 0 | 0 | 0 | 0 |  | 0 | 0 | 0 | 0 | 0 |  |  |  |  | 0 | 0 | 0 | 0 |  |  | 0 | 7 | 0 | 0 | 0 | 0 | 0 | 0 | 0 | 0 | 0 | 0 | 0 |  | 0 | 7 | 0 | 0 | 0 | 0 | 0 | 0 | 0 | 0 | 0 | 0 | 0 | 0 | 0 | 7 | 0 | 0 | 0 | 0 | 0 | 0 | 0 | 0 | 0 | 0 | 0 | 1
PG&E North of Greater Bay Study Area | Pittsburg | 230 | 0 | 0 | 0 | 0 |  |  |  |  | 0 | 0 | 0 | 200 |  | 1 | 0 | 0 | 0 | 0 |  |  |  |  | 0 | 0 | 0 | 0 |  |  | 0 | 0 | 0 | 0 | 0 | 0 | 0 | 0 | 0 | 0 | 0 | 0 | 0 |  | 0 | 0 | 0 | 0 | 0 | 0 | 0 | 0 | 0 | 0 | 0 | 0 | 0 | 0 | 0 | 0 | 0 | 0 | 0 | 0 | 0 | 0 | 0 | 0 | 0 | 200 | 0 | 1
PG&E North of Greater Bay Study Area | Pittsburg PP | 230 | 0 | 0 | 0 | 0 |  |  |  |  | 0 | 0 | 0 | 0 |  | 0 | 0 | 0 | 0 | 0 |  |  |  |  | 0 | 0 | 0 | 0 |  |  | 0 | 0 | 0 | 0 | 0 | 0 | 0 | 0 | 0 | 0 | 0 | 0 | 0 |  | 0 | 0 | 0 | 0 | 0 | 0 | 0 | 0 | 0 | 0 | 0 | 0 | 0 | 0 | 0 | 0 | 0 | 0 | 0 | 0 | 0 | 0 | 0 | 0 | 0 | 0 | 0 | 0
PG&E North of Greater Bay Study Area | Placerville | 115 | 0 | 0 | 0 | 0 |  |  |  |  | 0 | 0 | 0 | 0 |  | 0 | 0 | 0 | 0 | 0 |  |  |  |  | 0 | 0 | 0 | 0 |  |  | 0 | 3 | 0 | 0 | 0 | 0 | 0 | 0 | 0 | 0 | 0 | 0 | 0 |  | 0 | 3 | 0 | 0 | 0 | 0 | 0 | 0 | 0 | 0 | 0 | 0 | 0 | 0 | 0 | 3 | 0 | 0 | 0 | 0 | 0 | 0 | 0 | 0 | 0 | 0 | 0 | 1
PG&E North of Greater Bay Study Area | Pleasant Grove | 115 | 0 | 0 | 0 | 0 |  |  |  |  | 0 | 0 | 0 | 0 |  | 0 | 0 | 0 | 0 | 0 |  |  |  |  | 0 | 0 | 0 | 0 |  |  | 0 | 0 | 0 | 0 | 0 | 0 | 0 | 0 | 0 | 0 | 0 | 0 | 0 |  | 0 | 0 | 0 | 0 | 0 | 0 | 0 | 0 | 0 | 0 | 0 | 0 | 0 | 0 | 0 | 0 | 0 | 0 | 0 | 0 | 0 | 0 | 0 | 0 | 0 | 0 | 0 | 0
PG&E East Kern Study Area | Poso Mountain | 115 | 0 | 0 | 0 | 0 |  |  |  |  | 0 | 0 | 0 | 0 |  | 0 | 0 | 0 | 0 | 0 |  |  |  |  | 0 | 0 | 0 | 0 |  |  | 0 | 0 | 0 | 0 | 0 | 0 | 0 | 0 | 0 | 0 | 0 | 0 | 0 |  | 0 | 0 | 0 | 0 | 0 | 0 | 0 | 0 | 0 | 0 | 0 | 0 | 0 | 0 | 0 | 0 | 0 | 0 | 0 | 0 | 0 | 0 | 0 | 0 | 0 | 0 | 0 | 0
East of Pisgah Study Area | Primm | 230 | 0 | 0 | 0 | 0 |  |  |  |  | 0 | 0 | 0 | 0 |  | 0 | 0 | 0 | 0 | 0 |  |  |  |  | 0 | 0 | 0 | 0 |  |  | 0 | 0 | 0 | 0 | 0 | 0 | 0 | 0 | 0 | 0 | 0 | 0 | 0 |  | 0 | 0 | 0 | 0 | 0 | 0 | 0 | 0 | 0 | 0 | 0 | 0 | 0 | 0 | 0 | 0 | 0 | 0 | 0 | 0 | 0 | 0 | 0 | 0 | 0 | 0 | 0 | 0
PG&E Fresno Study Area | Pumpjack | 115 | 0 | 0 | 0 | 0 |  |  |  |  | 0 | 0 | 0 | 0 |  | 0 | 0 | 0 | 0 | 0 |  |  |  |  | 0 | 0 | 0 | 0 |  |  | 0 | 0 | 0 | 0 | 0 | 0 | 0 | 0 | 0 | 0 | 0 | 0 | 0 |  | 0 | 0 | 0 | 0 | 0 | 0 | 0 | 0 | 0 | 0 | 0 | 0 | 0 | 0 | 0 | 0 | 0 | 0 | 0 | 0 | 0 | 0 | 0 | 0 | 0 | 0 | 0 | 0
PG&E North of Greater Bay Study Area | Putah Creek | 115 | 0 | 0 | 0 | 0 |  |  |  |  | 0 | 0 | 3 | 3 |  | 1 | 0 | 0 | 0 | 0 |  |  |  |  | 0 | 0 | 0 | 0 |  |  | 0 | 0 | 0 | 0 | 0 | 0 | 0 | 0 | 0 | 0 | 0 | 0 | 0 |  | 0 | 0 | 0 | 0 | 0 | 0 | 0 | 0 | 0 | 0 | 0 | 0 | 0 | 0 | 0 | 0 | 0 | 0 | 0 | 0 | 0 | 0 | 0 | 0 | 3 | 3 | 0 | 1
PG&E North of Greater Bay Study Area | Quinto | 230 | 0 | 0 | 0 | 0 |  |  |  |  | 0 | 0 | 0 | 0 |  | 0 | 0 | 0 | 0 | 0 |  |  |  |  | 0 | 0 | 0 | 0 |  |  | 0 | 0 | 0 | 0 | 0 | 0 | 0 | 0 | 0 | 0 | 0 | 0 | 0 |  | 0 | 0 | 0 | 0 | 0 | 0 | 0 | 0 | 0 | 0 | 0 | 0 | 0 | 0 | 0 | 0 | 0 | 0 | 0 | 0 | 0 | 0 | 0 | 0 | 0 | 0 | 0 | 0
SCE Metro Study Area | Rancho Vista | 500 | 0 | 0 | 0 | 0 |  |  |  |  | 0 | 0 | 0 | 0 |  | 0 | 0 | 0 | 0 | 0 |  |  |  |  | 0 | 0 | 0 | 0 |  |  | 0 | 0 | 0 | 0 | 0 | 0 | 0 | 0 | 0 | 0 | 0 | 0 | 0 |  | 0 | 0 | 0 | 0 | 0 | 0 | 0 | 0 | 0 | 0 | 0 | 0 | 0 | 0 | 0 | 0 | 0 | 0 | 0 | 0 | 0 | 0 | 0 | 0 | 0 | 0 | 0 | 0
SCE Metro Study Area | Rancho Vista | 230 | 0 | 0 | 0 | 0 |  |  |  |  | 0 | 0 | 0 | 0 |  | 0 | 0 | 0 | 0 | 0 |  |  |  |  | 0 | 0 | 0 | 0 |  |  | 0 | 0 | 0 | 0 | 0 | 0 | 0 | 0 | 0 | 0 | 0 | 0 | 0 |  | 0 | 0 | 0 | 0 | 0 | 0 | 0 | 0 | 0 | 0 | 0 | 0 | 0 | 0 | 0 | 0 | 0 | 0 | 0 | 0 | 0 | 0 | 0 | 0 | 0 | 0 | 0 | 0
SCE North of Lugo (NOL) Study Area | Ransburg | 115 | 0 | 0 | 0 | 0 |  |  |  |  | 0 | 0 | 0 | 0 |  | 0 | 0 | 0 | 0 | 0 |  |  |  |  | 0 | 0 | 0 | 0 |  |  | 0 | 0 | 0 | 0 | 0 | 0 | 0 | 0 | 0 | 0 | 0 | 0 | 0 |  | 0 | 0 | 0 | 0 | 0 | 0 | 0 | 0 | 0 | 0 | 0 | 0 | 0 | 0 | 0 | 0 | 0 | 0 | 0 | 0 | 0 | 0 | 0 | 0 | 0 | 0 | 0 | 0
SCE Northern Area | Rector | 230 | 0 | 0 | 0 | 0 |  |  |  |  | 0 | 0 | 0 | 0 |  | 0 | 0 | 0 | 0 | 0 |  |  |  |  | 3 | 0 | 0 | 0 |  |  | 0 | 0 | 0 | 0 | 0 | 0 | 0 | 0 | 0 | 0 | 100 | 0 | 0 |  | 0 | 0 | 0 | 0 | 0 | 0 | 0 | 0 | 3 | 0 | 100 | 0 | 0 | 1 | 0 | 0 | 0 | 0 | 0 | 0 | 0 | 0 | 3 | 0 | 100 | 0 | 0 | 1
SCE Eastern Study Area | Redbluff | 500 | 0 | 0 | 0 | 0 |  |  |  |  | 0 | 0 | 0 | 0 |  | 0 | 0 | 0 | 0 | 0 |  |  |  |  | 0 | 150 | 250 | 230.2 |  |  | 0 | 0 | 0 | 0 | 0 | 0 | 0 | 0 | 0 | 0 | 380 | 20 | 524 |  | 0 | 0 | 0 | 0 | 0 | 0 | 0 | 0 | 0 | 150 | 630 | 250.2 | 524 | 1 | 0 | 0 | 0 | 0 | 0 | 0 | 0 | 0 | 0 | 150 | 630 | 250.2 | 524 | 1
SCE Eastern Study Area | Redbluff | 230 | 0 | 0 | 0 | 0 |  |  |  |  | 0 | 748 | 0 | 85 |  | 1 | 0 | 0 | 0 | 0 |  |  |  |  | 0 | 34 | 393.5 | 537 |  |  | 0 | 0 | 0 | 0 | 0 | 0 | 0 | 0 | 0 | 18 | 885.5 | 648 | 0 |  | 0 | 0 | 0 | 0 | 0 | 0 | 0 | 0 | 0 | 52 | 1279 | 1185 | 0 | 1 | 0 | 0 | 0 | 0 | 0 | 0 | 0 | 0 | 0 | 800 | 1279 | 1270 | 0 | 1
SCE Metro Study Area | Redondo | 230 | 0 | 0 | 0 | 0 |  |  |  |  | 0 | 0 | 0 | 0 |  | 0 | 0 | 0 | 0 | 0 |  |  |  |  | 0 | 0 | 0 | 0 |  |  | 0 | 0 | 0 | 0 | 0 | 0 | 0 | 0 | 0 | 0 | 0 | 0 | 0 |  | 0 | 0 | 0 | 0 | 0 | 0 | 0 | 0 | 0 | 0 | 0 | 0 | 0 | 0 | 0 | 0 | 0 | 0 | 0 | 0 | 0 | 0 | 0 | 0 | 0 | 0 | 0 | 0
PG&E Fresno Study Area | Reedley | 115 | 0 | 0 | 0 | 0 |  |  |  |  | 0 | 0 | 0 | 0 |  | 0 | 0 | 0 | 0 | 0 |  |  |  |  | 0 | 0 | 0 | 0 |  |  | 0 | 0 | 0 | 0 | 0 | 0 | 0 | 0 | 0 | 0 | 0 | 0 | 0 |  | 0 | 0 | 0 | 0 | 0 | 0 | 0 | 0 | 0 | 0 | 0 | 0 | 0 | 0 | 0 | 0 | 0 | 0 | 0 | 0 | 0 | 0 | 0 | 0 | 0 | 0 | 0 | 0
PG&E Fresno Study Area | Regulus | 115 | 0 | 0 | 0 | 0 |  |  |  |  | 0 | 0 | 0 | 0 |  | 0 | 0 | 0 | 0 | 0 |  |  |  |  | 0 | 0 | 0 | 0 |  |  | 0 | 0 | 0 | 0 | 0 | 0 | 0 | 0 | 0 | 0 | 0 | 0 | 0 |  | 0 | 0 | 0 | 0 | 0 | 0 | 0 | 0 | 0 | 0 | 0 | 0 | 0 | 0 | 0 | 0 | 0 | 0 | 0 | 0 | 0 | 0 | 0 | 0 | 0 | 0 | 0 | 0
PG&E East Kern Study Area | Renfro | 115 | 0 | 0 | 0 | 0 |  |  |  |  | 0 | 0 | 0 | 0 |  | 0 | 0 | 0 | 0 | 0 |  |  |  |  | 0 | 0 | 0 | 0 |  |  | 0 | 0 | 0 | 0 | 0 | 0 | 0 | 0 | 0 | 0 | 0 | 0 | 0 |  | 0 | 0 | 0 | 0 | 0 | 0 | 0 | 0 | 0 | 0 | 0 | 0 | 0 | 0 | 0 | 0 | 0 | 0 | 0 | 0 | 0 | 0 | 0 | 0 | 0 | 0 | 0 | 0
East of Pisgah Study Area | Rest of VEA 138 kV System | 138 | 0 | 0 | 0 | 0 |  |  |  |  | 0 | 0 | 0 | 0 |  | 0 | 0 | 0 | 0 | 0 |  |  |  |  | 0 | 0 | 0 | 0 |  |  | 0 | 0 | 0 | 0 | 0 | 0 | 0 | 0 | 0 | 0 | 0 | 0 | 0 |  | 0 | 0 | 0 | 0 | 0 | 0 | 0 | 0 | 0 | 0 | 0 | 0 | 0 | 0 | 0 | 0 | 0 | 0 | 0 | 0 | 0 | 0 | 0 | 0 | 0 | 0 | 0 | 0
PG&E North of Greater Bay Study Area | Richmond | 115 | 0 | 0 | 0 | 0 |  |  |  |  | 0 | 0 | 0 | 0 |  | 0 | 0 | 0 | 0 | 0 |  |  |  |  | 0 | 0 | 0 | 0 |  |  | 0 | 0 | 0 | 0 | 0 | 0 | 0 | 0 | 0 | 0 | 0 | 0 | 0 |  | 0 | 0 | 0 | 0 | 0 | 0 | 0 | 0 | 0 | 0 | 0 | 0 | 0 | 0 | 0 | 0 | 0 | 0 | 0 | 0 | 0 | 0 | 0 | 0 | 0 | 0 | 0 | 0
PG&E East Kern Study Area | Rio Bravo | 115 | 0 | 0 | 0 | 0 |  |  |  |  | 0 | 0 | 0 | 0 |  | 0 | 0 | 0 | 0 | 0 |  |  |  |  | 0 | 0 | 0 | 0 |  |  | 0 | 0 | 0 | 0 | 0 | 0 | 0 | 0 | 0 | 0 | 0 | 0 | 0 |  | 0 | 0 | 0 | 0 | 0 | 0 | 0 | 0 | 0 | 0 | 0 | 0 | 0 | 0 | 0 | 0 | 0 | 0 | 0 | 0 | 0 | 0 | 0 | 0 | 0 | 0 | 0 | 0
SCE Metro Study Area | Rio Hondo | 230 | 0 | 0 | 0 | 0 |  |  |  |  | 0 | 0 | 0 | 0 |  | 0 | 0 | 0 | 0 | 0 |  |  |  |  | 0 | 0 | 0 | 0 |  |  | 0 | 0 | 0 | 0 | 0 | 0 | 0 | 0 | 0 | 0 | 0 | 0 | 0 |  | 0 | 0 | 0 | 0 | 0 | 0 | 0 | 0 | 0 | 0 | 0 | 0 | 0 | 0 | 0 | 0 | 0 | 0 | 0 | 0 | 0 | 0 | 0 | 0 | 0 | 0 | 0 | 0
PG&E North of Greater Bay Study Area | Rio Oso | 230 | 0 | 0 | 0 | 0 |  |  |  |  | 0 | 0 | 0 | 0 |  | 0 | 0 | 0 | 0 | 0 |  |  |  |  | 0 | 0 | 0 | 0 |  |  | 0 | 0 | 0 | 0 | 0 | 0 | 0 | 0 | 0 | 0 | 0 | 0 | 0 |  | 0 | 0 | 0 | 0 | 0 | 0 | 0 | 0 | 0 | 0 | 0 | 0 | 0 | 0 | 0 | 0 | 0 | 0 | 0 | 0 | 0 | 0 | 0 | 0 | 0 | 0 | 0 | 0
PG&E North of Greater Bay Study Area | Ripon | 115 | 0 | 0 | 0 | 0 |  |  |  |  | 0 | 0 | 0 | 0 |  | 0 | 0 | 0 | 0 | 0 |  |  |  |  | 0 | 0 | 0 | 0 |  |  | 0 | 0 | 0 | 0 | 0 | 0 | 0 | 0 | 0 | 0 | 0 | 0 | 0 |  | 0 | 0 | 0 | 0 | 0 | 0 | 0 | 0 | 0 | 0 | 0 | 0 | 0 | 0 | 0 | 0 | 0 | 0 | 0 | 0 | 0 | 0 | 0 | 0 | 0 | 0 | 0 | 0
PG&E North of Greater Bay Study Area | Riverbank | 115 | 0 | 0 | 0 | 0 |  |  |  |  | 0 | 0 | 0 | 0 |  | 0 | 0 | 0 | 0 | 0 |  |  |  |  | 0 | 0 | 0 | 0 |  |  | 0 | 0 | 0 | 0 | 0 | 0 | 0 | 0 | 0 | 0 | 0 | 0 | 0 |  | 0 | 0 | 0 | 0 | 0 | 0 | 0 | 0 | 0 | 0 | 0 | 0 | 0 | 0 | 0 | 0 | 0 | 0 | 0 | 0 | 0 | 0 | 0 | 0 | 0 | 0 | 0 | 0
SCE North of Lugo (NOL) Study Area | Roadway | 115 | 0 | 0 | 0 | 0 |  |  |  |  | 0 | 0 | 0 | 0 |  | 0 | 0 | 0 | 0 | 0 |  |  |  |  | 3 | 0 | 110 | 100 |  |  | 0 | 0 | 0 | 0 | 0 | 0 | 0 | 0 | 0 | 110.88 | 10.04 | 49.94 | 0 |  | 0 | 0 | 0 | 0 | 0 | 0 | 0 | 0 | 3 | 110.88 | 120.04 | 149.94 | 0 | 1 | 0 | 0 | 0 | 0 | 0 | 0 | 0 | 0 | 3 | 110.88 | 120.04 | 149.94 | 0 | 1
PG&E East Kern Study Area | Rosedale | 115 | 0 | 0 | 0 | 0 |  |  |  |  | 0 | 0 | 0 | 0 |  | 0 | 0 | 0 | 0 | 0 |  |  |  |  | 0 | 0 | 0 | 0 |  |  | 0 | 0 | 0 | 0 | 0 | 0 | 0 | 0 | 0 | 0 | 0 | 0 | 0 |  | 0 | 0 | 0 | 0 | 0 | 0 | 0 | 0 | 0 | 0 | 0 | 0 | 0 | 0 | 0 | 0 | 0 | 0 | 0 | 0 | 0 | 0 | 0 | 0 | 0 | 0 | 0 | 0
PG&E North of Greater Bay Study Area | Round Mountain | 230 | 0 | 0 | 0 | 0 |  |  |  |  | 0 | 0 | 0 | 0 |  | 0 | 0 | 0 | 0 | 0 |  |  |  |  | 0 | 0 | 0 | 0 |  |  | 0 | 14.5 | 200 | 10.5 | 0 | 0 | 0 | 0 | 0 | 0 | 0 | 0 | 0 |  | 0 | 14.5 | 200 | 10.5 | 0 | 0 | 0 | 0 | 0 | 0 | 0 | 0 | 0 | 0 | 0 | 14.5 | 200 | 10.5 | 0 | 0 | 0 | 0 | 0 | 0 | 0 | 0 | 0 | 1
PG&E North of Greater Bay Study Area | Round Mountain | 500 | 0 | 0 | 0 | 0 |  |  |  |  | 0 | 0 | 0 | 0 |  | 0 | 0 | 0 | 0 | 0 |  |  |  |  | 0 | 0 | 0 | 0 |  |  | 0 | 0 | 0 | 0 | 0 | 0 | 0 | 0 | 0 | 0 | 0 | 0 | 0 |  | 0 | 0 | 0 | 0 | 0 | 0 | 0 | 0 | 0 | 0 | 0 | 0 | 0 | 0 | 0 | 0 | 0 | 0 | 0 | 0 | 0 | 0 | 0 | 0 | 0 | 0 | 0 | 0
PG&E Fresno Study Area | S0478 | 115 | 0 | 0 | 0 | 0 |  |  |  |  | 0 | 0 | 0 | 0 |  | 0 | 0 | 0 | 0 | 0 |  |  |  |  | 0 | 0 | 0 | 0 |  |  | 0 | 0 | 0 | 0 | 0 | 0 | 0 | 0 | 0 | 0 | 0 | 0 | 0 |  | 0 | 0 | 0 | 0 | 0 | 0 | 0 | 0 | 0 | 0 | 0 | 0 | 0 | 0 | 0 | 0 | 0 | 0 | 0 | 0 | 0 | 0 | 0 | 0 | 0 | 0 | 0 | 0
SCE Eastern Study Area | San Bernardino | 230 | 0 | 0 | 0 | 0 |  |  |  |  | 0 | 0 | 0 | 0 |  | 0 | 0 | 0 | 0 | 0 |  |  |  |  | 0 | 0 | 0 | 0 |  |  | 0 | 0 | 0 | 0 | 0 | 0 | 0 | 0 | 0 | 0 | 0 | 0 | 0 |  | 0 | 0 | 0 | 0 | 0 | 0 | 0 | 0 | 0 | 0 | 0 | 0 | 0 | 0 | 0 | 0 | 0 | 0 | 0 | 0 | 0 | 0 | 0 | 0 | 0 | 0 | 0 | 0
PG&E East Kern Study Area | San Luis Obispo | 115 | 0 | 0 | 0 | 0 |  |  |  |  | 0 | 0 | 0 | 0 |  | 0 | 0 | 0 | 0 | 0 |  |  |  |  | 0 | 0 | 0 | 0 |  |  | 0 | 0 | 0 | 0 | 0 | 0 | 0 | 0 | 0 | 0 | 0 | 0 | 0 |  | 0 | 0 | 0 | 0 | 0 | 0 | 0 | 0 | 0 | 0 | 0 | 0 | 0 | 0 | 0 | 0 | 0 | 0 | 0 | 0 | 0 | 0 | 0 | 0 | 0 | 0 | 0 | 0
SDG&E Study Area | San Luis Rey | 230 | 0 | 0 | 0 | 0 |  |  |  |  | 0 | 0 | 0 | 0 |  | 0 | 0 | 0 | 0 | 0 |  |  |  |  | 0 | 0 | 0 | 70 |  |  | 0 | 0 | 0 | 0 | 0 | 0 | 0 | 0 | 0 | 0 | 0 | 0 | 0 |  | 0 | 0 | 0 | 0 | 0 | 0 | 0 | 0 | 0 | 0 | 0 | 70 | 0 | 0 | 0 | 0 | 0 | 0 | 0 | 0 | 0 | 0 | 0 | 0 | 0 | 70 | 0 | 1
SDG&E Study Area | San Onofre | 230 | 0 | 0 | 0 | 0 |  |  |  |  | 0 | 0 | 0 | 0 |  | 0 | 0 | 0 | 0 | 0 |  |  |  |  | 0 | 0 | 0 | 0 |  |  | 0 | 0 | 0 | 0 | 0 | 0 | 0 | 0 | 0 | 0 | 0 | 0 | 0 |  | 0 | 0 | 0 | 0 | 0 | 0 | 0 | 0 | 0 | 0 | 0 | 0 | 0 | 0 | 0 | 0 | 0 | 0 | 0 | 0 | 0 | 0 | 0 | 0 | 0 | 0 | 0 | 0
East of Pisgah Study Area | Sandy | 138 | 0 | 0 | 0 | 0 |  |  |  |  | 0 | 0 | 0 | 0 |  | 0 | 0 | 0 | 0 | 0 |  |  |  |  | 0 | 0 | 0 | 0 |  |  | 0 | 0 | 0 | 0 | 0 | 0 | 0 | 0 | 0 | 0 | 0 | 0 | 0 |  | 0 | 0 | 0 | 0 | 0 | 0 | 0 | 0 | 0 | 0 | 0 | 0 | 0 | 0 | 0 | 0 | 0 | 0 | 0 | 0 | 0 | 0 | 0 | 0 | 0 | 0 | 0 | 0
PG&E Fresno Study Area | Sanger | 115 | 0 | 0 | 0 | 0 |  |  |  |  | 0 | 0 | 0 | 0 |  | 0 | 0 | 0 | 0 | 0 |  |  |  |  | 0 | 0 | 0 | 0 |  |  | 0 | 0 | 0 | 0 | 0 | 0 | 0 | 0 | 0 | 0 | 0 | 0 | 0 |  | 0 | 0 | 0 | 0 | 0 | 0 | 0 | 0 | 0 | 0 | 0 | 0 | 0 | 0 | 0 | 0 | 0 | 0 | 0 | 0 | 0 | 0 | 0 | 0 | 0 | 0 | 0 | 0
SCE Northern Area | Santa Clara | 230 | 0 | 0 | 0 | 0 |  |  |  |  | 0 | 0 | 0 | 111 |  | 1 | 0 | 0 | 0 | 0 |  |  |  |  | 0 | 0 | 0 | 30 |  |  | 0 | 0 | 0 | 0 | 0 | 0 | 0 | 0 | 0 | 0 | 0 | 0 | 0 |  | 0 | 0 | 0 | 0 | 0 | 0 | 0 | 0 | 0 | 0 | 0 | 30 | 0 | 0 | 0 | 0 | 0 | 0 | 0 | 0 | 0 | 0 | 0 | 0 | 0 | 141 | 0 | 1
SCE Metro Study Area | Santiago | 230 | 0 | 0 | 0 | 0 |  |  |  |  | 0 | 0 | 0 | 0 |  | 0 | 0 | 0 | 0 | 0 |  |  |  |  | 0 | 0 | 0 | 0 |  |  | 0 | 0 | 0 | 0 | 0 | 0 | 0 | 0 | 0 | 0 | 0 | 0 | 0 |  | 0 | 0 | 0 | 0 | 0 | 0 | 0 | 0 | 0 | 0 | 0 | 0 | 0 | 0 | 0 | 0 | 0 | 0 | 0 | 0 | 0 | 0 | 0 | 0 | 0 | 0 | 0 | 0
SCE Northern Area | Saugus | 230 | 0 | 0 | 0 | 0 |  |  |  |  | 0 | 0 | 0 | 0 |  | 0 | 0 | 0 | 0 | 0 |  |  |  |  | 0 | 0 | 0 | 0 |  |  | 0 | 0 | 0 | 0 | 0 | 0 | 0 | 0 | 0 | 0 | 0 | 0 | 0 |  | 0 | 0 | 0 | 0 | 0 | 0 | 0 | 0 | 0 | 0 | 0 | 0 | 0 | 0 | 0 | 0 | 0 | 0 | 0 | 0 | 0 | 0 | 0 | 0 | 0 | 0 | 0 | 0
PG&E Fresno Study Area | Schindler | 115 | 0 | 0 | 0 | 0 |  |  |  |  | 0 | 0 | 0 | 0 |  | 0 | 0 | 0 | 0 | 0 |  |  |  |  | 0 | 0 | 0 | 0 |  |  | 0 | 0 | 0 | 0 | 0 | 0 | 0 | 0 | 0 | 0 | 0 | 0 | 0 |  | 0 | 0 | 0 | 0 | 0 | 0 | 0 | 0 | 0 | 0 | 0 | 0 | 0 | 0 | 0 | 0 | 0 | 0 | 0 | 0 | 0 | 0 | 0 | 0 | 0 | 0 | 0 | 0
PG&E North of Greater Bay Study Area | Schulte Switching Station | 115 | 0 | 0 | 0 | 0 |  |  |  |  | 0 | 0 | 0 | 0 |  | 0 | 0 | 0 | 0 | 0 |  |  |  |  | 0 | 0 | 0 | 0 |  |  | 0 | 0 | 0 | 0 | 0 | 0 | 0 | 0 | 0 | 0 | 0 | 0 | 0 |  | 0 | 0 | 0 | 0 | 0 | 0 | 0 | 0 | 0 | 0 | 0 | 0 | 0 | 0 | 0 | 0 | 0 | 0 | 0 | 0 | 0 | 0 | 0 | 0 | 0 | 0 | 0 | 0
PG&E Fresno Study Area | Semitropic | 115 | 0 | 0 | 0 | 0 |  |  |  |  | 0 | 0 | 0 | 0 |  | 0 | 0 | 0 | 0 | 0 |  |  |  |  | 9.32 | 0 | 0 | 0 |  |  | 0 | 0 | 0 | 0 | 0 | 0 | 0 | 0 | 0.68 | 0 | 0 | 0 | 0 |  | 0 | 0 | 0 | 0 | 0 | 0 | 0 | 0 | 10 | 0 | 0 | 0 | 0 | 0 | 0 | 0 | 0 | 0 | 0 | 0 | 0 | 0 | 10 | 0 | 0 | 0 | 0 | 1
SCE Metro Study Area | Serrano | 500 | 0 | 0 | 0 | 0 |  |  |  |  | 0 | 0 | 0 | 0 |  | 0 | 0 | 0 | 0 | 0 |  |  |  |  | 0 | 0 | 0 | 0 |  |  | 0 | 0 | 0 | 0 | 0 | 0 | 0 | 0 | 0 | 0 | 0 | 0 | 0 |  | 0 | 0 | 0 | 0 | 0 | 0 | 0 | 0 | 0 | 0 | 0 | 0 | 0 | 0 | 0 | 0 | 0 | 0 | 0 | 0 | 0 | 0 | 0 | 0 | 0 | 0 | 0 | 0
SCE Metro Study Area | Serrano | 230 | 0 | 0 | 0 | 0 |  |  |  |  | 0 | 0 | 0 | 0 |  | 0 | 0 | 0 | 0 | 0 |  |  |  |  | 0 | 0 | 0 | 0 |  |  | 0 | 0 | 0 | 0 | 0 | 0 | 0 | 0 | 0 | 0 | 0 | 0 | 0 |  | 0 | 0 | 0 | 0 | 0 | 0 | 0 | 0 | 0 | 0 | 0 | 0 | 0 | 0 | 0 | 0 | 0 | 0 | 0 | 0 | 0 | 0 | 0 | 0 | 0 | 0 | 0 | 0
PG&E East Kern Study Area | Shafter | 115 | 0 | 0 | 0 | 0 |  |  |  |  | 0 | 0 | 0 | 0 |  | 0 | 0 | 0 | 0 | 0 |  |  |  |  | 0 | 0 | 0 | 0 |  |  | 0 | 0 | 0 | 0 | 0 | 0 | 0 | 0 | 0 | 0 | 0 | 0 | 0 |  | 0 | 0 | 0 | 0 | 0 | 0 | 0 | 0 | 0 | 0 | 0 | 0 | 0 | 0 | 0 | 0 | 0 | 0 | 0 | 0 | 0 | 0 | 0 | 0 | 0 | 0 | 0 | 0
PG&E North of Greater Bay Study Area | Shilo III | 230 | 0 | 0 | 0 | 0 |  |  |  |  | 0 | 0 | 0 | 0 |  | 0 | 0 | 0 | 0 | 0 |  |  |  |  | 0 | 0 | 0 | 0 |  |  | 0 | 0 | 0 | 0 | 0 | 0 | 0 | 0 | 0 | 0 | 0 | 0 | 0 |  | 0 | 0 | 0 | 0 | 0 | 0 | 0 | 0 | 0 | 0 | 0 | 0 | 0 | 0 | 0 | 0 | 0 | 0 | 0 | 0 | 0 | 0 | 0 | 0 | 0 | 0 | 0 | 0
SDG&E Study Area | Silvergate | 230 | 0 | 0 | 0 | 0 |  |  |  |  | 0 | 0 | 0 | 0 |  | 0 | 0 | 0 | 0 | 0 |  |  |  |  | 0 | 0 | 0 | 100 |  |  | 0 | 0 | 0 | 0 | 0 | 0 | 0 | 0 | 0 | 0 | 0 | 100 | 0 |  | 0 | 0 | 0 | 0 | 0 | 0 | 0 | 0 | 0 | 0 | 0 | 200 | 0 | 0 | 0 | 0 | 0 | 0 | 0 | 0 | 0 | 0 | 0 | 0 | 0 | 200 | 0 | 1
PG&E East Kern Study Area | Sisquoc | 115 | 0 | 0 | 0 | 0 |  |  |  |  | 0 | 0 | 0 | 0 |  | 0 | 0 | 0 | 0 | 0 |  |  |  |  | 0 | 0 | 0 | 10 |  |  | 0 | 0 | 0 | 0 | 0 | 0 | 0 | 0 | 0 | 0 | 0 | 0 | 0 |  | 0 | 0 | 0 | 0 | 0 | 0 | 0 | 0 | 0 | 0 | 0 | 10 | 0 | 0 | 0 | 0 | 0 | 0 | 0 | 0 | 0 | 0 | 0 | 0 | 0 | 10 | 0 | 1
East of Pisgah Study Area | Sloan Canyon (fka Bob) | 230 | 0 | 0 | 0 | 0 |  |  |  |  | 0 | 0 | 0 | 0 |  | 0 | 0 | 0 | 0 | 0 |  |  |  |  | 0 | 0 | 0 | 0 |  |  | 0 | 0 | 228 | 82 | 0 | 0 | 0 | 0 | 0 | 0 | 0 | 0 | 0 |  | 0 | 0 | 228 | 82 | 0 | 0 | 0 | 0 | 0 | 0 | 0 | 0 | 0 | 0 | 0 | 0 | 228 | 82 | 0 | 0 | 0 | 0 | 0 | 0 | 0 | 0 | 0 | 1
PG&E East Kern Study Area | Smyrna | 115 | 0 | 0 | 0 | 0 |  |  |  |  | 0 | 0 | 0 | 0 |  | 0 | 0 | 0 | 0 | 0 |  |  |  |  | 0 | 0 | 0 | 0 |  |  | 0 | 0 | 0 | 0 | 0 | 0 | 0 | 0 | 0 | 0 | 0 | 0 | 0 |  | 0 | 0 | 0 | 0 | 0 | 0 | 0 | 0 | 0 | 0 | 0 | 0 | 0 | 0 | 0 | 0 | 0 | 0 | 0 | 0 | 0 | 0 | 0 | 0 | 0 | 0 | 0 | 0
PG&E East Kern Study Area | Solar SS | 230 | 0 | 0 | 0 | 0 |  |  |  |  | 0 | 0 | 0 | 0 |  | 0 | 0 | 0 | 0 | 0 |  |  |  |  | 0 | 0 | 0 | 0 |  |  | 0 | 0 | 0 | 0 | 0 | 0 | 0 | 0 | 0 | 0 | 0 | 0 | 0 |  | 0 | 0 | 0 | 0 | 0 | 0 | 0 | 0 | 0 | 0 | 0 | 0 | 0 | 0 | 0 | 0 | 0 | 0 | 0 | 0 | 0 | 0 | 0 | 0 | 0 | 0 | 0 | 0
PG&E East Kern Study Area | Solar SW | 230 | 0 | 0 | 0 | 0 |  |  |  |  | 0 | 0 | 0 | 0 |  | 0 | 0 | 0 | 0 | 0 |  |  |  |  | 0 | 0 | 0 | 0 |  |  | 0 | 0 | 0 | 0 | 0 | 0 | 0 | 0 | 0 | 0 | 0 | 0 | 0 |  | 0 | 0 | 0 | 0 | 0 | 0 | 0 | 0 | 0 | 0 | 0 | 0 | 0 | 0 | 0 | 0 | 0 | 0 | 0 | 0 | 0 | 0 | 0 | 0 | 0 | 0 | 0 | 0
SCE Northern Area | Springville | 230 | 0 | 0 | 0 | 0 |  |  |  |  | 0 | 0 | 0 | 0 |  | 0 | 0 | 0 | 0 | 0 |  |  |  |  | 0 | 0 | 0 | 0 |  |  | 0 | 3 | 0 | 0 | 0 | 0 | 0 | 0 | 0 | 0 | 0 | 0 | 0 |  | 0 | 3 | 0 | 0 | 0 | 0 | 0 | 0 | 0 | 0 | 0 | 0 | 0 | 0 | 0 | 3 | 0 | 0 | 0 | 0 | 0 | 0 | 0 | 0 | 0 | 0 | 0 | 1
PG&E North of Greater Bay Study Area | Stagg | 230 | 0 | 0 | 0 | 0 |  |  |  |  | 0 | 0 | 0 | 0 |  | 0 | 0 | 0 | 0 | 0 |  |  |  |  | 0 | 0 | 0 | 0 |  |  | 0 | 0 | 0 | 0 | 0 | 0 | 0 | 0 | 0 | 0 | 0 | 0 | 0 |  | 0 | 0 | 0 | 0 | 0 | 0 | 0 | 0 | 0 | 0 | 0 | 0 | 0 | 0 | 0 | 0 | 0 | 0 | 0 | 0 | 0 | 0 | 0 | 0 | 0 | 0 | 0 | 0
PG&E East Kern Study Area | Stockdale | 230 | 0 | 0 | 0 | 0 |  |  |  |  | 0 | 0 | 0 | 0 |  | 0 | 0 | 0 | 0 | 0 |  |  |  |  | 0 | 0 | 0 | 0 |  |  | 0 | 0 | 0 | 0 | 0 | 0 | 0 | 0 | 4 | 0 | 0 | 0 | 0 |  | 0 | 0 | 0 | 0 | 0 | 0 | 0 | 0 | 4 | 0 | 0 | 0 | 0 | 0 | 0 | 0 | 0 | 0 | 0 | 0 | 0 | 0 | 4 | 0 | 0 | 0 | 0 | 1
PG&E Fresno Study Area | Stockdale A | 230 | 0 | 0 | 0 | 0 |  |  |  |  | 0 | 0 | 0 | 0 |  | 0 | 0 | 0 | 0 | 0 |  |  |  |  | 0 | 0 | 0 | 0 |  |  | 0 | 0 | 0 | 0 | 0 | 0 | 0 | 0 | 0 | 0 | 0 | 0 | 0 |  | 0 | 0 | 0 | 0 | 0 | 0 | 0 | 0 | 0 | 0 | 0 | 0 | 0 | 0 | 0 | 0 | 0 | 0 | 0 | 0 | 0 | 0 | 0 | 0 | 0 | 0 | 0 | 0
PG&E North of Greater Bay Study Area | Summit | 115 | 0 | 0 | 0 | 0 |  |  |  |  | 0 | 0 | 0 | 0 |  | 0 | 40 | 0 | 0 | 0 |  |  |  |  | 0 | 0 | 0 | 0 |  |  | 0 | 0 | 0 | 0 | 0 | 0 | 0 | 0 | 0 | 0 | 0 | 0 | 0 |  | 40 | 0 | 0 | 0 | 0 | 0 | 0 | 0 | 0 | 0 | 0 | 0 | 0 | 0 | 40 | 0 | 0 | 0 | 0 | 0 | 0 | 0 | 0 | 0 | 0 | 0 | 0 | 1
SDG&E Study Area | Suncrest | 500 | 0 | 0 | 0 | 0 |  |  |  |  | 0 | 0 | 0 | 0 |  | 0 | 0 | 0 | 0 | 0 |  |  |  |  | 0 | 0 | 0 | 0 |  |  | 0 | 0 | 0 | 0 | 0 | 0 | 0 | 0 | 0 | 0 | 0 | 0 | 0 |  | 0 | 0 | 0 | 0 | 0 | 0 | 0 | 0 | 0 | 0 | 0 | 0 | 0 | 0 | 0 | 0 | 0 | 0 | 0 | 0 | 0 | 0 | 0 | 0 | 0 | 0 | 0 | 0
SDG&E Study Area | Suncrest | 230 | 0 | 0 | 0 | 0 |  |  |  |  | 0 | 0 | 0 | 0 |  | 0 | 0 | 0 | 0 | 0 |  |  |  |  | 0 | 0 | 0 | 0 |  |  | 0 | 0 | 0 | 0 | 0 | 0 | 0 | 0 | 0 | 0 | 0 | 0 | 0 |  | 0 | 0 | 0 | 0 | 0 | 0 | 0 | 0 | 0 | 0 | 0 | 0 | 0 | 0 | 0 | 0 | 0 | 0 | 0 | 0 | 0 | 0 | 0 | 0 | 0 | 0 | 0 | 0
SDG&E Study Area | Sycamore | 230 | 0 | 0 | 0 | 0 |  |  |  |  | 0 | 0 | 0 | 0 |  | 0 | 0 | 0 | 0 | 0 |  |  |  |  | 0 | 0 | 0 | 0 |  |  | 0 | 0 | 0 | 0 | 0 | 0 | 0 | 0 | 0 | 0 | 0 | 0 | 500 |  | 0 | 0 | 0 | 0 | 0 | 0 | 0 | 0 | 0 | 0 | 0 | 0 | 500 | 0 | 0 | 0 | 0 | 0 | 0 | 0 | 0 | 0 | 0 | 0 | 0 | 0 | 500 | 1
SDG&E Study Area | Sycamore | 138 | 0 | 0 | 0 | 0 |  |  |  |  | 0 | 0 | 0 | 0 |  | 0 | 0 | 0 | 0 | 0 |  |  |  |  | 0 | 0 | 0 | 300 |  |  | 0 | 0 | 0 | 0 | 0 | 0 | 0 | 0 | 0 | 0 | 0 | 0 | 0 |  | 0 | 0 | 0 | 0 | 0 | 0 | 0 | 0 | 0 | 0 | 0 | 300 | 0 | 0 | 0 | 0 | 0 | 0 | 0 | 0 | 0 | 0 | 0 | 0 | 0 | 300 | 0 | 1
SCE Northern Area | Sylmar | 230 | 0 | 0 | 0 | 0 |  |  |  |  | 0 | 0 | 0 | 0 |  | 0 | 0 | 0 | 0 | 0 |  |  |  |  | 0 | 0 | 0 | 0 |  |  | 0 | 0 | 0 | 0 | 0 | 0 | 0 | 0 | 0 | 0 | 0 | 0 | 0 |  | 0 | 0 | 0 | 0 | 0 | 0 | 0 | 0 | 0 | 0 | 0 | 0 | 0 | 0 | 0 | 0 | 0 | 0 | 0 | 0 | 0 | 0 | 0 | 0 | 0 | 0 | 0 | 0
PG&E North of Greater Bay Study Area | Table Mountain | 115 | 0 | 0 | 0 | 0 |  |  |  |  | 0 | 0 | 0 | 0 |  | 0 | 0 | 0 | 0 | 0 |  |  |  |  | 0 | 0 | 0 | 0 |  |  | 0 | 0 | 0 | 0 | 0 | 0 | 0 | 0 | 0 | 0 | 0 | 0 | 0 |  | 0 | 0 | 0 | 0 | 0 | 0 | 0 | 0 | 0 | 0 | 0 | 0 | 0 | 0 | 0 | 0 | 0 | 0 | 0 | 0 | 0 | 0 | 0 | 0 | 0 | 0 | 0 | 0
PG&E East Kern Study Area | Taft | 115 | 0 | 0 | 0 | 0 |  |  |  |  | 0 | 0 | 0 | 0 |  | 0 | 0 | 0 | 0 | 0 |  |  |  |  | 0 | 0 | 0 | 0 |  |  | 0 | 0 | 0 | 0 | 0 | 0 | 0 | 0 | 0 | 0 | 0 | 0 | 0 |  | 0 | 0 | 0 | 0 | 0 | 0 | 0 | 0 | 0 | 0 | 0 | 0 | 0 | 0 | 0 | 0 | 0 | 0 | 0 | 0 | 0 | 0 | 0 | 0 | 0 | 0 | 0 | 0
SDG&E Study Area | Talega | 230 | 0 | 0 | 0 | 0 |  |  |  |  | 0 | 0 | 0 | 0 |  | 0 | 0 | 0 | 0 | 0 |  |  |  |  | 0 | 0 | 0 | 0 |  |  | 0 | 0 | 0 | 0 | 0 | 0 | 0 | 0 | 0 | 0 | 0 | 0 | 0 |  | 0 | 0 | 0 | 0 | 0 | 0 | 0 | 0 | 0 | 0 | 0 | 0 | 0 | 0 | 0 | 0 | 0 | 0 | 0 | 0 | 0 | 0 | 0 | 0 | 0 | 0 | 0 | 0
PG&E East Kern Study Area | Temblor | 115 | 0 | 0 | 0 | 0 |  |  |  |  | 0 | 0 | 0 | 0 |  | 0 | 0 | 0 | 0 | 0 |  |  |  |  | 0 | 0 | 0 | 0 |  |  | 0 | 0 | 0 | 0 | 0 | 0 | 0 | 0 | 3 | 0 | 0 | 0 | 0 |  | 0 | 0 | 0 | 0 | 0 | 0 | 0 | 0 | 3 | 0 | 0 | 0 | 0 | 0 | 0 | 0 | 0 | 0 | 0 | 0 | 0 | 0 | 3 | 0 | 0 | 0 | 0 | 1
PG&E East Kern Study Area | Templeton | 115 | 0 | 0 | 0 | 0 |  |  |  |  | 0 | 0 | 0 | 0 |  | 0 | 0 | 0 | 0 | 0 |  |  |  |  | 0 | 0 | 0 | 0 |  |  | 0 | 0 | 0 | 0 | 0 | 0 | 0 | 0 | 0 | 0 | 0 | 0 | 0 |  | 0 | 0 | 0 | 0 | 0 | 0 | 0 | 0 | 0 | 0 | 0 | 0 | 0 | 0 | 0 | 0 | 0 | 0 | 0 | 0 | 0 | 0 | 0 | 0 | 0 | 0 | 0 | 0
PG&E East Kern Study Area | Templeton | 230 | 0 | 0 | 0 | 0 |  |  |  |  | 0 | 0 | 0 | 0 |  | 0 | 0 | 0 | 0 | 0 |  |  |  |  | 0 | 0 | 0 | 0 |  |  | 0 | 0 | 158.5 | 0 | 0 | 0 | 0 | 0 | 0 | 0 | 0 | 0 | 0 |  | 0 | 0 | 158.5 | 0 | 0 | 0 | 0 | 0 | 0 | 0 | 0 | 0 | 0 | 0 | 0 | 0 | 158.5 | 0 | 0 | 0 | 0 | 0 | 0 | 0 | 0 | 0 | 0 | 1
PG&E North of Greater Bay Study Area | Tesla | 115 | 0 | 0 | 0 | 0 |  |  |  |  | 0 | 0 | 0 | 0 |  | 0 | 0 | 0 | 0 | 0 |  |  |  |  | 0 | 0 | 0 | 0 |  |  | 0 | 0 | 0 | 0 | 0 | 0 | 0 | 0 | 0 | 0 | 0 | 0 | 0 |  | 0 | 0 | 0 | 0 | 0 | 0 | 0 | 0 | 0 | 0 | 0 | 0 | 0 | 0 | 0 | 0 | 0 | 0 | 0 | 0 | 0 | 0 | 0 | 0 | 0 | 0 | 0 | 0
PG&E North of Greater Bay Study Area | Tesla | 230 | 0 | 0 | 0 | 0 |  |  |  |  | 0 | 0 | 0 | 0 |  | 0 | 0 | 0 | 0 | 0 |  |  |  |  | 0 | 0 | 0 | 275 |  |  | 0 | 0 | 80 | 25 | 0 | 0 | 0 | 0 | 0 | 0 | 0 | 0 | 0 |  | 0 | 0 | 80 | 25 | 0 | 0 | 0 | 0 | 0 | 0 | 0 | 275 | 0 | 0 | 0 | 0 | 80 | 25 | 0 | 0 | 0 | 0 | 0 | 0 | 0 | 275 | 0 | 1
PG&E North of Greater Bay Study Area | Tesla | 500 | 0 | 0 | 0 | 0 |  |  |  |  | 0 | 0 | 0 | 0 |  | 0 | 0 | 0 | 0 | 0 |  |  |  |  | 0 | 0 | 0 | 0 |  |  | 0 | 0 | 330 | 0 | 0 | 0 | 0 | 0 | 0 | 400 | 10 | 0 | 0 |  | 0 | 0 | 330 | 0 | 0 | 0 | 0 | 0 | 0 | 400 | 10 | 0 | 0 | 1 | 0 | 0 | 330 | 0 | 0 | 0 | 0 | 0 | 0 | 400 | 10 | 0 | 0 | 1
PG&E East Kern Study Area | Tevis | 115 | 0 | 0 | 0 | 0 |  |  |  |  | 0 | 0 | 0 | 0 |  | 0 | 0 | 0 | 0 | 0 |  |  |  |  | 0 | 0 | 0 | 0 |  |  | 0 | 0 | 0 | 0 | 0 | 0 | 0 | 0 | 0 | 0 | 0 | 0 | 0 |  | 0 | 0 | 0 | 0 | 0 | 0 | 0 | 0 | 0 | 0 | 0 | 0 | 0 | 0 | 0 | 0 | 0 | 0 | 0 | 0 | 0 | 0 | 0 | 0 | 0 | 0 | 0 | 0
PG&E North of Greater Bay Study Area | Thermalito | 230 | 0 | 0 | 0 | 0 |  |  |  |  | 0 | 0 | 0 | 0 |  | 0 | 0 | 0 | 0 | 0 |  |  |  |  | 0 | 0 | 0 | 0 |  |  | 0 | 0 | 0 | 0 | 0 | 0 | 0 | 0 | 0 | 0 | 0 | 0 | 0 |  | 0 | 0 | 0 | 0 | 0 | 0 | 0 | 0 | 0 | 0 | 0 | 0 | 0 | 0 | 0 | 0 | 0 | 0 | 0 | 0 | 0 | 0 | 0 | 0 | 0 | 0 | 0 | 0
SDG&E Study Area | Trabuco | 138 | 0 | 0 | 0 | 0 |  |  |  |  | 0 | 0 | 0 | 0 |  | 0 | 0 | 0 | 0 | 0 |  |  |  |  | 0 | 0 | 0 | 0 |  |  | 0 | 0 | 0 | 0 | 0 | 0 | 0 | 0 | 0 | 0 | 0 | 0 | 0 |  | 0 | 0 | 0 | 0 | 0 | 0 | 0 | 0 | 0 | 0 | 0 | 0 | 0 | 0 | 0 | 0 | 0 | 0 | 0 | 0 | 0 | 0 | 0 | 0 | 0 | 0 | 0 | 0
PG&E Fresno Study Area | Tranquility | 230 | 0 | 0 | 0 | 0 |  |  |  |  | 0 | 206 | 0 | 72 |  | 1 | 0 | 0 | 0 | 0 |  |  |  |  | 0 | 160 | 40 | 40 |  |  | 0 | 0 | 0 | 0 | 0 | 0 | 0 | 0 | 0 | 210 | 333 | 200 | 0 |  | 0 | 0 | 0 | 0 | 0 | 0 | 0 | 0 | 0 | 370 | 373 | 240 | 0 | 1 | 0 | 0 | 0 | 0 | 0 | 0 | 0 | 0 | 0 | 576 | 373 | 312 | 0 | 1
East of Pisgah Study Area | Trout Canyon (fka Crazy Eyes) | 230 | 0 | 0 | 0 | 0 |  |  |  |  | 0 | 0 | 0 | 0 |  | 0 | 0 | 0 | 0 | 0 |  |  |  |  | 0 | 260 | 0 | 128 |  |  | 0 | 0 | 0 | 0 | 0 | 0 | 0 | 0 | 0 | 165 | 906 | 442 | 0 |  | 0 | 0 | 0 | 0 | 0 | 0 | 0 | 0 | 0 | 425 | 906 | 570 | 0 | 1 | 0 | 0 | 0 | 0 | 0 | 0 | 0 | 0 | 0 | 425 | 906 | 570 | 0 | 1
PG&E North of Greater Bay Study Area | Tulucay | 230 | 0 | 0 | 0 | 0 |  |  |  |  | 0 | 0 | 0 | 0 |  | 0 | 0 | 0 | 0 | 0 |  |  |  |  | 0.99 | 0 | 0 | 0 |  |  | 0 | 0 | 0 | 0 | 0 | 0 | 0 | 0 | 0.01 | 0 | 0 | 0 | 0 |  | 0 | 0 | 0 | 0 | 0 | 0 | 0 | 0 | 1 | 0 | 0 | 0 | 0 | 0 | 0 | 0 | 0 | 0 | 0 | 0 | 0 | 0 | 1 | 0 | 0 | 0 | 0 | 1
PG&E East Kern Study Area | Tupman | 115 | 0 | 0 | 0 | 0 |  |  |  |  | 0 | 0 | 0 | 0 |  | 0 | 0 | 0 | 0 | 0 |  |  |  |  | 0 | 0 | 0 | 0 |  |  | 0 | 0 | 0 | 0 | 0 | 0 | 0 | 0 | 0 | 0 | 0 | 0 | 0 |  | 0 | 0 | 0 | 0 | 0 | 0 | 0 | 0 | 0 | 0 | 0 | 0 | 0 | 0 | 0 | 0 | 0 | 0 | 0 | 0 | 0 | 0 | 0 | 0 | 0 | 0 | 0 | 0
PG&E North of Greater Bay Study Area | UltraPower Chinese Station | 115 | 0 | 0 | 0 | 0 |  |  |  |  | 0 | 0 | 0 | 0 |  | 0 | 0 | 0 | 0 | 0 |  |  |  |  | 0 | 0 | 0 | 0 |  |  | 0 | 2 | 0 | 0 | 0 | 0 | 0 | 0 | 0 | 0 | 0 | 0 | 0 |  | 0 | 2 | 0 | 0 | 0 | 0 | 0 | 0 | 0 | 0 | 0 | 0 | 0 | 0 | 0 | 2 | 0 | 0 | 0 | 0 | 0 | 0 | 0 | 0 | 0 | 0 | 0 | 1
PG&E North of Greater Bay Study Area | Vaca Dixon | 500 | 0 | 0 | 0 | 0 |  |  |  |  | 0 | 0 | 0 | 0 |  | 0 | 0 | 0 | 0 | 0 |  |  |  |  | 0 | 0 | 0 | 0 |  |  | 0 | 0 | 0 | 0 | 0 | 0 | 0 | 0 | 0 | 0 | 0 | 0 | 0 |  | 0 | 0 | 0 | 0 | 0 | 0 | 0 | 0 | 0 | 0 | 0 | 0 | 0 | 0 | 0 | 0 | 0 | 0 | 0 | 0 | 0 | 0 | 0 | 0 | 0 | 0 | 0 | 0
PG&E North of Greater Bay Study Area | Vaca Dixon | 115 | 0 | 0 | 0 | 0 |  |  |  |  | 0 | 0 | 0 | 0 |  | 0 | 0 | 0 | 0 | 0 |  |  |  |  | 0 | 20 | 0 | 131.5 |  |  | 0 | 0 | 0 | 0 | 0 | 0 | 0 | 0 | 0 | 5 | 0 | 0 | 0 |  | 0 | 0 | 0 | 0 | 0 | 0 | 0 | 0 | 0 | 25 | 0 | 131.5 | 0 | 1 | 0 | 0 | 0 | 0 | 0 | 0 | 0 | 0 | 0 | 25 | 0 | 131.5 | 0 | 1
SCE Eastern Study Area | Valley | 500 | 0 | 0 | 0 | 0 |  |  |  |  | 0 | 0 | 0 | 0 |  | 0 | 0 | 0 | 0 | 0 |  |  |  |  | 0 | 0 | 0 | 10 |  |  | 0 | 0 | 0 | 0 | 0 | 0 | 0 | 0 | 0 | 0 | 0 | 670 | 0 |  | 0 | 0 | 0 | 0 | 0 | 0 | 0 | 0 | 0 | 0 | 0 | 680 | 0 | 0 | 0 | 0 | 0 | 0 | 0 | 0 | 0 | 0 | 0 | 0 | 0 | 680 | 0 | 1
East of Pisgah Study Area | Valley (VEA) | 138 | 0 | 0 | 0 | 0 |  |  |  |  | 0 | 0 | 0 | 0 |  | 0 | 0 | 0 | 0 | 0 |  |  |  |  | 0 | 0 | 0 | 0 |  |  | 0 | 0 | 0 | 0 | 0 | 0 | 0 | 0 | 0 | 50 | 0 | 40 | 0 |  | 0 | 0 | 0 | 0 | 0 | 0 | 0 | 0 | 0 | 50 | 0 | 40 | 0 | 1 | 0 | 0 | 0 | 0 | 0 | 0 | 0 | 0 | 0 | 50 | 0 | 40 | 0 | 1
SCE Northern Area | Vestal | 230 | 0 | 0 | 0 | 0 |  |  |  |  | 0 | 56 | 0 | 0 |  | 1 | 0 | 0 | 0 | 0 |  |  |  |  | 0 | 0 | 350 | 350 |  |  | 0 | 0 | 0 | 0 | 0 | 0 | 0 | 0 | 0 | 274 | 1.13 | 0 | 0 |  | 0 | 0 | 0 | 0 | 0 | 0 | 0 | 0 | 0 | 274 | 351.13 | 350 | 0 | 1 | 0 | 0 | 0 | 0 | 0 | 0 | 0 | 0 | 0 | 330 | 351.13 | 350 | 0 | 1
SCE North of Lugo (NOL) Study Area | Victor | 230 | 0 | 0 | 0 | 0 |  |  |  |  | 0 | 100 | 0 | 50 |  | 1 | 0 | 0 | 0 | 0 |  |  |  |  | 0 | 0 | 0 | 0 |  |  | 0 | 2.7 | 0 | 0 | 0 | 0 | 0 | 0 | 2 | 0 | 0 | 0 | 0 |  | 0 | 2.7 | 0 | 0 | 0 | 0 | 0 | 0 | 2 | 0 | 0 | 0 | 0 | 0 | 0 | 2.7 | 0 | 0 | 0 | 0 | 0 | 0 | 2 | 100 | 0 | 50 | 0 | 1
SCE North of Lugo (NOL) Study Area | Victor | 115 | 0 | 0 | 0 | 0 |  |  |  |  | 0 | 0 | 0 | 0 |  | 0 | 0 | 22.3 | 0 | 0 |  |  |  |  | 0 | 0 | 0 | 0 |  |  | 0 | 0 | 0 | 0 | 0 | 0 | 0 | 0 | 0 | 0 | 0 | 0 | 0 |  | 0 | 22.3 | 0 | 0 | 0 | 0 | 0 | 0 | 0 | 0 | 0 | 0 | 0 | 0 | 0 | 22.3 | 0 | 0 | 0 | 0 | 0 | 0 | 0 | 0 | 0 | 0 | 0 | 1
SCE Metro Study Area | Viejo | 230 | 0 | 0 | 0 | 0 |  |  |  |  | 0 | 0 | 0 | 0 |  | 0 | 0 | 0 | 0 | 0 |  |  |  |  | 0 | 0 | 0 | 0 |  |  | 0 | 0 | 0 | 0 | 0 | 0 | 0 | 0 | 0 | 0 | 0 | 0 | 0 |  | 0 | 0 | 0 | 0 | 0 | 0 | 0 | 0 | 0 | 0 | 0 | 0 | 0 | 0 | 0 | 0 | 0 | 0 | 0 | 0 | 0 | 0 | 0 | 0 | 0 | 0 | 0 | 0
PG&E North of Greater Bay Study Area | Vierra | 115 | 0 | 0 | 0 | 0 |  |  |  |  | 0 | 0 | 0 | 0 |  | 0 | 0 | 0 | 0 | 0 |  |  |  |  | 0 | 0 | 0 | 0 |  |  | 0 | 0 | 0 | 0 | 0 | 0 | 0 | 0 | 0 | 0 | 0 | 0 | 0 |  | 0 | 0 | 0 | 0 | 0 | 0 | 0 | 0 | 0 | 0 | 0 | 0 | 0 | 0 | 0 | 0 | 0 | 0 | 0 | 0 | 0 | 0 | 0 | 0 | 0 | 0 | 0 | 0
SCE Metro Study Area | Villa Park | 230 | 0 | 0 | 0 | 0 |  |  |  |  | 0 | 0 | 0 | 0 |  | 0 | 0 | 0 | 0 | 0 |  |  |  |  | 0 | 0 | 0 | 0 |  |  | 0 | 0 | 0 | 0 | 0 | 0 | 0 | 0 | 0 | 0 | 0 | 0 | 0 |  | 0 | 0 | 0 | 0 | 0 | 0 | 0 | 0 | 0 | 0 | 0 | 0 | 0 | 0 | 0 | 0 | 0 | 0 | 0 | 0 | 0 | 0 | 0 | 0 | 0 | 0 | 0 | 0
SCE Northern Area | Vincent | 230 | 0 | 0 | 0 | 0 |  |  |  |  | 0 | 0 | 0 | 0 |  | 0 | 0 | 0 | 0 | 0 |  |  |  |  | 0 | 0 | 1 | 200 |  |  | 0 | 0 | 0 | 0 | 0 | 0 | 0 | 0 | 0 | 0 | 1102 | 610 | 0 |  | 0 | 0 | 0 | 0 | 0 | 0 | 0 | 0 | 0 | 0 | 1103 | 810 | 0 | 1 | 0 | 0 | 0 | 0 | 0 | 0 | 0 | 0 | 0 | 0 | 1103 | 810 | 0 | 1
SCE Eastern Study Area | Vista | 230 | 0 | 0 | 0 | 0 |  |  |  |  | 0 | 0 | 0 | 0 |  | 0 | 0 | 2.6 | 0 | 0 |  |  |  |  | 0 | 0 | 0 | 200 |  |  | 0 | 0 | 0 | 0 | 0 | 0 | 0 | 0 | 0 | 0 | 0 | 0 | 0 |  | 0 | 2.6 | 0 | 0 | 0 | 0 | 0 | 0 | 0 | 0 | 0 | 200 | 0 | 0 | 0 | 2.6 | 0 | 0 | 0 | 0 | 0 | 0 | 0 | 0 | 0 | 200 | 0 | 1
East of Pisgah Study Area | Vista (VEA) | 138 | 0 | 0 | 0 | 0 |  |  |  |  | 0 | 0 | 0 | 0 |  | 0 | 0 | 0 | 0 | 0 |  |  |  |  | 0 | 0 | 0 | 0 |  |  | 0 | 0 | 0 | 0 | 0 | 0 | 0 | 0 | 0 | 0 | 0 | 0 | 0 |  | 0 | 0 | 0 | 0 | 0 | 0 | 0 | 0 | 0 | 0 | 0 | 0 | 0 | 0 | 0 | 0 | 0 | 0 | 0 | 0 | 0 | 0 | 0 | 0 | 0 | 0 | 0 | 0
PG&E Fresno Study Area | Wahtoke | 115 | 0 | 0 | 0 | 0 |  |  |  |  | 0 | 0 | 0 | 0 |  | 0 | 0 | 0 | 0 | 0 |  |  |  |  | 0 | 0 | 0 | 0 |  |  | 0 | 0 | 0 | 0 | 0 | 0 | 0 | 0 | 0 | 0 | 0 | 0 | 0 |  | 0 | 0 | 0 | 0 | 0 | 0 | 0 | 0 | 0 | 0 | 0 | 0 | 0 | 0 | 0 | 0 | 0 | 0 | 0 | 0 | 0 | 0 | 0 | 0 | 0 | 0 | 0 | 0
SCE Metro Study Area | Walnut | 230 | 0 | 0 | 0 | 0 |  |  |  |  | 0 | 0 | 0 | 0 |  | 0 | 0 | 0 | 0 | 0 |  |  |  |  | 0 | 0 | 0 | 0 |  |  | 0 | 0 | 0 | 0 | 0 | 0 | 0 | 0 | 0 | 0 | 0 | 175 | 0 |  | 0 | 0 | 0 | 0 | 0 | 0 | 0 | 0 | 0 | 0 | 0 | 175 | 0 | 0 | 0 | 0 | 0 | 0 | 0 | 0 | 0 | 0 | 0 | 0 | 0 | 175 | 0 | 1
PG&E Fresno Study Area | Westley | 230 | 0 | 0 | 0 | 0 |  |  |  |  | 0 | 0 | 0 | 0 |  | 0 | 0 | 0 | 0 | 0 |  |  |  |  | 0 | 70 | 20 | 92 |  |  | 0 | 2 | 0 | 0 | 0 | 0 | 0 | 0 | 0 | 156 | 49.32 | 78 | 0 |  | 0 | 2 | 0 | 0 | 0 | 0 | 0 | 0 | 0 | 226 | 69.32 | 170 | 0 | 1 | 0 | 2 | 0 | 0 | 0 | 0 | 0 | 0 | 0 | 226 | 69.32 | 170 | 0 | 1
PG&E Fresno Study Area | West Fresno | 115 | 0 | 0 | 0 | 0 |  |  |  |  | 0 | 0 | 0 | 0 |  | 0 | 0 | 0 | 0 | 0 |  |  |  |  | 0 | 0 | 0 | 0 |  |  | 0 | 0 | 0 | 0 | 0 | 0 | 0 | 0 | 0 | 0 | 0 | 0 | 0 |  | 0 | 0 | 0 | 0 | 0 | 0 | 0 | 0 | 0 | 0 | 0 | 0 | 0 | 0 | 0 | 0 | 0 | 0 | 0 | 0 | 0 | 0 | 0 | 0 | 0 | 0 | 0 | 0
PG&E East Kern Study Area | Westpark | 115 | 0 | 0 | 0 | 0 |  |  |  |  | 0 | 0 | 0 | 0 |  | 0 | 0 | 0 | 0 | 0 |  |  |  |  | 0 | 0 | 0 | 0 |  |  | 0 | 0 | 0 | 0 | 0 | 0 | 0 | 0 | 0 | 0 | 0 | 0 | 0 |  | 0 | 0 | 0 | 0 | 0 | 0 | 0 | 0 | 0 | 0 | 0 | 0 | 0 | 0 | 0 | 0 | 0 | 0 | 0 | 0 | 0 | 0 | 0 | 0 | 0 | 0 | 0 | 0
PG&E East Kern Study Area | Wheeler Ridge | 115 | 0 | 0 | 0 | 0 |  |  |  |  | 0 | 0 | 0 | 0 |  | 0 | 0 | 0 | 0 | 0 |  |  |  |  | 0 | 170 | 0 | 17.5 |  |  | 0 | 0 | 0 | 0 | 0 | 0 | 0 | 0 | 0 | 0 | 5.321 | 139.5 | 0 |  | 0 | 0 | 0 | 0 | 0 | 0 | 0 | 0 | 0 | 170 | 5.321 | 157 | 0 | 1 | 0 | 0 | 0 | 0 | 0 | 0 | 0 | 0 | 0 | 170 | 5.321 | 157 | 0 | 1
PG&E East Kern Study Area | Wheeler Ridge | 230 | 0 | 0 | 0 | 0 |  |  |  |  | 0 | 0 | 0 | 0 |  | 0 | 0 | 0 | 0 | 0 |  |  |  |  | 0 | 200 | 0 | 0 |  |  | 0 | 0 | 0 | 0 | 0 | 0 | 0 | 0 | 0 | 0 | 270 | 0 | 0 |  | 0 | 0 | 0 | 0 | 0 | 0 | 0 | 0 | 0 | 200 | 270 | 0 | 0 | 1 | 0 | 0 | 0 | 0 | 0 | 0 | 0 | 0 | 0 | 200 | 270 | 0 | 0 | 1
SCE Northern Area | Whirlwind | 500 | 0 | 0 | 0 | 0 |  |  |  |  | 0 | 0 | 0 | 0 |  | 0 | 0 | 0 | 0 | 0 |  |  |  |  | 0 | 0 | 0 | 0 |  |  | 0 | 0 | 0 | 0 | 0 | 0 | 0 | 0 | 0 | 0 | 0 | 0 | 0 |  | 0 | 0 | 0 | 0 | 0 | 0 | 0 | 0 | 0 | 0 | 0 | 0 | 0 | 0 | 0 | 0 | 0 | 0 | 0 | 0 | 0 | 0 | 0 | 0 | 0 | 0 | 0 | 0
SCE Northern Area | Whirlwind | 230 | 0 | 0 | 0 | 0 |  |  |  |  | 0 | 509.233 | 0 | 128 |  | 1 | 0 | 0 | 0 | 0 |  |  |  |  | 0 | 264.467 | 250 | 745 |  |  | 0 | 0 | 100.9 | 0 | 0 | 0 | 0 | 0 | 0 | 496.3 | 349 | 63.62 | 500 |  | 0 | 0 | 100.9 | 0 | 0 | 0 | 0 | 0 | 0 | 760.767 | 599 | 808.62 | 500 | 1 | 0 | 0 | 100.9 | 0 | 0 | 0 | 0 | 0 | 0 | 1270 | 599 | 936.62 | 500 | 1
SCE Northern Area | Windhub | 500 | 0 | 0 | 0 | 0 |  |  |  |  | 0 | 0 | 0 | 0 |  | 0 | 0 | 0 | 0 | 0 |  |  |  |  | 0 | 0 | 0 | 0 |  |  | 0 | 0 | 0 | 0 | 0 | 0 | 0 | 0 | 0 | 500 | 0 | 0 | 0 |  | 0 | 0 | 0 | 0 | 0 | 0 | 0 | 0 | 0 | 500 | 0 | 0 | 0 | 1 | 0 | 0 | 0 | 0 | 0 | 0 | 0 | 0 | 0 | 500 | 0 | 0 | 0 | 1
SCE Northern Area | Windhub | 230 | 0 | 0 | 169.4 | 0 |  |  |  |  | 0 | 180.7 | 0 | 272 |  | 1 | 0 | 0 | 0 | 0 |  |  |  |  | 0 | 566.3 | 0 | 429 |  |  | 0 | 0 | 10.6 | 0 | 0 | 0 | 0 | 0 | 0 | 3 | 1084 | 354.205 | 0 |  | 0 | 0 | 10.6 | 0 | 0 | 0 | 0 | 0 | 0 | 569.3 | 1084 | 783.205 | 0 | 1 | 0 | 0 | 180 | 0 | 0 | 0 | 0 | 0 | 0 | 750 | 1084 | 1055.205 | 0 | 1
PG&E North of Greater Bay Study Area | Woodland | 115 | 0 | 0 | 0 | 0 |  |  |  |  | 0 | 0 | 0 | 0 |  | 0 | 0 | 0 | 0 | 0 |  |  |  |  | 0 | 0 | 0 | 0 |  |  | 0 | 0 | 0 | 0 | 0 | 0 | 0 | 0 | 0 | 0 | 0 | 0 | 0 |  | 0 | 0 | 0 | 0 | 0 | 0 | 0 | 0 | 0 | 0 | 0 | 0 | 0 | 0 | 0 | 0 | 0 | 0 | 0 | 0 | 0 | 0 | 0 | 0 | 0 | 0 | 0 | 0
PG&E North of Greater Bay Study Area | Wyandotte | 115 | 0 | 0 | 0 | 0 |  |  |  |  | 0 | 0 | 0 | 0 |  | 0 | 0 | 0 | 0 | 0 |  |  |  |  | 0 | 0 | 0 | 0 |  |  | 0 | 3.6 | 0 | 0 | 0 | 0 | 0 | 0 | 0 | 0 | 0 | 0 | 0 |  | 0 | 3.6 | 0 | 0 | 0 | 0 | 0 | 0 | 0 | 0 | 0 | 0 | 0 | 0 | 0 | 3.6 | 0 | 0 | 0 | 0 | 0 | 0 | 0 | 0 | 0 | 0 | 0 | 1

## PD_Res_MapbySub
This tab shows the breakdown of the post-ruling mapping adjsutments and the final summary of where resources were mapped by substation. It divides the RESOLVE resources mapped into: 1) online and baseline update resources that are utilized to calculate Transmisison capacity and compare with preivous mapping. 2) the in-development resources identified by PTO and LSEs; and 3) Generic incremental resources RESOLVE selected on top of those resources. Under each category, this worksheet has columns showing the change in resources at each susbtation to get to the final mapped resource results.
|  |  | Round 2 Adjustments to Online Resources | [13 empty] | Online Resources | [13 empty] | Round 2 Adjustments to In-Development Identified Resources | [13 empty] | In-Development Identified Resources | [13 empty] | Round 2 Adjustments Generic Added Resources | [13 empty] | Generic Added Resources | [13 empty] | In-Dev & Generic Resources | [13 empty] | Total Mapped Resources | [14 empty] | Total Mapped Resources Change (Ruling to PD)
|  |  | Geothermal | Biomass | Wind | Wind | OOS Wind | OOS Wind | Offshore Wind | Offshore Wind | Distributed Solar | Solar | Solar | Li_Battery | PSH | Has Res Flag | Geothermal | Biomass | Wind | Wind | OOS Wind | OOS Wind | Offshore Wind | Offshore Wind | Distributed Solar | Solar | Solar | Li_Battery | PSH | Has Res Flag | Geothermal | Biomass | Wind | Wind | OOS Wind | OOS Wind | Offshore Wind | Offshore Wind | Distributed Solar | Solar | Solar | Li_Battery | PSH | Has Res Flag | Geothermal | Biomass | Wind | Wind | OOS Wind | OOS Wind | Offshore Wind | Offshore Wind | Distributed Solar | Solar | Solar | Li_Battery | PSH | Has Res Flag | Geothermal | Biomass | Wind | Wind | OOS Wind | OOS Wind | Offshore Wind | Offshore Wind | Distributed Solar | Solar | Solar | Li_Battery | PSH | Has Res Flag | Geothermal | Biomass | Wind | Wind | OOS Wind | OOS Wind | Offshore Wind | Offshore Wind | Distributed Solar | Solar | Solar | Li_Battery | PSH | Has Res Flag | Geothermal | Biomass | Wind | Wind | OOS Wind | OOS Wind | Offshore Wind | Offshore Wind | Distributed Solar | Solar | Solar | Li_Battery | PSH | Has | Geothermal | Biomass | Wind | Wind | OOS Wind | OOS Wind | Offshore Wind | Offshore Wind | Distributed Solar | Solar | Solar | Li_Battery | PSH | Has |  | Geothermal | Biomass | Wind | Wind | OOS Wind | OOS Wind | Offshore Wind | Offshore Wind | Distributed Solar | Solar | Solar | Li_Battery | PSH | Has
Area | Substation | Voltage | FCDS | FCDS | FCDS | EODS | FCDS | EODS | FCDS | EODS | FCDS | FCDS | EODS | FCDS | FCDS |  | FCDS | FCDS | FCDS | EODS | FCDS | EODS | FCDS | EODS | FCDS | FCDS | EODS | FCDS | FCDS |  | FCDS | FCDS | FCDS | EODS | FCDS | EODS | FCDS | EODS | FCDS | FCDS | EODS | FCDS | FCDS |  | FCDS | FCDS | FCDS | EODS | FCDS | EODS | FCDS | EODS | FCDS | FCDS | EODS | FCDS | FCDS |  | FCDS | FCDS | FCDS | EODS | FCDS | EODS | FCDS | EODS | FCDS | FCDS | EODS | FCDS | FCDS |  | FCDS | FCDS | FCDS | EODS | FCDS | EODS | FCDS | EODS | FCDS | FCDS | EODS | FCDS | FCDS |  | FCDS | FCDS | FCDS | EODS | FCDS | EODS | FCDS | EODS | FCDS | FCDS | EODS | FCDS | FCDS | Res | FCDS | FCDS | FCDS | EODS | FCDS | EODS | FCDS | EODS | FCDS | FCDS | EODS | FCDS | FCDS | Res | Notes | FCDS | FCDS | FCDS | EODS | FCDS | EODS | FCDS | EODS | FCDS | FCDS | EODS | FCDS | FCDS | Change
PG&E East Kern Study Area | 7th Standard | 115 | 0 | 0 | 0 | 0 | 0 | 0 | 0 | 0 | 0 | 0 | 0 | 0 | 0 | 0 | 0 | 0 | 0 | 0 | 0 | 0 | 0 | 0 | 0 | 0 | 0 | 0 | 0 | 0 | 0 | 0 | 0 | 0 |  |  |  |  | 0 | 0 | 0 | 0 |  |  | 0 | 0 | 0 | 0 |  |  |  |  | 0 | 0 | 0 | 0 |  |  | 0 | 0 | 0 | 0 | 0 | 0 | 0 | 0 | 0 | 0 | 0 | 0 | 0 |  | 0 | 0 | 0 | 0 | 0 | 0 | 0 | 0 | 0 | 0 | 0 | 0 | 0 |  | 0 | 0 | 0 | 0 | 0 | 0 | 0 | 0 | 0 | 0 | 0 | 0 | 0 | 0 | 0 | 0 | 0 | 0 | 0 | 0 | 0 | 0 | 0 | 0 | 0 | 0 | 0 | 0 |  | 0 | 0 | 0 | 0 | 0 | 0 | 0 | 0 | 0 | 0 | 0 | 0 | 0 | 0
SCE Metro Study Area | Alamitos | 230 | 0 | 0 | 0 | 0 | 0 | 0 | 0 | 0 | 0 | 0 | 0 | 0 | 0 | 0 | 0 | 0 | 0 | 0 | 0 | 0 | 0 | 0 | 0 | 0 | 0 | 0 | 0 | 0 | 0 | 0 | 0 | 0 |  |  |  |  | 0 | 0 | 0 | 0 |  |  | 0 | 0 | 0 | 0 |  |  |  |  | 0 | 0 | 0 | 82 |  |  | 0 | 0 | 0 | 0 | 0 | 0 | 0 | 0 | 0 | 0 | 0 | 0 | 0 |  | 0 | 0 | 0 | 0 | 0 | 0 | 0 | 0 | 0 | 0 | 0 | 0 | 0 |  | 0 | 0 | 0 | 0 | 0 | 0 | 0 | 0 | 0 | 0 | 0 | 82 | 0 | 0 | 0 | 0 | 0 | 0 | 0 | 0 | 0 | 0 | 0 | 0 | 0 | 82 | 0 | 1 |  | 0 | 0 | 0 | 0 | 0 | 0 | 0 | 0 | 0 | 0 | 0 | 0 | 0 | 0
PG&E Fresno Study Area | Alpaugh | 115 | 0 | 0 | 0 | 0 | 0 | 0 | 0 | 0 | 0 | 0 | 0 | 0 | 0 | 0 | 0 | 0 | 0 | 0 | 0 | 0 | 0 | 0 | 0 | 0 | 0 | 0 | 0 | 0 | 0 | 0 | 0 | 0 |  |  |  |  | 0 | 0 | 0 | 10 |  |  | 0 | 0 | 0 | 0 |  |  |  |  | 3 | 0 | 0 | 10 |  |  | 0 | 0 | 0 | 0 | 0 | 0 | 0 | 0 | 0 | 0 | -100 | -10 | 0 |  | 0 | 0 | 0 | 0 | 0 | 0 | 0 | 0 | 0 | 20 | 25 | 0 | 0 |  | 0 | 0 | 0 | 0 | 0 | 0 | 0 | 0 | 3 | 20 | 25 | 10 | 0 | 1 | 0 | 0 | 0 | 0 | 0 | 0 | 0 | 0 | 3 | 20 | 25 | 10 | 0 | 1 |  | 0 | 0 | 0 | 0 | 0 | 0 | 0 | 0 | 0 | 0 | -100 | 0 | 0 | 1
SCE Northern Area | Antelope | 500 | 0 | 0 | 0 | 0 | 0 | 0 | 0 | 0 | 0 | 0 | 0 | 0 | 0 | 0 | 0 | 0 | 0 | 0 | 0 | 0 | 0 | 0 | 0 | 0 | 0 | 0 | 0 | 0 | 0 | 0 | 0 | 0 |  |  |  |  | 0 | 0 | 0 | 0 |  |  | 0 | 0 | 0 | 0 |  |  |  |  | 0 | 0 | 0 | 0 |  |  | 0 | 0 | 0 | 0 | 0 | 0 | 0 | 0 | 0 | 0 | 0 | 0 | 0 |  | 0 | 0 | 0 | 0 | 0 | 0 | 0 | 0 | 0 | 0 | 0 | 0 | 0 |  | 0 | 0 | 0 | 0 | 0 | 0 | 0 | 0 | 0 | 0 | 0 | 0 | 0 | 0 | 0 | 0 | 0 | 0 | 0 | 0 | 0 | 0 | 0 | 0 | 0 | 0 | 0 | 0 |  | 0 | 0 | 0 | 0 | 0 | 0 | 0 | 0 | 0 | 0 | 0 | 0 | 0 | 0
SCE Northern Area | Antelope | 230 | 0 | 0 | 0 | 0 | 0 | 0 | 0 | 0 | 0 | 0 | 0 | 227 | 0 | 1 | 0 | 0 | 0 | 0 | 0 | 0 | 0 | 0 | 0 | 0 | 0 | 227 | 0 | 1 | 0 | 0 | 0 | 0 |  |  |  |  | 0 | 0 | 0 | -227 |  |  | 0 | 0 | 3 | 0 |  |  |  |  | 3 | 200.6 | 0 | 187.7 |  |  | 0 | 0 | 0 | 0 | 0 | 0 | 0 | 0 | 0 | 0 | -100 | 0 | 0 |  | 0 | 0 | 0 | 0 | 0 | 0 | 0 | 0 | 0 | 569.4 | 402 | 9.1 | 0 |  | 0 | 0 | 3 | 0 | 0 | 0 | 0 | 0 | 3 | 770 | 402 | 196.8 | 0 | 1 | 0 | 0 | 3 | 0 | 0 | 0 | 0 | 0 | 3 | 770 | 402 | 423.8 | 0 | 1 |  | 0 | 0 | 0 | 0 | 0 | 0 | 0 | 0 | 0 | 0 | -100 | 0 | 0 | 1
PG&E East Kern Study Area | Arco | 230 | 0 | 0 | 0 | 0 | 0 | 0 | 0 | 0 | 0 | 0 | 0 | 0 | 0 | 0 | 0 | 0 | 0 | 0 | 0 | 0 | 0 | 0 | 0 | 0 | 0 | 0 | 0 | 0 | 0 | 0 | 0 | 0 |  |  |  |  | 0 | 0 | 0 | 17 |  |  | 0 | 0 | 0 | 0 |  |  |  |  | 4.79 | 96.5 | 28.4 | 80 |  |  | 0 | 0 | 0 | 0 | 0 | 0 | 0 | 0 | 0 | 0 | -3 | 16.64 | 0 |  | 0 | 0 | 0 | 0 | 0 | 0 | 0 | 0 | 0.21 | 33.5 | 252.6 | 18.64 | 0 |  | 0 | 0 | 0 | 0 | 0 | 0 | 0 | 0 | 5 | 130 | 281 | 98.64 | 0 | 1 | 0 | 0 | 0 | 0 | 0 | 0 | 0 | 0 | 5 | 130 | 281 | 98.64 | 0 | 1 |  | 0 | 0 | 0 | 0 | 0 | 0 | 0 | 0 | 0 | 0 | -3 | 33.64 | 0 | 1
SCE Metro Study Area | Arcogen | 230 | 0 | 0 | 0 | 0 | 0 | 0 | 0 | 0 | 0 | 0 | 0 | 0 | 0 | 0 | 0 | 0 | 0 | 0 | 0 | 0 | 0 | 0 | 0 | 0 | 0 | 0 | 0 | 0 | 0 | 0 | 0 | 0 |  |  |  |  | 0 | 0 | 0 | 0 |  |  | 0 | 0 | 0 | 0 |  |  |  |  | 0 | 0 | 0 | 0 |  |  | 0 | 0 | 0 | 0 | 0 | 0 | 0 | 0 | 0 | 0 | 0 | 0 | 0 |  | 0 | 0 | 0 | 0 | 0 | 0 | 0 | 0 | 0 | 0 | 0 | 0 | 0 |  | 0 | 0 | 0 | 0 | 0 | 0 | 0 | 0 | 0 | 0 | 0 | 0 | 0 | 0 | 0 | 0 | 0 | 0 | 0 | 0 | 0 | 0 | 0 | 0 | 0 | 0 | 0 | 0 |  | 0 | 0 | 0 | 0 | 0 | 0 | 0 | 0 | 0 | 0 | 0 | 0 | 0 | 0
PG&E East Kern Study Area | Avenal | 115 | 0 | 0 | 0 | 0 | 0 | 0 | 0 | 0 | 0 | 0 | 0 | 0 | 0 | 0 | 0 | 0 | 0 | 0 | 0 | 0 | 0 | 0 | 0 | 0 | 0 | 0 | 0 | 0 | 0 | 0 | 0 | 0 |  |  |  |  | 0 | 0 | 0 | 9.88 |  |  | 0 | 0 | 0 | 0 |  |  |  |  | 0 | 0 | 0 | 9.88 |  |  | 0 | 0 | 0 | 0 | 0 | 0 | 0 | 0 | 0 | 0 | 0 | 0 | 0 |  | 0 | 0 | 0 | 0 | 0 | 0 | 0 | 0 | 0 | 0 | 0 | 0 | 0 |  | 0 | 0 | 0 | 0 | 0 | 0 | 0 | 0 | 0 | 0 | 0 | 9.88 | 0 | 0 | 0 | 0 | 0 | 0 | 0 | 0 | 0 | 0 | 0 | 0 | 0 | 9.88 | 0 | 1 |  | 0 | 0 | 0 | 0 | 0 | 0 | 0 | 0 | 0 | 0 | 0 | 9.88 | 0 | 1
SCE Northern Area | Bailey | 230 | 0 | 0 | 0 | 0 | 0 | 0 | 0 | 0 | 0 | 0 | 0 | 0 | 0 | 0 | 0 | 0 | 0 | 0 | 0 | 0 | 0 | 0 | 0 | 0 | 0 | 0 | 0 | 0 | 0 | 0 | 0 | 0 |  |  |  |  | 0 | 0 | 0 | 0 |  |  | 0 | 0 | 0 | 0 |  |  |  |  | 0 | 0 | 0 | 0 |  |  | 0 | 0 | 0 | 0 | 0 | 0 | 0 | 0 | 0 | 0 | 0 | 0 | 0 |  | 0 | 0 | 0 | 0 | 0 | 0 | 0 | 0 | 0 | 0 | 0 | 0 | 0 |  | 0 | 0 | 0 | 0 | 0 | 0 | 0 | 0 | 0 | 0 | 0 | 0 | 0 | 0 | 0 | 0 | 0 | 0 | 0 | 0 | 0 | 0 | 0 | 0 | 0 | 0 | 0 | 0 |  | 0 | 0 | 0 | 0 | 0 | 0 | 0 | 0 | 0 | 0 | 0 | 0 | 0 | 0
PG&E East Kern Study Area | Bakersfield | 230 | 0 | 0 | 0 | 0 | 0 | 0 | 0 | 0 | 0 | 0 | 0 | 0 | 0 | 0 | 0 | 0 | 0 | 0 | 0 | 0 | 0 | 0 | 0 | 0 | 0 | 0 | 0 | 0 | 0 | 0 | 0 | 0 |  |  |  |  | 0 | 0 | 0 | 0 |  |  | 0 | 0 | 0 | 0 |  |  |  |  | 0 | 0 | 0 | 0 |  |  | 0 | 0 | 0 | 0 | 0 | 0 | 0 | 0 | 0 | 0 | 0 | 0 | 0 |  | 0 | 0 | 0 | 0 | 0 | 0 | 0 | 0 | 0 | 0 | 0 | 0 | 0 |  | 0 | 0 | 0 | 0 | 0 | 0 | 0 | 0 | 0 | 0 | 0 | 0 | 0 | 0 | 0 | 0 | 0 | 0 | 0 | 0 | 0 | 0 | 0 | 0 | 0 | 0 | 0 | 0 |  | 0 | 0 | 0 | 0 | 0 | 0 | 0 | 0 | 0 | 0 | 0 | 0 | 0 | 0
SCE Metro Study Area | Barre | 230 | 0 | 0 | 0 | 0 | 0 | 0 | 0 | 0 | 0 | 0 | 0 | 0 | 0 | 0 | 0 | 0 | 0 | 0 | 0 | 0 | 0 | 0 | 0 | 0 | 0 | 50 | 0 | 1 | 0 | 0 | 0 | 0 |  |  |  |  | 20 | 0 | 0 | 0 |  |  | 0 | 0 | 0 | 0 |  |  |  |  | 20 | 0 | 0 | 20 |  |  | 0 | 0 | 0 | 0 | 0 | 0 | 0 | 0 | -20 | 0 | 0 | 0 | 0 |  | 0 | 0 | 0 | 0 | 0 | 0 | 0 | 0 | 0 | 0 | 0 | 0 | 0 |  | 0 | 0 | 0 | 0 | 0 | 0 | 0 | 0 | 20 | 0 | 0 | 20 | 0 | 0 | 0 | 0 | 0 | 0 | 0 | 0 | 0 | 0 | 20 | 0 | 0 | 70 | 0 | 1 |  | 0 | 0 | 0 | 0 | 0 | 0 | 0 | 0 | 0 | 0 | 0 | 0 | 0 | 0
SDG&E Study Area | Bay Boulevard | 230 | 0 | 0 | 0 | 0 | 0 | 0 | 0 | 0 | 0 | 0 | 0 | 0 | 0 | 0 | 0 | 0 | 0 | 0 | 0 | 0 | 0 | 0 | 0 | 0 | 0 | 0 | 0 | 0 | 0 | 0 | 0 | 0 |  |  |  |  | 0 | 0 | 0 | 0 |  |  | 0 | 0 | 0 | 0 |  |  |  |  | 0 | 0 | 0 | 0 |  |  | 0 | 0 | 0 | 0 | 0 | 0 | 0 | 0 | 0 | 0 | 0 | 0 | 0 |  | 0 | 0 | 0 | 0 | 0 | 0 | 0 | 0 | 0 | 0 | 0 | 0 | 0 |  | 0 | 0 | 0 | 0 | 0 | 0 | 0 | 0 | 0 | 0 | 0 | 0 | 0 | 0 | 0 | 0 | 0 | 0 | 0 | 0 | 0 | 0 | 0 | 0 | 0 | 0 | 0 | 0 |  | 0 | 0 | 0 | 0 | 0 | 0 | 0 | 0 | 0 | 0 | 0 | 0 | 0 | 0
East of Pisgah Study Area | Beatty | 138 | 0 | 0 | 0 | 0 | 0 | 0 | 0 | 0 | 0 | 0 | 0 | 0 | 0 | 0 | 0 | 0 | 0 | 0 | 0 | 0 | 0 | 0 | 0 | 0 | 0 | 0 | 0 | 0 | 0 | 0 | 0 | 0 |  |  |  |  | 0 | 0 | 0 | 0 |  |  | 0 | 0 | 0 | 0 |  |  |  |  | 0 | 0 | 0 | 0 |  |  | 0 | 0 | 0 | 0 | 0 | 0 | 0 | 0 | 0 | 0 | 0 | 0 | 0 |  | 500 | 0 | 0 | 0 | 0 | 0 | 0 | 0 | 0 | 0 | 0 | 0 | 0 |  | 500 | 0 | 0 | 0 | 0 | 0 | 0 | 0 | 0 | 0 | 0 | 0 | 0 | 0 | 500 | 0 | 0 | 0 | 0 | 0 | 0 | 0 | 0 | 0 | 0 | 0 | 0 | 1 |  | 0 | 0 | 0 | 0 | 0 | 0 | 0 | 0 | 0 | 0 | 0 | 0 | 0 | 0
PG&E North of Greater Bay Study Area | Bellota | 230 | 0 | 0 | 0 | 0 | 0 | 0 | 0 | 0 | 0 | 0 | 0 | 0 | 0 | 0 | 0 | 0 | 0 | 0 | 0 | 0 | 0 | 0 | 0 | 0 | 0 | 0 | 0 | 0 | 0 | 0 | 0 | 0 |  |  |  |  | 0 | 0 | 0 | 0 |  |  | 0 | 0 | 0 | 0 |  |  |  |  | 0 | 0 | 0 | 0 |  |  | 0 | 0 | 0 | 0 | 0 | 0 | 0 | 0 | 0 | 0 | 0 | 0 | 0 |  | 0 | 0 | 0 | 0 | 0 | 0 | 0 | 0 | 0 | 100 | 0 | 0 | 0 |  | 0 | 0 | 0 | 0 | 0 | 0 | 0 | 0 | 0 | 100 | 0 | 0 | 0 | 1 | 0 | 0 | 0 | 0 | 0 | 0 | 0 | 0 | 0 | 100 | 0 | 0 | 0 | 1 |  | 0 | 0 | 0 | 0 | 0 | 0 | 0 | 0 | 0 | 0 | 0 | 0 | 0 | 0
PG&E North of Greater Bay Study Area | Bellota | 115 | 0 | 0 | 0 | 0 | 0 | 0 | 0 | 0 | 0 | 0 | 0 | 0 | 0 | 0 | 0 | 0 | 0 | 0 | 0 | 0 | 0 | 0 | 0 | 0 | 0 | 0 | 0 | 0 | 0 | 0 | 0 | 0 |  |  |  |  | 0 | 0 | 0 | 0 |  |  | 0 | 0 | 0 | 0 |  |  |  |  | 0 | 0 | 0 | 157 |  |  | 0 | 0 | 0 | 0 | 0 | 0 | 0 | 0 | 0 | 0 | 250 | 3 | 0 |  | 0 | 4 | 0 | 0 | 0 | 0 | 0 | 0 | 0 | 0 | 250 | 3 | 0 |  | 0 | 4 | 0 | 0 | 0 | 0 | 0 | 0 | 0 | 0 | 250 | 160 | 0 | 1 | 0 | 4 | 0 | 0 | 0 | 0 | 0 | 0 | 0 | 0 | 250 | 160 | 0 | 1 |  | 0 | 0 | 0 | 0 | 0 | 0 | 0 | 0 | 0 | 0 | 250 | 3 | 0 | 1
PG&E North of Greater Bay Study Area | Bellevue | 115 | 0 | 0 | 0 | 0 | 0 | 0 | 0 | 0 | 0 | 0 | 0 | 0 | 0 | 0 | 0 | 0 | 0 | 0 | 0 | 0 | 0 | 0 | 0 | 0 | 0 | 0 | 0 | 0 | 0 | 0 | 0 | 0 |  |  |  |  | 0 | 0 | 0 | 0 |  |  | 0 | 0 | 0 | 0 |  |  |  |  | 0.96 | 0 | 0 | 0 |  |  | 0 | 0 | 0 | 0 | 0 | 0 | 0 | 0 | 0 | 0 | 0 | 0 | 0 |  | 0 | 0 | 0 | 0 | 0 | 0 | 0 | 0 | 0.04 | 0 | 0 | 0 | 0 |  | 0 | 0 | 0 | 0 | 0 | 0 | 0 | 0 | 1 | 0 | 0 | 0 | 0 | 0 | 0 | 0 | 0 | 0 | 0 | 0 | 0 | 0 | 1 | 0 | 0 | 0 | 0 | 1 |  | 0 | 0 | 0 | 0 | 0 | 0 | 0 | 0 | 0 | 0 | 0 | 0 | 0 | 0
SCE Northern Area | Big Creek Hydro Facilities | 230 | 0 | 0 | 0 | 0 | 0 | 0 | 0 | 0 | 0 | 0 | 0 | 0 | 0 | 0 | 0 | 0 | 0 | 0 | 0 | 0 | 0 | 0 | 0 | 0 | 0 | 0 | 0 | 0 | 0 | 0 | 0 | 0 |  |  |  |  | 0 | 0 | 0 | 0 |  |  | 0 | 0 | 0 | 0 |  |  |  |  | 0 | 0 | 0 | 0 |  |  | 0 | 0 | 0 | 0 | 0 | 0 | 0 | 0 | 0 | 0 | 0 | 0 | 0 |  | 0 | 6 | 0 | 0 | 0 | 0 | 0 | 0 | 0 | 0 | 0 | 0 | 0 |  | 0 | 6 | 0 | 0 | 0 | 0 | 0 | 0 | 0 | 0 | 0 | 0 | 0 | 0 | 0 | 6 | 0 | 0 | 0 | 0 | 0 | 0 | 0 | 0 | 0 | 0 | 0 | 1 |  | 0 | 0 | 0 | 0 | 0 | 0 | 0 | 0 | 0 | 0 | 0 | 0 | 0 | 0
PG&E North of Greater Bay Study Area | Birds Landing | 230 | 0 | 0 | 0 | 0 | 0 | 0 | 0 | 0 | 0 | 0 | 0 | 0 | 0 | 0 | 0 | 0 | 0 | 0 | 0 | 0 | 0 | 0 | 0 | 0 | 0 | 0 | 0 | 0 | 0 | 0 | 0 | 0 |  |  |  |  | 0 | 0 | 0 | 0 |  |  | 0 | 0 | 0 | 0 |  |  |  |  | 0 | 0 | 0 | 0 |  |  | 0 | 0 | 0 | 35 | 0 | 0 | 0 | 0 | 0 | 0 | 0 | 0 | 0 |  | 0 | 0 | 90 | 45 | 0 | 0 | 0 | 0 | 0 | 0 | 0 | 0 | 0 |  | 0 | 0 | 90 | 45 | 0 | 0 | 0 | 0 | 0 | 0 | 0 | 0 | 0 | 0 | 0 | 0 | 90 | 45 | 0 | 0 | 0 | 0 | 0 | 0 | 0 | 0 | 0 | 1 |  | 0 | 0 | 0 | 35 | 0 | 0 | 0 | 0 | 0 | 0 | 0 | 0 | 0 | 1
SDG&E Study Area | BlytheSC 161 kV | 161 | 0 | 0 | 0 | 0 | 0 | 0 | 0 | 0 | 0 | 0 | 0 | 0 | 0 | 0 | 0 | 0 | 0 | 0 | 0 | 0 | 0 | 0 | 0 | 0 | 0 | 0 | 0 | 0 | 0 | 0 | 0 | 0 |  |  |  |  | 0 | 0 | 0 | 0 |  |  | 0 | 0 | 0 | 0 |  |  |  |  | 0 | 0 | 0 | 0 |  |  | 0 | 0 | 0 | 0 | 0 | 0 | 0 | 0 | 0 | 0 | 0 | 0 | 0 |  | 0 | 0 | 0 | 0 | 0 | 0 | 0 | 0 | 0 | 0 | 0 | 0 | 0 |  | 0 | 0 | 0 | 0 | 0 | 0 | 0 | 0 | 0 | 0 | 0 | 0 | 0 | 0 | 0 | 0 | 0 | 0 | 0 | 0 | 0 | 0 | 0 | 0 | 0 | 0 | 0 | 0 |  | 0 | 0 | 0 | 0 | 0 | 0 | 0 | 0 | 0 | 0 | 0 | 0 | 0 | 0
PG&E Fresno Study Area | Borden | 230 | 0 | 0 | 0 | 0 | 0 | 0 | 0 | 0 | 0 | 0 | 0 | 0 | 0 | 0 | 0 | 0 | 0 | 0 | 0 | 0 | 0 | 0 | 0 | 0 | 0 | 0 | 0 | 0 | 0 | 0 | 0 | 0 |  |  |  |  | 0 | 0 | 0 | 0 |  |  | 0 | 0 | 0 | 0 |  |  |  |  | 0 | 0 | 0 | 0 |  |  | 0 | 0 | 0 | 0 | 0 | 0 | 0 | 0 | 0 | 0 | 0 | 0 | 0 |  | 0 | 0 | 0 | 0 | 0 | 0 | 0 | 0 | 0 | 0 | 0 | 0 | 0 |  | 0 | 0 | 0 | 0 | 0 | 0 | 0 | 0 | 0 | 0 | 0 | 0 | 0 | 0 | 0 | 0 | 0 | 0 | 0 | 0 | 0 | 0 | 0 | 0 | 0 | 0 | 0 | 0 |  | 0 | 0 | 0 | 0 | 0 | 0 | 0 | 0 | 0 | 0 | 0 | 0 | 0 | 0
PG&E North of Greater Bay Study Area | Brentwood | 230 | 0 | 0 | 0 | 0 | 0 | 0 | 0 | 0 | 0 | 0 | 0 | 0 | 0 | 0 | 0 | 0 | 0 | 0 | 0 | 0 | 0 | 0 | 0 | 0 | 0 | 0 | 0 | 0 | 0 | 0 | 0 | 0 |  |  |  |  | 0 | 0 | 0 | 0 |  |  | 0 | 0 | 0 | 0 |  |  |  |  | 0 | 0 | 0 | 0 |  |  | 0 | 1 | 0 | 0 | 0 | 0 | 0 | 0 | 0 | 0 | 0 | 0 | 0 |  | 0 | 1 | 0 | 0 | 0 | 0 | 0 | 0 | 0 | 0 | 0 | 0 | 0 |  | 0 | 1 | 0 | 0 | 0 | 0 | 0 | 0 | 0 | 0 | 0 | 0 | 0 | 0 | 0 | 1 | 0 | 0 | 0 | 0 | 0 | 0 | 0 | 0 | 0 | 0 | 0 | 1 |  | 0 | 1 | 0 | 0 | 0 | 0 | 0 | 0 | 0 | 0 | 0 | 0 | 0 | 1
PG&E North of Greater Bay Study Area | Bridgeville | 115 | 0 | 0 | 0 | 0 | 0 | 0 | 0 | 0 | 0 | 0 | 0 | 0 | 0 | 0 | 0 | 0 | 0 | 0 | 0 | 0 | 0 | 0 | 0 | 0 | 0 | 0 | 0 | 0 | 0 | 0 | 0 | 0 |  |  |  |  | 0 | 0 | 0 | 0 |  |  | 0 | 0 | 0 | 0 |  |  |  |  | 0 | 0 | 0 | 0 |  |  | 0 | 2 | 0 | 0 | 0 | 0 | 0 | 0 | 0 | 0 | 0 | 0 | 0 |  | 0 | 2 | 0 | 0 | 0 | 0 | 0 | 0 | 0 | 0 | 0 | 0 | 0 |  | 0 | 2 | 0 | 0 | 0 | 0 | 0 | 0 | 0 | 0 | 0 | 0 | 0 | 0 | 0 | 2 | 0 | 0 | 0 | 0 | 0 | 0 | 0 | 0 | 0 | 0 | 0 | 1 |  | 0 | 2 | 0 | 0 | 0 | 0 | 0 | 0 | 0 | 0 | 0 | 0 | 0 | 1
PG&E Fresno Study Area | Cabrillo | 115 | 0 | 0 | 0 | 0 | 0 | 0 | 0 | 0 | 0 | 0 | 0 | 0 | 0 | 0 | 0 | 0 | 0 | 0 | 0 | 0 | 0 | 0 | 0 | 0 | 0 | 0 | 0 | 0 | 0 | 0 | 8.5 | 0 |  |  |  |  | 0 | 0 | 0 | 0 |  |  | 0 | 0 | 99 | 0 |  |  |  |  | 0 | 0 | 0 | 0 |  |  | 0 | 0 | -8.5 | 0 | 0 | 0 | 0 | 0 | 0 | 0 | 0 | 0 | 0 |  | 0 | 0 | 0 | 0 | 0 | 0 | 0 | 0 | 0 | 0 | 0 | 0 | 0 |  | 0 | 0 | 99 | 0 | 0 | 0 | 0 | 0 | 0 | 0 | 0 | 0 | 0 | 0 | 0 | 0 | 99 | 0 | 0 | 0 | 0 | 0 | 0 | 0 | 0 | 0 | 0 | 1 |  | 0 | 0 | 0 | 0 | 0 | 0 | 0 | 0 | 0 | 0 | 0 | 0 | 0 | 0
PG&E Fresno Study Area | Cal Ave | 115 | 0 | 0 | 0 | 0 | 0 | 0 | 0 | 0 | 0 | 0 | 0 | 0 | 0 | 0 | 0 | 0 | 0 | 0 | 0 | 0 | 0 | 0 | 0 | 0 | 0 | 0 | 0 | 0 | 0 | 0 | 0 | 0 |  |  |  |  | 0 | 0 | 0 | 0 |  |  | 0 | 0 | 0 | 0 |  |  |  |  | 0 | 0 | 0 | 0 |  |  | 0 | 0 | 0 | 0 | 0 | 0 | 0 | 0 | 0 | 0 | 0 | 0 | 0 |  | 0 | 0 | 0 | 0 | 0 | 0 | 0 | 0 | 0 | 0 | 0 | 0 | 0 |  | 0 | 0 | 0 | 0 | 0 | 0 | 0 | 0 | 0 | 0 | 0 | 0 | 0 | 0 | 0 | 0 | 0 | 0 | 0 | 0 | 0 | 0 | 0 | 0 | 0 | 0 | 0 | 0 |  | 0 | 0 | 0 | 0 | 0 | 0 | 0 | 0 | 0 | 0 | 0 | 0 | 0 | 0
SCE North of Lugo (NOL) Study Area | Calcite | 230 | 0 | 0 | 0 | 0 | 0 | 0 | 0 | 0 | 0 | 0 | 0 | 0 | 0 | 0 | 0 | 0 | 0 | 0 | 0 | 0 | 0 | 0 | 0 | 0 | 0 | 0 | 0 | 0 | 0 | 0 | 0 | 0 |  |  |  |  | 0 | 0 | 0 | 0 |  |  | 0 | 0 | 0 | 0 |  |  |  |  | 0 | 0 | 0 | 0 |  |  | 0 | 0 | 0 | 0 | 0 | 0 | 0 | 0 | 0 | 0 | 0 | 1 | 0 |  | 0 | 0 | 0 | 0 | 0 | 0 | 0 | 0 | 0 | 200 | 200 | 186 | 0 |  | 0 | 0 | 0 | 0 | 0 | 0 | 0 | 0 | 0 | 200 | 200 | 186 | 0 | 1 | 0 | 0 | 0 | 0 | 0 | 0 | 0 | 0 | 0 | 200 | 200 | 186 | 0 | 1 |  | 0 | 0 | 0 | 0 | 0 | 0 | 0 | 0 | 0 | 0 | 0 | 1 | 0 | 1
PG&E East Kern Study Area | Caliente | 230 | 0 | 0 | 0 | 0 | 0 | 0 | 0 | 0 | 0 | 0 | 0 | 0 | 0 | 0 | 0 | 0 | 0 | 0 | 0 | 0 | 0 | 0 | 0 | 0 | 0 | 0 | 0 | 0 | 0 | 0 | 0 | 0 |  |  |  |  | 0 | 0 | 0 | 0 |  |  | 0 | 0 | 0 | 0 |  |  |  |  | 0 | 0 | 0 | 0 |  |  | 0 | 0 | 180 | 0 | 0 | 0 | 0 | 0 | 0 | 0 | 0 | 0 | 0 |  | 0 | 2 | 180 | 0 | 0 | 0 | 0 | 0 | 0 | 100 | 0 | 0 | 0 |  | 0 | 2 | 180 | 0 | 0 | 0 | 0 | 0 | 0 | 100 | 0 | 0 | 0 | 1 | 0 | 2 | 180 | 0 | 0 | 0 | 0 | 0 | 0 | 100 | 0 | 0 | 0 | 1 |  | 0 | 0 | 180 | 0 | 0 | 0 | 0 | 0 | 0 | 0 | 0 | 0 | 0 | 1
PG&E East Kern Study Area | California Water | 115 | 0 | 0 | 0 | 0 | 0 | 0 | 0 | 0 | 0 | 0 | 0 | 0 | 0 | 0 | 0 | 0 | 0 | 0 | 0 | 0 | 0 | 0 | 0 | 0 | 0 | 0 | 0 | 0 | 0 | 0 | 0 | 0 |  |  |  |  | 0 | 0 | 0 | 0 |  |  | 0 | 0 | 0 | 0 |  |  |  |  | 0 | 0 | 0 | 0 |  |  | 0 | 0 | 0 | 0 | 0 | 0 | 0 | 0 | 0 | 0 | 0 | 0 | 0 |  | 0 | 0 | 0 | 0 | 0 | 0 | 0 | 0 | 0 | 0 | 0 | 0 | 0 |  | 0 | 0 | 0 | 0 | 0 | 0 | 0 | 0 | 0 | 0 | 0 | 0 | 0 | 0 | 0 | 0 | 0 | 0 | 0 | 0 | 0 | 0 | 0 | 0 | 0 | 0 | 0 | 0 |  | 0 | 0 | 0 | 0 | 0 | 0 | 0 | 0 | 0 | 0 | 0 | 0 | 0 | 0
PG&E Fresno Study Area | Cantua | 115 | 0 | 0 | 0 | 0 | 0 | 0 | 0 | 0 | 0 | 0 | 0 | 0 | 0 | 0 | 0 | 0 | 0 | 0 | 0 | 0 | 0 | 0 | 0 | 0 | 0 | 0 | 0 | 0 | 0 | 0 | 0 | 0 |  |  |  |  | 0 | 0 | 0 | 0 |  |  | 0 | 0 | 0 | 0 |  |  |  |  | 0 | 0 | 0 | 0 |  |  | 0 | 0 | 0 | 0 | 0 | 0 | 0 | 0 | 0 | 0 | 0 | 0 | 0 |  | 0 | 0 | 0 | 0 | 0 | 0 | 0 | 0 | 0 | 0 | 0 | 0 | 0 |  | 0 | 0 | 0 | 0 | 0 | 0 | 0 | 0 | 0 | 0 | 0 | 0 | 0 | 0 | 0 | 0 | 0 | 0 | 0 | 0 | 0 | 0 | 0 | 0 | 0 | 0 | 0 | 0 |  | 0 | 0 | 0 | 0 | 0 | 0 | 0 | 0 | 0 | 0 | 0 | 0 | 0 | 0
SDG&E Study Area | Capistrano | 230 | 0 | 0 | 0 | 0 | 0 | 0 | 0 | 0 | 0 | 0 | 0 | 0 | 0 | 0 | 0 | 0 | 0 | 0 | 0 | 0 | 0 | 0 | 0 | 0 | 0 | 0 | 0 | 0 | 0 | 0 | 0 | 0 |  |  |  |  | 0 | 0 | 0 | 0 |  |  | 0 | 0 | 0 | 0 |  |  |  |  | 0 | 0 | 0 | 0 |  |  | 0 | 0 | 0 | 0 | 0 | 0 | 0 | 0 | 0 | 0 | 0 | 0 | 0 |  | 0 | 0 | 0 | 0 | 0 | 0 | 0 | 0 | 0 | 0 | 0 | 0 | 0 |  | 0 | 0 | 0 | 0 | 0 | 0 | 0 | 0 | 0 | 0 | 0 | 0 | 0 | 0 | 0 | 0 | 0 | 0 | 0 | 0 | 0 | 0 | 0 | 0 | 0 | 0 | 0 | 0 |  | 0 | 0 | 0 | 0 | 0 | 0 | 0 | 0 | 0 | 0 | 0 | 0 | 0 | 0
SDG&E Study Area | Capistrano | 138 | 0 | 0 | 0 | 0 | 0 | 0 | 0 | 0 | 0 | 0 | 0 | 0 | 0 | 0 | 0 | 0 | 0 | 0 | 0 | 0 | 0 | 0 | 0 | 0 | 0 | 0 | 0 | 0 | 0 | 0 | 0 | 0 |  |  |  |  | 0 | 0 | 0 | 250 |  |  | 0 | 0 | 0 | 0 |  |  |  |  | 0 | 0 | 0 | 250 |  |  | 0 | 0 | 0 | 0 | 0 | 0 | 0 | 0 | 0 | 0 | 0 | -200 | 0 |  | 0 | 0 | 0 | 0 | 0 | 0 | 0 | 0 | 0 | 0 | 0 | 0 | 0 |  | 0 | 0 | 0 | 0 | 0 | 0 | 0 | 0 | 0 | 0 | 0 | 250 | 0 | 0 | 0 | 0 | 0 | 0 | 0 | 0 | 0 | 0 | 0 | 0 | 0 | 250 | 0 | 1 |  | 0 | 0 | 0 | 0 | 0 | 0 | 0 | 0 | 0 | 0 | 0 | 50 | 0 | 1
East of Pisgah Study Area | Carpenter Canyon (fka Gamebird) | 230 | 0 | 0 | 0 | 0 | 0 | 0 | 0 | 0 | 0 | 0 | 0 | 0 | 0 | 0 | 0 | 0 | 0 | 0 | 0 | 0 | 0 | 0 | 0 | 0 | 0 | 0 | 0 | 0 | 0 | 0 | 0 | 0 |  |  |  |  | 0 | 0 | 0 | 0 |  |  | 0 | 0 | 0 | 0 |  |  |  |  | 0 | 0 | 0 | 0 |  |  | 0 | 0 | 0 | 0 | 0 | 0 | 0 | 0 | 0 | 100 | 10 | 10 | 0 |  | 0 | 0 | 0 | 0 | 0 | 0 | 0 | 0 | 0 | 250 | 110 | 50 | 0 |  | 0 | 0 | 0 | 0 | 0 | 0 | 0 | 0 | 0 | 250 | 110 | 50 | 0 | 1 | 0 | 0 | 0 | 0 | 0 | 0 | 0 | 0 | 0 | 250 | 110 | 50 | 0 | 1 |  | 0 | 0 | 0 | 0 | 0 | 0 | 0 | 0 | 0 | 100 | 10 | 10 | 0 | 1
PG&E North of Greater Bay Study Area | Carquinez | 115 | 0 | 0 | 0 | 0 | 0 | 0 | 0 | 0 | 0 | 0 | 0 | 0 | 0 | 0 | 0 | 0 | 0 | 0 | 0 | 0 | 0 | 0 | 0 | 0 | 0 | 0 | 0 | 0 | 0 | 0 | 0 | 0 |  |  |  |  | 5 | 0 | 0 | 0 |  |  | 0 | 0 | 0 | 0 |  |  |  |  | 5 | 0 | 0 | 0 |  |  | 0 | 0 | 0 | 0 | 0 | 0 | 0 | 0 | 0 | 0 | 0 | 0 | 0 |  | 0 | 1 | 0 | 0 | 0 | 0 | 0 | 0 | 0 | 0 | 0 | 0 | 0 |  | 0 | 1 | 0 | 0 | 0 | 0 | 0 | 0 | 5 | 0 | 0 | 0 | 0 | 0 | 0 | 1 | 0 | 0 | 0 | 0 | 0 | 0 | 5 | 0 | 0 | 0 | 0 | 1 |  | 0 | 0 | 0 | 0 | 0 | 0 | 0 | 0 | 5 | 0 | 0 | 0 | 0 | 1
PG&E North of Greater Bay Study Area | Cayetano | 230 | 0 | 0 | 0 | 0 | 0 | 0 | 0 | 0 | 0 | 0 | 0 | 0 | 0 | 0 | 0 | 0 | 0 | 0 | 0 | 0 | 0 | 0 | 0 | 0 | 0 | 0 | 0 | 0 | 0 | 0 | 0 | 0 |  |  |  |  | 0 | -100 | 100 | 0 |  |  | 0 | 0 | 0 | 0 |  |  |  |  | 0 | 0 | 100 | 100 |  |  | 0 | 0 | 0 | 0 | 0 | 0 | 0 | 0 | 0 | 0 | 0 | 0 | 0 |  | 0 | 0 | 0 | 0 | 0 | 0 | 0 | 0 | 0 | 0 | 0 | 0 | 0 |  | 0 | 0 | 0 | 0 | 0 | 0 | 0 | 0 | 0 | 0 | 100 | 100 | 0 | 1 | 0 | 0 | 0 | 0 | 0 | 0 | 0 | 0 | 0 | 0 | 100 | 100 | 0 | 1 |  | 0 | 0 | 0 | 0 | 0 | 0 | 0 | 0 | 0 | -100 | 100 | 0 | 0 | 1
SCE Metro Study Area | Center | 230 | 0 | 0 | 0 | 0 | 0 | 0 | 0 | 0 | 0 | 0 | 0 | 0 | 0 | 0 | 0 | 0 | 0 | 0 | 0 | 0 | 0 | 0 | 0 | 0 | 0 | 0 | 0 | 0 | 0 | 0 | 0 | 0 |  |  |  |  | 0 | 0 | 0 | 0 |  |  | 0 | 0 | 0 | 0 |  |  |  |  | 0 | 0 | 0 | 0 |  |  | 0 | 0 | 0 | 0 | 0 | 0 | 0 | 0 | 0 | 0 | 0 | 0 | 0 |  | 0 | 1 | 0 | 0 | 0 | 0 | 0 | 0 | 0 | 0 | 0 | 0 | 0 |  | 0 | 1 | 0 | 0 | 0 | 0 | 0 | 0 | 0 | 0 | 0 | 0 | 0 | 0 | 0 | 1 | 0 | 0 | 0 | 0 | 0 | 0 | 0 | 0 | 0 | 0 | 0 | 1 |  | 0 | 0 | 0 | 0 | 0 | 0 | 0 | 0 | 0 | 0 | 0 | 0 | 0 | 0
PG&E Fresno Study Area | Cheney | 115 | 0 | 0 | 0 | 0 | 0 | 0 | 0 | 0 | 0 | 0 | 0 | 0 | 0 | 0 | 0 | 0 | 0 | 0 | 0 | 0 | 0 | 0 | 0 | 0 | 0 | 0 | 0 | 0 | 0 | 0 | 0 | 0 |  |  |  |  | 0 | 0 | 0 | 0 |  |  | 0 | 0 | 0 | 0 |  |  |  |  | 0 | 0 | 0 | 0 |  |  | 0 | 0 | 0 | 0 | 0 | 0 | 0 | 0 | 0 | 0 | 0 | 0 | 0 |  | 0 | 0 | 0 | 0 | 0 | 0 | 0 | 0 | 0 | 0 | 0 | 0 | 0 |  | 0 | 0 | 0 | 0 | 0 | 0 | 0 | 0 | 0 | 0 | 0 | 0 | 0 | 0 | 0 | 0 | 0 | 0 | 0 | 0 | 0 | 0 | 0 | 0 | 0 | 0 | 0 | 0 |  | 0 | 0 | 0 | 0 | 0 | 0 | 0 | 0 | 0 | 0 | 0 | 0 | 0 | 0
SCE Metro Study Area | Chevmain | 230 | 0 | 0 | 0 | 0 | 0 | 0 | 0 | 0 | 0 | 0 | 0 | 0 | 0 | 0 | 0 | 0 | 0 | 0 | 0 | 0 | 0 | 0 | 0 | 0 | 0 | 0 | 0 | 0 | 0 | 0 | 0 | 0 |  |  |  |  | 0 | 0 | 0 | 0 |  |  | 0 | 0 | 0 | 0 |  |  |  |  | 0 | 0 | 0 | 0 |  |  | 0 | 0 | 0 | 0 | 0 | 0 | 0 | 0 | 0 | 0 | 0 | 0 | 0 |  | 0 | 0 | 0 | 0 | 0 | 0 | 0 | 0 | 0 | 0 | 0 | 0 | 0 |  | 0 | 0 | 0 | 0 | 0 | 0 | 0 | 0 | 0 | 0 | 0 | 0 | 0 | 0 | 0 | 0 | 0 | 0 | 0 | 0 | 0 | 0 | 0 | 0 | 0 | 0 | 0 | 0 |  | 0 | 0 | 0 | 0 | 0 | 0 | 0 | 0 | 0 | 0 | 0 | 0 | 0 | 0
SCE Metro Study Area | Chino | 230 | 0 | 0 | 0 | 0 | 0 | 0 | 0 | 0 | 0 | 0 | 0 | 0 | 0 | 0 | 0 | 0 | 0 | 0 | 0 | 0 | 0 | 0 | 0 | 0 | 0 | 0 | 0 | 0 | 0 | 0 | 0 | 0 |  |  |  |  | 0 | 0 | 0 | 20 |  |  | 0 | 0 | 0 | 0 |  |  |  |  | 0 | 0 | 0 | 30 |  |  | 0 | 0 | 0 | 0 | 0 | 0 | 0 | 0 | 0 | 0 | 0 | 0 | 0 |  | 0 | 0 | 0 | 0 | 0 | 0 | 0 | 0 | 0 | 0 | 0 | 0 | 0 |  | 0 | 0 | 0 | 0 | 0 | 0 | 0 | 0 | 0 | 0 | 0 | 30 | 0 | 0 | 0 | 0 | 0 | 0 | 0 | 0 | 0 | 0 | 0 | 0 | 0 | 30 | 0 | 1 |  | 0 | 0 | 0 | 0 | 0 | 0 | 0 | 0 | 0 | 0 | 0 | 20 | 0 | 1
PG&E East Kern Study Area | Cholame | 70 | 0 | 0 | 0 | 0 | 0 | 0 | 0 | 0 | 0 | 0 | 0 | 0 | 0 | 0 | 0 | 0 | 0 | 0 | 0 | 0 | 0 | 0 | 0 | 0 | 0 | 0 | 0 | 0 | 0 | 0 | 0 | 0 |  |  |  |  | 0 | 0 | 0 | 0 |  |  | 0 | 0 | 0 | 0 |  |  |  |  | 0 | 0 | 0 | 0 |  |  | 0 | 0 | -60 | 0 | 0 | 0 | 0 | 0 | 0 | 0 | 0 | 0 | 0 |  | 0 | 0 | 0 | 0 | 0 | 0 | 0 | 0 | 0 | 0 | 0 | 0 | 0 |  | 0 | 0 | 0 | 0 | 0 | 0 | 0 | 0 | 0 | 0 | 0 | 0 | 0 | 0 | 0 | 0 | 0 | 0 | 0 | 0 | 0 | 0 | 0 | 0 | 0 | 0 | 0 | 0 |  | 0 | 0 | -60 | 0 | 0 | 0 | 0 | 0 | 0 | 0 | 0 | 0 | 0 | 1
PG&E North of Greater Bay Study Area | Clayton | 115 | 0 | 0 | 0 | 0 | 0 | 0 | 0 | 0 | 0 | 0 | 0 | 0 | 0 | 0 | 0 | 0 | 0 | 0 | 0 | 0 | 0 | 0 | 0 | 0 | 0 | 0 | 0 | 0 | 0 | 0 | 0 | 0 |  |  |  |  | 0 | 0 | 0 | 0 |  |  | 0 | 0 | 0 | 0 |  |  |  |  | 0 | 0 | 0 | 0 |  |  | 0 | 0 | 0 | 0 | 0 | 0 | 0 | 0 | 0 | 0 | 0 | 0 | 0 |  | 0 | 0 | 0 | 0 | 0 | 0 | 0 | 0 | 0 | 0 | 0 | 0 | 0 |  | 0 | 0 | 0 | 0 | 0 | 0 | 0 | 0 | 0 | 0 | 0 | 0 | 0 | 0 | 0 | 0 | 0 | 0 | 0 | 0 | 0 | 0 | 0 | 0 | 0 | 0 | 0 | 0 |  | 0 | 0 | 0 | 0 | 0 | 0 | 0 | 0 | 0 | 0 | 0 | 0 | 0 | 0
PG&E North of Greater Bay Study Area | Cloverdale | 115 | 0 | 0 | 0 | 0 | 0 | 0 | 0 | 0 | 0 | 0 | 0 | 0 | 0 | 0 | 0 | 0 | 0 | 0 | 0 | 0 | 0 | 0 | 0 | 0 | 0 | 0 | 0 | 0 | 0 | 0 | 0 | 0 |  |  |  |  | 0 | 0 | 0 | 0 |  |  | 0 | 0 | 0 | 0 |  |  |  |  | 0 | 0 | 0 | 0 |  |  | 0 | 0 | 0 | 0 | 0 | 0 | 0 | 0 | 0 | 0 | 0 | 0 | 0 |  | 0 | 0 | 0 | 0 | 0 | 0 | 0 | 0 | 0 | 0 | 0 | 0 | 0 |  | 0 | 0 | 0 | 0 | 0 | 0 | 0 | 0 | 0 | 0 | 0 | 0 | 0 | 0 | 0 | 0 | 0 | 0 | 0 | 0 | 0 | 0 | 0 | 0 | 0 | 0 | 0 | 0 |  | 0 | 0 | 0 | 0 | 0 | 0 | 0 | 0 | 0 | 0 | 0 | 0 | 0 | 0
PG&E Fresno Study Area | Coburn | 230 | 0 | 0 | 0 | 0 | 0 | 0 | 0 | 0 | 0 | 0 | 0 | 0 | 0 | 0 | 0 | 0 | 0 | 0 | 0 | 0 | 0 | 0 | 0 | 0 | 0 | 0 | 0 | 0 | 0 | 0 | 0 | 0 |  |  |  |  | 0 | 0 | 0 | 0 |  |  | 0 | 0 | 0 | 0 |  |  |  |  | 0 | 0 | 0 | 6 |  |  | 0 | 2.82 | 0 | 0 | 0 | 0 | 0 | 0 | 0 | 0 | 0 | 0 | 0 |  | 0 | 2.82 | 0 | 0 | 0 | 0 | 0 | 0 | 0 | 0 | 0 | 0 | 0 |  | 0 | 2.82 | 0 | 0 | 0 | 0 | 0 | 0 | 0 | 0 | 0 | 6 | 0 | 0 | 0 | 2.82 | 0 | 0 | 0 | 0 | 0 | 0 | 0 | 0 | 0 | 6 | 0 | 1 |  | 0 | 2.82 | 0 | 0 | 0 | 0 | 0 | 0 | 0 | 0 | 0 | 0 | 0 | 1
SCE Eastern Study Area | Colorado River | 500 | 0 | 0 | 0 | 0 | 0 | 0 | 0 | 0 | 0 | -343.5498 | -236.8982 | -570 | 0 | 0 | 0 | 0 | 0 | 0 | 0 | 0 | 0 | 0 | 0 | 0 | 0 | 0 | 0 | 0 | 0 | 0 | 0 | 0 |  |  |  |  | 0 | -43.7537 | -110.7983 | -50.3 |  |  | 0 | 0 | 0 | 0 |  |  |  |  | 0 | 0 | 0 | 0 |  |  | 0 | 0 | 0 | 0 | 0 | 0 | 0 | 0 | 0 | 332 | -50 | -0.7 | 0 |  | 0 | 0 | 0 | 0 | 0 | 0 | 0 | 0 | 0 | 334.6965 | 165.3035 | 0 | 0 |  | 0 | 0 | 0 | 0 | 0 | 0 | 0 | 0 | 0 | 334.6965 | 165.3035 | 0 | 0 | 1 | 0 | 0 | 0 | 0 | 0 | 0 | 0 | 0 | 0 | 334.6965 | 165.3035 | 0 | 0 | 1 |  | 0 | 0 | 0 | 0 | 0 | 0 | 0 | 0 | 0 | -55.3035 | -397.6965 | -621 | 0 | 1
SCE Eastern Study Area | Colorado River | 230 | 0 | 0 | 0 | 0 | 0 | 0 | 0 | 0 | 0 | 339.46 | 310.54 | 873.51 | 0 | 1 | 0 | 0 | 0 | 0 | 0 | 0 | 0 | 0 | 0 | 339.46 | 310.54 | 873.51 | 0 | 1 | 0 | 0 | 0 | 0 |  |  |  |  | 0 | -310.94 | -105.16 | -199.31 |  |  | 0 | 0 | 0 | 0 |  |  |  |  | 0 | 373.6 | 500 | 654.69 |  |  | 0 | 0 | 0 | 0 | 0 | 0 | 0 | 0 | 0 | 195 | 300 | -109.69 | 0 |  | 0 | 0 | 0 | 0 | 0 | 0 | 0 | 0 | 0 | 195.46 | 694.84 | 31.31 | 0 |  | 0 | 0 | 0 | 0 | 0 | 0 | 0 | 0 | 0 | 569.06 | 1194.84 | 686 | 0 | 1 | 0 | 0 | 0 | 0 | 0 | 0 | 0 | 0 | 0 | 908.52 | 1505.38 | 1559.51 | 0 | 1 |  | 0 | 0 | 0 | 0 | 0 | 0 | 0 | 0 | 0 | 223.52 | 505.38 | 564.51 | 0 | 1
PG&E East Kern Study Area | Columbus | 115 | 0 | 0 | 0 | 0 | 0 | 0 | 0 | 0 | 0 | 0 | 0 | 0 | 0 | 0 | 0 | 0 | 0 | 0 | 0 | 0 | 0 | 0 | 0 | 0 | 0 | 0 | 0 | 0 | 0 | 0 | 0 | 0 |  |  |  |  | 0 | 0 | 0 | 0 |  |  | 0 | 0 | 0 | 0 |  |  |  |  | 0 | 0 | 0 | 0 |  |  | 0 | 0 | 0 | 0 | 0 | 0 | 0 | 0 | 0 | 0 | 0 | 0 | 0 |  | 0 | 0 | 0 | 0 | 0 | 0 | 0 | 0 | 0 | 0 | 0 | 0 | 0 |  | 0 | 0 | 0 | 0 | 0 | 0 | 0 | 0 | 0 | 0 | 0 | 0 | 0 | 0 | 0 | 0 | 0 | 0 | 0 | 0 | 0 | 0 | 0 | 0 | 0 | 0 | 0 | 0 |  | 0 | 0 | 0 | 0 | 0 | 0 | 0 | 0 | 0 | 0 | 0 | 0 | 0 | 0
PG&E North of Greater Bay Study Area | Contra Costa | 230 | 0 | 0 | 0 | 0 | 0 | 0 | 0 | 0 | 0.938 | 0 | 0 | 0 | 0 | 1 | 0 | 0 | 0 | 0 | 0 | 0 | 0 | 0 | 0.938 | 0 | 0 | 0 | 0 | 1 | 0 | 0 | 0 | 0 |  |  |  |  | -0.938 | 0 | 0 | 0 |  |  | 0 | 0 | 0 | 0 |  |  |  |  | 0 | 0 | 0 | 0 |  |  | 0 | 0 | 0 | 0 | 0 | 0 | 0 | 0 | 0 | 0 | 0 | 0 | 0 |  | 0 | 0 | 0 | 0 | 0 | 0 | 0 | 0 | 0.062 | 0 | 0 | 0 | 0 |  | 0 | 0 | 0 | 0 | 0 | 0 | 0 | 0 | 0.062 | 0 | 0 | 0 | 0 | 0 | 0 | 0 | 0 | 0 | 0 | 0 | 0 | 0 | 1 | 0 | 0 | 0 | 0 | 1 |  | 0 | 0 | 0 | 0 | 0 | 0 | 0 | 0 | 0 | 0 | 0 | 0 | 0 | 0
SCE North of Lugo (NOL) Study Area | Control | 115 | 0 | 0 | 0 | 0 | 0 | 0 | 0 | 0 | 0 | 0 | 0 | 0 | 0 | 0 | 40 | 0 | 0 | 0 | 0 | 0 | 0 | 0 | 0 | 0 | 0 | 0 | 0 | 1 | 0 | 0 | 0 | 0 |  |  |  |  | 0 | 0 | 0 | 0 |  |  | 13 | 0 | 0 | 0 |  |  |  |  | 0 | 0 | 0 | 0 |  |  | 0 | 0 | 0 | 0 | 0 | 0 | 0 | 0 | 0 | 0 | 0 | 0 | 0 |  | 0 | 0 | 0 | 0 | 0 | 0 | 0 | 0 | 0 | 0 | 0 | 0 | 0 |  | 13 | 0 | 0 | 0 | 0 | 0 | 0 | 0 | 0 | 0 | 0 | 0 | 0 | 0 | 53 | 0 | 0 | 0 | 0 | 0 | 0 | 0 | 0 | 0 | 0 | 0 | 0 | 1 |  | 0 | 0 | 0 | 0 | 0 | 0 | 0 | 0 | 0 | 0 | 0 | 0 | 0 | 0
SCE North of Lugo (NOL) Study Area | Coolwater | 230 | 0 | 0 | 0 | 0 | 0 | 0 | 0 | 0 | 0 | 0 | 0 | 0 | 0 | 0 | 0 | 0 | 0 | 0 | 0 | 0 | 0 | 0 | 0 | 0 | 0 | 0 | 0 | 0 | 0 | 0 | 0 | 0 |  |  |  |  | 0 | 0 | 0 | 0 |  |  | 0 | 0 | 0 | 0 |  |  |  |  | 0 | 0 | 0 | 0 |  |  | 0 | 0 | 0 | 0 | 0 | 0 | 0 | 0 | 0 | 0 | 0 | 0 | 0 |  | 0 | 0 | 0 | 0 | 0 | 0 | 0 | 0 | 0 | 0 | 0 | 0 | 0 |  | 0 | 0 | 0 | 0 | 0 | 0 | 0 | 0 | 0 | 0 | 0 | 0 | 0 | 0 | 0 | 0 | 0 | 0 | 0 | 0 | 0 | 0 | 0 | 0 | 0 | 0 | 0 | 0 |  | 0 | 0 | 0 | 0 | 0 | 0 | 0 | 0 | 0 | 0 | 0 | 0 | 0 | 0
SCE North of Lugo (NOL) Study Area | Coolwater | 115 | 0 | 0 | 0 | 0 | 0 | 0 | 0 | 0 | 0 | 0 | 0 | 0 | 0 | 0 | 0 | 0 | 0 | 0 | 0 | 0 | 0 | 0 | 0 | 0 | 0 | 0 | 0 | 0 | 0 | 0 | 0 | 0 |  |  |  |  | 0 | 0 | 0 | 0 |  |  | 0 | 0 | 0 | 0 |  |  |  |  | 0 | 0 | 0 | 0 |  |  | 0 | 0 | 0 | 0 | 0 | 0 | 0 | 0 | 0 | 0 | 199.96 | 4 | 0 |  | 0 | 0 | 0 | 0 | 0 | 0 | 0 | 0 | 0 | 150 | 199.96 | 104 | 0 |  | 0 | 0 | 0 | 0 | 0 | 0 | 0 | 0 | 0 | 150 | 199.96 | 104 | 0 | 1 | 0 | 0 | 0 | 0 | 0 | 0 | 0 | 0 | 0 | 150 | 199.96 | 104 | 0 | 1 |  | 0 | 0 | 0 | 0 | 0 | 0 | 0 | 0 | 0 | 0 | 199.96 | 4 | 0 | 1
PG&E East Kern Study Area | Corcoran | 115 | 0 | 0 | 0 | 0 | 0 | 0 | 0 | 0 | 0 | 0 | 0 | 0 | 0 | 0 | 0 | 0 | 0 | 0 | 0 | 0 | 0 | 0 | 0 | 0 | 0 | 0 | 0 | 0 | 0 | 0 | 0 | 0 |  |  |  |  | 0 | 0 | 0 | 0 |  |  | 0 | 0 | 0 | 0 |  |  |  |  | 0 | 0 | 0 | 0 |  |  | 0 | 0 | 0 | 0 | 0 | 0 | 0 | 0 | 0 | 0 | 0 | 0 | 0 |  | 0 | 0 | 0 | 0 | 0 | 0 | 0 | 0 | 0 | 0 | 0 | 0 | 0 |  | 0 | 0 | 0 | 0 | 0 | 0 | 0 | 0 | 0 | 0 | 0 | 0 | 0 | 0 | 0 | 0 | 0 | 0 | 0 | 0 | 0 | 0 | 0 | 0 | 0 | 0 | 0 | 0 |  | 0 | 0 | 0 | 0 | 0 | 0 | 0 | 0 | 0 | 0 | 0 | 0 | 0 | 0
PG&E North of Greater Bay Study Area | Cortina | 115 | 0 | 0 | 0 | 0 | 0 | 0 | 0 | 0 | 0 | 0 | 0 | 0 | 0 | 0 | 0 | 3 | 0 | 0 | 0 | 0 | 0 | 0 | 0 | 0 | 0 | 0 | 0 | 1 | 0 | 0 | 0 | 0 |  |  |  |  | 0 | 0 | 0 | 0 |  |  | 0 | 0 | 0 | 0 |  |  |  |  | 0 | 0 | 0 | 0 |  |  | 0 | 4 | -65 | -32.6 | 0 | 0 | 0 | 0 | 0 | 0 | 230 | 150 | 0 |  | 0 | 4 | 0 | 0 | 0 | 0 | 0 | 0 | 0 | 0 | 230 | 150 | 0 |  | 0 | 4 | 0 | 0 | 0 | 0 | 0 | 0 | 0 | 0 | 230 | 150 | 0 | 1 | 0 | 7 | 0 | 0 | 0 | 0 | 0 | 0 | 0 | 0 | 230 | 150 | 0 | 1 |  | 0 | 4 | -65 | -32.6 | 0 | 0 | 0 | 0 | 0 | 0 | 230 | 150 | 0 | 1
PG&E North of Greater Bay Study Area | Cottonwood | 230 | 0 | 0 | 0 | 0 | 0 | 0 | 0 | 0 | 0 | 0 | 0 | 0 | 0 | 0 | 0 | 0 | 0 | 0 | 0 | 0 | 0 | 0 | 0 | 0 | 0 | 0 | 0 | 0 | 0 | 0 | 0 | 0 |  |  |  |  | 0 | 0 | 0 | 0 |  |  | 0 | 0 | 0 | 0 |  |  |  |  | 0 | 0 | 0 | 0 |  |  | 0 | 0 | 0 | 0 | 0 | 0 | 0 | 0 | 0 | 0 | 0 | 0 | 0 |  | 0 | 0 | 0 | 0 | 0 | 0 | 0 | 0 | 0 | 0 | 0 | 0 | 0 |  | 0 | 0 | 0 | 0 | 0 | 0 | 0 | 0 | 0 | 0 | 0 | 0 | 0 | 0 | 0 | 0 | 0 | 0 | 0 | 0 | 0 | 0 | 0 | 0 | 0 | 0 | 0 | 0 |  | 0 | 0 | 0 | 0 | 0 | 0 | 0 | 0 | 0 | 0 | 0 | 0 | 0 | 0
PG&E Fresno Study Area | Cove Rd | 230 | 0 | 0 | 0 | 0 | 0 | 0 | 0 | 0 | 0 | 0 | 0 | 0 | 0 | 0 | 0 | 0 | 0 | 0 | 0 | 0 | 0 | 0 | 0 | 0 | 0 | 0 | 0 | 0 | 0 | 0 | 0 | 0 |  |  |  |  | 0 | 0 | 0 | 0 |  |  | 0 | 0 | 0 | 0 |  |  |  |  | 0 | 0 | 0 | 0 |  |  | 0 | 0 | 0 | 0 | 0 | 0 | 0 | 0 | 0 | 0 | 0 | 0 | 0 |  | 0 | 0 | 0 | 0 | 0 | 0 | 0 | 0 | 0 | 0 | 0 | 0 | 0 |  | 0 | 0 | 0 | 0 | 0 | 0 | 0 | 0 | 0 | 0 | 0 | 0 | 0 | 0 | 0 | 0 | 0 | 0 | 0 | 0 | 0 | 0 | 0 | 0 | 0 | 0 | 0 | 0 |  | 0 | 0 | 0 | 0 | 0 | 0 | 0 | 0 | 0 | 0 | 0 | 0 | 0 | 0
PG&E North of Greater Bay Study Area | Curtis | 115 | 0 | 0 | 0 | 0 | 0 | 0 | 0 | 0 | 0 | 0 | 0 | 0 | 0 | 0 | 0 | 0 | 0 | 0 | 0 | 0 | 0 | 0 | 0 | 0 | 0 | 0 | 0 | 0 | 0 | 0 | 0 | 0 |  |  |  |  | 0 | 0 | 0 | 0 |  |  | 0 | 0 | 0 | 0 |  |  |  |  | 0 | 0 | 0 | 10 |  |  | 0 | 0 | 0 | 0 | 0 | 0 | 0 | 0 | 0 | 0 | 0 | 0 | 0 |  | 0 | 5 | 0 | 0 | 0 | 0 | 0 | 0 | 0 | 0 | 0 | 0 | 0 |  | 0 | 5 | 0 | 0 | 0 | 0 | 0 | 0 | 0 | 0 | 0 | 10 | 0 | 0 | 0 | 5 | 0 | 0 | 0 | 0 | 0 | 0 | 0 | 0 | 0 | 10 | 0 | 1 |  | 0 | 0 | 0 | 0 | 0 | 0 | 0 | 0 | 0 | 0 | 0 | 0 | 0 | 0
PG&E Fresno Study Area | Dairyland | 115 | 0 | 0 | 0 | 0 | 0 | 0 | 0 | 0 | 0 | 0 | 0 | 0 | 0 | 0 | 0 | 0 | 0 | 0 | 0 | 0 | 0 | 0 | 0 | 0 | 0 | 0 | 0 | 0 | 0 | 0 | 0 | 0 |  |  |  |  | 0 | 0 | 0 | 0 |  |  | 0 | 0 | 0 | 0 |  |  |  |  | 0 | 0 | 0 | 0 |  |  | 0 | 0 | 0 | 0 | 0 | 0 | 0 | 0 | 0 | 0 | 0 | 0 | 0 |  | 0 | 0 | 0 | 0 | 0 | 0 | 0 | 0 | 0 | 0 | 0 | 0 | 0 |  | 0 | 0 | 0 | 0 | 0 | 0 | 0 | 0 | 0 | 0 | 0 | 0 | 0 | 0 | 0 | 0 | 0 | 0 | 0 | 0 | 0 | 0 | 0 | 0 | 0 | 0 | 0 | 0 |  | 0 | 0 | 0 | 0 | 0 | 0 | 0 | 0 | 0 | 0 | 0 | 0 | 0 | 0
PG&E North of Greater Bay Study Area | Davis | 115 | 0 | 0 | 0 | 0 | 0 | 0 | 0 | 0 | 0 | 0 | 0 | 0 | 0 | 0 | 0 | 0 | 0 | 0 | 0 | 0 | 0 | 0 | 0 | 0 | 0 | 0 | 0 | 0 | 0 | 0 | 0 | 0 |  |  |  |  | 0 | 0 | 0 | 0 |  |  | 0 | 0 | 0 | 0 |  |  |  |  | 0 | 0 | 0 | 0 |  |  | 0 | 0 | 0 | 0 | 0 | 0 | 0 | 0 | 0 | 0 | 0 | 0 | 0 |  | 0 | 0 | 0 | 0 | 0 | 0 | 0 | 0 | 0 | 0 | 0 | 0 | 0 |  | 0 | 0 | 0 | 0 | 0 | 0 | 0 | 0 | 0 | 0 | 0 | 0 | 0 | 0 | 0 | 0 | 0 | 0 | 0 | 0 | 0 | 0 | 0 | 0 | 0 | 0 | 0 | 0 |  | 0 | 0 | 0 | 0 | 0 | 0 | 0 | 0 | 0 | 0 | 0 | 0 | 0 | 0
SCE Metro Study Area | Del Amo | 230 | 0 | 0 | 0 | 0 | 0 | 0 | 0 | 0 | 0 | 0 | 0 | 0 | 0 | 0 | 0 | 0 | 0 | 0 | 0 | 0 | 0 | 0 | 0 | 0 | 0 | 0 | 0 | 0 | 0 | 0 | 0 | 0 |  |  |  |  | 0 | 0 | 0 | 0 |  |  | 0 | 0 | 0 | 0 |  |  |  |  | 0 | 0 | 0 | 0 |  |  | 0 | 0 | 0 | 0 | 0 | 0 | 0 | 0 | 0 | 0 | 0 | 0 | 0 |  | 0 | 0 | 0 | 0 | 0 | 0 | 0 | 0 | 0 | 0 | 0 | 0 | 0 |  | 0 | 0 | 0 | 0 | 0 | 0 | 0 | 0 | 0 | 0 | 0 | 0 | 0 | 0 | 0 | 0 | 0 | 0 | 0 | 0 | 0 | 0 | 0 | 0 | 0 | 0 | 0 | 0 |  | 0 | 0 | 0 | 0 | 0 | 0 | 0 | 0 | 0 | 0 | 0 | 0 | 0 | 0
SCE Eastern Study Area | Delaney | 500 | 0 | 0 | 0 | 0 | 0 | 0 | 0 | 0 | 0 | 0 | 0 | 0 | 0 | 0 | 0 | 0 | 0 | 0 | 0 | 0 | 0 | 0 | 0 | 0 | 0 | 0 | 0 | 0 | 0 | 0 | 0 | 0 |  |  |  |  | 0 | 0 | 0 | 0 |  |  | 0 | 0 | 0 | 0 |  |  |  |  | 0 | 350 | 0 | 0 |  |  | 0 | 0 | 0 | 0 | 0 | 0 | 0 | 0 | 0 | 650 | -450 | -533.021 | 0 |  | 0 | 0 | 0 | 0 | 0 | 0 | 0 | 0 | 0 | 650 | 1200 | 706.979 | 0 |  | 0 | 0 | 0 | 0 | 0 | 0 | 0 | 0 | 0 | 1000 | 1200 | 706.979 | 0 | 1 | 0 | 0 | 0 | 0 | 0 | 0 | 0 | 0 | 0 | 1000 | 1200 | 706.979 | 0 | 1 |  | 0 | 0 | 0 | 0 | 0 | 0 | 0 | 0 | 0 | 650 | -450 | -533.021 | 0 | 1
PG&E North of Greater Bay Study Area | Delevan | 230 | 0 | 0 | 0 | 0 | 0 | 0 | 0 | 0 | 0 | 0 | 0 | 0 | 0 | 0 | 0 | 0 | 0 | 0 | 0 | 0 | 0 | 0 | 0 | 0 | 0 | 0 | 0 | 0 | 0 | 0 | 0 | 0 |  |  |  |  | 0 | 0 | 0 | 0 |  |  | 0 | 0 | 0 | 0 |  |  |  |  | 0 | 0 | 0 | 0 |  |  | 0 | 0 | 0 | 0 | 0 | 0 | 0 | 0 | 0 | 0 | 0 | 0 | 0 |  | 0 | 0 | 0 | 0 | 0 | 0 | 0 | 0 | 0 | 0 | 0 | 0 | 0 |  | 0 | 0 | 0 | 0 | 0 | 0 | 0 | 0 | 0 | 0 | 0 | 0 | 0 | 0 | 0 | 0 | 0 | 0 | 0 | 0 | 0 | 0 | 0 | 0 | 0 | 0 | 0 | 0 |  | 0 | 0 | 0 | 0 | 0 | 0 | 0 | 0 | 0 | 0 | 0 | 0 | 0 | 0
PG&E North of Greater Bay Study Area | Delta Switching Yard | 230 | 0 | 0 | 0 | 0 | 0 | 0 | 0 | 0 | 8 | 0 | 0 | 0 | 0 | 1 | 0 | 0 | 0 | 0 | 0 | 0 | 0 | 0 | 8 | 0 | 0 | 0 | 0 | 1 | 0 | 0.6 | 0 | 0 |  |  |  |  | -5 | 0 | 0 | 0 |  |  | 0 | 3.6 | 0 | 0 |  |  |  |  | 0 | 0 | 0 | 0 |  |  | 0 | 0 | 0 | 0 | 0 | 0 | 0 | 0 | 0 | 0 | 0 | 0 | 0 |  | 0 | 0 | 80 | 0 | 0 | 0 | 0 | 0 | 0 | 0 | 0 | 0 | 0 |  | 0 | 3.6 | 80 | 0 | 0 | 0 | 0 | 0 | 0 | 0 | 0 | 0 | 0 | 0 | 0 | 3.6 | 80 | 0 | 0 | 0 | 0 | 0 | 8 | 0 | 0 | 0 | 0 | 1 |  | 0 | 0.6 | 0 | 0 | 0 | 0 | 0 | 0 | 3 | 0 | 0 | 0 | 0 | 1
East of Pisgah Study Area | Desert View | 230 | 0 | 0 | 0 | 0 | 0 | 0 | 0 | 0 | 0 | 0 | 0 | 0 | 0 | 0 | 0 | 0 | 0 | 0 | 0 | 0 | 0 | 0 | 0 | 0 | 0 | 0 | 0 | 0 | 0 | 0 | 0 | 0 |  |  |  |  | 0 | 0 | 0 | 0 |  |  | 0 | 0 | 0 | 0 |  |  |  |  | 0 | 0 | 0 | 0 |  |  | 0 | 0 | 0 | 0 | 0 | 0 | 0 | 0 | 0 | 50 | 0 | 0 | 0 |  | 0 | 0 | 0 | 0 | 0 | 0 | 0 | 0 | 0 | 100 | 50 | 40 | 0 |  | 0 | 0 | 0 | 0 | 0 | 0 | 0 | 0 | 0 | 100 | 50 | 40 | 0 | 1 | 0 | 0 | 0 | 0 | 0 | 0 | 0 | 0 | 0 | 100 | 50 | 40 | 0 | 1 |  | 0 | 0 | 0 | 0 | 0 | 0 | 0 | 0 | 0 | 50 | 0 | 0 | 0 | 1
SCE Eastern Study Area | Devers | 500 | 0 | 0 | 0 | 0 | 0 | 0 | 0 | 0 | 0 | 0 | 0 | 0 | 0 | 0 | 0 | 0 | 0 | 0 | 0 | 0 | 0 | 0 | 0 | 0 | 0 | 0 | 0 | 0 | 0 | 0 | 0 | 0 |  |  |  |  | 0 | 0 | 0 | 0 |  |  | 0 | 0 | 0 | 0 |  |  |  |  | 0 | 0 | 0 | 0 |  |  | 0 | 0 | 0 | 0 | 0 | 0 | 0 | 0 | 0 | 0 | 0 | 0 | 0 |  | 0 | 0 | 0 | 0 | 0 | 0 | 0 | 0 | 0 | 0 | 0 | 0 | 0 |  | 0 | 0 | 0 | 0 | 0 | 0 | 0 | 0 | 0 | 0 | 0 | 0 | 0 | 0 | 0 | 0 | 0 | 0 | 0 | 0 | 0 | 0 | 0 | 0 | 0 | 0 | 0 | 0 |  | 0 | 0 | 0 | 0 | 0 | 0 | 0 | 0 | 0 | 0 | 0 | 0 | 0 | 0
SCE Eastern Study Area | Devers | 230 | 0 | 0 | 0.2 | 0 | 0 | 0 | 0 | 0 | 0 | 0 | 0 | 0 | 0 | 1 | 0 | 0 | 105.7 | 0 | 0 | 0 | 0 | 0 | 0 | 0 | 0 | 3 | 0 | 1 | 0 | 0 | -8.7 | 0 |  |  |  |  | 0 | 0 | 0 | 0 |  |  | 0 | 0 | 0 | 0 |  |  |  |  | 0 | 0 | 0 | 400 |  |  | 0 | 0 | 0 | 20 | 0 | 0 | 0 | 0 | 0 | 150 | 145 | -50 | 0 |  | 0 | 0 | 1.3 | 20 | 0 | 0 | 0 | 0 | 0 | 150 | 225 | 0 | 0 |  | 0 | 0 | 1.3 | 20 | 0 | 0 | 0 | 0 | 0 | 150 | 225 | 400 | 0 | 1 | 0 | 0 | 107 | 20 | 0 | 0 | 0 | 0 | 0 | 150 | 225 | 403 | 0 | 1 |  | 0 | 0 | -8.5 | 20 | 0 | 0 | 0 | 0 | 0 | 150 | 145 | -50 | 0 | 1
PG&E East Kern Study Area | Diablo | 230 | 0 | 0 | 0 | 0 | 0 | 0 | 0 | 0 | 0 | 0 | 0 | 0 | 0 | 0 | 0 | 0 | 0 | 0 | 0 | 0 | 0 | 0 | 0 | 0 | 0 | 0 | 0 | 0 | 0 | 0 | 0 | 0 |  |  |  |  | 0 | 0 | 0 | 0 |  |  | 0 | 0 | 0 | 0 |  |  |  |  | 0 | 0 | 0 | 0 |  |  | 0 | 0 | 0 | 0 | 0 | 0 | 0 | 0 | 0 | 0 | 0 | 0 | 0 |  | 0 | 0 | 0 | 0 | 0 | 0 | 0 | 0 | 0 | 0 | 0 | 0 | 0 |  | 0 | 0 | 0 | 0 | 0 | 0 | 0 | 0 | 0 | 0 | 0 | 0 | 0 | 0 | 0 | 0 | 0 | 0 | 0 | 0 | 0 | 0 | 0 | 0 | 0 | 0 | 0 | 0 |  | 0 | 0 | 0 | 0 | 0 | 0 | 0 | 0 | 0 | 0 | 0 | 0 | 0 | 0
PG&E S500 Study Area | Diablo | 500 | 0 | 0 | 0 | 0 | 0 | 0 | 0 | 0 | 0 | 0 | 0 | 0 | 0 | 0 | 0 | 0 | 0 | 0 | 0 | 0 | 0 | 0 | 0 | 0 | 0 | 0 | 0 | 0 | 0 | 0 | 0 | 0 |  |  |  |  | 0 | 0 | 0 | 0 |  |  | 0 | 0 | 0 | 0 |  |  |  |  | 0 | 0 | 0 | 0 |  |  | 0 | 0 | 0 | 0 | 0 | 0 | 0 | 0 | 0 | 0 | 0 | 0 | 0 |  | 0 | 0 | 0 | 0 | 0 | 0 | 3100 | 0 | 0 | 0 | 0 | 0 | 0 |  | 0 | 0 | 0 | 0 | 0 | 0 | 3100 | 0 | 0 | 0 | 0 | 0 | 0 | 0 | 0 | 0 | 0 | 0 | 0 | 0 | 3100 | 0 | 0 | 0 | 0 | 0 | 0 | 1 |  | 0 | 0 | 0 | 0 | 0 | 0 | 0 | 0 | 0 | 0 | 0 | 0 | 0 | 0
PG&E North of Greater Bay Study Area | Donnells | 115 | 0 | 0 | 0 | 0 | 0 | 0 | 0 | 0 | 0 | 0 | 0 | 0 | 0 | 0 | 0 | 0 | 0 | 0 | 0 | 0 | 0 | 0 | 0 | 0 | 0 | 0 | 0 | 0 | 0 | 0 | 0 | 0 |  |  |  |  | 0 | 0 | 0 | 0 |  |  | 0 | 0 | 0 | 0 |  |  |  |  | 0 | 0 | 0 | 0 |  |  | 0 | 3 | 0 | 0 | 0 | 0 | 0 | 0 | 0 | 0 | 0 | 0 | 0 |  | 0 | 3 | 0 | 0 | 0 | 0 | 0 | 0 | 0 | 0 | 0 | 0 | 0 |  | 0 | 3 | 0 | 0 | 0 | 0 | 0 | 0 | 0 | 0 | 0 | 0 | 0 | 0 | 0 | 3 | 0 | 0 | 0 | 0 | 0 | 0 | 0 | 0 | 0 | 0 | 0 | 1 |  | 0 | 3 | 0 | 0 | 0 | 0 | 0 | 0 | 0 | 0 | 0 | 0 | 0 | 1
SCE Northern Area | Eagle Rock | 230 | 0 | 0 | 0 | 0 | 0 | 0 | 0 | 0 | 0 | 0 | 0 | 0 | 0 | 0 | 0 | 0 | 0 | 0 | 0 | 0 | 0 | 0 | 0 | 0 | 0 | 0 | 0 | 0 | 0 | 0 | 0 | 0 |  |  |  |  | 0 | 0 | 0 | 0 |  |  | 0 | 0 | 0 | 0 |  |  |  |  | 0 | 0 | 0 | 0 |  |  | 0 | 0 | 0 | 0 | 0 | 0 | 0 | 0 | 0 | 0 | 0 | 0 | 0 |  | 0 | 0 | 0 | 0 | 0 | 0 | 0 | 0 | 0 | 0 | 0 | 0 | 0 |  | 0 | 0 | 0 | 0 | 0 | 0 | 0 | 0 | 0 | 0 | 0 | 0 | 0 | 0 | 0 | 0 | 0 | 0 | 0 | 0 | 0 | 0 | 0 | 0 | 0 | 0 | 0 | 0 |  | 0 | 0 | 0 | 0 | 0 | 0 | 0 | 0 | 0 | 0 | 0 | 0 | 0 | 0
PG&E North of Greater Bay Study Area | Eagle Rock | 115 | 0 | 0 | 0 | 0 | 0 | 0 | 0 | 0 | 0 | 0 | 0 | 0 | 0 | 0 | 0 | 0 | 0 | 0 | 0 | 0 | 0 | 0 | 0 | 0 | 0 | 0 | 0 | 0 | 0 | 0 | 0 | 0 |  |  |  |  | 0 | 0 | 0 | 0 |  |  | 0 | 0 | 0 | 0 |  |  |  |  | 0 | 0 | 0 | 0 |  |  | 0 | 0 | 0 | 0 | 0 | 0 | 0 | 0 | 0 | 0 | 0 | 0 | 0 |  | 0 | 1 | 0 | 0 | 0 | 0 | 0 | 0 | 0 | 0 | 0 | 0 | 0 |  | 0 | 1 | 0 | 0 | 0 | 0 | 0 | 0 | 0 | 0 | 0 | 0 | 0 | 0 | 0 | 1 | 0 | 0 | 0 | 0 | 0 | 0 | 0 | 0 | 0 | 0 | 0 | 1 |  | 0 | 0 | 0 | 0 | 0 | 0 | 0 | 0 | 0 | 0 | 0 | 0 | 0 | 0
PG&E North of Greater Bay Study Area | East Marysville | 115 | 0 | 0 | 0 | 0 | 0 | 0 | 0 | 0 | 0 | 0 | 0 | 0 | 0 | 0 | 0 | 0 | 0 | 0 | 0 | 0 | 0 | 0 | 0 | 0 | 0 | 0 | 0 | 0 | 0 | 0 | 0 | 0 |  |  |  |  | 0 | 0 | 0 | 0 |  |  | 0 | 0 | 0 | 0 |  |  |  |  | 0 | 0 | 0 | 0 |  |  | 0 | 0 | 0 | 0 | 0 | 0 | 0 | 0 | 0 | 0 | 0 | 0 | 0 |  | 0 | 0 | 0 | 0 | 0 | 0 | 0 | 0 | 0 | 0 | 0 | 0 | 0 |  | 0 | 0 | 0 | 0 | 0 | 0 | 0 | 0 | 0 | 0 | 0 | 0 | 0 | 0 | 0 | 0 | 0 | 0 | 0 | 0 | 0 | 0 | 0 | 0 | 0 | 0 | 0 | 0 |  | 0 | 0 | 0 | 0 | 0 | 0 | 0 | 0 | 0 | 0 | 0 | 0 | 0 | 0
SDG&E Study Area | ECO | 500 | 0 | 0 | 0 | 0 | 0 | 0 | 0 | 0 | 0 | 0 | 0 | 0 | 0 | 0 | 0 | 0 | 0 | 0 | 0 | 0 | 0 | 0 | 0 | 0 | 0 | 0 | 0 | 0 | 0 | 0 | 0 | 0 |  |  |  |  | 0 | 0 | 0 | 0 |  |  | 0 | 0 | 0 | 0 |  |  |  |  | 0 | 0 | 0 | 0 |  |  | 0 | 0 | 0 | 0 | 0 | 0 | 0 | 0 | 0 | 0 | 0 | 0 | 0 |  | 0 | 0 | 0 | 0 | 0 | 0 | 0 | 0 | 0 | 0 | 0 | 0 | 0 |  | 0 | 0 | 0 | 0 | 0 | 0 | 0 | 0 | 0 | 0 | 0 | 0 | 0 | 0 | 0 | 0 | 0 | 0 | 0 | 0 | 0 | 0 | 0 | 0 | 0 | 0 | 0 | 0 |  | 0 | 0 | 0 | 0 | 0 | 0 | 0 | 0 | 0 | 0 | 0 | 0 | 0 | 0
SDG&E Study Area | ECO | 230 | 0 | 0 | 0 | 0 | 0 | 0 | 0 | 0 | 0 | 0 | 0 | 0 | 0 | 0 | 0 | 0 | 105 | 0 | 0 | 0 | 0 | 0 | 0 | 0 | 0 | 0 | 0 | 1 | 0 | 0 | 0 | 0 |  |  |  |  | 0 | 0 | 0 | 0 |  |  | 0 | 0 | 0 | 0 |  |  |  |  | 0 | 0 | 0 | 0 |  |  | 0 | 0 | 0 | 0 | 0 | 0 | 0 | 0 | 0 | 0 | 0 | 0 | 0 |  | 0 | 0 | 0 | 360 | 0 | 0 | 0 | 0 | 0 | 0 | 0 | 0 | 0 |  | 0 | 0 | 0 | 360 | 0 | 0 | 0 | 0 | 0 | 0 | 0 | 0 | 0 | 0 | 0 | 0 | 105 | 360 | 0 | 0 | 0 | 0 | 0 | 0 | 0 | 0 | 0 | 1 |  | 0 | 0 | 0 | 0 | 0 | 0 | 0 | 0 | 0 | 0 | 0 | 0 | 0 | 0
SDG&E Study Area | ECO | 115 | 0 | 0 | 0 | 0 | 0 | 0 | 0 | 0 | 0 | 0 | 0 | 0 | 0 | 0 | 0 | 0 | 0 | 0 | 0 | 0 | 0 | 0 | 0 | 0 | 0 | 0 | 0 | 0 | 0 | 0 | 0 | 0 |  |  |  |  | 0 | 0 | 20 | 27.4 |  |  | 0 | 0 | 0 | 0 |  |  |  |  | 0 | 0 | 110 | 97.4 |  |  | 0 | 0 | 0 | 0 | 0 | 0 | 0 | 0 | 0 | 0 | -90 | -37.4 | 0 |  | 0 | 0 | 135 | 0 | 0 | 0 | 0 | 0 | 0 | 0 | 0 | 0.1 | 0 |  | 0 | 0 | 135 | 0 | 0 | 0 | 0 | 0 | 0 | 0 | 110 | 97.5 | 0 | 1 | 0 | 0 | 135 | 0 | 0 | 0 | 0 | 0 | 0 | 0 | 110 | 97.5 | 0 | 1 |  | 0 | 0 | 0 | 0 | 0 | 0 | 0 | 0 | 0 | 0 | -70 | -10 | 0 | 1
SCE Eastern Study Area | El Casco | 230 | 0 | 0 | 0 | 0 | 0 | 0 | 0 | 0 | 0 | 0 | 0 | 0 | 0 | 0 | 0 | 0 | 0 | 0 | 0 | 0 | 0 | 0 | 0 | 0 | 0 | 0 | 0 | 0 | 0 | 0 | 0 | 0 |  |  |  |  | 0 | 0 | 0 | 65 |  |  | 0 | 0 | 0 | 0 |  |  |  |  | 0 | 0 | 0 | 165 |  |  | 0 | 0 | 0 | 0 | 0 | 0 | 0 | 0 | 0 | 0 | 0 | 0 | 0 |  | 0 | 0 | 0 | 0 | 0 | 0 | 0 | 0 | 0 | 0 | 0 | 0 | 0 |  | 0 | 0 | 0 | 0 | 0 | 0 | 0 | 0 | 0 | 0 | 0 | 165 | 0 | 0 | 0 | 0 | 0 | 0 | 0 | 0 | 0 | 0 | 0 | 0 | 0 | 165 | 0 | 1 |  | 0 | 0 | 0 | 0 | 0 | 0 | 0 | 0 | 0 | 0 | 0 | 65 | 0 | 1
SCE Metro Study Area | El Nido | 230 | 0 | 0 | 0 | 0 | 0 | 0 | 0 | 0 | 0 | 0 | 0 | 0 | 0 | 0 | 0 | 0 | 0 | 0 | 0 | 0 | 0 | 0 | 0 | 0 | 0 | 0 | 0 | 0 | 0 | 0 | 0 | 0 |  |  |  |  | 0 | 0 | 0 | 0 |  |  | 0 | 0 | 0 | 0 |  |  |  |  | 0 | 0 | 0 | 0 |  |  | 0 | 0 | 0 | 0 | 0 | 0 | 0 | 0 | 0 | 0 | 0 | 0 | 0 |  | 0 | 0 | 0 | 0 | 0 | 0 | 0 | 0 | 0 | 0 | 0 | 0 | 0 |  | 0 | 0 | 0 | 0 | 0 | 0 | 0 | 0 | 0 | 0 | 0 | 0 | 0 | 0 | 0 | 0 | 0 | 0 | 0 | 0 | 0 | 0 | 0 | 0 | 0 | 0 | 0 | 0 |  | 0 | 0 | 0 | 0 | 0 | 0 | 0 | 0 | 0 | 0 | 0 | 0 | 0 | 0
SCE Metro Study Area | El Segundo | 230 | 0 | 0 | 0 | 0 | 0 | 0 | 0 | 0 | 0 | 0 | 0 | 0 | 0 | 0 | 0 | 0 | 0 | 0 | 0 | 0 | 0 | 0 | 0 | 0 | 0 | 0 | 0 | 0 | 0 | 0 | 0 | 0 |  |  |  |  | 0 | 0 | 0 | 0 |  |  | 0 | 0 | 0 | 0 |  |  |  |  | 0 | 0 | 0 | 0 |  |  | 0 | 0 | 0 | 0 | 0 | 0 | 0 | 0 | 0 | 0 | 0 | 0 | 0 |  | 0 | 0 | 0 | 0 | 0 | 0 | 0 | 0 | 0 | 0 | 0 | 0 | 0 |  | 0 | 0 | 0 | 0 | 0 | 0 | 0 | 0 | 0 | 0 | 0 | 0 | 0 | 0 | 0 | 0 | 0 | 0 | 0 | 0 | 0 | 0 | 0 | 0 | 0 | 0 | 0 | 0 |  | 0 | 0 | 0 | 0 | 0 | 0 | 0 | 0 | 0 | 0 | 0 | 0 | 0 | 0
East of Pisgah Study Area | Eldorado | 500 | 0 | 0 | 0 | 0 | 0 | 0 | 0 | 0 | 0 | 0 | 0 | 0 | 0 | 0 | 0 | 0 | 270.7 | 100 | 0 | 0 | 0 | 0 | 0 | 0 | 0 | 0 | 0 | 1 | 0 | 0 | 0 | 0 |  |  |  |  | 0 | 0 | 0 | 0 |  |  | 36 | 0 | 0 | 0 |  |  |  |  | 0 | 0 | 0 | 0 |  |  | 90 | 0 | 0 | 0 | 0 | 0 | 0 | 0 | 0 | 0 | 0 | 0 | 0 |  | 195 | 0 | 0.3 | 0 | 2500 | 0 | 0 | 0 | 0 | 0 | 0 | 0 | 0 |  | 231 | 0 | 0.3 | 0 | 2500 | 0 | 0 | 0 | 0 | 0 | 0 | 0 | 0 | 0 | 231 | 0 | 271 | 100 | 2500 | 0 | 0 | 0 | 0 | 0 | 0 | 0 | 0 | 1 | Inlcudes all Northern Nevada Geothermal (including 40 MW imported at Summit) and Idaho Wind Wyoming Wind | 90 | 0 | 0 | 0 | 0 | 0 | 0 | 0 | 0 | 0 | 0 | 0 | 0 | 1
East of Pisgah Study Area | Eldorado | 230 | 0 | 0 | 0 | 0 | 0 | 0 | 0 | 0 | 0 | 0 | 0 | 0 | 0 | 0 | 0 | 0 | 0 | 0 | 0 | 0 | 0 | 0 | 0 | 0 | 0 | 0 | 0 | 0 | 0 | 0 | 0 | 0 |  |  |  |  | 0 | 0 | -9.2 | -12 |  |  | 40 | 0 | 0 | 0 |  |  |  |  | 0 | 0 | 240 | 300 |  |  | 60 | 0 | 0 | 0 | 0 | 0 | 0 | 0 | 0 | 0 | 9.2 | -217 | 0 |  | 60 | 0 | 0 | 0 | 0 | 0 | 0 | 0 | 0 | 0 | 60 | 0 | 0 |  | 100 | 0 | 0 | 0 | 0 | 0 | 0 | 0 | 0 | 0 | 300 | 300 | 0 | 1 | 100 | 0 | 0 | 0 | 0 | 0 | 0 | 0 | 0 | 0 | 300 | 300 | 0 | 1 |  | 60 | 0 | 0 | 0 | 0 | 0 | 0 | 0 | 0 | 0 | 0 | -229 | 0 | 1
PG&E Fresno Study Area | Elk Hills | 230 | 0 | 0 | 0 | 0 | 0 | 0 | 0 | 0 | 0 | 0 | 0 | 0 | 0 | 0 | 0 | 0 | 0 | 0 | 0 | 0 | 0 | 0 | 0 | 0 | 0 | 0 | 0 | 0 | 0 | 0 | 0 | 0 |  |  |  |  | 0 | 0 | 0 | 0 |  |  | 0 | 0 | 0 | 0 |  |  |  |  | 0 | 0 | 0 | 0 |  |  | 0 | 0 | 0 | 0 | 0 | 0 | 0 | 0 | 2.25 | 0 | 0 | 0 | 0 |  | 0 | 0 | 0 | 0 | 0 | 0 | 0 | 0 | 2.25 | 0 | 0 | 0 | 0 |  | 0 | 0 | 0 | 0 | 0 | 0 | 0 | 0 | 2.25 | 0 | 0 | 0 | 0 | 0 | 0 | 0 | 0 | 0 | 0 | 0 | 0 | 0 | 2.25 | 0 | 0 | 0 | 0 | 1 |  | 0 | 0 | 0 | 0 | 0 | 0 | 0 | 0 | 2.25 | 0 | 0 | 0 | 0 | 1
SCE Metro Study Area | Ellis | 230 | 0 | 0 | 0 | 0 | 0 | 0 | 0 | 0 | 0 | 0 | 0 | 0 | 0 | 0 | 0 | 0 | 0 | 0 | 0 | 0 | 0 | 0 | 0 | 0 | 0 | 0 | 0 | 0 | 0 | 0 | 0 | 0 |  |  |  |  | 0 | 0 | 0 | 0 |  |  | 0 | 0 | 0 | 0 |  |  |  |  | 0 | 0 | 0 | 0 |  |  | 0 | 0 | 0 | 0 | 0 | 0 | 0 | 0 | 0 | 0 | 0 | 0 | 0 |  | 0 | 0 | 0 | 0 | 0 | 0 | 0 | 0 | 0 | 0 | 0 | 0 | 0 |  | 0 | 0 | 0 | 0 | 0 | 0 | 0 | 0 | 0 | 0 | 0 | 0 | 0 | 0 | 0 | 0 | 0 | 0 | 0 | 0 | 0 | 0 | 0 | 0 | 0 | 0 | 0 | 0 |  | 0 | 0 | 0 | 0 | 0 | 0 | 0 | 0 | 0 | 0 | 0 | 0 | 0 | 0
SDG&E Study Area | Encina | 230 | 0 | 0 | 0 | 0 | 0 | 0 | 0 | 0 | 0 | 0 | 0 | 0 | 0 | 0 | 0 | 0 | 0 | 0 | 0 | 0 | 0 | 0 | 0 | 0 | 0 | 0 | 0 | 0 | 0 | 0 | 0 | 0 |  |  |  |  | 0 | 0 | 0 | 0 |  |  | 0 | 0 | 0 | 0 |  |  |  |  | 0 | 0 | 0 | 0 |  |  | 0 | 0 | 0 | 0 | 0 | 0 | 0 | 0 | 0 | 0 | 0 | 0 | 0 |  | 0 | 0 | 0 | 0 | 0 | 0 | 0 | 0 | 0 | 0 | 0 | 0 | 0 |  | 0 | 0 | 0 | 0 | 0 | 0 | 0 | 0 | 0 | 0 | 0 | 0 | 0 | 0 | 0 | 0 | 0 | 0 | 0 | 0 | 0 | 0 | 0 | 0 | 0 | 0 | 0 | 0 |  | 0 | 0 | 0 | 0 | 0 | 0 | 0 | 0 | 0 | 0 | 0 | 0 | 0 | 0
SDG&E Study Area | Encina | 115 | 0 | 0 | 0 | 0 | 0 | 0 | 0 | 0 | 0 | 0 | 0 | 0 | 0 | 0 | 0 | 0 | 0 | 0 | 0 | 0 | 0 | 0 | 0 | 0 | 0 | 0 | 0 | 0 | 0 | 0 | 0 | 0 |  |  |  |  | 0 | 0 | 0 | 0 |  |  | 0 | 0 | 0 | 0 |  |  |  |  | 0 | 0 | 0 | 0 |  |  | 0 | 0 | 0 | 0 | 0 | 0 | 0 | 0 | 0 | 0 | 0 | 0 | 0 |  | 0 | 0 | 0 | 0 | 0 | 0 | 0 | 0 | 0 | 0 | 0 | 0 | 0 |  | 0 | 0 | 0 | 0 | 0 | 0 | 0 | 0 | 0 | 0 | 0 | 0 | 0 | 0 | 0 | 0 | 0 | 0 | 0 | 0 | 0 | 0 | 0 | 0 | 0 | 0 | 0 | 0 |  | 0 | 0 | 0 | 0 | 0 | 0 | 0 | 0 | 0 | 0 | 0 | 0 | 0 | 0
SDG&E Study Area | Escondido | 230 | 0 | 0 | 0 | 0 | 0 | 0 | 0 | 0 | 0 | 0 | 0 | 10 | 0 | 1 | 0 | 0 | 0 | 0 | 0 | 0 | 0 | 0 | 0 | 0 | 0 | 114 | 0 | 1 | 0 | 0 | 0 | 0 |  |  |  |  | 0 | 0 | 0 | 5 |  |  | 0 | 0 | 0 | 0 |  |  |  |  | 0 | 0 | 0 | 65 |  |  | 0 | 0 | 0 | 0 | 0 | 0 | 0 | 0 | 0 | 0 | 0 | 25 | 0 |  | 0 | 0 | 0 | 0 | 0 | 0 | 0 | 0 | 0 | 0 | 0 | 35 | 0 |  | 0 | 0 | 0 | 0 | 0 | 0 | 0 | 0 | 0 | 0 | 0 | 100 | 0 | 0 | 0 | 0 | 0 | 0 | 0 | 0 | 0 | 0 | 0 | 0 | 0 | 214 | 0 | 1 |  | 0 | 0 | 0 | 0 | 0 | 0 | 0 | 0 | 0 | 0 | 0 | 40 | 0 | 1
SCE Metro Study Area | Etiwanda | 230 | 0 | 0 | 0 | 0 | 0 | 0 | 0 | 0 | 0 | 0 | 0 | 0 | 0 | 0 | 0 | 0 | 0 | 0 | 0 | 0 | 0 | 0 | 0 | 0 | 0 | 0 | 0 | 0 | 0 | 0 | 0 | 0 |  |  |  |  | 0 | 0 | 0 | 100 |  |  | 0 | 0 | 0 | 0 |  |  |  |  | 0 | 0 | 0 | 200 |  |  | 0 | 0 | 0 | 0 | 0 | 0 | 0 | 0 | 0 | 0 | 0 | -1 | 0 |  | 0 | 0 | 0 | 0 | 0 | 0 | 0 | 0 | 0 | 0 | 0 | 0 | 0 |  | 0 | 0 | 0 | 0 | 0 | 0 | 0 | 0 | 0 | 0 | 0 | 200 | 0 | 0 | 0 | 0 | 0 | 0 | 0 | 0 | 0 | 0 | 0 | 0 | 0 | 200 | 0 | 1 |  | 0 | 0 | 0 | 0 | 0 | 0 | 0 | 0 | 0 | 0 | 0 | 99 | 0 | 1
PG&E North of Greater Bay Study Area | Fulton | 230 | 0 | 0 | 0 | 0 | 0 | 0 | 0 | 0 | 0 | 0 | 0 | 0 | 0 | 0 | 0 | 0 | 0 | 0 | 0 | 0 | 0 | 0 | 0 | 0 | 0 | 0 | 0 | 0 | 0 | 0 | 0 | 0 |  |  |  |  | 0 | 0 | 0 | 0 |  |  | 0 | 0 | 0 | 0 |  |  |  |  | 0 | 0 | 0 | 0 |  |  | 56 | 0 | 0 | 0 | 0 | 0 | 0 | 0 | 0 | 0 | 0 | 0 | 0 |  | 56 | 1 | 0 | 0 | 0 | 0 | 0 | 0 | 0 | 0 | 0 | 0 | 0 |  | 56 | 1 | 0 | 0 | 0 | 0 | 0 | 0 | 0 | 0 | 0 | 0 | 0 | 0 | 56 | 1 | 0 | 0 | 0 | 0 | 0 | 0 | 0 | 0 | 0 | 0 | 0 | 1 |  | 56 | 0 | 0 | 0 | 0 | 0 | 0 | 0 | 0 | 0 | 0 | 0 | 0 | 1
East of Pisgah Study Area | Gamebird | 115 | 0 | 0 | 0 | 0 | 0 | 0 | 0 | 0 | 0 | 0 | 0 | 0 | 0 | 0 | 0 | 0 | 0 | 0 | 0 | 0 | 0 | 0 | 0 | 0 | 0 | 0 | 0 | 0 | 0 | 0 | 0 | 0 |  |  |  |  | 0 | 0 | 0 | 0 |  |  | 0 | 0 | 0 | 0 |  |  |  |  | 0 | 0 | 0 | 0 |  |  | 0 | 0 | 0 | 0 | 0 | 0 | 0 | 0 | 0 | 0 | 0 | 0 | 0 |  | 0 | 0 | 0 | 0 | 0 | 0 | 0 | 0 | 0 | 0 | 0 | 0 | 0 |  | 0 | 0 | 0 | 0 | 0 | 0 | 0 | 0 | 0 | 0 | 0 | 0 | 0 | 0 | 0 | 0 | 0 | 0 | 0 | 0 | 0 | 0 | 0 | 0 | 0 | 0 | 0 | 0 |  | 0 | 0 | 0 | 0 | 0 | 0 | 0 | 0 | 0 | 0 | 0 | 0 | 0 | 0
PG&E S500 Study Area | Gates | 500 | 0 | 0 | 0 | 0 | 0 | 0 | 0 | 0 | 0 | 0 | 0 | 0 | 0 | 0 | 0 | 0 | 0 | 0 | 0 | 0 | 0 | 0 | 0 | 0 | 0 | 0 | 0 | 0 | 0 | 0 | 0 | 0 |  |  |  |  | 0 | 0 | 0 | 0 |  |  | 0 | 0 | 0 | 0 |  |  |  |  | 0 | 0 | 0 | 0 |  |  | 0 | 0 | 0 | 0 | 0 | 0 | 0 | 0 | 0 | 0 | 0 | 0 | 0 |  | 0 | 0 | 0 | 0 | 0 | 0 | 0 | 0 | 0 | 0 | 0 | 0 | 0 |  | 0 | 0 | 0 | 0 | 0 | 0 | 0 | 0 | 0 | 0 | 0 | 0 | 0 | 0 | 0 | 0 | 0 | 0 | 0 | 0 | 0 | 0 | 0 | 0 | 0 | 0 | 0 | 0 |  | 0 | 0 | 0 | 0 | 0 | 0 | 0 | 0 | 0 | 0 | 0 | 0 | 0 | 0
PG&E East Kern Study Area | Gates | 230 | 0 | 0 | 0 | 0 | 0 | 0 | 0 | 0 | 0 | 200 | 0 | 0 | 0 | 1 | 0 | 0 | 0 | 0 | 0 | 0 | 0 | 0 | 0 | 250 | 0 | 60 | 0 | 1 | 0 | 0 | 0 | 0 |  |  |  |  | -1.592 | 32 | 117.87 | 117 |  |  | 0 | 0 | 0 | 0 |  |  |  |  | 0 | 157 | 117.87 | 168.25 |  |  | 0 | 0 | 0 | 0 | 0 | 0 | 0 | 0 | -0.408 | -42 | -628.87 | 36 | 0 |  | 0 | 0 | 0 | 0 | 0 | 0 | 0 | 0 | 0 | 893 | 258.13 | 151.75 | 0 |  | 0 | 0 | 0 | 0 | 0 | 0 | 0 | 0 | 0 | 1050 | 376 | 320 | 0 | 1 | 0 | 0 | 0 | 0 | 0 | 0 | 0 | 0 | 0 | 1300 | 376 | 380 | 0 | 1 | Includes 10 MW of storage mapped to Kettleman | 0 | 0 | 0 | 0 | 0 | 0 | 0 | 0 | -2 | 190 | -511 | 153 | 0 | 1
PG&E North of Greater Bay Study Area | Geysers | 230 | 0 | 0 | 0 | 0 | 0 | 0 | 0 | 0 | 0 | 0 | 0 | 0 | 0 | 0 | 0 | 0 | 0 | 0 | 0 | 0 | 0 | 0 | 0 | 0 | 0 | 0 | 0 | 0 | 0 | 0 | 0 | 0 |  |  |  |  | 0 | 0 | 0 | 0 |  |  | 0 | 0 | 0 | 0 |  |  |  |  | 0 | 0 | 0 | 0 |  |  | -6 | 0 | 0 | 0 | 0 | 0 | 0 | 0 | 0 | 0 | 0 | 0 | 0 |  | 83 | 0 | 0 | 0 | 0 | 0 | 0 | 0 | 0 | 0 | 0 | 0 | 0 |  | 83 | 0 | 0 | 0 | 0 | 0 | 0 | 0 | 0 | 0 | 0 | 0 | 0 | 0 | 83 | 0 | 0 | 0 | 0 | 0 | 0 | 0 | 0 | 0 | 0 | 0 | 0 | 1 |  | -6 | 0 | 0 | 0 | 0 | 0 | 0 | 0 | 0 | 0 | 0 | 0 | 0 | 1
PG&E North of Greater Bay Study Area | Glenn | 230 | 0 | 0 | 0 | 0 | 0 | 0 | 0 | 0 | 0 | 0 | 0 | 0 | 0 | 0 | 0 | 0 | 0 | 0 | 0 | 0 | 0 | 0 | 0 | 0 | 0 | 0 | 0 | 0 | 0 | -0.99 | 0 | 0 |  |  |  |  | 0 | 0 | 0 | 0 |  |  | 0 | 0 | 0 | 0 |  |  |  |  | 0 | 0 | 0 | 0 |  |  | 0 | 0.99 | 0 | 0 | 0 | 0 | 0 | 0 | 0 | 0 | 0 | 0 | 0 |  | 0 | 1 | 30 | 98 | 0 | 0 | 0 | 0 | 0 | 0 | 0 | 0 | 0 |  | 0 | 1 | 30 | 98 | 0 | 0 | 0 | 0 | 0 | 0 | 0 | 0 | 0 | 0 | 0 | 1 | 30 | 98 | 0 | 0 | 0 | 0 | 0 | 0 | 0 | 0 | 0 | 1 |  | 0 | 0 | 0 | 0 | 0 | 0 | 0 | 0 | 0 | 0 | 0 | 0 | 0 | 0
PG&E North of Greater Bay Study Area | Gold Hill | 115 | 0 | 0 | 0 | 0 | 0 | 0 | 0 | 0 | 0 | 0 | 0 | 0 | 0 | 0 | 0 | 0 | 0 | 0 | 0 | 0 | 0 | 0 | 0 | 0 | 0 | 0 | 0 | 0 | 0 | 0 | 0 | 0 |  |  |  |  | 0 | 0 | 0 | 0 |  |  | 0 | 0 | 0 | 0 |  |  |  |  | 0 | 0 | 0 | 0 |  |  | 0 | 0 | 0 | 0 | 0 | 0 | 0 | 0 | 0 | 0 | 0 | 0 | 0 |  | 0 | 0 | 0 | 0 | 0 | 0 | 0 | 0 | 0 | 0 | 0 | 0 | 0 |  | 0 | 0 | 0 | 0 | 0 | 0 | 0 | 0 | 0 | 0 | 0 | 0 | 0 | 0 | 0 | 0 | 0 | 0 | 0 | 0 | 0 | 0 | 0 | 0 | 0 | 0 | 0 | 0 |  | 0 | 0 | 0 | 0 | 0 | 0 | 0 | 0 | 0 | 0 | 0 | 0 | 0 | 0
SCE Northern Area | Goleta | 230 | 0 | 2.274 | 0 | 0 | 0 | 0 | 0 | 0 | 0 | 0 | 0 | 20 | 0 | 1 | 0 | 2.274 | 0 | 0 | 0 | 0 | 0 | 0 | 0 | 0 | 0 | 30 | 0 | 1 | 0 | -2.274 | 0 | 0 |  |  |  |  | 0 | 0 | 0 | -20 |  |  | 0 | 0 | 0 | 0 |  |  |  |  | 0 | 0 | 0 | 50 |  |  | 0 | 0 | 0 | 0 | 0 | 0 | 0 | 0 | 0 | 0 | 0 | 0 | 0 |  | 0 | 0 | 0 | 0 | 0 | 0 | 0 | 0 | 0 | 0 | 0 | 0 | 0 |  | 0 | 0 | 0 | 0 | 0 | 0 | 0 | 0 | 0 | 0 | 0 | 50 | 0 | 0 | 0 | 2.274 | 0 | 0 | 0 | 0 | 0 | 0 | 0 | 0 | 0 | 80 | 0 | 1 |  | 0 | 0 | 0 | 0 | 0 | 0 | 0 | 0 | 0 | 0 | 0 | 0 | 0 | 0
SCE Northern Area | Goodrich | 230 | 0 | 0 | 0 | 0 | 0 | 0 | 0 | 0 | 0 | 0 | 0 | 0 | 0 | 0 | 0 | 0 | 0 | 0 | 0 | 0 | 0 | 0 | 0 | 0 | 0 | 0 | 0 | 0 | 0 | 0 | 0 | 0 |  |  |  |  | 0 | 0 | 0 | 0 |  |  | 0 | 0 | 0 | 0 |  |  |  |  | 0 | 0 | 0 | 0 |  |  | 0 | 0 | 0 | 0 | 0 | 0 | 0 | 0 | 0 | 0 | 0 | 0 | 0 |  | 0 | 0 | 0 | 0 | 0 | 0 | 0 | 0 | 0 | 0 | 0 | 0 | 0 |  | 0 | 0 | 0 | 0 | 0 | 0 | 0 | 0 | 0 | 0 | 0 | 0 | 0 | 0 | 0 | 0 | 0 | 0 | 0 | 0 | 0 | 0 | 0 | 0 | 0 | 0 | 0 | 0 |  | 0 | 0 | 0 | 0 | 0 | 0 | 0 | 0 | 0 | 0 | 0 | 0 | 0 | 0
PG&E East Kern Study Area | Goose Lake | 115 | 0 | 0 | 0 | 0 | 0 | 0 | 0 | 0 | 0 | 0 | 0 | 0 | 0 | 0 | 0 | 0 | 0 | 0 | 0 | 0 | 0 | 0 | 0 | 0 | 0 | 0 | 0 | 0 | 0 | 0 | 0 | 0 |  |  |  |  | 0 | 0 | 0 | 0 |  |  | 0 | 0 | 0 | 0 |  |  |  |  | 0 | 0 | 0 | 0 |  |  | 0 | 0 | 0 | 0 | 0 | 0 | 0 | 0 | 0 | 0 | 0 | 0 | 0 |  | 0 | 0 | 0 | 0 | 0 | 0 | 0 | 0 | 0 | 0 | 0 | 0 | 0 |  | 0 | 0 | 0 | 0 | 0 | 0 | 0 | 0 | 0 | 0 | 0 | 0 | 0 | 0 | 0 | 0 | 0 | 0 | 0 | 0 | 0 | 0 | 0 | 0 | 0 | 0 | 0 | 0 |  | 0 | 0 | 0 | 0 | 0 | 0 | 0 | 0 | 0 | 0 | 0 | 0 | 0 | 0
SCE Northern Area | Gould | 230 | 0 | 0 | 0 | 0 | 0 | 0 | 0 | 0 | 0 | 0 | 0 | 0 | 0 | 0 | 0 | 0 | 0 | 0 | 0 | 0 | 0 | 0 | 0 | 0 | 0 | 0 | 0 | 0 | 0 | 0 | 0 | 0 |  |  |  |  | 0 | 0 | 0 | 0 |  |  | 0 | 0 | 0 | 0 |  |  |  |  | 0 | 0 | 0 | 0 |  |  | 0 | 0 | 0 | 0 | 0 | 0 | 0 | 0 | 0 | 0 | 0 | 0 | 0 |  | 0 | 0 | 0 | 0 | 0 | 0 | 0 | 0 | 0 | 0 | 0 | 0 | 0 |  | 0 | 0 | 0 | 0 | 0 | 0 | 0 | 0 | 0 | 0 | 0 | 0 | 0 | 0 | 0 | 0 | 0 | 0 | 0 | 0 | 0 | 0 | 0 | 0 | 0 | 0 | 0 | 0 |  | 0 | 0 | 0 | 0 | 0 | 0 | 0 | 0 | 0 | 0 | 0 | 0 | 0 | 0
PG&E North of Greater Bay Study Area | Grand Island | 115 | 0 | 0 | 0 | 0 | 0 | 0 | 0 | 0 | 0 | 0 | 0 | 0 | 0 | 0 | 0 | 0 | 0 | 0 | 0 | 0 | 0 | 0 | 0 | 0 | 0 | 0 | 0 | 0 | 0 | 0 | 0 | 0 |  |  |  |  | 0 | 0 | 0 | 0 |  |  | 0 | 0 | 0 | 0 |  |  |  |  | 0 | 0 | 0 | 0 |  |  | 0 | 0 | 0 | 0 | 0 | 0 | 0 | 0 | 0 | 0 | 0 | 0 | 0 |  | 0 | 0 | 0 | 0 | 0 | 0 | 0 | 0 | 0 | 0 | 0 | 0 | 0 |  | 0 | 0 | 0 | 0 | 0 | 0 | 0 | 0 | 0 | 0 | 0 | 0 | 0 | 0 | 0 | 0 | 0 | 0 | 0 | 0 | 0 | 0 | 0 | 0 | 0 | 0 | 0 | 0 |  | 0 | 0 | 0 | 0 | 0 | 0 | 0 | 0 | 0 | 0 | 0 | 0 | 0 | 0
PG&E North of Greater Bay Study Area | Green Ridge Midway | 115 | 0 | 0 | 0 | 0 | 0 | 0 | 0 | 0 | 0 | 0 | 0 | 0 | 0 | 0 | 0 | 0 | 0 | 0 | 0 | 0 | 0 | 0 | 0 | 0 | 0 | 0 | 0 | 0 | 0 | 0 | 0 | 0 |  |  |  |  | 0 | 0 | 0 | 0 |  |  | 0 | 0 | 0 | 0 |  |  |  |  | 0 | 0 | 0 | 0 |  |  | 0 | 0 | 0 | 0 | 0 | 0 | 0 | 0 | 0 | 0 | 0 | 0 | 0 |  | 0 | 0 | 0 | 0 | 0 | 0 | 0 | 0 | 0 | 0 | 0 | 0 | 0 |  | 0 | 0 | 0 | 0 | 0 | 0 | 0 | 0 | 0 | 0 | 0 | 0 | 0 | 0 | 0 | 0 | 0 | 0 | 0 | 0 | 0 | 0 | 0 | 0 | 0 | 0 | 0 | 0 |  | 0 | 0 | 0 | 0 | 0 | 0 | 0 | 0 | 0 | 0 | 0 | 0 | 0 | 0
PG&E East Kern Study Area | Gregg | 230 | 0 | 0 | 0 | 0 | 0 | 0 | 0 | 0 | 0 | 0 | 0 | 0 | 0 | 0 | 0 | 0 | 0 | 0 | 0 | 0 | 0 | 0 | 0 | 0 | 0 | 0 | 0 | 0 | 0 | 0 | 0 | 0 |  |  |  |  | 0 | 0 | 0 | 0 |  |  | 0 | 0 | 0 | 0 |  |  |  |  | 0 | 0 | 0 | 0 |  |  | 0 | 0 | 0 | 0 | 0 | 0 | 0 | 0 | 0 | 0 | 0 | 0 | 0 |  | 0 | 0 | 0 | 0 | 0 | 0 | 0 | 0 | 0 | 0 | 0 | 0 | 0 |  | 0 | 0 | 0 | 0 | 0 | 0 | 0 | 0 | 0 | 0 | 0 | 0 | 0 | 0 | 0 | 0 | 0 | 0 | 0 | 0 | 0 | 0 | 0 | 0 | 0 | 0 | 0 | 0 |  | 0 | 0 | 0 | 0 | 0 | 0 | 0 | 0 | 0 | 0 | 0 | 0 | 0 | 0
PG&E Fresno Study Area | Grimway | 115 | 0 | 0 | 0 | 0 | 0 | 0 | 0 | 0 | 0 | 0 | 0 | 0 | 0 | 0 | 0 | 0 | 0 | 0 | 0 | 0 | 0 | 0 | 0 | 0 | 0 | 0 | 0 | 0 | 0 | 0 | 0 | 0 |  |  |  |  | 0 | 0 | 0 | 0 |  |  | 0 | 0 | 0 | 0 |  |  |  |  | 0 | 0 | 0 | 0 |  |  | 0 | 0 | 0 | 0 | 0 | 0 | 0 | 0 | 0 | 0 | 0 | 0 | 0 |  | 0 | 0 | 0 | 0 | 0 | 0 | 0 | 0 | 0 | 0 | 0 | 0 | 0 |  | 0 | 0 | 0 | 0 | 0 | 0 | 0 | 0 | 0 | 0 | 0 | 0 | 0 | 0 | 0 | 0 | 0 | 0 | 0 | 0 | 0 | 0 | 0 | 0 | 0 | 0 | 0 | 0 |  | 0 | 0 | 0 | 0 | 0 | 0 | 0 | 0 | 0 | 0 | 0 | 0 | 0 | 0
PG&E East Kern Study Area | GWF Hanford Sw Sta | 115 | 0 | 0 | 0 | 0 | 0 | 0 | 0 | 0 | 0 | 0 | 0 | 0 | 0 | 0 | 0 | 0 | 0 | 0 | 0 | 0 | 0 | 0 | 0 | 0 | 0 | 0 | 0 | 0 | 0 | 0 | 0 | 0 |  |  |  |  | 0 | 0 | 0 | 0 |  |  | 0 | 0 | 0 | 0 |  |  |  |  | 0 | 0 | 0 | 0 |  |  | 0 | 0 | 0 | 0 | 0 | 0 | 0 | 0 | 0 | -13.5 | 0 | 0 | 0 |  | 0 | 0 | 0 | 0 | 0 | 0 | 0 | 0 | 0 | 0 | 0 | 0 | 0 |  | 0 | 0 | 0 | 0 | 0 | 0 | 0 | 0 | 0 | 0 | 0 | 0 | 0 | 0 | 0 | 0 | 0 | 0 | 0 | 0 | 0 | 0 | 0 | 0 | 0 | 0 | 0 | 0 |  | 0 | 0 | 0 | 0 | 0 | 0 | 0 | 0 | 0 | -13.5 | 0 | 0 | 0 | 1
SCE Metro Study Area | Harborgen | 230 | 0 | 0 | 0 | 0 | 0 | 0 | 0 | 0 | 0 | 0 | 0 | 0 | 0 | 0 | 0 | 0 | 0 | 0 | 0 | 0 | 0 | 0 | 0 | 0 | 0 | 0 | 0 | 0 | 0 | 0 | 0 | 0 |  |  |  |  | 0 | 0 | 0 | 0 |  |  | 0 | 0 | 0 | 0 |  |  |  |  | 0 | 0 | 0 | 0 |  |  | 0 | 0 | 0 | 0 | 0 | 0 | 0 | 0 | 0 | 0 | 0 | 0 | 0 |  | 0 | 0 | 0 | 0 | 0 | 0 | 0 | 0 | 0 | 0 | 0 | 0 | 0 |  | 0 | 0 | 0 | 0 | 0 | 0 | 0 | 0 | 0 | 0 | 0 | 0 | 0 | 0 | 0 | 0 | 0 | 0 | 0 | 0 | 0 | 0 | 0 | 0 | 0 | 0 | 0 | 0 |  | 0 | 0 | 0 | 0 | 0 | 0 | 0 | 0 | 0 | 0 | 0 | 0 | 0 | 0
SDG&E Study Area | Hassayampa | 500 | 0 | 0 | 0 | 0 | 0 | 0 | 0 | 0 | 0 | 0 | 0 | 0 | 0 | 0 | 0 | 0 | 0 | 0 | 0 | 0 | 0 | 0 | 0 | 0 | 0 | 0 | 0 | 0 | 0 | 0 | 0 | 0 |  |  |  |  | 0 | 0 | 0 | 0 |  |  | 0 | 0 | 0 | 0 |  |  |  |  | 0 | 0 | 0 | 0 |  |  | 0 | 0 | 0 | 0 | 0 | 0 | 0 | 0 | 0 | 0 | -100 | -10 | 0 |  | 0 | 0 | 0 | 0 | 0 | 0 | 0 | 0 | 0 | 300 | 71 | 20 | 0 |  | 0 | 0 | 0 | 0 | 0 | 0 | 0 | 0 | 0 | 300 | 71 | 20 | 0 | 1 | 0 | 0 | 0 | 0 | 0 | 0 | 0 | 0 | 0 | 300 | 71 | 20 | 0 | 1 |  | 0 | 0 | 0 | 0 | 0 | 0 | 0 | 0 | 0 | 0 | -100 | -10 | 0 | 1
PG&E Fresno Study Area | Helm | 230 | 0 | 0 | 0 | 0 | 0 | 0 | 0 | 0 | 0 | 0 | 0 | 0 | 0 | 0 | 0 | 0 | 0 | 0 | 0 | 0 | 0 | 0 | 0 | 0 | 0 | 0 | 0 | 0 | 0 | 0 | 0 | 0 |  |  |  |  | 0 | 0 | 0 | 0 |  |  | 0 | 0 | 0 | 0 |  |  |  |  | 0 | 0 | 0 | 0 |  |  | 0 | 0 | 0 | 0 | 0 | 0 | 0 | 0 | 0 | -65 | -120.1746 | -49.5 | 0 |  | 0 | 0 | 0 | 0 | 0 | 0 | 0 | 0 | 0 | 0 | 0 | 0 | 0 |  | 0 | 0 | 0 | 0 | 0 | 0 | 0 | 0 | 0 | 0 | 0 | 0 | 0 | 0 | 0 | 0 | 0 | 0 | 0 | 0 | 0 | 0 | 0 | 0 | 0 | 0 | 0 | 0 |  | 0 | 0 | 0 | 0 | 0 | 0 | 0 | 0 | 0 | -65 | -120.1746 | -49.5 | 0 | 1
PG&E Fresno Study Area | Henrietta | 115 | 0 | 0 | 0 | 0 | 0 | 0 | 0 | 0 | 0 | 0 | 0 | 0 | 0 | 0 | 0 | 0 | 0 | 0 | 0 | 0 | 0 | 0 | 0 | 0 | 0 | 10 | 0 | 1 | 0 | 0 | 0 | 0 |  |  |  |  | 0 | 0 | 0 | 0 |  |  | 0 | 0 | 0 | 0 |  |  |  |  | 0 | 0 | 20 | 0 |  |  | 0 | 0 | 0 | 0 | 0 | 0 | 0 | 0 | 0 | -20 | -28 | -27 | 0 |  | 0 | 0 | 0 | 0 | 0 | 0 | 0 | 0 | 0 | 0 | 40 | 22 | 0 |  | 0 | 0 | 0 | 0 | 0 | 0 | 0 | 0 | 0 | 0 | 60 | 22 | 0 | 1 | 0 | 0 | 0 | 0 | 0 | 0 | 0 | 0 | 0 | 0 | 60 | 32 | 0 | 1 |  | 0 | 0 | 0 | 0 | 0 | 0 | 0 | 0 | 0 | -20 | -28 | -27 | 0 | 1
PG&E North of Greater Bay Study Area | Higgins | 115 | 0 | 0 | 0 | 0 | 0 | 0 | 0 | 0 | 0 | 0 | 0 | 0 | 0 | 0 | 0 | 0 | 0 | 0 | 0 | 0 | 0 | 0 | 0 | 0 | 0 | 0 | 0 | 0 | 0 | 0 | 0 | 0 |  |  |  |  | 0 | 0 | 0 | 0 |  |  | 0 | 0 | 0 | 0 |  |  |  |  | 0 | 0 | 0 | 0 |  |  | 0 | 0 | 0 | 0 | 0 | 0 | 0 | 0 | 0 | 0 | 0 | 0 | 0 |  | 0 | 16.4 | 0 | 0 | 0 | 0 | 0 | 0 | 0 | 0 | 0 | 0 | 0 |  | 0 | 16.4 | 0 | 0 | 0 | 0 | 0 | 0 | 0 | 0 | 0 | 0 | 0 | 0 | 0 | 16.4 | 0 | 0 | 0 | 0 | 0 | 0 | 0 | 0 | 0 | 0 | 0 | 1 |  | 0 | 0 | 0 | 0 | 0 | 0 | 0 | 0 | 0 | 0 | 0 | 0 | 0 | 0
SCE Northern Area | Highwind | 230 | 0 | 0 | 0 | 0 | 0 | 0 | 0 | 0 | 0 | 0 | 0 | 0 | 0 | 0 | 0 | 0 | 0 | 0 | 0 | 0 | 0 | 0 | 0 | 0 | 0 | 0 | 0 | 0 | 0 | 0 | 0 | 0 |  |  |  |  | 0 | 0 | 0 | 0 |  |  | 0 | 0 | 0 | 0 |  |  |  |  | 0 | 0 | 0 | 0 |  |  | 0 | 0 | 0 | 0 | 0 | 0 | 0 | 0 | 0 | 0 | 0 | 0 | 0 |  | 0 | 0 | 0 | 0 | 0 | 0 | 0 | 0 | 0 | 0 | 0 | 0 | 0 |  | 0 | 0 | 0 | 0 | 0 | 0 | 0 | 0 | 0 | 0 | 0 | 0 | 0 | 0 | 0 | 0 | 0 | 0 | 0 | 0 | 0 | 0 | 0 | 0 | 0 | 0 | 0 | 0 |  | 0 | 0 | 0 | 0 | 0 | 0 | 0 | 0 | 0 | 0 | 0 | 0 | 0 | 0
SCE Metro Study Area | Hinson | 230 | 0 | 0 | 0 | 0 | 0 | 0 | 0 | 0 | 0 | 0 | 0 | 0 | 0 | 0 | 0 | 0 | 0 | 0 | 0 | 0 | 0 | 0 | 0 | 0 | 0 | 0 | 0 | 0 | 0 | 0 | 0 | 0 |  |  |  |  | 0 | 0 | 0 | 200 |  |  | 0 | 2.8 | 0 | 0 |  |  |  |  | 0 | 0 | 0 | 200 |  |  | 0 | 0 | 0 | 0 | 0 | 0 | 0 | 0 | 0 | 0 | 0 | -175 | 0 |  | 0 | 0 | 0 | 0 | 0 | 0 | 0 | 0 | 0 | 0 | 0 | 0 | 0 |  | 0 | 2.8 | 0 | 0 | 0 | 0 | 0 | 0 | 0 | 0 | 0 | 200 | 0 | 0 | 0 | 2.8 | 0 | 0 | 0 | 0 | 0 | 0 | 0 | 0 | 0 | 200 | 0 | 1 |  | 0 | 0 | 0 | 0 | 0 | 0 | 0 | 0 | 0 | 0 | 0 | 25 | 0 | 1
PG&E North of Greater Bay Study Area | Honcut | 115 | 0 | 0 | 0 | 0 | 0 | 0 | 0 | 0 | 0 | 0 | 0 | 0 | 0 | 0 | 0 | 0 | 0 | 0 | 0 | 0 | 0 | 0 | 0 | 0 | 0 | 0 | 0 | 0 | 0 | 0 | 0 | 0 |  |  |  |  | 0 | 0 | 0 | 0 |  |  | 0 | 0 | 0 | 0 |  |  |  |  | 0 | 0 | 0 | 0 |  |  | 0 | 0 | 0 | 0 | 0 | 0 | 0 | 0 | 0 | 0 | 0 | 0 | 0 |  | 0 | 0 | 0 | 0 | 0 | 0 | 0 | 0 | 0 | 0 | 0 | 0 | 0 |  | 0 | 0 | 0 | 0 | 0 | 0 | 0 | 0 | 0 | 0 | 0 | 0 | 0 | 0 | 0 | 0 | 0 | 0 | 0 | 0 | 0 | 0 | 0 | 0 | 0 | 0 | 0 | 0 |  | 0 | 0 | 0 | 0 | 0 | 0 | 0 | 0 | 0 | 0 | 0 | 0 | 0 | 0
SDG&E Study Area | Hoodoo Wash | 500 | 0 | 0 | 0 | 0 | 0 | 0 | 0 | 0 | 0 | 0 | 0 | 0 | 0 | 0 | 0 | 0 | 0 | 0 | 0 | 0 | 0 | 0 | 0 | 0 | 0 | 0 | 0 | 0 | 0 | 0 | 0 | 0 |  |  |  |  | 0 | 0 | 0 | 0 |  |  | 0 | 0 | 0 | 0 |  |  |  |  | 0 | 0 | 0 | 0 |  |  | 0 | 0 | 0 | 0 | 0 | 0 | 0 | 0 | 0 | 0 | -140 | -50 | 0 |  | 0 | 0 | 0 | 0 | 0 | 0 | 0 | 0 | 0 | 250 | 636 | 485 | 0 |  | 0 | 0 | 0 | 0 | 0 | 0 | 0 | 0 | 0 | 250 | 636 | 485 | 0 | 1 | 0 | 0 | 0 | 0 | 0 | 0 | 0 | 0 | 0 | 250 | 636 | 485 | 0 | 1 |  | 0 | 0 | 0 | 0 | 0 | 0 | 0 | 0 | 0 | 0 | -140 | -50 | 0 | 1
PG&E North of Greater Bay Study Area | Humboldt | 115 | 0 | 0 | 0 | 0 | 0 | 0 | 0 | 0 | 0 | 0 | 0 | 0 | 0 | 0 | 0 | 0 | 0 | 0 | 0 | 0 | 0 | 0 | 0 | 0 | 0 | 0 | 0 | 0 | 0 | 0 | 0 | 0 |  |  |  |  | 2 | 0 | 0 | 0 |  |  | 0 | 0 | 0 | 0 |  |  |  |  | 2 | 0 | 0 | 0 |  |  | 0 | 0 | 0 | 0 | 0 | 0 | 0 | 0 | 0 | 0 | 0 | 0 | 0 |  | 0 | 0 | 0 | 0 | 0 | 0 | 0 | 161 | 0 | 0 | 0 | 0 | 0 |  | 0 | 0 | 0 | 0 | 0 | 0 | 0 | 161 | 2 | 0 | 0 | 0 | 0 | 0 | 0 | 0 | 0 | 0 | 0 | 0 | 0 | 161 | 2 | 0 | 0 | 0 | 0 | 1 |  | 0 | 0 | 0 | 0 | 0 | 0 | 0 | 0 | 2 | 0 | 0 | 0 | 0 | 1
PG&E North of Greater Bay Study Area | Humboldt (Proposed) | 500 | 0 | 0 | 0 | 0 | 0 | 0 | 0 | 0 | 0 | 0 | 0 | 0 | 0 | 0 | 0 | 0 | 0 | 0 | 0 | 0 | 0 | 0 | 0 | 0 | 0 | 0 | 0 | 0 | 0 | 0 | 0 | 0 |  |  |  |  | 0 | 0 | 0 | 0 |  |  | 0 | 0 | 0 | 0 |  |  |  |  | 0 | 0 | 0 | 0 |  |  | 0 | 0 | 0 | 0 | 0 | 0 | 0 | 0 | 0 | 0 | 0 | 0 | 0 |  | 0 | 0 | 0 | 0 | 0 | 0 | 0 | 0 | 0 | 0 | 0 | 0 | 0 |  | 0 | 0 | 0 | 0 | 0 | 0 | 0 | 0 | 0 | 0 | 0 | 0 | 0 | 0 | 0 | 0 | 0 | 0 | 0 | 0 | 0 | 0 | 0 | 0 | 0 | 0 | 0 | 0 |  | 0 | 0 | 0 | 0 | 0 | 0 | 0 | 0 | 0 | 0 | 0 | 0 | 0 | 0
SCE Metro Study Area | Huntington Beach | 230 | 0 | 0 | 0 | 0 | 0 | 0 | 0 | 0 | 0 | 0 | 0 | 0 | 0 | 0 | 0 | 0 | 0 | 0 | 0 | 0 | 0 | 0 | 0 | 0 | 0 | 0 | 0 | 0 | 0 | 0 | 0 | 0 |  |  |  |  | 0 | 0 | 0 | 0 |  |  | 0 | 0 | 0 | 0 |  |  |  |  | 0 | 0 | 0 | 0 |  |  | 0 | 0 | 0 | 0 | 0 | 0 | 0 | 0 | 0 | 0 | 0 | 0 | 0 |  | 0 | 0 | 0 | 0 | 0 | 0 | 0 | 0 | 0 | 0 | 0 | 0 | 0 |  | 0 | 0 | 0 | 0 | 0 | 0 | 0 | 0 | 0 | 0 | 0 | 0 | 0 | 0 | 0 | 0 | 0 | 0 | 0 | 0 | 0 | 0 | 0 | 0 | 0 | 0 | 0 | 0 |  | 0 | 0 | 0 | 0 | 0 | 0 | 0 | 0 | 0 | 0 | 0 | 0 | 0 | 0
SDG&E Study Area | IID System | 230 | 0 | 0 | 0 | 0 | 0 | 0 | 0 | 0 | 0 | 0 | 0 | 0 | 0 | 0 | 0 | 0 | 0 | 0 | 0 | 0 | 0 | 0 | 0 | 0 | 0 | 0 | 0 | 0 | 0 | 0 | 0 | 0 |  |  |  |  | 0 | -20 | 0 | 0 |  |  | 26 | 0 | 0 | 0 |  |  |  |  | 0 | 0 | 100 | 150 |  |  | -200 | 0 | 0 | 0 | 0 | 0 | 0 | 0 | 0 | 0 | 0 | 0 | 0 |  | 724 | 0 | 0 | 0 | 0 | 0 | 0 | 0 | 0 | 0 | 0 | 0 | 0 |  | 750 | 0 | 0 | 0 | 0 | 0 | 0 | 0 | 0 | 0 | 100 | 150 | 0 | 1 | 750 | 0 | 0 | 0 | 0 | 0 | 0 | 0 | 0 | 0 | 100 | 150 | 0 | 1 |  | -200 | 0 | 0 | 0 | 0 | 0 | 0 | 0 | 0 | -20 | 0 | 0 | 0 | 1
SDG&E Study Area | IID System | 161 | 0 | 0 | 0 | 0 | 0 | 0 | 0 | 0 | 0 | 20 | 0 | 0 | 0 | 1 | 0 | 0 | 0 | 0 | 0 | 0 | 0 | 0 | 0 | 20 | 0 | 0 | 0 | 1 | 0 | 0 | 0 | 0 |  |  |  |  | 0 | 0 | 0 | 0 |  |  | 50 | 0 | 0 | 0 |  |  |  |  | 0 | 0 | 0 | 0 |  |  | 0 | 0 | 0 | 0 | 0 | 0 | 0 | 0 | 0 | 0 | 0 | 0 | 0 |  | 0 | 0 | 0 | 0 | 0 | 0 | 0 | 0 | 0 | 0 | 0 | 0 | 0 |  | 50 | 0 | 0 | 0 | 0 | 0 | 0 | 0 | 0 | 0 | 0 | 0 | 0 | 0 | 50 | 0 | 0 | 0 | 0 | 0 | 0 | 0 | 0 | 20 | 0 | 0 | 0 | 1 |  | 0 | 0 | 0 | 0 | 0 | 0 | 0 | 0 | 0 | 20 | 0 | 0 | 0 | 1
SDG&E Study Area | Imperial Valley | 500 | 0 | 0 | 0 | 0 | 0 | 0 | 0 | 0 | 0 | 0 | 0 | 0 | 0 | 0 | 0 | 0 | 0 | 0 | 0 | 0 | 0 | 0 | 0 | 0 | 0 | 0 | 0 | 0 | 0 | 0 | 0 | 0 |  |  |  |  | 0 | 0 | 0 | 0 |  |  | 0 | 0 | 0 | 0 |  |  |  |  | 0 | 0 | 0 | 0 |  |  | 0 | 0 | 0 | 0 | 0 | 0 | 0 | 0 | 0 | 0 | 0 | 0 | 0 |  | 0 | 0 | 0 | 0 | 0 | 0 | 0 | 0 | 0 | 0 | 0 | 0 | 0 |  | 0 | 0 | 0 | 0 | 0 | 0 | 0 | 0 | 0 | 0 | 0 | 0 | 0 | 0 | 0 | 0 | 0 | 0 | 0 | 0 | 0 | 0 | 0 | 0 | 0 | 0 | 0 | 0 |  | 0 | 0 | 0 | 0 | 0 | 0 | 0 | 0 | 0 | 0 | 0 | 0 | 0 | 0
SDG&E Study Area | Imperial Valley | 230 | 0 | 0 | 0 | 0 | 0 | 0 | 0 | 0 | 0 | 0 | 0 | 0 | 0 | 0 | 0 | 0 | 0 | 0 | 0 | 0 | 0 | 0 | 0 | 0 | 0 | 40 | 0 | 1 | 0 | 0 | 0 | 0 |  |  |  |  | 0 | 0 | 200 | 43 |  |  | 0 | 0 | 0 | 0 |  |  |  |  | 0 | 0 | 200 | 174 |  |  | 0 | 0 | 0 | 0 | 0 | 0 | 0 | 0 | 0 | 0 | -187 | -44 | 0 |  | 0 | 0 | 0 | 0 | 0 | 0 | 0 | 0 | 0 | 100 | 163 | 0 | 0 |  | 0 | 0 | 0 | 0 | 0 | 0 | 0 | 0 | 0 | 100 | 363 | 174 | 0 | 1 | 0 | 0 | 0 | 0 | 0 | 0 | 0 | 0 | 0 | 100 | 363 | 214 | 0 | 1 |  | 0 | 0 | 0 | 0 | 0 | 0 | 0 | 0 | 0 | 0 | 13 | -1 | 0 | 1
East of Pisgah Study Area | Innovation | 230 | 0 | 0 | 0 | 0 | 0 | 0 | 0 | 0 | 0 | 0 | 0 | 0 | 0 | 0 | 0 | 0 | 0 | 0 | 0 | 0 | 0 | 0 | 0 | 0 | 0 | 0 | 0 | 0 | 0 | 0 | 0 | 0 |  |  |  |  | 0 | 0 | 0 | 0 |  |  | 0 | 0 | 0 | 0 |  |  |  |  | 0 | 0 | 0 | 0 |  |  | 0 | 0 | 0 | 0 | 0 | 0 | 0 | 0 | 0 | 0 | 0 | 0 | 0 |  | 0 | 0 | 93 | 0 | 0 | 0 | 0 | 0 | 0 | 237 | 65 | 150 | 0 |  | 0 | 0 | 93 | 0 | 0 | 0 | 0 | 0 | 0 | 237 | 65 | 150 | 0 | 1 | 0 | 0 | 93 | 0 | 0 | 0 | 0 | 0 | 0 | 237 | 65 | 150 | 0 | 1 |  | 0 | 0 | 0 | 0 | 0 | 0 | 0 | 0 | 0 | 0 | 0 | 0 | 0 | 0
East of Pisgah Study Area | Innovation | 115 | 0 | 0 | 0 | 0 | 0 | 0 | 0 | 0 | 0 | 0 | 0 | 0 | 0 | 0 | 0 | 0 | 0 | 0 | 0 | 0 | 0 | 0 | 0 | 0 | 0 | 0 | 0 | 0 | 0 | 0 | 0 | 0 |  |  |  |  | 0 | 0 | 0 | 0 |  |  | 0 | 0 | 0 | 0 |  |  |  |  | 0 | 0 | 0 | 0 |  |  | 0 | 0 | 0 | 0 | 0 | 0 | 0 | 0 | 0 | 0 | 0 | 0 | 0 |  | 0 | 0 | 0 | 0 | 0 | 0 | 0 | 0 | 0 | 0 | 0 | 0 | 0 |  | 0 | 0 | 0 | 0 | 0 | 0 | 0 | 0 | 0 | 0 | 0 | 0 | 0 | 0 | 0 | 0 | 0 | 0 | 0 | 0 | 0 | 0 | 0 | 0 | 0 | 0 | 0 | 0 |  | 0 | 0 | 0 | 0 | 0 | 0 | 0 | 0 | 0 | 0 | 0 | 0 | 0 | 0
East of Pisgah Study Area | Innovation | 138 | 0 | 0 | 0 | 0 | 0 | 0 | 0 | 0 | 0 | 0 | 0 | 0 | 0 | 0 | 0 | 0 | 0 | 0 | 0 | 0 | 0 | 0 | 0 | 0 | 0 | 0 | 0 | 0 | 0 | 0 | 0 | 0 |  |  |  |  | 0 | 0 | 0 | 0 |  |  | 0 | 0 | 0 | 0 |  |  |  |  | 0 | 0 | 0 | 0 |  |  | 0 | 0 | 0 | 0 | 0 | 0 | 0 | 0 | 0 | 0 | 0 | 0 | 0 |  | 0 | 0 | 0 | 0 | 0 | 0 | 0 | 0 | 0 | 0 | 0 | 0 | 0 |  | 0 | 0 | 0 | 0 | 0 | 0 | 0 | 0 | 0 | 0 | 0 | 0 | 0 | 0 | 0 | 0 | 0 | 0 | 0 | 0 | 0 | 0 | 0 | 0 | 0 | 0 | 0 | 0 |  | 0 | 0 | 0 | 0 | 0 | 0 | 0 | 0 | 0 | 0 | 0 | 0 | 0 | 0
SCE North of Lugo (NOL) Study Area | Inyo | 115 | 0 | 0 | 0 | 0 | 0 | 0 | 0 | 0 | 0 | 0 | 0 | 0 | 0 | 0 | 0 | 0 | 0 | 0 | 0 | 0 | 0 | 0 | 0 | 0 | 0 | 0 | 0 | 0 | 0 | 0 | 0 | 0 |  |  |  |  | 0 | 0 | 0 | 0 |  |  | 0 | 0 | 0 | 0 |  |  |  |  | 0 | 0 | 0 | 0 |  |  | 0 | 0 | 0 | 0 | 0 | 0 | 0 | 0 | 0 | 0 | 0 | 0 | 0 |  | 0 | 0 | 0 | 0 | 0 | 0 | 0 | 0 | 0 | 0 | 0 | 0 | 0 |  | 0 | 0 | 0 | 0 | 0 | 0 | 0 | 0 | 0 | 0 | 0 | 0 | 0 | 0 | 0 | 0 | 0 | 0 | 0 | 0 | 0 | 0 | 0 | 0 | 0 | 0 | 0 | 0 |  | 0 | 0 | 0 | 0 | 0 | 0 | 0 | 0 | 0 | 0 | 0 | 0 | 0 | 0
SCE North of Lugo (NOL) Study Area | Inyokern | 115 | 0 | 0 | 0 | 0 | 0 | 0 | 0 | 0 | 0 | 0 | 0 | 0 | 0 | 0 | 0 | 0 | 0 | 0 | 0 | 0 | 0 | 0 | 0 | 0 | 0 | 0 | 0 | 0 | 0 | 0 | 0 | 0 |  |  |  |  | 2.078 | 0 | 0 | 0 |  |  | 0 | 0 | 0 | 0 |  |  |  |  | 2.078 | 0 | 0 | 0 |  |  | 0 | 0 | 0 | 0 | 0 | 0 | 0 | 0 | 0 | 0 | 0 | 0 | 0 |  | 0 | 0 | 0 | 0 | 0 | 0 | 0 | 0 | 0 | 0 | 0 | 0 | 0 |  | 0 | 0 | 0 | 0 | 0 | 0 | 0 | 0 | 2.078 | 0 | 0 | 0 | 0 | 0 | 0 | 0 | 0 | 0 | 0 | 0 | 0 | 0 | 2.078 | 0 | 0 | 0 | 0 | 1 |  | 0 | 0 | 0 | 0 | 0 | 0 | 0 | 0 | 2.078 | 0 | 0 | 0 | 0 | 1
East of Pisgah Study Area | Ivanpah | 230 | 0 | 0 | 0 | 0 | 0 | 0 | 0 | 0 | 0 | 0 | 0 | 0 | 0 | 0 | 0 | 0 | 0 | 0 | 0 | 0 | 0 | 0 | 0 | 0 | 0 | 0 | 0 | 0 | 0 | 0 | 0 | 0 |  |  |  |  | 0 | 0 | 0 | 0 |  |  | 0 | 0 | 0 | 0 |  |  |  |  | 0 | 0 | 0 | 0 |  |  | 0 | 0 | 0 | 0 | 0 | 0 | 0 | 0 | 0 | 0 | 0 | -200 | 0 |  | 0 | 0 | 0 | 0 | 0 | 0 | 0 | 0 | 0 | 0 | 0 | 0 | 0 |  | 0 | 0 | 0 | 0 | 0 | 0 | 0 | 0 | 0 | 0 | 0 | 0 | 0 | 0 | 0 | 0 | 0 | 0 | 0 | 0 | 0 | 0 | 0 | 0 | 0 | 0 | 0 | 0 |  | 0 | 0 | 0 | 0 | 0 | 0 | 0 | 0 | 0 | 0 | 0 | -200 | 0 | 1
East of Pisgah Study Area | Ivanpah | 115 | 0 | 0 | 0 | 0 | 0 | 0 | 0 | 0 | 0 | 0 | 0 | 0 | 0 | 0 | 0 | 0 | 0 | 0 | 0 | 0 | 0 | 0 | 0 | 0 | 0 | 0 | 0 | 0 | 0 | 0 | 0 | 0 |  |  |  |  | 0 | 0 | 0 | 0 |  |  | 0 | 0 | 0 | 0 |  |  |  |  | 0 | 0 | 0 | 0 |  |  | 0 | 0 | 0 | 0 | 0 | 0 | 0 | 0 | 0 | 0 | 0 | 0 | 0 |  | 0 | 0 | 0 | 0 | 0 | 0 | 0 | 0 | 0 | 0 | 0 | 0 | 0 |  | 0 | 0 | 0 | 0 | 0 | 0 | 0 | 0 | 0 | 0 | 0 | 0 | 0 | 0 | 0 | 0 | 0 | 0 | 0 | 0 | 0 | 0 | 0 | 0 | 0 | 0 | 0 | 0 |  | 0 | 0 | 0 | 0 | 0 | 0 | 0 | 0 | 0 | 0 | 0 | 0 | 0 | 0
PG&E North of Greater Bay Study Area | Jessup | 115 | 0 | 0 | 0 | 0 | 0 | 0 | 0 | 0 | 0 | 0 | 0 | 0 | 0 | 0 | 0 | 0 | 0 | 0 | 0 | 0 | 0 | 0 | 0 | 0 | 0 | 0 | 0 | 0 | 0 | 0 | 0 | 0 |  |  |  |  | 0 | 0 | 0 | 0 |  |  | 0 | 0 | 0 | 0 |  |  |  |  | 0 | 0 | 0 | 0 |  |  | 0 | 0 | 0 | 0 | 0 | 0 | 0 | 0 | 0 | 0 | 0 | 0 | 0 |  | 0 | 5.5 | 0 | 0 | 0 | 0 | 0 | 0 | 0 | 0 | 0 | 0 | 0 |  | 0 | 5.5 | 0 | 0 | 0 | 0 | 0 | 0 | 0 | 0 | 0 | 0 | 0 | 0 | 0 | 5.5 | 0 | 0 | 0 | 0 | 0 | 0 | 0 | 0 | 0 | 0 | 0 | 1 |  | 0 | 0 | 0 | 0 | 0 | 0 | 0 | 0 | 0 | 0 | 0 | 0 | 0 | 0
SCE Metro Study Area | Johanna | 230 | 0 | 0 | 0 | 0 | 0 | 0 | 0 | 0 | 0 | 0 | 0 | 0 | 0 | 0 | 0 | 0 | 0 | 0 | 0 | 0 | 0 | 0 | 0 | 0 | 0 | 75 | 0 | 1 | 0 | 0 | 0 | 0 |  |  |  |  | 0 | 0 | 0 | 40 |  |  | 0 | 0 | 0 | 0 |  |  |  |  | 0 | 0 | 0 | 80 |  |  | 0 | 0 | 0 | 0 | 0 | 0 | 0 | 0 | 0 | 0 | 0 | 0 | 0 |  | 0 | 0 | 0 | 0 | 0 | 0 | 0 | 0 | 0 | 0 | 0 | 0 | 0 |  | 0 | 0 | 0 | 0 | 0 | 0 | 0 | 0 | 0 | 0 | 0 | 80 | 0 | 0 | 0 | 0 | 0 | 0 | 0 | 0 | 0 | 0 | 0 | 0 | 0 | 155 | 0 | 1 |  | 0 | 0 | 0 | 0 | 0 | 0 | 0 | 0 | 0 | 0 | 0 | 40 | 0 | 1
PG&E Fresno Study Area | Kearney | 230 | 0 | 0 | 0 | 0 | 0 | 0 | 0 | 0 | 0 | 0 | 0 | 0 | 0 | 0 | 0 | 0 | 0 | 0 | 0 | 0 | 0 | 0 | 0 | 0 | 0 | 0 | 0 | 0 | 0 | 0 | 0 | 0 |  |  |  |  | 0 | 0 | 0 | 0 |  |  | 0 | 0.55 | 0 | 0 |  |  |  |  | 10 | 0 | 0 | 0 |  |  | 0 | 0 | 0 | 0 | 0 | 0 | 0 | 0 | 0 | 0 | 0 | 0 | 0 |  | 0 | 0.05 | 0 | 0 | 0 | 0 | 0 | 0 | 0 | 0 | 0 | 0 | 0 |  | 0 | 0.6 | 0 | 0 | 0 | 0 | 0 | 0 | 10 | 0 | 0 | 0 | 0 | 0 | 0 | 0.6 | 0 | 0 | 0 | 0 | 0 | 0 | 10 | 0 | 0 | 0 | 0 | 1 |  | 0 | 0 | 0 | 0 | 0 | 0 | 0 | 0 | 0 | 0 | 0 | 0 | 0 | 0
SDG&E Study Area | Kearny | 115 | 0 | 0 | 0 | 0 | 0 | 0 | 0 | 0 | 0 | 0 | 0 | 0 | 0 | 0 | 0 | 0 | 0 | 0 | 0 | 0 | 0 | 0 | 0 | 0 | 0 | 20 | 0 | 1 | 0 | 0 | 0 | 0 |  |  |  |  | 0 | 0 | 0 | 10 |  |  | 0 | 0 | 0 | 0 |  |  |  |  | 0 | 0 | 0 | 10 |  |  | 0 | 0 | 0 | 0 | 0 | 0 | 0 | 0 | 0 | 0 | 0 | 0 | 0 |  | 0 | 0 | 0 | 0 | 0 | 0 | 0 | 0 | 0 | 0 | 0 | 0 | 0 |  | 0 | 0 | 0 | 0 | 0 | 0 | 0 | 0 | 0 | 0 | 0 | 10 | 0 | 0 | 0 | 0 | 0 | 0 | 0 | 0 | 0 | 0 | 0 | 0 | 0 | 30 | 0 | 1 |  | 0 | 0 | 0 | 0 | 0 | 0 | 0 | 0 | 0 | 0 | 0 | 10 | 0 | 1
PG&E North of Greater Bay Study Area | Kelso | 230 | 0 | 0 | -1.4 | 0 | 0 | 0 | 0 | 0 | 0 | 0 | 0 | 0 | 0 | 0 | 0 | 0 | 54.8 | 0 | 0 | 0 | 0 | 0 | 0 | 0 | 0 | 0 | 0 | 1 | 0 | 0 | 0 | 0 |  |  |  |  | 0 | 0 | 0 | 0 |  |  | 0 | 0 | 0 | 0 |  |  |  |  | 0 | 0 | 0 | 0 |  |  | 0 | 0 | 11 | -20 | 0 | 0 | 0 | 0 | 0 | 0 | 0 | 0 | 0 |  | 0 | 0 | 46.8 | 5 | 0 | 0 | 0 | 0 | 0 | 0 | 0 | 0 | 0 |  | 0 | 0 | 46.8 | 5 | 0 | 0 | 0 | 0 | 0 | 0 | 0 | 0 | 0 | 0 | 0 | 0 | 101.6 | 5 | 0 | 0 | 0 | 0 | 0 | 0 | 0 | 0 | 0 | 1 |  | 0 | 0 | 9.6 | -20 | 0 | 0 | 0 | 0 | 0 | 0 | 0 | 0 | 0 | 1
PG&E East Kern Study Area | Kern | 115 | 0 | 0 | 0 | 0 | 0 | 0 | 0 | 0 | 0 | 0 | 0 | 0 | 0 | 0 | 0 | 0 | 0 | 0 | 0 | 0 | 0 | 0 | 0 | 0 | 0 | 0 | 0 | 0 | 0 | 0 | 0 | 0 |  |  |  |  | 0 | 0 | 0 | 0 |  |  | 0 | 0 | 0 | 0 |  |  |  |  | 0 | 0 | 0 | 0 |  |  | 0 | 0 | 0 | 0 | 0 | 0 | 0 | 0 | 0 | 0 | 0 | 0 | 0 |  | 0 | 0 | 0 | 0 | 0 | 0 | 0 | 0 | 0 | 0 | 0 | 0 | 0 |  | 0 | 0 | 0 | 0 | 0 | 0 | 0 | 0 | 0 | 0 | 0 | 0 | 0 | 0 | 0 | 0 | 0 | 0 | 0 | 0 | 0 | 0 | 0 | 0 | 0 | 0 | 0 | 0 |  | 0 | 0 | 0 | 0 | 0 | 0 | 0 | 0 | 0 | 0 | 0 | 0 | 0 | 0
PG&E East Kern Study Area | Kern Oil | 115 | 0 | 0 | 0 | 0 | 0 | 0 | 0 | 0 | 0 | 0 | 0 | 0 | 0 | 0 | 0 | 0 | 0 | 0 | 0 | 0 | 0 | 0 | 0 | 0 | 0 | 0 | 0 | 0 | 0 | 0 | 0 | 0 |  |  |  |  | 0 | 0 | 0 | 0 |  |  | 0 | 0 | 0 | 0 |  |  |  |  | 0 | 0 | 0 | 0 |  |  | 0 | 0 | 0 | 0 | 0 | 0 | 0 | 0 | 0 | 0 | 0 | 0 | 0 |  | 0 | 0 | 0 | 0 | 0 | 0 | 0 | 0 | 0 | 0 | 0 | 0 | 0 |  | 0 | 0 | 0 | 0 | 0 | 0 | 0 | 0 | 0 | 0 | 0 | 0 | 0 | 0 | 0 | 0 | 0 | 0 | 0 | 0 | 0 | 0 | 0 | 0 | 0 | 0 | 0 | 0 |  | 0 | 0 | 0 | 0 | 0 | 0 | 0 | 0 | 0 | 0 | 0 | 0 | 0 | 0
PG&E East Kern Study Area | Kern Power | 115 | 0 | 0 | 0 | 0 | 0 | 0 | 0 | 0 | 0 | 0 | 0 | 0 | 0 | 0 | 0 | 0 | 0 | 0 | 0 | 0 | 0 | 0 | 0 | 0 | 0 | 0 | 0 | 0 | 0 | 0 | 0 | 0 |  |  |  |  | 0 | 0 | 0 | 0 |  |  | 0 | 0 | 0 | 0 |  |  |  |  | 0 | 0 | 0 | 0 |  |  | 0 | 0 | 0 | 0 | 0 | 0 | 0 | 0 | 0 | 0 | 0 | 0 | 0 |  | 0 | 0 | 0 | 0 | 0 | 0 | 0 | 0 | 0 | 0 | 0 | 0 | 0 |  | 0 | 0 | 0 | 0 | 0 | 0 | 0 | 0 | 0 | 0 | 0 | 0 | 0 | 0 | 0 | 0 | 0 | 0 | 0 | 0 | 0 | 0 | 0 | 0 | 0 | 0 | 0 | 0 |  | 0 | 0 | 0 | 0 | 0 | 0 | 0 | 0 | 0 | 0 | 0 | 0 | 0 | 0
PG&E Fresno Study Area | Kingsburg | 115 | 0 | 0 | 0 | 0 | 0 | 0 | 0 | 0 | 0 | 0 | 0 | 0 | 0 | 0 | 0 | 0 | 0 | 0 | 0 | 0 | 0 | 0 | 0 | 0 | 0 | 0 | 0 | 0 | 0 | 0 | 0 | 0 |  |  |  |  | 0 | 0 | 0 | 0 |  |  | 0 | 0 | 0 | 0 |  |  |  |  | 0 | 0 | 0 | 0 |  |  | 0 | 0 | 0 | 0 | 0 | 0 | 0 | 0 | 0 | 0 | 0 | 0 | 0 |  | 0 | 0 | 0 | 0 | 0 | 0 | 0 | 0 | 0 | 0 | 0 | 0 | 0 |  | 0 | 0 | 0 | 0 | 0 | 0 | 0 | 0 | 0 | 0 | 0 | 0 | 0 | 0 | 0 | 0 | 0 | 0 | 0 | 0 | 0 | 0 | 0 | 0 | 0 | 0 | 0 | 0 |  | 0 | 0 | 0 | 0 | 0 | 0 | 0 | 0 | 0 | 0 | 0 | 0 | 0 | 0
SCE North of Lugo (NOL) Study Area | Kramer | 230 | 0 | 0 | 0 | 0 | 0 | 0 | 0 | 0 | 0 | 0 | 0 | 0 | 0 | 0 | 0 | 0 | 0 | 0 | 0 | 0 | 0 | 0 | 0 | 0 | 0 | 0 | 0 | 0 | 0 | 0 | 0 | 0 |  |  |  |  | 0 | 0 | 0 | 0 |  |  | 0 | 0 | 0 | 0 |  |  |  |  | 0 | 530 | 400 | 525 |  |  | 0 | 0 | 0 | 0 | 0 | 0 | 0 | 0 | 0 | -5 | 9.23 | -100 | 0 |  | 0 | 0 | 0 | 0 | 0 | 0 | 0 | 0 | 0 | 85 | 49.9957 | 75 | 0 |  | 0 | 0 | 0 | 0 | 0 | 0 | 0 | 0 | 0 | 615 | 449.9957 | 600 | 0 | 1 | 0 | 0 | 0 | 0 | 0 | 0 | 0 | 0 | 0 | 615 | 449.9957 | 600 | 0 | 1 |  | 0 | 0 | 0 | 0 | 0 | 0 | 0 | 0 | 0 | -5 | 9.23 | -100 | 0 | 1
SCE North of Lugo (NOL) Study Area | Kramer | 115 | 0 | 0 | 0 | 0 | 0 | 0 | 0 | 0 | 0 | 0 | 0 | 0 | 0 | 0 | 0 | 0 | 0 | 0 | 0 | 0 | 0 | 0 | 0 | 0 | 0 | 0 | 0 | 0 | 0 | 0 | 0 | 0 |  |  |  |  | -2.078 | 5 | 0 | 0 |  |  | 0 | 0 | 0 | 0 |  |  |  |  | 0 | 95 | 0 | 75 |  |  | 0 | 0 | 0 | 0 | 0 | 0 | 0 | 0 | 0 | 0 | 0 | 0 | 0 |  | 0 | 0 | 0 | 0 | 0 | 0 | 0 | 0 | 0 | 0 | 0 | 0 | 0 |  | 0 | 0 | 0 | 0 | 0 | 0 | 0 | 0 | 0 | 95 | 0 | 75 | 0 | 1 | 0 | 0 | 0 | 0 | 0 | 0 | 0 | 0 | 0 | 95 | 0 | 75 | 0 | 1 |  | 0 | 0 | 0 | 0 | 0 | 0 | 0 | 0 | -2.078 | 5 | 0 | 0 | 0 | 1
SCE Metro Study Area | La Cienega | 230 | 0 | 0 | 0 | 0 | 0 | 0 | 0 | 0 | 0 | 0 | 0 | 0 | 0 | 0 | 0 | 0 | 0 | 0 | 0 | 0 | 0 | 0 | 0 | 0 | 0 | 0 | 0 | 0 | 0 | 0 | 0 | 0 |  |  |  |  | 0 | 0 | 0 | 0 |  |  | 0 | 0 | 0 | 0 |  |  |  |  | 0 | 0 | 0 | 0 |  |  | 0 | 0 | 0 | 0 | 0 | 0 | 0 | 0 | 0 | 0 | 0 | 0 | 0 |  | 0 | 0 | 0 | 0 | 0 | 0 | 0 | 0 | 0 | 0 | 0 | 0 | 0 |  | 0 | 0 | 0 | 0 | 0 | 0 | 0 | 0 | 0 | 0 | 0 | 0 | 0 | 0 | 0 | 0 | 0 | 0 | 0 | 0 | 0 | 0 | 0 | 0 | 0 | 0 | 0 | 0 |  | 0 | 0 | 0 | 0 | 0 | 0 | 0 | 0 | 0 | 0 | 0 | 0 | 0 | 0
SCE Metro Study Area | La Fresa | 230 | 0 | 0 | 0 | 0 | 0 | 0 | 0 | 0 | 0 | 0 | 0 | 0 | 0 | 0 | 0 | 0 | 0 | 0 | 0 | 0 | 0 | 0 | 0 | 0 | 0 | 0 | 0 | 0 | 0 | 0 | 0 | 0 |  |  |  |  | 0 | 0 | 0 | 0 |  |  | 0 | 0 | 0 | 0 |  |  |  |  | 0 | 0 | 0 | 0 |  |  | 0 | 0 | 0 | 0 | 0 | 0 | 0 | 0 | 0 | 0 | 0 | 0 | 0 |  | 0 | 0 | 0 | 0 | 0 | 0 | 0 | 0 | 0 | 0 | 0 | 0 | 0 |  | 0 | 0 | 0 | 0 | 0 | 0 | 0 | 0 | 0 | 0 | 0 | 0 | 0 | 0 | 0 | 0 | 0 | 0 | 0 | 0 | 0 | 0 | 0 | 0 | 0 | 0 | 0 | 0 |  | 0 | 0 | 0 | 0 | 0 | 0 | 0 | 0 | 0 | 0 | 0 | 0 | 0 | 0
SCE Metro Study Area | Laguna Bell | 230 | 0 | 0 | 0 | 0 | 0 | 0 | 0 | 0 | 0 | 0 | 0 | 0 | 0 | 0 | 0 | 0 | 0 | 0 | 0 | 0 | 0 | 0 | 0 | 0 | 0 | 0 | 0 | 0 | 0 | 0 | 0 | 0 |  |  |  |  | 0 | 0 | 0 | 100 |  |  | 0 | 0 | 0 | 0 |  |  |  |  | 0 | 0 | 0 | 100 |  |  | 0 | 0 | 0 | 0 | 0 | 0 | 0 | 0 | 0 | 0 | 0 | -100 | 0 |  | 0 | 0 | 0 | 0 | 0 | 0 | 0 | 0 | 0 | 0 | 0 | 200 | 0 |  | 0 | 0 | 0 | 0 | 0 | 0 | 0 | 0 | 0 | 0 | 0 | 300 | 0 | 0 | 0 | 0 | 0 | 0 | 0 | 0 | 0 | 0 | 0 | 0 | 0 | 300 | 0 | 1 |  | 0 | 0 | 0 | 0 | 0 | 0 | 0 | 0 | 0 | 0 | 0 | 0 | 0 | 0
PG&E North of Greater Bay Study Area | Lakeville | 230 | 0 | 0.995 | 0 | 0 | 0 | 0 | 0 | 0 | 0 | 0 | 0 | 0 | 0 | 1 | 0 | 0.995 | 0 | 0 | 0 | 0 | 0 | 0 | 0 | 0 | 0 | 0 | 0 | 1 | 0 | -0.995 | 0 | 0 |  |  |  |  | 0 | 0 | 0 | 0 |  |  | 0 | 0 | 0 | 0 |  |  |  |  | 0 | 0 | 0 | 33 |  |  | 0 | 0 | 0 | 0 | 0 | 0 | 0 | 0 | 0 | 0 | 0 | 0 | 0 |  | 0 | 0.005 | 0 | 0 | 0 | 0 | 0 | 0 | 0 | 0 | 0 | 0 | 0 |  | 0 | 0.005 | 0 | 0 | 0 | 0 | 0 | 0 | 0 | 0 | 0 | 33 | 0 | 0 | 0 | 1 | 0 | 0 | 0 | 0 | 0 | 0 | 0 | 0 | 0 | 33 | 0 | 1 |  | 0 | 0 | 0 | 0 | 0 | 0 | 0 | 0 | 0 | 0 | 0 | 0 | 0 | 0
PG&E East Kern Study Area | Lamont | 115 | 0 | 0 | 0 | 0 | 0 | 0 | 0 | 0 | 0 | 0 | 0 | 0 | 0 | 0 | 0 | 0 | 0 | 0 | 0 | 0 | 0 | 0 | 0 | 0 | 0 | 0 | 0 | 0 | 0 | 0 | 0 | 0 |  |  |  |  | 0 | 12 | 0 | 0 |  |  | 0 | 0 | 0 | 0 |  |  |  |  | 0 | 12 | 0 | 0 |  |  | 0 | 0 | 0 | 0 | 0 | 0 | 0 | 0 | 2 | -52 | 100 | 95 | 0 |  | 0 | 0 | 0 | 0 | 0 | 0 | 0 | 0 | 2 | 38 | 100 | 95 | 0 |  | 0 | 0 | 0 | 0 | 0 | 0 | 0 | 0 | 2 | 50 | 100 | 95 | 0 | 1 | 0 | 0 | 0 | 0 | 0 | 0 | 0 | 0 | 2 | 50 | 100 | 95 | 0 | 1 |  | 0 | 0 | 0 | 0 | 0 | 0 | 0 | 0 | 2 | -40 | 100 | 95 | 0 | 1
East of Pisgah Study Area | Lathrop | 138 | 0 | 0 | 0 | 0 | 0 | 0 | 0 | 0 | 0 | 0 | 0 | 0 | 0 | 0 | 0 | 0 | 0 | 0 | 0 | 0 | 0 | 0 | 0 | 0 | 0 | 0 | 0 | 0 | 0 | 0 | 0 | 0 |  |  |  |  | 0 | 0 | 0 | 0 |  |  | 0 | 0 | 0 | 0 |  |  |  |  | 0 | 0 | 0 | 0 |  |  | 0 | 0 | 0 | 0 | 0 | 0 | 0 | 0 | 0 | 136 | 0 | 0 | 0 |  | 0 | 0 | 0 | 0 | 0 | 0 | 0 | 0 | 0 | 136 | 0 | 0 | 0 |  | 0 | 0 | 0 | 0 | 0 | 0 | 0 | 0 | 0 | 136 | 0 | 0 | 0 | 0 | 0 | 0 | 0 | 0 | 0 | 0 | 0 | 0 | 0 | 136 | 0 | 0 | 0 | 1 |  | 0 | 0 | 0 | 0 | 0 | 0 | 0 | 0 | 0 | 136 | 0 | 0 | 0 | 1
PG&E Fresno Study Area | Le Grand | 115 | 0 | 0 | 0 | 0 | 0 | 0 | 0 | 0 | 0 | 0 | 0 | 0 | 0 | 0 | 0 | 0 | 0 | 0 | 0 | 0 | 0 | 0 | 0 | 0 | 0 | 0 | 0 | 0 | 0 | 0 | 0 | 0 |  |  |  |  | 0 | 0 | 0 | 0 |  |  | 0 | 0 | 0 | 0 |  |  |  |  | 0 | 0 | 0 | 0 |  |  | 0 | 0 | 0 | 0 | 0 | 0 | 0 | 0 | 3 | 60 | 59.11 | 0 | 0 |  | 0 | 0 | 0 | 0 | 0 | 0 | 0 | 0 | 3 | 60 | 59.11 | 0 | 0 |  | 0 | 0 | 0 | 0 | 0 | 0 | 0 | 0 | 3 | 60 | 59.11 | 0 | 0 | 0 | 0 | 0 | 0 | 0 | 0 | 0 | 0 | 0 | 3 | 60 | 59.11 | 0 | 0 | 1 |  | 0 | 0 | 0 | 0 | 0 | 0 | 0 | 0 | 3 | 60 | 59.11 | 0 | 0 | 1
SCE Eastern Study Area | Lee Lake (Proposed) | 500 | 0 | 0 | 0 | 0 | 0 | 0 | 0 | 0 | 0 | 0 | 0 | 0 | 0 | 0 | 0 | 0 | 0 | 0 | 0 | 0 | 0 | 0 | 0 | 0 | 0 | 0 | 0 | 0 | 0 | 0 | 0 | 0 |  |  |  |  | 0 | 0 | 0 | 0 |  |  | 0 | 0 | 0 | 0 |  |  |  |  | 0 | 0 | 0 | 0 |  |  | 0 | 0 | 0 | 0 | 0 | 0 | 0 | 0 | 0 | 0 | 0 | 0 | 0 |  | 0 | 0 | 0 | 0 | 0 | 0 | 0 | 0 | 0 | 0 | 0 | 0 | 0 |  | 0 | 0 | 0 | 0 | 0 | 0 | 0 | 0 | 0 | 0 | 0 | 0 | 0 | 0 | 0 | 0 | 0 | 0 | 0 | 0 | 0 | 0 | 0 | 0 | 0 | 0 | 0 | 0 |  | 0 | 0 | 0 | 0 | 0 | 0 | 0 | 0 | 0 | 0 | 0 | 0 | 0 | 0
PG&E Fresno Study Area | Leprino Jct | 115 | 0 | 0 | 0 | 0 | 0 | 0 | 0 | 0 | 0 | 0 | 0 | 0 | 0 | 0 | 0 | 0 | 0 | 0 | 0 | 0 | 0 | 0 | 0 | 0 | 0 | 0 | 0 | 0 | 0 | 0 | 0 | 0 |  |  |  |  | 0 | 0 | 0 | 0 |  |  | 0 | 0 | 0 | 0 |  |  |  |  | 0 | 0 | 0 | 0 |  |  | 0 | 0 | 0 | 0 | 0 | 0 | 0 | 0 | 0 | 0 | 0 | 0 | 0 |  | 0 | 0 | 0 | 0 | 0 | 0 | 0 | 0 | 0 | 0 | 0 | 0 | 0 |  | 0 | 0 | 0 | 0 | 0 | 0 | 0 | 0 | 0 | 0 | 0 | 0 | 0 | 0 | 0 | 0 | 0 | 0 | 0 | 0 | 0 | 0 | 0 | 0 | 0 | 0 | 0 | 0 |  | 0 | 0 | 0 | 0 | 0 | 0 | 0 | 0 | 0 | 0 | 0 | 0 | 0 | 0
PG&E East Kern Study Area | Lerdo | 115 | 0 | 0 | 0 | 0 | 0 | 0 | 0 | 0 | 0 | 0 | 0 | 0 | 0 | 0 | 0 | 0 | 0 | 0 | 0 | 0 | 0 | 0 | 0 | 0 | 0 | 0 | 0 | 0 | 0 | 0 | 0 | 0 |  |  |  |  | 0 | 0 | 0 | 0 |  |  | 0 | 0 | 0 | 0 |  |  |  |  | 0 | 0 | 0 | 0 |  |  | 0 | 0 | 0 | 0 | 0 | 0 | 0 | 0 | 0 | 0 | 0 | 0 | 0 |  | 0 | 0 | 0 | 0 | 0 | 0 | 0 | 0 | 0 | 0 | 0 | 0 | 0 |  | 0 | 0 | 0 | 0 | 0 | 0 | 0 | 0 | 0 | 0 | 0 | 0 | 0 | 0 | 0 | 0 | 0 | 0 | 0 | 0 | 0 | 0 | 0 | 0 | 0 | 0 | 0 | 0 |  | 0 | 0 | 0 | 0 | 0 | 0 | 0 | 0 | 0 | 0 | 0 | 0 | 0 | 0
SCE Metro Study Area | Lewis | 230 | 0 | 0 | 0 | 0 | 0 | 0 | 0 | 0 | 0 | 0 | 0 | 0 | 0 | 0 | 0 | 0 | 0 | 0 | 0 | 0 | 0 | 0 | 0 | 0 | 0 | 0 | 0 | 0 | 0 | 0 | 0 | 0 |  |  |  |  | 0 | 0 | 0 | 0 |  |  | 0 | 0 | 0 | 0 |  |  |  |  | 0 | 0 | 0 | 0 |  |  | 0 | 0 | 0 | 0 | 0 | 0 | 0 | 0 | 0 | 0 | 0 | 0 | 0 |  | 0 | 0 | 0 | 0 | 0 | 0 | 0 | 0 | 0 | 0 | 0 | 0 | 0 |  | 0 | 0 | 0 | 0 | 0 | 0 | 0 | 0 | 0 | 0 | 0 | 0 | 0 | 0 | 0 | 0 | 0 | 0 | 0 | 0 | 0 | 0 | 0 | 0 | 0 | 0 | 0 | 0 |  | 0 | 0 | 0 | 0 | 0 | 0 | 0 | 0 | 0 | 0 | 0 | 0 | 0 | 0
SCE Metro Study Area | Lighthipe | 230 | 0 | 0 | 0 | 0 | 0 | 0 | 0 | 0 | 0 | 0 | 0 | 0 | 0 | 0 | 0 | 0 | 0 | 0 | 0 | 0 | 0 | 0 | 0 | 0 | 0 | 0 | 0 | 0 | 0 | 0 | 0 | 0 |  |  |  |  | 0 | 0 | 0 | 100 |  |  | 0 | 0 | 0 | 0 |  |  |  |  | 0 | 0 | 0 | 100 |  |  | 0 | 0 | 0 | 0 | 0 | 0 | 0 | 0 | 0 | 0 | 0 | 0 | 0 |  | 0 | 0 | 0 | 0 | 0 | 0 | 0 | 0 | 0 | 0 | 0 | 0 | 0 |  | 0 | 0 | 0 | 0 | 0 | 0 | 0 | 0 | 0 | 0 | 0 | 100 | 0 | 0 | 0 | 0 | 0 | 0 | 0 | 0 | 0 | 0 | 0 | 0 | 0 | 100 | 0 | 1 |  | 0 | 0 | 0 | 0 | 0 | 0 | 0 | 0 | 0 | 0 | 0 | 100 | 0 | 1
PG&E North of Greater Bay Study Area | Lockeford | 115 | 0 | 0 | 0 | 0 | 0 | 0 | 0 | 0 | 0 | 0 | 0 | 0 | 0 | 0 | 0 | 0 | 0 | 0 | 0 | 0 | 0 | 0 | 0 | 0 | 0 | 0 | 0 | 0 | 0 | 0 | 0 | 0 |  |  |  |  | 0 | 0 | 0 | 0 |  |  | 0 | 0 | 0 | 0 |  |  |  |  | 0 | 0 | 0 | 0 |  |  | 0 | 0 | 0 | 0 | 0 | 0 | 0 | 0 | 0 | 0 | 0 | 0 | 0 |  | 0 | 0 | 0 | 0 | 0 | 0 | 0 | 0 | 0 | 0 | 0 | 0 | 0 |  | 0 | 0 | 0 | 0 | 0 | 0 | 0 | 0 | 0 | 0 | 0 | 0 | 0 | 0 | 0 | 0 | 0 | 0 | 0 | 0 | 0 | 0 | 0 | 0 | 0 | 0 | 0 | 0 |  | 0 | 0 | 0 | 0 | 0 | 0 | 0 | 0 | 0 | 0 | 0 | 0 | 0 | 0
PG&E North of Greater Bay Study Area | Lone Tree | 230 | 0 | 0 | 0 | 0 | 0 | 0 | 0 | 0 | 0 | 0 | 0 | 0 | 0 | 0 | 0 | 0 | 0 | 0 | 0 | 0 | 0 | 0 | 0 | 0 | 0 | 0 | 0 | 0 | 0 | 0 | 0 | 0 |  |  |  |  | 1 | 0 | 0 | 0 |  |  | 0 | 0 | 0 | 0 |  |  |  |  | 1 | 0 | 0 | 0 |  |  | 0 | 0 | 0 | 0 | 0 | 0 | 0 | 0 | 0 | 0 | 0 | 0 | 0 |  | 0 | 0 | 0 | 0 | 0 | 0 | 0 | 0 | 0 | 0 | 0 | 0 | 0 |  | 0 | 0 | 0 | 0 | 0 | 0 | 0 | 0 | 1 | 0 | 0 | 0 | 0 | 0 | 0 | 0 | 0 | 0 | 0 | 0 | 0 | 0 | 1 | 0 | 0 | 0 | 0 | 1 |  | 0 | 0 | 0 | 0 | 0 | 0 | 0 | 0 | 1 | 0 | 0 | 0 | 0 | 1
SCE Metro Study Area | Long Beach | 230 | 0 | 0 | 0 | 0 | 0 | 0 | 0 | 0 | 0 | 0 | 0 | 0 | 0 | 0 | 0 | 0 | 0 | 0 | 0 | 0 | 0 | 0 | 0 | 0 | 0 | 0 | 0 | 0 | 0 | 0 | 0 | 0 |  |  |  |  | 0 | 0 | 0 | 0 |  |  | 0 | 0 | 0 | 0 |  |  |  |  | 0 | 0 | 0 | 0 |  |  | 0 | 0 | 0 | 0 | 0 | 0 | 0 | 0 | 0 | 0 | 0 | 0 | 0 |  | 0 | 0 | 0 | 0 | 0 | 0 | 0 | 0 | 0 | 0 | 0 | 0 | 0 |  | 0 | 0 | 0 | 0 | 0 | 0 | 0 | 0 | 0 | 0 | 0 | 0 | 0 | 0 | 0 | 0 | 0 | 0 | 0 | 0 | 0 | 0 | 0 | 0 | 0 | 0 | 0 | 0 |  | 0 | 0 | 0 | 0 | 0 | 0 | 0 | 0 | 0 | 0 | 0 | 0 | 0 | 0
PG&E Fresno Study Area | Los Banos | 230 | 0 | 0 | 0 | 0 | 0 | 0 | 0 | 0 | 0 | 0 | 0 | 0 | 0 | 0 | 0 | 0 | 0 | 0 | 0 | 0 | 0 | 0 | 0 | 0 | 0 | 0 | 0 | 0 | 0 | 0 | 0 | 0 |  |  |  |  | 1 | 0 | 0 | 0 |  |  | 0 | 0 | 76.35 | 0 |  |  |  |  | 1 | 0 | 0 | 0 |  |  | 0 | 0 | -36 | 0 | 0 | 0 | 0 | 0 | 0 | 100 | -30 | 0 | 0 |  | 0 | 0 | 73.65 | 0 | 0 | 0 | 0 | 0 | 0 | 300 | 200 | 80 | 0 |  | 0 | 0 | 150 | 0 | 0 | 0 | 0 | 0 | 1 | 300 | 200 | 80 | 0 | 1 | 0 | 0 | 150 | 0 | 0 | 0 | 0 | 0 | 1 | 300 | 200 | 80 | 0 | 1 |  | 0 | 0 | -36 | 0 | 0 | 0 | 0 | 0 | 1 | 100 | -30 | 0 | 0 | 1
PG&E S500 Study Area | Los Banos | 500 | 0 | 0 | 0 | 0 | 0 | 0 | 0 | 0 | 0 | 0 | 0 | 0 | 0 | 0 | 0 | 0 | 0 | 0 | 0 | 0 | 0 | 0 | 0 | 0 | 0 | 0 | 0 | 0 | 0 | 0 | 0 | 0 |  |  |  |  | 0 | 0 | 0 | 0 |  |  | 0 | 0 | 0 | 0 |  |  |  |  | 0 | 0 | 0 | 0 |  |  | 0 | 0 | 0 | 0 | 0 | 0 | 0 | 0 | 0 | 0 | 0 | 0 | 0 |  | 0 | 0 | 0 | 0 | 0 | 0 | 0 | 0 | 0 | 0 | 0 | 0 | 0 |  | 0 | 0 | 0 | 0 | 0 | 0 | 0 | 0 | 0 | 0 | 0 | 0 | 0 | 0 | 0 | 0 | 0 | 0 | 0 | 0 | 0 | 0 | 0 | 0 | 0 | 0 | 0 | 0 |  | 0 | 0 | 0 | 0 | 0 | 0 | 0 | 0 | 0 | 0 | 0 | 0 | 0 | 0
PG&E North of Greater Bay Study Area | Los Esteros | 115 | 0 | 0 | 0 | 0 | 0 | 0 | 0 | 0 | 0 | 0 | 0 | 0 | 0 | 0 | 0 | 0 | 0 | 0 | 0 | 0 | 0 | 0 | 0 | 0 | 0 | 0 | 0 | 0 | 0 | 0 | 0 | 0 |  |  |  |  | 0 | 0 | 0 | 0 |  |  | 0 | 0 | 0 | 0 |  |  |  |  | 0 | 0 | 0 | 0 |  |  | 0 | 0 | 0 | 0 | 0 | 0 | 0 | 0 | -5 | 0 | 0 | 89 | 0 |  | 0 | 3 | 0 | 0 | 0 | 0 | 0 | 0 | 5 | 0 | 0 | 200 | 0 |  | 0 | 3 | 0 | 0 | 0 | 0 | 0 | 0 | 5 | 0 | 0 | 200 | 0 | 0 | 0 | 3 | 0 | 0 | 0 | 0 | 0 | 0 | 5 | 0 | 0 | 200 | 0 | 1 |  | 0 | 0 | 0 | 0 | 0 | 0 | 0 | 0 | -5 | 0 | 0 | 89 | 0 | 1
SCE North of Lugo (NOL) Study Area | Lugo | 500 | 0 | 0 | 0 | 0 | 0 | 0 | 0 | 0 | 0 | 0 | 0 | 0 | 0 | 0 | 0 | 0 | 0 | 0 | 0 | 0 | 0 | 0 | 0 | 0 | 0 | 0 | 0 | 0 | 0 | 0 | 0 | 0 |  |  |  |  | 0 | 0 | 0 | 0 |  |  | 0 | 0 | 0 | 0 |  |  |  |  | 0 | 0 | 0 | 0 |  |  | 0 | 0 | 0 | 0 | 0 | 0 | 0 | 0 | 0 | 0 | 0 | 0 | 0 |  | 0 | 0 | 0 | 0 | 0 | 0 | 0 | 0 | 0 | 0 | 0 | 0 | 0 |  | 0 | 0 | 0 | 0 | 0 | 0 | 0 | 0 | 0 | 0 | 0 | 0 | 0 | 0 | 0 | 0 | 0 | 0 | 0 | 0 | 0 | 0 | 0 | 0 | 0 | 0 | 0 | 0 |  | 0 | 0 | 0 | 0 | 0 | 0 | 0 | 0 | 0 | 0 | 0 | 0 | 0 | 0
SCE North of Lugo (NOL) Study Area | Lugo | 230 | 0 | 0 | 0 | 0 | 0 | 0 | 0 | 0 | 0 | 0 | 0 | 0 | 0 | 0 | 0 | 0 | 0 | 0 | 0 | 0 | 0 | 0 | 0 | 0 | 0 | 0 | 0 | 0 | 0 | 0 | 0 | 0 |  |  |  |  | 0 | 0 | 0 | 0 |  |  | 0 | 0 | 0 | 0 |  |  |  |  | 0 | 0 | 0 | 0 |  |  | 0 | 0 | 0 | 0 | 0 | 0 | 0 | 0 | 0 | 0 | 0 | 0 | 0 |  | 0 | 0 | 0 | 0 | 0 | 0 | 0 | 0 | 0 | 0 | 0 | 0 | 0 |  | 0 | 0 | 0 | 0 | 0 | 0 | 0 | 0 | 0 | 0 | 0 | 0 | 0 | 0 | 0 | 0 | 0 | 0 | 0 | 0 | 0 | 0 | 0 | 0 | 0 | 0 | 0 | 0 |  | 0 | 0 | 0 | 0 | 0 | 0 | 0 | 0 | 0 | 0 | 0 | 0 | 0 | 0
SCE Northern Area | Magunden | 230 | 0 | 0 | 0 | 0 | 0 | 0 | 0 | 0 | 0 | 0 | 0 | 0 | 0 | 0 | 0 | 0 | 0 | 0 | 0 | 0 | 0 | 0 | 0 | 0 | 0 | 0 | 0 | 0 | 0 | 0 | 0 | 0 |  |  |  |  | 0 | 0 | 0 | 0 |  |  | 0 | 0 | 0 | 0 |  |  |  |  | 0 | 0 | 0 | 0 |  |  | 0 | 0 | 0 | 0 | 0 | 0 | 0 | 0 | 0 | 0 | 0 | 0 | 0 |  | 0 | 0 | 0 | 0 | 0 | 0 | 0 | 0 | 0 | 0 | 0 | 0 | 0 |  | 0 | 0 | 0 | 0 | 0 | 0 | 0 | 0 | 0 | 0 | 0 | 0 | 0 | 0 | 0 | 0 | 0 | 0 | 0 | 0 | 0 | 0 | 0 | 0 | 0 | 0 | 0 | 0 |  | 0 | 0 | 0 | 0 | 0 | 0 | 0 | 0 | 0 | 0 | 0 | 0 | 0 | 0
SCE Northern Area | Magunden | 115 | 0 | 0 | 0 | 0 | 0 | 0 | 0 | 0 | 0 | 0 | 0 | 0 | 0 | 0 | 0 | 0 | 0 | 0 | 0 | 0 | 0 | 0 | 0 | 0 | 0 | 0 | 0 | 0 | 0 | 0 | 0 | 0 |  |  |  |  | 0 | 0 | 0 | 0 |  |  | 0 | 0 | 0 | 0 |  |  |  |  | 0 | 0 | 0 | 0 |  |  | 0 | 0 | 0 | 0 | 0 | 0 | 0 | 0 | 0 | 0 | 0 | 0 | 0 |  | 0 | 0 | 0 | 0 | 0 | 0 | 0 | 0 | 0 | 0 | 0 | 0 | 0 |  | 0 | 0 | 0 | 0 | 0 | 0 | 0 | 0 | 0 | 0 | 0 | 0 | 0 | 0 | 0 | 0 | 0 | 0 | 0 | 0 | 0 | 0 | 0 | 0 | 0 | 0 | 0 | 0 |  | 0 | 0 | 0 | 0 | 0 | 0 | 0 | 0 | 0 | 0 | 0 | 0 | 0 | 0
PG&E Fresno Study Area | Malaga | 115 | 0 | 0 | 0 | 0 | 0 | 0 | 0 | 0 | 0 | 0 | 0 | 0 | 0 | 0 | 0 | 0 | 0 | 0 | 0 | 0 | 0 | 0 | 0 | 0 | 0 | 0 | 0 | 0 | 0 | 0.88 | 0 | 0 |  |  |  |  | 0 | 0 | 0 | 0 |  |  | 0 | 3.88 | 0 | 0 |  |  |  |  | 0 | 0 | 0 | 0 |  |  | 0 | 0 | 0 | 0 | 0 | 0 | 0 | 0 | 0 | 0 | 0 | 0 | 0 |  | 0 | 0 | 0 | 0 | 0 | 0 | 0 | 0 | 0 | 0 | 0 | 0 | 0 |  | 0 | 3.88 | 0 | 0 | 0 | 0 | 0 | 0 | 0 | 0 | 0 | 0 | 0 | 0 | 0 | 3.88 | 0 | 0 | 0 | 0 | 0 | 0 | 0 | 0 | 0 | 0 | 0 | 1 |  | 0 | 0.88 | 0 | 0 | 0 | 0 | 0 | 0 | 0 | 0 | 0 | 0 | 0 | 1
SCE Northern Area | Mandalay | 230 | 0 | 0 | 0 | 0 | 0 | 0 | 0 | 0 | 0 | 0 | 0 | 0 | 0 | 0 | 0 | 0 | 0 | 0 | 0 | 0 | 0 | 0 | 0 | 0 | 0 | 0 | 0 | 0 | 0 | 0 | 0 | 0 |  |  |  |  | 0 | 0 | 0 | 0 |  |  | 0 | 0 | 0 | 0 |  |  |  |  | 0 | 0 | 0 | 0 |  |  | 0 | 0 | 0 | 0 | 0 | 0 | 0 | 0 | 0 | 0 | 0 | 0 | 0 |  | 0 | 0 | 0 | 0 | 0 | 0 | 0 | 0 | 0 | 0 | 0 | 0 | 0 |  | 0 | 0 | 0 | 0 | 0 | 0 | 0 | 0 | 0 | 0 | 0 | 0 | 0 | 0 | 0 | 0 | 0 | 0 | 0 | 0 | 0 | 0 | 0 | 0 | 0 | 0 | 0 | 0 |  | 0 | 0 | 0 | 0 | 0 | 0 | 0 | 0 | 0 | 0 | 0 | 0 | 0 | 0
PG&E North of Greater Bay Study Area | Martin (San Francisco H) | 115 | 0 | 0 | 0 | 0 | 0 | 0 | 0 | 0 | 0 | 0 | 0 | 0 | 0 | 0 | 0 | 0 | 0 | 0 | 0 | 0 | 0 | 0 | 0 | 0 | 0 | 0 | 0 | 0 | 0 | 0 | 0 | 0 |  |  |  |  | 7.5 | 0 | 0 | 4.62 |  |  | 0 | 0 | 0 | 0 |  |  |  |  | 7.5 | 0 | 0 | 4.62 |  |  | 0 | 0 | 0 | 0 | 0 | 0 | 0 | 0 | -8.5 | 0 | 0 | 85 | 0 |  | 0 | 0 | 0 | 0 | 0 | 0 | 0 | 0 | 0.5 | 0 | 0 | 175 | 0 |  | 0 | 0 | 0 | 0 | 0 | 0 | 0 | 0 | 8 | 0 | 0 | 179.62 | 0 | 0 | 0 | 0 | 0 | 0 | 0 | 0 | 0 | 0 | 8 | 0 | 0 | 179.62 | 0 | 1 |  | 0 | 0 | 0 | 0 | 0 | 0 | 0 | 0 | -1 | 0 | 0 | 89.62 | 0 | 1
PG&E North of Greater Bay Study Area | Martinez | 115 | 0 | 0 | 0 | 0 | 0 | 0 | 0 | 0 | 0 | 0 | 0 | 0 | 0 | 0 | 0 | 0 | 0 | 0 | 0 | 0 | 0 | 0 | 0 | 0 | 0 | 0 | 0 | 0 | 0 | 0 | 0 | 0 |  |  |  |  | 0 | 0 | 0 | 0 |  |  | 0 | 0 | 0 | 0 |  |  |  |  | 0 | 0 | 0 | 0 |  |  | 0 | 0 | 0 | 0 | 0 | 0 | 0 | 0 | 0 | 0 | 0 | 0 | 0 |  | 0 | 0 | 0 | 0 | 0 | 0 | 0 | 0 | 0 | 0 | 0 | 20 | 0 |  | 0 | 0 | 0 | 0 | 0 | 0 | 0 | 0 | 0 | 0 | 0 | 20 | 0 | 0 | 0 | 0 | 0 | 0 | 0 | 0 | 0 | 0 | 0 | 0 | 0 | 20 | 0 | 1 |  | 0 | 0 | 0 | 0 | 0 | 0 | 0 | 0 | 0 | 0 | 0 | 0 | 0 | 0
PG&E Fresno Study Area | McCall | 230 | 0 | 0 | 0 | 0 | 0 | 0 | 0 | 0 | 0 | 0 | 0 | 0 | 0 | 0 | 0 | 0 | 0 | 0 | 0 | 0 | 0 | 0 | 0 | 0 | 0 | 0 | 0 | 0 | 0 | 0 | 0 | 0 |  |  |  |  | 0 | 0 | 0 | 0 |  |  | 0 | 0 | 0 | 0 |  |  |  |  | 0 | 0 | 0 | 0 |  |  | 0 | 0 | 0 | 0 | 0 | 0 | 0 | 0 | 0 | 0 | 0 | 0 | 0 |  | 0 | 0 | 0 | 0 | 0 | 0 | 0 | 0 | 0 | 0 | 0 | 0 | 0 |  | 0 | 0 | 0 | 0 | 0 | 0 | 0 | 0 | 0 | 0 | 0 | 0 | 0 | 0 | 0 | 0 | 0 | 0 | 0 | 0 | 0 | 0 | 0 | 0 | 0 | 0 | 0 | 0 |  | 0 | 0 | 0 | 0 | 0 | 0 | 0 | 0 | 0 | 0 | 0 | 0 | 0 | 0
PG&E Fresno Study Area | McCall | 115 | 0 | 0 | 0 | 0 | 0 | 0 | 0 | 0 | 0 | 0 | 0 | 0 | 0 | 0 | 0 | 0 | 0 | 0 | 0 | 0 | 0 | 0 | 0 | 0 | 0 | 0 | 0 | 0 | 0 | 0 | 0 | 0 |  |  |  |  | 0 | 0 | 0 | 0 |  |  | 0 | 0 | 0 | 0 |  |  |  |  | 0 | 0 | 0 | 0 |  |  | 0 | 0 | 0 | 0 | 0 | 0 | 0 | 0 | 1.75 | 0 | 0 | 0 | 0 |  | 0 | 0 | 0 | 0 | 0 | 0 | 0 | 0 | 1.75 | 0 | 0 | 0 | 0 |  | 0 | 0 | 0 | 0 | 0 | 0 | 0 | 0 | 1.75 | 0 | 0 | 0 | 0 | 0 | 0 | 0 | 0 | 0 | 0 | 0 | 0 | 0 | 1.75 | 0 | 0 | 0 | 0 | 1 |  | 0 | 0 | 0 | 0 | 0 | 0 | 0 | 0 | 1.75 | 0 | 0 | 0 | 0 | 1
PG&E Fresno Study Area | Mc Mullin | 230 | 0 | 0 | 0 | 0 | 0 | 0 | 0 | 0 | 0 | 0 | 0 | 0 | 0 | 0 | 0 | 0 | 0 | 0 | 0 | 0 | 0 | 0 | 0 | 0 | 0 | 0 | 0 | 0 | 0 | 0 | 0 | 0 |  |  |  |  | 0 | 0 | 0 | 0 |  |  | 0 | 0 | 0 | 0 |  |  |  |  | 0 | 0 | 0 | 0 |  |  | 0 | 0 | 0 | 0 | 0 | 0 | 0 | 0 | 0 | 0 | 0 | 0 | 0 |  | 0 | 0 | 0 | 0 | 0 | 0 | 0 | 0 | 0 | 0 | 0 | 0 | 0 |  | 0 | 0 | 0 | 0 | 0 | 0 | 0 | 0 | 0 | 0 | 0 | 0 | 0 | 0 | 0 | 0 | 0 | 0 | 0 | 0 | 0 | 0 | 0 | 0 | 0 | 0 | 0 | 0 |  | 0 | 0 | 0 | 0 | 0 | 0 | 0 | 0 | 0 | 0 | 0 | 0 | 0 | 0
East of Pisgah Study Area | Mead | 230 | 0 | 0 | 0 | 0 | 0 | 0 | 0 | 0 | 0 | 0 | 0 | 0 | 0 | 0 | 0 | 0 | 300 | 0 | 0 | 0 | 0 | 0 | 0 | 0 | 0 | 0 | 0 | 1 | 0 | 0 | 0 | 0 |  |  |  |  | 0 | 0 | 0 | 0 |  |  | 0 | 0 | 0 | 0 |  |  |  |  | 0 | 0 | 0 | 0 |  |  | 0 | 0 | 0 | 0 | 0 | 0 | 0 | 0 | 0 | 0 | 0 | 0 | 0 |  | 0 | 0 | 0 | 0 | 0 | 0 | 0 | 0 | 0 | 0 | 0 | 0 | 0 |  | 0 | 0 | 0 | 0 | 0 | 0 | 0 | 0 | 0 | 0 | 0 | 0 | 0 | 0 | 0 | 0 | 300 | 0 | 0 | 0 | 0 | 0 | 0 | 0 | 0 | 0 | 0 | 1 |  | 0 | 0 | 0 | 0 | 0 | 0 | 0 | 0 | 0 | 0 | 0 | 0 | 0 | 0
PG&E North of Greater Bay Study Area | Mendocino | 115 | 0 | 0 | 0 | 0 | 0 | 0 | 0 | 0 | 0 | 0 | 0 | 0 | 0 | 0 | 0 | 0 | 0 | 0 | 0 | 0 | 0 | 0 | 0 | 0 | 0 | 0 | 0 | 0 | 0 | 0 | 0 | 0 |  |  |  |  | 0 | 0 | 0 | 0 |  |  | 0 | 0 | 0 | 0 |  |  |  |  | 0 | 0 | 0 | 0 |  |  | 0 | 1 | 0 | 0 | 0 | 0 | 0 | 0 | 0 | 0 | 0 | 0 | 0 |  | 0 | 1 | 0 | 0 | 0 | 0 | 0 | 0 | 0 | 0 | 0 | 0 | 0 |  | 0 | 1 | 0 | 0 | 0 | 0 | 0 | 0 | 0 | 0 | 0 | 0 | 0 | 0 | 0 | 1 | 0 | 0 | 0 | 0 | 0 | 0 | 0 | 0 | 0 | 0 | 0 | 1 |  | 0 | 1 | 0 | 0 | 0 | 0 | 0 | 0 | 0 | 0 | 0 | 0 | 0 | 1
PG&E Fresno Study Area | Mendota | 115 | 0 | 0 | 0 | 0 | 0 | 0 | 0 | 0 | 0 | 0 | 0 | 0 | 0 | 0 | 0 | 0 | 0 | 0 | 0 | 0 | 0 | 0 | 0 | 160 | 0 | 0 | 0 | 1 | 0 | 0 | 0 | 0 |  |  |  |  | 0 | 0 | 0 | 0 |  |  | 0 | 0 | 0 | 0 |  |  |  |  | 0 | 0 | 0 | 0 |  |  | 0 | 0 | 0 | 0 | 0 | 0 | 0 | 0 | 0 | 0 | 0 | 0 | 0 |  | 0 | 0 | 0 | 0 | 0 | 0 | 0 | 0 | 0 | 0 | 0 | 0 | 0 |  | 0 | 0 | 0 | 0 | 0 | 0 | 0 | 0 | 0 | 0 | 0 | 0 | 0 | 0 | 0 | 0 | 0 | 0 | 0 | 0 | 0 | 0 | 0 | 160 | 0 | 0 | 0 | 1 |  | 0 | 0 | 0 | 0 | 0 | 0 | 0 | 0 | 0 | 0 | 0 | 0 | 0 | 0
PG&E Fresno Study Area | Merced | 115 | 0 | 0 | 0 | 0 | 0 | 0 | 0 | 0 | 0 | 0 | 0 | 0 | 0 | 0 | 0 | 0 | 0 | 0 | 0 | 0 | 0 | 0 | 0 | 0 | 0 | 0 | 0 | 0 | 0 | 0 | 0 | 0 |  |  |  |  | 3 | 0 | 0 | 0 |  |  | 0 | 0 | 0 | 0 |  |  |  |  | 3 | 0 | 0 | 0 |  |  | 0 | 0 | 0 | 0 | 0 | 0 | 0 | 0 | -7 | 0 | 0 | 0 | 0 |  | 0 | 0 | 0 | 0 | 0 | 0 | 0 | 0 | 3 | 0 | 0 | 0 | 0 |  | 0 | 0 | 0 | 0 | 0 | 0 | 0 | 0 | 6 | 0 | 0 | 0 | 0 | 0 | 0 | 0 | 0 | 0 | 0 | 0 | 0 | 0 | 6 | 0 | 0 | 0 | 0 | 1 |  | 0 | 0 | 0 | 0 | 0 | 0 | 0 | 0 | -4 | 0 | 0 | 0 | 0 | 1
PG&E East Kern Study Area | Mesa | 115 | 0 | 0 | 0 | 0 | 0 | 0 | 0 | 0 | 0 | 0 | 0 | 0 | 0 | 0 | 0 | 0 | 0 | 0 | 0 | 0 | 0 | 0 | 0 | 0 | 0 | 0 | 0 | 0 | 0 | 0 | 0 | 0 |  |  |  |  | 0 | 0 | 0 | 0 |  |  | 0 | 0 | 0 | 0 |  |  |  |  | 0 | 0 | 0 | 0 |  |  | 0 | 0 | 0 | 0 | 0 | 0 | 0 | 0 | 0 | 0 | 0 | 50 | 0 |  | 0 | 0 | 0 | 0 | 0 | 0 | 0 | 0 | 0 | 0 | 0 | 50 | 0 |  | 0 | 0 | 0 | 0 | 0 | 0 | 0 | 0 | 0 | 0 | 0 | 50 | 0 | 0 | 0 | 0 | 0 | 0 | 0 | 0 | 0 | 0 | 0 | 0 | 0 | 50 | 0 | 1 |  | 0 | 0 | 0 | 0 | 0 | 0 | 0 | 0 | 0 | 0 | 0 | 50 | 0 | 1
PG&E East Kern Study Area | Mesa | 230 | 0 | 0 | 0 | 0 | 0 | 0 | 0 | 0 | 0 | 0 | 0 | 0 | 0 | 0 | 0 | 0 | 0 | 0 | 0 | 0 | 0 | 0 | 0 | 0 | 0 | 0 | 0 | 0 | 0 | 0 | 0 | 0 |  |  |  |  | 0 | 0 | 0 | 0 |  |  | 0 | 0 | 0 | 0 |  |  |  |  | 0 | 0 | 0 | 99.7 |  |  | 0 | 0 | 0 | 0 | 0 | 0 | 0 | 0 | 0 | 0 | 0 | -0.299 | 0 |  | 0 | 0 | 0 | 0 | 0 | 0 | 0 | 0 | 0 | 0 | 0 | 0.001 | 0 |  | 0 | 0 | 0 | 0 | 0 | 0 | 0 | 0 | 0 | 0 | 0 | 99.701 | 0 | 0 | 0 | 0 | 0 | 0 | 0 | 0 | 0 | 0 | 0 | 0 | 0 | 99.701 | 0 | 1 |  | 0 | 0 | 0 | 0 | 0 | 0 | 0 | 0 | 0 | 0 | 0 | -0.299 | 0 | 1
SCE Northern Area | Mesa (SCE) | 230 | 0 | 0 | 0 | 0 | 0 | 0 | 0 | 0 | 0 | 0 | 0 | 0 | 0 | 0 | 0 | 0 | 0 | 0 | 0 | 0 | 0 | 0 | 0 | 0 | 0 | 0 | 0 | 0 | 0 | 0 | 0 | 0 |  |  |  |  | 0 | 0 | 0 | 0 |  |  | 0 | 0 | 0 | 0 |  |  |  |  | 0 | 0 | 0 | 0 |  |  | 0 | 0 | 0 | 0 | 0 | 0 | 0 | 0 | 0 | 0 | 0 | 0 | 0 |  | 0 | 0 | 0 | 0 | 0 | 0 | 0 | 0 | 0 | 0 | 0 | 0 | 0 |  | 0 | 0 | 0 | 0 | 0 | 0 | 0 | 0 | 0 | 0 | 0 | 0 | 0 | 0 | 0 | 0 | 0 | 0 | 0 | 0 | 0 | 0 | 0 | 0 | 0 | 0 | 0 | 0 |  | 0 | 0 | 0 | 0 | 0 | 0 | 0 | 0 | 0 | 0 | 0 | 0 | 0 | 0
PG&E North of Greater Bay Study Area | Metcalf | 230 | 0 | 0 | 0 | 0 | 0 | 0 | 0 | 0 | 0 | 0 | 0 | 0 | 0 | 0 | 0 | 0 | 0 | 0 | 0 | 0 | 0 | 0 | 0 | 0 | 0 | 0 | 0 | 0 | 0 | 0 | 0 | 0 |  |  |  |  | 0 | 0 | 0 | 0 |  |  | 0 | 0 | 0 | 0 |  |  |  |  | 0 | 0 | 0 | 75 |  |  | 0 | 0 | 0 | 0 | 0 | 0 | 0 | 0 | -14 | 0 | 0 | 25.38 | 0 |  | 0 | 2 | 0 | 0 | 0 | 0 | 0 | 0 | 4 | 0 | 0 | 40.38 | 0 |  | 0 | 2 | 0 | 0 | 0 | 0 | 0 | 0 | 4 | 0 | 0 | 115.38 | 0 | 0 | 0 | 2 | 0 | 0 | 0 | 0 | 0 | 0 | 4 | 0 | 0 | 115.38 | 0 | 1 |  | 0 | 0 | 0 | 0 | 0 | 0 | 0 | 0 | -14 | 0 | 0 | 25.38 | 0 | 1
PG&E East Kern Study Area | Midway | 230 | 0 | 0 | 0 | 0 | 0 | 0 | 0 | 0 | 0 | 0 | 0 | 0 | 0 | 0 | 0 | 0 | 0 | 0 | 0 | 0 | 0 | 0 | 0 | 0 | 0 | 0 | 0 | 0 | 0 | 0 | 0 | 0 |  |  |  |  | 0 | 0 | 100 | 92 |  |  | 0 | 0 | 0 | 0 |  |  |  |  | 0 | 0 | 100 | 92 |  |  | 0 | 0 | 0 | 0 | 0 | 0 | 0 | 0 | 0 | 42 | -135.18 | -100 | 0 |  | 0 | 0 | 0 | 0 | 0 | 0 | 0 | 0 | 0 | 50 | 100.0044 | 0 | 0 |  | 0 | 0 | 0 | 0 | 0 | 0 | 0 | 0 | 0 | 50 | 200.0044 | 92 | 0 | 1 | 0 | 0 | 0 | 0 | 0 | 0 | 0 | 0 | 0 | 50 | 200.0044 | 92 | 0 | 1 |  | 0 | 0 | 0 | 0 | 0 | 0 | 0 | 0 | 0 | 42 | -35.18 | -8 | 0 | 1
PG&E East Kern Study Area | Midway | 500 | 0 | 0 | 0 | 0 | 0 | 0 | 0 | 0 | 0 | 0 | 0 | 0 | 0 | 0 | 0 | 0 | 0 | 0 | 0 | 0 | 0 | 0 | 0 | 0 | 0 | 0 | 0 | 0 | 0 | 0 | 0 | 0 |  |  |  |  | 0 | 0 | 0 | 0 |  |  | 0 | 0 | 0 | 0 |  |  |  |  | 0 | 0 | 0 | 0 |  |  | 0 | 0 | 0 | 0 | 0 | 0 | 0 | 0 | 0 | 0 | -515 | -200 | 0 |  | 0 | 0 | 0 | 0 | 0 | 0 | 0 | 0 | 0 | 0 | 0 | 0 | 0 |  | 0 | 0 | 0 | 0 | 0 | 0 | 0 | 0 | 0 | 0 | 0 | 0 | 0 | 0 | 0 | 0 | 0 | 0 | 0 | 0 | 0 | 0 | 0 | 0 | 0 | 0 | 0 | 0 |  | 0 | 0 | 0 | 0 | 0 | 0 | 0 | 0 | 0 | 0 | -515 | -200 | 0 | 1
PG&E East Kern Study Area | Midway | 115 | 0 | 0 | 0 | 0 | 0 | 0 | 0 | 0 | 0 | 0 | 0 | 0 | 0 | 0 | 0 | 0 | 0 | 0 | 0 | 0 | 0 | 0 | 0 | 0 | 0 | 0 | 0 | 0 | 0 | 0 | 0 | 0 |  |  |  |  | 0 | 0 | 0 | 0 |  |  | 0 | 0 | 0 | 0 |  |  |  |  | 0 | 0 | 0 | 0 |  |  | 0 | 0 | 0 | 0 | 0 | 0 | 0 | 0 | 0 | 200 | 0 | 0 | 0 |  | 0 | 0 | 0 | 0 | 0 | 0 | 0 | 0 | 0 | 200 | 0 | 0 | 0 |  | 0 | 0 | 0 | 0 | 0 | 0 | 0 | 0 | 0 | 200 | 0 | 0 | 0 | 0 | 0 | 0 | 0 | 0 | 0 | 0 | 0 | 0 | 0 | 200 | 0 | 0 | 0 | 1 |  | 0 | 0 | 0 | 0 | 0 | 0 | 0 | 0 | 0 | 200 | 0 | 0 | 0 | 1
SDG&E Study Area | Miguel | 500 | 0 | 0 | 0 | 0 | 0 | 0 | 0 | 0 | 0 | 0 | 0 | 0 | 0 | 0 | 0 | 0 | 0 | 0 | 0 | 0 | 0 | 0 | 0 | 0 | 0 | 0 | 0 | 0 | 0 | 0 | 0 | 0 |  |  |  |  | 0 | 0 | 0 | 0 |  |  | 0 | 0 | 0 | 0 |  |  |  |  | 0 | 0 | 0 | 0 |  |  | 0 | 0 | 0 | 0 | 0 | 0 | 0 | 0 | 0 | 0 | 0 | 0 | 0 |  | 0 | 0 | 0 | 0 | 0 | 0 | 0 | 0 | 0 | 0 | 0 | 0 | 0 |  | 0 | 0 | 0 | 0 | 0 | 0 | 0 | 0 | 0 | 0 | 0 | 0 | 0 | 0 | 0 | 0 | 0 | 0 | 0 | 0 | 0 | 0 | 0 | 0 | 0 | 0 | 0 | 0 |  | 0 | 0 | 0 | 0 | 0 | 0 | 0 | 0 | 0 | 0 | 0 | 0 | 0 | 0
SDG&E Study Area | Miguel | 230 | 0 | 0 | 0 | 0 | 0 | 0 | 0 | 0 | 0 | 0 | 0 | 0 | 0 | 0 | 0 | 0 | 0 | 0 | 0 | 0 | 0 | 0 | 0 | 0 | 0 | 0 | 0 | 0 | 0 | 0 | 0 | 0 |  |  |  |  | 0 | 0 | 0 | 10 |  |  | 0 | 0 | 0 | 0 |  |  |  |  | 0 | 0 | 0 | 10 |  |  | 0 | 0 | 0 | 0 | 0 | 0 | 0 | 0 | 0 | 0 | 0 | 0 | 0 |  | 0 | 0 | 0 | 0 | 0 | 0 | 0 | 0 | 0 | 0 | 0 | 0 | 0 |  | 0 | 0 | 0 | 0 | 0 | 0 | 0 | 0 | 0 | 0 | 0 | 10 | 0 | 0 | 0 | 0 | 0 | 0 | 0 | 0 | 0 | 0 | 0 | 0 | 0 | 10 | 0 | 1 |  | 0 | 0 | 0 | 0 | 0 | 0 | 0 | 0 | 0 | 0 | 0 | 10 | 0 | 1
SCE Metro Study Area | Mira Loma | 500 | 0 | 0 | 0 | 0 | 0 | 0 | 0 | 0 | 0 | 0 | 0 | 0 | 0 | 0 | 0 | 0 | 0 | 0 | 0 | 0 | 0 | 0 | 0 | 0 | 0 | 0 | 0 | 0 | 0 | 0 | 0 | 0 |  |  |  |  | 0 | 0 | 0 | 0 |  |  | 0 | 0 | 0 | 0 |  |  |  |  | 0 | 0 | 0 | 0 |  |  | 0 | 0 | 0 | 0 | 0 | 0 | 0 | 0 | 0 | 0 | 0 | 0 | 0 |  | 0 | 0 | 0 | 0 | 0 | 0 | 0 | 0 | 0 | 0 | 0 | 0 | 0 |  | 0 | 0 | 0 | 0 | 0 | 0 | 0 | 0 | 0 | 0 | 0 | 0 | 0 | 0 | 0 | 0 | 0 | 0 | 0 | 0 | 0 | 0 | 0 | 0 | 0 | 0 | 0 | 0 |  | 0 | 0 | 0 | 0 | 0 | 0 | 0 | 0 | 0 | 0 | 0 | 0 | 0 | 0
SCE Metro Study Area | Mira Loma | 230 | 0 | 0 | 0 | 0 | 0 | 0 | 0 | 0 | 0 | 0 | 0 | 0 | 0 | 0 | 0 | 0 | 0 | 0 | 0 | 0 | 0 | 0 | 0 | 0 | 0 | 0 | 0 | 0 | 0 | 0 | 0 | 0 |  |  |  |  | 0 | 0 | 0 | 85 |  |  | 0 | 0 | 0 | 0 |  |  |  |  | 0 | 0 | 0 | 85 |  |  | 0 | 0 | 0 | 0 | 0 | 0 | 0 | 0 | 0 | 0 | 0 | 65 | 0 |  | 0 | 0 | 0 | 0 | 0 | 0 | 0 | 0 | 0 | 0 | 0 | 65 | 0 |  | 0 | 0 | 0 | 0 | 0 | 0 | 0 | 0 | 0 | 0 | 0 | 150 | 0 | 0 | 0 | 0 | 0 | 0 | 0 | 0 | 0 | 0 | 0 | 0 | 0 | 150 | 0 | 1 |  | 0 | 0 | 0 | 0 | 0 | 0 | 0 | 0 | 0 | 0 | 0 | 150 | 0 | 1
SDG&E Study Area | Mission | 230 | 0 | 0 | 0 | 0 | 0 | 0 | 0 | 0 | 0 | 0 | 0 | 0 | 0 | 0 | 0 | 0 | 0 | 0 | 0 | 0 | 0 | 0 | 0 | 0 | 0 | 0 | 0 | 0 | 0 | 0 | 0 | 0 |  |  |  |  | 0 | 0 | 0 | 10 |  |  | 0 | 0 | 0 | 0 |  |  |  |  | 0 | 0 | 0 | 10 |  |  | 0 | 0 | 0 | 0 | 0 | 0 | 0 | 0 | 0 | 0 | 0 | 0 | 0 |  | 0 | 0 | 0 | 0 | 0 | 0 | 0 | 0 | 0 | 0 | 0 | 0 | 0 |  | 0 | 0 | 0 | 0 | 0 | 0 | 0 | 0 | 0 | 0 | 0 | 10 | 0 | 0 | 0 | 0 | 0 | 0 | 0 | 0 | 0 | 0 | 0 | 0 | 0 | 10 | 0 | 1 |  | 0 | 0 | 0 | 0 | 0 | 0 | 0 | 0 | 0 | 0 | 0 | 10 | 0 | 1
SDG&E Study Area | Mission | 138 | 0 | 0 | 0 | 0 | 0 | 0 | 0 | 0 | 0 | 0 | 0 | 0 | 0 | 0 | 0 | 0 | 0 | 0 | 0 | 0 | 0 | 0 | 0 | 0 | 0 | 0 | 0 | 0 | 0 | 0 | 0 | 0 |  |  |  |  | 0 | 0 | 0 | 25 |  |  | 0 | 0 | 0 | 0 |  |  |  |  | 0 | 0 | 0 | 50 |  |  | 0 | 0 | 0 | 0 | 0 | 0 | 0 | 0 | 0 | 0 | 0 | -25 | 0 |  | 0 | 0 | 0 | 0 | 0 | 0 | 0 | 0 | 0 | 0 | 0 | 0 | 0 |  | 0 | 0 | 0 | 0 | 0 | 0 | 0 | 0 | 0 | 0 | 0 | 50 | 0 | 0 | 0 | 0 | 0 | 0 | 0 | 0 | 0 | 0 | 0 | 0 | 0 | 50 | 0 | 1 |  | 0 | 0 | 0 | 0 | 0 | 0 | 0 | 0 | 0 | 0 | 0 | 0 | 0 | 0
East of Pisgah Study Area | Mohave | 500 | 0 | 0 | 0 | 0 | 0 | 0 | 0 | 0 | 0 | 0 | 0 | 0 | 0 | 0 | 0 | 0 | 0 | 0 | 0 | 0 | 0 | 0 | 0 | 0 | 0 | 0 | 0 | 0 | 0 | 0 | 0 | 0 |  |  |  |  | 0 | 0 | 0 | 0 |  |  | 0 | 0 | 0 | 0 |  |  |  |  | 0 | 0 | 0 | 0 |  |  | 0 | 0 | 0 | 0 | 0 | 0 | 0 | 0 | 0 | 0 | -300 | -765 | 0 |  | 0 | 0 | 0 | 0 | 0 | 0 | 0 | 0 | 0 | 520 | 700 | 700 | 0 |  | 0 | 0 | 0 | 0 | 0 | 0 | 0 | 0 | 0 | 520 | 700 | 700 | 0 | 1 | 0 | 0 | 0 | 0 | 0 | 0 | 0 | 0 | 0 | 520 | 700 | 700 | 0 | 1 |  | 0 | 0 | 0 | 0 | 0 | 0 | 0 | 0 | 0 | 0 | -300 | -765 | 0 | 1
SCE Northern Area | Moorpark | 230 | 0 | 0 | 0 | 0 | 0 | 0 | 0 | 0 | 0 | 0 | 0 | 0 | 0 | 0 | 0 | 0 | 0 | 0 | 0 | 0 | 0 | 0 | 0 | 0 | 0 | 0 | 0 | 0 | 0 | 0 | 0 | 0 |  |  |  |  | 0 | 0 | 0 | 134.9 |  |  | 0 | 0 | 0 | 0 |  |  |  |  | 0 | 0 | 0 | 134.9 |  |  | 0 | 0 | 0 | 0 | 0 | 0 | 0 | 0 | 0 | 0 | -100 | -49.9 | 0 |  | 0 | 0 | 0 | 0 | 0 | 0 | 0 | 0 | 0 | 0 | 400 | 250.1 | 0 |  | 0 | 0 | 0 | 0 | 0 | 0 | 0 | 0 | 0 | 0 | 400 | 385 | 0 | 1 | 0 | 0 | 0 | 0 | 0 | 0 | 0 | 0 | 0 | 0 | 400 | 385 | 0 | 1 |  | 0 | 0 | 0 | 0 | 0 | 0 | 0 | 0 | 0 | 0 | -100 | 85 | 0 | 1
PG&E East Kern Study Area | Morro Bay | 230 | 0 | 0 | 0 | 0 | 0 | 0 | 0 | 0 | 0 | 0 | 0 | 0 | 0 | 0 | 0 | 0 | 0 | 0 | 0 | 0 | 0 | 0 | 0 | 0 | 0 | 0 | 0 | 0 | 0 | 0 | 0 | 0 |  |  |  |  | 0 | 0 | 0 | 0 |  |  | 0 | 0 | 0 | 0 |  |  |  |  | 0 | 0 | 0 | 0 |  |  | 0 | 0 | 0 | 0 | 0 | 0 | 0 | 0 | 0 | 0 | 0 | 0 | 0 |  | 0 | 0 | 0 | 0 | 0 | 0 | 0 | 0 | 0 | 0 | 0 | 0 | 0 |  | 0 | 0 | 0 | 0 | 0 | 0 | 0 | 0 | 0 | 0 | 0 | 0 | 0 | 0 | 0 | 0 | 0 | 0 | 0 | 0 | 0 | 0 | 0 | 0 | 0 | 0 | 0 | 0 |  | 0 | 0 | 0 | 0 | 0 | 0 | 0 | 0 | 0 | 0 | 0 | 0 | 0 | 0
PG&E East Kern Study Area | Morro Bay (Proposed) | 500 | 0 | 0 | 0 | 0 | 0 | 0 | 0 | 0 | 0 | 0 | 0 | 0 | 0 | 0 | 0 | 0 | 0 | 0 | 0 | 0 | 0 | 0 | 0 | 0 | 0 | 0 | 0 | 0 | 0 | 0 | 0 | 0 |  |  |  |  | 0 | 0 | 0 | 0 |  |  | 0 | 0 | 0 | 0 |  |  |  |  | 0 | 0 | 0 | 0 |  |  | 0 | 0 | 0 | 0 | 0 | 0 | 0 | 0 | 0 | 0 | 0 | 0 | 0 |  | 0 | 0 | 0 | 0 | 0 | 0 | 0 | 0 | 0 | 0 | 0 | 0 | 0 |  | 0 | 0 | 0 | 0 | 0 | 0 | 0 | 0 | 0 | 0 | 0 | 0 | 0 | 0 | 0 | 0 | 0 | 0 | 0 | 0 | 0 | 0 | 0 | 0 | 0 | 0 | 0 | 0 |  | 0 | 0 | 0 | 0 | 0 | 0 | 0 | 0 | 0 | 0 | 0 | 0 | 0 | 0
PG&E Fresno Study Area | Moss Landing | 500 | 0 | 0 | 0 | 0 | 0 | 0 | 0 | 0 | 0 | 0 | 0 | 0 | 0 | 0 | 0 | 0 | 0 | 0 | 0 | 0 | 0 | 0 | 0 | 0 | 0 | 400 | 0 | 1 | 0 | 0 | 0 | 0 |  |  |  |  | 0 | 0 | 0 | 0 |  |  | 0 | 0 | 0 | 0 |  |  |  |  | 0 | 0 | 0 | 350 |  |  | 0 | 0 | 0 | 0 | 0 | 0 | 0 | 0 | 0 | 0 | 0 | 0 | 0 |  | 0 | 0 | 0 | 0 | 0 | 0 | 0 | 0 | 0 | 0 | 0 | 0 | 0 |  | 0 | 0 | 0 | 0 | 0 | 0 | 0 | 0 | 0 | 0 | 0 | 350 | 0 | 0 | 0 | 0 | 0 | 0 | 0 | 0 | 0 | 0 | 0 | 0 | 0 | 750 | 0 | 1 |  | 0 | 0 | 0 | 0 | 0 | 0 | 0 | 0 | 0 | 0 | 0 | 0 | 0 | 0
PG&E Fresno Study Area | Moss Landing | 230 | 0 | 0 | 0 | 0 | 0 | 0 | 0 | 0 | 0 | 0 | 0 | 182.5 | 0 | 1 | 0 | 0 | 0 | 0 | 0 | 0 | 0 | 0 | 0 | 0 | 0 | 182.5 | 0 | 1 | 0 | 0 | 0 | 0 |  |  |  |  | 0 | 0 | 0 | 10 |  |  | 0 | 0 | 0 | 0 |  |  |  |  | 0 | 0 | 0 | 10 |  |  | 0 | 0 | 0 | 0 | 0 | 0 | 0 | 0 | 0 | 0 | 0 | 0 | 0 |  | 0 | 0 | 0 | 0 | 0 | 0 | 0 | 0 | 0 | 0 | 0 | 0 | 0 |  | 0 | 0 | 0 | 0 | 0 | 0 | 0 | 0 | 0 | 0 | 0 | 10 | 0 | 0 | 0 | 0 | 0 | 0 | 0 | 0 | 0 | 0 | 0 | 0 | 0 | 192.5 | 0 | 1 |  | 0 | 0 | 0 | 0 | 0 | 0 | 0 | 0 | 0 | 0 | 0 | 192.5 | 0 | 1
PG&E East Kern Study Area | Mustang | 230 | 0 | 0 | 0 | 0 | 0 | 0 | 0 | 0 | 0 | -173 | 87 | 0 | 0 | 0 | 0 | 0 | 0 | 0 | 0 | 0 | 0 | 0 | 0 | 150.5 | 87 | 205.2 | 0 | 1 | 0 | 0 | 0 | 0 |  |  |  |  | 0 | 0 | 0 | 169.8 |  |  | 0 | 0 | 0 | 0 |  |  |  |  | 0 | 0 | 0 | 169.8 |  |  | 0 | 0 | 0 | 0 | 0 | 0 | 0 | 0 | 0 | 73.5 | -400 | -169.8 | 0 |  | 0 | 0 | 0 | 0 | 0 | 0 | 0 | 0 | 0 | 100 | 200 | 0 | 0 |  | 0 | 0 | 0 | 0 | 0 | 0 | 0 | 0 | 0 | 100 | 200 | 169.8 | 0 | 1 | 0 | 0 | 0 | 0 | 0 | 0 | 0 | 0 | 0 | 250.5 | 287 | 375 | 0 | 1 |  | 0 | 0 | 0 | 0 | 0 | 0 | 0 | 0 | 0 | -99.5 | -313 | 0 | 0 | 1
PG&E Fresno Study Area | Newhall | 115 | 0 | 0 | 0 | 0 | 0 | 0 | 0 | 0 | 0 | 0 | 0 | 0 | 0 | 0 | 0 | 0 | 0 | 0 | 0 | 0 | 0 | 0 | 0 | 0 | 0 | 0 | 0 | 0 | 0 | 0 | 0 | 0 |  |  |  |  | 0 | 0 | 0 | 0 |  |  | 0 | 0 | 0 | 0 |  |  |  |  | 0 | 0 | 0 | 0 |  |  | 0 | 0 | 0 | 0 | 0 | 0 | 0 | 0 | 0 | 0 | 0 | 0 | 0 |  | 0 | 0 | 0 | 0 | 0 | 0 | 0 | 0 | 0 | 0 | 0 | 0 | 0 |  | 0 | 0 | 0 | 0 | 0 | 0 | 0 | 0 | 0 | 0 | 0 | 0 | 0 | 0 | 0 | 0 | 0 | 0 | 0 | 0 | 0 | 0 | 0 | 0 | 0 | 0 | 0 | 0 |  | 0 | 0 | 0 | 0 | 0 | 0 | 0 | 0 | 0 | 0 | 0 | 0 | 0 | 0
PG&E East Kern Study Area | Norco | 115 | 0 | 0 | 0 | 0 | 0 | 0 | 0 | 0 | 0 | 0 | 0 | 0 | 0 | 0 | 0 | 0 | 0 | 0 | 0 | 0 | 0 | 0 | 0 | 0 | 0 | 0 | 0 | 0 | 0 | 0 | 0 | 0 |  |  |  |  | 0 | 0 | 0 | 0 |  |  | 0 | 0 | 0 | 0 |  |  |  |  | 0 | 0 | 0 | 0 |  |  | 0 | 0 | 0 | 0 | 0 | 0 | 0 | 0 | 0 | 0 | 0 | 0 | 0 |  | 0 | 0 | 0 | 0 | 0 | 0 | 0 | 0 | 0 | 0 | 0 | 0 | 0 |  | 0 | 0 | 0 | 0 | 0 | 0 | 0 | 0 | 0 | 0 | 0 | 0 | 0 | 0 | 0 | 0 | 0 | 0 | 0 | 0 | 0 | 0 | 0 | 0 | 0 | 0 | 0 | 0 |  | 0 | 0 | 0 | 0 | 0 | 0 | 0 | 0 | 0 | 0 | 0 | 0 | 0 | 0
SDG&E Study Area | North Gila | 500 | 0 | 0 | 0 | 0 | 0 | 0 | 0 | 0 | 0 | 0 | 0 | 0 | 0 | 0 | 0 | 0 | 0 | 0 | 0 | 0 | 0 | 0 | 0 | 0 | 0 | 0 | 0 | 0 | 0 | 0 | 0 | 0 |  |  |  |  | 0 | 0 | 0 | 0 |  |  | 0 | 0 | 0 | 0 |  |  |  |  | 0 | 0 | 0 | 0 |  |  | 0 | 0 | 0 | 0 | 0 | 0 | 0 | 0 | 0 | 0 | 0 | 0 | 0 |  | 0 | 0 | 0 | 0 | 0 | 0 | 0 | 0 | 0 | 0 | 0 | 0 | 0 |  | 0 | 0 | 0 | 0 | 0 | 0 | 0 | 0 | 0 | 0 | 0 | 0 | 0 | 0 | 0 | 0 | 0 | 0 | 0 | 0 | 0 | 0 | 0 | 0 | 0 | 0 | 0 | 0 |  | 0 | 0 | 0 | 0 | 0 | 0 | 0 | 0 | 0 | 0 | 0 | 0 | 0 | 0
SDG&E Study Area | Ocotillo | 500 | 0 | 0 | 0 | 0 | 0 | 0 | 0 | 0 | 0 | 0 | 0 | 0 | 0 | 0 | 0 | 0 | 0 | 0 | 0 | 0 | 0 | 0 | 0 | 0 | 0 | 0 | 0 | 0 | 0 | 0 | 0 | 0 |  |  |  |  | 0 | 0 | 0 | 0 |  |  | 0 | 0 | 0 | 0 |  |  |  |  | 0 | 0 | 0 | 0 |  |  | 0 | 0 | 0 | 0 | 0 | 0 | 0 | 0 | 0 | 0 | 0 | 0 | 0 |  | 0 | 0 | 0 | 0 | 0 | 0 | 0 | 0 | 0 | 0 | 0 | 0 | 0 |  | 0 | 0 | 0 | 0 | 0 | 0 | 0 | 0 | 0 | 0 | 0 | 0 | 0 | 0 | 0 | 0 | 0 | 0 | 0 | 0 | 0 | 0 | 0 | 0 | 0 | 0 | 0 | 0 |  | 0 | 0 | 0 | 0 | 0 | 0 | 0 | 0 | 0 | 0 | 0 | 0 | 0 | 0
SDG&E Study Area | Old Town | 230 | 0 | 0 | 0 | 0 | 0 | 0 | 0 | 0 | 0 | 0 | 0 | 0 | 0 | 0 | 0 | 0 | 0 | 0 | 0 | 0 | 0 | 0 | 0 | 0 | 0 | 0 | 0 | 0 | 0 | 0 | 0 | 0 |  |  |  |  | 0 | 0 | 0 | 0 |  |  | 0 | 0 | 0 | 0 |  |  |  |  | 0 | 0 | 0 | 0 |  |  | 0 | 0 | 0 | 0 | 0 | 0 | 0 | 0 | 0 | 0 | 0 | 0 | 0 |  | 0 | 0 | 0 | 0 | 0 | 0 | 0 | 0 | 0 | 0 | 0 | 0 | 0 |  | 0 | 0 | 0 | 0 | 0 | 0 | 0 | 0 | 0 | 0 | 0 | 0 | 0 | 0 | 0 | 0 | 0 | 0 | 0 | 0 | 0 | 0 | 0 | 0 | 0 | 0 | 0 | 0 |  | 0 | 0 | 0 | 0 | 0 | 0 | 0 | 0 | 0 | 0 | 0 | 0 | 0 | 0
SCE Metro Study Area | Olinda | 230 | 0 | 0 | 0 | 0 | 0 | 0 | 0 | 0 | 0 | 0 | 0 | 0 | 0 | 0 | 0 | 0 | 0 | 0 | 0 | 0 | 0 | 0 | 0 | 0 | 0 | 0 | 0 | 0 | 0 | 0 | 0 | 0 |  |  |  |  | 0 | 0 | 0 | 0 |  |  | 0 | 0 | 0 | 0 |  |  |  |  | 0 | 0 | 0 | 0 |  |  | 0 | 0 | 0 | 0 | 0 | 0 | 0 | 0 | 0 | 0 | 0 | 0 | 0 |  | 0 | 0 | 0 | 0 | 0 | 0 | 0 | 0 | 0 | 0 | 0 | 0 | 0 |  | 0 | 0 | 0 | 0 | 0 | 0 | 0 | 0 | 0 | 0 | 0 | 0 | 0 | 0 | 0 | 0 | 0 | 0 | 0 | 0 | 0 | 0 | 0 | 0 | 0 | 0 | 0 | 0 |  | 0 | 0 | 0 | 0 | 0 | 0 | 0 | 0 | 0 | 0 | 0 | 0 | 0 | 0
PG&E East Kern Study Area | Olive | 115 | 0 | 0 | 0 | 0 | 0 | 0 | 0 | 0 | 0 | 0 | 0 | 0 | 0 | 0 | 0 | 0 | 0 | 0 | 0 | 0 | 0 | 0 | 0 | 0 | 0 | 0 | 0 | 0 | 0 | 0 | 0 | 0 |  |  |  |  | 0 | 0 | 0 | 0 |  |  | 0 | 0 | 0 | 0 |  |  |  |  | 0 | 40 | 0 | 20 |  |  | 0 | 0 | 0 | 0 | 0 | 0 | 0 | 0 | 0 | 0 | 0 | 0 | 0 |  | 0 | 0 | 0 | 0 | 0 | 0 | 0 | 0 | 0 | 0 | 0 | 0 | 0 |  | 0 | 0 | 0 | 0 | 0 | 0 | 0 | 0 | 0 | 40 | 0 | 20 | 0 | 1 | 0 | 0 | 0 | 0 | 0 | 0 | 0 | 0 | 0 | 40 | 0 | 20 | 0 | 1 |  | 0 | 0 | 0 | 0 | 0 | 0 | 0 | 0 | 0 | 0 | 0 | 0 | 0 | 0
PG&E North of Greater Bay Study Area | Olivehurst | 115 | 0 | 0 | 0 | 0 | 0 | 0 | 0 | 0 | 0 | 0 | 0 | 0 | 0 | 0 | 0 | 0 | 0 | 0 | 0 | 0 | 0 | 0 | 0 | 0 | 0 | 0 | 0 | 0 | 0 | 0 | 0 | 0 |  |  |  |  | 0 | 0 | 0 | 0 |  |  | 0 | 0 | 0 | 0 |  |  |  |  | 0 | 0 | 0 | 0 |  |  | 0 | 0 | 0 | 0 | 0 | 0 | 0 | 0 | 0 | 0 | 0 | 0 | 0 |  | 0 | 0 | 0 | 0 | 0 | 0 | 0 | 0 | 0 | 0 | 0 | 0 | 0 |  | 0 | 0 | 0 | 0 | 0 | 0 | 0 | 0 | 0 | 0 | 0 | 0 | 0 | 0 | 0 | 0 | 0 | 0 | 0 | 0 | 0 | 0 | 0 | 0 | 0 | 0 | 0 | 0 |  | 0 | 0 | 0 | 0 | 0 | 0 | 0 | 0 | 0 | 0 | 0 | 0 | 0 | 0
PG&E Fresno Study Area | Oro Loma | 115 | 0 | 0 | 0 | 0 | 0 | 0 | 0 | 0 | 0 | 0 | 0 | 0 | 0 | 0 | 0 | 0 | 0 | 0 | 0 | 0 | 0 | 0 | 0 | 0 | 0 | 0 | 0 | 0 | 0 | 0 | 0 | 0 |  |  |  |  | 0 | 0 | 0 | 0 |  |  | 0 | 0 | 0 | 0 |  |  |  |  | 0 | 0 | 0 | 0 |  |  | 0 | 0 | 0 | 0 | 0 | 0 | 0 | 0 | 0 | 0 | 0 | 0 | 0 |  | 0 | 0 | 0 | 0 | 0 | 0 | 0 | 0 | 0 | 0 | 0 | 0 | 0 |  | 0 | 0 | 0 | 0 | 0 | 0 | 0 | 0 | 0 | 0 | 0 | 0 | 0 | 0 | 0 | 0 | 0 | 0 | 0 | 0 | 0 | 0 | 0 | 0 | 0 | 0 | 0 | 0 |  | 0 | 0 | 0 | 0 | 0 | 0 | 0 | 0 | 0 | 0 | 0 | 0 | 0 | 0
SDG&E Study Area | Otay Mesa | 230 | 0 | 0 | 0 | 0 | 0 | 0 | 0 | 0 | 0 | 0 | 0 | 0 | 0 | 0 | 0 | 0 | 0 | 0 | 0 | 0 | 0 | 0 | 0 | 0 | 0 | 175 | 0 | 1 | 0 | 0 | 0 | 0 |  |  |  |  | 0 | 0 | 0 | 0 |  |  | 0 | 0 | 0 | 0 |  |  |  |  | 0 | 0 | 0 | 75 |  |  | 0 | 0 | 0 | 0 | 0 | 0 | 0 | 0 | 0 | 0 | 0 | 0 | 0 |  | 0 | 0 | 0 | 0 | 0 | 0 | 0 | 0 | 0 | 0 | 0 | 0 | 0 |  | 0 | 0 | 0 | 0 | 0 | 0 | 0 | 0 | 0 | 0 | 0 | 75 | 0 | 0 | 0 | 0 | 0 | 0 | 0 | 0 | 0 | 0 | 0 | 0 | 0 | 250 | 0 | 1 |  | 0 | 0 | 0 | 0 | 0 | 0 | 0 | 0 | 0 | 0 | 0 | 0 | 0 | 0
SCE Metro Study Area | Padua | 230 | 0 | 0 | 0 | 0 | 0 | 0 | 0 | 0 | 0 | 0 | 0 | 0 | 0 | 0 | 0 | 0 | 0 | 0 | 0 | 0 | 0 | 0 | 0 | 0 | 0 | 0 | 0 | 0 | 0 | 0 | 0 | 0 |  |  |  |  | 0 | 0 | 0 | 123.68 |  |  | 0 | 0 | 0 | 0 |  |  |  |  | 0 | 0 | 0 | 123.68 |  |  | 0 | 0 | 0 | 0 | 0 | 0 | 0 | 0 | 0 | 0 | 0 | 0 | 0 |  | 0 | 0 | 0 | 0 | 0 | 0 | 0 | 0 | 0 | 0 | 0 | 0 | 0 |  | 0 | 0 | 0 | 0 | 0 | 0 | 0 | 0 | 0 | 0 | 0 | 123.68 | 0 | 0 | 0 | 0 | 0 | 0 | 0 | 0 | 0 | 0 | 0 | 0 | 0 | 123.68 | 0 | 1 |  | 0 | 0 | 0 | 0 | 0 | 0 | 0 | 0 | 0 | 0 | 0 | 123.68 | 0 | 1
East of Pisgah Study Area | Pahrump | 230 | 0 | 0 | 0 | 0 | 0 | 0 | 0 | 0 | 0 | 0 | 0 | 0 | 0 | 0 | 0 | 0 | 0 | 0 | 0 | 0 | 0 | 0 | 0 | 0 | 0 | 0 | 0 | 0 | 0 | 0 | 0 | 0 |  |  |  |  | 0 | 0 | 0 | 0 |  |  | 0 | 0 | 0 | 0 |  |  |  |  | 0 | 0 | 0 | 0 |  |  | 0 | 0 | 0 | 0 | 0 | 0 | 0 | 0 | 0 | 0 | 0 | 0 | 0 |  | 0 | 0 | 0 | 0 | 0 | 0 | 0 | 0 | 0 | 0 | 0 | 0 | 0 |  | 0 | 0 | 0 | 0 | 0 | 0 | 0 | 0 | 0 | 0 | 0 | 0 | 0 | 0 | 0 | 0 | 0 | 0 | 0 | 0 | 0 | 0 | 0 | 0 | 0 | 0 | 0 | 0 |  | 0 | 0 | 0 | 0 | 0 | 0 | 0 | 0 | 0 | 0 | 0 | 0 | 0 | 0
East of Pisgah Study Area | Pahrump | 138 | 0 | 0 | 0 | 0 | 0 | 0 | 0 | 0 | 0 | 0 | 0 | 0 | 0 | 0 | 0 | 0 | 0 | 0 | 0 | 0 | 0 | 0 | 0 | 0 | 0 | 0 | 0 | 0 | 0 | 0 | 0 | 0 |  |  |  |  | 0 | 0 | 0 | 0 |  |  | 0 | 0 | 0 | 0 |  |  |  |  | 0 | 0 | 0 | 0 |  |  | 0 | 0 | 0 | 0 | 0 | 0 | 0 | 0 | 0 | 0 | 0 | 0 | 0 |  | 0 | 0 | 0 | 0 | 0 | 0 | 0 | 0 | 0 | 0 | 0 | 0 | 0 |  | 0 | 0 | 0 | 0 | 0 | 0 | 0 | 0 | 0 | 0 | 0 | 0 | 0 | 0 | 0 | 0 | 0 | 0 | 0 | 0 | 0 | 0 | 0 | 0 | 0 | 0 | 0 | 0 |  | 0 | 0 | 0 | 0 | 0 | 0 | 0 | 0 | 0 | 0 | 0 | 0 | 0 | 0
PG&E North of Greater Bay Study Area | Palermo | 230 | 0 | 0 | 0 | 0 | 0 | 0 | 0 | 0 | 0 | 0 | 0 | 0 | 0 | 0 | 0 | 0 | 0 | 0 | 0 | 0 | 0 | 0 | 0 | 0 | 0 | 0 | 0 | 0 | 0 | 0 | 0 | 0 |  |  |  |  | 0 | 0 | 0 | 0 |  |  | 0 | 0 | 0 | 0 |  |  |  |  | 0 | 0 | 0 | 0 |  |  | 0 | 6 | 0 | 0 | 0 | 0 | 0 | 0 | 0 | 0 | 0 | 0 | 0 |  | 0 | 9.92 | 0 | 0 | 0 | 0 | 0 | 0 | 0 | 0 | 0 | 0 | 0 |  | 0 | 9.92 | 0 | 0 | 0 | 0 | 0 | 0 | 0 | 0 | 0 | 0 | 0 | 0 | 0 | 9.92 | 0 | 0 | 0 | 0 | 0 | 0 | 0 | 0 | 0 | 0 | 0 | 1 |  | 0 | 6 | 0 | 0 | 0 | 0 | 0 | 0 | 0 | 0 | 0 | 0 | 0 | 1
SCE Eastern Study Area | Palo Verde | 500 | 0 | 0 | 0 | 0 | 0 | 0 | 0 | 0 | 0 | 0 | 0 | 0 | 0 | 0 | 0 | 0 | 119 | 0 | 0 | 0 | 0 | 0 | 0 | 0 | 0 | 0 | 0 | 1 | 0 | 0 | 0 | 0 |  |  |  |  | 0 | 0 | 0 | 0 |  |  | 0 | 0 | 0 | 0 |  |  |  |  | 0 | 0 | 0 | 0 |  |  | 0 | 0 | 0 | 0 | 0 | 0 | 0 | 0 | 0 | 0 | 0 | 0 | 0 |  | 0 | 0 | 0 | 0 | 2328 | 0 | 0 | 0 | 0 | 0 | 0 | 0 | 0 |  | 0 | 0 | 0 | 0 | 2328 | 0 | 0 | 0 | 0 | 0 | 0 | 0 | 0 | 0 | 0 | 0 | 119 | 0 | 2328 | 0 | 0 | 0 | 0 | 0 | 0 | 0 | 0 | 1 |  | 0 | 0 | 0 | 0 | 0 | 0 | 0 | 0 | 0 | 0 | 0 | 0 | 0 | 0
SDG&E Study Area | Palomar | 230 | 0 | 0 | 0 | 0 | 0 | 0 | 0 | 0 | 0 | 0 | 0 | 0 | 0 | 0 | 0 | 0 | 0 | 0 | 0 | 0 | 0 | 0 | 0 | 0 | 0 | 0 | 0 | 0 | 0 | 0 | 0 | 0 |  |  |  |  | 0 | 0 | 0 | 0 |  |  | 0 | 0 | 0 | 0 |  |  |  |  | 0 | 0 | 0 | 0 |  |  | 0 | 0 | 0 | 0 | 0 | 0 | 0 | 0 | 0 | 0 | 0 | 0 | 0 |  | 0 | 0 | 0 | 0 | 0 | 0 | 0 | 0 | 0 | 0 | 0 | 0 | 0 |  | 0 | 0 | 0 | 0 | 0 | 0 | 0 | 0 | 0 | 0 | 0 | 0 | 0 | 0 | 0 | 0 | 0 | 0 | 0 | 0 | 0 | 0 | 0 | 0 | 0 | 0 | 0 | 0 |  | 0 | 0 | 0 | 0 | 0 | 0 | 0 | 0 | 0 | 0 | 0 | 0 | 0 | 0
PG&E Fresno Study Area | Panoche | 115 | 0 | 0 | 0 | 0 | 0 | 0 | 0 | 0 | 0 | 0 | 0 | 0 | 0 | 0 | 0 | 0 | 0 | 0 | 0 | 0 | 0 | 0 | 0 | 0 | 0 | 0 | 0 | 0 | 0 | 0 | 0 | 0 |  |  |  |  | 0 | 0 | 0 | 0 |  |  | 0 | 0 | 0 | 0 |  |  |  |  | 0 | 0 | 0 | 0 |  |  | 0 | 0 | 0 | 0 | 0 | 0 | 0 | 0 | 0 | 0 | 0 | 0 | 0 |  | 0 | 0 | 0 | 0 | 0 | 0 | 0 | 0 | 0 | 0 | 0 | 0 | 0 |  | 0 | 0 | 0 | 0 | 0 | 0 | 0 | 0 | 0 | 0 | 0 | 0 | 0 | 0 | 0 | 0 | 0 | 0 | 0 | 0 | 0 | 0 | 0 | 0 | 0 | 0 | 0 | 0 |  | 0 | 0 | 0 | 0 | 0 | 0 | 0 | 0 | 0 | 0 | 0 | 0 | 0 | 0
PG&E Fresno Study Area | Panoche | 230 | 0 | 0 | 0 | 0 | 0 | 0 | 0 | 0 | 0 | 0 | 0 | 0 | 0 | 0 | 0 | 0 | 0 | 0 | 0 | 0 | 0 | 0 | 0 | 0 | 0 | 0 | 0 | 0 | 0 | 0 | 0 | 0 |  |  |  |  | 0 | 0 | 0 | 0 |  |  | 0 | 0 | 0 | 0 |  |  |  |  | 0 | 0 | 0 | 0 |  |  | 0 | 0 | 0 | 0 | 0 | 0 | 0 | 0 | 0 | 50 | -57 | -30 | 0 |  | 0 | 0 | 0 | 0 | 0 | 0 | 0 | 0 | 0 | 50 | 150 | 80 | 0 |  | 0 | 0 | 0 | 0 | 0 | 0 | 0 | 0 | 0 | 50 | 150 | 80 | 0 | 1 | 0 | 0 | 0 | 0 | 0 | 0 | 0 | 0 | 0 | 50 | 150 | 80 | 0 | 1 |  | 0 | 0 | 0 | 0 | 0 | 0 | 0 | 0 | 0 | 50 | -57 | -30 | 0 | 1
SCE Northern Area | Pardee | 230 | 0 | 0 | 0 | 0 | 0 | 0 | 0 | 0 | 0 | 0 | 0 | 0 | 0 | 0 | 0 | 0 | 0 | 0 | 0 | 0 | 0 | 0 | 0 | 0 | 0 | 0 | 0 | 0 | 0 | 0 | 0 | 0 |  |  |  |  | 0 | 0 | 0 | 1 |  |  | 0 | 0 | 0 | 0 |  |  |  |  | 0 | 0 | 0 | 95 |  |  | 0 | 0 | 0 | 0 | 0 | 0 | 0 | 0 | 0 | 0 | 0 | -1 | 0 |  | 0 | 0 | 0 | 0 | 0 | 0 | 0 | 0 | 0 | 0 | 0 | 0 | 0 |  | 0 | 0 | 0 | 0 | 0 | 0 | 0 | 0 | 0 | 0 | 0 | 95 | 0 | 0 | 0 | 0 | 0 | 0 | 0 | 0 | 0 | 0 | 0 | 0 | 0 | 95 | 0 | 1 |  | 0 | 0 | 0 | 0 | 0 | 0 | 0 | 0 | 0 | 0 | 0 | 0 | 0 | 0
SCE Northern Area | Pastoria | 230 | 0 | 0 | 0 | 0 | 0 | 0 | 0 | 0 | 0 | 0 | 0 | 0 | 0 | 0 | 0 | 0 | 0 | 0 | 0 | 0 | 0 | 0 | 0 | 0 | 0 | 0 | 0 | 0 | 0 | 0 | 0 | 0 |  |  |  |  | 0 | 0 | 0 | 0 |  |  | 0 | 0 | 0 | 0 |  |  |  |  | 0 | 0 | 0 | 0 |  |  | 0 | 0 | 0 | 0 | 0 | 0 | 0 | 0 | 0 | 0 | 0 | 0 | 0 |  | 0 | 0 | 0 | 0 | 0 | 0 | 0 | 0 | 0 | 40 | 66.875 | 80 | 0 |  | 0 | 0 | 0 | 0 | 0 | 0 | 0 | 0 | 0 | 40 | 66.875 | 80 | 0 | 1 | 0 | 0 | 0 | 0 | 0 | 0 | 0 | 0 | 0 | 40 | 66.875 | 80 | 0 | 1 |  | 0 | 0 | 0 | 0 | 0 | 0 | 0 | 0 | 0 | 0 | 0 | 0 | 0 | 0
PG&E North of Greater Bay Study Area | Peabody | 230 | 0 | 0 | 0 | 0 | 0 | 0 | 0 | 0 | 0 | 0 | 0 | 0 | 0 | 0 | 0 | 0 | 0 | 0 | 0 | 0 | 0 | 0 | 0 | 0 | 0 | 0 | 0 | 0 | 0 | 0 | 0 | 0 |  |  |  |  | 0 | 0 | 0 | 0 |  |  | 0 | 0 | 0 | 0 |  |  |  |  | 0 | 0 | 0 | 0 |  |  | 0 | 0 | 0 | 0 | 0 | 0 | 0 | 0 | 0 | 0 | 0 | 0 | 0 |  | 0 | 0 | 0 | 0 | 0 | 0 | 0 | 0 | 0 | 0 | 0 | 0 | 0 |  | 0 | 0 | 0 | 0 | 0 | 0 | 0 | 0 | 0 | 0 | 0 | 0 | 0 | 0 | 0 | 0 | 0 | 0 | 0 | 0 | 0 | 0 | 0 | 0 | 0 | 0 | 0 | 0 |  | 0 | 0 | 0 | 0 | 0 | 0 | 0 | 0 | 0 | 0 | 0 | 0 | 0 | 0
PG&E North of Greater Bay Study Area | Pease | 115 | 0 | 0 | 0 | 0 | 0 | 0 | 0 | 0 | 0 | 0 | 0 | 0 | 0 | 0 | 0 | 0 | 0 | 0 | 0 | 0 | 0 | 0 | 0 | 0 | 0 | 5 | 0 | 1 | 0 | -2.84 | 0 | 0 |  |  |  |  | 0 | 0 | 0 | 0 |  |  | 0 | 0 | 0 | 0 |  |  |  |  | 0 | 0 | 0 | 0 |  |  | 0 | 2.84 | 0 | 0 | 0 | 0 | 0 | 0 | 0 | 0 | 0 | 0 | 0 |  | 0 | 2.85 | 0 | 0 | 0 | 0 | 0 | 0 | 0 | 0 | 0 | 0 | 0 |  | 0 | 2.85 | 0 | 0 | 0 | 0 | 0 | 0 | 0 | 0 | 0 | 0 | 0 | 0 | 0 | 2.85 | 0 | 0 | 0 | 0 | 0 | 0 | 0 | 0 | 0 | 5 | 0 | 1 |  | 0 | 0 | 0 | 0 | 0 | 0 | 0 | 0 | 0 | 0 | 0 | 0 | 0 | 0
SDG&E Study Area | Penasquitos | 230 | 0 | 0 | 0 | 0 | 0 | 0 | 0 | 0 | 0 | 0 | 0 | 30 | 0 | 1 | 0 | 0 | 0 | 0 | 0 | 0 | 0 | 0 | 0 | 0 | 0 | 30 | 0 | 1 | 0 | 0 | 0 | 0 |  |  |  |  | 0 | 0 | 0 | 0 |  |  | 0 | 0 | 0 | 0 |  |  |  |  | 0 | 0 | 0 | 0 |  |  | 0 | 0 | 0 | 0 | 0 | 0 | 0 | 0 | 0 | 0 | 0 | 0 | 0 |  | 0 | 0 | 0 | 0 | 0 | 0 | 0 | 0 | 0 | 0 | 0 | 0 | 0 |  | 0 | 0 | 0 | 0 | 0 | 0 | 0 | 0 | 0 | 0 | 0 | 0 | 0 | 0 | 0 | 0 | 0 | 0 | 0 | 0 | 0 | 0 | 0 | 0 | 0 | 30 | 0 | 1 |  | 0 | 0 | 0 | 0 | 0 | 0 | 0 | 0 | 0 | 0 | 0 | 30 | 0 | 1
SDG&E Study Area | Penasquitos | 138 | 0 | 0 | 0 | 0 | 0 | 0 | 0 | 0 | 0 | 0 | 0 | 0 | 0 | 0 | 0 | 0 | 0 | 0 | 0 | 0 | 0 | 0 | 0 | 0 | 0 | 0 | 0 | 0 | 0 | 0 | 0 | 0 |  |  |  |  | 0 | 0 | 0 | 0 |  |  | 0 | 0 | 0 | 0 |  |  |  |  | 0 | 0 | 0 | 0 |  |  | 0 | 0 | 0 | 0 | 0 | 0 | 0 | 0 | 0 | 0 | 0 | 0 | 0 |  | 0 | 0 | 0 | 0 | 0 | 0 | 0 | 0 | 0 | 0 | 0 | 0 | 0 |  | 0 | 0 | 0 | 0 | 0 | 0 | 0 | 0 | 0 | 0 | 0 | 0 | 0 | 0 | 0 | 0 | 0 | 0 | 0 | 0 | 0 | 0 | 0 | 0 | 0 | 0 | 0 | 0 |  | 0 | 0 | 0 | 0 | 0 | 0 | 0 | 0 | 0 | 0 | 0 | 0 | 0 | 0
PG&E North of Greater Bay Study Area | Peoria | 115 | 0 | 0 | 0 | 0 | 0 | 0 | 0 | 0 | 0 | 0 | 0 | 0 | 0 | 0 | 0 | 0 | 0 | 0 | 0 | 0 | 0 | 0 | 0 | 0 | 0 | 0 | 0 | 0 | 0 | 0 | 0 | 0 |  |  |  |  | 0 | 0 | 0 | 0 |  |  | 0 | 0 | 0 | 0 |  |  |  |  | 0 | 0 | 0 | 0 |  |  | 0 | 0 | 0 | 0 | 0 | 0 | 0 | 0 | 0 | 0 | 0 | 0 | 0 |  | 0 | 0 | 0 | 0 | 0 | 0 | 0 | 0 | 0 | 0 | 0 | 0 | 0 |  | 0 | 0 | 0 | 0 | 0 | 0 | 0 | 0 | 0 | 0 | 0 | 0 | 0 | 0 | 0 | 0 | 0 | 0 | 0 | 0 | 0 | 0 | 0 | 0 | 0 | 0 | 0 | 0 |  | 0 | 0 | 0 | 0 | 0 | 0 | 0 | 0 | 0 | 0 | 0 | 0 | 0 | 0
SCE North of Lugo (NOL) Study Area | Pisgah | 230 | 0 | 0 | 0 | 0 | 0 | 0 | 0 | 0 | 0 | 0 | 0 | 0 | 0 | 0 | 0 | 0 | 0 | 0 | 0 | 0 | 0 | 0 | 0 | 0 | 0 | 0 | 0 | 0 | 0 | 0 | 0 | 0 |  |  |  |  | 0 | 0 | 0 | 0 |  |  | 0 | 0 | 0 | 0 |  |  |  |  | 0 | 0 | 0 | 0 |  |  | 0 | 0 | 0 | 0 | 0 | 0 | 0 | 0 | 0 | 0 | 0 | 0 | 0 |  | 0 | 0 | 0 | 0 | 0 | 0 | 0 | 0 | 0 | 100 | 0 | 0 | 0 |  | 0 | 0 | 0 | 0 | 0 | 0 | 0 | 0 | 0 | 100 | 0 | 0 | 0 | 1 | 0 | 0 | 0 | 0 | 0 | 0 | 0 | 0 | 0 | 100 | 0 | 0 | 0 | 1 |  | 0 | 0 | 0 | 0 | 0 | 0 | 0 | 0 | 0 | 0 | 0 | 0 | 0 | 0
PG&E North of Greater Bay Study Area | Pit 1 | 230 | 0 | 0 | 0 | 0 | 0 | 0 | 0 | 0 | 0 | 0 | 0 | 0 | 0 | 0 | 0 | 0 | 0 | 0 | 0 | 0 | 0 | 0 | 0 | 0 | 0 | 0 | 0 | 0 | 0 | 0 | 0 | 0 |  |  |  |  | 0 | 0 | 0 | 0 |  |  | 0 | 0 | 0 | 0 |  |  |  |  | 0 | 0 | 0 | 0 |  |  | 0 | 0 | 0 | 0 | 0 | 0 | 0 | 0 | 0 | 0 | 0 | 0 | 0 |  | 0 | 7 | 0 | 0 | 0 | 0 | 0 | 0 | 0 | 0 | 0 | 0 | 0 |  | 0 | 7 | 0 | 0 | 0 | 0 | 0 | 0 | 0 | 0 | 0 | 0 | 0 | 0 | 0 | 7 | 0 | 0 | 0 | 0 | 0 | 0 | 0 | 0 | 0 | 0 | 0 | 1 |  | 0 | 0 | 0 | 0 | 0 | 0 | 0 | 0 | 0 | 0 | 0 | 0 | 0 | 0
PG&E North of Greater Bay Study Area | Pittsburg | 230 | 0 | 0 | 0 | 0 | 0 | 0 | 0 | 0 | 0 | 0 | 0 | 0 | 0 | 0 | 0 | 0 | 0 | 0 | 0 | 0 | 0 | 0 | 0 | 0 | 0 | 200 | 0 | 1 | 0 | 0 | 0 | 0 |  |  |  |  | 0 | 0 | 0 | 0 |  |  | 0 | 0 | 0 | 0 |  |  |  |  | 0 | 0 | 0 | 0 |  |  | 0 | 0 | 0 | 0 | 0 | 0 | 0 | 0 | 0 | 0 | 0 | 0 | 0 |  | 0 | 0 | 0 | 0 | 0 | 0 | 0 | 0 | 0 | 0 | 0 | 0 | 0 |  | 0 | 0 | 0 | 0 | 0 | 0 | 0 | 0 | 0 | 0 | 0 | 0 | 0 | 0 | 0 | 0 | 0 | 0 | 0 | 0 | 0 | 0 | 0 | 0 | 0 | 200 | 0 | 1 |  | 0 | 0 | 0 | 0 | 0 | 0 | 0 | 0 | 0 | 0 | 0 | 0 | 0 | 0
PG&E North of Greater Bay Study Area | Pittsburg PP | 230 | 0 | 0 | 0 | 0 | 0 | 0 | 0 | 0 | 0 | 0 | 0 | 0 | 0 | 0 | 0 | 0 | 0 | 0 | 0 | 0 | 0 | 0 | 0 | 0 | 0 | 0 | 0 | 0 | 0 | 0 | 0 | 0 |  |  |  |  | 0 | 0 | 0 | 0 |  |  | 0 | 0 | 0 | 0 |  |  |  |  | 0 | 0 | 0 | 0 |  |  | 0 | 0 | 0 | 0 | 0 | 0 | 0 | 0 | 0 | 0 | 0 | 0 | 0 |  | 0 | 0 | 0 | 0 | 0 | 0 | 0 | 0 | 0 | 0 | 0 | 0 | 0 |  | 0 | 0 | 0 | 0 | 0 | 0 | 0 | 0 | 0 | 0 | 0 | 0 | 0 | 0 | 0 | 0 | 0 | 0 | 0 | 0 | 0 | 0 | 0 | 0 | 0 | 0 | 0 | 0 |  | 0 | 0 | 0 | 0 | 0 | 0 | 0 | 0 | 0 | 0 | 0 | 0 | 0 | 0
PG&E North of Greater Bay Study Area | Placerville | 115 | 0 | 0 | 0 | 0 | 0 | 0 | 0 | 0 | 0 | 0 | 0 | 0 | 0 | 0 | 0 | 0 | 0 | 0 | 0 | 0 | 0 | 0 | 0 | 0 | 0 | 0 | 0 | 0 | 0 | 0 | 0 | 0 |  |  |  |  | 0 | 0 | 0 | 0 |  |  | 0 | 0 | 0 | 0 |  |  |  |  | 0 | 0 | 0 | 0 |  |  | 0 | 0 | 0 | 0 | 0 | 0 | 0 | 0 | 0 | 0 | 0 | 0 | 0 |  | 0 | 3 | 0 | 0 | 0 | 0 | 0 | 0 | 0 | 0 | 0 | 0 | 0 |  | 0 | 3 | 0 | 0 | 0 | 0 | 0 | 0 | 0 | 0 | 0 | 0 | 0 | 0 | 0 | 3 | 0 | 0 | 0 | 0 | 0 | 0 | 0 | 0 | 0 | 0 | 0 | 1 |  | 0 | 0 | 0 | 0 | 0 | 0 | 0 | 0 | 0 | 0 | 0 | 0 | 0 | 0
PG&E North of Greater Bay Study Area | Pleasant Grove | 115 | 0 | 0 | 0 | 0 | 0 | 0 | 0 | 0 | 0 | 0 | 0 | 0 | 0 | 0 | 0 | 0 | 0 | 0 | 0 | 0 | 0 | 0 | 0 | 0 | 0 | 0 | 0 | 0 | 0 | 0 | 0 | 0 |  |  |  |  | 0 | 0 | 0 | 0 |  |  | 0 | 0 | 0 | 0 |  |  |  |  | 0 | 0 | 0 | 0 |  |  | 0 | 0 | 0 | 0 | 0 | 0 | 0 | 0 | 0 | 0 | 0 | 0 | 0 |  | 0 | 0 | 0 | 0 | 0 | 0 | 0 | 0 | 0 | 0 | 0 | 0 | 0 |  | 0 | 0 | 0 | 0 | 0 | 0 | 0 | 0 | 0 | 0 | 0 | 0 | 0 | 0 | 0 | 0 | 0 | 0 | 0 | 0 | 0 | 0 | 0 | 0 | 0 | 0 | 0 | 0 |  | 0 | 0 | 0 | 0 | 0 | 0 | 0 | 0 | 0 | 0 | 0 | 0 | 0 | 0
PG&E East Kern Study Area | Poso Mountain | 115 | 0 | 0 | 0 | 0 | 0 | 0 | 0 | 0 | 0 | 0 | 0 | 0 | 0 | 0 | 0 | 0 | 0 | 0 | 0 | 0 | 0 | 0 | 0 | 0 | 0 | 0 | 0 | 0 | 0 | 0 | 0 | 0 |  |  |  |  | 0 | 0 | 0 | 0 |  |  | 0 | 0 | 0 | 0 |  |  |  |  | 0 | 0 | 0 | 0 |  |  | 0 | 0 | 0 | 0 | 0 | 0 | 0 | 0 | 0 | 0 | 0 | 0 | 0 |  | 0 | 0 | 0 | 0 | 0 | 0 | 0 | 0 | 0 | 0 | 0 | 0 | 0 |  | 0 | 0 | 0 | 0 | 0 | 0 | 0 | 0 | 0 | 0 | 0 | 0 | 0 | 0 | 0 | 0 | 0 | 0 | 0 | 0 | 0 | 0 | 0 | 0 | 0 | 0 | 0 | 0 |  | 0 | 0 | 0 | 0 | 0 | 0 | 0 | 0 | 0 | 0 | 0 | 0 | 0 | 0
East of Pisgah Study Area | Primm | 230 | 0 | 0 | 0 | 0 | 0 | 0 | 0 | 0 | 0 | 0 | 0 | 0 | 0 | 0 | 0 | 0 | 0 | 0 | 0 | 0 | 0 | 0 | 0 | 0 | 0 | 0 | 0 | 0 | 0 | 0 | 0 | 0 |  |  |  |  | 0 | 0 | 0 | 0 |  |  | 0 | 0 | 0 | 0 |  |  |  |  | 0 | 0 | 0 | 0 |  |  | 0 | 0 | 0 | 0 | 0 | 0 | 0 | 0 | 0 | 0 | 0 | 0 | 0 |  | 0 | 0 | 0 | 0 | 0 | 0 | 0 | 0 | 0 | 0 | 0 | 0 | 0 |  | 0 | 0 | 0 | 0 | 0 | 0 | 0 | 0 | 0 | 0 | 0 | 0 | 0 | 0 | 0 | 0 | 0 | 0 | 0 | 0 | 0 | 0 | 0 | 0 | 0 | 0 | 0 | 0 |  | 0 | 0 | 0 | 0 | 0 | 0 | 0 | 0 | 0 | 0 | 0 | 0 | 0 | 0
PG&E Fresno Study Area | Pumpjack | 115 | 0 | 0 | 0 | 0 | 0 | 0 | 0 | 0 | 0 | 0 | 0 | 0 | 0 | 0 | 0 | 0 | 0 | 0 | 0 | 0 | 0 | 0 | 0 | 0 | 0 | 0 | 0 | 0 | 0 | 0 | 0 | 0 |  |  |  |  | 0 | 0 | 0 | 0 |  |  | 0 | 0 | 0 | 0 |  |  |  |  | 0 | 0 | 0 | 0 |  |  | 0 | 0 | 0 | 0 | 0 | 0 | 0 | 0 | 0 | 0 | 0 | 0 | 0 |  | 0 | 0 | 0 | 0 | 0 | 0 | 0 | 0 | 0 | 0 | 0 | 0 | 0 |  | 0 | 0 | 0 | 0 | 0 | 0 | 0 | 0 | 0 | 0 | 0 | 0 | 0 | 0 | 0 | 0 | 0 | 0 | 0 | 0 | 0 | 0 | 0 | 0 | 0 | 0 | 0 | 0 |  | 0 | 0 | 0 | 0 | 0 | 0 | 0 | 0 | 0 | 0 | 0 | 0 | 0 | 0
PG&E North of Greater Bay Study Area | Putah Creek | 115 | 0 | 0 | 0 | 0 | 0 | 0 | 0 | 0 | 0 | 0 | 0 | 0 | 0 | 0 | 0 | 0 | 0 | 0 | 0 | 0 | 0 | 0 | 0 | 0 | 3 | 3 | 0 | 1 | 0 | 0 | 0 | 0 |  |  |  |  | 0 | 0 | 0 | 0 |  |  | 0 | 0 | 0 | 0 |  |  |  |  | 0 | 0 | 0 | 0 |  |  | 0 | 0 | 0 | 0 | 0 | 0 | 0 | 0 | 0 | 0 | 0 | 0 | 0 |  | 0 | 0 | 0 | 0 | 0 | 0 | 0 | 0 | 0 | 0 | 0 | 0 | 0 |  | 0 | 0 | 0 | 0 | 0 | 0 | 0 | 0 | 0 | 0 | 0 | 0 | 0 | 0 | 0 | 0 | 0 | 0 | 0 | 0 | 0 | 0 | 0 | 0 | 3 | 3 | 0 | 1 |  | 0 | 0 | 0 | 0 | 0 | 0 | 0 | 0 | 0 | 0 | 0 | 0 | 0 | 0
PG&E North of Greater Bay Study Area | Quinto | 230 | 0 | 0 | 0 | 0 | 0 | 0 | 0 | 0 | 0 | 0 | 0 | 0 | 0 | 0 | 0 | 0 | 0 | 0 | 0 | 0 | 0 | 0 | 0 | 0 | 0 | 0 | 0 | 0 | 0 | 0 | 0 | 0 |  |  |  |  | 0 | 0 | 0 | 0 |  |  | 0 | 0 | 0 | 0 |  |  |  |  | 0 | 0 | 0 | 0 |  |  | 0 | 0 | 0 | 0 | 0 | 0 | 0 | 0 | 0 | 0 | 0 | 0 | 0 |  | 0 | 0 | 0 | 0 | 0 | 0 | 0 | 0 | 0 | 0 | 0 | 0 | 0 |  | 0 | 0 | 0 | 0 | 0 | 0 | 0 | 0 | 0 | 0 | 0 | 0 | 0 | 0 | 0 | 0 | 0 | 0 | 0 | 0 | 0 | 0 | 0 | 0 | 0 | 0 | 0 | 0 |  | 0 | 0 | 0 | 0 | 0 | 0 | 0 | 0 | 0 | 0 | 0 | 0 | 0 | 0
SCE Metro Study Area | Rancho Vista | 500 | 0 | 0 | 0 | 0 | 0 | 0 | 0 | 0 | 0 | 0 | 0 | 0 | 0 | 0 | 0 | 0 | 0 | 0 | 0 | 0 | 0 | 0 | 0 | 0 | 0 | 0 | 0 | 0 | 0 | 0 | 0 | 0 |  |  |  |  | 0 | 0 | 0 | 0 |  |  | 0 | 0 | 0 | 0 |  |  |  |  | 0 | 0 | 0 | 0 |  |  | 0 | 0 | 0 | 0 | 0 | 0 | 0 | 0 | 0 | 0 | 0 | 0 | 0 |  | 0 | 0 | 0 | 0 | 0 | 0 | 0 | 0 | 0 | 0 | 0 | 0 | 0 |  | 0 | 0 | 0 | 0 | 0 | 0 | 0 | 0 | 0 | 0 | 0 | 0 | 0 | 0 | 0 | 0 | 0 | 0 | 0 | 0 | 0 | 0 | 0 | 0 | 0 | 0 | 0 | 0 |  | 0 | 0 | 0 | 0 | 0 | 0 | 0 | 0 | 0 | 0 | 0 | 0 | 0 | 0
SCE Metro Study Area | Rancho Vista | 230 | 0 | 0 | 0 | 0 | 0 | 0 | 0 | 0 | 0 | 0 | 0 | 0 | 0 | 0 | 0 | 0 | 0 | 0 | 0 | 0 | 0 | 0 | 0 | 0 | 0 | 0 | 0 | 0 | 0 | 0 | 0 | 0 |  |  |  |  | 0 | 0 | 0 | 0 |  |  | 0 | 0 | 0 | 0 |  |  |  |  | 0 | 0 | 0 | 0 |  |  | 0 | 0 | 0 | 0 | 0 | 0 | 0 | 0 | 0 | 0 | 0 | 0 | 0 |  | 0 | 0 | 0 | 0 | 0 | 0 | 0 | 0 | 0 | 0 | 0 | 0 | 0 |  | 0 | 0 | 0 | 0 | 0 | 0 | 0 | 0 | 0 | 0 | 0 | 0 | 0 | 0 | 0 | 0 | 0 | 0 | 0 | 0 | 0 | 0 | 0 | 0 | 0 | 0 | 0 | 0 |  | 0 | 0 | 0 | 0 | 0 | 0 | 0 | 0 | 0 | 0 | 0 | 0 | 0 | 0
SCE North of Lugo (NOL) Study Area | Ransburg | 115 | 0 | 0 | 0 | 0 | 0 | 0 | 0 | 0 | 0 | 0 | 0 | 0 | 0 | 0 | 0 | 0 | 0 | 0 | 0 | 0 | 0 | 0 | 0 | 0 | 0 | 0 | 0 | 0 | 0 | 0 | 0 | 0 |  |  |  |  | 0 | 0 | 0 | 0 |  |  | 0 | 0 | 0 | 0 |  |  |  |  | 0 | 0 | 0 | 0 |  |  | 0 | 0 | 0 | 0 | 0 | 0 | 0 | 0 | 0 | 0 | 0 | 0 | 0 |  | 0 | 0 | 0 | 0 | 0 | 0 | 0 | 0 | 0 | 0 | 0 | 0 | 0 |  | 0 | 0 | 0 | 0 | 0 | 0 | 0 | 0 | 0 | 0 | 0 | 0 | 0 | 0 | 0 | 0 | 0 | 0 | 0 | 0 | 0 | 0 | 0 | 0 | 0 | 0 | 0 | 0 |  | 0 | 0 | 0 | 0 | 0 | 0 | 0 | 0 | 0 | 0 | 0 | 0 | 0 | 0
SCE Northern Area | Rector | 230 | 0 | 0 | 0 | 0 | 0 | 0 | 0 | 0 | 0 | 0 | 0 | 0 | 0 | 0 | 0 | 0 | 0 | 0 | 0 | 0 | 0 | 0 | 0 | 0 | 0 | 0 | 0 | 0 | 0 | 0 | 0 | 0 |  |  |  |  | 0 | 0 | 0 | 0 |  |  | 0 | 0 | 0 | 0 |  |  |  |  | 3 | 0 | 0 | 0 |  |  | 0 | 0 | 0 | 0 | 0 | 0 | 0 | 0 | 0 | 100 | 0 | 0 | 0 |  | 0 | 0 | 0 | 0 | 0 | 0 | 0 | 0 | 0 | 100 | 100 | 0 | 0 |  | 0 | 0 | 0 | 0 | 0 | 0 | 0 | 0 | 3 | 100 | 100 | 0 | 0 | 1 | 0 | 0 | 0 | 0 | 0 | 0 | 0 | 0 | 3 | 100 | 100 | 0 | 0 | 1 |  | 0 | 0 | 0 | 0 | 0 | 0 | 0 | 0 | 0 | 100 | 0 | 0 | 0 | 1
SCE Eastern Study Area | Redbluff | 500 | 0 | 0 | 0 | 0 | 0 | 0 | 0 | 0 | 0 | 0 | 0 | 0 | 0 | 0 | 0 | 0 | 0 | 0 | 0 | 0 | 0 | 0 | 0 | 0 | 0 | 0 | 0 | 0 | 0 | 0 | 0 | 0 |  |  |  |  | 0 | -150 | 250 | 269.8 |  |  | 0 | 0 | 0 | 0 |  |  |  |  | 0 | 0 | 500 | 500 |  |  | 0 | 0 | 0 | 0 | 0 | 0 | 0 | 0 | 0 | 0 | 20 | -20 | 0 |  | 0 | 0 | 0 | 0 | 0 | 0 | 0 | 0 | 0 | 0 | 400 | 0 | 524 |  | 0 | 0 | 0 | 0 | 0 | 0 | 0 | 0 | 0 | 0 | 900 | 500 | 524 | 1 | 0 | 0 | 0 | 0 | 0 | 0 | 0 | 0 | 0 | 0 | 900 | 500 | 524 | 1 |  | 0 | 0 | 0 | 0 | 0 | 0 | 0 | 0 | 0 | -150 | 270 | 249.8 | 0 | 1
SCE Eastern Study Area | Redbluff | 230 | 0 | 0 | 0 | 0 | 0 | 0 | 0 | 0 | 0 | -301 | 485 | 230 | 0 | 1 | 0 | 0 | 0 | 0 | 0 | 0 | 0 | 0 | 0 | 447 | 485 | 315 | 0 | 1 | 0 | 0 | 0 | 0 |  |  |  |  | 0 | -34 | 69.5 | 329 |  |  | 0 | 0 | 0 | 0 |  |  |  |  | 0 | 0 | 463 | 866 |  |  | 0 | 0 | 0 | 0 | 0 | 0 | 0 | 0 | 0 | 100 | -394.5 | -583.9964 | 0 |  | 0 | 0 | 0 | 0 | 0 | 0 | 0 | 0 | 0 | 118 | 491 | 64.0036 | 0 |  | 0 | 0 | 0 | 0 | 0 | 0 | 0 | 0 | 0 | 118 | 954 | 930.0036 | 0 | 1 | 0 | 0 | 0 | 0 | 0 | 0 | 0 | 0 | 0 | 565 | 1439 | 1245.0036 | 0 | 1 |  | 0 | 0 | 0 | 0 | 0 | 0 | 0 | 0 | 0 | -235 | 160 | -24.9964 | 0 | 1
SCE Metro Study Area | Redondo | 230 | 0 | 0 | 0 | 0 | 0 | 0 | 0 | 0 | 0 | 0 | 0 | 0 | 0 | 0 | 0 | 0 | 0 | 0 | 0 | 0 | 0 | 0 | 0 | 0 | 0 | 0 | 0 | 0 | 0 | 0 | 0 | 0 |  |  |  |  | 0 | 0 | 0 | 0 |  |  | 0 | 0 | 0 | 0 |  |  |  |  | 0 | 0 | 0 | 0 |  |  | 0 | 0 | 0 | 0 | 0 | 0 | 0 | 0 | 0 | 0 | 0 | 0 | 0 |  | 0 | 0 | 0 | 0 | 0 | 0 | 0 | 0 | 0 | 0 | 0 | 0 | 0 |  | 0 | 0 | 0 | 0 | 0 | 0 | 0 | 0 | 0 | 0 | 0 | 0 | 0 | 0 | 0 | 0 | 0 | 0 | 0 | 0 | 0 | 0 | 0 | 0 | 0 | 0 | 0 | 0 |  | 0 | 0 | 0 | 0 | 0 | 0 | 0 | 0 | 0 | 0 | 0 | 0 | 0 | 0
PG&E Fresno Study Area | Reedley | 115 | 0 | 0 | 0 | 0 | 0 | 0 | 0 | 0 | 0 | 0 | 0 | 0 | 0 | 0 | 0 | 0 | 0 | 0 | 0 | 0 | 0 | 0 | 0 | 0 | 0 | 0 | 0 | 0 | 0 | 0 | 0 | 0 |  |  |  |  | 0 | 0 | 0 | 0 |  |  | 0 | 0 | 0 | 0 |  |  |  |  | 0 | 0 | 0 | 0 |  |  | 0 | 0 | 0 | 0 | 0 | 0 | 0 | 0 | 0 | 0 | 0 | 0 | 0 |  | 0 | 0 | 0 | 0 | 0 | 0 | 0 | 0 | 0 | 0 | 0 | 0 | 0 |  | 0 | 0 | 0 | 0 | 0 | 0 | 0 | 0 | 0 | 0 | 0 | 0 | 0 | 0 | 0 | 0 | 0 | 0 | 0 | 0 | 0 | 0 | 0 | 0 | 0 | 0 | 0 | 0 |  | 0 | 0 | 0 | 0 | 0 | 0 | 0 | 0 | 0 | 0 | 0 | 0 | 0 | 0
PG&E Fresno Study Area | Regulus | 115 | 0 | 0 | 0 | 0 | 0 | 0 | 0 | 0 | 0 | 0 | 0 | 0 | 0 | 0 | 0 | 0 | 0 | 0 | 0 | 0 | 0 | 0 | 0 | 0 | 0 | 0 | 0 | 0 | 0 | 0 | 0 | 0 |  |  |  |  | 0 | 0 | 0 | 0 |  |  | 0 | 0 | 0 | 0 |  |  |  |  | 0 | 0 | 0 | 0 |  |  | 0 | 0 | 0 | 0 | 0 | 0 | 0 | 0 | 0 | 0 | 0 | 0 | 0 |  | 0 | 0 | 0 | 0 | 0 | 0 | 0 | 0 | 0 | 0 | 0 | 0 | 0 |  | 0 | 0 | 0 | 0 | 0 | 0 | 0 | 0 | 0 | 0 | 0 | 0 | 0 | 0 | 0 | 0 | 0 | 0 | 0 | 0 | 0 | 0 | 0 | 0 | 0 | 0 | 0 | 0 |  | 0 | 0 | 0 | 0 | 0 | 0 | 0 | 0 | 0 | 0 | 0 | 0 | 0 | 0
PG&E East Kern Study Area | Renfro | 115 | 0 | 0 | 0 | 0 | 0 | 0 | 0 | 0 | 0 | 0 | 0 | 0 | 0 | 0 | 0 | 0 | 0 | 0 | 0 | 0 | 0 | 0 | 0 | 0 | 0 | 0 | 0 | 0 | 0 | 0 | 0 | 0 |  |  |  |  | 0 | 0 | 0 | 0 |  |  | 0 | 0 | 0 | 0 |  |  |  |  | 0 | 0 | 0 | 0 |  |  | 0 | 0 | 0 | 0 | 0 | 0 | 0 | 0 | 0 | 0 | 0 | 0 | 0 |  | 0 | 0 | 0 | 0 | 0 | 0 | 0 | 0 | 0 | 0 | 0 | 0 | 0 |  | 0 | 0 | 0 | 0 | 0 | 0 | 0 | 0 | 0 | 0 | 0 | 0 | 0 | 0 | 0 | 0 | 0 | 0 | 0 | 0 | 0 | 0 | 0 | 0 | 0 | 0 | 0 | 0 |  | 0 | 0 | 0 | 0 | 0 | 0 | 0 | 0 | 0 | 0 | 0 | 0 | 0 | 0
East of Pisgah Study Area | Rest of VEA 138 kV System | 138 | 0 | 0 | 0 | 0 | 0 | 0 | 0 | 0 | 0 | 0 | 0 | 0 | 0 | 0 | 0 | 0 | 0 | 0 | 0 | 0 | 0 | 0 | 0 | 0 | 0 | 0 | 0 | 0 | 0 | 0 | 0 | 0 |  |  |  |  | 0 | 0 | 0 | 0 |  |  | 0 | 0 | 0 | 0 |  |  |  |  | 0 | 0 | 0 | 0 |  |  | 0 | 0 | 0 | 0 | 0 | 0 | 0 | 0 | 0 | 0 | 0 | 0 | 0 |  | 0 | 0 | 0 | 0 | 0 | 0 | 0 | 0 | 0 | 0 | 0 | 0 | 0 |  | 0 | 0 | 0 | 0 | 0 | 0 | 0 | 0 | 0 | 0 | 0 | 0 | 0 | 0 | 0 | 0 | 0 | 0 | 0 | 0 | 0 | 0 | 0 | 0 | 0 | 0 | 0 | 0 |  | 0 | 0 | 0 | 0 | 0 | 0 | 0 | 0 | 0 | 0 | 0 | 0 | 0 | 0
PG&E North of Greater Bay Study Area | Richmond | 115 | 0 | 0 | 0 | 0 | 0 | 0 | 0 | 0 | 0 | 0 | 0 | 0 | 0 | 0 | 0 | 0 | 0 | 0 | 0 | 0 | 0 | 0 | 0 | 0 | 0 | 0 | 0 | 0 | 0 | 0 | 0 | 0 |  |  |  |  | 0 | 0 | 0 | 55 |  |  | 0 | 0 | 0 | 0 |  |  |  |  | 0 | 0 | 0 | 55 |  |  | 0 | 0 | 0 | 0 | 0 | 0 | 0 | 0 | 0 | 0 | 0 | 0 | 0 |  | 0 | 0 | 0 | 0 | 0 | 0 | 0 | 0 | 0 | 0 | 0 | 0 | 0 |  | 0 | 0 | 0 | 0 | 0 | 0 | 0 | 0 | 0 | 0 | 0 | 55 | 0 | 0 | 0 | 0 | 0 | 0 | 0 | 0 | 0 | 0 | 0 | 0 | 0 | 55 | 0 | 1 |  | 0 | 0 | 0 | 0 | 0 | 0 | 0 | 0 | 0 | 0 | 0 | 55 | 0 | 1
PG&E East Kern Study Area | Rio Bravo | 115 | 0 | 0 | 0 | 0 | 0 | 0 | 0 | 0 | 0 | 0 | 0 | 0 | 0 | 0 | 0 | 0 | 0 | 0 | 0 | 0 | 0 | 0 | 0 | 0 | 0 | 0 | 0 | 0 | 0 | 0 | 0 | 0 |  |  |  |  | 0 | 0 | 0 | 0 |  |  | 0 | 0 | 0 | 0 |  |  |  |  | 0 | 0 | 0 | 0 |  |  | 0 | 0 | 0 | 0 | 0 | 0 | 0 | 0 | 0 | 0 | 0 | 0 | 0 |  | 0 | 0 | 0 | 0 | 0 | 0 | 0 | 0 | 0 | 0 | 0 | 0 | 0 |  | 0 | 0 | 0 | 0 | 0 | 0 | 0 | 0 | 0 | 0 | 0 | 0 | 0 | 0 | 0 | 0 | 0 | 0 | 0 | 0 | 0 | 0 | 0 | 0 | 0 | 0 | 0 | 0 |  | 0 | 0 | 0 | 0 | 0 | 0 | 0 | 0 | 0 | 0 | 0 | 0 | 0 | 0
SCE Metro Study Area | Rio Hondo | 230 | 0 | 0 | 0 | 0 | 0 | 0 | 0 | 0 | 0 | 0 | 0 | 0 | 0 | 0 | 0 | 0 | 0 | 0 | 0 | 0 | 0 | 0 | 0 | 0 | 0 | 0 | 0 | 0 | 0 | 0 | 0 | 0 |  |  |  |  | 0 | 0 | 0 | 0 |  |  | 0 | 0 | 0 | 0 |  |  |  |  | 0 | 0 | 0 | 0 |  |  | 0 | 0 | 0 | 0 | 0 | 0 | 0 | 0 | 0 | 0 | 0 | 0 | 0 |  | 0 | 0 | 0 | 0 | 0 | 0 | 0 | 0 | 0 | 0 | 0 | 0 | 0 |  | 0 | 0 | 0 | 0 | 0 | 0 | 0 | 0 | 0 | 0 | 0 | 0 | 0 | 0 | 0 | 0 | 0 | 0 | 0 | 0 | 0 | 0 | 0 | 0 | 0 | 0 | 0 | 0 |  | 0 | 0 | 0 | 0 | 0 | 0 | 0 | 0 | 0 | 0 | 0 | 0 | 0 | 0
PG&E North of Greater Bay Study Area | Rio Oso | 230 | 0 | 0 | 0 | 0 | 0 | 0 | 0 | 0 | 0 | 0 | 0 | 0 | 0 | 0 | 0 | 0 | 0 | 0 | 0 | 0 | 0 | 0 | 0 | 0 | 0 | 0 | 0 | 0 | 0 | 0 | 0 | 0 |  |  |  |  | 0 | 0 | 0 | 0 |  |  | 0 | 0 | 0 | 0 |  |  |  |  | 0 | 0 | 0 | 0 |  |  | 0 | 0 | 0 | 0 | 0 | 0 | 0 | 0 | 0 | 0 | 0 | 0 | 0 |  | 0 | 0 | 0 | 0 | 0 | 0 | 0 | 0 | 0 | 0 | 0 | 0 | 0 |  | 0 | 0 | 0 | 0 | 0 | 0 | 0 | 0 | 0 | 0 | 0 | 0 | 0 | 0 | 0 | 0 | 0 | 0 | 0 | 0 | 0 | 0 | 0 | 0 | 0 | 0 | 0 | 0 |  | 0 | 0 | 0 | 0 | 0 | 0 | 0 | 0 | 0 | 0 | 0 | 0 | 0 | 0
PG&E North of Greater Bay Study Area | Ripon | 115 | 0 | 0 | 0 | 0 | 0 | 0 | 0 | 0 | 0 | 0 | 0 | 0 | 0 | 0 | 0 | 0 | 0 | 0 | 0 | 0 | 0 | 0 | 0 | 0 | 0 | 0 | 0 | 0 | 0 | 0 | 0 | 0 |  |  |  |  | 0 | 0 | 0 | 0 |  |  | 0 | 0 | 0 | 0 |  |  |  |  | 0 | 0 | 0 | 0 |  |  | 0 | 0 | 0 | 0 | 0 | 0 | 0 | 0 | 0 | 0 | 0 | 0 | 0 |  | 0 | 0 | 0 | 0 | 0 | 0 | 0 | 0 | 0 | 0 | 0 | 0 | 0 |  | 0 | 0 | 0 | 0 | 0 | 0 | 0 | 0 | 0 | 0 | 0 | 0 | 0 | 0 | 0 | 0 | 0 | 0 | 0 | 0 | 0 | 0 | 0 | 0 | 0 | 0 | 0 | 0 |  | 0 | 0 | 0 | 0 | 0 | 0 | 0 | 0 | 0 | 0 | 0 | 0 | 0 | 0
PG&E North of Greater Bay Study Area | Riverbank | 115 | 0 | 0 | 0 | 0 | 0 | 0 | 0 | 0 | 0 | 0 | 0 | 0 | 0 | 0 | 0 | 0 | 0 | 0 | 0 | 0 | 0 | 0 | 0 | 0 | 0 | 0 | 0 | 0 | 0 | 0 | 0 | 0 |  |  |  |  | 0 | 0 | 0 | 0 |  |  | 0 | 0 | 0 | 0 |  |  |  |  | 0 | 0 | 0 | 0 |  |  | 0 | 0 | 0 | 0 | 0 | 0 | 0 | 0 | 0 | 0 | 0 | 0 | 0 |  | 0 | 0 | 0 | 0 | 0 | 0 | 0 | 0 | 0 | 0 | 0 | 0 | 0 |  | 0 | 0 | 0 | 0 | 0 | 0 | 0 | 0 | 0 | 0 | 0 | 0 | 0 | 0 | 0 | 0 | 0 | 0 | 0 | 0 | 0 | 0 | 0 | 0 | 0 | 0 | 0 | 0 |  | 0 | 0 | 0 | 0 | 0 | 0 | 0 | 0 | 0 | 0 | 0 | 0 | 0 | 0
SCE North of Lugo (NOL) Study Area | Roadway | 115 | 0 | 0 | 0 | 0 | 0 | 0 | 0 | 0 | 0 | 0 | 0 | 0 | 0 | 0 | 0 | 0 | 0 | 0 | 0 | 0 | 0 | 0 | 0 | 0 | 0 | 0 | 0 | 0 | 0 | 2.7 | 0 | 0 |  |  |  |  | 0 | 0 | 40 | 0 |  |  | 0 | 2.7 | 0 | 0 |  |  |  |  | 3 | 0 | 150 | 100 |  |  | 0 | 0 | 0 | 0 | 0 | 0 | 0 | 0 | 0 | -60.88 | -10.04 | 0 | 0 |  | 0 | 0 | 0 | 0 | 0 | 0 | 0 | 0 | 0 | 50 | 0 | 49.94 | 0 |  | 0 | 2.7 | 0 | 0 | 0 | 0 | 0 | 0 | 3 | 50 | 150 | 149.94 | 0 | 1 | 0 | 2.7 | 0 | 0 | 0 | 0 | 0 | 0 | 3 | 50 | 150 | 149.94 | 0 | 1 |  | 0 | 2.7 | 0 | 0 | 0 | 0 | 0 | 0 | 0 | -60.88 | 29.96 | 0 | 0 | 1
PG&E East Kern Study Area | Rosedale | 115 | 0 | 0 | 0 | 0 | 0 | 0 | 0 | 0 | 0 | 0 | 0 | 0 | 0 | 0 | 0 | 0 | 0 | 0 | 0 | 0 | 0 | 0 | 0 | 0 | 0 | 0 | 0 | 0 | 0 | 0 | 0 | 0 |  |  |  |  | 0 | 0 | 0 | 0 |  |  | 0 | 0 | 0 | 0 |  |  |  |  | 0 | 0 | 0 | 0 |  |  | 0 | 0 | 0 | 0 | 0 | 0 | 0 | 0 | 0 | 0 | 0 | 0 | 0 |  | 0 | 0 | 0 | 0 | 0 | 0 | 0 | 0 | 0 | 0 | 0 | 0 | 0 |  | 0 | 0 | 0 | 0 | 0 | 0 | 0 | 0 | 0 | 0 | 0 | 0 | 0 | 0 | 0 | 0 | 0 | 0 | 0 | 0 | 0 | 0 | 0 | 0 | 0 | 0 | 0 | 0 |  | 0 | 0 | 0 | 0 | 0 | 0 | 0 | 0 | 0 | 0 | 0 | 0 | 0 | 0
PG&E North of Greater Bay Study Area | Round Mountain | 230 | 0 | 0 | 0 | 0 | 0 | 0 | 0 | 0 | 0 | 0 | 0 | 0 | 0 | 0 | 0 | 0 | 0 | 0 | 0 | 0 | 0 | 0 | 0 | 0 | 0 | 0 | 0 | 0 | 0 | 0 | 0 | 0 |  |  |  |  | 0 | 0 | 0 | 0 |  |  | 0 | 0 | 0 | 0 |  |  |  |  | 0 | 0 | 0 | 0 |  |  | 0 | 0 | 0 | 0 | 0 | 0 | 0 | 0 | 0 | 0 | 0 | 0 | 0 |  | 0 | 14.5 | 200 | 10.5 | 0 | 0 | 0 | 0 | 0 | 0 | 0 | 0 | 0 |  | 0 | 14.5 | 200 | 10.5 | 0 | 0 | 0 | 0 | 0 | 0 | 0 | 0 | 0 | 0 | 0 | 14.5 | 200 | 10.5 | 0 | 0 | 0 | 0 | 0 | 0 | 0 | 0 | 0 | 1 |  | 0 | 0 | 0 | 0 | 0 | 0 | 0 | 0 | 0 | 0 | 0 | 0 | 0 | 0
PG&E North of Greater Bay Study Area | Round Mountain | 500 | 0 | 0 | 0 | 0 | 0 | 0 | 0 | 0 | 0 | 0 | 0 | 0 | 0 | 0 | 0 | 0 | 0 | 0 | 0 | 0 | 0 | 0 | 0 | 0 | 0 | 0 | 0 | 0 | 0 | 0 | 0 | 0 |  |  |  |  | 0 | 0 | 0 | 0 |  |  | 0 | 0 | 0 | 0 |  |  |  |  | 0 | 0 | 0 | 0 |  |  | 0 | 0 | 0 | 0 | 0 | 0 | 0 | 0 | 0 | 0 | 0 | 0 | 0 |  | 0 | 0 | 0 | 0 | 0 | 0 | 0 | 0 | 0 | 0 | 0 | 0 | 0 |  | 0 | 0 | 0 | 0 | 0 | 0 | 0 | 0 | 0 | 0 | 0 | 0 | 0 | 0 | 0 | 0 | 0 | 0 | 0 | 0 | 0 | 0 | 0 | 0 | 0 | 0 | 0 | 0 |  | 0 | 0 | 0 | 0 | 0 | 0 | 0 | 0 | 0 | 0 | 0 | 0 | 0 | 0
PG&E Fresno Study Area | S0478 | 115 | 0 | 0 | 0 | 0 | 0 | 0 | 0 | 0 | 0 | 0 | 0 | 0 | 0 | 0 | 0 | 0 | 0 | 0 | 0 | 0 | 0 | 0 | 0 | 0 | 0 | 0 | 0 | 0 | 0 | 0 | 0 | 0 |  |  |  |  | 0 | 0 | 0 | 0 |  |  | 0 | 0 | 0 | 0 |  |  |  |  | 0 | 0 | 0 | 0 |  |  | 0 | 0 | 0 | 0 | 0 | 0 | 0 | 0 | 0 | 0 | 0 | 0 | 0 |  | 0 | 0 | 0 | 0 | 0 | 0 | 0 | 0 | 0 | 0 | 0 | 0 | 0 |  | 0 | 0 | 0 | 0 | 0 | 0 | 0 | 0 | 0 | 0 | 0 | 0 | 0 | 0 | 0 | 0 | 0 | 0 | 0 | 0 | 0 | 0 | 0 | 0 | 0 | 0 | 0 | 0 |  | 0 | 0 | 0 | 0 | 0 | 0 | 0 | 0 | 0 | 0 | 0 | 0 | 0 | 0
SCE Eastern Study Area | San Bernardino | 230 | 0 | 0 | 0 | 0 | 0 | 0 | 0 | 0 | 0 | 0 | 0 | 0 | 0 | 0 | 0 | 0 | 0 | 0 | 0 | 0 | 0 | 0 | 0 | 0 | 0 | 0 | 0 | 0 | 0 | 0 | 0 | 0 |  |  |  |  | 0 | 0 | 0 | 0 |  |  | 0 | 0 | 0 | 0 |  |  |  |  | 0 | 0 | 0 | 0 |  |  | 0 | 0 | 0 | 0 | 0 | 0 | 0 | 0 | 0 | 0 | 0 | 0 | 0 |  | 0 | 0 | 0 | 0 | 0 | 0 | 0 | 0 | 0 | 0 | 0 | 0 | 0 |  | 0 | 0 | 0 | 0 | 0 | 0 | 0 | 0 | 0 | 0 | 0 | 0 | 0 | 0 | 0 | 0 | 0 | 0 | 0 | 0 | 0 | 0 | 0 | 0 | 0 | 0 | 0 | 0 |  | 0 | 0 | 0 | 0 | 0 | 0 | 0 | 0 | 0 | 0 | 0 | 0 | 0 | 0
PG&E East Kern Study Area | San Luis Obispo | 115 | 0 | 0 | 0 | 0 | 0 | 0 | 0 | 0 | 0 | 0 | 0 | 0 | 0 | 0 | 0 | 0 | 0 | 0 | 0 | 0 | 0 | 0 | 0 | 0 | 0 | 0 | 0 | 0 | 0 | 0 | 0 | 0 |  |  |  |  | 0 | 0 | 0 | 0 |  |  | 0 | 0 | 0 | 0 |  |  |  |  | 0 | 0 | 0 | 0 |  |  | 0 | 0 | 0 | 0 | 0 | 0 | 0 | 0 | 0 | 0 | 0 | 0 | 0 |  | 0 | 0 | 0 | 0 | 0 | 0 | 0 | 0 | 0 | 0 | 0 | 0 | 0 |  | 0 | 0 | 0 | 0 | 0 | 0 | 0 | 0 | 0 | 0 | 0 | 0 | 0 | 0 | 0 | 0 | 0 | 0 | 0 | 0 | 0 | 0 | 0 | 0 | 0 | 0 | 0 | 0 |  | 0 | 0 | 0 | 0 | 0 | 0 | 0 | 0 | 0 | 0 | 0 | 0 | 0 | 0
SDG&E Study Area | San Luis Rey | 230 | 0 | 0 | 0 | 0 | 0 | 0 | 0 | 0 | 0 | 0 | 0 | 20 | 0 | 1 | 0 | 0 | 0 | 0 | 0 | 0 | 0 | 0 | 0 | 0 | 0 | 20 | 0 | 1 | 0 | 0 | 0 | 0 |  |  |  |  | 0 | 0 | 0 | -10 |  |  | 0 | 0 | 0 | 0 |  |  |  |  | 0 | 0 | 0 | 60 |  |  | 0 | 0 | 0 | 0 | 0 | 0 | 0 | 0 | 0 | 0 | 0 | 0 | 0 |  | 0 | 0 | 0 | 0 | 0 | 0 | 0 | 0 | 0 | 0 | 0 | 0 | 0 |  | 0 | 0 | 0 | 0 | 0 | 0 | 0 | 0 | 0 | 0 | 0 | 60 | 0 | 0 | 0 | 0 | 0 | 0 | 0 | 0 | 0 | 0 | 0 | 0 | 0 | 80 | 0 | 1 |  | 0 | 0 | 0 | 0 | 0 | 0 | 0 | 0 | 0 | 0 | 0 | 10 | 0 | 1
SDG&E Study Area | San Onofre | 230 | 0 | 0 | 0 | 0 | 0 | 0 | 0 | 0 | 0 | 0 | 0 | 0 | 0 | 0 | 0 | 0 | 0 | 0 | 0 | 0 | 0 | 0 | 0 | 0 | 0 | 0 | 0 | 0 | 0 | 0 | 0 | 0 |  |  |  |  | 0 | 0 | 0 | 0 |  |  | 0 | 0 | 0 | 0 |  |  |  |  | 0 | 0 | 0 | 0 |  |  | 0 | 0 | 0 | 0 | 0 | 0 | 0 | 0 | 0 | 0 | 0 | 0 | 0 |  | 0 | 0 | 0 | 0 | 0 | 0 | 0 | 0 | 0 | 0 | 0 | 0 | 0 |  | 0 | 0 | 0 | 0 | 0 | 0 | 0 | 0 | 0 | 0 | 0 | 0 | 0 | 0 | 0 | 0 | 0 | 0 | 0 | 0 | 0 | 0 | 0 | 0 | 0 | 0 | 0 | 0 |  | 0 | 0 | 0 | 0 | 0 | 0 | 0 | 0 | 0 | 0 | 0 | 0 | 0 | 0
East of Pisgah Study Area | Sandy | 138 | 0 | 0 | 0 | 0 | 0 | 0 | 0 | 0 | 0 | 0 | 0 | 0 | 0 | 0 | 0 | 0 | 0 | 0 | 0 | 0 | 0 | 0 | 0 | 0 | 0 | 0 | 0 | 0 | 0 | 0 | 0 | 0 |  |  |  |  | 0 | 0 | 0 | 0 |  |  | 0 | 0 | 0 | 0 |  |  |  |  | 0 | 0 | 0 | 0 |  |  | 0 | 0 | 0 | 0 | 0 | 0 | 0 | 0 | 0 | 0 | 0 | 0 | 0 |  | 0 | 0 | 0 | 0 | 0 | 0 | 0 | 0 | 0 | 0 | 0 | 0 | 0 |  | 0 | 0 | 0 | 0 | 0 | 0 | 0 | 0 | 0 | 0 | 0 | 0 | 0 | 0 | 0 | 0 | 0 | 0 | 0 | 0 | 0 | 0 | 0 | 0 | 0 | 0 | 0 | 0 |  | 0 | 0 | 0 | 0 | 0 | 0 | 0 | 0 | 0 | 0 | 0 | 0 | 0 | 0
PG&E Fresno Study Area | Sanger | 115 | 0 | 0 | 0 | 0 | 0 | 0 | 0 | 0 | 0 | 0 | 0 | 0 | 0 | 0 | 0 | 0 | 0 | 0 | 0 | 0 | 0 | 0 | 0 | 0 | 0 | 0 | 0 | 0 | 0 | 0 | 0 | 0 |  |  |  |  | 0 | 0 | 0 | 0 |  |  | 0 | 0 | 0 | 0 |  |  |  |  | 0 | 0 | 0 | 0 |  |  | 0 | 0 | 0 | 0 | 0 | 0 | 0 | 0 | 0 | 0 | 0 | 0 | 0 |  | 0 | 0 | 0 | 0 | 0 | 0 | 0 | 0 | 0 | 0 | 0 | 0 | 0 |  | 0 | 0 | 0 | 0 | 0 | 0 | 0 | 0 | 0 | 0 | 0 | 0 | 0 | 0 | 0 | 0 | 0 | 0 | 0 | 0 | 0 | 0 | 0 | 0 | 0 | 0 | 0 | 0 |  | 0 | 0 | 0 | 0 | 0 | 0 | 0 | 0 | 0 | 0 | 0 | 0 | 0 | 0
SCE Northern Area | Santa Clara | 230 | 0 | 0 | 0 | 0 | 0 | 0 | 0 | 0 | 0 | 0 | 0 | 0 | 0 | 0 | 0 | 0 | 0 | 0 | 0 | 0 | 0 | 0 | 0 | 0 | 0 | 111 | 0 | 1 | 0 | 0 | 0 | 0 |  |  |  |  | 0 | 0 | 0 | 0 |  |  | 0 | 0 | 0 | 0 |  |  |  |  | 0 | 0 | 0 | 30 |  |  | 0 | 0 | 0 | 0 | 0 | 0 | 0 | 0 | 0 | 0 | 0 | 0 | 0 |  | 0 | 0 | 0 | 0 | 0 | 0 | 0 | 0 | 0 | 0 | 0 | 0 | 0 |  | 0 | 0 | 0 | 0 | 0 | 0 | 0 | 0 | 0 | 0 | 0 | 30 | 0 | 0 | 0 | 0 | 0 | 0 | 0 | 0 | 0 | 0 | 0 | 0 | 0 | 141 | 0 | 1 |  | 0 | 0 | 0 | 0 | 0 | 0 | 0 | 0 | 0 | 0 | 0 | 0 | 0 | 0
SCE Metro Study Area | Santiago | 230 | 0 | 0 | 0 | 0 | 0 | 0 | 0 | 0 | 0 | 0 | 0 | 0 | 0 | 0 | 0 | 0 | 0 | 0 | 0 | 0 | 0 | 0 | 0 | 0 | 0 | 0 | 0 | 0 | 0 | 0 | 0 | 0 |  |  |  |  | 0 | 0 | 0 | 0 |  |  | 0 | 0 | 0 | 0 |  |  |  |  | 0 | 0 | 0 | 0 |  |  | 0 | 0 | 0 | 0 | 0 | 0 | 0 | 0 | 0 | 0 | 0 | 0 | 0 |  | 0 | 0 | 0 | 0 | 0 | 0 | 0 | 0 | 0 | 0 | 0 | 0 | 0 |  | 0 | 0 | 0 | 0 | 0 | 0 | 0 | 0 | 0 | 0 | 0 | 0 | 0 | 0 | 0 | 0 | 0 | 0 | 0 | 0 | 0 | 0 | 0 | 0 | 0 | 0 | 0 | 0 |  | 0 | 0 | 0 | 0 | 0 | 0 | 0 | 0 | 0 | 0 | 0 | 0 | 0 | 0
SCE Northern Area | Saugus | 230 | 0 | 0 | 0 | 0 | 0 | 0 | 0 | 0 | 0 | 0 | 0 | 0 | 0 | 0 | 0 | 0 | 0 | 0 | 0 | 0 | 0 | 0 | 0 | 0 | 0 | 0 | 0 | 0 | 0 | 0 | 0 | 0 |  |  |  |  | 0 | 0 | 0 | 0 |  |  | 0 | 0 | 0 | 0 |  |  |  |  | 0 | 0 | 0 | 0 |  |  | 0 | 0 | 0 | 0 | 0 | 0 | 0 | 0 | 0 | 0 | 0 | 0 | 0 |  | 0 | 0 | 0 | 0 | 0 | 0 | 0 | 0 | 0 | 0 | 0 | 0 | 0 |  | 0 | 0 | 0 | 0 | 0 | 0 | 0 | 0 | 0 | 0 | 0 | 0 | 0 | 0 | 0 | 0 | 0 | 0 | 0 | 0 | 0 | 0 | 0 | 0 | 0 | 0 | 0 | 0 |  | 0 | 0 | 0 | 0 | 0 | 0 | 0 | 0 | 0 | 0 | 0 | 0 | 0 | 0
PG&E Fresno Study Area | Schindler | 115 | 0 | 0 | 0 | 0 | 0 | 0 | 0 | 0 | 0 | 0 | 0 | 0 | 0 | 0 | 0 | 0 | 0 | 0 | 0 | 0 | 0 | 0 | 0 | 0 | 0 | 0 | 0 | 0 | 0 | 0 | 0 | 0 |  |  |  |  | 0 | 0 | 0 | 0 |  |  | 0 | 0 | 0 | 0 |  |  |  |  | 0 | 0 | 0 | 0 |  |  | 0 | 0 | 0 | 0 | 0 | 0 | 0 | 0 | 0 | 0 | 0 | 0 | 0 |  | 0 | 0 | 0 | 0 | 0 | 0 | 0 | 0 | 0 | 0 | 0 | 0 | 0 |  | 0 | 0 | 0 | 0 | 0 | 0 | 0 | 0 | 0 | 0 | 0 | 0 | 0 | 0 | 0 | 0 | 0 | 0 | 0 | 0 | 0 | 0 | 0 | 0 | 0 | 0 | 0 | 0 |  | 0 | 0 | 0 | 0 | 0 | 0 | 0 | 0 | 0 | 0 | 0 | 0 | 0 | 0
PG&E North of Greater Bay Study Area | Schulte Switching Station | 115 | 0 | 0 | 0 | 0 | 0 | 0 | 0 | 0 | 0 | 0 | 0 | 0 | 0 | 0 | 0 | 0 | 0 | 0 | 0 | 0 | 0 | 0 | 0 | 0 | 0 | 0 | 0 | 0 | 0 | 0 | 0 | 0 |  |  |  |  | 0 | 0 | 0 | 0 |  |  | 0 | 0 | 0 | 0 |  |  |  |  | 0 | 0 | 0 | 0 |  |  | 0 | 0 | 0 | 0 | 0 | 0 | 0 | 0 | 0 | 0 | 0 | 0 | 0 |  | 0 | 0 | 0 | 0 | 0 | 0 | 0 | 0 | 0 | 0 | 0 | 0 | 0 |  | 0 | 0 | 0 | 0 | 0 | 0 | 0 | 0 | 0 | 0 | 0 | 0 | 0 | 0 | 0 | 0 | 0 | 0 | 0 | 0 | 0 | 0 | 0 | 0 | 0 | 0 | 0 | 0 |  | 0 | 0 | 0 | 0 | 0 | 0 | 0 | 0 | 0 | 0 | 0 | 0 | 0 | 0
PG&E Fresno Study Area | Semitropic | 115 | 0 | 0 | 0 | 0 | 0 | 0 | 0 | 0 | 0 | 0 | 0 | 0 | 0 | 0 | 0 | 0 | 0 | 0 | 0 | 0 | 0 | 0 | 0 | 0 | 0 | 0 | 0 | 0 | 0 | 0 | 0 | 0 |  |  |  |  | 0 | 0 | 0 | 0 |  |  | 0 | 0 | 0 | 0 |  |  |  |  | 9.32 | 0 | 0 | 0 |  |  | 0 | 0 | 0 | 0 | 0 | 0 | 0 | 0 | 0 | 0 | 0 | 0 | 0 |  | 0 | 0 | 0 | 0 | 0 | 0 | 0 | 0 | 0.68 | 0 | 0 | 0 | 0 |  | 0 | 0 | 0 | 0 | 0 | 0 | 0 | 0 | 10 | 0 | 0 | 0 | 0 | 0 | 0 | 0 | 0 | 0 | 0 | 0 | 0 | 0 | 10 | 0 | 0 | 0 | 0 | 1 |  | 0 | 0 | 0 | 0 | 0 | 0 | 0 | 0 | 0 | 0 | 0 | 0 | 0 | 0
SCE Metro Study Area | Serrano | 500 | 0 | 0 | 0 | 0 | 0 | 0 | 0 | 0 | 0 | 0 | 0 | 0 | 0 | 0 | 0 | 0 | 0 | 0 | 0 | 0 | 0 | 0 | 0 | 0 | 0 | 0 | 0 | 0 | 0 | 0 | 0 | 0 |  |  |  |  | 0 | 0 | 0 | 0 |  |  | 0 | 0 | 0 | 0 |  |  |  |  | 0 | 0 | 0 | 0 |  |  | 0 | 0 | 0 | 0 | 0 | 0 | 0 | 0 | 0 | 0 | 0 | 0 | 0 |  | 0 | 0 | 0 | 0 | 0 | 0 | 0 | 0 | 0 | 0 | 0 | 0 | 0 |  | 0 | 0 | 0 | 0 | 0 | 0 | 0 | 0 | 0 | 0 | 0 | 0 | 0 | 0 | 0 | 0 | 0 | 0 | 0 | 0 | 0 | 0 | 0 | 0 | 0 | 0 | 0 | 0 |  | 0 | 0 | 0 | 0 | 0 | 0 | 0 | 0 | 0 | 0 | 0 | 0 | 0 | 0
SCE Metro Study Area | Serrano | 230 | 0 | 0 | 0 | 0 | 0 | 0 | 0 | 0 | 0 | 0 | 0 | 0 | 0 | 0 | 0 | 0 | 0 | 0 | 0 | 0 | 0 | 0 | 0 | 0 | 0 | 0 | 0 | 0 | 0 | 0 | 0 | 0 |  |  |  |  | 0 | 0 | 0 | 0 |  |  | 0 | 0 | 0 | 0 |  |  |  |  | 0 | 0 | 0 | 0 |  |  | 0 | 0 | 0 | 0 | 0 | 0 | 0 | 0 | 0 | 0 | 0 | 0 | 0 |  | 0 | 0 | 0 | 0 | 0 | 0 | 0 | 0 | 0 | 0 | 0 | 0 | 0 |  | 0 | 0 | 0 | 0 | 0 | 0 | 0 | 0 | 0 | 0 | 0 | 0 | 0 | 0 | 0 | 0 | 0 | 0 | 0 | 0 | 0 | 0 | 0 | 0 | 0 | 0 | 0 | 0 |  | 0 | 0 | 0 | 0 | 0 | 0 | 0 | 0 | 0 | 0 | 0 | 0 | 0 | 0
PG&E East Kern Study Area | Shafter | 115 | 0 | 0 | 0 | 0 | 0 | 0 | 0 | 0 | 0 | 0 | 0 | 0 | 0 | 0 | 0 | 0 | 0 | 0 | 0 | 0 | 0 | 0 | 0 | 0 | 0 | 0 | 0 | 0 | 0 | 0 | 0 | 0 |  |  |  |  | 0 | 0 | 0 | 0 |  |  | 0 | 0 | 0 | 0 |  |  |  |  | 0 | 0 | 0 | 0 |  |  | 0 | 0 | 0 | 0 | 0 | 0 | 0 | 0 | 2.6 | 0 | 0 | 0 | 0 |  | 0 | 0 | 0 | 0 | 0 | 0 | 0 | 0 | 2.6 | 0 | 0 | 0 | 0 |  | 0 | 0 | 0 | 0 | 0 | 0 | 0 | 0 | 2.6 | 0 | 0 | 0 | 0 | 0 | 0 | 0 | 0 | 0 | 0 | 0 | 0 | 0 | 2.6 | 0 | 0 | 0 | 0 | 1 |  | 0 | 0 | 0 | 0 | 0 | 0 | 0 | 0 | 2.6 | 0 | 0 | 0 | 0 | 1
PG&E North of Greater Bay Study Area | Shilo III | 230 | 0 | 0 | 0 | 0 | 0 | 0 | 0 | 0 | 0 | 0 | 0 | 0 | 0 | 0 | 0 | 0 | 0 | 0 | 0 | 0 | 0 | 0 | 0 | 0 | 0 | 0 | 0 | 0 | 0 | 0 | 0 | 0 |  |  |  |  | 0 | 0 | 0 | 0 |  |  | 0 | 0 | 0 | 0 |  |  |  |  | 0 | 0 | 0 | 0 |  |  | 0 | 0 | 0 | 0 | 0 | 0 | 0 | 0 | 0 | 0 | 0 | 0 | 0 |  | 0 | 0 | 0 | 0 | 0 | 0 | 0 | 0 | 0 | 0 | 0 | 0 | 0 |  | 0 | 0 | 0 | 0 | 0 | 0 | 0 | 0 | 0 | 0 | 0 | 0 | 0 | 0 | 0 | 0 | 0 | 0 | 0 | 0 | 0 | 0 | 0 | 0 | 0 | 0 | 0 | 0 |  | 0 | 0 | 0 | 0 | 0 | 0 | 0 | 0 | 0 | 0 | 0 | 0 | 0 | 0
SDG&E Study Area | Silvergate | 230 | 0 | 0 | 0 | 0 | 0 | 0 | 0 | 0 | 0 | 0 | 0 | 0 | 0 | 0 | 0 | 0 | 0 | 0 | 0 | 0 | 0 | 0 | 0 | 0 | 0 | 0 | 0 | 0 | 0 | 0 | 0 | 0 |  |  |  |  | 0 | 0 | 0 | 0 |  |  | 0 | 0 | 0 | 0 |  |  |  |  | 0 | 0 | 0 | 100 |  |  | 0 | 0 | 0 | 0 | 0 | 0 | 0 | 0 | 0 | 0 | 0 | -50 | 0 |  | 0 | 0 | 0 | 0 | 0 | 0 | 0 | 0 | 0 | 0 | 0 | 50 | 0 |  | 0 | 0 | 0 | 0 | 0 | 0 | 0 | 0 | 0 | 0 | 0 | 150 | 0 | 0 | 0 | 0 | 0 | 0 | 0 | 0 | 0 | 0 | 0 | 0 | 0 | 150 | 0 | 1 |  | 0 | 0 | 0 | 0 | 0 | 0 | 0 | 0 | 0 | 0 | 0 | -50 | 0 | 1
PG&E East Kern Study Area | Sisquoc | 115 | 0 | 0 | 0 | 0 | 0 | 0 | 0 | 0 | 0 | 0 | 0 | 0 | 0 | 0 | 0 | 0 | 0 | 0 | 0 | 0 | 0 | 0 | 0 | 0 | 0 | 0 | 0 | 0 | 0 | 0 | 0 | 0 |  |  |  |  | 0 | 0 | 0 | 0 |  |  | 0 | 0 | 0 | 0 |  |  |  |  | 0 | 0 | 0 | 10 |  |  | 0 | 0 | 0 | 0 | 0 | 0 | 0 | 0 | 0 | 0 | 0 | 0 | 0 |  | 0 | 0 | 0 | 0 | 0 | 0 | 0 | 0 | 0 | 0 | 0 | 0 | 0 |  | 0 | 0 | 0 | 0 | 0 | 0 | 0 | 0 | 0 | 0 | 0 | 10 | 0 | 0 | 0 | 0 | 0 | 0 | 0 | 0 | 0 | 0 | 0 | 0 | 0 | 10 | 0 | 1 |  | 0 | 0 | 0 | 0 | 0 | 0 | 0 | 0 | 0 | 0 | 0 | 0 | 0 | 0
East of Pisgah Study Area | Sloan Canyon (fka Bob) | 230 | 0 | 0 | 0 | 0 | 0 | 0 | 0 | 0 | 0 | 0 | 0 | 0 | 0 | 0 | 0 | 0 | 0 | 0 | 0 | 0 | 0 | 0 | 0 | 0 | 0 | 0 | 0 | 0 | 0 | 0 | 0 | 0 |  |  |  |  | 0 | 0 | 0 | 0 |  |  | 0 | 0 | 0 | 0 |  |  |  |  | 0 | 0 | 0 | 0 |  |  | 0 | 0 | 82 | -82 | 0 | 0 | 0 | 0 | 0 | 0 | 0 | 0 | 0 |  | 0 | 0 | 310 | 0 | 0 | 0 | 0 | 0 | 0 | 0 | 0 | 0 | 0 |  | 0 | 0 | 310 | 0 | 0 | 0 | 0 | 0 | 0 | 0 | 0 | 0 | 0 | 0 | 0 | 0 | 310 | 0 | 0 | 0 | 0 | 0 | 0 | 0 | 0 | 0 | 0 | 1 |  | 0 | 0 | 82 | -82 | 0 | 0 | 0 | 0 | 0 | 0 | 0 | 0 | 0 | 1
PG&E East Kern Study Area | Smyrna | 115 | 0 | 0 | 0 | 0 | 0 | 0 | 0 | 0 | 0 | 0 | 0 | 0 | 0 | 0 | 0 | 0 | 0 | 0 | 0 | 0 | 0 | 0 | 0 | 0 | 0 | 0 | 0 | 0 | 0 | 0 | 0 | 0 |  |  |  |  | 0 | 0 | 0 | 0 |  |  | 0 | 0 | 0 | 0 |  |  |  |  | 0 | 0 | 0 | 0 |  |  | 0 | 0 | 0 | 0 | 0 | 0 | 0 | 0 | 0 | 0 | 0 | 0 | 0 |  | 0 | 0 | 0 | 0 | 0 | 0 | 0 | 0 | 0 | 0 | 0 | 0 | 0 |  | 0 | 0 | 0 | 0 | 0 | 0 | 0 | 0 | 0 | 0 | 0 | 0 | 0 | 0 | 0 | 0 | 0 | 0 | 0 | 0 | 0 | 0 | 0 | 0 | 0 | 0 | 0 | 0 |  | 0 | 0 | 0 | 0 | 0 | 0 | 0 | 0 | 0 | 0 | 0 | 0 | 0 | 0
PG&E East Kern Study Area | Solar SS | 230 | 0 | 0 | 0 | 0 | 0 | 0 | 0 | 0 | 0 | 0 | 0 | 0 | 0 | 0 | 0 | 0 | 0 | 0 | 0 | 0 | 0 | 0 | 0 | 0 | 0 | 0 | 0 | 0 | 0 | 0 | 0 | 0 |  |  |  |  | 0 | 0 | 0 | 0 |  |  | 0 | 0 | 0 | 0 |  |  |  |  | 0 | 0 | 0 | 0 |  |  | 0 | 0 | 0 | 0 | 0 | 0 | 0 | 0 | 0 | 130 | 0 | 0 | 0 |  | 0 | 0 | 0 | 0 | 0 | 0 | 0 | 0 | 0 | 130 | 0 | 0 | 0 |  | 0 | 0 | 0 | 0 | 0 | 0 | 0 | 0 | 0 | 130 | 0 | 0 | 0 | 0 | 0 | 0 | 0 | 0 | 0 | 0 | 0 | 0 | 0 | 130 | 0 | 0 | 0 | 1 |  | 0 | 0 | 0 | 0 | 0 | 0 | 0 | 0 | 0 | 130 | 0 | 0 | 0 | 1
PG&E East Kern Study Area | Solar SW | 230 | 0 | 0 | 0 | 0 | 0 | 0 | 0 | 0 | 0 | 0 | 0 | 0 | 0 | 0 | 0 | 0 | 0 | 0 | 0 | 0 | 0 | 0 | 0 | 0 | 0 | 0 | 0 | 0 | 0 | 0 | 0 | 0 |  |  |  |  | 0 | 0 | 0 | 0 |  |  | 0 | 0 | 0 | 0 |  |  |  |  | 0 | 0 | 0 | 0 |  |  | 0 | 0 | 0 | 0 | 0 | 0 | 0 | 0 | 0 | 0 | 0 | 0 | 0 |  | 0 | 0 | 0 | 0 | 0 | 0 | 0 | 0 | 0 | 0 | 0 | 0 | 0 |  | 0 | 0 | 0 | 0 | 0 | 0 | 0 | 0 | 0 | 0 | 0 | 0 | 0 | 0 | 0 | 0 | 0 | 0 | 0 | 0 | 0 | 0 | 0 | 0 | 0 | 0 | 0 | 0 |  | 0 | 0 | 0 | 0 | 0 | 0 | 0 | 0 | 0 | 0 | 0 | 0 | 0 | 0
SCE Northern Area | Springville | 230 | 0 | 0 | 0 | 0 | 0 | 0 | 0 | 0 | 0 | 0 | 0 | 0 | 0 | 0 | 0 | 0 | 0 | 0 | 0 | 0 | 0 | 0 | 0 | 0 | 0 | 0 | 0 | 0 | 0 | 0 | 0 | 0 |  |  |  |  | 0 | 0 | 0 | 0 |  |  | 0 | 0 | 0 | 0 |  |  |  |  | 0 | 0 | 0 | 0 |  |  | 0 | 0 | 0 | 0 | 0 | 0 | 0 | 0 | 0 | 200 | 0 | 0 | 0 |  | 0 | 3 | 0 | 0 | 0 | 0 | 0 | 0 | 0 | 200 | 0 | 0 | 0 |  | 0 | 3 | 0 | 0 | 0 | 0 | 0 | 0 | 0 | 200 | 0 | 0 | 0 | 1 | 0 | 3 | 0 | 0 | 0 | 0 | 0 | 0 | 0 | 200 | 0 | 0 | 0 | 1 |  | 0 | 0 | 0 | 0 | 0 | 0 | 0 | 0 | 0 | 200 | 0 | 0 | 0 | 1
PG&E North of Greater Bay Study Area | Stagg | 230 | 0 | 0 | 0 | 0 | 0 | 0 | 0 | 0 | 0 | 0 | 0 | 0 | 0 | 0 | 0 | 0 | 0 | 0 | 0 | 0 | 0 | 0 | 0 | 0 | 0 | 0 | 0 | 0 | 0 | 0 | 0 | 0 |  |  |  |  | 0 | 0 | 0 | 0 |  |  | 0 | 0 | 0 | 0 |  |  |  |  | 0 | 0 | 0 | 0 |  |  | 0 | 0 | 0 | 0 | 0 | 0 | 0 | 0 | 0 | 0 | 0 | 0 | 0 |  | 0 | 0 | 0 | 0 | 0 | 0 | 0 | 0 | 0 | 0 | 0 | 0 | 0 |  | 0 | 0 | 0 | 0 | 0 | 0 | 0 | 0 | 0 | 0 | 0 | 0 | 0 | 0 | 0 | 0 | 0 | 0 | 0 | 0 | 0 | 0 | 0 | 0 | 0 | 0 | 0 | 0 |  | 0 | 0 | 0 | 0 | 0 | 0 | 0 | 0 | 0 | 0 | 0 | 0 | 0 | 0
PG&E East Kern Study Area | Stockdale | 230 | 0 | 0 | 0 | 0 | 0 | 0 | 0 | 0 | 0 | 0 | 0 | 0 | 0 | 0 | 0 | 0 | 0 | 0 | 0 | 0 | 0 | 0 | 0 | 0 | 0 | 0 | 0 | 0 | 0 | 0 | 0 | 0 |  |  |  |  | 0 | 0 | 0 | 0 |  |  | 0 | 0 | 0 | 0 |  |  |  |  | 0 | 0 | 0 | 0 |  |  | 0 | 0 | 0 | 0 | 0 | 0 | 0 | 0 | -4 | 0 | 0 | 0 | 0 |  | 0 | 0 | 0 | 0 | 0 | 0 | 0 | 0 | 0 | 0 | 0 | 0 | 0 |  | 0 | 0 | 0 | 0 | 0 | 0 | 0 | 0 | 0 | 0 | 0 | 0 | 0 | 0 | 0 | 0 | 0 | 0 | 0 | 0 | 0 | 0 | 0 | 0 | 0 | 0 | 0 | 0 |  | 0 | 0 | 0 | 0 | 0 | 0 | 0 | 0 | -4 | 0 | 0 | 0 | 0 | 1
PG&E Fresno Study Area | Stockdale A | 230 | 0 | 0 | 0 | 0 | 0 | 0 | 0 | 0 | 0 | 0 | 0 | 0 | 0 | 0 | 0 | 0 | 0 | 0 | 0 | 0 | 0 | 0 | 0 | 0 | 0 | 0 | 0 | 0 | 0 | 0 | 0 | 0 |  |  |  |  | 0 | 0 | 0 | 0 |  |  | 0 | 0 | 0 | 0 |  |  |  |  | 0 | 0 | 0 | 0 |  |  | 0 | 0 | 0 | 0 | 0 | 0 | 0 | 0 | 0 | 0 | 0 | 0 | 0 |  | 0 | 0 | 0 | 0 | 0 | 0 | 0 | 0 | 0 | 0 | 0 | 0 | 0 |  | 0 | 0 | 0 | 0 | 0 | 0 | 0 | 0 | 0 | 0 | 0 | 0 | 0 | 0 | 0 | 0 | 0 | 0 | 0 | 0 | 0 | 0 | 0 | 0 | 0 | 0 | 0 | 0 |  | 0 | 0 | 0 | 0 | 0 | 0 | 0 | 0 | 0 | 0 | 0 | 0 | 0 | 0
PG&E North of Greater Bay Study Area | Summit | 115 | 0 | 0 | 0 | 0 | 0 | 0 | 0 | 0 | 0 | 0 | 0 | 0 | 0 | 0 | 0 | 0 | 0 | 0 | 0 | 0 | 0 | 0 | 0 | 0 | 0 | 0 | 0 | 0 | 0 | 0 | 0 | 0 |  |  |  |  | 0 | 0 | 0 | 0 |  |  | 40 | 0 | 0 | 0 |  |  |  |  | 0 | 0 | 0 | 0 |  |  | 0 | 0 | 0 | 0 | 0 | 0 | 0 | 0 | 0 | 0 | 0 | 0 | 0 |  | 0 | 0 | 0 | 0 | 0 | 0 | 0 | 0 | 0 | 0 | 0 | 0 | 0 |  | 40 | 0 | 0 | 0 | 0 | 0 | 0 | 0 | 0 | 0 | 0 | 0 | 0 | 0 | 40 | 0 | 0 | 0 | 0 | 0 | 0 | 0 | 0 | 0 | 0 | 0 | 0 | 1 |  | 0 | 0 | 0 | 0 | 0 | 0 | 0 | 0 | 0 | 0 | 0 | 0 | 0 | 0
SDG&E Study Area | Suncrest | 500 | 0 | 0 | 0 | 0 | 0 | 0 | 0 | 0 | 0 | 0 | 0 | 0 | 0 | 0 | 0 | 0 | 0 | 0 | 0 | 0 | 0 | 0 | 0 | 0 | 0 | 0 | 0 | 0 | 0 | 0 | 0 | 0 |  |  |  |  | 0 | 0 | 0 | 0 |  |  | 0 | 0 | 0 | 0 |  |  |  |  | 0 | 0 | 0 | 0 |  |  | 0 | 0 | 0 | 0 | 0 | 0 | 0 | 0 | 0 | 0 | 0 | 0 | 0 |  | 0 | 0 | 0 | 0 | 0 | 0 | 0 | 0 | 0 | 0 | 0 | 0 | 0 |  | 0 | 0 | 0 | 0 | 0 | 0 | 0 | 0 | 0 | 0 | 0 | 0 | 0 | 0 | 0 | 0 | 0 | 0 | 0 | 0 | 0 | 0 | 0 | 0 | 0 | 0 | 0 | 0 |  | 0 | 0 | 0 | 0 | 0 | 0 | 0 | 0 | 0 | 0 | 0 | 0 | 0 | 0
SDG&E Study Area | Suncrest | 230 | 0 | 0 | 0 | 0 | 0 | 0 | 0 | 0 | 0 | 0 | 0 | 0 | 0 | 0 | 0 | 0 | 0 | 0 | 0 | 0 | 0 | 0 | 0 | 0 | 0 | 0 | 0 | 0 | 0 | 0 | 0 | 0 |  |  |  |  | 0 | 0 | 0 | 0 |  |  | 0 | 0 | 0 | 0 |  |  |  |  | 0 | 0 | 0 | 0 |  |  | 0 | 0 | 0 | 0 | 0 | 0 | 0 | 0 | 0 | 0 | 0 | 0 | 0 |  | 0 | 0 | 0 | 0 | 0 | 0 | 0 | 0 | 0 | 0 | 0 | 0 | 0 |  | 0 | 0 | 0 | 0 | 0 | 0 | 0 | 0 | 0 | 0 | 0 | 0 | 0 | 0 | 0 | 0 | 0 | 0 | 0 | 0 | 0 | 0 | 0 | 0 | 0 | 0 | 0 | 0 |  | 0 | 0 | 0 | 0 | 0 | 0 | 0 | 0 | 0 | 0 | 0 | 0 | 0 | 0
SDG&E Study Area | Sycamore | 230 | 0 | 0 | 0 | 0 | 0 | 0 | 0 | 0 | 0 | 0 | 0 | 0 | 0 | 0 | 0 | 0 | 0 | 0 | 0 | 0 | 0 | 0 | 0 | 0 | 0 | 0 | 0 | 0 | 0 | 0 | 0 | 0 |  |  |  |  | 0 | 0 | 0 | 0 |  |  | 0 | 0 | 0 | 0 |  |  |  |  | 0 | 0 | 0 | 0 |  |  | 0 | 0 | 0 | 0 | 0 | 0 | 0 | 0 | 0 | 0 | 0 | 0 | 0 |  | 0 | 0 | 0 | 0 | 0 | 0 | 0 | 0 | 0 | 0 | 0 | 0 | 500 |  | 0 | 0 | 0 | 0 | 0 | 0 | 0 | 0 | 0 | 0 | 0 | 0 | 500 | 0 | 0 | 0 | 0 | 0 | 0 | 0 | 0 | 0 | 0 | 0 | 0 | 0 | 500 | 1 |  | 0 | 0 | 0 | 0 | 0 | 0 | 0 | 0 | 0 | 0 | 0 | 0 | 0 | 0
SDG&E Study Area | Sycamore | 138 | 0 | 0 | 0 | 0 | 0 | 0 | 0 | 0 | 0 | 0 | 0 | 0 | 0 | 0 | 0 | 0 | 0 | 0 | 0 | 0 | 0 | 0 | 0 | 0 | 0 | 0 | 0 | 0 | 0 | 0 | 0 | 0 |  |  |  |  | 0 | 0 | 0 | 100 |  |  | 0 | 0 | 0 | 0 |  |  |  |  | 0 | 0 | 0 | 400 |  |  | 0 | 0 | 0 | 0 | 0 | 0 | 0 | 0 | 0 | 0 | 0 | 0 | 0 |  | 0 | 0 | 0 | 0 | 0 | 0 | 0 | 0 | 0 | 0 | 0 | 0 | 0 |  | 0 | 0 | 0 | 0 | 0 | 0 | 0 | 0 | 0 | 0 | 0 | 400 | 0 | 0 | 0 | 0 | 0 | 0 | 0 | 0 | 0 | 0 | 0 | 0 | 0 | 400 | 0 | 1 |  | 0 | 0 | 0 | 0 | 0 | 0 | 0 | 0 | 0 | 0 | 0 | 100 | 0 | 1
SCE Northern Area | Sylmar | 230 | 0 | 0 | 0 | 0 | 0 | 0 | 0 | 0 | 0 | 0 | 0 | 0 | 0 | 0 | 0 | 0 | 0 | 0 | 0 | 0 | 0 | 0 | 0 | 0 | 0 | 0 | 0 | 0 | 0 | 0 | 0 | 0 |  |  |  |  | 0 | 0 | 0 | 0 |  |  | 0 | 0 | 0 | 0 |  |  |  |  | 0 | 0 | 0 | 0 |  |  | 0 | 0 | 0 | 0 | 0 | 0 | 0 | 0 | 0 | 0 | 0 | 0 | 0 |  | 0 | 0 | 0 | 0 | 0 | 0 | 0 | 0 | 0 | 0 | 0 | 0 | 0 |  | 0 | 0 | 0 | 0 | 0 | 0 | 0 | 0 | 0 | 0 | 0 | 0 | 0 | 0 | 0 | 0 | 0 | 0 | 0 | 0 | 0 | 0 | 0 | 0 | 0 | 0 | 0 | 0 |  | 0 | 0 | 0 | 0 | 0 | 0 | 0 | 0 | 0 | 0 | 0 | 0 | 0 | 0
PG&E North of Greater Bay Study Area | Table Mountain | 115 | 0 | 0 | 0 | 0 | 0 | 0 | 0 | 0 | 0 | 0 | 0 | 0 | 0 | 0 | 0 | 0 | 0 | 0 | 0 | 0 | 0 | 0 | 0 | 0 | 0 | 0 | 0 | 0 | 0 | 0 | 0 | 0 |  |  |  |  | 3 | 0 | 0 | 0 |  |  | 0 | 0 | 0 | 0 |  |  |  |  | 3 | 0 | 0 | 0 |  |  | 0 | 1 | 0 | 0 | 0 | 0 | 0 | 0 | 0 | 0 | 0 | 0 | 0 |  | 0 | 1 | 0 | 0 | 0 | 0 | 0 | 0 | 0 | 0 | 0 | 0 | 0 |  | 0 | 1 | 0 | 0 | 0 | 0 | 0 | 0 | 3 | 0 | 0 | 0 | 0 | 0 | 0 | 1 | 0 | 0 | 0 | 0 | 0 | 0 | 3 | 0 | 0 | 0 | 0 | 1 |  | 0 | 1 | 0 | 0 | 0 | 0 | 0 | 0 | 3 | 0 | 0 | 0 | 0 | 1
PG&E East Kern Study Area | Taft | 115 | 0 | 0 | 0 | 0 | 0 | 0 | 0 | 0 | 0 | 0 | 0 | 0 | 0 | 0 | 0 | 0 | 0 | 0 | 0 | 0 | 0 | 0 | 0 | 0 | 0 | 0 | 0 | 0 | 0 | 0 | 0 | 0 |  |  |  |  | 0 | 0 | 0 | 0 |  |  | 0 | 0 | 0 | 0 |  |  |  |  | 0 | 0 | 0 | 0 |  |  | 0 | 0 | 0 | 0 | 0 | 0 | 0 | 0 | 3.17 | 0 | 0 | 3 | 0 |  | 0 | 0 | 0 | 0 | 0 | 0 | 0 | 0 | 3.17 | 0 | 0 | 3 | 0 |  | 0 | 0 | 0 | 0 | 0 | 0 | 0 | 0 | 3.17 | 0 | 0 | 3 | 0 | 0 | 0 | 0 | 0 | 0 | 0 | 0 | 0 | 0 | 3.17 | 0 | 0 | 3 | 0 | 1 |  | 0 | 0 | 0 | 0 | 0 | 0 | 0 | 0 | 3.17 | 0 | 0 | 3 | 0 | 1
SDG&E Study Area | Talega | 230 | 0 | 0 | 0 | 0 | 0 | 0 | 0 | 0 | 0 | 0 | 0 | 0 | 0 | 0 | 0 | 0 | 0 | 0 | 0 | 0 | 0 | 0 | 0 | 0 | 0 | 0 | 0 | 0 | 0 | 0 | 0 | 0 |  |  |  |  | 0 | 0 | 0 | 0 |  |  | 0 | 0 | 0 | 0 |  |  |  |  | 0 | 0 | 0 | 0 |  |  | 0 | 0 | 0 | 0 | 0 | 0 | 0 | 0 | 0 | 0 | 0 | 0 | 0 |  | 0 | 0 | 0 | 0 | 0 | 0 | 0 | 0 | 0 | 0 | 0 | 0 | 0 |  | 0 | 0 | 0 | 0 | 0 | 0 | 0 | 0 | 0 | 0 | 0 | 0 | 0 | 0 | 0 | 0 | 0 | 0 | 0 | 0 | 0 | 0 | 0 | 0 | 0 | 0 | 0 | 0 |  | 0 | 0 | 0 | 0 | 0 | 0 | 0 | 0 | 0 | 0 | 0 | 0 | 0 | 0
PG&E East Kern Study Area | Temblor | 115 | 0 | 0 | 0 | 0 | 0 | 0 | 0 | 0 | 0 | 0 | 0 | 0 | 0 | 0 | 0 | 0 | 0 | 0 | 0 | 0 | 0 | 0 | 0 | 0 | 0 | 0 | 0 | 0 | 0 | 0 | 0 | 0 |  |  |  |  | 0 | 0 | 0 | 0 |  |  | 0 | 0 | 0 | 0 |  |  |  |  | 0 | 0 | 0 | 0 |  |  | 0 | 0 | 0 | 0 | 0 | 0 | 0 | 0 | -3 | 0 | 0 | 0 | 0 |  | 0 | 0 | 0 | 0 | 0 | 0 | 0 | 0 | 0 | 0 | 0 | 0 | 0 |  | 0 | 0 | 0 | 0 | 0 | 0 | 0 | 0 | 0 | 0 | 0 | 0 | 0 | 0 | 0 | 0 | 0 | 0 | 0 | 0 | 0 | 0 | 0 | 0 | 0 | 0 | 0 | 0 |  | 0 | 0 | 0 | 0 | 0 | 0 | 0 | 0 | -3 | 0 | 0 | 0 | 0 | 1
PG&E East Kern Study Area | Templeton | 115 | 0 | 0 | 0 | 0 | 0 | 0 | 0 | 0 | 0 | 0 | 0 | 0 | 0 | 0 | 0 | 0 | 0 | 0 | 0 | 0 | 0 | 0 | 0 | 0 | 0 | 0 | 0 | 0 | 0 | 0 | 0 | 0 |  |  |  |  | 0 | 0 | 0 | 0 |  |  | 0 | 0 | 0 | 0 |  |  |  |  | 0 | 0 | 0 | 0 |  |  | 0 | 0 | 0 | 0 | 0 | 0 | 0 | 0 | 0 | 0 | 0 | 0 | 0 |  | 0 | 0 | 0 | 0 | 0 | 0 | 0 | 0 | 0 | 0 | 0 | 0 | 0 |  | 0 | 0 | 0 | 0 | 0 | 0 | 0 | 0 | 0 | 0 | 0 | 0 | 0 | 0 | 0 | 0 | 0 | 0 | 0 | 0 | 0 | 0 | 0 | 0 | 0 | 0 | 0 | 0 |  | 0 | 0 | 0 | 0 | 0 | 0 | 0 | 0 | 0 | 0 | 0 | 0 | 0 | 0
PG&E East Kern Study Area | Templeton | 230 | 0 | 0 | 0 | 0 | 0 | 0 | 0 | 0 | 0 | 0 | 0 | 0 | 0 | 0 | 0 | 0 | 0 | 0 | 0 | 0 | 0 | 0 | 0 | 0 | 0 | 0 | 0 | 0 | 0 | 0 | 0 | 0 |  |  |  |  | 0 | 0 | 0 | 0 |  |  | 0 | 0 | 0 | 0 |  |  |  |  | 0 | 0 | 0 | 0 |  |  | 0 | 0 | -83.7 | 0 | 0 | 0 | 0 | 0 | 0 | 0 | 0 | 0 | 0 |  | 0 | 0 | 74.8 | 0 | 0 | 0 | 0 | 0 | 0 | 0 | 0 | 0 | 0 |  | 0 | 0 | 74.8 | 0 | 0 | 0 | 0 | 0 | 0 | 0 | 0 | 0 | 0 | 0 | 0 | 0 | 74.8 | 0 | 0 | 0 | 0 | 0 | 0 | 0 | 0 | 0 | 0 | 1 |  | 0 | 0 | -83.7 | 0 | 0 | 0 | 0 | 0 | 0 | 0 | 0 | 0 | 0 | 1
PG&E North of Greater Bay Study Area | Tesla | 115 | 0 | 0 | 0 | 0 | 0 | 0 | 0 | 0 | 0 | 0 | 0 | 0 | 0 | 0 | 0 | 0 | 0 | 0 | 0 | 0 | 0 | 0 | 0 | 0 | 0 | 0 | 0 | 0 | 0 | 0 | 0 | 0 |  |  |  |  | 0 | 0 | 0 | 0 |  |  | 0 | 0 | 0 | 0 |  |  |  |  | 0 | 0 | 0 | 0 |  |  | 0 | 0 | 0 | 0 | 0 | 0 | 0 | 0 | 0 | 0 | 0 | 0 | 0 |  | 0 | 0 | 0 | 0 | 0 | 0 | 0 | 0 | 0 | 0 | 0 | 0 | 0 |  | 0 | 0 | 0 | 0 | 0 | 0 | 0 | 0 | 0 | 0 | 0 | 0 | 0 | 0 | 0 | 0 | 0 | 0 | 0 | 0 | 0 | 0 | 0 | 0 | 0 | 0 | 0 | 0 |  | 0 | 0 | 0 | 0 | 0 | 0 | 0 | 0 | 0 | 0 | 0 | 0 | 0 | 0
PG&E North of Greater Bay Study Area | Tesla | 230 | 0 | 0 | 0 | 0 | 0 | 0 | 0 | 0 | 0 | 0 | 0 | 0 | 0 | 0 | 0 | 0 | 0 | 0 | 0 | 0 | 0 | 0 | 0 | 0 | 0 | 0 | 0 | 0 | 0 | 0 | 0 | 0 |  |  |  |  | 0 | 0 | 0 | 125 |  |  | 0 | 0 | 0 | 0 |  |  |  |  | 0 | 0 | 0 | 400 |  |  | 0 | 0 | 0 | -20 | 0 | 0 | 0 | 0 | 0 | 0 | 0 | 0 | 0 |  | 0 | 0 | 80 | 5 | 0 | 0 | 0 | 0 | 0 | 0 | 0 | 0 | 0 |  | 0 | 0 | 80 | 5 | 0 | 0 | 0 | 0 | 0 | 0 | 0 | 400 | 0 | 0 | 0 | 0 | 80 | 5 | 0 | 0 | 0 | 0 | 0 | 0 | 0 | 400 | 0 | 1 |  | 0 | 0 | 0 | -20 | 0 | 0 | 0 | 0 | 0 | 0 | 0 | 125 | 0 | 1
PG&E North of Greater Bay Study Area | Tesla | 500 | 0 | 0 | 0 | 0 | 0 | 0 | 0 | 0 | 0 | 0 | 0 | 0 | 0 | 0 | 0 | 0 | 0 | 0 | 0 | 0 | 0 | 0 | 0 | 0 | 0 | 0 | 0 | 0 | 0 | 0 | 0 | 0 |  |  |  |  | 0 | 0 | 0 | 0 |  |  | 0 | 0 | 0 | 0 |  |  |  |  | 0 | 0 | 0 | 0 |  |  | 0 | 0 | 0 | 20 | 0 | 0 | 0 | 0 | 0 | 0 | 0 | 0 | 0 |  | 0 | 0 | 330 | 20 | 0 | 0 | 0 | 0 | 0 | 400 | 10 | 0 | 0 |  | 0 | 0 | 330 | 20 | 0 | 0 | 0 | 0 | 0 | 400 | 10 | 0 | 0 | 1 | 0 | 0 | 330 | 20 | 0 | 0 | 0 | 0 | 0 | 400 | 10 | 0 | 0 | 1 |  | 0 | 0 | 0 | 20 | 0 | 0 | 0 | 0 | 0 | 0 | 0 | 0 | 0 | 1
PG&E East Kern Study Area | Tevis | 115 | 0 | 0 | 0 | 0 | 0 | 0 | 0 | 0 | 0 | 0 | 0 | 0 | 0 | 0 | 0 | 0 | 0 | 0 | 0 | 0 | 0 | 0 | 0 | 0 | 0 | 0 | 0 | 0 | 0 | 0 | 0 | 0 |  |  |  |  | 0 | 0 | 0 | 0 |  |  | 0 | 0 | 0 | 0 |  |  |  |  | 0 | 0 | 0 | 0 |  |  | 0 | 0 | 0 | 0 | 0 | 0 | 0 | 0 | 0 | 0 | 0 | 0 | 0 |  | 0 | 0 | 0 | 0 | 0 | 0 | 0 | 0 | 0 | 0 | 0 | 0 | 0 |  | 0 | 0 | 0 | 0 | 0 | 0 | 0 | 0 | 0 | 0 | 0 | 0 | 0 | 0 | 0 | 0 | 0 | 0 | 0 | 0 | 0 | 0 | 0 | 0 | 0 | 0 | 0 | 0 |  | 0 | 0 | 0 | 0 | 0 | 0 | 0 | 0 | 0 | 0 | 0 | 0 | 0 | 0
PG&E North of Greater Bay Study Area | Thermalito | 230 | 0 | 0 | 0 | 0 | 0 | 0 | 0 | 0 | 0 | 0 | 0 | 0 | 0 | 0 | 0 | 0 | 0 | 0 | 0 | 0 | 0 | 0 | 0 | 0 | 0 | 0 | 0 | 0 | 0 | 0 | 0 | 0 |  |  |  |  | 0 | 0 | 0 | 0 |  |  | 0 | 0 | 0 | 0 |  |  |  |  | 0 | 0 | 0 | 0 |  |  | 0 | 0 | 0 | 0 | 0 | 0 | 0 | 0 | 0 | 0 | 0 | 0 | 0 |  | 0 | 0 | 0 | 0 | 0 | 0 | 0 | 0 | 0 | 0 | 0 | 0 | 0 |  | 0 | 0 | 0 | 0 | 0 | 0 | 0 | 0 | 0 | 0 | 0 | 0 | 0 | 0 | 0 | 0 | 0 | 0 | 0 | 0 | 0 | 0 | 0 | 0 | 0 | 0 | 0 | 0 |  | 0 | 0 | 0 | 0 | 0 | 0 | 0 | 0 | 0 | 0 | 0 | 0 | 0 | 0
SDG&E Study Area | Trabuco | 138 | 0 | 0 | 0 | 0 | 0 | 0 | 0 | 0 | 0 | 0 | 0 | 0 | 0 | 0 | 0 | 0 | 0 | 0 | 0 | 0 | 0 | 0 | 0 | 0 | 0 | 0 | 0 | 0 | 0 | 0 | 0 | 0 |  |  |  |  | 0 | 0 | 0 | 0 |  |  | 0 | 0 | 0 | 0 |  |  |  |  | 0 | 0 | 0 | 0 |  |  | 0 | 0 | 0 | 0 | 0 | 0 | 0 | 0 | 0 | 0 | 0 | 0 | 0 |  | 0 | 0 | 0 | 0 | 0 | 0 | 0 | 0 | 0 | 0 | 0 | 0 | 0 |  | 0 | 0 | 0 | 0 | 0 | 0 | 0 | 0 | 0 | 0 | 0 | 0 | 0 | 0 | 0 | 0 | 0 | 0 | 0 | 0 | 0 | 0 | 0 | 0 | 0 | 0 | 0 | 0 |  | 0 | 0 | 0 | 0 | 0 | 0 | 0 | 0 | 0 | 0 | 0 | 0 | 0 | 0
PG&E Fresno Study Area | Tranquility | 230 | 0 | 0 | 0 | 0 | 0 | 0 | 0 | 0 | 0 | -206 | 0 | 0 | 0 | 0 | 0 | 0 | 0 | 0 | 0 | 0 | 0 | 0 | 0 | 0 | 0 | 72 | 0 | 1 | 0 | 0 | 0 | 0 |  |  |  |  | 0 | 200 | 0 | 312.5 |  |  | 0 | 0 | 0 | 0 |  |  |  |  | 0 | 360 | 40 | 352.5 |  |  | 0 | 0 | 0 | 0 | 0 | 0 | 0 | 0 | 0 | -170 | 127 | -152.5 | 0 |  | 0 | 0 | 0 | 0 | 0 | 0 | 0 | 0 | 0 | 40 | 460 | 47.5 | 0 |  | 0 | 0 | 0 | 0 | 0 | 0 | 0 | 0 | 0 | 400 | 500 | 400 | 0 | 1 | 0 | 0 | 0 | 0 | 0 | 0 | 0 | 0 | 0 | 400 | 500 | 472 | 0 | 1 |  | 0 | 0 | 0 | 0 | 0 | 0 | 0 | 0 | 0 | -176 | 127 | 160 | 0 | 1
East of Pisgah Study Area | Trout Canyon (fka Crazy Eyes) | 230 | 0 | 0 | 0 | 0 | 0 | 0 | 0 | 0 | 0 | 0 | 0 | 0 | 0 | 0 | 0 | 0 | 0 | 0 | 0 | 0 | 0 | 0 | 0 | 0 | 0 | 0 | 0 | 0 | 0 | 0 | 0 | 0 |  |  |  |  | 0 | 0 | 0 | 0 |  |  | 0 | 0 | 0 | 0 |  |  |  |  | 0 | 260 | 0 | 128 |  |  | 0 | 0 | 0 | 0 | 0 | 0 | 0 | 0 | 0 | 225 | -100 | 0 | 0 |  | 0 | 0 | 0 | 0 | 0 | 0 | 0 | 0 | 0 | 390 | 806 | 442 | 0 |  | 0 | 0 | 0 | 0 | 0 | 0 | 0 | 0 | 0 | 650 | 806 | 570 | 0 | 1 | 0 | 0 | 0 | 0 | 0 | 0 | 0 | 0 | 0 | 650 | 806 | 570 | 0 | 1 |  | 0 | 0 | 0 | 0 | 0 | 0 | 0 | 0 | 0 | 225 | -100 | 0 | 0 | 1
PG&E North of Greater Bay Study Area | Tulucay | 230 | 0 | 0 | 0 | 0 | 0 | 0 | 0 | 0 | 1 | 0 | 0 | 0 | 0 | 1 | 0 | 0 | 0 | 0 | 0 | 0 | 0 | 0 | 1 | 0 | 0 | 0 | 0 | 1 | 0 | 0 | 0 | 0 |  |  |  |  | -0.22 | 0 | 0 | 0 |  |  | 0 | 0 | 0 | 0 |  |  |  |  | 0.77 | 0 | 0 | 0 |  |  | 0 | 0 | 0 | 0 | 0 | 0 | 0 | 0 | 0 | 0 | 0 | 0 | 0 |  | 0 | 0 | 0 | 0 | 0 | 0 | 0 | 0 | 0.01 | 0 | 0 | 0 | 0 |  | 0 | 0 | 0 | 0 | 0 | 0 | 0 | 0 | 0.78 | 0 | 0 | 0 | 0 | 0 | 0 | 0 | 0 | 0 | 0 | 0 | 0 | 0 | 1.78 | 0 | 0 | 0 | 0 | 1 |  | 0 | 0 | 0 | 0 | 0 | 0 | 0 | 0 | 0.78 | 0 | 0 | 0 | 0 | 1
PG&E East Kern Study Area | Tupman | 115 | 0 | 0 | 0 | 0 | 0 | 0 | 0 | 0 | 0 | 0 | 0 | 0 | 0 | 0 | 0 | 0 | 0 | 0 | 0 | 0 | 0 | 0 | 0 | 0 | 0 | 0 | 0 | 0 | 0 | 0 | 0 | 0 |  |  |  |  | 0 | 0 | 0 | 0 |  |  | 0 | 0 | 0 | 0 |  |  |  |  | 0 | 0 | 0 | 0 |  |  | 0 | 0 | 0 | 0 | 0 | 0 | 0 | 0 | 0 | 0 | 0 | 0 | 0 |  | 0 | 0 | 0 | 0 | 0 | 0 | 0 | 0 | 0 | 0 | 0 | 0 | 0 |  | 0 | 0 | 0 | 0 | 0 | 0 | 0 | 0 | 0 | 0 | 0 | 0 | 0 | 0 | 0 | 0 | 0 | 0 | 0 | 0 | 0 | 0 | 0 | 0 | 0 | 0 | 0 | 0 |  | 0 | 0 | 0 | 0 | 0 | 0 | 0 | 0 | 0 | 0 | 0 | 0 | 0 | 0
PG&E North of Greater Bay Study Area | UltraPower Chinese Station | 115 | 0 | 0 | 0 | 0 | 0 | 0 | 0 | 0 | 0 | 0 | 0 | 0 | 0 | 0 | 0 | 0 | 0 | 0 | 0 | 0 | 0 | 0 | 0 | 0 | 0 | 0 | 0 | 0 | 0 | 0 | 0 | 0 |  |  |  |  | 0 | 0 | 0 | 0 |  |  | 0 | 0 | 0 | 0 |  |  |  |  | 0 | 0 | 0 | 0 |  |  | 0 | 0 | 0 | 0 | 0 | 0 | 0 | 0 | 0 | 0 | 0 | 0 | 0 |  | 0 | 2 | 0 | 0 | 0 | 0 | 0 | 0 | 0 | 0 | 0 | 0 | 0 |  | 0 | 2 | 0 | 0 | 0 | 0 | 0 | 0 | 0 | 0 | 0 | 0 | 0 | 0 | 0 | 2 | 0 | 0 | 0 | 0 | 0 | 0 | 0 | 0 | 0 | 0 | 0 | 1 |  | 0 | 0 | 0 | 0 | 0 | 0 | 0 | 0 | 0 | 0 | 0 | 0 | 0 | 0
PG&E North of Greater Bay Study Area | Vaca Dixon | 500 | 0 | 0 | 0 | 0 | 0 | 0 | 0 | 0 | 0 | 0 | 0 | 0 | 0 | 0 | 0 | 0 | 0 | 0 | 0 | 0 | 0 | 0 | 0 | 0 | 0 | 0 | 0 | 0 | 0 | 0 | 0 | 0 |  |  |  |  | 0 | 0 | 0 | 0 |  |  | 0 | 0 | 0 | 0 |  |  |  |  | 0 | 0 | 0 | 0 |  |  | 0 | 0 | 0 | 0 | 0 | 0 | 0 | 0 | 0 | 0 | 0 | 0 | 0 |  | 0 | 0 | 0 | 0 | 0 | 0 | 0 | 0 | 0 | 0 | 0 | 0 | 0 |  | 0 | 0 | 0 | 0 | 0 | 0 | 0 | 0 | 0 | 0 | 0 | 0 | 0 | 0 | 0 | 0 | 0 | 0 | 0 | 0 | 0 | 0 | 0 | 0 | 0 | 0 | 0 | 0 |  | 0 | 0 | 0 | 0 | 0 | 0 | 0 | 0 | 0 | 0 | 0 | 0 | 0 | 0
PG&E North of Greater Bay Study Area | Vaca Dixon | 115 | 0 | 0 | 0 | 0 | 0 | 0 | 0 | 0 | 0 | 0 | 0 | 0 | 0 | 0 | 0 | 0 | 0 | 0 | 0 | 0 | 0 | 0 | 0 | 0 | 0 | 0 | 0 | 0 | 0 | 0 | 0 | 0 |  |  |  |  | 0 | -20 | 20 | 0 |  |  | 0 | 0 | 0 | 0 |  |  |  |  | 0 | 0 | 20 | 131.5 |  |  | 0 | 0 | 0 | 0 | 0 | 0 | 0 | 0 | 0 | 0 | 0 | 3.5 | 0 |  | 0 | 0 | 0 | 0 | 0 | 0 | 0 | 0 | 0 | 5 | 0 | 3.5 | 0 |  | 0 | 0 | 0 | 0 | 0 | 0 | 0 | 0 | 0 | 5 | 20 | 135 | 0 | 1 | 0 | 0 | 0 | 0 | 0 | 0 | 0 | 0 | 0 | 5 | 20 | 135 | 0 | 1 |  | 0 | 0 | 0 | 0 | 0 | 0 | 0 | 0 | 0 | -20 | 20 | 3.5 | 0 | 1
SCE Eastern Study Area | Valley | 500 | 0 | 0 | 0 | 0 | 0 | 0 | 0 | 0 | 0 | 0 | 0 | 0 | 0 | 0 | 0 | 0 | 0 | 0 | 0 | 0 | 0 | 0 | 0 | 0 | 0 | 0 | 0 | 0 | 0 | 0 | 0 | 0 |  |  |  |  | 0 | 0 | 0 | 680 |  |  | 0 | 0 | 0 | 0 |  |  |  |  | 0 | 0 | 0 | 690 |  |  | 0 | 0 | 0 | 0 | 0 | 0 | 0 | 0 | 0 | 0 | 0 | -670 | 0 |  | 0 | 0 | 0 | 0 | 0 | 0 | 0 | 0 | 0 | 0 | 0 | 0 | 0 |  | 0 | 0 | 0 | 0 | 0 | 0 | 0 | 0 | 0 | 0 | 0 | 690 | 0 | 0 | 0 | 0 | 0 | 0 | 0 | 0 | 0 | 0 | 0 | 0 | 0 | 690 | 0 | 1 |  | 0 | 0 | 0 | 0 | 0 | 0 | 0 | 0 | 0 | 0 | 0 | 10 | 0 | 1
East of Pisgah Study Area | Valley (VEA) | 138 | 0 | 0 | 0 | 0 | 0 | 0 | 0 | 0 | 0 | 0 | 0 | 0 | 0 | 0 | 0 | 0 | 0 | 0 | 0 | 0 | 0 | 0 | 0 | 0 | 0 | 0 | 0 | 0 | 0 | 0 | 0 | 0 |  |  |  |  | 0 | 0 | 0 | 0 |  |  | 0 | 0 | 0 | 0 |  |  |  |  | 0 | 0 | 0 | 0 |  |  | 0 | 0 | 0 | 0 | 0 | 0 | 0 | 0 | 0 | 0 | 0 | 0 | 0 |  | 0 | 0 | 0 | 0 | 0 | 0 | 0 | 0 | 0 | 50 | 0 | 40 | 0 |  | 0 | 0 | 0 | 0 | 0 | 0 | 0 | 0 | 0 | 50 | 0 | 40 | 0 | 1 | 0 | 0 | 0 | 0 | 0 | 0 | 0 | 0 | 0 | 50 | 0 | 40 | 0 | 1 |  | 0 | 0 | 0 | 0 | 0 | 0 | 0 | 0 | 0 | 0 | 0 | 0 | 0 | 0
SCE Northern Area | Vestal | 230 | 0 | 0 | 0 | 0 | 0 | 0 | 0 | 0 | 0 | 55.83 | 0 | 0 | 0 | 1 | 0 | 0 | 0 | 0 | 0 | 0 | 0 | 0 | 0 | 111.83 | 0 | 0 | 0 | 1 | 0 | 0 | 0 | 0 |  |  |  |  | 0 | 0 | 0 | 0 |  |  | 0 | 0 | 0 | 0 |  |  |  |  | 0 | 0 | 350 | 350 |  |  | 0 | 0 | 0 | 0 | 0 | 0 | 0 | 0 | 0 | -35.83 | 160 | 0 | 0 |  | 0 | 0 | 0 | 0 | 0 | 0 | 0 | 0 | 0 | 238.17 | 161.13 | 0 | 0 |  | 0 | 0 | 0 | 0 | 0 | 0 | 0 | 0 | 0 | 238.17 | 511.13 | 350 | 0 | 1 | 0 | 0 | 0 | 0 | 0 | 0 | 0 | 0 | 0 | 350 | 511.13 | 350 | 0 | 1 |  | 0 | 0 | 0 | 0 | 0 | 0 | 0 | 0 | 0 | 20 | 160 | 0 | 0 | 1
SCE North of Lugo (NOL) Study Area | Victor | 230 | 0 | 0 | 0 | 0 | 0 | 0 | 0 | 0 | 0 | 0 | 0 | 0 | 0 | 0 | 0 | 0 | 0 | 0 | 0 | 0 | 0 | 0 | 0 | 100 | 0 | 50 | 0 | 1 | 0 | 0 | 0 | 0 |  |  |  |  | 0 | 0 | 0 | 0 |  |  | 0 | 0 | 0 | 0 |  |  |  |  | 0 | 0 | 0 | 0 |  |  | 0 | -2.7 | 0 | 0 | 0 | 0 | 0 | 0 | 0 | 0 | 0 | 0 | 0 |  | 0 | 0 | 0 | 0 | 0 | 0 | 0 | 0 | 2 | 0 | 0 | 0 | 0 |  | 0 | 0 | 0 | 0 | 0 | 0 | 0 | 0 | 2 | 0 | 0 | 0 | 0 | 0 | 0 | 0 | 0 | 0 | 0 | 0 | 0 | 0 | 2 | 100 | 0 | 50 | 0 | 1 |  | 0 | -2.7 | 0 | 0 | 0 | 0 | 0 | 0 | 0 | 0 | 0 | 0 | 0 | 1
SCE North of Lugo (NOL) Study Area | Victor | 115 | 0 | 0 | 0 | 0 | 0 | 0 | 0 | 0 | 0 | 0 | 0 | 0 | 0 | 0 | 0 | 0 | 0 | 0 | 0 | 0 | 0 | 0 | 0 | 0 | 0 | 0 | 0 | 0 | 0 | -22.3 | 0 | 0 |  |  |  |  | 0 | 0 | 0 | 0 |  |  | 0 | 0 | 0 | 0 |  |  |  |  | 0 | 0 | 0 | 0 |  |  | 0 | 0 | 0 | 0 | 0 | 0 | 0 | 0 | 0 | 0 | 0 | 0 | 0 |  | 0 | 0 | 0 | 0 | 0 | 0 | 0 | 0 | 0 | 0 | 0 | 0 | 0 |  | 0 | 0 | 0 | 0 | 0 | 0 | 0 | 0 | 0 | 0 | 0 | 0 | 0 | 0 | 0 | 0 | 0 | 0 | 0 | 0 | 0 | 0 | 0 | 0 | 0 | 0 | 0 | 0 |  | 0 | -22.3 | 0 | 0 | 0 | 0 | 0 | 0 | 0 | 0 | 0 | 0 | 0 | 1
SCE Metro Study Area | Viejo | 230 | 0 | 0 | 0 | 0 | 0 | 0 | 0 | 0 | 0 | 0 | 0 | 0 | 0 | 0 | 0 | 0 | 0 | 0 | 0 | 0 | 0 | 0 | 0 | 0 | 0 | 0 | 0 | 0 | 0 | 0 | 0 | 0 |  |  |  |  | 0 | 0 | 0 | 0 |  |  | 0 | 0 | 0 | 0 |  |  |  |  | 0 | 0 | 0 | 0 |  |  | 0 | 0 | 0 | 0 | 0 | 0 | 0 | 0 | 0 | 0 | 0 | 0 | 0 |  | 0 | 0 | 0 | 0 | 0 | 0 | 0 | 0 | 0 | 0 | 0 | 0 | 0 |  | 0 | 0 | 0 | 0 | 0 | 0 | 0 | 0 | 0 | 0 | 0 | 0 | 0 | 0 | 0 | 0 | 0 | 0 | 0 | 0 | 0 | 0 | 0 | 0 | 0 | 0 | 0 | 0 |  | 0 | 0 | 0 | 0 | 0 | 0 | 0 | 0 | 0 | 0 | 0 | 0 | 0 | 0
PG&E North of Greater Bay Study Area | Vierra | 115 | 0 | 0 | 0 | 0 | 0 | 0 | 0 | 0 | 0 | 0 | 0 | 0 | 0 | 0 | 0 | 0 | 0 | 0 | 0 | 0 | 0 | 0 | 0 | 0 | 0 | 0 | 0 | 0 | 0 | 0 | 0 | 0 |  |  |  |  | 0 | 0 | 0 | 0 |  |  | 0 | 0 | 0 | 0 |  |  |  |  | 0 | 0 | 0 | 0 |  |  | 0 | 0 | 0 | 0 | 0 | 0 | 0 | 0 | 0 | 0 | 0 | 0 | 0 |  | 0 | 0 | 0 | 0 | 0 | 0 | 0 | 0 | 0 | 0 | 0 | 0 | 0 |  | 0 | 0 | 0 | 0 | 0 | 0 | 0 | 0 | 0 | 0 | 0 | 0 | 0 | 0 | 0 | 0 | 0 | 0 | 0 | 0 | 0 | 0 | 0 | 0 | 0 | 0 | 0 | 0 |  | 0 | 0 | 0 | 0 | 0 | 0 | 0 | 0 | 0 | 0 | 0 | 0 | 0 | 0
SCE Metro Study Area | Villa Park | 230 | 0 | 0 | 0 | 0 | 0 | 0 | 0 | 0 | 0 | 0 | 0 | 0 | 0 | 0 | 0 | 0 | 0 | 0 | 0 | 0 | 0 | 0 | 0 | 0 | 0 | 0 | 0 | 0 | 0 | 0 | 0 | 0 |  |  |  |  | 0 | 0 | 0 | 0 |  |  | 0 | 0 | 0 | 0 |  |  |  |  | 0 | 0 | 0 | 0 |  |  | 0 | 0 | 0 | 0 | 0 | 0 | 0 | 0 | 0 | 0 | 0 | 0 | 0 |  | 0 | 0 | 0 | 0 | 0 | 0 | 0 | 0 | 0 | 0 | 0 | 0 | 0 |  | 0 | 0 | 0 | 0 | 0 | 0 | 0 | 0 | 0 | 0 | 0 | 0 | 0 | 0 | 0 | 0 | 0 | 0 | 0 | 0 | 0 | 0 | 0 | 0 | 0 | 0 | 0 | 0 |  | 0 | 0 | 0 | 0 | 0 | 0 | 0 | 0 | 0 | 0 | 0 | 0 | 0 | 0
SCE Northern Area | Vincent | 230 | 0 | 0 | 60.3 | 0 | 0 | 0 | 0 | 0 | 0 | 0 | 0 | 0 | 0 | 1 | 0 | 0 | 60.3 | 0 | 0 | 0 | 0 | 0 | 0 | 0 | 0 | 0 | 0 | 1 | 0 | 0 | 0 | 0 |  |  |  |  | 0 | 0 | 0 | 0 |  |  | 0 | 0 | 0 | 0 |  |  |  |  | 0 | 0 | 1 | 200 |  |  | 0 | 0 | 0 | 0 | 0 | 0 | 0 | 0 | 0 | 0 | -152 | -56.41 | 0 |  | 0 | 0 | 0 | 0 | 0 | 0 | 0 | 0 | 0 | 0 | 950 | 553.59 | 0 |  | 0 | 0 | 0 | 0 | 0 | 0 | 0 | 0 | 0 | 0 | 951 | 753.59 | 0 | 1 | 0 | 0 | 60.3 | 0 | 0 | 0 | 0 | 0 | 0 | 0 | 951 | 753.59 | 0 | 1 |  | 0 | 0 | 60.3 | 0 | 0 | 0 | 0 | 0 | 0 | 0 | -152 | -56.41 | 0 | 1
SCE Eastern Study Area | Vista | 230 | 0 | 0 | 0 | 0 | 0 | 0 | 0 | 0 | 0 | 0 | 0 | 0 | 0 | 0 | 0 | 0 | 0 | 0 | 0 | 0 | 0 | 0 | 0 | 0 | 0 | 0 | 0 | 0 | 0 | 0 | 0 | 0 |  |  |  |  | 0 | 0 | 0 | 0 |  |  | 0 | 2.6 | 0 | 0 |  |  |  |  | 0 | 0 | 0 | 200 |  |  | 0 | 0 | 0 | 0 | 0 | 0 | 0 | 0 | 0 | 0 | 0 | 0 | 0 |  | 0 | 0 | 0 | 0 | 0 | 0 | 0 | 0 | 0 | 0 | 0 | 0 | 0 |  | 0 | 2.6 | 0 | 0 | 0 | 0 | 0 | 0 | 0 | 0 | 0 | 200 | 0 | 0 | 0 | 2.6 | 0 | 0 | 0 | 0 | 0 | 0 | 0 | 0 | 0 | 200 | 0 | 1 |  | 0 | 0 | 0 | 0 | 0 | 0 | 0 | 0 | 0 | 0 | 0 | 0 | 0 | 0
East of Pisgah Study Area | Vista (VEA) | 138 | 0 | 0 | 0 | 0 | 0 | 0 | 0 | 0 | 0 | 0 | 0 | 0 | 0 | 0 | 0 | 0 | 0 | 0 | 0 | 0 | 0 | 0 | 0 | 0 | 0 | 0 | 0 | 0 | 0 | 0 | 0 | 0 |  |  |  |  | 0 | 0 | 0 | 0 |  |  | 0 | 0 | 0 | 0 |  |  |  |  | 0 | 0 | 0 | 0 |  |  | 0 | 0 | 0 | 0 | 0 | 0 | 0 | 0 | 0 | 0 | 0 | 0 | 0 |  | 0 | 0 | 0 | 0 | 0 | 0 | 0 | 0 | 0 | 0 | 0 | 0 | 0 |  | 0 | 0 | 0 | 0 | 0 | 0 | 0 | 0 | 0 | 0 | 0 | 0 | 0 | 0 | 0 | 0 | 0 | 0 | 0 | 0 | 0 | 0 | 0 | 0 | 0 | 0 | 0 | 0 |  | 0 | 0 | 0 | 0 | 0 | 0 | 0 | 0 | 0 | 0 | 0 | 0 | 0 | 0
PG&E Fresno Study Area | Wahtoke | 115 | 0 | 0 | 0 | 0 | 0 | 0 | 0 | 0 | 0 | 0 | 0 | 0 | 0 | 0 | 0 | 0 | 0 | 0 | 0 | 0 | 0 | 0 | 0 | 0 | 0 | 0 | 0 | 0 | 0 | 0 | 0 | 0 |  |  |  |  | 0 | 0 | 0 | 0 |  |  | 0 | 0 | 0 | 0 |  |  |  |  | 0 | 0 | 0 | 0 |  |  | 0 | 0 | 0 | 0 | 0 | 0 | 0 | 0 | 0 | 0 | 0 | 0 | 0 |  | 0 | 0 | 0 | 0 | 0 | 0 | 0 | 0 | 0 | 0 | 0 | 0 | 0 |  | 0 | 0 | 0 | 0 | 0 | 0 | 0 | 0 | 0 | 0 | 0 | 0 | 0 | 0 | 0 | 0 | 0 | 0 | 0 | 0 | 0 | 0 | 0 | 0 | 0 | 0 | 0 | 0 |  | 0 | 0 | 0 | 0 | 0 | 0 | 0 | 0 | 0 | 0 | 0 | 0 | 0 | 0
SCE Metro Study Area | Walnut | 230 | 0 | 0 | 0 | 0 | 0 | 0 | 0 | 0 | 0 | 0 | 0 | 0 | 0 | 0 | 0 | 0 | 0 | 0 | 0 | 0 | 0 | 0 | 0 | 0 | 0 | 0 | 0 | 0 | 0 | 0 | 0 | 0 |  |  |  |  | 0 | 0 | 0 | 0 |  |  | 0 | 0 | 0 | 0 |  |  |  |  | 0 | 0 | 0 | 0 |  |  | 0 | 0 | 0 | 0 | 0 | 0 | 0 | 0 | 0 | 0 | 0 | 25 | 0 |  | 0 | 0 | 0 | 0 | 0 | 0 | 0 | 0 | 0 | 0 | 0 | 200 | 0 |  | 0 | 0 | 0 | 0 | 0 | 0 | 0 | 0 | 0 | 0 | 0 | 200 | 0 | 0 | 0 | 0 | 0 | 0 | 0 | 0 | 0 | 0 | 0 | 0 | 0 | 200 | 0 | 1 |  | 0 | 0 | 0 | 0 | 0 | 0 | 0 | 0 | 0 | 0 | 0 | 25 | 0 | 1
PG&E Fresno Study Area | Westley | 230 | 0 | 0 | 0 | 0 | 0 | 0 | 0 | 0 | 0 | 0 | 0 | 0 | 0 | 0 | 0 | 0 | 0 | 0 | 0 | 0 | 0 | 0 | 0 | 0 | 0 | 0 | 0 | 0 | 0 | 0 | 0 | 0 |  |  |  |  | 0 | 156.21 | -5.89 | 77 |  |  | 0 | 0 | 0 | 0 |  |  |  |  | 0 | 226.21 | 14.11 | 169 |  |  | 0 | 0 | 0 | 0 | 0 | 0 | 0 | 0 | 0 | -155.21 | -40.43 | -77 | 0 |  | 0 | 2 | 0 | 0 | 0 | 0 | 0 | 0 | 0 | 0.79 | 8.89 | 1 | 0 |  | 0 | 2 | 0 | 0 | 0 | 0 | 0 | 0 | 0 | 227 | 23 | 170 | 0 | 1 | 0 | 2 | 0 | 0 | 0 | 0 | 0 | 0 | 0 | 227 | 23 | 170 | 0 | 1 |  | 0 | 0 | 0 | 0 | 0 | 0 | 0 | 0 | 0 | 1 | -46.32 | 0 | 0 | 1
PG&E Fresno Study Area | West Fresno | 115 | 0 | 0 | 0 | 0 | 0 | 0 | 0 | 0 | 0 | 0 | 0 | 0 | 0 | 0 | 0 | 0 | 0 | 0 | 0 | 0 | 0 | 0 | 0 | 0 | 0 | 0 | 0 | 0 | 0 | 0 | 0 | 0 |  |  |  |  | 0 | 0 | 0 | 0 |  |  | 0 | 0 | 0 | 0 |  |  |  |  | 0 | 0 | 0 | 0 |  |  | 0 | 0 | 0 | 0 | 0 | 0 | 0 | 0 | 0 | 0 | 0 | 0 | 0 |  | 0 | 0 | 0 | 0 | 0 | 0 | 0 | 0 | 0 | 0 | 0 | 0 | 0 |  | 0 | 0 | 0 | 0 | 0 | 0 | 0 | 0 | 0 | 0 | 0 | 0 | 0 | 0 | 0 | 0 | 0 | 0 | 0 | 0 | 0 | 0 | 0 | 0 | 0 | 0 | 0 | 0 |  | 0 | 0 | 0 | 0 | 0 | 0 | 0 | 0 | 0 | 0 | 0 | 0 | 0 | 0
PG&E East Kern Study Area | Westpark | 115 | 0 | 0 | 0 | 0 | 0 | 0 | 0 | 0 | 0 | 0 | 0 | 0 | 0 | 0 | 0 | 0 | 0 | 0 | 0 | 0 | 0 | 0 | 0 | 0 | 0 | 0 | 0 | 0 | 0 | 0 | 0 | 0 |  |  |  |  | 0 | 0 | 0 | 0 |  |  | 0 | 0 | 0 | 0 |  |  |  |  | 0 | 0 | 0 | 0 |  |  | 0 | 0 | 0 | 0 | 0 | 0 | 0 | 0 | 0 | 0 | 0 | 0 | 0 |  | 0 | 0 | 0 | 0 | 0 | 0 | 0 | 0 | 0 | 0 | 0 | 0 | 0 |  | 0 | 0 | 0 | 0 | 0 | 0 | 0 | 0 | 0 | 0 | 0 | 0 | 0 | 0 | 0 | 0 | 0 | 0 | 0 | 0 | 0 | 0 | 0 | 0 | 0 | 0 | 0 | 0 |  | 0 | 0 | 0 | 0 | 0 | 0 | 0 | 0 | 0 | 0 | 0 | 0 | 0 | 0
PG&E East Kern Study Area | Wheeler Ridge | 115 | 0 | 0 | 0 | 0 | 0 | 0 | 0 | 0 | 0 | 0 | 0 | 0 | 0 | 0 | 0 | 0 | 0 | 0 | 0 | 0 | 0 | 0 | 0 | 0 | 0 | 0 | 0 | 0 | 0 | 0 | 0 | 0 |  |  |  |  | 0 | -70 | 70 | 52.5 |  |  | 0 | 0 | 0 | 0 |  |  |  |  | 0 | 100 | 70 | 70 |  |  | 0 | 0 | 0 | 0 | 0 | 0 | 0 | 0 | 2.4 | 0 | 0 | -119.5 | 0 |  | 0 | 0 | 0 | 0 | 0 | 0 | 0 | 0 | 2.4 | 0 | 5.321 | 20 | 0 |  | 0 | 0 | 0 | 0 | 0 | 0 | 0 | 0 | 2.4 | 100 | 75.321 | 90 | 0 | 1 | 0 | 0 | 0 | 0 | 0 | 0 | 0 | 0 | 2.4 | 100 | 75.321 | 90 | 0 | 1 |  | 0 | 0 | 0 | 0 | 0 | 0 | 0 | 0 | 2.4 | -70 | 70 | -67 | 0 | 1
PG&E East Kern Study Area | Wheeler Ridge | 230 | 0 | 0 | 0 | 0 | 0 | 0 | 0 | 0 | 0 | 0 | 0 | 0 | 0 | 0 | 0 | 0 | 0 | 0 | 0 | 0 | 0 | 0 | 0 | 0 | 0 | 0 | 0 | 0 | 0 | 0 | 0 | 0 |  |  |  |  | 0 | 0 | 0 | 0 |  |  | 0 | 0 | 0 | 0 |  |  |  |  | 0 | 200 | 0 | 0 |  |  | 0 | 0 | 0 | 0 | 0 | 0 | 0 | 0 | 0 | 10 | -270 | 0 | 0 |  | 0 | 0 | 0 | 0 | 0 | 0 | 0 | 0 | 0 | 10 | 0 | 0 | 0 |  | 0 | 0 | 0 | 0 | 0 | 0 | 0 | 0 | 0 | 210 | 0 | 0 | 0 | 1 | 0 | 0 | 0 | 0 | 0 | 0 | 0 | 0 | 0 | 210 | 0 | 0 | 0 | 1 |  | 0 | 0 | 0 | 0 | 0 | 0 | 0 | 0 | 0 | 10 | -270 | 0 | 0 | 1
SCE Northern Area | Whirlwind | 500 | 0 | 0 | 0 | 0 | 0 | 0 | 0 | 0 | 0 | 0 | 0 | 0 | 0 | 0 | 0 | 0 | 0 | 0 | 0 | 0 | 0 | 0 | 0 | 0 | 0 | 0 | 0 | 0 | 0 | 0 | 0 | 0 |  |  |  |  | 0 | 0 | 0 | 0 |  |  | 0 | 0 | 0 | 0 |  |  |  |  | 0 | 0 | 0 | 0 |  |  | 0 | 0 | 0 | 0 | 0 | 0 | 0 | 0 | 0 | 0 | 0 | 0 | 0 |  | 0 | 0 | 0 | 0 | 0 | 0 | 0 | 0 | 0 | 0 | 0 | 0 | 0 |  | 0 | 0 | 0 | 0 | 0 | 0 | 0 | 0 | 0 | 0 | 0 | 0 | 0 | 0 | 0 | 0 | 0 | 0 | 0 | 0 | 0 | 0 | 0 | 0 | 0 | 0 | 0 | 0 |  | 0 | 0 | 0 | 0 | 0 | 0 | 0 | 0 | 0 | 0 | 0 | 0 | 0 | 0
SCE Northern Area | Whirlwind | 230 | 0 | 0 | 0 | 0 | 0 | 0 | 0 | 0 | 0 | -195.833 | 10.2 | 0 | 0 | 0 | 0 | 0 | 0 | 0 | 0 | 0 | 0 | 0 | 0 | 313.4 | 10.2 | 128 | 0 | 1 | 0 | 0 | 0 | 0 |  |  |  |  | 0 | 30.133 | 0 | 30 |  |  | 0 | 0 | 0 | 0 |  |  |  |  | 0 | 294.6 | 250 | 775 |  |  | 0 | 0 | 0 | 0 | 0 | 0 | 0 | 0 | 0 | -44.5 | -20.005 | 20 | 0 |  | 0 | 0 | 100.9 | 0 | 0 | 0 | 0 | 0 | 0 | 451.8 | 328.995 | 83.62 | 500 |  | 0 | 0 | 100.9 | 0 | 0 | 0 | 0 | 0 | 0 | 746.4 | 578.995 | 858.62 | 500 | 1 | 0 | 0 | 100.9 | 0 | 0 | 0 | 0 | 0 | 0 | 1059.8 | 589.195 | 986.62 | 500 | 1 |  | 0 | 0 | 0 | 0 | 0 | 0 | 0 | 0 | 0 | -210.2 | -9.805 | 50 | 0 | 1
SCE Northern Area | Windhub | 500 | 0 | 0 | 0 | 0 | 0 | 0 | 0 | 0 | 0 | 0 | 0 | 0 | 0 | 0 | 0 | 0 | 0 | 0 | 0 | 0 | 0 | 0 | 0 | 0 | 0 | 0 | 0 | 0 | 0 | 0 | 0 | 0 |  |  |  |  | 0 | 0 | 0 | 0 |  |  | 0 | 0 | 0 | 0 |  |  |  |  | 0 | 0 | 0 | 0 |  |  | 0 | 0 | 0 | 0 | 0 | 0 | 0 | 0 | 0 | 280 | 0 | 0 | 0 |  | 0 | 0 | 0 | 0 | 0 | 0 | 0 | 0 | 0 | 780 | 0 | 0 | 0 |  | 0 | 0 | 0 | 0 | 0 | 0 | 0 | 0 | 0 | 780 | 0 | 0 | 0 | 1 | 0 | 0 | 0 | 0 | 0 | 0 | 0 | 0 | 0 | 780 | 0 | 0 | 0 | 1 |  | 0 | 0 | 0 | 0 | 0 | 0 | 0 | 0 | 0 | 280 | 0 | 0 | 0 | 1
SCE Northern Area | Windhub | 230 | 0 | 0 | -11.5 | 0 | 0 | 0 | 0 | 0 | 0 | 112 | 0 | -55.5 | 0 | 1 | 0 | 0 | 157.9 | 0 | 0 | 0 | 0 | 0 | 0 | 292.7 | 0 | 216.5 | 0 | 1 | 0 | 0 | 0 | 0 |  |  |  |  | 0 | -16.3 | 0 | -40.8 |  |  | 0 | 0 | 0 | 0 |  |  |  |  | 0 | 550 | 0 | 388.2 |  |  | 0 | 0 | 12.4 | 0 | 0 | 0 | 0 | 0 | 0 | 0 | -220.7 | 46.3 | 0 |  | 0 | 0 | 23 | 0 | 0 | 0 | 0 | 0 | 0 | 3 | 863.3 | 400.505 | 0 |  | 0 | 0 | 23 | 0 | 0 | 0 | 0 | 0 | 0 | 553 | 863.3 | 788.705 | 0 | 1 | 0 | 0 | 180.9 | 0 | 0 | 0 | 0 | 0 | 0 | 845.7 | 863.3 | 1005.205 | 0 | 1 |  | 0 | 0 | 0.9 | 0 | 0 | 0 | 0 | 0 | 0 | 95.7 | -220.7 | -50 | 0 | 1
PG&E North of Greater Bay Study Area | Woodland | 115 | 0 | 0 | 0 | 0 | 0 | 0 | 0 | 0 | 0 | 0 | 0 | 0 | 0 | 0 | 0 | 0 | 0 | 0 | 0 | 0 | 0 | 0 | 0 | 0 | 0 | 0 | 0 | 0 | 0 | 0 | 0 | 0 |  |  |  |  | 0 | 0 | 12 | 12 |  |  | 0 | 0 | 0 | 0 |  |  |  |  | 0 | 0 | 12 | 12 |  |  | 0 | 0 | 0 | 0 | 0 | 0 | 0 | 0 | 0 | 0 | 0 | 0 | 0 |  | 0 | 0 | 0 | 0 | 0 | 0 | 0 | 0 | 0 | 0 | 0 | 0 | 0 |  | 0 | 0 | 0 | 0 | 0 | 0 | 0 | 0 | 0 | 0 | 12 | 12 | 0 | 1 | 0 | 0 | 0 | 0 | 0 | 0 | 0 | 0 | 0 | 0 | 12 | 12 | 0 | 1 |  | 0 | 0 | 0 | 0 | 0 | 0 | 0 | 0 | 0 | 0 | 12 | 12 | 0 | 1
PG&E North of Greater Bay Study Area | Wyandotte | 115 | 0 | 0 | 0 | 0 | 0 | 0 | 0 | 0 | 0 | 0 | 0 | 0 | 0 | 0 | 0 | 0 | 0 | 0 | 0 | 0 | 0 | 0 | 0 | 0 | 0 | 0 | 0 | 0 | 0 | 0 | 0 | 0 |  |  |  |  | 0 | 0 | 0 | 0 |  |  | 0 | 0 | 0 | 0 |  |  |  |  | 0 | 0 | 0 | 0 |  |  | 0 | 0 | 0 | 0 | 0 | 0 | 0 | 0 | 0 | 0 | 0 | 0 | 0 |  | 0 | 3.6 | 0 | 0 | 0 | 0 | 0 | 0 | 0 | 0 | 0 | 0 | 0 |  | 0 | 3.6 | 0 | 0 | 0 | 0 | 0 | 0 | 0 | 0 | 0 | 0 | 0 | 0 | 0 | 3.6 | 0 | 0 | 0 | 0 | 0 | 0 | 0 | 0 | 0 | 0 | 0 | 1 |  | 0 | 0 | 0 | 0 | 0 | 0 | 0 | 0 | 0 | 0 | 0 | 0 | 0 | 0

## Tx_bySub
Criteria 2: Transmission Capability Analysis | [84 empty] | Compliace Criteria: | Level 3 | Actual transmission constraint limit at sub exceeded |  |  |  |  | 2* | White paper transmission upgrades improved compliance flags
|  |  | Substation Constraints determined from updated CAISO 2021 Transmission Capability Estimates White Paper and 21-22 TPP Information, March 2022 | [43 empty] | Resources Utilizing Transmission Capacity | [13 empty] | Transmission Constraint Exceedances at each substation | [5 empty] | Most limit Constraint by MWs available after mapping | [5 empty] | Transmission Constraint Exceedances at each substation after triggering upgrades | [12 empty] | Level 2 | Default transmission constraint limit at subs exceeded |  |  |  |  | 1*
|  |  | SCE Northern Area -- South of Magunden Constraint | Tehachapi – Windhub 500/230 kV Transformer Constraint | Tehachapi – Antelope – Vincent Constraint | Mesa – Laguna Bell Constraint | SCE Metro Area “Default” Constraint | South of Kramer – Kramer to Victor Area Constraint | South of Kramer –Victor to Lugo Constraint | Lugo 500/230 kV transformer constraint | Colorado River 500/230 kV Transformer Constraint | Devers-Red Bluff Constraint | Serrano-Alberhill-Valley Constraint | Eldorado 500/230 kV Transformer #5 onstraint | GLW-VEA Constraint | Mohave/Edorado 500 kV “Default” Constraint | East of Miguel Area Constraint | Imperial Valley Transformer Constraint | Encina-San Luis Rey Area Constraint | Internal San Diego Constraint | San Luis Rey-San Onofre Constraint | Silvergate-Bay Boulevard Constraint | SDG&E Orange County Area “Default” Constraint | Humboldt–Trinity 115 kV Line Constraint | Cortina-Vaca-Dixion 230kV Line Constraint | Rio Oso-SPI-Lincoln 115 kV Constraint | Woodland-Davis 115 kV Line Constraint | Vierra-Tracy-Kasson 115 kV On-Peak Constraint | Melones-Tulloch 115kV On-Peak Constraint | Contra Costa-Delta Switchyard 230kV line (Bay Area) Constraint | Midway-Gates 230 kV Line Constraint | Gates 500/230 kV Transformer Bank #13 Constraint | Los Banos 500/230kV Transformer Bank (Manning Substation) Constraint | Wilson-Storey-Borden 230 kV Constraint | Tesla-Westley 230 kV Constraint | Gates-Panoche #1 and #2 230 kV Constraint | Morro Bay-Templeton 230kV Line Constraint | Las Aguillas-Panoche 230 kV Line Constraint (OPDS) | Los Banos - Gates 500 kV Line Constraint (OPDS) | Moss Landing Los Banos 230 kV Line Constraint (OPDS) | Warnerville-Wilson 230 kV Line Constraint (OPDS) | Kern-Lamont-Stockdale 115 kV Line Constraint (OPDS) | Moss Landing - Aguillas 230 kV Constraint (OPDS) | Moss Landing 500 kV constraint | Morro Bay Offshore Wind constraint | Humboldt Offshore Wind constraint | Geothermal | Biomass | Wind | Wind | OOS Wind | OOS Wind | Offshore Wind | Offshore Wind | Distributed Solar | Solar | Solar | Li_Battery | PSH | Has Res | Number of HSN Constraints Exceeded |  | Number of SSN Constraints Exceeded |  | Number of EODS constraints Exceeded |  | Limiting Tx Constraint Headroom (Cumulative All Resources) |  |  | Binding Constraint Name |  |  | Number of HSN exceedances after upgrades |  | Number of SSN exceedances after upgrades |  | Number of EODS exceedances after upgrades |  | Limiting Tx Constraint Headroom (Cumulative All Resources) After Upgrades |  |  | Binding Constraint Name |  |  |  | Criteria 2 Flag pre-upgrades | Criteria 2 Flag after upgrades | Tx upgrades improved compliance | Final Criteria Flag | Criteria 2 Flag pre-upgrades | Criteria 2 Flag after upgrades | Tx upgrades improved compliance | Final Criteria Flag
Area | Substation | Voltage | South of Magunden Constraint | Windhub 500/230 kV Transformer Constraint | Antelope – Vincent Constraint | Laguna Bell – Mesa Constraint | SCE Metro Area | Kramer- Victor/Roadway -Victor Constraint | Victor-Lugo Constraint | Lugo 500/230 kV Transformer Constraint | Colorado River 500/230 kV Transformer Constraint | Devers – Red Bluff 500 kV Constraint | Serrano – Alberhill – Valley 500 kV Constraint | Eldorado 500/230 kV Transformer #5 Constraint | GLW-VEA Area Constraint | Mohave/Eldorado 500 kV | East of Miguel Constraint | Imperial Valley transformer Constraint | Encina-San Luis Rey Constraint | San Diego Internal Constraint | San Luis Rey-San Onofre Constraint | Silvergate-Bay Boulevard Constraint | Orange County Area | Humboldt-Trinity 115 kV Line | Cortina -Vaca-Dixon 230kV Line | Rio Oso-SPI-Lincoln 115 kV Line | Woodland-Davis 115 kV Lines | Vierra-Tracy-Kasson 115 kV Line | Melones-Tulloch 115 kV Line | Contra Costa-Delta Switchyard 230kV Line | Midway – Gates 230kV Line | Gates 500/230kV Bank #13 Constraint | Los Banos 500/230kV TB | Wilson-Storey-Borden #1 & #2 230 kV Lines | Tesla-Westley 230kV Line | Gates-Panoche #1 and #2 230kV Lines | Morro Bay-Templeton 230kV Line | Las Aguillas-Panoche #1 and #2 230kV | Los Bano-Gates #1 500kV line | Moss Landing-Los Banos 230kV | Warnerville-Wilson 230kV | Kern–Lamont-Stockdale 115kV Line | Moss Landing-Las Aguilas 230kV | Moss Landing 500kV | Morro Bay Offshore Wind | Humboldt Offshore Wind Line (Proposed) | FCDS | FCDS | FCDS | EODS | FCDS | EODS | FCDS | EODS | FCDS | FCDS | EODS | FCDS | FCDS |  | Actual | Default | Actual | Default | Actual | Default | HSN | SSN | EODS | HSN | SSN | EODS | Actual | Default | Actual | Default | Actual | Default | HSN | SSN | EODS | HSN | SSN | EODS |  | FCDS | FCDS | FCDS | FCDS | EODS | EODS | EODS | EODS
PG&E East Kern Study Area | 7th Standard | 115 | [28 empty] | 1 | 1 |  |  |  |  | 1 |  | 1 | 1 |  |  |  | 0 | 0 | 0 | 0 | 0 | 0 | 0 | 0 | 0 | 0 | 0 | 0 | 0 | 0 | 0 | 0 | 0 | 2 | 2 | 2 | 2 | 0 | 1 | -1029.017 | -1512.0294 | -634.0295 | Moss Landing-Los Banos 230kV | Moss Landing-Los Banos 230kV | Morro Bay-Templeton 230kV Line | 1 | 2 | 1 | 2 | 0 | 1 | -1029.017 | -1512.0294 | -634.0295 | Moss Landing-Los Banos 230kV | Moss Landing-Los Banos 230kV | Morro Bay-Templeton 230kV Line |  | 3 | 3 | FALSE | 3 | 2 | 2 | FALSE | 2
SCE Metro Study Area | Alamitos | 230 |  |  |  |  | 1 | [36 empty] | 0 | 0 | 0 | 0 | 0 | 0 | 0 | 0 | 0 | 0 | 0 | 0 | 0 | 0 | 82 | 0 | 1 | 0 | 0 | 0 | 0 | 0 | 0 | 2468.52 | 3273.86 | 5693.68 | SCE Metro Area | SCE Metro Area | SCE Metro Area | 0 | 0 | 0 | 0 | 0 | 0 | 2468.52 | 3273.86 | 5693.68 | SCE Metro Area | SCE Metro Area | SCE Metro Area |  | 1 | 1 | FALSE | 1 | 1 | 1 | FALSE | 1
PG&E Fresno Study Area | Alpaugh | 115 | [36 empty] | 1 | 1 |  |  |  | 0 | 0 | 0 | 0 | 0 | 0 | 0 | 0 | 0 | 0 | 0 | 3 | 20 | 25 | 10 | 0 | 1 | 0 | 2 | 0 | 2 | 0 | 0 | -1029.017 | -1512.0294 | 135.959 | Moss Landing-Los Banos 230kV | Moss Landing-Los Banos 230kV | Moss Landing-Los Banos 230kV | 0 | 2 | 0 | 2 | 0 | 0 | -1029.017 | -1512.0294 | 135.959 | Moss Landing-Los Banos 230kV | Moss Landing-Los Banos 230kV | Moss Landing-Los Banos 230kV |  | 2 | 2 | FALSE | 2 | 1 | 1 | FALSE | 1
SCE Northern Area | Antelope | 500 |  |  | 1 | [38 empty] | 0 | 0 | 0 | 0 | 0 | 0 | 0 | 0 | 0 | 0 | 0 | 0 | 0 | 0 | 0 | 0 | 0 | 0 | 0 | 0 | 0 | 0 | 0 | 87.3184 | 278.8206 | 3249.253 | Antelope – Vincent Constraint | Antelope – Vincent Constraint | Antelope – Vincent Constraint | 0 | 0 | 0 | 0 | 0 | 0 | 87.3184 | 278.8206 | 3249.253 | Antelope – Vincent Constraint | Antelope – Vincent Constraint | Antelope – Vincent Constraint |  | 1 | 1 | FALSE | 1 | 1 | 1 | FALSE | 1
SCE Northern Area | Antelope | 230 |  |  | 1 | [38 empty] | 0 | 0 | 0 | 0 | 0 | 3 | 0 | 0 | 0 | 0 | 0 | 3 | 770 | 402 | 423.8 | 0 | 1 | 0 | 0 | 0 | 0 | 0 | 0 | 87.3184 | 278.8206 | 3249.253 | Antelope – Vincent Constraint | Antelope – Vincent Constraint | Antelope – Vincent Constraint | 0 | 0 | 0 | 0 | 0 | 0 | 87.3184 | 278.8206 | 3249.253 | Antelope – Vincent Constraint | Antelope – Vincent Constraint | Antelope – Vincent Constraint |  | 1 | 1 | FALSE | 1 | 1 | 1 | FALSE | 1
PG&E East Kern Study Area | Arco | 230 | [28 empty] | 1 | 1 |  |  |  | 1 | 1 |  | 1 | 1 |  |  |  | 0 | 0 | 0 | 0 | 0 | 0 | 0 | 0 | 0 | 0 | 0 | 5 | 130 | 281 | 98.64 | 0 | 1 | 2 | 2 | 2 | 2 | 0 | 1 | -1029.017 | -1512.0294 | -634.0295 | Moss Landing-Los Banos 230kV | Moss Landing-Los Banos 230kV | Morro Bay-Templeton 230kV Line | 1 | 2 | 1 | 2 | 0 | 1 | -1029.017 | -1512.0294 | -634.0295 | Moss Landing-Los Banos 230kV | Moss Landing-Los Banos 230kV | Morro Bay-Templeton 230kV Line |  | 3 | 3 | FALSE | 3 | 2 | 2 | FALSE | 2
SCE Metro Study Area | Arcogen | 230 |  |  |  |  | 1 | [36 empty] | 0 | 0 | 0 | 0 | 0 | 0 | 0 | 0 | 0 | 0 | 0 | 0 | 0 | 0 | 0 | 0 | 0 | 0 | 0 | 0 | 0 | 0 | 0 | 2468.52 | 3273.86 | 5693.68 | SCE Metro Area | SCE Metro Area | SCE Metro Area | 0 | 0 | 0 | 0 | 0 | 0 | 2468.52 | 3273.86 | 5693.68 | SCE Metro Area | SCE Metro Area | SCE Metro Area |  | 1 | 1 | FALSE | 1 | 1 | 1 | FALSE | 1
PG&E East Kern Study Area | Avenal | 115 | [30 empty] | 1 | [10 empty] | 0 | 0 | 0 | 0 | 0 | 0 | 0 | 0 | 0 | 0 | 0 | 0 | 0 | 0 | 9.88 | 0 | 1 | 0 | 1 | 0 | 1 | 0 | 0 | -606.622 | -839.5824 | 857.903 | Los Banos 500/230kV TB | Los Banos 500/230kV TB | Los Banos 500/230kV TB | 0 | 1 | 0 | 1 | 0 | 0 | -606.622 | -839.5824 | 857.903 | Los Banos 500/230kV TB | Los Banos 500/230kV TB | Los Banos 500/230kV TB |  | 2 | 2 | FALSE | 2 | 1 | 1 | FALSE | 1
SCE Northern Area | Bailey | 230 |  |  | 1 | 1 | [37 empty] | 0 | 0 | 0 | 0 | 0 | 0 | 0 | 0 | 0 | 0 | 0 | 0 | 0 | 0 | 0 | 0 | 0 | 0 | 0 | 0 | 0 | 0 | 0 | 87.3184 | 278.8206 | 2472.4241 | Antelope – Vincent Constraint | Antelope – Vincent Constraint | Laguna Bell – Mesa Constraint | 0 | 0 | 0 | 0 | 0 | 0 | 87.3184 | 278.8206 | 2472.4241 | Antelope – Vincent Constraint | Antelope – Vincent Constraint | Laguna Bell – Mesa Constraint |  | 1 | 1 | FALSE | 1 | 1 | 1 | FALSE | 1
PG&E East Kern Study Area | Bakersfield | 230 | [28 empty] | 1 | 1 |  |  |  |  | 1 |  | 1 | 1 |  |  |  | 0 | 0 | 0 | 0 | 0 | 0 | 0 | 0 | 0 | 0 | 0 | 0 | 0 | 0 | 0 | 0 | 0 | 2 | 2 | 2 | 2 | 0 | 1 | -1029.017 | -1512.0294 | -634.0295 | Moss Landing-Los Banos 230kV | Moss Landing-Los Banos 230kV | Morro Bay-Templeton 230kV Line | 1 | 2 | 1 | 2 | 0 | 1 | -1029.017 | -1512.0294 | -634.0295 | Moss Landing-Los Banos 230kV | Moss Landing-Los Banos 230kV | Morro Bay-Templeton 230kV Line |  | 3 | 3 | FALSE | 3 | 2 | 2 | FALSE | 2
SCE Metro Study Area | Barre | 230 |  |  |  |  | 1 | [36 empty] | 0 | 0 | 0 | 0 | 0 | 0 | 0 | 0 | 0 | 0 | 0 | 20 | 0 | 0 | 70 | 0 | 1 | 0 | 0 | 0 | 0 | 0 | 0 | 2468.52 | 3273.86 | 5693.68 | SCE Metro Area | SCE Metro Area | SCE Metro Area | 0 | 0 | 0 | 0 | 0 | 0 | 2468.52 | 3273.86 | 5693.68 | SCE Metro Area | SCE Metro Area | SCE Metro Area |  | 1 | 1 | FALSE | 1 | 1 | 1 | FALSE | 1
SDG&E Study Area | Bay Boulevard | 230 | [16 empty] | 1 | 1 | 1 | 1 | [21 empty] | 0 | 0 | 0 | 0 | 0 | 0 | 0 | 0 | 0 | 0 | 0 | 0 | 0 | 0 | 0 | 0 | 0 | 3 | 0 | 3 | 0 | 0 | 0 | -1662.48 | -735.87 | 1468.83 | Encina-San Luis Rey Constraint | Encina-San Luis Rey Constraint | San Diego Internal Constraint | 0 | 0 | 0 | 0 | 0 | 0 | 496.02 | 791.13 | 1742.83 | Silvergate-Bay Boulevard Constraint | Silvergate-Bay Boulevard Constraint | San Diego Internal Constraint |  | 3 | 1 | YES | 1* | 1 | 1 | FALSE | 1
East of Pisgah Study Area | Beatty | 138 | 0 | 0 | 0 | 0 | 0 | 0 | 0 | 0 | 0 | 0 | 0 | 1 | 1 | 0 | 0 | 0 | 0 | 0 | 0 | 0 | 0 | 0 | 0 | 0 | 0 | 0 | 0 | 0 | 0 | 0 | 0 | 0 | 0 | 0 | 0 | 0 | 0 | 0 | 0 | 0 | 0 | 0 | 0 | 0 | 500 | 0 | 0 | 0 | 0 | 0 | 0 | 0 | 0 | 0 | 0 | 0 | 0 | 1 | 0 | 1 | 0 | 1 | 0 | 0 | -425.309 | -316.445 | 162.1 | GLW-VEA Area Constraint | GLW-VEA Area Constraint | GLW-VEA Area Constraint | 0 | 1 | 0 | 1 | 0 | 0 | -425.309 | -316.445 | 162.1 | GLW-VEA Area Constraint | GLW-VEA Area Constraint | GLW-VEA Area Constraint |  | 2 | 2 | FALSE | 2 | 1 | 1 | FALSE | 1
PG&E North of Greater Bay Study Area | Bellota | 230 | 0 | 0 | 0 | 0 | 0 | 0 | 0 | 0 | 0 | 0 | 0 | 0 | 0 | 0 | 0 | 0 | 0 | 0 | 0 | 0 | 0 | 0 | 1 | 0 | 0 | 0 | 0 | 0 | 0 | 0 | 0 | 0 | 0 | 0 | 0 | 0 | 0 | 0 | 0 | 0 | 0 | 0 | 0 | 0 | 0 | 0 | 0 | 0 | 0 | 0 | 0 | 0 | 0 | 100 | 0 | 0 | 0 | 1 | 1 | 0 | 1 | 0 | 0 | 0 | -1762.084 | -893.2408 | 458.687 | Cortina -Vaca-Dixon 230kV Line | Cortina -Vaca-Dixon 230kV Line | Cortina -Vaca-Dixon 230kV Line | 0 | 0 | 0 | 0 | 0 | 0 | 1076.3815 | 1945.2247 | 458.687 | Cortina -Vaca-Dixon 230kV Line | Cortina -Vaca-Dixon 230kV Line | Cortina -Vaca-Dixon 230kV Line |  | 3 | 1 | YES | 1* | 1 | 1 | FALSE | 1
PG&E North of Greater Bay Study Area | Bellota | 115 | [22 empty] | 1 | [18 empty] | 0 | 0 | 0 | 0 | 4 | 0 | 0 | 0 | 0 | 0 | 0 | 0 | 0 | 250 | 160 | 0 | 1 | 1 | 0 | 1 | 0 | 0 | 0 | -1762.084 | -893.2408 | 458.687 | Cortina -Vaca-Dixon 230kV Line | Cortina -Vaca-Dixon 230kV Line | Cortina -Vaca-Dixon 230kV Line | 0 | 0 | 0 | 0 | 0 | 0 | 1076.3815 | 1945.2247 | 458.687 | Cortina -Vaca-Dixon 230kV Line | Cortina -Vaca-Dixon 230kV Line | Cortina -Vaca-Dixon 230kV Line |  | 3 | 1 | YES | 1* | 1 | 1 | FALSE | 1
PG&E North of Greater Bay Study Area | Bellevue | 115 | [22 empty] | 1 |  |  |  |  | 1 | [13 empty] | 0 | 0 | 0 | 0 | 0 | 0 | 0 | 0 | 0 | 0 | 0 | 1 | 0 | 0 | 0 | 0 | 1 | 2 | 0 | 1 | 0 | 0 | 0 | -1762.084 | -893.2408 | 458.687 | Cortina -Vaca-Dixon 230kV Line | Cortina -Vaca-Dixon 230kV Line | Cortina -Vaca-Dixon 230kV Line | 0 | 0 | 0 | 0 | 0 | 0 | 1076.3815 | 1945.2247 | 458.687 | Cortina -Vaca-Dixon 230kV Line | Cortina -Vaca-Dixon 230kV Line | Cortina -Vaca-Dixon 230kV Line |  | 3 | 1 | YES | 1* | 1 | 1 | FALSE | 1
SCE Northern Area | Big Creek Hydro Facilities | 230 | 1 |  | 1 | 1 | [37 empty] | 0 | 0 | 0 | 0 | 6 | 0 | 0 | 0 | 0 | 0 | 0 | 0 | 0 | 0 | 0 | 0 | 1 | 0 | 0 | 0 | 0 | 0 | 0 | 87.3184 | 151.37 | 400.6361 | Antelope – Vincent Constraint | South of Magunden Constraint | South of Magunden Constraint | 0 | 0 | 0 | 0 | 0 | 0 | 87.3184 | 151.37 | 400.6361 | Antelope – Vincent Constraint | South of Magunden Constraint | South of Magunden Constraint |  | 1 | 1 | FALSE | 1 | 1 | 1 | FALSE | 1
PG&E North of Greater Bay Study Area | Birds Landing | 230 | [22 empty] | 1 |  |  |  |  | 1 | [13 empty] | 0 | 0 | 0 | 0 | 0 | 90 | 45 | 0 | 0 | 0 | 0 | 0 | 0 | 0 | 0 | 0 | 1 | 2 | 0 | 1 | 0 | 0 | 0 | -1762.084 | -893.2408 | 458.687 | Cortina -Vaca-Dixon 230kV Line | Cortina -Vaca-Dixon 230kV Line | Cortina -Vaca-Dixon 230kV Line | 0 | 0 | 0 | 0 | 0 | 0 | 1076.3815 | 1945.2247 | 458.687 | Cortina -Vaca-Dixon 230kV Line | Cortina -Vaca-Dixon 230kV Line | Cortina -Vaca-Dixon 230kV Line |  | 3 | 1 | YES | 1* | 1 | 1 | FALSE | 1
SDG&E Study Area | BlytheSC 161 kV | 161 | [14 empty] | 1 | [26 empty] | 0 | 0 | 0 | 0 | 0 | 0 | 0 | 0 | 0 | 0 | 0 | 0 | 0 | 0 | 0 | 0 | 0 | 1 | 0 | 1 | 0 | 0 | 0 | -236.48 | -23.47 | 41 | East of Miguel Constraint | East of Miguel Constraint | East of Miguel Constraint | 1 | 0 | 1 | 0 | 0 | 0 | -236.48 | -23.47 | 41 | East of Miguel Constraint | East of Miguel Constraint | East of Miguel Constraint |  | 3 | 3 | FALSE | 3 | 1 | 1 | FALSE | 1
PG&E Fresno Study Area | Borden | 230 | [29 empty] | 1 | 1 | 1 | 1 |  | 1 | [6 empty] | 0 | 0 | 0 | 0 | 0 | 0 | 0 | 0 | 0 | 0 | 0 | 0 | 0 | 0 | 0 | 0 | 0 | 2 | 1 | 2 | 1 | 0 | 1 | -799.05 | -1089.8109 | -634.0295 | Wilson-Storey-Borden #1 & #2 230 kV Lines | Morro Bay-Templeton 230kV Line | Morro Bay-Templeton 230kV Line | 2 | 1 | 2 | 1 | 0 | 1 | -703.05 | -839.5824 | -634.0295 | Wilson-Storey-Borden #1 & #2 230 kV Lines | Los Banos 500/230kV TB | Morro Bay-Templeton 230kV Line |  | 3 | 3 | FALSE | 3 | 2 | 2 | FALSE | 2
PG&E North of Greater Bay Study Area | Brentwood | 230 | [22 empty] | 1 |  |  |  |  | 1 | [13 empty] | 0 | 0 | 0 | 0 | 1 | 0 | 0 | 0 | 0 | 0 | 0 | 0 | 0 | 0 | 0 | 0 | 1 | 2 | 0 | 1 | 0 | 0 | 0 | -1762.084 | -893.2408 | 458.687 | Cortina -Vaca-Dixon 230kV Line | Cortina -Vaca-Dixon 230kV Line | Cortina -Vaca-Dixon 230kV Line | 0 | 0 | 0 | 0 | 0 | 0 | 1076.3815 | 1945.2247 | 458.687 | Cortina -Vaca-Dixon 230kV Line | Cortina -Vaca-Dixon 230kV Line | Cortina -Vaca-Dixon 230kV Line |  | 3 | 1 | YES | 1* | 1 | 1 | FALSE | 1
PG&E North of Greater Bay Study Area | Bridgeville | 115 | [21 empty] | 1 | 1 | [18 empty] | 0 | 0 | 0 | 0 | 2 | 0 | 0 | 0 | 0 | 0 | 0 | 0 | 0 | 0 | 0 | 0 | 1 | 2 | 0 | 2 | 0 | 0 | 1 | -1762.084 | -893.2408 | -104.4 | Cortina -Vaca-Dixon 230kV Line | Cortina -Vaca-Dixon 230kV Line | Humboldt-Trinity 115 kV Line | 1 | 0 | 1 | 0 | 0 | 1 | -140.48 | -65.48 | -104.4 | Humboldt-Trinity 115 kV Line | Humboldt-Trinity 115 kV Line | Humboldt-Trinity 115 kV Line |  | 3 | 3 | FALSE | 3 | 2 | 2 | FALSE | 2
PG&E Fresno Study Area | Cabrillo | 115 | [36 empty] | 1 | 1 |  |  |  | 0 | 0 | 0 | 0 | 0 | 99 | 0 | 0 | 0 | 0 | 0 | 0 | 0 | 0 | 0 | 0 | 1 | 0 | 2 | 0 | 2 | 0 | 0 | -1029.017 | -1512.0294 | 135.959 | Moss Landing-Los Banos 230kV | Moss Landing-Los Banos 230kV | Moss Landing-Los Banos 230kV | 0 | 2 | 0 | 2 | 0 | 0 | -1029.017 | -1512.0294 | 135.959 | Moss Landing-Los Banos 230kV | Moss Landing-Los Banos 230kV | Moss Landing-Los Banos 230kV |  | 2 | 2 | FALSE | 2 | 1 | 1 | FALSE | 1
PG&E Fresno Study Area | Cal Ave | 115 | [40 empty] | 1 | 0 | 0 | 0 | 0 | 0 | 0 | 0 | 0 | 0 | 0 | 0 | 0 | 0 | 0 | 0 | 0 | 0 | 0 | 1 | 0 | 1 | 1 | 0 | -508.8 | -439.07 | -338.9969 | Moss Landing-Las Aguilas 230kV | Moss Landing-Las Aguilas 230kV | Moss Landing-Las Aguilas 230kV | 0 | 1 | 0 | 1 | 0 | 0 | -508.8 | -439.07 | 969.0031 | Moss Landing-Las Aguilas 230kV | Moss Landing-Las Aguilas 230kV | Moss Landing-Las Aguilas 230kV |  | 2 | 2 | FALSE | 2 | 3 | 1 | YES | 1*
SCE North of Lugo (NOL) Study Area | Calcite | 230 | [7 empty] | 1 | [33 empty] | 0 | 0 | 0 | 0 | 0 | 0 | 0 | 0 | 0 | 0 | 0 | 0 | 200 | 200 | 186 | 0 | 1 | 0 | 0 | 0 | 0 | 0 | 0 | 216.5 | 378.46 | 1005.2741 | Lugo 500/230 kV Transformer Constraint | Lugo 500/230 kV Transformer Constraint | Lugo 500/230 kV Transformer Constraint | 0 | 0 | 0 | 0 | 0 | 0 | 216.5 | 378.46 | 1005.2741 | Lugo 500/230 kV Transformer Constraint | Lugo 500/230 kV Transformer Constraint | Lugo 500/230 kV Transformer Constraint |  | 1 | 1 | FALSE | 1 | 1 | 1 | FALSE | 1
PG&E East Kern Study Area | Caliente | 230 | [28 empty] | 1 | 1 |  |  |  |  | 1 |  | 1 | 1 |  |  |  | 0 | 0 | 0 | 0 | 2 | 180 | 0 | 0 | 0 | 0 | 0 | 0 | 100 | 0 | 0 | 0 | 1 | 2 | 2 | 2 | 2 | 0 | 1 | -1029.017 | -1512.0294 | -634.0295 | Moss Landing-Los Banos 230kV | Moss Landing-Los Banos 230kV | Morro Bay-Templeton 230kV Line | 1 | 2 | 1 | 2 | 0 | 1 | -1029.017 | -1512.0294 | -634.0295 | Moss Landing-Los Banos 230kV | Moss Landing-Los Banos 230kV | Morro Bay-Templeton 230kV Line |  | 3 | 3 | FALSE | 3 | 2 | 2 | FALSE | 2
PG&E East Kern Study Area | California Water | 115 | [28 empty] | 1 | 1 |  |  |  |  | 1 | [6 empty] | 0 | 0 | 0 | 0 | 0 | 0 | 0 | 0 | 0 | 0 | 0 | 0 | 0 | 0 | 0 | 0 | 0 | 2 | 0 | 2 | 0 | 0 | 1 | -743.023 | -1089.8109 | -634.0295 | Morro Bay-Templeton 230kV Line | Morro Bay-Templeton 230kV Line | Morro Bay-Templeton 230kV Line | 1 | 0 | 1 | 0 | 0 | 1 | -4.333 | -351.1209 | -634.0295 | Morro Bay-Templeton 230kV Line | Morro Bay-Templeton 230kV Line | Morro Bay-Templeton 230kV Line |  | 3 | 3 | FALSE | 3 | 2 | 2 | FALSE | 2
PG&E Fresno Study Area | Cantua | 115 | [40 empty] | 1 | 0 | 0 | 0 | 0 | 0 | 0 | 0 | 0 | 0 | 0 | 0 | 0 | 0 | 0 | 0 | 0 | 0 | 0 | 1 | 0 | 1 | 1 | 0 | -508.8 | -439.07 | -338.9969 | Moss Landing-Las Aguilas 230kV | Moss Landing-Las Aguilas 230kV | Moss Landing-Las Aguilas 230kV | 0 | 1 | 0 | 1 | 0 | 0 | -508.8 | -439.07 | 969.0031 | Moss Landing-Las Aguilas 230kV | Moss Landing-Las Aguilas 230kV | Moss Landing-Las Aguilas 230kV |  | 2 | 2 | FALSE | 2 | 3 | 1 | YES | 1*
SDG&E Study Area | Capistrano | 230 | [20 empty] | 1 | [20 empty] | 0 | 0 | 0 | 0 | 0 | 0 | 0 | 0 | 0 | 0 | 0 | 0 | 0 | 0 | 0 | 0 | 0 | 0 | 0 | 0 | 0 | 0 | 0 | 200 | 325 | 700 | Orange County Area | Orange County Area | Orange County Area | 0 | 0 | 0 | 0 | 0 | 0 | 200 | 325 | 700 | Orange County Area | Orange County Area | Orange County Area |  | 1 | 1 | FALSE | 1 | 1 | 1 | FALSE | 1
SDG&E Study Area | Capistrano | 138 | [20 empty] | 1 | [20 empty] | 0 | 0 | 0 | 0 | 0 | 0 | 0 | 0 | 0 | 0 | 0 | 0 | 0 | 0 | 250 | 0 | 1 | 0 | 0 | 0 | 0 | 0 | 0 | 200 | 325 | 700 | Orange County Area | Orange County Area | Orange County Area | 0 | 0 | 0 | 0 | 0 | 0 | 200 | 325 | 700 | Orange County Area | Orange County Area | Orange County Area |  | 1 | 1 | FALSE | 1 | 1 | 1 | FALSE | 1
East of Pisgah Study Area | Carpenter Canyon (fka Gamebird) | 230 | [11 empty] | 1 | 1 | [28 empty] | 0 | 0 | 0 | 0 | 0 | 0 | 0 | 0 | 0 | 0 | 0 | 0 | 250 | 110 | 50 | 0 | 1 | 0 | 1 | 0 | 1 | 0 | 0 | -425.309 | -316.445 | 162.1 | GLW-VEA Area Constraint | GLW-VEA Area Constraint | GLW-VEA Area Constraint | 0 | 1 | 0 | 1 | 0 | 0 | -425.309 | -316.445 | 162.1 | GLW-VEA Area Constraint | GLW-VEA Area Constraint | GLW-VEA Area Constraint |  | 2 | 2 | FALSE | 2 | 1 | 1 | FALSE | 1
PG&E North of Greater Bay Study Area | Carquinez | 115 | [22 empty] | 1 |  |  |  |  | 1 | [13 empty] | 0 | 0 | 0 | 0 | 1 | 0 | 0 | 0 | 0 | 0 | 0 | 5 | 0 | 0 | 0 | 0 | 1 | 2 | 0 | 1 | 0 | 0 | 0 | -1762.084 | -893.2408 | 458.687 | Cortina -Vaca-Dixon 230kV Line | Cortina -Vaca-Dixon 230kV Line | Cortina -Vaca-Dixon 230kV Line | 0 | 0 | 0 | 0 | 0 | 0 | 1076.3815 | 1945.2247 | 458.687 | Cortina -Vaca-Dixon 230kV Line | Cortina -Vaca-Dixon 230kV Line | Cortina -Vaca-Dixon 230kV Line |  | 3 | 1 | YES | 1* | 1 | 1 | FALSE | 1
PG&E North of Greater Bay Study Area | Cayetano | 230 | [22 empty] | 1 |  |  |  |  | 1 | [13 empty] | 0 | 0 | 0 | 0 | 0 | 0 | 0 | 0 | 0 | 0 | 0 | 0 | 0 | 100 | 100 | 0 | 1 | 2 | 0 | 1 | 0 | 0 | 0 | -1762.084 | -893.2408 | 458.687 | Cortina -Vaca-Dixon 230kV Line | Cortina -Vaca-Dixon 230kV Line | Cortina -Vaca-Dixon 230kV Line | 0 | 0 | 0 | 0 | 0 | 0 | 1076.3815 | 1945.2247 | 458.687 | Cortina -Vaca-Dixon 230kV Line | Cortina -Vaca-Dixon 230kV Line | Cortina -Vaca-Dixon 230kV Line |  | 3 | 1 | YES | 1* | 1 | 1 | FALSE | 1
SCE Metro Study Area | Center | 230 |  |  |  |  | 1 | [36 empty] | 0 | 0 | 0 | 0 | 1 | 0 | 0 | 0 | 0 | 0 | 0 | 0 | 0 | 0 | 0 | 0 | 1 | 0 | 0 | 0 | 0 | 0 | 0 | 2468.52 | 3273.86 | 5693.68 | SCE Metro Area | SCE Metro Area | SCE Metro Area | 0 | 0 | 0 | 0 | 0 | 0 | 2468.52 | 3273.86 | 5693.68 | SCE Metro Area | SCE Metro Area | SCE Metro Area |  | 1 | 1 | FALSE | 1 | 1 | 1 | FALSE | 1
PG&E Fresno Study Area | Cheney | 115 | [29 empty] | 1 | 1 |  | 1 |  | 1 | [6 empty] | 0 | 0 | 0 | 0 | 0 | 0 | 0 | 0 | 0 | 0 | 0 | 0 | 0 | 0 | 0 | 0 | 0 | 1 | 1 | 1 | 1 | 0 | 1 | -743.023 | -1089.8109 | -634.0295 | Morro Bay-Templeton 230kV Line | Morro Bay-Templeton 230kV Line | Morro Bay-Templeton 230kV Line | 1 | 1 | 1 | 1 | 0 | 1 | -606.622 | -839.5824 | -634.0295 | Los Banos 500/230kV TB | Los Banos 500/230kV TB | Morro Bay-Templeton 230kV Line |  | 3 | 3 | FALSE | 3 | 2 | 2 | FALSE | 2
SCE Metro Study Area | Chevmain | 230 |  |  |  |  | 1 | [36 empty] | 0 | 0 | 0 | 0 | 0 | 0 | 0 | 0 | 0 | 0 | 0 | 0 | 0 | 0 | 0 | 0 | 0 | 0 | 0 | 0 | 0 | 0 | 0 | 2468.52 | 3273.86 | 5693.68 | SCE Metro Area | SCE Metro Area | SCE Metro Area | 0 | 0 | 0 | 0 | 0 | 0 | 2468.52 | 3273.86 | 5693.68 | SCE Metro Area | SCE Metro Area | SCE Metro Area |  | 1 | 1 | FALSE | 1 | 1 | 1 | FALSE | 1
SCE Metro Study Area | Chino | 230 |  |  |  |  | 1 | [36 empty] | 0 | 0 | 0 | 0 | 0 | 0 | 0 | 0 | 0 | 0 | 0 | 0 | 0 | 0 | 30 | 0 | 1 | 0 | 0 | 0 | 0 | 0 | 0 | 2468.52 | 3273.86 | 5693.68 | SCE Metro Area | SCE Metro Area | SCE Metro Area | 0 | 0 | 0 | 0 | 0 | 0 | 2468.52 | 3273.86 | 5693.68 | SCE Metro Area | SCE Metro Area | SCE Metro Area |  | 1 | 1 | FALSE | 1 | 1 | 1 | FALSE | 1
PG&E East Kern Study Area | Cholame | 70 | 0 | 0 | 0 | 0 | 0 | 0 | 0 | 0 | 0 | 0 | 0 | 0 | 0 | 0 | 0 | 0 | 0 | 0 | 0 | 0 | 0 | 0 | 0 | 0 | 0 | 0 | 0 | 0 | 0 | 0 | 0 | 0 | 0 | 0 | 1 | 0 | 1 | 1 | 0 | 0 | 0 | 0 | 0 | 0 | 0 | 0 | 0 | 0 | 0 | 0 | 0 | 0 | 0 | 0 | 0 | 0 | 0 | 0 | 1 | 2 | 1 | 2 | 0 | 1 | -1029.017 | -1512.0294 | -634.0295 | Moss Landing-Los Banos 230kV | Moss Landing-Los Banos 230kV | Morro Bay-Templeton 230kV Line | 1 | 2 | 1 | 2 | 0 | 1 | -1029.017 | -1512.0294 | -634.0295 | Moss Landing-Los Banos 230kV | Moss Landing-Los Banos 230kV | Morro Bay-Templeton 230kV Line |  | 3 | 3 | FALSE | 3 | 2 | 2 | FALSE | 2
PG&E North of Greater Bay Study Area | Clayton | 115 | [22 empty] | 1 |  |  |  |  | 1 | [13 empty] | 0 | 0 | 0 | 0 | 0 | 0 | 0 | 0 | 0 | 0 | 0 | 0 | 0 | 0 | 0 | 0 | 0 | 2 | 0 | 1 | 0 | 0 | 0 | -1762.084 | -893.2408 | 458.687 | Cortina -Vaca-Dixon 230kV Line | Cortina -Vaca-Dixon 230kV Line | Cortina -Vaca-Dixon 230kV Line | 0 | 0 | 0 | 0 | 0 | 0 | 1076.3815 | 1945.2247 | 458.687 | Cortina -Vaca-Dixon 230kV Line | Cortina -Vaca-Dixon 230kV Line | Cortina -Vaca-Dixon 230kV Line |  | 3 | 1 | YES | 1* | 1 | 1 | FALSE | 1
PG&E North of Greater Bay Study Area | Cloverdale | 115 | [22 empty] | 1 |  |  |  |  | 1 | [13 empty] | 0 | 0 | 0 | 0 | 0 | 0 | 0 | 0 | 0 | 0 | 0 | 0 | 0 | 0 | 0 | 0 | 0 | 2 | 0 | 1 | 0 | 0 | 0 | -1762.084 | -893.2408 | 458.687 | Cortina -Vaca-Dixon 230kV Line | Cortina -Vaca-Dixon 230kV Line | Cortina -Vaca-Dixon 230kV Line | 0 | 0 | 0 | 0 | 0 | 0 | 1076.3815 | 1945.2247 | 458.687 | Cortina -Vaca-Dixon 230kV Line | Cortina -Vaca-Dixon 230kV Line | Cortina -Vaca-Dixon 230kV Line |  | 3 | 1 | YES | 1* | 1 | 1 | FALSE | 1
PG&E Fresno Study Area | Coburn | 230 | [40 empty] | 1 | 0 | 0 | 0 | 0 | 2.82 | 0 | 0 | 0 | 0 | 0 | 0 | 0 | 0 | 0 | 6 | 0 | 1 | 0 | 1 | 0 | 1 | 1 | 0 | -508.8 | -439.07 | -338.9969 | Moss Landing-Las Aguilas 230kV | Moss Landing-Las Aguilas 230kV | Moss Landing-Las Aguilas 230kV | 0 | 1 | 0 | 1 | 0 | 0 | -508.8 | -439.07 | 969.0031 | Moss Landing-Las Aguilas 230kV | Moss Landing-Las Aguilas 230kV | Moss Landing-Las Aguilas 230kV |  | 2 | 2 | FALSE | 2 | 3 | 1 | YES | 1*
SCE Eastern Study Area | Colorado River | 500 | [9 empty] | 1 | 1 | [30 empty] | 0 | 0 | 0 | 0 | 0 | 0 | 0 | 0 | 0 | 0 | 0 | 0 | 334.6965 | 165.3035 | 0 | 0 | 1 | 2 | 0 | 1 | 0 | 0 | 0 | -4035.3255 | -1206.9027 | 2106.6996 | Serrano – Alberhill – Valley 500 kV Constraint | Serrano – Alberhill – Valley 500 kV Constraint | Devers – Red Bluff 500 kV Constraint | 1 | 0 | 0 | 0 | 0 | 0 | -387.3255 | 2441.0973 | 3982.6996 | Serrano – Alberhill – Valley 500 kV Constraint | Serrano – Alberhill – Valley 500 kV Constraint | Devers – Red Bluff 500 kV Constraint |  | 3 | 3 | FALSE | 3 | 1 | 1 | FALSE | 1
SCE Eastern Study Area | Colorado River | 230 | [8 empty] | 1 | 1 | 1 | [30 empty] | 0 | 0 | 0 | 0 | 0 | 0 | 0 | 0 | 0 | 0 | 0 | 0 | 908.52 | 1505.38 | 1559.51 | 0 | 1 | 3 | 0 | 1 | 0 | 0 | 0 | -4035.3255 | -1206.9027 | 1439.807 | Serrano – Alberhill – Valley 500 kV Constraint | Serrano – Alberhill – Valley 500 kV Constraint | Colorado River 500/230 kV Transformer Constraint | 1 | 0 | 0 | 0 | 0 | 0 | -387.3255 | 1322.307 | 2439.807 | Serrano – Alberhill – Valley 500 kV Constraint | Colorado River 500/230 kV Transformer Constraint | Colorado River 500/230 kV Transformer Constraint |  | 3 | 3 | FALSE | 3 | 1 | 1 | FALSE | 1
PG&E East Kern Study Area | Columbus | 115 | [28 empty] | 1 | 1 |  |  |  |  | 1 | [6 empty] | 0 | 0 | 0 | 0 | 0 | 0 | 0 | 0 | 0 | 0 | 0 | 0 | 0 | 0 | 0 | 0 | 0 | 2 | 0 | 2 | 0 | 0 | 1 | -743.023 | -1089.8109 | -634.0295 | Morro Bay-Templeton 230kV Line | Morro Bay-Templeton 230kV Line | Morro Bay-Templeton 230kV Line | 1 | 0 | 1 | 0 | 0 | 1 | -4.333 | -351.1209 | -634.0295 | Morro Bay-Templeton 230kV Line | Morro Bay-Templeton 230kV Line | Morro Bay-Templeton 230kV Line |  | 3 | 3 | FALSE | 3 | 2 | 2 | FALSE | 2
PG&E North of Greater Bay Study Area | Contra Costa | 230 | [22 empty] | 1 |  |  |  |  | 1 | [13 empty] | 0 | 0 | 0 | 0 | 0 | 0 | 0 | 0 | 0 | 0 | 0 | 1 | 0 | 0 | 0 | 0 | 1 | 2 | 0 | 1 | 0 | 0 | 0 | -1762.084 | -893.2408 | 458.687 | Cortina -Vaca-Dixon 230kV Line | Cortina -Vaca-Dixon 230kV Line | Cortina -Vaca-Dixon 230kV Line | 0 | 0 | 0 | 0 | 0 | 0 | 1076.3815 | 1945.2247 | 458.687 | Cortina -Vaca-Dixon 230kV Line | Cortina -Vaca-Dixon 230kV Line | Cortina -Vaca-Dixon 230kV Line |  | 3 | 1 | YES | 1* | 1 | 1 | FALSE | 1
SCE North of Lugo (NOL) Study Area | Control | 115 | [5 empty] | 1 | 1 | 1 | [33 empty] | 0 | 0 | 0 | 53 | 0 | 0 | 0 | 0 | 0 | 0 | 0 | 0 | 0 | 0 | 0 | 0 | 1 | 1 | 0 | 1 | 0 | 0 | 0 | -255.1 | -82.74 | 849.2941 | Kramer- Victor/Roadway -Victor Constraint | Kramer- Victor/Roadway -Victor Constraint | Kramer- Victor/Roadway -Victor Constraint | 0 | 0 | 0 | 0 | 0 | 0 | 14.3 | 179.56 | 896.2741 | Victor-Lugo Constraint | Victor-Lugo Constraint | Victor-Lugo Constraint |  | 3 | 1 | YES | 1* | 1 | 1 | FALSE | 1
SCE North of Lugo (NOL) Study Area | Coolwater | 230 | [5 empty] | 1 | 1 | 1 | [33 empty] | 0 | 0 | 0 | 0 | 0 | 0 | 0 | 0 | 0 | 0 | 0 | 0 | 0 | 0 | 0 | 0 | 0 | 1 | 0 | 1 | 0 | 0 | 0 | -255.1 | -82.74 | 849.2941 | Kramer- Victor/Roadway -Victor Constraint | Kramer- Victor/Roadway -Victor Constraint | Kramer- Victor/Roadway -Victor Constraint | 0 | 0 | 0 | 0 | 0 | 0 | 14.3 | 179.56 | 896.2741 | Victor-Lugo Constraint | Victor-Lugo Constraint | Victor-Lugo Constraint |  | 3 | 1 | YES | 1* | 1 | 1 | FALSE | 1
SCE North of Lugo (NOL) Study Area | Coolwater | 115 | [5 empty] | 1 | 1 | 1 | [33 empty] | 0 | 0 | 0 | 0 | 0 | 0 | 0 | 0 | 0 | 0 | 0 | 0 | 150 | 199.96 | 104 | 0 | 1 | 1 | 0 | 1 | 0 | 0 | 0 | -255.1 | -82.74 | 849.2941 | Kramer- Victor/Roadway -Victor Constraint | Kramer- Victor/Roadway -Victor Constraint | Kramer- Victor/Roadway -Victor Constraint | 0 | 0 | 0 | 0 | 0 | 0 | 14.3 | 179.56 | 896.2741 | Victor-Lugo Constraint | Victor-Lugo Constraint | Victor-Lugo Constraint |  | 3 | 1 | YES | 1* | 1 | 1 | FALSE | 1
PG&E East Kern Study Area | Corcoran | 115 | [28 empty] | 1 | 1 |  |  |  |  | 1 |  | 1 |  | 1 |  |  | 0 | 0 | 0 | 0 | 0 | 0 | 0 | 0 | 0 | 0 | 0 | 0 | 0 | 0 | 0 | 0 | 0 | 2 | 2 | 2 | 2 | 0 | 1 | -854.567 | -1224.0074 | -634.0295 | Los Bano-Gates #1 500kV line | Los Bano-Gates #1 500kV line | Morro Bay-Templeton 230kV Line | 1 | 2 | 1 | 2 | 0 | 1 | -854.567 | -1224.0074 | -634.0295 | Los Bano-Gates #1 500kV line | Los Bano-Gates #1 500kV line | Morro Bay-Templeton 230kV Line |  | 3 | 3 | FALSE | 3 | 2 | 2 | FALSE | 2
PG&E North of Greater Bay Study Area | Cortina | 115 | [21 empty] | 1 | 1 |  |  |  |  | 1 | [13 empty] | 0 | 0 | 0 | 0 | 7 | 0 | 0 | 0 | 0 | 0 | 0 | 0 | 0 | 230 | 150 | 0 | 1 | 3 | 0 | 2 | 0 | 0 | 1 | -1762.084 | -893.2408 | -104.4 | Cortina -Vaca-Dixon 230kV Line | Cortina -Vaca-Dixon 230kV Line | Humboldt-Trinity 115 kV Line | 1 | 0 | 1 | 0 | 0 | 1 | -140.48 | -65.48 | -104.4 | Humboldt-Trinity 115 kV Line | Humboldt-Trinity 115 kV Line | Humboldt-Trinity 115 kV Line |  | 3 | 3 | FALSE | 3 | 2 | 2 | FALSE | 2
PG&E North of Greater Bay Study Area | Cottonwood | 230 | [22 empty] | 1 | [18 empty] | 0 | 0 | 0 | 0 | 0 | 0 | 0 | 0 | 0 | 0 | 0 | 0 | 0 | 0 | 0 | 0 | 0 | 1 | 0 | 1 | 0 | 0 | 0 | -1762.084 | -893.2408 | 458.687 | Cortina -Vaca-Dixon 230kV Line | Cortina -Vaca-Dixon 230kV Line | Cortina -Vaca-Dixon 230kV Line | 0 | 0 | 0 | 0 | 0 | 0 | 1076.3815 | 1945.2247 | 458.687 | Cortina -Vaca-Dixon 230kV Line | Cortina -Vaca-Dixon 230kV Line | Cortina -Vaca-Dixon 230kV Line |  | 3 | 1 | YES | 1* | 1 | 1 | FALSE | 1
PG&E Fresno Study Area | Cove Rd | 230 | [36 empty] | 1 |  |  |  |  | 0 | 0 | 0 | 0 | 0 | 0 | 0 | 0 | 0 | 0 | 0 | 0 | 0 | 0 | 0 | 0 | 0 | 0 | 1 | 0 | 1 | 0 | 0 | -854.567 | -1224.0074 | 212.3626 | Los Bano-Gates #1 500kV line | Los Bano-Gates #1 500kV line | Los Bano-Gates #1 500kV line | 0 | 1 | 0 | 1 | 0 | 0 | -854.567 | -1224.0074 | 212.3626 | Los Bano-Gates #1 500kV line | Los Bano-Gates #1 500kV line | Los Bano-Gates #1 500kV line |  | 2 | 2 | FALSE | 2 | 1 | 1 | FALSE | 1
PG&E North of Greater Bay Study Area | Curtis | 115 | [22 empty] | 1 |  |  | 1 | 1 | [14 empty] | 0 | 0 | 0 | 0 | 5 | 0 | 0 | 0 | 0 | 0 | 0 | 0 | 0 | 0 | 10 | 0 | 1 | 1 | 0 | 1 | 0 | 0 | 0 | -1762.084 | -893.2408 | 249 | Cortina -Vaca-Dixon 230kV Line | Cortina -Vaca-Dixon 230kV Line | Melones-Tulloch 115 kV Line | 0 | 0 | 0 | 0 | 0 | 0 | 106.3 | 111.3 | 249 | Melones-Tulloch 115 kV Line | Melones-Tulloch 115 kV Line | Melones-Tulloch 115 kV Line |  | 3 | 1 | YES | 1* | 1 | 1 | FALSE | 1
PG&E Fresno Study Area | Dairyland | 115 | [35 empty] | 1 | 1 | 1 | 1 |  | 1 | 0 | 0 | 0 | 0 | 0 | 0 | 0 | 0 | 0 | 0 | 0 | 0 | 0 | 0 | 0 | 0 | 0 | 0 | 5 | 0 | 5 | 2 | 0 | -1029.017 | -1512.0294 | -338.9969 | Moss Landing-Los Banos 230kV | Moss Landing-Los Banos 230kV | Moss Landing-Las Aguilas 230kV | 0 | 5 | 0 | 5 | 1 | 0 | -1029.017 | -1512.0294 | -21.4969 | Moss Landing-Los Banos 230kV | Moss Landing-Los Banos 230kV | Las Aguillas-Panoche #1 and #2 230kV |  | 2 | 2 | FALSE | 2 | 3 | 3 | FALSE | 3
PG&E North of Greater Bay Study Area | Davis | 115 | [22 empty] | 1 | 1 | 1 | [16 empty] | 0 | 0 | 0 | 0 | 0 | 0 | 0 | 0 | 0 | 0 | 0 | 0 | 0 | 0 | 0 | 0 | 0 | 1 | 0 | 1 | 0 | 0 | 0 | -1762.084 | -893.2408 | 72.84 | Cortina -Vaca-Dixon 230kV Line | Cortina -Vaca-Dixon 230kV Line | Woodland-Davis 115 kV Lines | 0 | 0 | 0 | 0 | 0 | 0 | 43.65 | 52.15 | 72.84 | Woodland-Davis 115 kV Lines | Woodland-Davis 115 kV Lines | Woodland-Davis 115 kV Lines |  | 3 | 1 | YES | 1* | 1 | 1 | FALSE | 1
SCE Metro Study Area | Del Amo | 230 |  |  |  |  | 1 | [36 empty] | 0 | 0 | 0 | 0 | 0 | 0 | 0 | 0 | 0 | 0 | 0 | 0 | 0 | 0 | 0 | 0 | 0 | 0 | 0 | 0 | 0 | 0 | 0 | 2468.52 | 3273.86 | 5693.68 | SCE Metro Area | SCE Metro Area | SCE Metro Area | 0 | 0 | 0 | 0 | 0 | 0 | 2468.52 | 3273.86 | 5693.68 | SCE Metro Area | SCE Metro Area | SCE Metro Area |  | 1 | 1 | FALSE | 1 | 1 | 1 | FALSE | 1
SCE Eastern Study Area | Delaney | 500 | [9 empty] | 1 | 1 |  |  |  | 0 | [26 empty] | 0 | 0 | 0 | 0 | 0 | 0 | 0 | 0 | 0 | 0 | 0 | 0 | 1000 | 1200 | 706.979 | 0 | 1 | 2 | 0 | 1 | 0 | 0 | 0 | -4035.3255 | -1206.9027 | 2106.6996 | Serrano – Alberhill – Valley 500 kV Constraint | Serrano – Alberhill – Valley 500 kV Constraint | Devers – Red Bluff 500 kV Constraint | 1 | 0 | 0 | 0 | 0 | 0 | -387.3255 | 2441.0973 | 3982.6996 | Serrano – Alberhill – Valley 500 kV Constraint | Serrano – Alberhill – Valley 500 kV Constraint | Devers – Red Bluff 500 kV Constraint |  | 3 | 3 | FALSE | 3 | 1 | 1 | FALSE | 1
PG&E North of Greater Bay Study Area | Delevan | 230 | [22 empty] | 1 |  |  |  |  | 1 | [13 empty] | 0 | 0 | 0 | 0 | 0 | 0 | 0 | 0 | 0 | 0 | 0 | 0 | 0 | 0 | 0 | 0 | 0 | 2 | 0 | 1 | 0 | 0 | 0 | -1762.084 | -893.2408 | 458.687 | Cortina -Vaca-Dixon 230kV Line | Cortina -Vaca-Dixon 230kV Line | Cortina -Vaca-Dixon 230kV Line | 0 | 0 | 0 | 0 | 0 | 0 | 1076.3815 | 1945.2247 | 458.687 | Cortina -Vaca-Dixon 230kV Line | Cortina -Vaca-Dixon 230kV Line | Cortina -Vaca-Dixon 230kV Line |  | 3 | 1 | YES | 1* | 1 | 1 | FALSE | 1
PG&E North of Greater Bay Study Area | Delta Switching Yard | 230 | [22 empty] | 1 |  |  |  |  | 1 | [13 empty] | 0 | 0 | 0 | 0 | 3.6 | 80 | 0 | 0 | 0 | 0 | 0 | 8 | 0 | 0 | 0 | 0 | 1 | 2 | 0 | 1 | 0 | 0 | 0 | -1762.084 | -893.2408 | 458.687 | Cortina -Vaca-Dixon 230kV Line | Cortina -Vaca-Dixon 230kV Line | Cortina -Vaca-Dixon 230kV Line | 0 | 0 | 0 | 0 | 0 | 0 | 1076.3815 | 1945.2247 | 458.687 | Cortina -Vaca-Dixon 230kV Line | Cortina -Vaca-Dixon 230kV Line | Cortina -Vaca-Dixon 230kV Line |  | 3 | 1 | YES | 1* | 1 | 1 | FALSE | 1
East of Pisgah Study Area | Desert View | 230 | [11 empty] | 1 | 1 | [28 empty] | 0 | 0 | 0 | 0 | 0 | 0 | 0 | 0 | 0 | 0 | 0 | 0 | 100 | 50 | 40 | 0 | 1 | 0 | 1 | 0 | 1 | 0 | 0 | -425.309 | -316.445 | 162.1 | GLW-VEA Area Constraint | GLW-VEA Area Constraint | GLW-VEA Area Constraint | 0 | 1 | 0 | 1 | 0 | 0 | -425.309 | -316.445 | 162.1 | GLW-VEA Area Constraint | GLW-VEA Area Constraint | GLW-VEA Area Constraint |  | 2 | 2 | FALSE | 2 | 1 | 1 | FALSE | 1
SCE Eastern Study Area | Devers | 500 | [10 empty] | 1 | [30 empty] | 0 | 0 | 0 | 0 | 0 | 0 | 0 | 0 | 0 | 0 | 0 | 0 | 0 | 0 | 0 | 0 | 0 | 1 | 0 | 1 | 0 | 0 | 0 | -4035.3255 | -1206.9027 | 9115.1596 | Serrano – Alberhill – Valley 500 kV Constraint | Serrano – Alberhill – Valley 500 kV Constraint | Serrano – Alberhill – Valley 500 kV Constraint | 1 | 0 | 0 | 0 | 0 | 0 | -387.3255 | 2441.0973 | 9115.1596 | Serrano – Alberhill – Valley 500 kV Constraint | Serrano – Alberhill – Valley 500 kV Constraint | Serrano – Alberhill – Valley 500 kV Constraint |  | 3 | 3 | FALSE | 3 | 1 | 1 | FALSE | 1
SCE Eastern Study Area | Devers | 230 | [10 empty] | 1 | [30 empty] | 0 | 0 | 0 | 0 | 0 | 107 | 20 | 0 | 0 | 0 | 0 | 0 | 150 | 225 | 403 | 0 | 1 | 1 | 0 | 1 | 0 | 0 | 0 | -4035.3255 | -1206.9027 | 9115.1596 | Serrano – Alberhill – Valley 500 kV Constraint | Serrano – Alberhill – Valley 500 kV Constraint | Serrano – Alberhill – Valley 500 kV Constraint | 1 | 0 | 0 | 0 | 0 | 0 | -387.3255 | 2441.0973 | 9115.1596 | Serrano – Alberhill – Valley 500 kV Constraint | Serrano – Alberhill – Valley 500 kV Constraint | Serrano – Alberhill – Valley 500 kV Constraint |  | 3 | 3 | FALSE | 3 | 1 | 1 | FALSE | 1
PG&E East Kern Study Area | Diablo | 230 | [28 empty] | 1 | 1 |  |  |  | 1 | 1 | [6 empty] | 0 | 0 | 0 | 0 | 0 | 0 | 0 | 0 | 0 | 0 | 0 | 0 | 0 | 0 | 0 | 0 | 0 | 2 | 0 | 2 | 0 | 0 | 1 | -743.023 | -1089.8109 | -634.0295 | Morro Bay-Templeton 230kV Line | Morro Bay-Templeton 230kV Line | Morro Bay-Templeton 230kV Line | 1 | 0 | 1 | 0 | 0 | 1 | -4.333 | -351.1209 | -634.0295 | Morro Bay-Templeton 230kV Line | Morro Bay-Templeton 230kV Line | Morro Bay-Templeton 230kV Line |  | 3 | 3 | FALSE | 3 | 2 | 2 | FALSE | 2
PG&E S500 Study Area | Diablo | 500 | [33 empty] | 1 | [7 empty] | 0 | 0 | 0 | 0 | 0 | 0 | 0 | 0 | 0 | 3100 | 0 | 0 | 0 | 0 | 0 | 0 | 1 | 0 | 0 | 0 | 0 | 0 | 0 | 6401.867 | 7790.1791 | 6531.5705 | Gates-Panoche #1 and #2 230kV Lines | Gates-Panoche #1 and #2 230kV Lines | Gates-Panoche #1 and #2 230kV Lines | 0 | 0 | 0 | 0 | 0 | 0 | 6401.867 | 7790.1791 | 6531.5705 | Gates-Panoche #1 and #2 230kV Lines | Gates-Panoche #1 and #2 230kV Lines | Gates-Panoche #1 and #2 230kV Lines |  | 1 | 1 | FALSE | 1 | 1 | 1 | FALSE | 1
PG&E North of Greater Bay Study Area | Donnells | 115 | [22 empty] | 1 |  |  | 1 | 1 | [14 empty] | 0 | 0 | 0 | 0 | 3 | 0 | 0 | 0 | 0 | 0 | 0 | 0 | 0 | 0 | 0 | 0 | 1 | 1 | 0 | 1 | 0 | 0 | 0 | -1762.084 | -893.2408 | 249 | Cortina -Vaca-Dixon 230kV Line | Cortina -Vaca-Dixon 230kV Line | Melones-Tulloch 115 kV Line | 0 | 0 | 0 | 0 | 0 | 0 | 106.3 | 111.3 | 249 | Melones-Tulloch 115 kV Line | Melones-Tulloch 115 kV Line | Melones-Tulloch 115 kV Line |  | 3 | 1 | YES | 1* | 1 | 1 | FALSE | 1
SCE Northern Area | Eagle Rock | 230 |  |  |  | 1 | [37 empty] | 0 | 0 | 0 | 0 | 0 | 0 | 0 | 0 | 0 | 0 | 0 | 0 | 0 | 0 | 0 | 0 | 0 | 0 | 0 | 0 | 0 | 0 | 0 | 1175.4089 | 1917.2586 | 2472.4241 | Laguna Bell – Mesa Constraint | Laguna Bell – Mesa Constraint | Laguna Bell – Mesa Constraint | 0 | 0 | 0 | 0 | 0 | 0 | 1175.4089 | 1917.2586 | 2472.4241 | Laguna Bell – Mesa Constraint | Laguna Bell – Mesa Constraint | Laguna Bell – Mesa Constraint |  | 1 | 1 | FALSE | 1 | 1 | 1 | FALSE | 1
PG&E North of Greater Bay Study Area | Eagle Rock | 115 | [21 empty] | 1 | 1 |  |  |  |  | 1 | [13 empty] | 0 | 0 | 0 | 0 | 1 | 0 | 0 | 0 | 0 | 0 | 0 | 0 | 0 | 0 | 0 | 0 | 1 | 3 | 0 | 2 | 0 | 0 | 1 | -1762.084 | -893.2408 | -104.4 | Cortina -Vaca-Dixon 230kV Line | Cortina -Vaca-Dixon 230kV Line | Humboldt-Trinity 115 kV Line | 1 | 0 | 1 | 0 | 0 | 1 | -140.48 | -65.48 | -104.4 | Humboldt-Trinity 115 kV Line | Humboldt-Trinity 115 kV Line | Humboldt-Trinity 115 kV Line |  | 3 | 3 | FALSE | 3 | 2 | 2 | FALSE | 2
PG&E North of Greater Bay Study Area | East Marysville | 115 | [22 empty] | 1 | 1 | 1 | [16 empty] | 0 | 0 | 0 | 0 | 0 | 0 | 0 | 0 | 0 | 0 | 0 | 0 | 0 | 0 | 0 | 0 | 0 | 1 | 0 | 1 | 0 | 0 | 0 | -1762.084 | -893.2408 | 72.84 | Cortina -Vaca-Dixon 230kV Line | Cortina -Vaca-Dixon 230kV Line | Woodland-Davis 115 kV Lines | 0 | 0 | 0 | 0 | 0 | 0 | 43.65 | 52.15 | 72.84 | Woodland-Davis 115 kV Lines | Woodland-Davis 115 kV Lines | Woodland-Davis 115 kV Lines |  | 3 | 1 | YES | 1* | 1 | 1 | FALSE | 1
SDG&E Study Area | ECO | 500 | [14 empty] | 1 |  | 1 | 1 | 1 | 1 | [21 empty] | 0 | 0 | 0 | 0 | 0 | 0 | 0 | 0 | 0 | 0 | 0 | 0 | 0 | 0 | 0 | 0 | 0 | 4 | 0 | 4 | 0 | 0 | 0 | -1662.48 | -735.87 | 41 | Encina-San Luis Rey Constraint | Encina-San Luis Rey Constraint | East of Miguel Constraint | 1 | 0 | 1 | 0 | 0 | 0 | -236.48 | -23.47 | 41 | East of Miguel Constraint | East of Miguel Constraint | East of Miguel Constraint |  | 3 | 3 | FALSE | 3 | 1 | 1 | FALSE | 1
SDG&E Study Area | ECO | 230 | [14 empty] | 1 |  | 1 | 1 | 1 | 1 | [21 empty] | 0 | 0 | 0 | 0 | 0 | 105 | 360 | 0 | 0 | 0 | 0 | 0 | 0 | 0 | 0 | 0 | 1 | 4 | 0 | 4 | 0 | 0 | 0 | -1662.48 | -735.87 | 41 | Encina-San Luis Rey Constraint | Encina-San Luis Rey Constraint | East of Miguel Constraint | 1 | 0 | 1 | 0 | 0 | 0 | -236.48 | -23.47 | 41 | East of Miguel Constraint | East of Miguel Constraint | East of Miguel Constraint |  | 3 | 3 | FALSE | 3 | 1 | 1 | FALSE | 1
SDG&E Study Area | ECO | 115 | [14 empty] | 1 |  | 1 | 1 | 1 | 1 | [21 empty] | 0 | 0 | 0 | 0 | 0 | 135 | 0 | 0 | 0 | 0 | 0 | 0 | 0 | 110 | 97.5 | 0 | 1 | 4 | 0 | 4 | 0 | 0 | 0 | -1662.48 | -735.87 | 41 | Encina-San Luis Rey Constraint | Encina-San Luis Rey Constraint | East of Miguel Constraint | 1 | 0 | 1 | 0 | 0 | 0 | -236.48 | -23.47 | 41 | East of Miguel Constraint | East of Miguel Constraint | East of Miguel Constraint |  | 3 | 3 | FALSE | 3 | 1 | 1 | FALSE | 1
SCE Eastern Study Area | El Casco | 230 | [10 empty] | 1 | [30 empty] | 0 | 0 | 0 | 0 | 0 | 0 | 0 | 0 | 0 | 0 | 0 | 0 | 0 | 0 | 165 | 0 | 1 | 1 | 0 | 1 | 0 | 0 | 0 | -4035.3255 | -1206.9027 | 9115.1596 | Serrano – Alberhill – Valley 500 kV Constraint | Serrano – Alberhill – Valley 500 kV Constraint | Serrano – Alberhill – Valley 500 kV Constraint | 1 | 0 | 0 | 0 | 0 | 0 | -387.3255 | 2441.0973 | 9115.1596 | Serrano – Alberhill – Valley 500 kV Constraint | Serrano – Alberhill – Valley 500 kV Constraint | Serrano – Alberhill – Valley 500 kV Constraint |  | 3 | 3 | FALSE | 3 | 1 | 1 | FALSE | 1
SCE Metro Study Area | El Nido | 230 |  |  |  |  | 1 | [36 empty] | 0 | 0 | 0 | 0 | 0 | 0 | 0 | 0 | 0 | 0 | 0 | 0 | 0 | 0 | 0 | 0 | 0 | 0 | 0 | 0 | 0 | 0 | 0 | 2468.52 | 3273.86 | 5693.68 | SCE Metro Area | SCE Metro Area | SCE Metro Area | 0 | 0 | 0 | 0 | 0 | 0 | 2468.52 | 3273.86 | 5693.68 | SCE Metro Area | SCE Metro Area | SCE Metro Area |  | 1 | 1 | FALSE | 1 | 1 | 1 | FALSE | 1
SCE Metro Study Area | El Segundo | 230 |  |  |  |  | 1 | [36 empty] | 0 | 0 | 0 | 0 | 0 | 0 | 0 | 0 | 0 | 0 | 0 | 0 | 0 | 0 | 0 | 0 | 0 | 0 | 0 | 0 | 0 | 0 | 0 | 2468.52 | 3273.86 | 5693.68 | SCE Metro Area | SCE Metro Area | SCE Metro Area | 0 | 0 | 0 | 0 | 0 | 0 | 2468.52 | 3273.86 | 5693.68 | SCE Metro Area | SCE Metro Area | SCE Metro Area |  | 1 | 1 | FALSE | 1 | 1 | 1 | FALSE | 1
East of Pisgah Study Area | Eldorado | 500 | [13 empty] | 1 | [27 empty] | 0 | 0 | 0 | 231 | 0 | 271 | 100 | 2500 | 0 | 0 | 0 | 0 | 0 | 0 | 0 | 0 | 1 | 0 | 1 | 0 | 1 | 0 | 1 | -1252.067 | -174.408 | -517.64 | Mohave/Eldorado 500 kV | Mohave/Eldorado 500 kV | Mohave/Eldorado 500 kV | 0 | 1 | 0 | 1 | 0 | 1 | -1252.067 | -174.408 | -517.64 | Mohave/Eldorado 500 kV | Mohave/Eldorado 500 kV | Mohave/Eldorado 500 kV |  | 2 | 2 | FALSE | 2 | 2 | 2 | FALSE | 2
East of Pisgah Study Area | Eldorado | 230 | [11 empty] | 1 | [29 empty] | 0 | 0 | 0 | 100 | 0 | 0 | 0 | 0 | 0 | 0 | 0 | 0 | 0 | 300 | 300 | 0 | 1 | 0 | 0 | 0 | 0 | 0 | 0 | 1067.591 | 1431.155 | 2080.1 | Eldorado 500/230 kV Transformer #5 Constraint | Eldorado 500/230 kV Transformer #5 Constraint | Eldorado 500/230 kV Transformer #5 Constraint | 0 | 0 | 0 | 0 | 0 | 0 | 1067.591 | 1431.155 | 2080.1 | Eldorado 500/230 kV Transformer #5 Constraint | Eldorado 500/230 kV Transformer #5 Constraint | Eldorado 500/230 kV Transformer #5 Constraint |  | 1 | 1 | FALSE | 1 | 1 | 1 | FALSE | 1
PG&E Fresno Study Area | Elk Hills | 230 | [36 empty] | 1 | 1 |  |  |  | 0 | 0 | 0 | 0 | 0 | 0 | 0 | 0 | 0 | 0 | 0 | 2.25 | 0 | 0 | 0 | 0 | 1 | 0 | 2 | 0 | 2 | 0 | 0 | -1029.017 | -1512.0294 | 135.959 | Moss Landing-Los Banos 230kV | Moss Landing-Los Banos 230kV | Moss Landing-Los Banos 230kV | 0 | 2 | 0 | 2 | 0 | 0 | -1029.017 | -1512.0294 | 135.959 | Moss Landing-Los Banos 230kV | Moss Landing-Los Banos 230kV | Moss Landing-Los Banos 230kV |  | 2 | 2 | FALSE | 2 | 1 | 1 | FALSE | 1
SCE Metro Study Area | Ellis | 230 |  |  |  |  | 1 | [36 empty] | 0 | 0 | 0 | 0 | 0 | 0 | 0 | 0 | 0 | 0 | 0 | 0 | 0 | 0 | 0 | 0 | 0 | 0 | 0 | 0 | 0 | 0 | 0 | 2468.52 | 3273.86 | 5693.68 | SCE Metro Area | SCE Metro Area | SCE Metro Area | 0 | 0 | 0 | 0 | 0 | 0 | 2468.52 | 3273.86 | 5693.68 | SCE Metro Area | SCE Metro Area | SCE Metro Area |  | 1 | 1 | FALSE | 1 | 1 | 1 | FALSE | 1
SDG&E Study Area | Encina | 230 | [16 empty] | 1 |  | 1 | [22 empty] | 0 | 0 | 0 | 0 | 0 | 0 | 0 | 0 | 0 | 0 | 0 | 0 | 0 | 0 | 0 | 0 | 0 | 2 | 0 | 2 | 0 | 0 | 0 | -1662.48 | -735.87 | 4123.09 | Encina-San Luis Rey Constraint | Encina-San Luis Rey Constraint | Encina-San Luis Rey Constraint | 0 | 0 | 0 | 0 | 0 | 0 | 2055.52 | 2982.13 | 4123.09 | Encina-San Luis Rey Constraint | Encina-San Luis Rey Constraint | Encina-San Luis Rey Constraint |  | 3 | 1 | YES | 1* | 1 | 1 | FALSE | 1
SDG&E Study Area | Encina | 115 | [16 empty] | 1 |  | 1 | [22 empty] | 0 | 0 | 0 | 0 | 0 | 0 | 0 | 0 | 0 | 0 | 0 | 0 | 0 | 0 | 0 | 0 | 0 | 2 | 0 | 2 | 0 | 0 | 0 | -1662.48 | -735.87 | 4123.09 | Encina-San Luis Rey Constraint | Encina-San Luis Rey Constraint | Encina-San Luis Rey Constraint | 0 | 0 | 0 | 0 | 0 | 0 | 2055.52 | 2982.13 | 4123.09 | Encina-San Luis Rey Constraint | Encina-San Luis Rey Constraint | Encina-San Luis Rey Constraint |  | 3 | 1 | YES | 1* | 1 | 1 | FALSE | 1
SDG&E Study Area | Escondido | 230 | [16 empty] | 1 | 1 | 1 | [22 empty] | 0 | 0 | 0 | 0 | 0 | 0 | 0 | 0 | 0 | 0 | 0 | 0 | 0 | 0 | 214 | 0 | 1 | 3 | 0 | 3 | 0 | 0 | 0 | -1662.48 | -735.87 | 1468.83 | Encina-San Luis Rey Constraint | Encina-San Luis Rey Constraint | San Diego Internal Constraint | 0 | 0 | 0 | 0 | 0 | 0 | 1055.62 | 1770.17 | 1742.83 | San Diego Internal Constraint | San Diego Internal Constraint | San Diego Internal Constraint |  | 3 | 1 | YES | 1* | 1 | 1 | FALSE | 1
SCE Metro Study Area | Etiwanda | 230 |  |  |  |  | 1 | [36 empty] | 0 | 0 | 0 | 0 | 0 | 0 | 0 | 0 | 0 | 0 | 0 | 0 | 0 | 0 | 200 | 0 | 1 | 0 | 0 | 0 | 0 | 0 | 0 | 2468.52 | 3273.86 | 5693.68 | SCE Metro Area | SCE Metro Area | SCE Metro Area | 0 | 0 | 0 | 0 | 0 | 0 | 2468.52 | 3273.86 | 5693.68 | SCE Metro Area | SCE Metro Area | SCE Metro Area |  | 1 | 1 | FALSE | 1 | 1 | 1 | FALSE | 1
PG&E North of Greater Bay Study Area | Fulton | 230 | [22 empty] | 1 |  |  |  |  | 1 | [13 empty] | 0 | 0 | 0 | 56 | 1 | 0 | 0 | 0 | 0 | 0 | 0 | 0 | 0 | 0 | 0 | 0 | 1 | 2 | 0 | 1 | 0 | 0 | 0 | -1762.084 | -893.2408 | 458.687 | Cortina -Vaca-Dixon 230kV Line | Cortina -Vaca-Dixon 230kV Line | Cortina -Vaca-Dixon 230kV Line | 0 | 0 | 0 | 0 | 0 | 0 | 1076.3815 | 1945.2247 | 458.687 | Cortina -Vaca-Dixon 230kV Line | Cortina -Vaca-Dixon 230kV Line | Cortina -Vaca-Dixon 230kV Line |  | 3 | 1 | YES | 1* | 1 | 1 | FALSE | 1
East of Pisgah Study Area | Gamebird | 115 | [11 empty] | 1 | 1 | [28 empty] | 0 | 0 | 0 | 0 | 0 | 0 | 0 | 0 | 0 | 0 | 0 | 0 | 0 | 0 | 0 | 0 | 0 | 0 | 1 | 0 | 1 | 0 | 0 | -425.309 | -316.445 | 162.1 | GLW-VEA Area Constraint | GLW-VEA Area Constraint | GLW-VEA Area Constraint | 0 | 1 | 0 | 1 | 0 | 0 | -425.309 | -316.445 | 162.1 | GLW-VEA Area Constraint | GLW-VEA Area Constraint | GLW-VEA Area Constraint |  | 2 | 2 | FALSE | 2 | 1 | 1 | FALSE | 1
PG&E S500 Study Area | Gates | 500 | [33 empty] | 1 | 1 | [6 empty] | 0 | 0 | 0 | 0 | 0 | 0 | 0 | 0 | 0 | 0 | 0 | 0 | 0 | 0 | 0 | 0 | 0 | 1 | 0 | 1 | 0 | 0 | 1 | -743.023 | -1089.8109 | -634.0295 | Morro Bay-Templeton 230kV Line | Morro Bay-Templeton 230kV Line | Morro Bay-Templeton 230kV Line | 1 | 0 | 1 | 0 | 0 | 1 | -4.333 | -351.1209 | -634.0295 | Morro Bay-Templeton 230kV Line | Morro Bay-Templeton 230kV Line | Morro Bay-Templeton 230kV Line |  | 3 | 3 | FALSE | 3 | 2 | 2 | FALSE | 2
PG&E East Kern Study Area | Gates | 230 | [28 empty] | 1 | 1 | 1 |  |  | 1 | 1 |  | 1 | 1 |  |  |  | 0 | 0 | 0 | 0 | 0 | 0 | 0 | 0 | 0 | 0 | 0 | 0 | 1300 | 376 | 380 | 0 | 1 | 2 | 3 | 2 | 3 | 0 | 1 | -1029.017 | -1512.0294 | -634.0295 | Moss Landing-Los Banos 230kV | Moss Landing-Los Banos 230kV | Morro Bay-Templeton 230kV Line | 1 | 3 | 1 | 3 | 0 | 1 | -1029.017 | -1512.0294 | -634.0295 | Moss Landing-Los Banos 230kV | Moss Landing-Los Banos 230kV | Morro Bay-Templeton 230kV Line |  | 3 | 3 | FALSE | 3 | 2 | 2 | FALSE | 2
PG&E North of Greater Bay Study Area | Geysers | 230 | [22 empty] | 1 |  |  |  |  | 1 | [13 empty] | 0 | 0 | 0 | 83 | 0 | 0 | 0 | 0 | 0 | 0 | 0 | 0 | 0 | 0 | 0 | 0 | 1 | 2 | 0 | 1 | 0 | 0 | 0 | -1762.084 | -893.2408 | 458.687 | Cortina -Vaca-Dixon 230kV Line | Cortina -Vaca-Dixon 230kV Line | Cortina -Vaca-Dixon 230kV Line | 0 | 0 | 0 | 0 | 0 | 0 | 1076.3815 | 1945.2247 | 458.687 | Cortina -Vaca-Dixon 230kV Line | Cortina -Vaca-Dixon 230kV Line | Cortina -Vaca-Dixon 230kV Line |  | 3 | 1 | YES | 1* | 1 | 1 | FALSE | 1
PG&E North of Greater Bay Study Area | Glenn | 230 | [22 empty] | 1 |  |  |  |  | 1 | [13 empty] | 0 | 0 | 0 | 0 | 1 | 30 | 98 | 0 | 0 | 0 | 0 | 0 | 0 | 0 | 0 | 0 | 1 | 2 | 0 | 1 | 0 | 0 | 0 | -1762.084 | -893.2408 | 458.687 | Cortina -Vaca-Dixon 230kV Line | Cortina -Vaca-Dixon 230kV Line | Cortina -Vaca-Dixon 230kV Line | 0 | 0 | 0 | 0 | 0 | 0 | 1076.3815 | 1945.2247 | 458.687 | Cortina -Vaca-Dixon 230kV Line | Cortina -Vaca-Dixon 230kV Line | Cortina -Vaca-Dixon 230kV Line |  | 3 | 1 | YES | 1* | 1 | 1 | FALSE | 1
PG&E North of Greater Bay Study Area | Gold Hill | 115 | 0 | 0 | 0 | 0 | 0 | 0 | 0 | 0 | 0 | 0 | 0 | 0 | 0 | 0 | 0 | 0 | 0 | 0 | 0 | 0 | 0 | 0 | 1 | 0 | 0 | 0 | 0 | 0 | 0 | 0 | 0 | 0 | 0 | 0 | 0 | 0 | 0 | 0 | 0 | 0 | 0 | 0 | 0 | 0 | 0 | 0 | 0 | 0 | 0 | 0 | 0 | 0 | 0 | 0 | 0 | 0 | 0 | 0 | 1 | 0 | 1 | 0 | 0 | 0 | -1762.084 | -893.2408 | 458.687 | Cortina -Vaca-Dixon 230kV Line | Cortina -Vaca-Dixon 230kV Line | Cortina -Vaca-Dixon 230kV Line | 0 | 0 | 0 | 0 | 0 | 0 | 1076.3815 | 1945.2247 | 458.687 | Cortina -Vaca-Dixon 230kV Line | Cortina -Vaca-Dixon 230kV Line | Cortina -Vaca-Dixon 230kV Line |  | 3 | 1 | YES | 1* | 1 | 1 | FALSE | 1
SCE Northern Area | Goleta | 230 |  |  |  | 1 | [37 empty] | 0 | 0 | 0 | 0 | 2.274 | 0 | 0 | 0 | 0 | 0 | 0 | 0 | 0 | 0 | 80 | 0 | 1 | 0 | 0 | 0 | 0 | 0 | 0 | 1175.4089 | 1917.2586 | 2472.4241 | Laguna Bell – Mesa Constraint | Laguna Bell – Mesa Constraint | Laguna Bell – Mesa Constraint | 0 | 0 | 0 | 0 | 0 | 0 | 1175.4089 | 1917.2586 | 2472.4241 | Laguna Bell – Mesa Constraint | Laguna Bell – Mesa Constraint | Laguna Bell – Mesa Constraint |  | 1 | 1 | FALSE | 1 | 1 | 1 | FALSE | 1
SCE Northern Area | Goodrich | 230 |  |  |  | 1 | [37 empty] | 0 | 0 | 0 | 0 | 0 | 0 | 0 | 0 | 0 | 0 | 0 | 0 | 0 | 0 | 0 | 0 | 0 | 0 | 0 | 0 | 0 | 0 | 0 | 1175.4089 | 1917.2586 | 2472.4241 | Laguna Bell – Mesa Constraint | Laguna Bell – Mesa Constraint | Laguna Bell – Mesa Constraint | 0 | 0 | 0 | 0 | 0 | 0 | 1175.4089 | 1917.2586 | 2472.4241 | Laguna Bell – Mesa Constraint | Laguna Bell – Mesa Constraint | Laguna Bell – Mesa Constraint |  | 1 | 1 | FALSE | 1 | 1 | 1 | FALSE | 1
PG&E East Kern Study Area | Goose Lake | 115 | [28 empty] | 1 | 1 |  |  |  |  | 1 |  | 1 | 1 |  |  |  | 0 | 0 | 0 | 0 | 0 | 0 | 0 | 0 | 0 | 0 | 0 | 0 | 0 | 0 | 0 | 0 | 0 | 2 | 2 | 2 | 2 | 0 | 1 | -1029.017 | -1512.0294 | -634.0295 | Moss Landing-Los Banos 230kV | Moss Landing-Los Banos 230kV | Morro Bay-Templeton 230kV Line | 1 | 2 | 1 | 2 | 0 | 1 | -1029.017 | -1512.0294 | -634.0295 | Moss Landing-Los Banos 230kV | Moss Landing-Los Banos 230kV | Morro Bay-Templeton 230kV Line |  | 3 | 3 | FALSE | 3 | 2 | 2 | FALSE | 2
SCE Northern Area | Gould | 230 |  |  |  | 1 | [37 empty] | 0 | 0 | 0 | 0 | 0 | 0 | 0 | 0 | 0 | 0 | 0 | 0 | 0 | 0 | 0 | 0 | 0 | 0 | 0 | 0 | 0 | 0 | 0 | 1175.4089 | 1917.2586 | 2472.4241 | Laguna Bell – Mesa Constraint | Laguna Bell – Mesa Constraint | Laguna Bell – Mesa Constraint | 0 | 0 | 0 | 0 | 0 | 0 | 1175.4089 | 1917.2586 | 2472.4241 | Laguna Bell – Mesa Constraint | Laguna Bell – Mesa Constraint | Laguna Bell – Mesa Constraint |  | 1 | 1 | FALSE | 1 | 1 | 1 | FALSE | 1
PG&E North of Greater Bay Study Area | Grand Island | 115 | [22 empty] | 1 | 1 | [17 empty] | 0 | 0 | 0 | 0 | 0 | 0 | 0 | 0 | 0 | 0 | 0 | 0 | 0 | 0 | 0 | 0 | 0 | 1 | 0 | 1 | 0 | 0 | 0 | -1762.084 | -893.2408 | 132.84 | Cortina -Vaca-Dixon 230kV Line | Cortina -Vaca-Dixon 230kV Line | Rio Oso-SPI-Lincoln 115 kV Line | 0 | 0 | 0 | 0 | 0 | 0 | 72.55 | 81.05 | 132.84 | Rio Oso-SPI-Lincoln 115 kV Line | Rio Oso-SPI-Lincoln 115 kV Line | Rio Oso-SPI-Lincoln 115 kV Line |  | 3 | 1 | YES | 1* | 1 | 1 | FALSE | 1
PG&E North of Greater Bay Study Area | Green Ridge Midway | 115 | [22 empty] | 1 | [18 empty] | 0 | 0 | 0 | 0 | 0 | 0 | 0 | 0 | 0 | 0 | 0 | 0 | 0 | 0 | 0 | 0 | 0 | 1 | 0 | 1 | 0 | 0 | 0 | -1762.084 | -893.2408 | 458.687 | Cortina -Vaca-Dixon 230kV Line | Cortina -Vaca-Dixon 230kV Line | Cortina -Vaca-Dixon 230kV Line | 0 | 0 | 0 | 0 | 0 | 0 | 1076.3815 | 1945.2247 | 458.687 | Cortina -Vaca-Dixon 230kV Line | Cortina -Vaca-Dixon 230kV Line | Cortina -Vaca-Dixon 230kV Line |  | 3 | 1 | YES | 1* | 1 | 1 | FALSE | 1
PG&E East Kern Study Area | Gregg | 230 | [36 empty] | 1 |  |  |  |  | 0 | 0 | 0 | 0 | 0 | 0 | 0 | 0 | 0 | 0 | 0 | 0 | 0 | 0 | 0 | 0 | 0 | 0 | 1 | 0 | 1 | 0 | 0 | -854.567 | -1224.0074 | 212.3626 | Los Bano-Gates #1 500kV line | Los Bano-Gates #1 500kV line | Los Bano-Gates #1 500kV line | 0 | 1 | 0 | 1 | 0 | 0 | -854.567 | -1224.0074 | 212.3626 | Los Bano-Gates #1 500kV line | Los Bano-Gates #1 500kV line | Los Bano-Gates #1 500kV line |  | 2 | 2 | FALSE | 2 | 1 | 1 | FALSE | 1
PG&E Fresno Study Area | Grimway | 115 | [29 empty] | 1 | [11 empty] | 0 | 0 | 0 | 0 | 0 | 0 | 0 | 0 | 0 | 0 | 0 | 0 | 0 | 0 | 0 | 0 | 0 | 0 | 0 | 0 | 0 | 0 | 0 | 505.717 | 140.4171 | 714.4705 | Gates 500/230kV Bank #13 Constraint | Gates 500/230kV Bank #13 Constraint | Gates 500/230kV Bank #13 Constraint | 0 | 0 | 0 | 0 | 0 | 0 | 505.717 | 140.4171 | 714.4705 | Gates 500/230kV Bank #13 Constraint | Gates 500/230kV Bank #13 Constraint | Gates 500/230kV Bank #13 Constraint |  | 1 | 1 | FALSE | 1 | 1 | 1 | FALSE | 1
PG&E East Kern Study Area | GWF Hanford Sw Sta | 115 | [28 empty] | 1 | 1 | 1 | 1 |  |  | 1 |  |  | 1 | 1 |  |  | 0 | 0 | 0 | 0 | 0 | 0 | 0 | 0 | 0 | 0 | 0 | 0 | 0 | 0 | 0 | 0 | 0 | 3 | 3 | 3 | 3 | 0 | 1 | -1029.017 | -1512.0294 | -634.0295 | Moss Landing-Los Banos 230kV | Moss Landing-Los Banos 230kV | Morro Bay-Templeton 230kV Line | 2 | 3 | 2 | 3 | 0 | 1 | -1029.017 | -1512.0294 | -634.0295 | Moss Landing-Los Banos 230kV | Moss Landing-Los Banos 230kV | Morro Bay-Templeton 230kV Line |  | 3 | 3 | FALSE | 3 | 2 | 2 | FALSE | 2
SCE Metro Study Area | Harborgen | 230 |  |  |  |  | 1 | [36 empty] | 0 | 0 | 0 | 0 | 0 | 0 | 0 | 0 | 0 | 0 | 0 | 0 | 0 | 0 | 0 | 0 | 0 | 0 | 0 | 0 | 0 | 0 | 0 | 2468.52 | 3273.86 | 5693.68 | SCE Metro Area | SCE Metro Area | SCE Metro Area | 0 | 0 | 0 | 0 | 0 | 0 | 2468.52 | 3273.86 | 5693.68 | SCE Metro Area | SCE Metro Area | SCE Metro Area |  | 1 | 1 | FALSE | 1 | 1 | 1 | FALSE | 1
SDG&E Study Area | Hassayampa | 500 | [9 empty] | 1 | 1 |  |  |  | 1 | [26 empty] | 0 | 0 | 0 | 0 | 0 | 0 | 0 | 0 | 0 | 0 | 0 | 0 | 300 | 71 | 20 | 0 | 1 | 3 | 0 | 2 | 0 | 0 | 0 | -4035.3255 | -1206.9027 | 41 | Serrano – Alberhill – Valley 500 kV Constraint | Serrano – Alberhill – Valley 500 kV Constraint | East of Miguel Constraint | 2 | 0 | 1 | 0 | 0 | 0 | -387.3255 | -23.47 | 41 | Serrano – Alberhill – Valley 500 kV Constraint | East of Miguel Constraint | East of Miguel Constraint |  | 3 | 3 | FALSE | 3 | 1 | 1 | FALSE | 1
PG&E Fresno Study Area | Helm | 230 | [35 empty] | 1 |  |  | 1 |  | 1 | 0 | 0 | 0 | 0 | 0 | 0 | 0 | 0 | 0 | 0 | 0 | 0 | 0 | 0 | 0 | 0 | 0 | 0 | 3 | 0 | 3 | 2 | 0 | -508.8 | -439.07 | -338.9969 | Moss Landing-Las Aguilas 230kV | Moss Landing-Las Aguilas 230kV | Moss Landing-Las Aguilas 230kV | 0 | 3 | 0 | 3 | 1 | 0 | -508.8 | -439.07 | -21.4969 | Moss Landing-Las Aguilas 230kV | Moss Landing-Las Aguilas 230kV | Las Aguillas-Panoche #1 and #2 230kV |  | 2 | 2 | FALSE | 2 | 3 | 3 | FALSE | 3
PG&E Fresno Study Area | Henrietta | 115 | [36 empty] | 1 | 1 | 1 |  |  | 0 | 0 | 0 | 0 | 0 | 0 | 0 | 0 | 0 | 0 | 0 | 0 | 0 | 60 | 32 | 0 | 1 | 0 | 3 | 0 | 3 | 0 | 0 | -1029.017 | -1512.0294 | 135.959 | Moss Landing-Los Banos 230kV | Moss Landing-Los Banos 230kV | Moss Landing-Los Banos 230kV | 0 | 3 | 0 | 3 | 0 | 0 | -1029.017 | -1512.0294 | 135.959 | Moss Landing-Los Banos 230kV | Moss Landing-Los Banos 230kV | Moss Landing-Los Banos 230kV |  | 2 | 2 | FALSE | 2 | 1 | 1 | FALSE | 1
PG&E North of Greater Bay Study Area | Higgins | 115 | [22 empty] | 1 | [18 empty] | 0 | 0 | 0 | 0 | 16.4 | 0 | 0 | 0 | 0 | 0 | 0 | 0 | 0 | 0 | 0 | 0 | 1 | 1 | 0 | 1 | 0 | 0 | 0 | -1762.084 | -893.2408 | 458.687 | Cortina -Vaca-Dixon 230kV Line | Cortina -Vaca-Dixon 230kV Line | Cortina -Vaca-Dixon 230kV Line | 0 | 0 | 0 | 0 | 0 | 0 | 1076.3815 | 1945.2247 | 458.687 | Cortina -Vaca-Dixon 230kV Line | Cortina -Vaca-Dixon 230kV Line | Cortina -Vaca-Dixon 230kV Line |  | 3 | 1 | YES | 1* | 1 | 1 | FALSE | 1
SCE Northern Area | Highwind | 230 |  | 1 | 1 | [38 empty] | 0 | 0 | 0 | 0 | 0 | 0 | 0 | 0 | 0 | 0 | 0 | 0 | 0 | 0 | 0 | 0 | 0 | 0 | 0 | 0 | 0 | 0 | 0 | 87.3184 | 278.8206 | 1294.679 | Antelope – Vincent Constraint | Antelope – Vincent Constraint | Windhub 500/230 kV Transformer Constraint | 0 | 0 | 0 | 0 | 0 | 0 | 87.3184 | 278.8206 | 1294.679 | Antelope – Vincent Constraint | Antelope – Vincent Constraint | Windhub 500/230 kV Transformer Constraint |  | 1 | 1 | FALSE | 1 | 1 | 1 | FALSE | 1
SCE Metro Study Area | Hinson | 230 |  |  |  |  | 1 | [36 empty] | 0 | 0 | 0 | 0 | 2.8 | 0 | 0 | 0 | 0 | 0 | 0 | 0 | 0 | 0 | 200 | 0 | 1 | 0 | 0 | 0 | 0 | 0 | 0 | 2468.52 | 3273.86 | 5693.68 | SCE Metro Area | SCE Metro Area | SCE Metro Area | 0 | 0 | 0 | 0 | 0 | 0 | 2468.52 | 3273.86 | 5693.68 | SCE Metro Area | SCE Metro Area | SCE Metro Area |  | 1 | 1 | FALSE | 1 | 1 | 1 | FALSE | 1
PG&E North of Greater Bay Study Area | Honcut | 115 | [22 empty] | 1 | 1 | [17 empty] | 0 | 0 | 0 | 0 | 0 | 0 | 0 | 0 | 0 | 0 | 0 | 0 | 0 | 0 | 0 | 0 | 0 | 1 | 0 | 1 | 0 | 0 | 0 | -1762.084 | -893.2408 | 132.84 | Cortina -Vaca-Dixon 230kV Line | Cortina -Vaca-Dixon 230kV Line | Rio Oso-SPI-Lincoln 115 kV Line | 0 | 0 | 0 | 0 | 0 | 0 | 72.55 | 81.05 | 132.84 | Rio Oso-SPI-Lincoln 115 kV Line | Rio Oso-SPI-Lincoln 115 kV Line | Rio Oso-SPI-Lincoln 115 kV Line |  | 3 | 1 | YES | 1* | 1 | 1 | FALSE | 1
SDG&E Study Area | Hoodoo Wash | 500 | [9 empty] | 1 | 1 |  |  |  | 1 |  | 1 |  | 1 | [22 empty] | 0 | 0 | 0 | 0 | 0 | 0 | 0 | 0 | 0 | 0 | 0 | 0 | 250 | 636 | 485 | 0 | 1 | 5 | 0 | 4 | 0 | 0 | 0 | -4035.3255 | -1206.9027 | 41 | Serrano – Alberhill – Valley 500 kV Constraint | Serrano – Alberhill – Valley 500 kV Constraint | East of Miguel Constraint | 2 | 0 | 1 | 0 | 0 | 0 | -387.3255 | -23.47 | 41 | Serrano – Alberhill – Valley 500 kV Constraint | East of Miguel Constraint | East of Miguel Constraint |  | 3 | 3 | FALSE | 3 | 1 | 1 | FALSE | 1
PG&E North of Greater Bay Study Area | Humboldt | 115 | [21 empty] | 1 | 1 | [18 empty] | 0 | 0 | 0 | 0 | 0 | 0 | 0 | 0 | 0 | 0 | 161 | 2 | 0 | 0 | 0 | 0 | 1 | 2 | 0 | 2 | 0 | 0 | 1 | -1762.084 | -893.2408 | -104.4 | Cortina -Vaca-Dixon 230kV Line | Cortina -Vaca-Dixon 230kV Line | Humboldt-Trinity 115 kV Line | 1 | 0 | 1 | 0 | 0 | 1 | -140.48 | -65.48 | -104.4 | Humboldt-Trinity 115 kV Line | Humboldt-Trinity 115 kV Line | Humboldt-Trinity 115 kV Line |  | 3 | 3 | FALSE | 3 | 2 | 2 | FALSE | 2
PG&E North of Greater Bay Study Area | Humboldt (Proposed) | 500 | 0 | 0 | 0 | 0 | 0 | 0 | 0 | 0 | 0 | 0 | 0 | 0 | 0 | 0 | 0 | 0 | 0 | 0 | 0 | 0 | 0 | 0 | 0 | 0 | 0 | 0 | 0 | 0 | 0 | 0 | 0 | 0 | 0 | 0 | 0 | 0 | 0 | 0 | 0 | 0 | 0 | 0 | 0 | 1 | 0 | 0 | 0 | 0 | 0 | 0 | 0 | 0 | 0 | 0 | 0 | 0 | 0 | 0 | 0 | 0 | 0 | 0 | 0 | 0 | 0 | 0 | 0 | Humboldt Offshore Wind Line (Proposed) | Humboldt Offshore Wind Line (Proposed) | Humboldt Offshore Wind Line (Proposed) | 0 | 0 | 0 | 0 | 0 | 0 | 1607 | 1607 | 1607 | Humboldt Offshore Wind Line (Proposed) | Humboldt Offshore Wind Line (Proposed) | Humboldt Offshore Wind Line (Proposed) |  | 1 | 1 | FALSE | 1 | 1 | 1 | FALSE | 1
SCE Metro Study Area | Huntington Beach | 230 |  |  |  |  | 1 | [36 empty] | 0 | 0 | 0 | 0 | 0 | 0 | 0 | 0 | 0 | 0 | 0 | 0 | 0 | 0 | 0 | 0 | 0 | 0 | 0 | 0 | 0 | 0 | 0 | 2468.52 | 3273.86 | 5693.68 | SCE Metro Area | SCE Metro Area | SCE Metro Area | 0 | 0 | 0 | 0 | 0 | 0 | 2468.52 | 3273.86 | 5693.68 | SCE Metro Area | SCE Metro Area | SCE Metro Area |  | 1 | 1 | FALSE | 1 | 1 | 1 | FALSE | 1
SDG&E Study Area | IID System | 230 | [10 empty] | 1 |  |  |  | 0 | 0 | 0 | 0 | 0 | 0 | [21 empty] | 0 | 0 | 0 | 750 | 0 | 0 | 0 | 0 | 0 | 0 | 0 | 0 | 0 | 100 | 150 | 0 | 1 | 1 | 0 | 1 | 0 | 0 | 0 | -4035.3255 | -1206.9027 | 9115.1596 | Serrano – Alberhill – Valley 500 kV Constraint | Serrano – Alberhill – Valley 500 kV Constraint | Serrano – Alberhill – Valley 500 kV Constraint | 1 | 0 | 0 | 0 | 0 | 0 | -387.3255 | 2441.0973 | 9115.1596 | Serrano – Alberhill – Valley 500 kV Constraint | Serrano – Alberhill – Valley 500 kV Constraint | Serrano – Alberhill – Valley 500 kV Constraint |  | 3 | 3 | FALSE | 3 | 1 | 1 | FALSE | 1
SDG&E Study Area | IID System | 161 | [10 empty] | 1 |  |  |  | 1 | 1 | 1 | 0 | 1 | 1 | [21 empty] | 0 | 0 | 0 | 50 | 0 | 0 | 0 | 0 | 0 | 0 | 0 | 0 | 20 | 0 | 0 | 0 | 1 | 4 | 0 | 4 | 0 | 0 | 0 | -4035.3255 | -1206.9027 | 41 | Serrano – Alberhill – Valley 500 kV Constraint | Serrano – Alberhill – Valley 500 kV Constraint | East of Miguel Constraint | 2 | 0 | 1 | 0 | 0 | 0 | -387.3255 | -23.47 | 41 | Serrano – Alberhill – Valley 500 kV Constraint | East of Miguel Constraint | East of Miguel Constraint |  | 3 | 3 | FALSE | 3 | 1 | 1 | FALSE | 1
SDG&E Study Area | Imperial Valley | 500 | [10 empty] | 1 |  |  |  | 1 |  | 1 | 1 | 1 | 1 | [21 empty] | 0 | 0 | 0 | 0 | 0 | 0 | 0 | 0 | 0 | 0 | 0 | 0 | 0 | 0 | 0 | 0 | 0 | 5 | 0 | 5 | 0 | 0 | 0 | -4035.3255 | -1206.9027 | 41 | Serrano – Alberhill – Valley 500 kV Constraint | Serrano – Alberhill – Valley 500 kV Constraint | East of Miguel Constraint | 2 | 0 | 1 | 0 | 0 | 0 | -387.3255 | -23.47 | 41 | Serrano – Alberhill – Valley 500 kV Constraint | East of Miguel Constraint | East of Miguel Constraint |  | 3 | 3 | FALSE | 3 | 1 | 1 | FALSE | 1
SDG&E Study Area | Imperial Valley | 230 | [10 empty] | 1 |  |  |  | 1 | 1 | 1 | 1 | 1 | 1 | [21 empty] | 0 | 0 | 0 | 0 | 0 | 0 | 0 | 0 | 0 | 0 | 0 | 0 | 100 | 363 | 214 | 0 | 1 | 5 | 0 | 5 | 0 | 0 | 0 | -4035.3255 | -1206.9027 | 41 | Serrano – Alberhill – Valley 500 kV Constraint | Serrano – Alberhill – Valley 500 kV Constraint | East of Miguel Constraint | 2 | 0 | 1 | 0 | 0 | 0 | -387.3255 | -23.47 | 41 | Serrano – Alberhill – Valley 500 kV Constraint | East of Miguel Constraint | East of Miguel Constraint |  | 3 | 3 | FALSE | 3 | 1 | 1 | FALSE | 1
East of Pisgah Study Area | Innovation | 230 | [11 empty] | 1 | 1 | [28 empty] | 0 | 0 | 0 | 0 | 0 | 93 | 0 | 0 | 0 | 0 | 0 | 0 | 237 | 65 | 150 | 0 | 1 | 0 | 1 | 0 | 1 | 0 | 0 | -425.309 | -316.445 | 162.1 | GLW-VEA Area Constraint | GLW-VEA Area Constraint | GLW-VEA Area Constraint | 0 | 1 | 0 | 1 | 0 | 0 | -425.309 | -316.445 | 162.1 | GLW-VEA Area Constraint | GLW-VEA Area Constraint | GLW-VEA Area Constraint |  | 2 | 2 | FALSE | 2 | 1 | 1 | FALSE | 1
East of Pisgah Study Area | Innovation | 115 | [11 empty] | 1 | 1 | [28 empty] | 0 | 0 | 0 | 0 | 0 | 0 | 0 | 0 | 0 | 0 | 0 | 0 | 0 | 0 | 0 | 0 | 0 | 0 | 1 | 0 | 1 | 0 | 0 | -425.309 | -316.445 | 162.1 | GLW-VEA Area Constraint | GLW-VEA Area Constraint | GLW-VEA Area Constraint | 0 | 1 | 0 | 1 | 0 | 0 | -425.309 | -316.445 | 162.1 | GLW-VEA Area Constraint | GLW-VEA Area Constraint | GLW-VEA Area Constraint |  | 2 | 2 | FALSE | 2 | 1 | 1 | FALSE | 1
East of Pisgah Study Area | Innovation | 138 | [11 empty] | 1 | 1 | [28 empty] | 0 | 0 | 0 | 0 | 0 | 0 | 0 | 0 | 0 | 0 | 0 | 0 | 0 | 0 | 0 | 0 | 0 | 0 | 1 | 0 | 1 | 0 | 0 | -425.309 | -316.445 | 162.1 | GLW-VEA Area Constraint | GLW-VEA Area Constraint | GLW-VEA Area Constraint | 0 | 1 | 0 | 1 | 0 | 0 | -425.309 | -316.445 | 162.1 | GLW-VEA Area Constraint | GLW-VEA Area Constraint | GLW-VEA Area Constraint |  | 2 | 2 | FALSE | 2 | 1 | 1 | FALSE | 1
SCE North of Lugo (NOL) Study Area | Inyo | 115 | [5 empty] | 1 | 1 | 1 | [33 empty] | 0 | 0 | 0 | 0 | 0 | 0 | 0 | 0 | 0 | 0 | 0 | 0 | 0 | 0 | 0 | 0 | 0 | 1 | 0 | 1 | 0 | 0 | 0 | -255.1 | -82.74 | 849.2941 | Kramer- Victor/Roadway -Victor Constraint | Kramer- Victor/Roadway -Victor Constraint | Kramer- Victor/Roadway -Victor Constraint | 0 | 0 | 0 | 0 | 0 | 0 | 14.3 | 179.56 | 896.2741 | Victor-Lugo Constraint | Victor-Lugo Constraint | Victor-Lugo Constraint |  | 3 | 1 | YES | 1* | 1 | 1 | FALSE | 1
SCE North of Lugo (NOL) Study Area | Inyokern | 115 | [5 empty] | 1 | 1 | 1 | [33 empty] | 0 | 0 | 0 | 0 | 0 | 0 | 0 | 0 | 0 | 0 | 0 | 2.078 | 0 | 0 | 0 | 0 | 1 | 1 | 0 | 1 | 0 | 0 | 0 | -255.1 | -82.74 | 849.2941 | Kramer- Victor/Roadway -Victor Constraint | Kramer- Victor/Roadway -Victor Constraint | Kramer- Victor/Roadway -Victor Constraint | 0 | 0 | 0 | 0 | 0 | 0 | 14.3 | 179.56 | 896.2741 | Victor-Lugo Constraint | Victor-Lugo Constraint | Victor-Lugo Constraint |  | 3 | 1 | YES | 1* | 1 | 1 | FALSE | 1
East of Pisgah Study Area | Ivanpah | 230 | [11 empty] | 1 | [29 empty] | 0 | 0 | 0 | 0 | 0 | 0 | 0 | 0 | 0 | 0 | 0 | 0 | 0 | 0 | 0 | 0 | 0 | 0 | 0 | 0 | 0 | 0 | 0 | 1067.591 | 1431.155 | 2080.1 | Eldorado 500/230 kV Transformer #5 Constraint | Eldorado 500/230 kV Transformer #5 Constraint | Eldorado 500/230 kV Transformer #5 Constraint | 0 | 0 | 0 | 0 | 0 | 0 | 1067.591 | 1431.155 | 2080.1 | Eldorado 500/230 kV Transformer #5 Constraint | Eldorado 500/230 kV Transformer #5 Constraint | Eldorado 500/230 kV Transformer #5 Constraint |  | 1 | 1 | FALSE | 1 | 1 | 1 | FALSE | 1
East of Pisgah Study Area | Ivanpah | 115 | [11 empty] | 1 | [29 empty] | 0 | 0 | 0 | 0 | 0 | 0 | 0 | 0 | 0 | 0 | 0 | 0 | 0 | 0 | 0 | 0 | 0 | 0 | 0 | 0 | 0 | 0 | 0 | 1067.591 | 1431.155 | 2080.1 | Eldorado 500/230 kV Transformer #5 Constraint | Eldorado 500/230 kV Transformer #5 Constraint | Eldorado 500/230 kV Transformer #5 Constraint | 0 | 0 | 0 | 0 | 0 | 0 | 1067.591 | 1431.155 | 2080.1 | Eldorado 500/230 kV Transformer #5 Constraint | Eldorado 500/230 kV Transformer #5 Constraint | Eldorado 500/230 kV Transformer #5 Constraint |  | 1 | 1 | FALSE | 1 | 1 | 1 | FALSE | 1
PG&E North of Greater Bay Study Area | Jessup | 115 | [22 empty] | 1 | [18 empty] | 0 | 0 | 0 | 0 | 5.5 | 0 | 0 | 0 | 0 | 0 | 0 | 0 | 0 | 0 | 0 | 0 | 1 | 1 | 0 | 1 | 0 | 0 | 0 | -1762.084 | -893.2408 | 458.687 | Cortina -Vaca-Dixon 230kV Line | Cortina -Vaca-Dixon 230kV Line | Cortina -Vaca-Dixon 230kV Line | 0 | 0 | 0 | 0 | 0 | 0 | 1076.3815 | 1945.2247 | 458.687 | Cortina -Vaca-Dixon 230kV Line | Cortina -Vaca-Dixon 230kV Line | Cortina -Vaca-Dixon 230kV Line |  | 3 | 1 | YES | 1* | 1 | 1 | FALSE | 1
SCE Metro Study Area | Johanna | 230 |  |  |  |  | 1 | [36 empty] | 0 | 0 | 0 | 0 | 0 | 0 | 0 | 0 | 0 | 0 | 0 | 0 | 0 | 0 | 155 | 0 | 1 | 0 | 0 | 0 | 0 | 0 | 0 | 2468.52 | 3273.86 | 5693.68 | SCE Metro Area | SCE Metro Area | SCE Metro Area | 0 | 0 | 0 | 0 | 0 | 0 | 2468.52 | 3273.86 | 5693.68 | SCE Metro Area | SCE Metro Area | SCE Metro Area |  | 1 | 1 | FALSE | 1 | 1 | 1 | FALSE | 1
PG&E Fresno Study Area | Kearney | 230 | [35 empty] | 1 | 1 | 1 | 1 |  | 1 | 0 | 0 | 0 | 0 | 0.6 | 0 | 0 | 0 | 0 | 0 | 0 | 10 | 0 | 0 | 0 | 0 | 1 | 0 | 5 | 0 | 5 | 2 | 0 | -1029.017 | -1512.0294 | -338.9969 | Moss Landing-Los Banos 230kV | Moss Landing-Los Banos 230kV | Moss Landing-Las Aguilas 230kV | 0 | 5 | 0 | 5 | 1 | 0 | -1029.017 | -1512.0294 | -21.4969 | Moss Landing-Los Banos 230kV | Moss Landing-Los Banos 230kV | Las Aguillas-Panoche #1 and #2 230kV |  | 2 | 2 | FALSE | 2 | 3 | 3 | FALSE | 3
SDG&E Study Area | Kearny | 115 | 0 | 0 | 0 | 0 | 0 | 0 | 0 | 0 | 0 | 0 | 0 | 0 | 0 | 0 | 0 | 0 | 1 | 0 | 1 | 0 | 0 | 0 | 0 | 0 | 0 | 0 | 0 | 0 | 0 | 0 | 0 | 0 | 0 | 0 | 0 | 0 | 0 | 0 | 0 | 0 | 0 | 0 | 0 | 0 | 0 | 0 | 0 | 0 | 0 | 0 | 0 | 0 | 0 | 0 | 0 | 30 | 0 | 1 | 2 | 0 | 2 | 0 | 0 | 0 | -1662.48 | -735.87 | 4123.09 | Encina-San Luis Rey Constraint | Encina-San Luis Rey Constraint | Encina-San Luis Rey Constraint | 0 | 0 | 0 | 0 | 0 | 0 | 2055.52 | 2982.13 | 4123.09 | Encina-San Luis Rey Constraint | Encina-San Luis Rey Constraint | Encina-San Luis Rey Constraint |  | 3 | 1 | YES | 1* | 1 | 1 | FALSE | 1
PG&E North of Greater Bay Study Area | Kelso | 230 | [22 empty] | 1 | [18 empty] | 0 | 0 | 0 | 0 | 0 | 101.6 | 5 | 0 | 0 | 0 | 0 | 0 | 0 | 0 | 0 | 0 | 1 | 1 | 0 | 1 | 0 | 0 | 0 | -1762.084 | -893.2408 | 458.687 | Cortina -Vaca-Dixon 230kV Line | Cortina -Vaca-Dixon 230kV Line | Cortina -Vaca-Dixon 230kV Line | 0 | 0 | 0 | 0 | 0 | 0 | 1076.3815 | 1945.2247 | 458.687 | Cortina -Vaca-Dixon 230kV Line | Cortina -Vaca-Dixon 230kV Line | Cortina -Vaca-Dixon 230kV Line |  | 3 | 1 | YES | 1* | 1 | 1 | FALSE | 1
PG&E East Kern Study Area | Kern | 115 | [39 empty] | 1 |  | 0 | 0 | 0 | 0 | 0 | 0 | 0 | 0 | 0 | 0 | 0 | 0 | 0 | 0 | 0 | 0 | 0 | 0 | 0 | 0 | 0 | 0 | 0 | 0 | 24.7 | 101.3 | Kern–Lamont-Stockdale 115kV Line | Kern–Lamont-Stockdale 115kV Line | Kern–Lamont-Stockdale 115kV Line | 0 | 0 | 0 | 0 | 0 | 0 | 0 | 24.7 | 101.3 | Kern–Lamont-Stockdale 115kV Line | Kern–Lamont-Stockdale 115kV Line | Kern–Lamont-Stockdale 115kV Line |  | 1 | 1 | FALSE | 1 | 1 | 1 | FALSE | 1
PG&E East Kern Study Area | Kern Oil | 115 | [28 empty] | 1 | 1 |  |  |  |  | 1 | [6 empty] | 0 | 0 | 0 | 0 | 0 | 0 | 0 | 0 | 0 | 0 | 0 | 0 | 0 | 0 | 0 | 0 | 0 | 2 | 0 | 2 | 0 | 0 | 1 | -743.023 | -1089.8109 | -634.0295 | Morro Bay-Templeton 230kV Line | Morro Bay-Templeton 230kV Line | Morro Bay-Templeton 230kV Line | 1 | 0 | 1 | 0 | 0 | 1 | -4.333 | -351.1209 | -634.0295 | Morro Bay-Templeton 230kV Line | Morro Bay-Templeton 230kV Line | Morro Bay-Templeton 230kV Line |  | 3 | 3 | FALSE | 3 | 2 | 2 | FALSE | 2
PG&E East Kern Study Area | Kern Power | 115 | [28 empty] | 1 | 1 |  |  |  |  | 1 | [6 empty] | 0 | 0 | 0 | 0 | 0 | 0 | 0 | 0 | 0 | 0 | 0 | 0 | 0 | 0 | 0 | 0 | 0 | 2 | 0 | 2 | 0 | 0 | 1 | -743.023 | -1089.8109 | -634.0295 | Morro Bay-Templeton 230kV Line | Morro Bay-Templeton 230kV Line | Morro Bay-Templeton 230kV Line | 1 | 0 | 1 | 0 | 0 | 1 | -4.333 | -351.1209 | -634.0295 | Morro Bay-Templeton 230kV Line | Morro Bay-Templeton 230kV Line | Morro Bay-Templeton 230kV Line |  | 3 | 3 | FALSE | 3 | 2 | 2 | FALSE | 2
PG&E Fresno Study Area | Kingsburg | 115 | [35 empty] | 1 | 1 | 1 | 1 |  |  | 0 | 0 | 0 | 0 | 0 | 0 | 0 | 0 | 0 | 0 | 0 | 0 | 0 | 0 | 0 | 0 | 0 | 0 | 4 | 0 | 4 | 1 | 0 | -1029.017 | -1512.0294 | -21.4969 | Moss Landing-Los Banos 230kV | Moss Landing-Los Banos 230kV | Las Aguillas-Panoche #1 and #2 230kV | 0 | 4 | 0 | 4 | 1 | 0 | -1029.017 | -1512.0294 | -21.4969 | Moss Landing-Los Banos 230kV | Moss Landing-Los Banos 230kV | Las Aguillas-Panoche #1 and #2 230kV |  | 2 | 2 | FALSE | 2 | 3 | 3 | FALSE | 3
SCE North of Lugo (NOL) Study Area | Kramer | 230 | [5 empty] | 1 | 1 | 1 | [33 empty] | 0 | 0 | 0 | 0 | 0 | 0 | 0 | 0 | 0 | 0 | 0 | 0 | 615 | 449.9957 | 600 | 0 | 1 | 1 | 0 | 1 | 0 | 0 | 0 | -255.1 | -82.74 | 849.2941 | Kramer- Victor/Roadway -Victor Constraint | Kramer- Victor/Roadway -Victor Constraint | Kramer- Victor/Roadway -Victor Constraint | 0 | 0 | 0 | 0 | 0 | 0 | 14.3 | 179.56 | 896.2741 | Victor-Lugo Constraint | Victor-Lugo Constraint | Victor-Lugo Constraint |  | 3 | 1 | YES | 1* | 1 | 1 | FALSE | 1
SCE North of Lugo (NOL) Study Area | Kramer | 115 | [5 empty] | 1 | 1 | 1 | [33 empty] | 0 | 0 | 0 | 0 | 0 | 0 | 0 | 0 | 0 | 0 | 0 | 0 | 95 | 0 | 75 | 0 | 1 | 1 | 0 | 1 | 0 | 0 | 0 | -255.1 | -82.74 | 849.2941 | Kramer- Victor/Roadway -Victor Constraint | Kramer- Victor/Roadway -Victor Constraint | Kramer- Victor/Roadway -Victor Constraint | 0 | 0 | 0 | 0 | 0 | 0 | 14.3 | 179.56 | 896.2741 | Victor-Lugo Constraint | Victor-Lugo Constraint | Victor-Lugo Constraint |  | 3 | 1 | YES | 1* | 1 | 1 | FALSE | 1
SCE Metro Study Area | La Cienega | 230 |  |  |  |  | 1 | [36 empty] | 0 | 0 | 0 | 0 | 0 | 0 | 0 | 0 | 0 | 0 | 0 | 0 | 0 | 0 | 0 | 0 | 0 | 0 | 0 | 0 | 0 | 0 | 0 | 2468.52 | 3273.86 | 5693.68 | SCE Metro Area | SCE Metro Area | SCE Metro Area | 0 | 0 | 0 | 0 | 0 | 0 | 2468.52 | 3273.86 | 5693.68 | SCE Metro Area | SCE Metro Area | SCE Metro Area |  | 1 | 1 | FALSE | 1 | 1 | 1 | FALSE | 1
SCE Metro Study Area | La Fresa | 230 |  |  |  |  | 1 | [36 empty] | 0 | 0 | 0 | 0 | 0 | 0 | 0 | 0 | 0 | 0 | 0 | 0 | 0 | 0 | 0 | 0 | 0 | 0 | 0 | 0 | 0 | 0 | 0 | 2468.52 | 3273.86 | 5693.68 | SCE Metro Area | SCE Metro Area | SCE Metro Area | 0 | 0 | 0 | 0 | 0 | 0 | 2468.52 | 3273.86 | 5693.68 | SCE Metro Area | SCE Metro Area | SCE Metro Area |  | 1 | 1 | FALSE | 1 | 1 | 1 | FALSE | 1
SCE Metro Study Area | Laguna Bell | 230 |  |  |  |  | 1 | [36 empty] | 0 | 0 | 0 | 0 | 0 | 0 | 0 | 0 | 0 | 0 | 0 | 0 | 0 | 0 | 300 | 0 | 1 | 0 | 0 | 0 | 0 | 0 | 0 | 2468.52 | 3273.86 | 5693.68 | SCE Metro Area | SCE Metro Area | SCE Metro Area | 0 | 0 | 0 | 0 | 0 | 0 | 2468.52 | 3273.86 | 5693.68 | SCE Metro Area | SCE Metro Area | SCE Metro Area |  | 1 | 1 | FALSE | 1 | 1 | 1 | FALSE | 1
PG&E North of Greater Bay Study Area | Lakeville | 230 | [22 empty] | 1 |  |  |  |  | 1 | [13 empty] | 0 | 0 | 0 | 0 | 1 | 0 | 0 | 0 | 0 | 0 | 0 | 0 | 0 | 0 | 33 | 0 | 1 | 2 | 0 | 1 | 0 | 0 | 0 | -1762.084 | -893.2408 | 458.687 | Cortina -Vaca-Dixon 230kV Line | Cortina -Vaca-Dixon 230kV Line | Cortina -Vaca-Dixon 230kV Line | 0 | 0 | 0 | 0 | 0 | 0 | 1076.3815 | 1945.2247 | 458.687 | Cortina -Vaca-Dixon 230kV Line | Cortina -Vaca-Dixon 230kV Line | Cortina -Vaca-Dixon 230kV Line |  | 3 | 1 | YES | 1* | 1 | 1 | FALSE | 1
PG&E East Kern Study Area | Lamont | 115 | [28 empty] | 1 | 1 |  |  |  |  | 1 |  | 1 | 1 |  | 1 |  | 0 | 0 | 0 | 0 | 0 | 0 | 0 | 0 | 0 | 0 | 0 | 2 | 50 | 100 | 95 | 0 | 1 | 2 | 2 | 2 | 2 | 0 | 1 | -1029.017 | -1512.0294 | -634.0295 | Moss Landing-Los Banos 230kV | Moss Landing-Los Banos 230kV | Morro Bay-Templeton 230kV Line | 1 | 2 | 1 | 2 | 0 | 1 | -1029.017 | -1512.0294 | -634.0295 | Moss Landing-Los Banos 230kV | Moss Landing-Los Banos 230kV | Morro Bay-Templeton 230kV Line |  | 3 | 3 | FALSE | 3 | 2 | 2 | FALSE | 2
East of Pisgah Study Area | Lathrop | 138 | 0 | 0 | 0 | 0 | 0 | 0 | 0 | 0 | 0 | 0 | 0 | 1 | 1 | 0 | 0 | 0 | 0 | 0 | 0 | 0 | 0 | 0 | 0 | 0 | 0 | 0 | 0 | 0 | 0 | 0 | 0 | 0 | 0 | 0 | 0 | 0 | 0 | 0 | 0 | 0 | 0 | 0 | 0 | 0 | 0 | 0 | 0 | 0 | 0 | 0 | 0 | 0 | 0 | 136 | 0 | 0 | 0 | 1 | 0 | 1 | 0 | 1 | 0 | 0 | -425.309 | -316.445 | 162.1 | GLW-VEA Area Constraint | GLW-VEA Area Constraint | GLW-VEA Area Constraint | 0 | 1 | 0 | 1 | 0 | 0 | -425.309 | -316.445 | 162.1 | GLW-VEA Area Constraint | GLW-VEA Area Constraint | GLW-VEA Area Constraint |  | 2 | 2 | FALSE | 2 | 1 | 1 | FALSE | 1
PG&E Fresno Study Area | Le Grand | 115 | [35 empty] | 1 | 1 | 1 | 1 |  | 1 | 0 | 0 | 0 | 0 | 0 | 0 | 0 | 0 | 0 | 0 | 0 | 3 | 60 | 59.11 | 0 | 0 | 1 | 0 | 5 | 0 | 5 | 2 | 0 | -1029.017 | -1512.0294 | -338.9969 | Moss Landing-Los Banos 230kV | Moss Landing-Los Banos 230kV | Moss Landing-Las Aguilas 230kV | 0 | 5 | 0 | 5 | 1 | 0 | -1029.017 | -1512.0294 | -21.4969 | Moss Landing-Los Banos 230kV | Moss Landing-Los Banos 230kV | Las Aguillas-Panoche #1 and #2 230kV |  | 2 | 2 | FALSE | 2 | 3 | 3 | FALSE | 3
SCE Eastern Study Area | Lee Lake (Proposed) | 500 | 0 | 0 | 0 | 0 | 1 | 0 | 0 | 0 | 0 | 0 | 0 | 0 | 0 | 0 | 0 | 0 | 0 | 0 | 0 | 0 | 0 | 0 | 0 | 0 | 0 | 0 | 0 | 0 | 0 | 0 | 0 | 0 | 0 | 0 | 0 | 0 | 0 | 0 | 0 | 0 | 0 | 0 | 0 | 0 | 0 | 0 | 0 | 0 | 0 | 0 | 0 | 0 | 0 | 0 | 0 | 0 | 0 | 0 | 0 | 0 | 0 | 0 | 0 | 0 | 2468.52 | 3273.86 | 5693.68 | SCE Metro Area | SCE Metro Area | SCE Metro Area | 0 | 0 | 0 | 0 | 0 | 0 | 2468.52 | 3273.86 | 5693.68 | SCE Metro Area | SCE Metro Area | SCE Metro Area |  | 1 | 1 | FALSE | 1 | 1 | 1 | FALSE | 1
PG&E Fresno Study Area | Leprino Jct | 115 | [36 empty] | 1 | 1 | 1 |  |  | 0 | 0 | 0 | 0 | 0 | 0 | 0 | 0 | 0 | 0 | 0 | 0 | 0 | 0 | 0 | 0 | 0 | 0 | 3 | 0 | 3 | 0 | 0 | -1029.017 | -1512.0294 | 135.959 | Moss Landing-Los Banos 230kV | Moss Landing-Los Banos 230kV | Moss Landing-Los Banos 230kV | 0 | 3 | 0 | 3 | 0 | 0 | -1029.017 | -1512.0294 | 135.959 | Moss Landing-Los Banos 230kV | Moss Landing-Los Banos 230kV | Moss Landing-Los Banos 230kV |  | 2 | 2 | FALSE | 2 | 1 | 1 | FALSE | 1
PG&E East Kern Study Area | Lerdo | 115 | [28 empty] | 1 | 1 |  |  |  |  | 1 | [6 empty] | 0 | 0 | 0 | 0 | 0 | 0 | 0 | 0 | 0 | 0 | 0 | 0 | 0 | 0 | 0 | 0 | 0 | 2 | 0 | 2 | 0 | 0 | 1 | -743.023 | -1089.8109 | -634.0295 | Morro Bay-Templeton 230kV Line | Morro Bay-Templeton 230kV Line | Morro Bay-Templeton 230kV Line | 1 | 0 | 1 | 0 | 0 | 1 | -4.333 | -351.1209 | -634.0295 | Morro Bay-Templeton 230kV Line | Morro Bay-Templeton 230kV Line | Morro Bay-Templeton 230kV Line |  | 3 | 3 | FALSE | 3 | 2 | 2 | FALSE | 2
SCE Metro Study Area | Lewis | 230 |  |  |  |  | 1 | [36 empty] | 0 | 0 | 0 | 0 | 0 | 0 | 0 | 0 | 0 | 0 | 0 | 0 | 0 | 0 | 0 | 0 | 0 | 0 | 0 | 0 | 0 | 0 | 0 | 2468.52 | 3273.86 | 5693.68 | SCE Metro Area | SCE Metro Area | SCE Metro Area | 0 | 0 | 0 | 0 | 0 | 0 | 2468.52 | 3273.86 | 5693.68 | SCE Metro Area | SCE Metro Area | SCE Metro Area |  | 1 | 1 | FALSE | 1 | 1 | 1 | FALSE | 1
SCE Metro Study Area | Lighthipe | 230 |  |  |  |  | 1 | [36 empty] | 0 | 0 | 0 | 0 | 0 | 0 | 0 | 0 | 0 | 0 | 0 | 0 | 0 | 0 | 100 | 0 | 1 | 0 | 0 | 0 | 0 | 0 | 0 | 2468.52 | 3273.86 | 5693.68 | SCE Metro Area | SCE Metro Area | SCE Metro Area | 0 | 0 | 0 | 0 | 0 | 0 | 2468.52 | 3273.86 | 5693.68 | SCE Metro Area | SCE Metro Area | SCE Metro Area |  | 1 | 1 | FALSE | 1 | 1 | 1 | FALSE | 1
PG&E North of Greater Bay Study Area | Lockeford | 115 | [22 empty] | 1 | [18 empty] | 0 | 0 | 0 | 0 | 0 | 0 | 0 | 0 | 0 | 0 | 0 | 0 | 0 | 0 | 0 | 0 | 0 | 1 | 0 | 1 | 0 | 0 | 0 | -1762.084 | -893.2408 | 458.687 | Cortina -Vaca-Dixon 230kV Line | Cortina -Vaca-Dixon 230kV Line | Cortina -Vaca-Dixon 230kV Line | 0 | 0 | 0 | 0 | 0 | 0 | 1076.3815 | 1945.2247 | 458.687 | Cortina -Vaca-Dixon 230kV Line | Cortina -Vaca-Dixon 230kV Line | Cortina -Vaca-Dixon 230kV Line |  | 3 | 1 | YES | 1* | 1 | 1 | FALSE | 1
PG&E North of Greater Bay Study Area | Lone Tree | 230 | [22 empty] | 1 |  |  |  |  | 1 | [13 empty] | 0 | 0 | 0 | 0 | 0 | 0 | 0 | 0 | 0 | 0 | 0 | 1 | 0 | 0 | 0 | 0 | 1 | 2 | 0 | 1 | 0 | 0 | 0 | -1762.084 | -893.2408 | 458.687 | Cortina -Vaca-Dixon 230kV Line | Cortina -Vaca-Dixon 230kV Line | Cortina -Vaca-Dixon 230kV Line | 0 | 0 | 0 | 0 | 0 | 0 | 1076.3815 | 1945.2247 | 458.687 | Cortina -Vaca-Dixon 230kV Line | Cortina -Vaca-Dixon 230kV Line | Cortina -Vaca-Dixon 230kV Line |  | 3 | 1 | YES | 1* | 1 | 1 | FALSE | 1
SCE Metro Study Area | Long Beach | 230 |  |  |  |  | 1 | [36 empty] | 0 | 0 | 0 | 0 | 0 | 0 | 0 | 0 | 0 | 0 | 0 | 0 | 0 | 0 | 0 | 0 | 0 | 0 | 0 | 0 | 0 | 0 | 0 | 2468.52 | 3273.86 | 5693.68 | SCE Metro Area | SCE Metro Area | SCE Metro Area | 0 | 0 | 0 | 0 | 0 | 0 | 2468.52 | 3273.86 | 5693.68 | SCE Metro Area | SCE Metro Area | SCE Metro Area |  | 1 | 1 | FALSE | 1 | 1 | 1 | FALSE | 1
PG&E Fresno Study Area | Los Banos | 230 | [29 empty] | 1 | 1 |  | 1 |  | 1 |  |  | 1 |  |  |  | 0 | 0 | 0 | 0 | 0 | 150 | 0 | 0 | 0 | 0 | 0 | 1 | 300 | 200 | 80 | 0 | 1 | 1 | 2 | 1 | 2 | 0 | 1 | -1029.017 | -1512.0294 | -634.0295 | Moss Landing-Los Banos 230kV | Moss Landing-Los Banos 230kV | Morro Bay-Templeton 230kV Line | 1 | 2 | 1 | 2 | 0 | 1 | -1029.017 | -1512.0294 | -634.0295 | Moss Landing-Los Banos 230kV | Moss Landing-Los Banos 230kV | Morro Bay-Templeton 230kV Line |  | 3 | 3 | FALSE | 3 | 2 | 2 | FALSE | 2
PG&E S500 Study Area | Los Banos | 500 | [33 empty] | 1 | [7 empty] | 0 | 0 | 0 | 0 | 0 | 0 | 0 | 0 | 0 | 0 | 0 | 0 | 0 | 0 | 0 | 0 | 0 | 0 | 0 | 0 | 0 | 0 | 0 | 6401.867 | 7790.1791 | 6531.5705 | Gates-Panoche #1 and #2 230kV Lines | Gates-Panoche #1 and #2 230kV Lines | Gates-Panoche #1 and #2 230kV Lines | 0 | 0 | 0 | 0 | 0 | 0 | 6401.867 | 7790.1791 | 6531.5705 | Gates-Panoche #1 and #2 230kV Lines | Gates-Panoche #1 and #2 230kV Lines | Gates-Panoche #1 and #2 230kV Lines |  | 1 | 1 | FALSE | 1 | 1 | 1 | FALSE | 1
PG&E North of Greater Bay Study Area | Los Esteros | 115 | [27 empty] | 1 | [13 empty] | 0 | 0 | 0 | 0 | 3 | 0 | 0 | 0 | 0 | 0 | 0 | 5 | 0 | 0 | 200 | 0 | 1 | 1 | 0 | 0 | 0 | 0 | 0 | -110.6 | 683.42 | 2121.855 | Contra Costa-Delta Switchyard 230kV Line | Contra Costa-Delta Switchyard 230kV Line | Contra Costa-Delta Switchyard 230kV Line | 0 | 0 | 0 | 0 | 0 | 0 | 1365.4142 | 2159.4342 | 2121.855 | Contra Costa-Delta Switchyard 230kV Line | Contra Costa-Delta Switchyard 230kV Line | Contra Costa-Delta Switchyard 230kV Line |  | 3 | 1 | YES | 1* | 1 | 1 | FALSE | 1
SCE North of Lugo (NOL) Study Area | Lugo | 500 |  |  |  |  | 0 | [36 empty] | 0 | 0 | 0 | 0 | 0 | 0 | 0 | 0 | 0 | 0 | 0 | 0 | 0 | 0 | 0 | 0 | 0 | 0 | 0 | 0 | 0 | 0 | 0 | 0 | 0 | 0 | #N/A | #N/A | #N/A | 0 | 0 | 0 | 0 | 0 | 0 | 0 | 0 | 0 | #N/A | #N/A | #N/A |  | 1 | 1 | FALSE | 1 | 1 | 1 | FALSE | 1
SCE North of Lugo (NOL) Study Area | Lugo | 230 | [7 empty] | 1 | [33 empty] | 0 | 0 | 0 | 0 | 0 | 0 | 0 | 0 | 0 | 0 | 0 | 0 | 0 | 0 | 0 | 0 | 0 | 0 | 0 | 0 | 0 | 0 | 0 | 216.5 | 378.46 | 1005.2741 | Lugo 500/230 kV Transformer Constraint | Lugo 500/230 kV Transformer Constraint | Lugo 500/230 kV Transformer Constraint | 0 | 0 | 0 | 0 | 0 | 0 | 216.5 | 378.46 | 1005.2741 | Lugo 500/230 kV Transformer Constraint | Lugo 500/230 kV Transformer Constraint | Lugo 500/230 kV Transformer Constraint |  | 1 | 1 | FALSE | 1 | 1 | 1 | FALSE | 1
SCE Northern Area | Magunden | 230 | 1 |  | 1 | 1 | [24 empty] | 1 | 1 |  |  |  |  | 1 | [6 empty] | 0 | 0 | 0 | 0 | 0 | 0 | 0 | 0 | 0 | 0 | 0 | 0 | 0 | 0 | 0 | 0 | 0 | 2 | 0 | 2 | 0 | 0 | 1 | -743.023 | -1089.8109 | -634.0295 | Morro Bay-Templeton 230kV Line | Morro Bay-Templeton 230kV Line | Morro Bay-Templeton 230kV Line | 1 | 0 | 1 | 0 | 0 | 1 | -4.333 | -351.1209 | -634.0295 | Morro Bay-Templeton 230kV Line | Morro Bay-Templeton 230kV Line | Morro Bay-Templeton 230kV Line |  | 3 | 3 | FALSE | 3 | 2 | 2 | FALSE | 2
SCE Northern Area | Magunden | 115 |  |  |  | 0 | [32 empty] | 1 | 1 |  |  |  | 0 | 0 | 0 | 0 | 0 | 0 | 0 | 0 | 0 | 0 | 0 | 0 | 0 | 0 | 0 | 0 | 0 | 0 | 2 | 0 | 2 | 0 | 0 | -1029.017 | -1512.0294 | 135.959 | Moss Landing-Los Banos 230kV | Moss Landing-Los Banos 230kV | Moss Landing-Los Banos 230kV | 0 | 2 | 0 | 2 | 0 | 0 | -1029.017 | -1512.0294 | 135.959 | Moss Landing-Los Banos 230kV | Moss Landing-Los Banos 230kV | Moss Landing-Los Banos 230kV |  | 2 | 2 | FALSE | 2 | 1 | 1 | FALSE | 1
PG&E Fresno Study Area | Malaga | 115 | [40 empty] | 1 | 0 | 0 | 0 | 0 | 3.88 | 0 | 0 | 0 | 0 | 0 | 0 | 0 | 0 | 0 | 0 | 0 | 1 | 0 | 1 | 0 | 1 | 1 | 0 | -508.8 | -439.07 | -338.9969 | Moss Landing-Las Aguilas 230kV | Moss Landing-Las Aguilas 230kV | Moss Landing-Las Aguilas 230kV | 0 | 1 | 0 | 1 | 0 | 0 | -508.8 | -439.07 | 969.0031 | Moss Landing-Las Aguilas 230kV | Moss Landing-Las Aguilas 230kV | Moss Landing-Las Aguilas 230kV |  | 2 | 2 | FALSE | 2 | 3 | 1 | YES | 1*
SCE Northern Area | Mandalay | 230 |  |  |  | 1 | [37 empty] | 0 | 0 | 0 | 0 | 0 | 0 | 0 | 0 | 0 | 0 | 0 | 0 | 0 | 0 | 0 | 0 | 0 | 0 | 0 | 0 | 0 | 0 | 0 | 1175.4089 | 1917.2586 | 2472.4241 | Laguna Bell – Mesa Constraint | Laguna Bell – Mesa Constraint | Laguna Bell – Mesa Constraint | 0 | 0 | 0 | 0 | 0 | 0 | 1175.4089 | 1917.2586 | 2472.4241 | Laguna Bell – Mesa Constraint | Laguna Bell – Mesa Constraint | Laguna Bell – Mesa Constraint |  | 1 | 1 | FALSE | 1 | 1 | 1 | FALSE | 1
PG&E North of Greater Bay Study Area | Martin (San Francisco H) | 115 | [27 empty] | 1 | [13 empty] | 0 | 0 | 0 | 0 | 0 | 0 | 0 | 0 | 0 | 0 | 0 | 8 | 0 | 0 | 179.62 | 0 | 1 | 1 | 0 | 0 | 0 | 0 | 0 | -110.6 | 683.42 | 2121.855 | Contra Costa-Delta Switchyard 230kV Line | Contra Costa-Delta Switchyard 230kV Line | Contra Costa-Delta Switchyard 230kV Line | 0 | 0 | 0 | 0 | 0 | 0 | 1365.4142 | 2159.4342 | 2121.855 | Contra Costa-Delta Switchyard 230kV Line | Contra Costa-Delta Switchyard 230kV Line | Contra Costa-Delta Switchyard 230kV Line |  | 3 | 1 | YES | 1* | 1 | 1 | FALSE | 1
PG&E North of Greater Bay Study Area | Martinez | 115 | [22 empty] | 1 |  |  |  |  | 1 | [13 empty] | 0 | 0 | 0 | 0 | 0 | 0 | 0 | 0 | 0 | 0 | 0 | 0 | 0 | 0 | 20 | 0 | 1 | 2 | 0 | 1 | 0 | 0 | 0 | -1762.084 | -893.2408 | 458.687 | Cortina -Vaca-Dixon 230kV Line | Cortina -Vaca-Dixon 230kV Line | Cortina -Vaca-Dixon 230kV Line | 0 | 0 | 0 | 0 | 0 | 0 | 1076.3815 | 1945.2247 | 458.687 | Cortina -Vaca-Dixon 230kV Line | Cortina -Vaca-Dixon 230kV Line | Cortina -Vaca-Dixon 230kV Line |  | 3 | 1 | YES | 1* | 1 | 1 | FALSE | 1
PG&E Fresno Study Area | McCall | 230 | [29 empty] | 1 | [7 empty] | 1 |  |  |  | 0 | 0 | 0 | 0 | 0 | 0 | 0 | 0 | 0 | 0 | 0 | 0 | 0 | 0 | 0 | 0 | 0 | 0 | 1 | 0 | 1 | 0 | 0 | -1029.017 | -1512.0294 | 135.959 | Moss Landing-Los Banos 230kV | Moss Landing-Los Banos 230kV | Moss Landing-Los Banos 230kV | 0 | 1 | 0 | 1 | 0 | 0 | -1029.017 | -1512.0294 | 135.959 | Moss Landing-Los Banos 230kV | Moss Landing-Los Banos 230kV | Moss Landing-Los Banos 230kV |  | 2 | 2 | FALSE | 2 | 1 | 1 | FALSE | 1
PG&E Fresno Study Area | McCall | 115 | [29 empty] | 1 | [10 empty] | 1 | 0 | 0 | 0 | 0 | 0 | 0 | 0 | 0 | 0 | 0 | 0 | 1.75 | 0 | 0 | 0 | 0 | 1 | 0 | 1 | 0 | 1 | 1 | 0 | -508.8 | -439.07 | -338.9969 | Moss Landing-Las Aguilas 230kV | Moss Landing-Las Aguilas 230kV | Moss Landing-Las Aguilas 230kV | 0 | 1 | 0 | 1 | 0 | 0 | -508.8 | -439.07 | 714.4705 | Moss Landing-Las Aguilas 230kV | Moss Landing-Las Aguilas 230kV | Gates 500/230kV Bank #13 Constraint |  | 2 | 2 | FALSE | 2 | 3 | 1 | YES | 1*
PG&E Fresno Study Area | Mc Mullin | 230 | [28 empty] | 1 | 1 | 1 | 1 |  |  | 1 | 1 | 1 | 1 | 1 |  | 1 | 0 | 0 | 0 | 0 | 0 | 0 | 0 | 0 | 0 | 0 | 0 | 0 | 0 | 0 | 0 | 0 | 0 | 3 | 6 | 3 | 6 | 2 | 1 | -1029.017 | -1512.0294 | -634.0295 | Moss Landing-Los Banos 230kV | Moss Landing-Los Banos 230kV | Morro Bay-Templeton 230kV Line | 2 | 6 | 2 | 6 | 1 | 1 | -1029.017 | -1512.0294 | -634.0295 | Moss Landing-Los Banos 230kV | Moss Landing-Los Banos 230kV | Morro Bay-Templeton 230kV Line |  | 3 | 3 | FALSE | 3 | 3 | 3 | FALSE | 3
East of Pisgah Study Area | Mead | 230 | 0 | 0 | 0 | 0 | 0 | 0 | 0 | 0 | 0 | 0 | 0 | 1 | 0 | 0 | 0 | 0 | 0 | 0 | 0 | 0 | 0 | 0 | 0 | 0 | 0 | 0 | 0 | 0 | 0 | 0 | 0 | 0 | 0 | 0 | 0 | 0 | 0 | 0 | 0 | 0 | 0 | 0 | 0 | 0 | 0 | 0 | 300 | 0 | 0 | 0 | 0 | 0 | 0 | 0 | 0 | 0 | 0 | 1 | 0 | 0 | 0 | 0 | 0 | 0 | 1067.591 | 1431.155 | 2080.1 | Eldorado 500/230 kV Transformer #5 Constraint | Eldorado 500/230 kV Transformer #5 Constraint | Eldorado 500/230 kV Transformer #5 Constraint | 0 | 0 | 0 | 0 | 0 | 0 | 1067.591 | 1431.155 | 2080.1 | Eldorado 500/230 kV Transformer #5 Constraint | Eldorado 500/230 kV Transformer #5 Constraint | Eldorado 500/230 kV Transformer #5 Constraint |  | 1 | 1 | FALSE | 1 | 1 | 1 | FALSE | 1
PG&E North of Greater Bay Study Area | Mendocino | 115 | [21 empty] | 1 | 1 |  |  |  |  | 1 | [13 empty] | 0 | 0 | 0 | 0 | 1 | 0 | 0 | 0 | 0 | 0 | 0 | 0 | 0 | 0 | 0 | 0 | 1 | 3 | 0 | 2 | 0 | 0 | 1 | -1762.084 | -893.2408 | -104.4 | Cortina -Vaca-Dixon 230kV Line | Cortina -Vaca-Dixon 230kV Line | Humboldt-Trinity 115 kV Line | 1 | 0 | 1 | 0 | 0 | 1 | -140.48 | -65.48 | -104.4 | Humboldt-Trinity 115 kV Line | Humboldt-Trinity 115 kV Line | Humboldt-Trinity 115 kV Line |  | 3 | 3 | FALSE | 3 | 2 | 2 | FALSE | 2
PG&E Fresno Study Area | Mendota | 115 | [29 empty] | 1 | 1 |  | 1 |  | 1 | 1 |  | 1 |  |  | 1 | 0 | 0 | 0 | 0 | 0 | 0 | 0 | 0 | 0 | 0 | 0 | 0 | 160 | 0 | 0 | 0 | 1 | 1 | 4 | 1 | 4 | 2 | 1 | -1029.017 | -1512.0294 | -634.0295 | Moss Landing-Los Banos 230kV | Moss Landing-Los Banos 230kV | Morro Bay-Templeton 230kV Line | 1 | 4 | 1 | 4 | 1 | 1 | -1029.017 | -1512.0294 | -634.0295 | Moss Landing-Los Banos 230kV | Moss Landing-Los Banos 230kV | Morro Bay-Templeton 230kV Line |  | 3 | 3 | FALSE | 3 | 3 | 3 | FALSE | 3
PG&E Fresno Study Area | Merced | 115 | [29 empty] | 1 | 1 |  | 1 |  | 1 | [6 empty] | 0 | 0 | 0 | 0 | 0 | 0 | 0 | 0 | 0 | 0 | 0 | 6 | 0 | 0 | 0 | 0 | 1 | 1 | 1 | 1 | 1 | 0 | 1 | -743.023 | -1089.8109 | -634.0295 | Morro Bay-Templeton 230kV Line | Morro Bay-Templeton 230kV Line | Morro Bay-Templeton 230kV Line | 1 | 1 | 1 | 1 | 0 | 1 | -606.622 | -839.5824 | -634.0295 | Los Banos 500/230kV TB | Los Banos 500/230kV TB | Morro Bay-Templeton 230kV Line |  | 3 | 3 | FALSE | 3 | 2 | 2 | FALSE | 2
PG&E East Kern Study Area | Mesa | 115 | [28 empty] | 1 | 1 |  |  |  | 1 | 1 | [6 empty] | 0 | 0 | 0 | 0 | 0 | 0 | 0 | 0 | 0 | 0 | 0 | 0 | 0 | 0 | 50 | 0 | 1 | 2 | 0 | 2 | 0 | 0 | 1 | -743.023 | -1089.8109 | -634.0295 | Morro Bay-Templeton 230kV Line | Morro Bay-Templeton 230kV Line | Morro Bay-Templeton 230kV Line | 1 | 0 | 1 | 0 | 0 | 1 | -4.333 | -351.1209 | -634.0295 | Morro Bay-Templeton 230kV Line | Morro Bay-Templeton 230kV Line | Morro Bay-Templeton 230kV Line |  | 3 | 3 | FALSE | 3 | 2 | 2 | FALSE | 2
PG&E East Kern Study Area | Mesa | 230 | [28 empty] | 1 | 1 |  |  |  | 1 | 1 | [6 empty] | 0 | 0 | 0 | 0 | 0 | 0 | 0 | 0 | 0 | 0 | 0 | 0 | 0 | 0 | 99.701 | 0 | 1 | 2 | 0 | 2 | 0 | 0 | 1 | -743.023 | -1089.8109 | -634.0295 | Morro Bay-Templeton 230kV Line | Morro Bay-Templeton 230kV Line | Morro Bay-Templeton 230kV Line | 1 | 0 | 1 | 0 | 0 | 1 | -4.333 | -351.1209 | -634.0295 | Morro Bay-Templeton 230kV Line | Morro Bay-Templeton 230kV Line | Morro Bay-Templeton 230kV Line |  | 3 | 3 | FALSE | 3 | 2 | 2 | FALSE | 2
SCE Northern Area | Mesa (SCE) | 230 |  |  |  | 1 | [37 empty] | 0 | 0 | 0 | 0 | 0 | 0 | 0 | 0 | 0 | 0 | 0 | 0 | 0 | 0 | 0 | 0 | 0 | 0 | 0 | 0 | 0 | 0 | 0 | 1175.4089 | 1917.2586 | 2472.4241 | Laguna Bell – Mesa Constraint | Laguna Bell – Mesa Constraint | Laguna Bell – Mesa Constraint | 0 | 0 | 0 | 0 | 0 | 0 | 1175.4089 | 1917.2586 | 2472.4241 | Laguna Bell – Mesa Constraint | Laguna Bell – Mesa Constraint | Laguna Bell – Mesa Constraint |  | 1 | 1 | FALSE | 1 | 1 | 1 | FALSE | 1
PG&E North of Greater Bay Study Area | Metcalf | 230 | [27 empty] | 1 | [13 empty] | 0 | 0 | 0 | 0 | 2 | 0 | 0 | 0 | 0 | 0 | 0 | 4 | 0 | 0 | 115.38 | 0 | 1 | 1 | 0 | 0 | 0 | 0 | 0 | -110.6 | 683.42 | 2121.855 | Contra Costa-Delta Switchyard 230kV Line | Contra Costa-Delta Switchyard 230kV Line | Contra Costa-Delta Switchyard 230kV Line | 0 | 0 | 0 | 0 | 0 | 0 | 1365.4142 | 2159.4342 | 2121.855 | Contra Costa-Delta Switchyard 230kV Line | Contra Costa-Delta Switchyard 230kV Line | Contra Costa-Delta Switchyard 230kV Line |  | 3 | 1 | YES | 1* | 1 | 1 | FALSE | 1
PG&E East Kern Study Area | Midway | 230 | [28 empty] | 1 | 1 |  |  |  | 1 | 1 |  | 1 | 1 |  |  |  | 0 | 0 | 0 | 0 | 0 | 0 | 0 | 0 | 0 | 0 | 0 | 0 | 50 | 200.0044 | 92 | 0 | 1 | 2 | 2 | 2 | 2 | 0 | 1 | -1029.017 | -1512.0294 | -634.0295 | Moss Landing-Los Banos 230kV | Moss Landing-Los Banos 230kV | Morro Bay-Templeton 230kV Line | 1 | 2 | 1 | 2 | 0 | 1 | -1029.017 | -1512.0294 | -634.0295 | Moss Landing-Los Banos 230kV | Moss Landing-Los Banos 230kV | Morro Bay-Templeton 230kV Line |  | 3 | 3 | FALSE | 3 | 2 | 2 | FALSE | 2
PG&E East Kern Study Area | Midway | 500 | [28 empty] | 1 |  |  |  |  | 1 |  |  | 1 | 1 |  |  |  | 0 | 0 | 0 | 0 | 0 | 0 | 0 | 0 | 0 | 0 | 0 | 0 | 0 | 0 | 0 | 0 | 0 | 1 | 2 | 1 | 2 | 0 | 0 | -1029.017 | -1512.0294 | 135.959 | Moss Landing-Los Banos 230kV | Moss Landing-Los Banos 230kV | Moss Landing-Los Banos 230kV | 0 | 2 | 0 | 2 | 0 | 0 | -1029.017 | -1512.0294 | 135.959 | Moss Landing-Los Banos 230kV | Moss Landing-Los Banos 230kV | Moss Landing-Los Banos 230kV |  | 3 | 2 | YES | 2* | 1 | 1 | FALSE | 1
PG&E East Kern Study Area | Midway | 115 | [28 empty] | 1 | 1 |  |  |  |  | 1 |  | 1 | 1 |  |  |  | 0 | 0 | 0 | 0 | 0 | 0 | 0 | 0 | 0 | 0 | 0 | 0 | 200 | 0 | 0 | 0 | 1 | 2 | 2 | 2 | 2 | 0 | 1 | -1029.017 | -1512.0294 | -634.0295 | Moss Landing-Los Banos 230kV | Moss Landing-Los Banos 230kV | Morro Bay-Templeton 230kV Line | 1 | 2 | 1 | 2 | 0 | 1 | -1029.017 | -1512.0294 | -634.0295 | Moss Landing-Los Banos 230kV | Moss Landing-Los Banos 230kV | Morro Bay-Templeton 230kV Line |  | 3 | 3 | FALSE | 3 | 2 | 2 | FALSE | 2
SDG&E Study Area | Miguel | 500 | [16 empty] | 1 | 1 | 1 | 1 | [21 empty] | 0 | 0 | 0 | 0 | 0 | 0 | 0 | 0 | 0 | 0 | 0 | 0 | 0 | 0 | 0 | 0 | 0 | 3 | 0 | 3 | 0 | 0 | 0 | -1662.48 | -735.87 | 1468.83 | Encina-San Luis Rey Constraint | Encina-San Luis Rey Constraint | San Diego Internal Constraint | 0 | 0 | 0 | 0 | 0 | 0 | 496.02 | 791.13 | 1742.83 | Silvergate-Bay Boulevard Constraint | Silvergate-Bay Boulevard Constraint | San Diego Internal Constraint |  | 3 | 1 | YES | 1* | 1 | 1 | FALSE | 1
SDG&E Study Area | Miguel | 230 | [16 empty] | 1 | 1 | 1 | 1 | [21 empty] | 0 | 0 | 0 | 0 | 0 | 0 | 0 | 0 | 0 | 0 | 0 | 0 | 0 | 0 | 10 | 0 | 1 | 3 | 0 | 3 | 0 | 0 | 0 | -1662.48 | -735.87 | 1468.83 | Encina-San Luis Rey Constraint | Encina-San Luis Rey Constraint | San Diego Internal Constraint | 0 | 0 | 0 | 0 | 0 | 0 | 496.02 | 791.13 | 1742.83 | Silvergate-Bay Boulevard Constraint | Silvergate-Bay Boulevard Constraint | San Diego Internal Constraint |  | 3 | 1 | YES | 1* | 1 | 1 | FALSE | 1
SCE Metro Study Area | Mira Loma | 500 |  |  |  |  | 1 | [36 empty] | 0 | 0 | 0 | 0 | 0 | 0 | 0 | 0 | 0 | 0 | 0 | 0 | 0 | 0 | 0 | 0 | 0 | 0 | 0 | 0 | 0 | 0 | 0 | 2468.52 | 3273.86 | 5693.68 | SCE Metro Area | SCE Metro Area | SCE Metro Area | 0 | 0 | 0 | 0 | 0 | 0 | 2468.52 | 3273.86 | 5693.68 | SCE Metro Area | SCE Metro Area | SCE Metro Area |  | 1 | 1 | FALSE | 1 | 1 | 1 | FALSE | 1
SCE Metro Study Area | Mira Loma | 230 |  |  |  |  | 1 | [36 empty] | 0 | 0 | 0 | 0 | 0 | 0 | 0 | 0 | 0 | 0 | 0 | 0 | 0 | 0 | 150 | 0 | 1 | 0 | 0 | 0 | 0 | 0 | 0 | 2468.52 | 3273.86 | 5693.68 | SCE Metro Area | SCE Metro Area | SCE Metro Area | 0 | 0 | 0 | 0 | 0 | 0 | 2468.52 | 3273.86 | 5693.68 | SCE Metro Area | SCE Metro Area | SCE Metro Area |  | 1 | 1 | FALSE | 1 | 1 | 1 | FALSE | 1
SDG&E Study Area | Mission | 230 | [16 empty] | 1 | 1 | 1 | [22 empty] | 0 | 0 | 0 | 0 | 0 | 0 | 0 | 0 | 0 | 0 | 0 | 0 | 0 | 0 | 10 | 0 | 1 | 3 | 0 | 3 | 0 | 0 | 0 | -1662.48 | -735.87 | 1468.83 | Encina-San Luis Rey Constraint | Encina-San Luis Rey Constraint | San Diego Internal Constraint | 0 | 0 | 0 | 0 | 0 | 0 | 1055.62 | 1770.17 | 1742.83 | San Diego Internal Constraint | San Diego Internal Constraint | San Diego Internal Constraint |  | 3 | 1 | YES | 1* | 1 | 1 | FALSE | 1
SDG&E Study Area | Mission | 138 | [16 empty] | 1 | 1 | 1 | [22 empty] | 0 | 0 | 0 | 0 | 0 | 0 | 0 | 0 | 0 | 0 | 0 | 0 | 0 | 0 | 50 | 0 | 1 | 3 | 0 | 3 | 0 | 0 | 0 | -1662.48 | -735.87 | 1468.83 | Encina-San Luis Rey Constraint | Encina-San Luis Rey Constraint | San Diego Internal Constraint | 0 | 0 | 0 | 0 | 0 | 0 | 1055.62 | 1770.17 | 1742.83 | San Diego Internal Constraint | San Diego Internal Constraint | San Diego Internal Constraint |  | 3 | 1 | YES | 1* | 1 | 1 | FALSE | 1
East of Pisgah Study Area | Mohave | 500 | [13 empty] | 1 | [27 empty] | 0 | 0 | 0 | 0 | 0 | 0 | 0 | 0 | 0 | 0 | 0 | 0 | 520 | 700 | 700 | 0 | 1 | 0 | 1 | 0 | 1 | 0 | 1 | -1252.067 | -174.408 | -517.64 | Mohave/Eldorado 500 kV | Mohave/Eldorado 500 kV | Mohave/Eldorado 500 kV | 0 | 1 | 0 | 1 | 0 | 1 | -1252.067 | -174.408 | -517.64 | Mohave/Eldorado 500 kV | Mohave/Eldorado 500 kV | Mohave/Eldorado 500 kV |  | 2 | 2 | FALSE | 2 | 2 | 2 | FALSE | 2
SCE Northern Area | Moorpark | 230 |  |  |  | 1 | [37 empty] | 0 | 0 | 0 | 0 | 0 | 0 | 0 | 0 | 0 | 0 | 0 | 0 | 0 | 400 | 385 | 0 | 1 | 0 | 0 | 0 | 0 | 0 | 0 | 1175.4089 | 1917.2586 | 2472.4241 | Laguna Bell – Mesa Constraint | Laguna Bell – Mesa Constraint | Laguna Bell – Mesa Constraint | 0 | 0 | 0 | 0 | 0 | 0 | 1175.4089 | 1917.2586 | 2472.4241 | Laguna Bell – Mesa Constraint | Laguna Bell – Mesa Constraint | Laguna Bell – Mesa Constraint |  | 1 | 1 | FALSE | 1 | 1 | 1 | FALSE | 1
PG&E East Kern Study Area | Morro Bay | 230 | [28 empty] | 1 | 1 |  |  |  | 1 | 1 |  | 1 | 1 |  |  |  | 0 | 0 | 0 | 0 | 0 | 0 | 0 | 0 | 0 | 0 | 0 | 0 | 0 | 0 | 0 | 0 | 0 | 2 | 2 | 2 | 2 | 0 | 1 | -1029.017 | -1512.0294 | -634.0295 | Moss Landing-Los Banos 230kV | Moss Landing-Los Banos 230kV | Morro Bay-Templeton 230kV Line | 1 | 2 | 1 | 2 | 0 | 1 | -1029.017 | -1512.0294 | -634.0295 | Moss Landing-Los Banos 230kV | Moss Landing-Los Banos 230kV | Morro Bay-Templeton 230kV Line |  | 3 | 3 | FALSE | 3 | 2 | 2 | FALSE | 2
PG&E East Kern Study Area | Morro Bay (Proposed) | 500 | 0 | 0 | 0 | 0 | 0 | 0 | 0 | 0 | 0 | 0 | 0 | 0 | 0 | 0 | 0 | 0 | 0 | 0 | 0 | 0 | 0 | 0 | 0 | 0 | 0 | 0 | 0 | 0 | 0 | 0 | 0 | 0 | 0 | 1 | 0 | 0 | 0 | 0 | 0 | 0 | 0 | 0 | 1 | 0 | 0 | 0 | 0 | 0 | 0 | 0 | 0 | 0 | 0 | 0 | 0 | 0 | 0 | 0 | 0 | 0 | 0 | 0 | 0 | 0 | 0 | 0 | 0 | Morro Bay Offshore Wind | Morro Bay Offshore Wind | Morro Bay Offshore Wind | 0 | 0 | 0 | 0 | 0 | 0 | 0 | 0 | 0 | Morro Bay Offshore Wind | Morro Bay Offshore Wind | Morro Bay Offshore Wind |  | 1 | 1 | FALSE | 1 | 1 | 1 | FALSE | 1
PG&E Fresno Study Area | Moss Landing | 500 | 0 | 0 | 0 | 0 | 0 | 0 | 0 | 0 | 0 | 0 | 0 | 0 | 0 | 0 | 0 | 0 | 0 | 0 | 0 | 0 | 0 | 0 | 0 | 0 | 0 | 0 | 0 | 0 | 0 | 0 | 0 | 0 | 0 | 0 | 0 | 0 | 0 | 0 | 0 | 0 | 0 | 1 | 0 | 0 | 0 | 0 | 0 | 0 | 0 | 0 | 0 | 0 | 0 | 0 | 0 | 750 | 0 | 1 | 0 | 0 | 0 | 0 | 0 | 0 | 750 | 1125 | 2250 | Moss Landing 500kV | Moss Landing 500kV | Moss Landing 500kV | 0 | 0 | 0 | 0 | 0 | 0 | 750 | 1125 | 2250 | Moss Landing 500kV | Moss Landing 500kV | Moss Landing 500kV |  | 1 | 1 | FALSE | 1 | 1 | 1 | FALSE | 1
PG&E Fresno Study Area | Moss Landing | 230 | [30 empty] | 1 | [9 empty] | 1 | 0 | 0 | 0 | 0 | 0 | 0 | 0 | 0 | 0 | 0 | 0 | 0 | 0 | 0 | 192.5 | 0 | 1 | 0 | 2 | 0 | 2 | 1 | 0 | -606.622 | -839.5824 | -338.9969 | Los Banos 500/230kV TB | Los Banos 500/230kV TB | Moss Landing-Las Aguilas 230kV | 0 | 2 | 0 | 2 | 0 | 0 | -606.622 | -839.5824 | 857.903 | Los Banos 500/230kV TB | Los Banos 500/230kV TB | Los Banos 500/230kV TB |  | 2 | 2 | FALSE | 2 | 3 | 1 | YES | 1*
PG&E East Kern Study Area | Mustang | 230 | [28 empty] | 1 | 1 | 1 | 1 |  | 1 | 1 |  | 1 | 1 |  |  |  | 0 | 0 | 0 | 0 | 0 | 0 | 0 | 0 | 0 | 0 | 0 | 0 | 250.5 | 287 | 375 | 0 | 1 | 3 | 3 | 3 | 3 | 0 | 1 | -1029.017 | -1512.0294 | -634.0295 | Moss Landing-Los Banos 230kV | Moss Landing-Los Banos 230kV | Morro Bay-Templeton 230kV Line | 2 | 3 | 2 | 3 | 0 | 1 | -1029.017 | -1512.0294 | -634.0295 | Moss Landing-Los Banos 230kV | Moss Landing-Los Banos 230kV | Morro Bay-Templeton 230kV Line |  | 3 | 3 | FALSE | 3 | 2 | 2 | FALSE | 2
PG&E Fresno Study Area | Newhall | 115 | [40 empty] | 1 | 0 | 0 | 0 | 0 | 0 | 0 | 0 | 0 | 0 | 0 | 0 | 0 | 0 | 0 | 0 | 0 | 0 | 0 | 1 | 0 | 1 | 1 | 0 | -508.8 | -439.07 | -338.9969 | Moss Landing-Las Aguilas 230kV | Moss Landing-Las Aguilas 230kV | Moss Landing-Las Aguilas 230kV | 0 | 1 | 0 | 1 | 0 | 0 | -508.8 | -439.07 | 969.0031 | Moss Landing-Las Aguilas 230kV | Moss Landing-Las Aguilas 230kV | Moss Landing-Las Aguilas 230kV |  | 2 | 2 | FALSE | 2 | 3 | 1 | YES | 1*
PG&E East Kern Study Area | Norco | 115 | [28 empty] | 1 | 1 |  |  |  |  | 1 | [6 empty] | 0 | 0 | 0 | 0 | 0 | 0 | 0 | 0 | 0 | 0 | 0 | 0 | 0 | 0 | 0 | 0 | 0 | 2 | 0 | 2 | 0 | 0 | 1 | -743.023 | -1089.8109 | -634.0295 | Morro Bay-Templeton 230kV Line | Morro Bay-Templeton 230kV Line | Morro Bay-Templeton 230kV Line | 1 | 0 | 1 | 0 | 0 | 1 | -4.333 | -351.1209 | -634.0295 | Morro Bay-Templeton 230kV Line | Morro Bay-Templeton 230kV Line | Morro Bay-Templeton 230kV Line |  | 3 | 3 | FALSE | 3 | 2 | 2 | FALSE | 2
SDG&E Study Area | North Gila | 500 | 0 | 0 | 0 | 0 | 0 | 0 | 0 | 0 | 0 | 1 | 1 | 0 | 0 | 0 | 1 | 0 | 1 | 0 | 1 | 0 | 0 | 0 | 0 | 0 | 0 | 0 | 0 | 0 | 0 | 0 | 0 | 0 | 0 | 0 | 0 | 0 | 0 | 0 | 0 | 0 | 0 | 0 | 0 | 0 | 0 | 0 | 0 | 0 | 0 | 0 | 0 | 0 | 0 | 0 | 0 | 0 | 0 | 0 | 5 | 0 | 4 | 0 | 0 | 0 | -4035.3255 | -1206.9027 | 41 | Serrano – Alberhill – Valley 500 kV Constraint | Serrano – Alberhill – Valley 500 kV Constraint | East of Miguel Constraint | 2 | 0 | 1 | 0 | 0 | 0 | -387.3255 | -23.47 | 41 | Serrano – Alberhill – Valley 500 kV Constraint | East of Miguel Constraint | East of Miguel Constraint |  | 3 | 3 | FALSE | 3 | 1 | 1 | FALSE | 1
SDG&E Study Area | Ocotillo | 500 | [14 empty] | 1 |  | 1 |  | 1 | 1 | [21 empty] | 0 | 0 | 0 | 0 | 0 | 0 | 0 | 0 | 0 | 0 | 0 | 0 | 0 | 0 | 0 | 0 | 0 | 3 | 0 | 3 | 0 | 0 | 0 | -1662.48 | -735.87 | 41 | Encina-San Luis Rey Constraint | Encina-San Luis Rey Constraint | East of Miguel Constraint | 1 | 0 | 1 | 0 | 0 | 0 | -236.48 | -23.47 | 41 | East of Miguel Constraint | East of Miguel Constraint | East of Miguel Constraint |  | 3 | 3 | FALSE | 3 | 1 | 1 | FALSE | 1
SDG&E Study Area | Old Town | 230 | [16 empty] | 1 |  | 1 | [22 empty] | 0 | 0 | 0 | 0 | 0 | 0 | 0 | 0 | 0 | 0 | 0 | 0 | 0 | 0 | 0 | 0 | 0 | 2 | 0 | 2 | 0 | 0 | 0 | -1662.48 | -735.87 | 4123.09 | Encina-San Luis Rey Constraint | Encina-San Luis Rey Constraint | Encina-San Luis Rey Constraint | 0 | 0 | 0 | 0 | 0 | 0 | 2055.52 | 2982.13 | 4123.09 | Encina-San Luis Rey Constraint | Encina-San Luis Rey Constraint | Encina-San Luis Rey Constraint |  | 3 | 1 | YES | 1* | 1 | 1 | FALSE | 1
SCE Metro Study Area | Olinda | 230 |  |  |  |  | 1 | [36 empty] | 0 | 0 | 0 | 0 | 0 | 0 | 0 | 0 | 0 | 0 | 0 | 0 | 0 | 0 | 0 | 0 | 0 | 0 | 0 | 0 | 0 | 0 | 0 | 2468.52 | 3273.86 | 5693.68 | SCE Metro Area | SCE Metro Area | SCE Metro Area | 0 | 0 | 0 | 0 | 0 | 0 | 2468.52 | 3273.86 | 5693.68 | SCE Metro Area | SCE Metro Area | SCE Metro Area |  | 1 | 1 | FALSE | 1 | 1 | 1 | FALSE | 1
PG&E East Kern Study Area | Olive | 115 | [28 empty] | 1 | 1 |  |  |  |  | 1 |  | 1 | 1 |  |  |  | 0 | 0 | 0 | 0 | 0 | 0 | 0 | 0 | 0 | 0 | 0 | 0 | 40 | 0 | 20 | 0 | 1 | 2 | 2 | 2 | 2 | 0 | 1 | -1029.017 | -1512.0294 | -634.0295 | Moss Landing-Los Banos 230kV | Moss Landing-Los Banos 230kV | Morro Bay-Templeton 230kV Line | 1 | 2 | 1 | 2 | 0 | 1 | -1029.017 | -1512.0294 | -634.0295 | Moss Landing-Los Banos 230kV | Moss Landing-Los Banos 230kV | Morro Bay-Templeton 230kV Line |  | 3 | 3 | FALSE | 3 | 2 | 2 | FALSE | 2
PG&E North of Greater Bay Study Area | Olivehurst | 115 | [22 empty] | 1 | 1 | 1 | [16 empty] | 0 | 0 | 0 | 0 | 0 | 0 | 0 | 0 | 0 | 0 | 0 | 0 | 0 | 0 | 0 | 0 | 0 | 1 | 0 | 1 | 0 | 0 | 0 | -1762.084 | -893.2408 | 72.84 | Cortina -Vaca-Dixon 230kV Line | Cortina -Vaca-Dixon 230kV Line | Woodland-Davis 115 kV Lines | 0 | 0 | 0 | 0 | 0 | 0 | 43.65 | 52.15 | 72.84 | Woodland-Davis 115 kV Lines | Woodland-Davis 115 kV Lines | Woodland-Davis 115 kV Lines |  | 3 | 1 | YES | 1* | 1 | 1 | FALSE | 1
PG&E Fresno Study Area | Oro Loma | 115 | [40 empty] | 1 | 0 | 0 | 0 | 0 | 0 | 0 | 0 | 0 | 0 | 0 | 0 | 0 | 0 | 0 | 0 | 0 | 0 | 0 | 1 | 0 | 1 | 1 | 0 | -508.8 | -439.07 | -338.9969 | Moss Landing-Las Aguilas 230kV | Moss Landing-Las Aguilas 230kV | Moss Landing-Las Aguilas 230kV | 0 | 1 | 0 | 1 | 0 | 0 | -508.8 | -439.07 | 969.0031 | Moss Landing-Las Aguilas 230kV | Moss Landing-Las Aguilas 230kV | Moss Landing-Las Aguilas 230kV |  | 2 | 2 | FALSE | 2 | 3 | 1 | YES | 1*
SDG&E Study Area | Otay Mesa | 230 | [16 empty] | 1 | 1 | 1 | 1 | [21 empty] | 0 | 0 | 0 | 0 | 0 | 0 | 0 | 0 | 0 | 0 | 0 | 0 | 0 | 0 | 250 | 0 | 1 | 3 | 0 | 3 | 0 | 0 | 0 | -1662.48 | -735.87 | 1468.83 | Encina-San Luis Rey Constraint | Encina-San Luis Rey Constraint | San Diego Internal Constraint | 0 | 0 | 0 | 0 | 0 | 0 | 496.02 | 791.13 | 1742.83 | Silvergate-Bay Boulevard Constraint | Silvergate-Bay Boulevard Constraint | San Diego Internal Constraint |  | 3 | 1 | YES | 1* | 1 | 1 | FALSE | 1
SCE Metro Study Area | Padua | 230 |  |  |  |  | 1 | [36 empty] | 0 | 0 | 0 | 0 | 0 | 0 | 0 | 0 | 0 | 0 | 0 | 0 | 0 | 0 | 123.68 | 0 | 1 | 0 | 0 | 0 | 0 | 0 | 0 | 2468.52 | 3273.86 | 5693.68 | SCE Metro Area | SCE Metro Area | SCE Metro Area | 0 | 0 | 0 | 0 | 0 | 0 | 2468.52 | 3273.86 | 5693.68 | SCE Metro Area | SCE Metro Area | SCE Metro Area |  | 1 | 1 | FALSE | 1 | 1 | 1 | FALSE | 1
East of Pisgah Study Area | Pahrump | 230 | [11 empty] | 1 | 1 | [28 empty] | 0 | 0 | 0 | 0 | 0 | 0 | 0 | 0 | 0 | 0 | 0 | 0 | 0 | 0 | 0 | 0 | 0 | 0 | 1 | 0 | 1 | 0 | 0 | -425.309 | -316.445 | 162.1 | GLW-VEA Area Constraint | GLW-VEA Area Constraint | GLW-VEA Area Constraint | 0 | 1 | 0 | 1 | 0 | 0 | -425.309 | -316.445 | 162.1 | GLW-VEA Area Constraint | GLW-VEA Area Constraint | GLW-VEA Area Constraint |  | 2 | 2 | FALSE | 2 | 1 | 1 | FALSE | 1
East of Pisgah Study Area | Pahrump | 138 | [11 empty] | 1 | 1 | [28 empty] | 0 | 0 | 0 | 0 | 0 | 0 | 0 | 0 | 0 | 0 | 0 | 0 | 0 | 0 | 0 | 0 | 0 | 0 | 1 | 0 | 1 | 0 | 0 | -425.309 | -316.445 | 162.1 | GLW-VEA Area Constraint | GLW-VEA Area Constraint | GLW-VEA Area Constraint | 0 | 1 | 0 | 1 | 0 | 0 | -425.309 | -316.445 | 162.1 | GLW-VEA Area Constraint | GLW-VEA Area Constraint | GLW-VEA Area Constraint |  | 2 | 2 | FALSE | 2 | 1 | 1 | FALSE | 1
PG&E North of Greater Bay Study Area | Palermo | 230 | 0 | 0 | 0 | 0 | 0 | 0 | 0 | 0 | 0 | 0 | 0 | 0 | 0 | 0 | 0 | 0 | 0 | 0 | 0 | 0 | 0 | 0 | 1 | 0 | 0 | 0 | 0 | 0 | 0 | 0 | 0 | 0 | 0 | 0 | 0 | 0 | 0 | 0 | 0 | 0 | 0 | 0 | 0 | 0 | 0 | 9.92 | 0 | 0 | 0 | 0 | 0 | 0 | 0 | 0 | 0 | 0 | 0 | 1 | 1 | 0 | 1 | 0 | 0 | 0 | -1762.084 | -893.2408 | 458.687 | Cortina -Vaca-Dixon 230kV Line | Cortina -Vaca-Dixon 230kV Line | Cortina -Vaca-Dixon 230kV Line | 0 | 0 | 0 | 0 | 0 | 0 | 1076.3815 | 1945.2247 | 458.687 | Cortina -Vaca-Dixon 230kV Line | Cortina -Vaca-Dixon 230kV Line | Cortina -Vaca-Dixon 230kV Line |  | 3 | 1 | YES | 1* | 1 | 1 | FALSE | 1
SCE Eastern Study Area | Palo Verde | 500 | [9 empty] | 1 | 1 |  |  |  | 0 | [26 empty] | 0 | 0 | 0 | 0 | 0 | 119 | 0 | 2328 | 0 | 0 | 0 | 0 | 0 | 0 | 0 | 0 | 1 | 2 | 0 | 1 | 0 | 0 | 0 | -4035.3255 | -1206.9027 | 2106.6996 | Serrano – Alberhill – Valley 500 kV Constraint | Serrano – Alberhill – Valley 500 kV Constraint | Devers – Red Bluff 500 kV Constraint | 1 | 0 | 0 | 0 | 0 | 0 | -387.3255 | 2441.0973 | 3982.6996 | Serrano – Alberhill – Valley 500 kV Constraint | Serrano – Alberhill – Valley 500 kV Constraint | Devers – Red Bluff 500 kV Constraint |  | 3 | 3 | FALSE | 3 | 1 | 1 | FALSE | 1
SDG&E Study Area | Palomar | 230 | [16 empty] | 1 | 1 | 1 | [22 empty] | 0 | 0 | 0 | 0 | 0 | 0 | 0 | 0 | 0 | 0 | 0 | 0 | 0 | 0 | 0 | 0 | 0 | 3 | 0 | 3 | 0 | 0 | 0 | -1662.48 | -735.87 | 1468.83 | Encina-San Luis Rey Constraint | Encina-San Luis Rey Constraint | San Diego Internal Constraint | 0 | 0 | 0 | 0 | 0 | 0 | 1055.62 | 1770.17 | 1742.83 | San Diego Internal Constraint | San Diego Internal Constraint | San Diego Internal Constraint |  | 3 | 1 | YES | 1* | 1 | 1 | FALSE | 1
PG&E Fresno Study Area | Panoche | 115 | [30 empty] | 1 |  |  |  | 1 | 1 | 1 | 1 |  |  | 1 | 0 | 0 | 0 | 0 | 0 | 0 | 0 | 0 | 0 | 0 | 0 | 0 | 0 | 0 | 0 | 0 | 0 | 1 | 5 | 1 | 5 | 2 | 1 | -1029.017 | -1512.0294 | -634.0295 | Moss Landing-Los Banos 230kV | Moss Landing-Los Banos 230kV | Morro Bay-Templeton 230kV Line | 1 | 5 | 1 | 5 | 1 | 1 | -1029.017 | -1512.0294 | -634.0295 | Moss Landing-Los Banos 230kV | Moss Landing-Los Banos 230kV | Morro Bay-Templeton 230kV Line |  | 3 | 3 | FALSE | 3 | 3 | 3 | FALSE | 3
PG&E Fresno Study Area | Panoche | 230 | [29 empty] | 1 | 1 |  | 1 |  | 1 | 1 |  |  | 1 |  | 1 | 0 | 0 | 0 | 0 | 0 | 0 | 0 | 0 | 0 | 0 | 0 | 0 | 50 | 150 | 80 | 0 | 1 | 1 | 4 | 1 | 4 | 2 | 1 | -743.023 | -1089.8109 | -634.0295 | Morro Bay-Templeton 230kV Line | Morro Bay-Templeton 230kV Line | Morro Bay-Templeton 230kV Line | 1 | 4 | 1 | 4 | 1 | 1 | -606.622 | -839.5824 | -634.0295 | Los Banos 500/230kV TB | Los Banos 500/230kV TB | Morro Bay-Templeton 230kV Line |  | 3 | 3 | FALSE | 3 | 3 | 3 | FALSE | 3
SCE Northern Area | Pardee | 230 |  |  |  | 1 | [37 empty] | 0 | 0 | 0 | 0 | 0 | 0 | 0 | 0 | 0 | 0 | 0 | 0 | 0 | 0 | 95 | 0 | 1 | 0 | 0 | 0 | 0 | 0 | 0 | 1175.4089 | 1917.2586 | 2472.4241 | Laguna Bell – Mesa Constraint | Laguna Bell – Mesa Constraint | Laguna Bell – Mesa Constraint | 0 | 0 | 0 | 0 | 0 | 0 | 1175.4089 | 1917.2586 | 2472.4241 | Laguna Bell – Mesa Constraint | Laguna Bell – Mesa Constraint | Laguna Bell – Mesa Constraint |  | 1 | 1 | FALSE | 1 | 1 | 1 | FALSE | 1
SCE Northern Area | Pastoria | 230 | 1 |  | 1 | 1 | [37 empty] | 0 | 0 | 0 | 0 | 0 | 0 | 0 | 0 | 0 | 0 | 0 | 0 | 40 | 66.875 | 80 | 0 | 1 | 0 | 0 | 0 | 0 | 0 | 0 | 87.3184 | 151.37 | 400.6361 | Antelope – Vincent Constraint | South of Magunden Constraint | South of Magunden Constraint | 0 | 0 | 0 | 0 | 0 | 0 | 87.3184 | 151.37 | 400.6361 | Antelope – Vincent Constraint | South of Magunden Constraint | South of Magunden Constraint |  | 1 | 1 | FALSE | 1 | 1 | 1 | FALSE | 1
PG&E North of Greater Bay Study Area | Peabody | 230 | [22 empty] | 1 |  |  |  |  | 1 | [13 empty] | 0 | 0 | 0 | 0 | 0 | 0 | 0 | 0 | 0 | 0 | 0 | 0 | 0 | 0 | 0 | 0 | 0 | 2 | 0 | 1 | 0 | 0 | 0 | -1762.084 | -893.2408 | 458.687 | Cortina -Vaca-Dixon 230kV Line | Cortina -Vaca-Dixon 230kV Line | Cortina -Vaca-Dixon 230kV Line | 0 | 0 | 0 | 0 | 0 | 0 | 1076.3815 | 1945.2247 | 458.687 | Cortina -Vaca-Dixon 230kV Line | Cortina -Vaca-Dixon 230kV Line | Cortina -Vaca-Dixon 230kV Line |  | 3 | 1 | YES | 1* | 1 | 1 | FALSE | 1
PG&E North of Greater Bay Study Area | Pease | 115 | [22 empty] | 1 | 1 | 1 | [16 empty] | 0 | 0 | 0 | 0 | 2.85 | 0 | 0 | 0 | 0 | 0 | 0 | 0 | 0 | 0 | 5 | 0 | 1 | 1 | 0 | 1 | 0 | 0 | 0 | -1762.084 | -893.2408 | 72.84 | Cortina -Vaca-Dixon 230kV Line | Cortina -Vaca-Dixon 230kV Line | Woodland-Davis 115 kV Lines | 0 | 0 | 0 | 0 | 0 | 0 | 43.65 | 52.15 | 72.84 | Woodland-Davis 115 kV Lines | Woodland-Davis 115 kV Lines | Woodland-Davis 115 kV Lines |  | 3 | 1 | YES | 1* | 1 | 1 | FALSE | 1
SDG&E Study Area | Penasquitos | 230 | [16 empty] | 1 |  | 1 | [22 empty] | 0 | 0 | 0 | 0 | 0 | 0 | 0 | 0 | 0 | 0 | 0 | 0 | 0 | 0 | 30 | 0 | 1 | 2 | 0 | 2 | 0 | 0 | 0 | -1662.48 | -735.87 | 4123.09 | Encina-San Luis Rey Constraint | Encina-San Luis Rey Constraint | Encina-San Luis Rey Constraint | 0 | 0 | 0 | 0 | 0 | 0 | 2055.52 | 2982.13 | 4123.09 | Encina-San Luis Rey Constraint | Encina-San Luis Rey Constraint | Encina-San Luis Rey Constraint |  | 3 | 1 | YES | 1* | 1 | 1 | FALSE | 1
SDG&E Study Area | Penasquitos | 138 | [16 empty] | 1 |  | 1 | [22 empty] | 0 | 0 | 0 | 0 | 0 | 0 | 0 | 0 | 0 | 0 | 0 | 0 | 0 | 0 | 0 | 0 | 0 | 2 | 0 | 2 | 0 | 0 | 0 | -1662.48 | -735.87 | 4123.09 | Encina-San Luis Rey Constraint | Encina-San Luis Rey Constraint | Encina-San Luis Rey Constraint | 0 | 0 | 0 | 0 | 0 | 0 | 2055.52 | 2982.13 | 4123.09 | Encina-San Luis Rey Constraint | Encina-San Luis Rey Constraint | Encina-San Luis Rey Constraint |  | 3 | 1 | YES | 1* | 1 | 1 | FALSE | 1
PG&E North of Greater Bay Study Area | Peoria | 115 | [22 empty] | 1 | [18 empty] | 0 | 0 | 0 | 0 | 0 | 0 | 0 | 0 | 0 | 0 | 0 | 0 | 0 | 0 | 0 | 0 | 0 | 1 | 0 | 1 | 0 | 0 | 0 | -1762.084 | -893.2408 | 458.687 | Cortina -Vaca-Dixon 230kV Line | Cortina -Vaca-Dixon 230kV Line | Cortina -Vaca-Dixon 230kV Line | 0 | 0 | 0 | 0 | 0 | 0 | 1076.3815 | 1945.2247 | 458.687 | Cortina -Vaca-Dixon 230kV Line | Cortina -Vaca-Dixon 230kV Line | Cortina -Vaca-Dixon 230kV Line |  | 3 | 1 | YES | 1* | 1 | 1 | FALSE | 1
SCE North of Lugo (NOL) Study Area | Pisgah | 230 | [7 empty] | 1 | [33 empty] | 0 | 0 | 0 | 0 | 0 | 0 | 0 | 0 | 0 | 0 | 0 | 0 | 100 | 0 | 0 | 0 | 1 | 0 | 0 | 0 | 0 | 0 | 0 | 216.5 | 378.46 | 1005.2741 | Lugo 500/230 kV Transformer Constraint | Lugo 500/230 kV Transformer Constraint | Lugo 500/230 kV Transformer Constraint | 0 | 0 | 0 | 0 | 0 | 0 | 216.5 | 378.46 | 1005.2741 | Lugo 500/230 kV Transformer Constraint | Lugo 500/230 kV Transformer Constraint | Lugo 500/230 kV Transformer Constraint |  | 1 | 1 | FALSE | 1 | 1 | 1 | FALSE | 1
PG&E North of Greater Bay Study Area | Pit 1 | 230 | [22 empty] | 1 | [18 empty] | 0 | 0 | 0 | 0 | 7 | 0 | 0 | 0 | 0 | 0 | 0 | 0 | 0 | 0 | 0 | 0 | 1 | 1 | 0 | 1 | 0 | 0 | 0 | -1762.084 | -893.2408 | 458.687 | Cortina -Vaca-Dixon 230kV Line | Cortina -Vaca-Dixon 230kV Line | Cortina -Vaca-Dixon 230kV Line | 0 | 0 | 0 | 0 | 0 | 0 | 1076.3815 | 1945.2247 | 458.687 | Cortina -Vaca-Dixon 230kV Line | Cortina -Vaca-Dixon 230kV Line | Cortina -Vaca-Dixon 230kV Line |  | 3 | 1 | YES | 1* | 1 | 1 | FALSE | 1
PG&E North of Greater Bay Study Area | Pittsburg | 230 | [22 empty] | 1 |  |  |  |  | 1 | [13 empty] | 0 | 0 | 0 | 0 | 0 | 0 | 0 | 0 | 0 | 0 | 0 | 0 | 0 | 0 | 200 | 0 | 1 | 2 | 0 | 1 | 0 | 0 | 0 | -1762.084 | -893.2408 | 458.687 | Cortina -Vaca-Dixon 230kV Line | Cortina -Vaca-Dixon 230kV Line | Cortina -Vaca-Dixon 230kV Line | 0 | 0 | 0 | 0 | 0 | 0 | 1076.3815 | 1945.2247 | 458.687 | Cortina -Vaca-Dixon 230kV Line | Cortina -Vaca-Dixon 230kV Line | Cortina -Vaca-Dixon 230kV Line |  | 3 | 1 | YES | 1* | 1 | 1 | FALSE | 1
PG&E North of Greater Bay Study Area | Pittsburg PP | 230 | [22 empty] | 1 | [18 empty] | 0 | 0 | 0 | 0 | 0 | 0 | 0 | 0 | 0 | 0 | 0 | 0 | 0 | 0 | 0 | 0 | 0 | 1 | 0 | 1 | 0 | 0 | 0 | -1762.084 | -893.2408 | 458.687 | Cortina -Vaca-Dixon 230kV Line | Cortina -Vaca-Dixon 230kV Line | Cortina -Vaca-Dixon 230kV Line | 0 | 0 | 0 | 0 | 0 | 0 | 1076.3815 | 1945.2247 | 458.687 | Cortina -Vaca-Dixon 230kV Line | Cortina -Vaca-Dixon 230kV Line | Cortina -Vaca-Dixon 230kV Line |  | 3 | 1 | YES | 1* | 1 | 1 | FALSE | 1
PG&E North of Greater Bay Study Area | Placerville | 115 | [22 empty] | 1 | [18 empty] | 0 | 0 | 0 | 0 | 3 | 0 | 0 | 0 | 0 | 0 | 0 | 0 | 0 | 0 | 0 | 0 | 1 | 1 | 0 | 1 | 0 | 0 | 0 | -1762.084 | -893.2408 | 458.687 | Cortina -Vaca-Dixon 230kV Line | Cortina -Vaca-Dixon 230kV Line | Cortina -Vaca-Dixon 230kV Line | 0 | 0 | 0 | 0 | 0 | 0 | 1076.3815 | 1945.2247 | 458.687 | Cortina -Vaca-Dixon 230kV Line | Cortina -Vaca-Dixon 230kV Line | Cortina -Vaca-Dixon 230kV Line |  | 3 | 1 | YES | 1* | 1 | 1 | FALSE | 1
PG&E North of Greater Bay Study Area | Pleasant Grove | 115 | [22 empty] | 1 |  | 1 | [16 empty] | 0 | 0 | 0 | 0 | 0 | 0 | 0 | 0 | 0 | 0 | 0 | 0 | 0 | 0 | 0 | 0 | 0 | 1 | 0 | 1 | 0 | 0 | 0 | -1762.084 | -893.2408 | 72.84 | Cortina -Vaca-Dixon 230kV Line | Cortina -Vaca-Dixon 230kV Line | Woodland-Davis 115 kV Lines | 0 | 0 | 0 | 0 | 0 | 0 | 43.65 | 52.15 | 72.84 | Woodland-Davis 115 kV Lines | Woodland-Davis 115 kV Lines | Woodland-Davis 115 kV Lines |  | 3 | 1 | YES | 1* | 1 | 1 | FALSE | 1
PG&E East Kern Study Area | Poso Mountain | 115 | [28 empty] | 1 | 1 |  |  |  |  | 1 | [6 empty] | 0 | 0 | 0 | 0 | 0 | 0 | 0 | 0 | 0 | 0 | 0 | 0 | 0 | 0 | 0 | 0 | 0 | 2 | 0 | 2 | 0 | 0 | 1 | -743.023 | -1089.8109 | -634.0295 | Morro Bay-Templeton 230kV Line | Morro Bay-Templeton 230kV Line | Morro Bay-Templeton 230kV Line | 1 | 0 | 1 | 0 | 0 | 1 | -4.333 | -351.1209 | -634.0295 | Morro Bay-Templeton 230kV Line | Morro Bay-Templeton 230kV Line | Morro Bay-Templeton 230kV Line |  | 3 | 3 | FALSE | 3 | 2 | 2 | FALSE | 2
East of Pisgah Study Area | Primm | 230 | [11 empty] | 1 | [29 empty] | 0 | 0 | 0 | 0 | 0 | 0 | 0 | 0 | 0 | 0 | 0 | 0 | 0 | 0 | 0 | 0 | 0 | 0 | 0 | 0 | 0 | 0 | 0 | 1067.591 | 1431.155 | 2080.1 | Eldorado 500/230 kV Transformer #5 Constraint | Eldorado 500/230 kV Transformer #5 Constraint | Eldorado 500/230 kV Transformer #5 Constraint | 0 | 0 | 0 | 0 | 0 | 0 | 1067.591 | 1431.155 | 2080.1 | Eldorado 500/230 kV Transformer #5 Constraint | Eldorado 500/230 kV Transformer #5 Constraint | Eldorado 500/230 kV Transformer #5 Constraint |  | 1 | 1 | FALSE | 1 | 1 | 1 | FALSE | 1
PG&E Fresno Study Area | Pumpjack | 115 | [36 empty] | 1 | 1 |  |  |  | 0 | 0 | 0 | 0 | 0 | 0 | 0 | 0 | 0 | 0 | 0 | 0 | 0 | 0 | 0 | 0 | 0 | 0 | 2 | 0 | 2 | 0 | 0 | -1029.017 | -1512.0294 | 135.959 | Moss Landing-Los Banos 230kV | Moss Landing-Los Banos 230kV | Moss Landing-Los Banos 230kV | 0 | 2 | 0 | 2 | 0 | 0 | -1029.017 | -1512.0294 | 135.959 | Moss Landing-Los Banos 230kV | Moss Landing-Los Banos 230kV | Moss Landing-Los Banos 230kV |  | 2 | 2 | FALSE | 2 | 1 | 1 | FALSE | 1
PG&E North of Greater Bay Study Area | Putah Creek | 115 | [22 empty] | 1 |  |  |  |  | 1 | [13 empty] | 0 | 0 | 0 | 0 | 0 | 0 | 0 | 0 | 0 | 0 | 0 | 0 | 0 | 3 | 3 | 0 | 1 | 2 | 0 | 1 | 0 | 0 | 0 | -1762.084 | -893.2408 | 458.687 | Cortina -Vaca-Dixon 230kV Line | Cortina -Vaca-Dixon 230kV Line | Cortina -Vaca-Dixon 230kV Line | 0 | 0 | 0 | 0 | 0 | 0 | 1076.3815 | 1945.2247 | 458.687 | Cortina -Vaca-Dixon 230kV Line | Cortina -Vaca-Dixon 230kV Line | Cortina -Vaca-Dixon 230kV Line |  | 3 | 1 | YES | 1* | 1 | 1 | FALSE | 1
PG&E North of Greater Bay Study Area | Quinto | 230 | [22 empty] | 1 | [6 empty] | 1 | 1 |  | 1 | [8 empty] | 0 | 0 | 0 | 0 | 0 | 0 | 0 | 0 | 0 | 0 | 0 | 0 | 0 | 0 | 0 | 0 | 0 | 1 | 1 | 1 | 1 | 0 | 0 | -1762.084 | -893.2408 | 246.1 | Cortina -Vaca-Dixon 230kV Line | Cortina -Vaca-Dixon 230kV Line | Tesla-Westley 230kV Line | 0 | 1 | 0 | 1 | 0 | 0 | -606.622 | -839.5824 | 246.1 | Los Banos 500/230kV TB | Los Banos 500/230kV TB | Tesla-Westley 230kV Line |  | 3 | 2 | YES | 2* | 1 | 1 | FALSE | 1
SCE Metro Study Area | Rancho Vista | 500 |  |  |  |  | 1 | [36 empty] | 0 | 0 | 0 | 0 | 0 | 0 | 0 | 0 | 0 | 0 | 0 | 0 | 0 | 0 | 0 | 0 | 0 | 0 | 0 | 0 | 0 | 0 | 0 | 2468.52 | 3273.86 | 5693.68 | SCE Metro Area | SCE Metro Area | SCE Metro Area | 0 | 0 | 0 | 0 | 0 | 0 | 2468.52 | 3273.86 | 5693.68 | SCE Metro Area | SCE Metro Area | SCE Metro Area |  | 1 | 1 | FALSE | 1 | 1 | 1 | FALSE | 1
SCE Metro Study Area | Rancho Vista | 230 |  |  |  |  | 1 | [36 empty] | 0 | 0 | 0 | 0 | 0 | 0 | 0 | 0 | 0 | 0 | 0 | 0 | 0 | 0 | 0 | 0 | 0 | 0 | 0 | 0 | 0 | 0 | 0 | 2468.52 | 3273.86 | 5693.68 | SCE Metro Area | SCE Metro Area | SCE Metro Area | 0 | 0 | 0 | 0 | 0 | 0 | 2468.52 | 3273.86 | 5693.68 | SCE Metro Area | SCE Metro Area | SCE Metro Area |  | 1 | 1 | FALSE | 1 | 1 | 1 | FALSE | 1
SCE North of Lugo (NOL) Study Area | Ransburg | 115 | [5 empty] | 1 | 1 | 1 | [33 empty] | 0 | 0 | 0 | 0 | 0 | 0 | 0 | 0 | 0 | 0 | 0 | 0 | 0 | 0 | 0 | 0 | 0 | 1 | 0 | 1 | 0 | 0 | 0 | -255.1 | -82.74 | 849.2941 | Kramer- Victor/Roadway -Victor Constraint | Kramer- Victor/Roadway -Victor Constraint | Kramer- Victor/Roadway -Victor Constraint | 0 | 0 | 0 | 0 | 0 | 0 | 14.3 | 179.56 | 896.2741 | Victor-Lugo Constraint | Victor-Lugo Constraint | Victor-Lugo Constraint |  | 3 | 1 | YES | 1* | 1 | 1 | FALSE | 1
SCE Northern Area | Rector | 230 | 1 |  | 1 | 1 | [37 empty] | 0 | 0 | 0 | 0 | 0 | 0 | 0 | 0 | 0 | 0 | 0 | 3 | 100 | 100 | 0 | 0 | 1 | 0 | 0 | 0 | 0 | 0 | 0 | 87.3184 | 151.37 | 400.6361 | Antelope – Vincent Constraint | South of Magunden Constraint | South of Magunden Constraint | 0 | 0 | 0 | 0 | 0 | 0 | 87.3184 | 151.37 | 400.6361 | Antelope – Vincent Constraint | South of Magunden Constraint | South of Magunden Constraint |  | 1 | 1 | FALSE | 1 | 1 | 1 | FALSE | 1
SCE Eastern Study Area | Redbluff | 500 | [9 empty] | 1 | 1 | [30 empty] | 0 | 0 | 0 | 0 | 0 | 0 | 0 | 0 | 0 | 0 | 0 | 0 | 0 | 900 | 500 | 524 | 1 | 2 | 0 | 1 | 0 | 0 | 0 | -4035.3255 | -1206.9027 | 2106.6996 | Serrano – Alberhill – Valley 500 kV Constraint | Serrano – Alberhill – Valley 500 kV Constraint | Devers – Red Bluff 500 kV Constraint | 1 | 0 | 0 | 0 | 0 | 0 | -387.3255 | 2441.0973 | 3982.6996 | Serrano – Alberhill – Valley 500 kV Constraint | Serrano – Alberhill – Valley 500 kV Constraint | Devers – Red Bluff 500 kV Constraint |  | 3 | 3 | FALSE | 3 | 1 | 1 | FALSE | 1
SCE Eastern Study Area | Redbluff | 230 | [9 empty] | 1 | 1 | [30 empty] | 0 | 0 | 0 | 0 | 0 | 0 | 0 | 0 | 0 | 0 | 0 | 0 | 565 | 1439 | 1245.0036 | 0 | 1 | 2 | 0 | 1 | 0 | 0 | 0 | -4035.3255 | -1206.9027 | 2106.6996 | Serrano – Alberhill – Valley 500 kV Constraint | Serrano – Alberhill – Valley 500 kV Constraint | Devers – Red Bluff 500 kV Constraint | 1 | 0 | 0 | 0 | 0 | 0 | -387.3255 | 2441.0973 | 3982.6996 | Serrano – Alberhill – Valley 500 kV Constraint | Serrano – Alberhill – Valley 500 kV Constraint | Devers – Red Bluff 500 kV Constraint |  | 3 | 3 | FALSE | 3 | 1 | 1 | FALSE | 1
SCE Metro Study Area | Redondo | 230 |  |  |  |  | 1 | [36 empty] | 0 | 0 | 0 | 0 | 0 | 0 | 0 | 0 | 0 | 0 | 0 | 0 | 0 | 0 | 0 | 0 | 0 | 0 | 0 | 0 | 0 | 0 | 0 | 2468.52 | 3273.86 | 5693.68 | SCE Metro Area | SCE Metro Area | SCE Metro Area | 0 | 0 | 0 | 0 | 0 | 0 | 2468.52 | 3273.86 | 5693.68 | SCE Metro Area | SCE Metro Area | SCE Metro Area |  | 1 | 1 | FALSE | 1 | 1 | 1 | FALSE | 1
PG&E Fresno Study Area | Reedley | 115 | [40 empty] | 1 | 0 | 0 | 0 | 0 | 0 | 0 | 0 | 0 | 0 | 0 | 0 | 0 | 0 | 0 | 0 | 0 | 0 | 0 | 1 | 0 | 1 | 1 | 0 | -508.8 | -439.07 | -338.9969 | Moss Landing-Las Aguilas 230kV | Moss Landing-Las Aguilas 230kV | Moss Landing-Las Aguilas 230kV | 0 | 1 | 0 | 1 | 0 | 0 | -508.8 | -439.07 | 969.0031 | Moss Landing-Las Aguilas 230kV | Moss Landing-Las Aguilas 230kV | Moss Landing-Las Aguilas 230kV |  | 2 | 2 | FALSE | 2 | 3 | 1 | YES | 1*
PG&E Fresno Study Area | Regulus | 115 | [36 empty] | 1 | 1 |  | 1 |  | 0 | 0 | 0 | 0 | 0 | 0 | 0 | 0 | 0 | 0 | 0 | 0 | 0 | 0 | 0 | 0 | 0 | 0 | 2 | 0 | 2 | 0 | 0 | -1029.017 | -1512.0294 | 101.3 | Moss Landing-Los Banos 230kV | Moss Landing-Los Banos 230kV | Kern–Lamont-Stockdale 115kV Line | 0 | 2 | 0 | 2 | 0 | 0 | -1029.017 | -1512.0294 | 101.3 | Moss Landing-Los Banos 230kV | Moss Landing-Los Banos 230kV | Kern–Lamont-Stockdale 115kV Line |  | 2 | 2 | FALSE | 2 | 1 | 1 | FALSE | 1
PG&E East Kern Study Area | Renfro | 115 | [28 empty] | 1 | 1 |  |  |  |  | 1 | [6 empty] | 0 | 0 | 0 | 0 | 0 | 0 | 0 | 0 | 0 | 0 | 0 | 0 | 0 | 0 | 0 | 0 | 0 | 2 | 0 | 2 | 0 | 0 | 1 | -743.023 | -1089.8109 | -634.0295 | Morro Bay-Templeton 230kV Line | Morro Bay-Templeton 230kV Line | Morro Bay-Templeton 230kV Line | 1 | 0 | 1 | 0 | 0 | 1 | -4.333 | -351.1209 | -634.0295 | Morro Bay-Templeton 230kV Line | Morro Bay-Templeton 230kV Line | Morro Bay-Templeton 230kV Line |  | 3 | 3 | FALSE | 3 | 2 | 2 | FALSE | 2
East of Pisgah Study Area | Rest of VEA 138 kV System | 138 | [11 empty] | 1 | 1 | [28 empty] | 0 | 0 | 0 | 0 | 0 | 0 | 0 | 0 | 0 | 0 | 0 | 0 | 0 | 0 | 0 | 0 | 0 | 0 | 1 | 0 | 1 | 0 | 0 | -425.309 | -316.445 | 162.1 | GLW-VEA Area Constraint | GLW-VEA Area Constraint | GLW-VEA Area Constraint | 0 | 1 | 0 | 1 | 0 | 0 | -425.309 | -316.445 | 162.1 | GLW-VEA Area Constraint | GLW-VEA Area Constraint | GLW-VEA Area Constraint |  | 2 | 2 | FALSE | 2 | 1 | 1 | FALSE | 1
PG&E North of Greater Bay Study Area | Richmond | 115 | [22 empty] | 1 |  |  |  |  | 1 | [13 empty] | 0 | 0 | 0 | 0 | 0 | 0 | 0 | 0 | 0 | 0 | 0 | 0 | 0 | 0 | 55 | 0 | 1 | 2 | 0 | 1 | 0 | 0 | 0 | -1762.084 | -893.2408 | 458.687 | Cortina -Vaca-Dixon 230kV Line | Cortina -Vaca-Dixon 230kV Line | Cortina -Vaca-Dixon 230kV Line | 0 | 0 | 0 | 0 | 0 | 0 | 1076.3815 | 1945.2247 | 458.687 | Cortina -Vaca-Dixon 230kV Line | Cortina -Vaca-Dixon 230kV Line | Cortina -Vaca-Dixon 230kV Line |  | 3 | 1 | YES | 1* | 1 | 1 | FALSE | 1
PG&E East Kern Study Area | Rio Bravo | 115 | [28 empty] | 1 | 1 |  |  |  |  | 1 |  | 1 | 1 |  |  |  | 0 | 0 | 0 | 0 | 0 | 0 | 0 | 0 | 0 | 0 | 0 | 0 | 0 | 0 | 0 | 0 | 0 | 2 | 2 | 2 | 2 | 0 | 1 | -1029.017 | -1512.0294 | -634.0295 | Moss Landing-Los Banos 230kV | Moss Landing-Los Banos 230kV | Morro Bay-Templeton 230kV Line | 1 | 2 | 1 | 2 | 0 | 1 | -1029.017 | -1512.0294 | -634.0295 | Moss Landing-Los Banos 230kV | Moss Landing-Los Banos 230kV | Morro Bay-Templeton 230kV Line |  | 3 | 3 | FALSE | 3 | 2 | 2 | FALSE | 2
SCE Metro Study Area | Rio Hondo | 230 | 0 | 0 | 0 | 0 | 1 | 0 | 0 | 0 | 0 | 0 | 0 | 0 | 0 | 0 | 0 | 0 | 0 | 0 | 0 | 0 | 0 | 0 | 0 | 0 | 0 | 0 | 0 | 0 | 0 | 0 | 0 | 0 | 0 | 0 | 0 | 0 | 0 | 0 | 0 | 0 | 0 | 0 | 0 | 0 | 0 | 0 | 0 | 0 | 0 | 0 | 0 | 0 | 0 | 0 | 0 | 0 | 0 | 0 | 0 | 0 | 0 | 0 | 0 | 0 | 2468.52 | 3273.86 | 5693.68 | SCE Metro Area | SCE Metro Area | SCE Metro Area | 0 | 0 | 0 | 0 | 0 | 0 | 2468.52 | 3273.86 | 5693.68 | SCE Metro Area | SCE Metro Area | SCE Metro Area |  | 1 | 1 | FALSE | 1 | 1 | 1 | FALSE | 1
PG&E North of Greater Bay Study Area | Rio Oso | 230 | [22 empty] | 1 | 1 | 1 | [16 empty] | 0 | 0 | 0 | 0 | 0 | 0 | 0 | 0 | 0 | 0 | 0 | 0 | 0 | 0 | 0 | 0 | 0 | 1 | 0 | 1 | 0 | 0 | 0 | -1762.084 | -893.2408 | 72.84 | Cortina -Vaca-Dixon 230kV Line | Cortina -Vaca-Dixon 230kV Line | Woodland-Davis 115 kV Lines | 0 | 0 | 0 | 0 | 0 | 0 | 43.65 | 52.15 | 72.84 | Woodland-Davis 115 kV Lines | Woodland-Davis 115 kV Lines | Woodland-Davis 115 kV Lines |  | 3 | 1 | YES | 1* | 1 | 1 | FALSE | 1
PG&E North of Greater Bay Study Area | Ripon | 115 | [22 empty] | 1 |  |  | 1 | 1 | [14 empty] | 0 | 0 | 0 | 0 | 0 | 0 | 0 | 0 | 0 | 0 | 0 | 0 | 0 | 0 | 0 | 0 | 0 | 1 | 0 | 1 | 0 | 0 | 0 | -1762.084 | -893.2408 | 249 | Cortina -Vaca-Dixon 230kV Line | Cortina -Vaca-Dixon 230kV Line | Melones-Tulloch 115 kV Line | 0 | 0 | 0 | 0 | 0 | 0 | 106.3 | 111.3 | 249 | Melones-Tulloch 115 kV Line | Melones-Tulloch 115 kV Line | Melones-Tulloch 115 kV Line |  | 3 | 1 | YES | 1* | 1 | 1 | FALSE | 1
PG&E North of Greater Bay Study Area | Riverbank | 115 | [22 empty] | 1 |  |  | 1 |  | 1 | [13 empty] | 0 | 0 | 0 | 0 | 0 | 0 | 0 | 0 | 0 | 0 | 0 | 0 | 0 | 0 | 0 | 0 | 0 | 2 | 0 | 1 | 0 | 0 | 0 | -1762.084 | -893.2408 | 257 | Cortina -Vaca-Dixon 230kV Line | Cortina -Vaca-Dixon 230kV Line | Vierra-Tracy-Kasson 115 kV Line | 0 | 0 | 0 | 0 | 0 | 0 | 129.21 | 134.21 | 257 | Vierra-Tracy-Kasson 115 kV Line | Vierra-Tracy-Kasson 115 kV Line | Vierra-Tracy-Kasson 115 kV Line |  | 3 | 1 | YES | 1* | 1 | 1 | FALSE | 1
SCE North of Lugo (NOL) Study Area | Roadway | 115 | [5 empty] | 1 | 1 | 1 | [33 empty] | 0 | 0 | 0 | 0 | 2.7 | 0 | 0 | 0 | 0 | 0 | 0 | 3 | 50 | 150 | 149.94 | 0 | 1 | 1 | 0 | 1 | 0 | 0 | 0 | -255.1 | -82.74 | 849.2941 | Kramer- Victor/Roadway -Victor Constraint | Kramer- Victor/Roadway -Victor Constraint | Kramer- Victor/Roadway -Victor Constraint | 0 | 0 | 0 | 0 | 0 | 0 | 14.3 | 179.56 | 896.2741 | Victor-Lugo Constraint | Victor-Lugo Constraint | Victor-Lugo Constraint |  | 3 | 1 | YES | 1* | 1 | 1 | FALSE | 1
PG&E East Kern Study Area | Rosedale | 115 | [28 empty] | 1 | 1 |  |  |  |  | 1 | [6 empty] | 0 | 0 | 0 | 0 | 0 | 0 | 0 | 0 | 0 | 0 | 0 | 0 | 0 | 0 | 0 | 0 | 0 | 2 | 0 | 2 | 0 | 0 | 1 | -743.023 | -1089.8109 | -634.0295 | Morro Bay-Templeton 230kV Line | Morro Bay-Templeton 230kV Line | Morro Bay-Templeton 230kV Line | 1 | 0 | 1 | 0 | 0 | 1 | -4.333 | -351.1209 | -634.0295 | Morro Bay-Templeton 230kV Line | Morro Bay-Templeton 230kV Line | Morro Bay-Templeton 230kV Line |  | 3 | 3 | FALSE | 3 | 2 | 2 | FALSE | 2
PG&E North of Greater Bay Study Area | Round Mountain | 230 | [22 empty] | 1 |  |  |  |  | 1 | [13 empty] | 0 | 0 | 0 | 0 | 14.5 | 200 | 10.5 | 0 | 0 | 0 | 0 | 0 | 0 | 0 | 0 | 0 | 1 | 2 | 0 | 1 | 0 | 0 | 0 | -1762.084 | -893.2408 | 458.687 | Cortina -Vaca-Dixon 230kV Line | Cortina -Vaca-Dixon 230kV Line | Cortina -Vaca-Dixon 230kV Line | 0 | 0 | 0 | 0 | 0 | 0 | 1076.3815 | 1945.2247 | 458.687 | Cortina -Vaca-Dixon 230kV Line | Cortina -Vaca-Dixon 230kV Line | Cortina -Vaca-Dixon 230kV Line |  | 3 | 1 | YES | 1* | 1 | 1 | FALSE | 1
PG&E North of Greater Bay Study Area | Round Mountain | 500 | [22 empty] | 1 | [18 empty] | 0 | 0 | 0 | 0 | 0 | 0 | 0 | 0 | 0 | 0 | 0 | 0 | 0 | 0 | 0 | 0 | 0 | 1 | 0 | 1 | 0 | 0 | 0 | -1762.084 | -893.2408 | 458.687 | Cortina -Vaca-Dixon 230kV Line | Cortina -Vaca-Dixon 230kV Line | Cortina -Vaca-Dixon 230kV Line | 0 | 0 | 0 | 0 | 0 | 0 | 1076.3815 | 1945.2247 | 458.687 | Cortina -Vaca-Dixon 230kV Line | Cortina -Vaca-Dixon 230kV Line | Cortina -Vaca-Dixon 230kV Line |  | 3 | 1 | YES | 1* | 1 | 1 | FALSE | 1
PG&E Fresno Study Area | S0478 | 115 | [35 empty] | 1 | 1 | 1 | 1 |  |  | 0 | 0 | 0 | 0 | 0 | 0 | 0 | 0 | 0 | 0 | 0 | 0 | 0 | 0 | 0 | 0 | 0 | 0 | 4 | 0 | 4 | 1 | 0 | -1029.017 | -1512.0294 | -21.4969 | Moss Landing-Los Banos 230kV | Moss Landing-Los Banos 230kV | Las Aguillas-Panoche #1 and #2 230kV | 0 | 4 | 0 | 4 | 1 | 0 | -1029.017 | -1512.0294 | -21.4969 | Moss Landing-Los Banos 230kV | Moss Landing-Los Banos 230kV | Las Aguillas-Panoche #1 and #2 230kV |  | 2 | 2 | FALSE | 2 | 3 | 3 | FALSE | 3
SCE Eastern Study Area | San Bernardino | 230 | [10 empty] | 1 | [30 empty] | 0 | 0 | 0 | 0 | 0 | 0 | 0 | 0 | 0 | 0 | 0 | 0 | 0 | 0 | 0 | 0 | 0 | 1 | 0 | 1 | 0 | 0 | 0 | -4035.3255 | -1206.9027 | 9115.1596 | Serrano – Alberhill – Valley 500 kV Constraint | Serrano – Alberhill – Valley 500 kV Constraint | Serrano – Alberhill – Valley 500 kV Constraint | 1 | 0 | 0 | 0 | 0 | 0 | -387.3255 | 2441.0973 | 9115.1596 | Serrano – Alberhill – Valley 500 kV Constraint | Serrano – Alberhill – Valley 500 kV Constraint | Serrano – Alberhill – Valley 500 kV Constraint |  | 3 | 3 | FALSE | 3 | 1 | 1 | FALSE | 1
PG&E East Kern Study Area | San Luis Obispo | 115 | [28 empty] | 1 | 1 |  |  |  | 1 | 1 |  | 1 | 1 |  |  |  | 0 | 0 | 0 | 0 | 0 | 0 | 0 | 0 | 0 | 0 | 0 | 0 | 0 | 0 | 0 | 0 | 0 | 2 | 2 | 2 | 2 | 0 | 1 | -1029.017 | -1512.0294 | -634.0295 | Moss Landing-Los Banos 230kV | Moss Landing-Los Banos 230kV | Morro Bay-Templeton 230kV Line | 1 | 2 | 1 | 2 | 0 | 1 | -1029.017 | -1512.0294 | -634.0295 | Moss Landing-Los Banos 230kV | Moss Landing-Los Banos 230kV | Morro Bay-Templeton 230kV Line |  | 3 | 3 | FALSE | 3 | 2 | 2 | FALSE | 2
SDG&E Study Area | San Luis Rey | 230 | [16 empty] | 1 |  | 1 | [22 empty] | 0 | 0 | 0 | 0 | 0 | 0 | 0 | 0 | 0 | 0 | 0 | 0 | 0 | 0 | 80 | 0 | 1 | 2 | 0 | 2 | 0 | 0 | 0 | -1662.48 | -735.87 | 4123.09 | Encina-San Luis Rey Constraint | Encina-San Luis Rey Constraint | Encina-San Luis Rey Constraint | 0 | 0 | 0 | 0 | 0 | 0 | 2055.52 | 2982.13 | 4123.09 | Encina-San Luis Rey Constraint | Encina-San Luis Rey Constraint | Encina-San Luis Rey Constraint |  | 3 | 1 | YES | 1* | 1 | 1 | FALSE | 1
SDG&E Study Area | San Onofre | 230 | [20 empty] | 1 | [20 empty] | 0 | 0 | 0 | 0 | 0 | 0 | 0 | 0 | 0 | 0 | 0 | 0 | 0 | 0 | 0 | 0 | 0 | 0 | 0 | 0 | 0 | 0 | 0 | 200 | 325 | 700 | Orange County Area | Orange County Area | Orange County Area | 0 | 0 | 0 | 0 | 0 | 0 | 200 | 325 | 700 | Orange County Area | Orange County Area | Orange County Area |  | 1 | 1 | FALSE | 1 | 1 | 1 | FALSE | 1
East of Pisgah Study Area | Sandy | 138 | [11 empty] | 1 | 1 | [28 empty] | 0 | 0 | 0 | 0 | 0 | 0 | 0 | 0 | 0 | 0 | 0 | 0 | 0 | 0 | 0 | 0 | 0 | 0 | 1 | 0 | 1 | 0 | 0 | -425.309 | -316.445 | 162.1 | GLW-VEA Area Constraint | GLW-VEA Area Constraint | GLW-VEA Area Constraint | 0 | 1 | 0 | 1 | 0 | 0 | -425.309 | -316.445 | 162.1 | GLW-VEA Area Constraint | GLW-VEA Area Constraint | GLW-VEA Area Constraint |  | 2 | 2 | FALSE | 2 | 1 | 1 | FALSE | 1
PG&E Fresno Study Area | Sanger | 115 | [40 empty] | 1 | 0 | 0 | 0 | 0 | 0 | 0 | 0 | 0 | 0 | 0 | 0 | 0 | 0 | 0 | 0 | 0 | 0 | 0 | 1 | 0 | 1 | 1 | 0 | -508.8 | -439.07 | -338.9969 | Moss Landing-Las Aguilas 230kV | Moss Landing-Las Aguilas 230kV | Moss Landing-Las Aguilas 230kV | 0 | 1 | 0 | 1 | 0 | 0 | -508.8 | -439.07 | 969.0031 | Moss Landing-Las Aguilas 230kV | Moss Landing-Las Aguilas 230kV | Moss Landing-Las Aguilas 230kV |  | 2 | 2 | FALSE | 2 | 3 | 1 | YES | 1*
SCE Northern Area | Santa Clara | 230 |  |  |  | 1 | [37 empty] | 0 | 0 | 0 | 0 | 0 | 0 | 0 | 0 | 0 | 0 | 0 | 0 | 0 | 0 | 141 | 0 | 1 | 0 | 0 | 0 | 0 | 0 | 0 | 1175.4089 | 1917.2586 | 2472.4241 | Laguna Bell – Mesa Constraint | Laguna Bell – Mesa Constraint | Laguna Bell – Mesa Constraint | 0 | 0 | 0 | 0 | 0 | 0 | 1175.4089 | 1917.2586 | 2472.4241 | Laguna Bell – Mesa Constraint | Laguna Bell – Mesa Constraint | Laguna Bell – Mesa Constraint |  | 1 | 1 | FALSE | 1 | 1 | 1 | FALSE | 1
SCE Metro Study Area | Santiago | 230 |  |  |  |  | 1 | [36 empty] | 0 | 0 | 0 | 0 | 0 | 0 | 0 | 0 | 0 | 0 | 0 | 0 | 0 | 0 | 0 | 0 | 0 | 0 | 0 | 0 | 0 | 0 | 0 | 2468.52 | 3273.86 | 5693.68 | SCE Metro Area | SCE Metro Area | SCE Metro Area | 0 | 0 | 0 | 0 | 0 | 0 | 2468.52 | 3273.86 | 5693.68 | SCE Metro Area | SCE Metro Area | SCE Metro Area |  | 1 | 1 | FALSE | 1 | 1 | 1 | FALSE | 1
SCE Northern Area | Saugus | 230 |  |  |  | 1 | [37 empty] | 0 | 0 | 0 | 0 | 0 | 0 | 0 | 0 | 0 | 0 | 0 | 0 | 0 | 0 | 0 | 0 | 0 | 0 | 0 | 0 | 0 | 0 | 0 | 1175.4089 | 1917.2586 | 2472.4241 | Laguna Bell – Mesa Constraint | Laguna Bell – Mesa Constraint | Laguna Bell – Mesa Constraint | 0 | 0 | 0 | 0 | 0 | 0 | 1175.4089 | 1917.2586 | 2472.4241 | Laguna Bell – Mesa Constraint | Laguna Bell – Mesa Constraint | Laguna Bell – Mesa Constraint |  | 1 | 1 | FALSE | 1 | 1 | 1 | FALSE | 1
PG&E Fresno Study Area | Schindler | 115 | [35 empty] | 1 | 1 | 1 |  |  | 1 | 0 | 0 | 0 | 0 | 0 | 0 | 0 | 0 | 0 | 0 | 0 | 0 | 0 | 0 | 0 | 0 | 0 | 0 | 4 | 0 | 4 | 2 | 0 | -1029.017 | -1512.0294 | -338.9969 | Moss Landing-Los Banos 230kV | Moss Landing-Los Banos 230kV | Moss Landing-Las Aguilas 230kV | 0 | 4 | 0 | 4 | 1 | 0 | -1029.017 | -1512.0294 | -21.4969 | Moss Landing-Los Banos 230kV | Moss Landing-Los Banos 230kV | Las Aguillas-Panoche #1 and #2 230kV |  | 2 | 2 | FALSE | 2 | 3 | 3 | FALSE | 3
PG&E North of Greater Bay Study Area | Schulte Switching Station | 115 | [22 empty] | 1 | [18 empty] | 0 | 0 | 0 | 0 | 0 | 0 | 0 | 0 | 0 | 0 | 0 | 0 | 0 | 0 | 0 | 0 | 0 | 1 | 0 | 1 | 0 | 0 | 0 | -1762.084 | -893.2408 | 458.687 | Cortina -Vaca-Dixon 230kV Line | Cortina -Vaca-Dixon 230kV Line | Cortina -Vaca-Dixon 230kV Line | 0 | 0 | 0 | 0 | 0 | 0 | 1076.3815 | 1945.2247 | 458.687 | Cortina -Vaca-Dixon 230kV Line | Cortina -Vaca-Dixon 230kV Line | Cortina -Vaca-Dixon 230kV Line |  | 3 | 1 | YES | 1* | 1 | 1 | FALSE | 1
PG&E Fresno Study Area | Semitropic | 115 | [36 empty] | 1 |  |  |  |  | 0 | 0 | 0 | 0 | 0 | 0 | 0 | 0 | 0 | 0 | 0 | 10 | 0 | 0 | 0 | 0 | 1 | 0 | 1 | 0 | 1 | 0 | 0 | -854.567 | -1224.0074 | 212.3626 | Los Bano-Gates #1 500kV line | Los Bano-Gates #1 500kV line | Los Bano-Gates #1 500kV line | 0 | 1 | 0 | 1 | 0 | 0 | -854.567 | -1224.0074 | 212.3626 | Los Bano-Gates #1 500kV line | Los Bano-Gates #1 500kV line | Los Bano-Gates #1 500kV line |  | 2 | 2 | FALSE | 2 | 1 | 1 | FALSE | 1
SCE Metro Study Area | Serrano | 500 |  |  |  |  | 1 | [36 empty] | 0 | 0 | 0 | 0 | 0 | 0 | 0 | 0 | 0 | 0 | 0 | 0 | 0 | 0 | 0 | 0 | 0 | 0 | 0 | 0 | 0 | 0 | 0 | 2468.52 | 3273.86 | 5693.68 | SCE Metro Area | SCE Metro Area | SCE Metro Area | 0 | 0 | 0 | 0 | 0 | 0 | 2468.52 | 3273.86 | 5693.68 | SCE Metro Area | SCE Metro Area | SCE Metro Area |  | 1 | 1 | FALSE | 1 | 1 | 1 | FALSE | 1
SCE Metro Study Area | Serrano | 230 |  |  |  |  | 1 | [36 empty] | 0 | 0 | 0 | 0 | 0 | 0 | 0 | 0 | 0 | 0 | 0 | 0 | 0 | 0 | 0 | 0 | 0 | 0 | 0 | 0 | 0 | 0 | 0 | 2468.52 | 3273.86 | 5693.68 | SCE Metro Area | SCE Metro Area | SCE Metro Area | 0 | 0 | 0 | 0 | 0 | 0 | 2468.52 | 3273.86 | 5693.68 | SCE Metro Area | SCE Metro Area | SCE Metro Area |  | 1 | 1 | FALSE | 1 | 1 | 1 | FALSE | 1
PG&E East Kern Study Area | Shafter | 115 | [28 empty] | 1 | 1 |  |  |  |  | 1 | [6 empty] | 0 | 0 | 0 | 0 | 0 | 0 | 0 | 0 | 0 | 0 | 0 | 2.6 | 0 | 0 | 0 | 0 | 1 | 2 | 0 | 2 | 0 | 0 | 1 | -743.023 | -1089.8109 | -634.0295 | Morro Bay-Templeton 230kV Line | Morro Bay-Templeton 230kV Line | Morro Bay-Templeton 230kV Line | 1 | 0 | 1 | 0 | 0 | 1 | -4.333 | -351.1209 | -634.0295 | Morro Bay-Templeton 230kV Line | Morro Bay-Templeton 230kV Line | Morro Bay-Templeton 230kV Line |  | 3 | 3 | FALSE | 3 | 2 | 2 | FALSE | 2
PG&E North of Greater Bay Study Area | Shilo III | 230 | 0 | 0 | 0 | 0 | 0 | 0 | 0 | 0 | 0 | 0 | 0 | 0 | 0 | 0 | 0 | 0 | 0 | 0 | 0 | 0 | 0 | 0 | 1 | 0 | 0 | 0 | 0 | 1 | 0 | 0 | 0 | 0 | 0 | 0 | 0 | 0 | 0 | 0 | 0 | 0 | 0 | 0 | 0 | 0 | 0 | 0 | 0 | 0 | 0 | 0 | 0 | 0 | 0 | 0 | 0 | 0 | 0 | 0 | 2 | 0 | 1 | 0 | 0 | 0 | -1762.084 | -893.2408 | 458.687 | Cortina -Vaca-Dixon 230kV Line | Cortina -Vaca-Dixon 230kV Line | Cortina -Vaca-Dixon 230kV Line | 0 | 0 | 0 | 0 | 0 | 0 | 1076.3815 | 1945.2247 | 458.687 | Cortina -Vaca-Dixon 230kV Line | Cortina -Vaca-Dixon 230kV Line | Cortina -Vaca-Dixon 230kV Line |  | 3 | 1 | YES | 1* | 1 | 1 | FALSE | 1
SDG&E Study Area | Silvergate | 230 | [16 empty] | 1 | 1 | 1 | [22 empty] | 0 | 0 | 0 | 0 | 0 | 0 | 0 | 0 | 0 | 0 | 0 | 0 | 0 | 0 | 150 | 0 | 1 | 3 | 0 | 3 | 0 | 0 | 0 | -1662.48 | -735.87 | 1468.83 | Encina-San Luis Rey Constraint | Encina-San Luis Rey Constraint | San Diego Internal Constraint | 0 | 0 | 0 | 0 | 0 | 0 | 1055.62 | 1770.17 | 1742.83 | San Diego Internal Constraint | San Diego Internal Constraint | San Diego Internal Constraint |  | 3 | 1 | YES | 1* | 1 | 1 | FALSE | 1
PG&E East Kern Study Area | Sisquoc | 115 | [28 empty] | 1 | 1 |  |  |  | 1 | 1 |  | 1 | 1 |  |  |  | 0 | 0 | 0 | 0 | 0 | 0 | 0 | 0 | 0 | 0 | 0 | 0 | 0 | 0 | 10 | 0 | 1 | 2 | 2 | 2 | 2 | 0 | 1 | -1029.017 | -1512.0294 | -634.0295 | Moss Landing-Los Banos 230kV | Moss Landing-Los Banos 230kV | Morro Bay-Templeton 230kV Line | 1 | 2 | 1 | 2 | 0 | 1 | -1029.017 | -1512.0294 | -634.0295 | Moss Landing-Los Banos 230kV | Moss Landing-Los Banos 230kV | Morro Bay-Templeton 230kV Line |  | 3 | 3 | FALSE | 3 | 2 | 2 | FALSE | 2
East of Pisgah Study Area | Sloan Canyon (fka Bob) | 230 | [11 empty] | 1 | 1 | [28 empty] | 0 | 0 | 0 | 0 | 0 | 310 | 0 | 0 | 0 | 0 | 0 | 0 | 0 | 0 | 0 | 0 | 1 | 0 | 1 | 0 | 1 | 0 | 0 | -425.309 | -316.445 | 162.1 | GLW-VEA Area Constraint | GLW-VEA Area Constraint | GLW-VEA Area Constraint | 0 | 1 | 0 | 1 | 0 | 0 | -425.309 | -316.445 | 162.1 | GLW-VEA Area Constraint | GLW-VEA Area Constraint | GLW-VEA Area Constraint |  | 2 | 2 | FALSE | 2 | 1 | 1 | FALSE | 1
PG&E East Kern Study Area | Smyrna | 115 | [28 empty] | 1 | 1 |  |  |  |  | 1 |  | 1 | 1 |  |  |  | 0 | 0 | 0 | 0 | 0 | 0 | 0 | 0 | 0 | 0 | 0 | 0 | 0 | 0 | 0 | 0 | 0 | 2 | 2 | 2 | 2 | 0 | 1 | -1029.017 | -1512.0294 | -634.0295 | Moss Landing-Los Banos 230kV | Moss Landing-Los Banos 230kV | Morro Bay-Templeton 230kV Line | 1 | 2 | 1 | 2 | 0 | 1 | -1029.017 | -1512.0294 | -634.0295 | Moss Landing-Los Banos 230kV | Moss Landing-Los Banos 230kV | Morro Bay-Templeton 230kV Line |  | 3 | 3 | FALSE | 3 | 2 | 2 | FALSE | 2
PG&E East Kern Study Area | Solar SS | 230 | [36 empty] | 1 | 1 |  |  |  | 0 | 0 | 0 | 0 | 0 | 0 | 0 | 0 | 0 | 0 | 0 | 0 | 130 | 0 | 0 | 0 | 1 | 0 | 2 | 0 | 2 | 0 | 0 | -1029.017 | -1512.0294 | 135.959 | Moss Landing-Los Banos 230kV | Moss Landing-Los Banos 230kV | Moss Landing-Los Banos 230kV | 0 | 2 | 0 | 2 | 0 | 0 | -1029.017 | -1512.0294 | 135.959 | Moss Landing-Los Banos 230kV | Moss Landing-Los Banos 230kV | Moss Landing-Los Banos 230kV |  | 2 | 2 | FALSE | 2 | 1 | 1 | FALSE | 1
PG&E East Kern Study Area | Solar SW | 230 | [28 empty] | 1 |  |  |  |  | 1 | [7 empty] | 0 | 0 | 0 | 0 | 0 | 0 | 0 | 0 | 0 | 0 | 0 | 0 | 0 | 0 | 0 | 0 | 0 | 1 | 0 | 1 | 0 | 0 | 0 | -196.833 | -519.9609 | 855.3705 | Midway – Gates 230kV Line | Midway – Gates 230kV Line | Midway – Gates 230kV Line | 0 | 0 | 0 | 0 | 0 | 0 | 2939.807 | 2616.6791 | 855.3705 | Midway – Gates 230kV Line | Midway – Gates 230kV Line | Midway – Gates 230kV Line |  | 3 | 1 | YES | 1* | 1 | 1 | FALSE | 1
SCE Northern Area | Springville | 230 | 1 |  | 1 | 1 | [37 empty] | 0 | 0 | 0 | 0 | 3 | 0 | 0 | 0 | 0 | 0 | 0 | 0 | 200 | 0 | 0 | 0 | 1 | 0 | 0 | 0 | 0 | 0 | 0 | 87.3184 | 151.37 | 400.6361 | Antelope – Vincent Constraint | South of Magunden Constraint | South of Magunden Constraint | 0 | 0 | 0 | 0 | 0 | 0 | 87.3184 | 151.37 | 400.6361 | Antelope – Vincent Constraint | South of Magunden Constraint | South of Magunden Constraint |  | 1 | 1 | FALSE | 1 | 1 | 1 | FALSE | 1
PG&E North of Greater Bay Study Area | Stagg | 230 | [22 empty] | 1 | [18 empty] | 0 | 0 | 0 | 0 | 0 | 0 | 0 | 0 | 0 | 0 | 0 | 0 | 0 | 0 | 0 | 0 | 0 | 1 | 0 | 1 | 0 | 0 | 0 | -1762.084 | -893.2408 | 458.687 | Cortina -Vaca-Dixon 230kV Line | Cortina -Vaca-Dixon 230kV Line | Cortina -Vaca-Dixon 230kV Line | 0 | 0 | 0 | 0 | 0 | 0 | 1076.3815 | 1945.2247 | 458.687 | Cortina -Vaca-Dixon 230kV Line | Cortina -Vaca-Dixon 230kV Line | Cortina -Vaca-Dixon 230kV Line |  | 3 | 1 | YES | 1* | 1 | 1 | FALSE | 1
PG&E East Kern Study Area | Stockdale | 230 | [28 empty] | 1 | [12 empty] | 0 | 0 | 0 | 0 | 0 | 0 | 0 | 0 | 0 | 0 | 0 | 0 | 0 | 0 | 0 | 0 | 0 | 1 | 0 | 1 | 0 | 0 | 0 | -196.833 | -519.9609 | 855.3705 | Midway – Gates 230kV Line | Midway – Gates 230kV Line | Midway – Gates 230kV Line | 0 | 0 | 0 | 0 | 0 | 0 | 2939.807 | 2616.6791 | 855.3705 | Midway – Gates 230kV Line | Midway – Gates 230kV Line | Midway – Gates 230kV Line |  | 3 | 1 | YES | 1* | 1 | 1 | FALSE | 1
PG&E Fresno Study Area | Stockdale A | 230 | [29 empty] | 1 |  |  |  |  | 1 | [6 empty] | 0 | 0 | 0 | 0 | 0 | 0 | 0 | 0 | 0 | 0 | 0 | 0 | 0 | 0 | 0 | 0 | 0 | 1 | 0 | 1 | 0 | 0 | 1 | -743.023 | -1089.8109 | -634.0295 | Morro Bay-Templeton 230kV Line | Morro Bay-Templeton 230kV Line | Morro Bay-Templeton 230kV Line | 1 | 0 | 1 | 0 | 0 | 1 | -4.333 | -351.1209 | -634.0295 | Morro Bay-Templeton 230kV Line | Morro Bay-Templeton 230kV Line | Morro Bay-Templeton 230kV Line |  | 3 | 3 | FALSE | 3 | 2 | 2 | FALSE | 2
PG&E North of Greater Bay Study Area | Summit | 115 | 0 | 0 | 0 | 0 | 0 | 0 | 0 | 0 | 0 | 0 | 0 | 0 | 0 | 0 | 0 | 0 | 0 | 0 | 0 | 0 | 0 | 0 | 1 | 0 | 0 | 0 | 0 | 0 | 0 | 0 | 0 | 0 | 0 | 0 | 0 | 0 | 0 | 0 | 0 | 0 | 0 | 0 | 0 | 0 | 40 | 0 | 0 | 0 | 0 | 0 | 0 | 0 | 0 | 0 | 0 | 0 | 0 | 1 | 1 | 0 | 1 | 0 | 0 | 0 | -1762.084 | -893.2408 | 458.687 | Cortina -Vaca-Dixon 230kV Line | Cortina -Vaca-Dixon 230kV Line | Cortina -Vaca-Dixon 230kV Line | 0 | 0 | 0 | 0 | 0 | 0 | 1076.3815 | 1945.2247 | 458.687 | Cortina -Vaca-Dixon 230kV Line | Cortina -Vaca-Dixon 230kV Line | Cortina -Vaca-Dixon 230kV Line |  | 3 | 1 | YES | 1* | 1 | 1 | FALSE | 1
SDG&E Study Area | Suncrest | 500 | [16 empty] | 1 |  | 1 | [22 empty] | 0 | 0 | 0 | 0 | 0 | 0 | 0 | 0 | 0 | 0 | 0 | 0 | 0 | 0 | 0 | 0 | 0 | 2 | 0 | 2 | 0 | 0 | 0 | -1662.48 | -735.87 | 4123.09 | Encina-San Luis Rey Constraint | Encina-San Luis Rey Constraint | Encina-San Luis Rey Constraint | 0 | 0 | 0 | 0 | 0 | 0 | 2055.52 | 2982.13 | 4123.09 | Encina-San Luis Rey Constraint | Encina-San Luis Rey Constraint | Encina-San Luis Rey Constraint |  | 3 | 1 | YES | 1* | 1 | 1 | FALSE | 1
SDG&E Study Area | Suncrest | 230 | [16 empty] | 1 |  | 1 | [22 empty] | 0 | 0 | 0 | 0 | 0 | 0 | 0 | 0 | 0 | 0 | 0 | 0 | 0 | 0 | 0 | 0 | 0 | 2 | 0 | 2 | 0 | 0 | 0 | -1662.48 | -735.87 | 4123.09 | Encina-San Luis Rey Constraint | Encina-San Luis Rey Constraint | Encina-San Luis Rey Constraint | 0 | 0 | 0 | 0 | 0 | 0 | 2055.52 | 2982.13 | 4123.09 | Encina-San Luis Rey Constraint | Encina-San Luis Rey Constraint | Encina-San Luis Rey Constraint |  | 3 | 1 | YES | 1* | 1 | 1 | FALSE | 1
SDG&E Study Area | Sycamore | 230 | [16 empty] | 1 | 1 | 1 | [22 empty] | 0 | 0 | 0 | 0 | 0 | 0 | 0 | 0 | 0 | 0 | 0 | 0 | 0 | 0 | 0 | 500 | 1 | 3 | 0 | 3 | 0 | 0 | 0 | -1662.48 | -735.87 | 1468.83 | Encina-San Luis Rey Constraint | Encina-San Luis Rey Constraint | San Diego Internal Constraint | 0 | 0 | 0 | 0 | 0 | 0 | 1055.62 | 1770.17 | 1742.83 | San Diego Internal Constraint | San Diego Internal Constraint | San Diego Internal Constraint |  | 3 | 1 | YES | 1* | 1 | 1 | FALSE | 1
SDG&E Study Area | Sycamore | 138 | [16 empty] | 1 | 1 | 1 | [22 empty] | 0 | 0 | 0 | 0 | 0 | 0 | 0 | 0 | 0 | 0 | 0 | 0 | 0 | 0 | 400 | 0 | 1 | 3 | 0 | 3 | 0 | 0 | 0 | -1662.48 | -735.87 | 1468.83 | Encina-San Luis Rey Constraint | Encina-San Luis Rey Constraint | San Diego Internal Constraint | 0 | 0 | 0 | 0 | 0 | 0 | 1055.62 | 1770.17 | 1742.83 | San Diego Internal Constraint | San Diego Internal Constraint | San Diego Internal Constraint |  | 3 | 1 | YES | 1* | 1 | 1 | FALSE | 1
SCE Northern Area | Sylmar | 230 |  |  |  | 1 | [37 empty] | 0 | 0 | 0 | 0 | 0 | 0 | 0 | 0 | 0 | 0 | 0 | 0 | 0 | 0 | 0 | 0 | 0 | 0 | 0 | 0 | 0 | 0 | 0 | 1175.4089 | 1917.2586 | 2472.4241 | Laguna Bell – Mesa Constraint | Laguna Bell – Mesa Constraint | Laguna Bell – Mesa Constraint | 0 | 0 | 0 | 0 | 0 | 0 | 1175.4089 | 1917.2586 | 2472.4241 | Laguna Bell – Mesa Constraint | Laguna Bell – Mesa Constraint | Laguna Bell – Mesa Constraint |  | 1 | 1 | FALSE | 1 | 1 | 1 | FALSE | 1
PG&E North of Greater Bay Study Area | Table Mountain | 115 | [22 empty] | 1 | [18 empty] | 0 | 0 | 0 | 0 | 1 | 0 | 0 | 0 | 0 | 0 | 0 | 3 | 0 | 0 | 0 | 0 | 1 | 1 | 0 | 1 | 0 | 0 | 0 | -1762.084 | -893.2408 | 458.687 | Cortina -Vaca-Dixon 230kV Line | Cortina -Vaca-Dixon 230kV Line | Cortina -Vaca-Dixon 230kV Line | 0 | 0 | 0 | 0 | 0 | 0 | 1076.3815 | 1945.2247 | 458.687 | Cortina -Vaca-Dixon 230kV Line | Cortina -Vaca-Dixon 230kV Line | Cortina -Vaca-Dixon 230kV Line |  | 3 | 1 | YES | 1* | 1 | 1 | FALSE | 1
PG&E East Kern Study Area | Taft | 115 | [28 empty] | 1 | 1 |  |  |  |  | 1 |  | 1 | 1 |  |  |  | 0 | 0 | 0 | 0 | 0 | 0 | 0 | 0 | 0 | 0 | 0 | 3.17 | 0 | 0 | 3 | 0 | 1 | 2 | 2 | 2 | 2 | 0 | 1 | -1029.017 | -1512.0294 | -634.0295 | Moss Landing-Los Banos 230kV | Moss Landing-Los Banos 230kV | Morro Bay-Templeton 230kV Line | 1 | 2 | 1 | 2 | 0 | 1 | -1029.017 | -1512.0294 | -634.0295 | Moss Landing-Los Banos 230kV | Moss Landing-Los Banos 230kV | Morro Bay-Templeton 230kV Line |  | 3 | 3 | FALSE | 3 | 2 | 2 | FALSE | 2
SDG&E Study Area | Talega | 230 | [20 empty] | 1 | [20 empty] | 0 | 0 | 0 | 0 | 0 | 0 | 0 | 0 | 0 | 0 | 0 | 0 | 0 | 0 | 0 | 0 | 0 | 0 | 0 | 0 | 0 | 0 | 0 | 200 | 325 | 700 | Orange County Area | Orange County Area | Orange County Area | 0 | 0 | 0 | 0 | 0 | 0 | 200 | 325 | 700 | Orange County Area | Orange County Area | Orange County Area |  | 1 | 1 | FALSE | 1 | 1 | 1 | FALSE | 1
PG&E East Kern Study Area | Temblor | 115 | [28 empty] | 1 |  |  |  |  | 1 |  |  | 1 |  |  |  |  | 0 | 0 | 0 | 0 | 0 | 0 | 0 | 0 | 0 | 0 | 0 | 0 | 0 | 0 | 0 | 0 | 0 | 1 | 1 | 1 | 1 | 0 | 0 | -854.567 | -1224.0074 | 212.3626 | Los Bano-Gates #1 500kV line | Los Bano-Gates #1 500kV line | Los Bano-Gates #1 500kV line | 0 | 1 | 0 | 1 | 0 | 0 | -854.567 | -1224.0074 | 212.3626 | Los Bano-Gates #1 500kV line | Los Bano-Gates #1 500kV line | Los Bano-Gates #1 500kV line |  | 3 | 2 | YES | 2* | 1 | 1 | FALSE | 1
PG&E East Kern Study Area | Templeton | 115 | [37 empty] | 1 |  |  |  | 0 | 0 | 0 | 0 | 0 | 0 | 0 | 0 | 0 | 0 | 0 | 0 | 0 | 0 | 0 | 0 | 0 | 0 | 1 | 0 | 1 | 0 | 0 | -1029.017 | -1512.0294 | 135.959 | Moss Landing-Los Banos 230kV | Moss Landing-Los Banos 230kV | Moss Landing-Los Banos 230kV | 0 | 1 | 0 | 1 | 0 | 0 | -1029.017 | -1512.0294 | 135.959 | Moss Landing-Los Banos 230kV | Moss Landing-Los Banos 230kV | Moss Landing-Los Banos 230kV |  | 2 | 2 | FALSE | 2 | 1 | 1 | FALSE | 1
PG&E East Kern Study Area | Templeton | 230 | [28 empty] | 1 | 1 | 1 |  |  | 1 | 1 |  | 1 | 1 |  |  |  | 0 | 0 | 0 | 0 | 0 | 74.8 | 0 | 0 | 0 | 0 | 0 | 0 | 0 | 0 | 0 | 0 | 1 | 2 | 3 | 2 | 3 | 0 | 1 | -1029.017 | -1512.0294 | -634.0295 | Moss Landing-Los Banos 230kV | Moss Landing-Los Banos 230kV | Morro Bay-Templeton 230kV Line | 1 | 3 | 1 | 3 | 0 | 1 | -1029.017 | -1512.0294 | -634.0295 | Moss Landing-Los Banos 230kV | Moss Landing-Los Banos 230kV | Morro Bay-Templeton 230kV Line |  | 3 | 3 | FALSE | 3 | 2 | 2 | FALSE | 2
PG&E North of Greater Bay Study Area | Tesla | 115 | [22 empty] | 1 | [18 empty] | 0 | 0 | 0 | 0 | 0 | 0 | 0 | 0 | 0 | 0 | 0 | 0 | 0 | 0 | 0 | 0 | 0 | 1 | 0 | 1 | 0 | 0 | 0 | -1762.084 | -893.2408 | 458.687 | Cortina -Vaca-Dixon 230kV Line | Cortina -Vaca-Dixon 230kV Line | Cortina -Vaca-Dixon 230kV Line | 0 | 0 | 0 | 0 | 0 | 0 | 1076.3815 | 1945.2247 | 458.687 | Cortina -Vaca-Dixon 230kV Line | Cortina -Vaca-Dixon 230kV Line | Cortina -Vaca-Dixon 230kV Line |  | 3 | 1 | YES | 1* | 1 | 1 | FALSE | 1
PG&E North of Greater Bay Study Area | Tesla | 230 | [22 empty] | 1 | [18 empty] | 0 | 0 | 0 | 0 | 0 | 80 | 5 | 0 | 0 | 0 | 0 | 0 | 0 | 0 | 400 | 0 | 1 | 1 | 0 | 1 | 0 | 0 | 0 | -1762.084 | -893.2408 | 458.687 | Cortina -Vaca-Dixon 230kV Line | Cortina -Vaca-Dixon 230kV Line | Cortina -Vaca-Dixon 230kV Line | 0 | 0 | 0 | 0 | 0 | 0 | 1076.3815 | 1945.2247 | 458.687 | Cortina -Vaca-Dixon 230kV Line | Cortina -Vaca-Dixon 230kV Line | Cortina -Vaca-Dixon 230kV Line |  | 3 | 1 | YES | 1* | 1 | 1 | FALSE | 1
PG&E North of Greater Bay Study Area | Tesla | 500 | [22 empty] | 1 | [18 empty] | 0 | 0 | 0 | 0 | 0 | 330 | 20 | 0 | 0 | 0 | 0 | 0 | 400 | 10 | 0 | 0 | 1 | 1 | 0 | 1 | 0 | 0 | 0 | -1762.084 | -893.2408 | 458.687 | Cortina -Vaca-Dixon 230kV Line | Cortina -Vaca-Dixon 230kV Line | Cortina -Vaca-Dixon 230kV Line | 0 | 0 | 0 | 0 | 0 | 0 | 1076.3815 | 1945.2247 | 458.687 | Cortina -Vaca-Dixon 230kV Line | Cortina -Vaca-Dixon 230kV Line | Cortina -Vaca-Dixon 230kV Line |  | 3 | 1 | YES | 1* | 1 | 1 | FALSE | 1
PG&E East Kern Study Area | Tevis | 115 | [28 empty] | 1 | 1 |  |  |  |  | 1 | [6 empty] | 0 | 0 | 0 | 0 | 0 | 0 | 0 | 0 | 0 | 0 | 0 | 0 | 0 | 0 | 0 | 0 | 0 | 2 | 0 | 2 | 0 | 0 | 1 | -743.023 | -1089.8109 | -634.0295 | Morro Bay-Templeton 230kV Line | Morro Bay-Templeton 230kV Line | Morro Bay-Templeton 230kV Line | 1 | 0 | 1 | 0 | 0 | 1 | -4.333 | -351.1209 | -634.0295 | Morro Bay-Templeton 230kV Line | Morro Bay-Templeton 230kV Line | Morro Bay-Templeton 230kV Line |  | 3 | 3 | FALSE | 3 | 2 | 2 | FALSE | 2
PG&E North of Greater Bay Study Area | Thermalito | 230 | [22 empty] | 1 | [18 empty] | 0 | 0 | 0 | 0 | 0 | 0 | 0 | 0 | 0 | 0 | 0 | 0 | 0 | 0 | 0 | 0 | 0 | 1 | 0 | 1 | 0 | 0 | 0 | -1762.084 | -893.2408 | 458.687 | Cortina -Vaca-Dixon 230kV Line | Cortina -Vaca-Dixon 230kV Line | Cortina -Vaca-Dixon 230kV Line | 0 | 0 | 0 | 0 | 0 | 0 | 1076.3815 | 1945.2247 | 458.687 | Cortina -Vaca-Dixon 230kV Line | Cortina -Vaca-Dixon 230kV Line | Cortina -Vaca-Dixon 230kV Line |  | 3 | 1 | YES | 1* | 1 | 1 | FALSE | 1
SDG&E Study Area | Trabuco | 138 | 0 | 0 | 0 | 0 | 0 | 0 | 0 | 0 | 0 | 0 | 0 | 0 | 0 | 0 | 0 | 0 | 0 | 0 | 0 | 0 | 1 | 0 | 0 | 0 | 0 | 0 | 0 | 0 | 0 | 0 | 0 | 0 | 0 | 0 | 0 | 0 | 0 | 0 | 0 | 0 | 0 | 0 | 0 | 0 | 0 | 0 | 0 | 0 | 0 | 0 | 0 | 0 | 0 | 0 | 0 | 0 | 0 | 0 | 0 | 0 | 0 | 0 | 0 | 0 | 200 | 325 | 700 | Orange County Area | Orange County Area | Orange County Area | 0 | 0 | 0 | 0 | 0 | 0 | 200 | 325 | 700 | Orange County Area | Orange County Area | Orange County Area |  | 1 | 1 | FALSE | 1 | 1 | 1 | FALSE | 1
PG&E Fresno Study Area | Tranquility | 230 | [29 empty] | 1 | 1 | 1 | 1 |  | 1 | 1 | 1 | 1 | 1 |  | 1 | 0 | 0 | 0 | 0 | 0 | 0 | 0 | 0 | 0 | 0 | 0 | 0 | 400 | 500 | 472 | 0 | 1 | 2 | 6 | 2 | 6 | 2 | 1 | -1029.017 | -1512.0294 | -634.0295 | Moss Landing-Los Banos 230kV | Moss Landing-Los Banos 230kV | Morro Bay-Templeton 230kV Line | 2 | 6 | 2 | 6 | 1 | 1 | -1029.017 | -1512.0294 | -634.0295 | Moss Landing-Los Banos 230kV | Moss Landing-Los Banos 230kV | Morro Bay-Templeton 230kV Line |  | 3 | 3 | FALSE | 3 | 3 | 3 | FALSE | 3
East of Pisgah Study Area | Trout Canyon (fka Crazy Eyes) | 230 | [11 empty] | 1 | 1 | [28 empty] | 0 | 0 | 0 | 0 | 0 | 0 | 0 | 0 | 0 | 0 | 0 | 0 | 650 | 806 | 570 | 0 | 1 | 0 | 1 | 0 | 1 | 0 | 0 | -425.309 | -316.445 | 162.1 | GLW-VEA Area Constraint | GLW-VEA Area Constraint | GLW-VEA Area Constraint | 0 | 1 | 0 | 1 | 0 | 0 | -425.309 | -316.445 | 162.1 | GLW-VEA Area Constraint | GLW-VEA Area Constraint | GLW-VEA Area Constraint |  | 2 | 2 | FALSE | 2 | 1 | 1 | FALSE | 1
PG&E North of Greater Bay Study Area | Tulucay | 230 | [22 empty] | 1 |  |  |  |  | 1 | [13 empty] | 0 | 0 | 0 | 0 | 0 | 0 | 0 | 0 | 0 | 0 | 0 | 1.78 | 0 | 0 | 0 | 0 | 1 | 2 | 0 | 1 | 0 | 0 | 0 | -1762.084 | -893.2408 | 458.687 | Cortina -Vaca-Dixon 230kV Line | Cortina -Vaca-Dixon 230kV Line | Cortina -Vaca-Dixon 230kV Line | 0 | 0 | 0 | 0 | 0 | 0 | 1076.3815 | 1945.2247 | 458.687 | Cortina -Vaca-Dixon 230kV Line | Cortina -Vaca-Dixon 230kV Line | Cortina -Vaca-Dixon 230kV Line |  | 3 | 1 | YES | 1* | 1 | 1 | FALSE | 1
PG&E East Kern Study Area | Tupman | 115 | [28 empty] | 1 | 1 |  |  |  |  | 1 |  | 1 | 1 |  |  |  | 0 | 0 | 0 | 0 | 0 | 0 | 0 | 0 | 0 | 0 | 0 | 0 | 0 | 0 | 0 | 0 | 0 | 2 | 2 | 2 | 2 | 0 | 1 | -1029.017 | -1512.0294 | -634.0295 | Moss Landing-Los Banos 230kV | Moss Landing-Los Banos 230kV | Morro Bay-Templeton 230kV Line | 1 | 2 | 1 | 2 | 0 | 1 | -1029.017 | -1512.0294 | -634.0295 | Moss Landing-Los Banos 230kV | Moss Landing-Los Banos 230kV | Morro Bay-Templeton 230kV Line |  | 3 | 3 | FALSE | 3 | 2 | 2 | FALSE | 2
PG&E North of Greater Bay Study Area | UltraPower Chinese Station | 115 | [22 empty] | 1 |  |  | 1 | 1 | [14 empty] | 0 | 0 | 0 | 0 | 2 | 0 | 0 | 0 | 0 | 0 | 0 | 0 | 0 | 0 | 0 | 0 | 1 | 1 | 0 | 1 | 0 | 0 | 0 | -1762.084 | -893.2408 | 249 | Cortina -Vaca-Dixon 230kV Line | Cortina -Vaca-Dixon 230kV Line | Melones-Tulloch 115 kV Line | 0 | 0 | 0 | 0 | 0 | 0 | 106.3 | 111.3 | 249 | Melones-Tulloch 115 kV Line | Melones-Tulloch 115 kV Line | Melones-Tulloch 115 kV Line |  | 3 | 1 | YES | 1* | 1 | 1 | FALSE | 1
PG&E North of Greater Bay Study Area | Vaca Dixon | 500 | [22 empty] | 1 |  |  |  |  | 1 | 1 | [12 empty] | 0 | 0 | 0 | 0 | 0 | 0 | 0 | 0 | 0 | 0 | 0 | 0 | 0 | 0 | 0 | 0 | 0 | 3 | 0 | 2 | 0 | 0 | 0 | -1762.084 | -893.2408 | 458.687 | Cortina -Vaca-Dixon 230kV Line | Cortina -Vaca-Dixon 230kV Line | Cortina -Vaca-Dixon 230kV Line | 0 | 0 | 0 | 0 | 0 | 0 | 1076.3815 | 1945.2247 | 458.687 | Cortina -Vaca-Dixon 230kV Line | Cortina -Vaca-Dixon 230kV Line | Cortina -Vaca-Dixon 230kV Line |  | 3 | 1 | YES | 1* | 1 | 1 | FALSE | 1
PG&E North of Greater Bay Study Area | Vaca Dixon | 115 | [22 empty] | 1 |  |  |  |  | 1 | [13 empty] | 0 | 0 | 0 | 0 | 0 | 0 | 0 | 0 | 0 | 0 | 0 | 0 | 5 | 20 | 135 | 0 | 1 | 2 | 0 | 1 | 0 | 0 | 0 | -1762.084 | -893.2408 | 458.687 | Cortina -Vaca-Dixon 230kV Line | Cortina -Vaca-Dixon 230kV Line | Cortina -Vaca-Dixon 230kV Line | 0 | 0 | 0 | 0 | 0 | 0 | 1076.3815 | 1945.2247 | 458.687 | Cortina -Vaca-Dixon 230kV Line | Cortina -Vaca-Dixon 230kV Line | Cortina -Vaca-Dixon 230kV Line |  | 3 | 1 | YES | 1* | 1 | 1 | FALSE | 1
SCE Eastern Study Area | Valley | 500 | [10 empty] | 1 | [30 empty] | 0 | 0 | 0 | 0 | 0 | 0 | 0 | 0 | 0 | 0 | 0 | 0 | 0 | 0 | 690 | 0 | 1 | 1 | 0 | 1 | 0 | 0 | 0 | -4035.3255 | -1206.9027 | 9115.1596 | Serrano – Alberhill – Valley 500 kV Constraint | Serrano – Alberhill – Valley 500 kV Constraint | Serrano – Alberhill – Valley 500 kV Constraint | 1 | 0 | 0 | 0 | 0 | 0 | -387.3255 | 2441.0973 | 9115.1596 | Serrano – Alberhill – Valley 500 kV Constraint | Serrano – Alberhill – Valley 500 kV Constraint | Serrano – Alberhill – Valley 500 kV Constraint |  | 3 | 3 | FALSE | 3 | 1 | 1 | FALSE | 1
East of Pisgah Study Area | Valley (VEA) | 138 | [11 empty] | 1 | 1 | [28 empty] | 0 | 0 | 0 | 0 | 0 | 0 | 0 | 0 | 0 | 0 | 0 | 0 | 50 | 0 | 40 | 0 | 1 | 0 | 1 | 0 | 1 | 0 | 0 | -425.309 | -316.445 | 162.1 | GLW-VEA Area Constraint | GLW-VEA Area Constraint | GLW-VEA Area Constraint | 0 | 1 | 0 | 1 | 0 | 0 | -425.309 | -316.445 | 162.1 | GLW-VEA Area Constraint | GLW-VEA Area Constraint | GLW-VEA Area Constraint |  | 2 | 2 | FALSE | 2 | 1 | 1 | FALSE | 1
SCE Northern Area | Vestal | 230 | 1 |  | 1 | 1 | [37 empty] | 0 | 0 | 0 | 0 | 0 | 0 | 0 | 0 | 0 | 0 | 0 | 0 | 350 | 511.13 | 350 | 0 | 1 | 0 | 0 | 0 | 0 | 0 | 0 | 87.3184 | 151.37 | 400.6361 | Antelope – Vincent Constraint | South of Magunden Constraint | South of Magunden Constraint | 0 | 0 | 0 | 0 | 0 | 0 | 87.3184 | 151.37 | 400.6361 | Antelope – Vincent Constraint | South of Magunden Constraint | South of Magunden Constraint |  | 1 | 1 | FALSE | 1 | 1 | 1 | FALSE | 1
SCE North of Lugo (NOL) Study Area | Victor | 230 | [6 empty] | 1 | 1 | [33 empty] | 0 | 0 | 0 | 0 | 0 | 0 | 0 | 0 | 0 | 0 | 0 | 2 | 100 | 0 | 50 | 0 | 1 | 0 | 0 | 0 | 0 | 0 | 0 | 14.3 | 179.56 | 896.2741 | Victor-Lugo Constraint | Victor-Lugo Constraint | Victor-Lugo Constraint | 0 | 0 | 0 | 0 | 0 | 0 | 14.3 | 179.56 | 896.2741 | Victor-Lugo Constraint | Victor-Lugo Constraint | Victor-Lugo Constraint |  | 1 | 1 | FALSE | 1 | 1 | 1 | FALSE | 1
SCE North of Lugo (NOL) Study Area | Victor | 115 | [6 empty] | 1 | 1 | [33 empty] | 0 | 0 | 0 | 0 | 0 | 0 | 0 | 0 | 0 | 0 | 0 | 0 | 0 | 0 | 0 | 0 | 0 | 0 | 0 | 0 | 0 | 0 | 0 | 14.3 | 179.56 | 896.2741 | Victor-Lugo Constraint | Victor-Lugo Constraint | Victor-Lugo Constraint | 0 | 0 | 0 | 0 | 0 | 0 | 14.3 | 179.56 | 896.2741 | Victor-Lugo Constraint | Victor-Lugo Constraint | Victor-Lugo Constraint |  | 1 | 1 | FALSE | 1 | 1 | 1 | FALSE | 1
SCE Metro Study Area | Viejo | 230 |  |  |  |  | 1 | [36 empty] | 0 | 0 | 0 | 0 | 0 | 0 | 0 | 0 | 0 | 0 | 0 | 0 | 0 | 0 | 0 | 0 | 0 | 0 | 0 | 0 | 0 | 0 | 0 | 2468.52 | 3273.86 | 5693.68 | SCE Metro Area | SCE Metro Area | SCE Metro Area | 0 | 0 | 0 | 0 | 0 | 0 | 2468.52 | 3273.86 | 5693.68 | SCE Metro Area | SCE Metro Area | SCE Metro Area |  | 1 | 1 | FALSE | 1 | 1 | 1 | FALSE | 1
PG&E North of Greater Bay Study Area | Vierra | 115 | [22 empty] | 1 |  |  | 1 | 1 | [14 empty] | 0 | 0 | 0 | 0 | 0 | 0 | 0 | 0 | 0 | 0 | 0 | 0 | 0 | 0 | 0 | 0 | 0 | 1 | 0 | 1 | 0 | 0 | 0 | -1762.084 | -893.2408 | 249 | Cortina -Vaca-Dixon 230kV Line | Cortina -Vaca-Dixon 230kV Line | Melones-Tulloch 115 kV Line | 0 | 0 | 0 | 0 | 0 | 0 | 106.3 | 111.3 | 249 | Melones-Tulloch 115 kV Line | Melones-Tulloch 115 kV Line | Melones-Tulloch 115 kV Line |  | 3 | 1 | YES | 1* | 1 | 1 | FALSE | 1
SCE Metro Study Area | Villa Park | 230 |  |  |  |  | 1 | [36 empty] | 0 | 0 | 0 | 0 | 0 | 0 | 0 | 0 | 0 | 0 | 0 | 0 | 0 | 0 | 0 | 0 | 0 | 0 | 0 | 0 | 0 | 0 | 0 | 2468.52 | 3273.86 | 5693.68 | SCE Metro Area | SCE Metro Area | SCE Metro Area | 0 | 0 | 0 | 0 | 0 | 0 | 2468.52 | 3273.86 | 5693.68 | SCE Metro Area | SCE Metro Area | SCE Metro Area |  | 1 | 1 | FALSE | 1 | 1 | 1 | FALSE | 1
SCE Northern Area | Vincent | 230 |  |  |  | 1 | [37 empty] | 0 | 0 | 0 | 0 | 0 | 60.3 | 0 | 0 | 0 | 0 | 0 | 0 | 0 | 951 | 753.59 | 0 | 1 | 0 | 0 | 0 | 0 | 0 | 0 | 1175.4089 | 1917.2586 | 2472.4241 | Laguna Bell – Mesa Constraint | Laguna Bell – Mesa Constraint | Laguna Bell – Mesa Constraint | 0 | 0 | 0 | 0 | 0 | 0 | 1175.4089 | 1917.2586 | 2472.4241 | Laguna Bell – Mesa Constraint | Laguna Bell – Mesa Constraint | Laguna Bell – Mesa Constraint |  | 1 | 1 | FALSE | 1 | 1 | 1 | FALSE | 1
SCE Eastern Study Area | Vista | 230 | [10 empty] | 1 | [30 empty] | 0 | 0 | 0 | 0 | 2.6 | 0 | 0 | 0 | 0 | 0 | 0 | 0 | 0 | 0 | 200 | 0 | 1 | 1 | 0 | 1 | 0 | 0 | 0 | -4035.3255 | -1206.9027 | 9115.1596 | Serrano – Alberhill – Valley 500 kV Constraint | Serrano – Alberhill – Valley 500 kV Constraint | Serrano – Alberhill – Valley 500 kV Constraint | 1 | 0 | 0 | 0 | 0 | 0 | -387.3255 | 2441.0973 | 9115.1596 | Serrano – Alberhill – Valley 500 kV Constraint | Serrano – Alberhill – Valley 500 kV Constraint | Serrano – Alberhill – Valley 500 kV Constraint |  | 3 | 3 | FALSE | 3 | 1 | 1 | FALSE | 1
East of Pisgah Study Area | Vista (VEA) | 138 | 0 | 0 | 0 | 0 | 0 | 0 | 0 | 0 | 0 | 0 | 0 | 1 | 1 | 0 | 0 | 0 | 0 | 0 | 0 | 0 | 0 | 0 | 0 | 0 | 0 | 0 | 0 | 0 | 0 | 0 | 0 | 0 | 0 | 0 | 0 | 0 | 0 | 0 | 0 | 0 | 0 | 0 | 0 | 0 | 0 | 0 | 0 | 0 | 0 | 0 | 0 | 0 | 0 | 0 | 0 | 0 | 0 | 0 | 0 | 1 | 0 | 1 | 0 | 0 | -425.309 | -316.445 | 162.1 | GLW-VEA Area Constraint | GLW-VEA Area Constraint | GLW-VEA Area Constraint | 0 | 1 | 0 | 1 | 0 | 0 | -425.309 | -316.445 | 162.1 | GLW-VEA Area Constraint | GLW-VEA Area Constraint | GLW-VEA Area Constraint |  | 2 | 2 | FALSE | 2 | 1 | 1 | FALSE | 1
PG&E Fresno Study Area | Wahtoke | 115 | [40 empty] | 1 | 0 | 0 | 0 | 0 | 0 | 0 | 0 | 0 | 0 | 0 | 0 | 0 | 0 | 0 | 0 | 0 | 0 | 0 | 1 | 0 | 1 | 1 | 0 | -508.8 | -439.07 | -338.9969 | Moss Landing-Las Aguilas 230kV | Moss Landing-Las Aguilas 230kV | Moss Landing-Las Aguilas 230kV | 0 | 1 | 0 | 1 | 0 | 0 | -508.8 | -439.07 | 969.0031 | Moss Landing-Las Aguilas 230kV | Moss Landing-Las Aguilas 230kV | Moss Landing-Las Aguilas 230kV |  | 2 | 2 | FALSE | 2 | 3 | 1 | YES | 1*
SCE Metro Study Area | Walnut | 230 |  |  |  |  | 1 | [36 empty] | 0 | 0 | 0 | 0 | 0 | 0 | 0 | 0 | 0 | 0 | 0 | 0 | 0 | 0 | 200 | 0 | 1 | 0 | 0 | 0 | 0 | 0 | 0 | 2468.52 | 3273.86 | 5693.68 | SCE Metro Area | SCE Metro Area | SCE Metro Area | 0 | 0 | 0 | 0 | 0 | 0 | 2468.52 | 3273.86 | 5693.68 | SCE Metro Area | SCE Metro Area | SCE Metro Area |  | 1 | 1 | FALSE | 1 | 1 | 1 | FALSE | 1
PG&E Fresno Study Area | Westley | 230 | [29 empty] | 1 | 1 |  | 1 |  |  |  |  | 1 |  |  |  | 0 | 0 | 0 | 0 | 2 | 0 | 0 | 0 | 0 | 0 | 0 | 0 | 227 | 23 | 170 | 0 | 1 | 0 | 2 | 0 | 2 | 0 | 0 | -1029.017 | -1512.0294 | 135.959 | Moss Landing-Los Banos 230kV | Moss Landing-Los Banos 230kV | Moss Landing-Los Banos 230kV | 0 | 2 | 0 | 2 | 0 | 0 | -1029.017 | -1512.0294 | 135.959 | Moss Landing-Los Banos 230kV | Moss Landing-Los Banos 230kV | Moss Landing-Los Banos 230kV |  | 2 | 2 | FALSE | 2 | 1 | 1 | FALSE | 1
PG&E Fresno Study Area | West Fresno | 115 | [40 empty] | 1 | 0 | 0 | 0 | 0 | 0 | 0 | 0 | 0 | 0 | 0 | 0 | 0 | 0 | 0 | 0 | 0 | 0 | 0 | 1 | 0 | 1 | 1 | 0 | -508.8 | -439.07 | -338.9969 | Moss Landing-Las Aguilas 230kV | Moss Landing-Las Aguilas 230kV | Moss Landing-Las Aguilas 230kV | 0 | 1 | 0 | 1 | 0 | 0 | -508.8 | -439.07 | 969.0031 | Moss Landing-Las Aguilas 230kV | Moss Landing-Las Aguilas 230kV | Moss Landing-Las Aguilas 230kV |  | 2 | 2 | FALSE | 2 | 3 | 1 | YES | 1*
PG&E East Kern Study Area | Westpark | 115 | [28 empty] | 1 | 1 |  |  |  |  | 1 | [6 empty] | 0 | 0 | 0 | 0 | 0 | 0 | 0 | 0 | 0 | 0 | 0 | 0 | 0 | 0 | 0 | 0 | 0 | 2 | 0 | 2 | 0 | 0 | 1 | -743.023 | -1089.8109 | -634.0295 | Morro Bay-Templeton 230kV Line | Morro Bay-Templeton 230kV Line | Morro Bay-Templeton 230kV Line | 1 | 0 | 1 | 0 | 0 | 1 | -4.333 | -351.1209 | -634.0295 | Morro Bay-Templeton 230kV Line | Morro Bay-Templeton 230kV Line | Morro Bay-Templeton 230kV Line |  | 3 | 3 | FALSE | 3 | 2 | 2 | FALSE | 2
PG&E East Kern Study Area | Wheeler Ridge | 115 | [37 empty] | 1 |  |  |  | 0 | 0 | 0 | 0 | 0 | 0 | 0 | 0 | 0 | 0 | 0 | 2.4 | 100 | 75.321 | 90 | 0 | 1 | 0 | 1 | 0 | 1 | 0 | 0 | -1029.017 | -1512.0294 | 135.959 | Moss Landing-Los Banos 230kV | Moss Landing-Los Banos 230kV | Moss Landing-Los Banos 230kV | 0 | 1 | 0 | 1 | 0 | 0 | -1029.017 | -1512.0294 | 135.959 | Moss Landing-Los Banos 230kV | Moss Landing-Los Banos 230kV | Moss Landing-Los Banos 230kV |  | 2 | 2 | FALSE | 2 | 1 | 1 | FALSE | 1
PG&E East Kern Study Area | Wheeler Ridge | 230 | [28 empty] | 1 | 1 |  |  |  |  | 1 |  | 1 | 1 |  |  |  | 0 | 0 | 0 | 0 | 0 | 0 | 0 | 0 | 0 | 0 | 0 | 0 | 210 | 0 | 0 | 0 | 1 | 2 | 2 | 2 | 2 | 0 | 1 | -1029.017 | -1512.0294 | -634.0295 | Moss Landing-Los Banos 230kV | Moss Landing-Los Banos 230kV | Morro Bay-Templeton 230kV Line | 1 | 2 | 1 | 2 | 0 | 1 | -1029.017 | -1512.0294 | -634.0295 | Moss Landing-Los Banos 230kV | Moss Landing-Los Banos 230kV | Morro Bay-Templeton 230kV Line |  | 3 | 3 | FALSE | 3 | 2 | 2 | FALSE | 2
SCE Northern Area | Whirlwind | 500 |  |  | 1 | [38 empty] | 0 | 0 | 0 | 0 | 0 | 0 | 0 | 0 | 0 | 0 | 0 | 0 | 0 | 0 | 0 | 0 | 0 | 0 | 0 | 0 | 0 | 0 | 0 | 87.3184 | 278.8206 | 3249.253 | Antelope – Vincent Constraint | Antelope – Vincent Constraint | Antelope – Vincent Constraint | 0 | 0 | 0 | 0 | 0 | 0 | 87.3184 | 278.8206 | 3249.253 | Antelope – Vincent Constraint | Antelope – Vincent Constraint | Antelope – Vincent Constraint |  | 1 | 1 | FALSE | 1 | 1 | 1 | FALSE | 1
SCE Northern Area | Whirlwind | 230 |  |  | 1 | [38 empty] | 0 | 0 | 0 | 0 | 0 | 100.9 | 0 | 0 | 0 | 0 | 0 | 0 | 1059.8 | 589.195 | 986.62 | 500 | 1 | 0 | 0 | 0 | 0 | 0 | 0 | 87.3184 | 278.8206 | 3249.253 | Antelope – Vincent Constraint | Antelope – Vincent Constraint | Antelope – Vincent Constraint | 0 | 0 | 0 | 0 | 0 | 0 | 87.3184 | 278.8206 | 3249.253 | Antelope – Vincent Constraint | Antelope – Vincent Constraint | Antelope – Vincent Constraint |  | 1 | 1 | FALSE | 1 | 1 | 1 | FALSE | 1
SCE Northern Area | Windhub | 500 |  |  | 1 | [38 empty] | 0 | 0 | 0 | 0 | 0 | 0 | 0 | 0 | 0 | 0 | 0 | 0 | 780 | 0 | 0 | 0 | 1 | 0 | 0 | 0 | 0 | 0 | 0 | 87.3184 | 278.8206 | 3249.253 | Antelope – Vincent Constraint | Antelope – Vincent Constraint | Antelope – Vincent Constraint | 0 | 0 | 0 | 0 | 0 | 0 | 87.3184 | 278.8206 | 3249.253 | Antelope – Vincent Constraint | Antelope – Vincent Constraint | Antelope – Vincent Constraint |  | 1 | 1 | FALSE | 1 | 1 | 1 | FALSE | 1
SCE Northern Area | Windhub | 230 |  | 1 | 1 | [38 empty] | 0 | 0 | 0 | 0 | 0 | 180.9 | 0 | 0 | 0 | 0 | 0 | 0 | 845.7 | 863.3 | 1005.205 | 0 | 1 | 0 | 0 | 0 | 0 | 0 | 0 | 87.3184 | 278.8206 | 1294.679 | Antelope – Vincent Constraint | Antelope – Vincent Constraint | Windhub 500/230 kV Transformer Constraint | 0 | 0 | 0 | 0 | 0 | 0 | 87.3184 | 278.8206 | 1294.679 | Antelope – Vincent Constraint | Antelope – Vincent Constraint | Windhub 500/230 kV Transformer Constraint |  | 1 | 1 | FALSE | 1 | 1 | 1 | FALSE | 1
PG&E North of Greater Bay Study Area | Woodland | 115 | [22 empty] | 1 | 1 | 1 | [16 empty] | 0 | 0 | 0 | 0 | 0 | 0 | 0 | 0 | 0 | 0 | 0 | 0 | 0 | 12 | 12 | 0 | 1 | 1 | 0 | 1 | 0 | 0 | 0 | -1762.084 | -893.2408 | 72.84 | Cortina -Vaca-Dixon 230kV Line | Cortina -Vaca-Dixon 230kV Line | Woodland-Davis 115 kV Lines | 0 | 0 | 0 | 0 | 0 | 0 | 43.65 | 52.15 | 72.84 | Woodland-Davis 115 kV Lines | Woodland-Davis 115 kV Lines | Woodland-Davis 115 kV Lines |  | 3 | 1 | YES | 1* | 1 | 1 | FALSE | 1
PG&E North of Greater Bay Study Area | Wyandotte | 115 | [22 empty] | 1 | 1 | [17 empty] | 0 | 0 | 0 | 0 | 3.6 | 0 | 0 | 0 | 0 | 0 | 0 | 0 | 0 | 0 | 0 | 0 | 1 | 1 | 0 | 1 | 0 | 0 | 0 | -1762.084 | -893.2408 | 132.84 | Cortina -Vaca-Dixon 230kV Line | Cortina -Vaca-Dixon 230kV Line | Rio Oso-SPI-Lincoln 115 kV Line | 0 | 0 | 0 | 0 | 0 | 0 | 72.55 | 81.05 | 132.84 | Rio Oso-SPI-Lincoln 115 kV Line | Rio Oso-SPI-Lincoln 115 kV Line | Rio Oso-SPI-Lincoln 115 kV Line |  | 3 | 1 | YES | 1* | 1 | 1 | FALSE | 1
[86 empty] | =IF(SUM(BK7,BM7,BO7)>0,3,IF(OR(AND(BL7>0,BQ7<-1000),AND(BN7>0,BR7<-1000),AND(BP7>0,BS7<-1000))=TRUE,3,IF(SUM(BL7,BN7,BP7)>0,2,1))) | =IF(SUM(BW7,BY7,CA7)>0,3,IF(OR(AND(BX7>0,CC7<-1000),AND(BZ7>0,CD7<-1000),AND(CB7>0,CE7<-1000))=TRUE,3,IF(SUM(BX7,BZ7,CB7)>0,2,1)))

## 2_Tx_Calculator
Transmission Calculator
Tab utilizes CAISO White Paper transmission information to calculate transmission capability usage and exceedance of mapped resources across all identified transmission constraints. |  |  | SCE Northern Area -- South of Magunden Constraint | Tehachapi – Windhub 500/230 kV Transformer Constraint | Tehachapi – Antelope – Vincent Constraint | Mesa – Laguna Bell Constraint | SCE Metro Area “Default” Constraint | South of Kramer – Kramer to Victor Area Constraint | South of Kramer –Victor to Lugo Constraint | Lugo 500/230 kV transformer constraint | Colorado River 500/230 kV Transformer Constraint | Devers-Red Bluff Constraint | Serrano-Alberhill-Valley Constraint | Eldorado 500/230 kV Transformer #5 onstraint | GLW-VEA Constraint | Mohave/Edorado 500 kV “Default” Constraint | East of Miguel Area Constraint | Imperial Valley Transformer Constraint | Encina-San Luis Rey Area Constraint | Internal San Diego Constraint | San Luis Rey-San Onofre Constraint | Silvergate-Bay Boulevard Constraint | SDG&E Orange County Area “Default” Constraint | Humboldt–Trinity 115 kV Line Constraint | Cortina-Vaca-Dixion 230kV Line Constraint | Rio Oso-SPI-Lincoln 115 kV Constraint | Woodland-Davis 115 kV Line Constraint | Vierra-Tracy-Kasson 115 kV On-Peak Constraint | Melones-Tulloch 115kV On-Peak Constraint | Contra Costa-Delta Switchyard 230kV line (Bay Area) Constraint | Midway-Gates 230 kV Line Constraint | Gates 500/230 kV Transformer Bank #13 Constraint | Los Banos 500/230kV Transformer Bank (Manning Substation) Constraint | Wilson-Storey-Borden 230 kV Constraint | Tesla-Westley 230 kV Constraint | Gates-Panoche #1 and #2 230 kV Constraint | Morro Bay-Templeton 230kV Line Constraint | Las Aguillas-Panoche 230 kV Line Constraint (OPDS) | Los Banos - Gates 500 kV Line Constraint (OPDS) | Moss Landing Los Banos 230 kV Line Constraint (OPDS) | Warnerville-Wilson 230 kV Line Constraint (OPDS) | Kern-Lamont-Stockdale 115 kV Line Constraint (OPDS) | Moss Landing - Aguillas 230 kV Constraint (OPDS) | Moss Landing 500 kV constraint | Morro Bay Offshore Wind constraint | Humboldt Offshore Wind constraint |  | Notes
|  | White Paper Name | South of Magunden Constraint | Windhub 500/230 kV Transformer Constraint | Antelope – Vincent Constraint | Laguna Bell – Mesa Constraint | SCE Metro Area | Kramer- Victor/Roadway -Victor Constraint | Victor-Lugo Constraint | Lugo 500/230 kV Transformer Constraint | Colorado River 500/230 kV Transformer Constraint | Devers – Red Bluff 500 kV Constraint | Serrano – Alberhill – Valley 500 kV Constraint | Eldorado 500/230 kV Transformer #5 Constraint | GLW-VEA Area Constraint | Mohave/Eldorado 500 kV | East of Miguel Constraint | Imperial Valley transformer Constraint | Encina-San Luis Rey Constraint | San Diego Internal Constraint | San Luis Rey-San Onofre Constraint | Silvergate-Bay Boulevard Constraint | Orange County Area | Humboldt-Trinity 115 kV Line | Cortina -Vaca-Dixon 230kV Line | Rio Oso-SPI-Lincoln 115 kV Line | Woodland-Davis 115 kV Lines | Vierra-Tracy-Kasson 115 kV Line | Melones-Tulloch 115 kV Line | Contra Costa-Delta Switchyard 230kV Line | Midway – Gates 230kV Line | Gates 500/230kV Bank #13 Constraint | Los Banos 500/230kV TB | Wilson-Storey-Borden #1 & #2 230 kV Lines | Tesla-Westley 230kV Line | Gates-Panoche #1 and #2 230kV Lines | Morro Bay-Templeton 230kV Line | Las Aguillas-Panoche #1 and #2 230kV | Los Bano-Gates #1 500kV line | Moss Landing-Los Banos 230kV | Warnerville-Wilson 230kV | Kern–Lamont-Stockdale 115kV Line | Moss Landing-Las Aguilas 230kV | Moss Landing 500kV | Morro Bay Offshore Wind | Humboldt Offshore Wind Line (Proposed)
|  | PTO area | SCE | SCE | SCE | SCE | SCE | SCE | SCE | SCE | SCE | SCE | SCE | SCE | SCE | SCE | SDGE | SDGE | SDGE | SDGE | SDGE | SDGE | SDGE | PGE | PGE | PGE | PGE | PGE | PGE | PGE | PGE | PGE | PGE | PGE | PGE | PGE | PGE | PGE | PGE | PGE | PGE | PGE | PGE | PGE | PGE | PGE
|  | Resource Area | Solar | Solar | Solar | Solar | Solar | Solar | Solar | Solar | Solar | Solar | Solar | Solar | Solar | Solar | Solar | Solar | Solar | Solar | Solar | Wind | Solar | Wind | Wind | WInd | WInd | WInd | WInd | Wind | Solar | Solar | Solar | Solar | Solar | Solar | Solar | Solar | Solar | Solar | Solar | Solar | Solar | Solar | Solar | Wind
|  | FCDS Limit Type | Actual | Actual | Actual | Default | Default | Actual | Actual | Actual | Actual | Actual | Actual | Actual | Default | Default | Actual | Actual | Actual | Actual | Actual | Actual | Default | Actual | Actual | Default | Actual | Actual | Actual | Actual | Actual | Actual | Default | Actual | Actual | Actual | Actual | Default | Default | Default | Default | Default | Default | Default | Default | Default
|  | EODS Limit Type | Default | Actual | Default | Default | Default | Actual | Default | Default | Default | Actual | Default | Default | Default | Default | Actual | Default | Default | Actual | Default | Default | Default | Default | Default | Default | Default | Default | Default | Default | Default | Actual | Default | Default | Default | Default | Default | Actual | Actual | Actual | Actual | Actual | Actual | Default | Default | Default
Summary Info |  | Mapped OOS or OSW | No | No | No | No | No | No | No | No | No | Yes | Yes | No | No | Yes | No | No | No | No | No | No | No | No | No | No | No | No | No | No | No | No | No | No | No | Yes | No | No | No | No | No | No | No | No | No | No
Transmission Capacity |  | FCDS | 670 | 1685 | 4040 | 3178 | 4083 | 826 | 1156 | 1576 | 1490 | 5400 | 5700 | 3360 | 1300 | 1560 | 731 | 1959 | 1000 | 968 | 1500 | 1202 | 450 | 20.52 | 454 | 96 | 63.5 | 149.21 | 126.3 | 1523 | 1431 | 3151 | 1573 | 113 | 1098 | 10830 | 1707.56 | 334 | 1265 | 1611 | 272 | 100 | 316 | 1500 | 0 | 0
|  | EODS | 1024 | 1685 | 5171 | 2708 | 4083 | 1237.02 | 1311 | 1619 | 1739 | 5820 | 11800 | 3360 | 1379 | 1560 | 950 | 1959 | 3035 | 290 | 3281 | 2163 | 450 | 63 | 795 | 124 | 64 | 247 | 239 | 1523 | 2568 | 3279 | 2534 | 816 | 1098 | 10830 | 1903 | 516 | 2595 | 3102 | 737 | 124.8 | 0 | 1500 | 0 | 0
Remaing Transmission Headroom |  | HSN | 157.86 | 489.3895 | 87.3184 | 1175.4089 | 2468.52 | 174.9 | 14.3 | 216.5 | 834.1869 | 1477.4935 | -387.3255 | 1067.591 | -425.309 | -1252.067 | -236.48 | 1691.4 | 2055.52 | 1055.62 | 3106.52 | 496.02 | 200 | -140.48 | 1076.3815 | 72.55 | 43.65 | 129.21 | 106.3 | 1365.4142 | 2939.807 | 505.717 | -606.622 | -703.05 | 80.55 | 6401.867 | -4.333 | -285.6 | -854.567 | -1029.017 | -363.6 | 0 | -508.8 | 750 | 0 | 1607 | * | Yellow Highlighted Cells are negative values indicating transmisison limit has been exceeded
|  | SSN | 151.37 | 783.6564 | 278.8206 | 1917.2586 | 3273.86 | 347.26 | 179.56 | 378.46 | 1322.307 | 3444.2433 | 2441.0973 | 1431.155 | -316.445 | -174.408 | -23.47 | 1753.76 | 2982.13 | 1770.17 | 4033.13 | 791.13 | 325 | -65.48 | 1945.2247 | 81.05 | 52.15 | 134.21 | 111.3 | 2159.4342 | 2616.6791 | 140.4171 | -839.5824 | -576.178 | 38.378 | 7790.1791 | -351.1209 | -315.12 | -1224.0074 | -1512.0294 | -304.16 | 24.7 | -439.07 | 1125 | 0 | 1607 | * | Blue highlited cells indacte where the transmission capability has been expanded by triggering upgrade from White Paper
|  | EODS | 400.6361 | 1294.679 | 3249.253 | 2472.4241 | 5693.68 | 1329.2941 | 896.2741 | 1005.2741 | 2439.807 | 3982.6996 | 9115.1596 | 2080.1 | 162.1 | -517.64 | 41 | 1791.43 | 4123.09 | 1742.83 | 4369.09 | 1917.26 | 700 | -104.4 | 458.687 | 132.84 | 72.84 | 257 | 249 | 2121.855 | 855.3705 | 714.4705 | 857.903 | 527.375 | 246.1 | 6531.5705 | -634.0295 | -21.4969 | 212.3626 | 135.959 | 310.5031 | 101.3 | 969.0031 | 2250 | 0 | 1607
White Paper Transmission Upgrade Info |  | FCDS AMOUNT | 840 | 2395 | 2700 | N/A | N/A | 430 | 430 | 980 | 1000 | 3100 | 3648 | 400 | N/A | N/A | 1412 | 400 | 3718 | 2067 | 4269 | 2119 | N/A | 57.3983 | 2838.4655 | N/A | 35.6462 | 125.33 | 45.6888 | 1476.0142 | 3136.64 | 4453 | N/A | 96 | 114 | 378 | 738.69 | N/A | N/A | N/A | N/A | N/A | N/A | N/A | 3100 | 1607
|  | Cost (millions): | 1197 | 1126 | 15 | - | - | 108 | 226 | 70 | 74 | 1022 | 1480 | 70 | - | - | 3680 | 214 | 102 | 89 | 237 | 31 | - | 158 | 3531 | - | 11 | 15 | 18 | 505 | 142 | 39.6 | N/A | 232.1 | 89.9 | 259 | 1248 | N/A | N/A | N/A | N/A | N/A | N/A | N/A | 110 | 2300
|  | EODS AMOUNT | N/A | 1385 | N/A | N/A | N/A | 480 | N/A | N/A | 1000 | 1876 | N/A | N/A | N/A | N/A | 943 | N/A | N/A | 274 | N/A | N/A | N/A | N/A | N/A | N/A | N/A | N/A | N/A | N/A | N/A | 964 | N/A | N/A | N/A | N/A | N/A | 939 | 2076 | 1822 | 364 | 30 | 1308 | N/A | 3100 | 1607
|  | Cost (millions): | N/A | 1126 | N/A | N/A | N/A | 108 | N/A | N/A | 74 | 1022 | N/A | N/A | N/A | N/A | 3680 | N/A | N/A | 89 | N/A | N/A | N/A | N/A | N/A | N/A | N/A | N/A | N/A | N/A | 142 | 39.6 | N/A | N/A | N/A | 259 | 1248 | 316.6 | 640 | 67.8 | 36.1 | 83.7 | 47.7 | N/A | 110 | 2300
|  | ARE SAME | NO | YES | NO | NO | NO | YES | NO | NO | YES | YES | NO | NO | YES | NO | YES | NO | NO | YES | NO | NO | NO | NO | NO | NO | NO | NO | NO | NO | YES | YES | NO | NO | NO | YES | YES | NO | NO | NO | NO | NO | NO | NO | YES | YES
|  | Trigger WhitePaper Upgrade | [5 empty] | YES |  |  | YES | YES | YES | [5 empty] | YES | YES | YES |  |  |  | YES |  |  |  |  | YES | YES |  |  | YES |  |  | YES | [5 empty] | Yes |  |  | YES | * | Exceedences do not always result in staff triggering upgrade
Calculation Work
FCDS | Mapped MWs
|  | Wind | 0 | 180.9 | 284.8 | 60.3 | 0 | 0 | 0 | 0 | 0 | 119 | 226 | 703 | 403 | 271 | 240 | 0 | 240 | 240 | 240 | 240 | 0 | 0 | 911.6 | 0 | 0 | 0 | 0 | 400 | 254.8 | 404.8 | 224.8 | 0 | 150 | 74.8 | 404.8 | 0 | 353.8 | 503.8 | 0 | 0 | 0 | 0 | 0 | 0
|  | Solar | 690 | 845.7 | 4145.5 | 690 | 0 | 910 | 1010 | 1310 | 908.52 | 3358.2165 | 3628.2165 | 1423 | 1423 | 520 | 670 | 120 | 370 | 100 | 370 | 120 | 0 | 0 | 505 | 0 | 0 | 0 | 0 | 5 | 2330.5 | 3467.5 | 2687.5 | 650.5 | 1137 | 1730.5 | 3240.5 | 670 | 2940.5 | 3727.5 | 510 | 50 | 670 | 0 | 0 | 0
|  | Offshore Wind | 0 | 0 | 0 | 0 | 0 | 0 | 0 | 0 | 0 | 0 | 0 | 0 | 0 | 0 | 0 | 0 | 0 | 0 | 0 | 0 | 0 | 0 | 0 | 0 | 0 | 0 | 0 | 0 | 0 | 0 | 0 | 0 | 0 | 3100 | 0 | 0 | 0 | 0 | 0 | 0 | 0 | 0 | 0 | 0
|  | OOS Wind | 0 | 0 | 0 | 0 | 0 | 0 | 0 | 0 | 0 | 2328 | 2328 | 0 | 0 | 2500 | 0 | 0 | 0 | 0 | 0 | 0 | 0 | 0 | 0 | 0 | 0 | 0 | 0 | 0 | 0 | 0 | 0 | 0 | 0 | 0 | 0 | 0 | 0 | 0 | 0 | 0 | 0 | 0 | 0 | 0
|  | Geothermal | 0 | 0 | 0 | 0 | 0 | 53 | 53 | 53 | 0 | 0 | 800 | 600 | 500 | 231 | 50 | 50 | 50 | 0 | 50 | 50 | 0 | 0 | 179 | 0 | 0 | 0 | 0 | 139 | 0 | 0 | 0 | 0 | 0 | 0 | 0 | 0 | 0 | 0 | 0 | 0 | 0 | 0 | 0 | 0
|  | Biomass | 9 | 0 | 9 | 11.274 | 3.8 | 2.7 | 2.7 | 2.7 | 0 | 0 | 2.6 | 0 | 0 | 0 | 0 | 0 | 0 | 0 | 0 | 0 | 0 | 11 | 97.37 | 6.45 | 2.85 | 10 | 10 | 37.1 | 2 | 4 | 2 | 0 | 2 | 0 | 2 | 0.6 | 2.6 | 4.6 | 0.6 | 0 | 7.3 | 0 | 0 | 0
|  | Li_Battery | 430 | 1005.205 | 2845.625 | 1884.59 | 1610.68 | 928.94 | 978.94 | 1164.94 | 1559.51 | 4516.4926 | 6338.4926 | 1150 | 850 | 700 | 816.5 | 214 | 2020.5 | 1395.5 | 2020.5 | 571.5 | 250 | 150 | 1283 | 17 | 17 | 10 | 10 | 1191 | 1223.341 | 2025.341 | 1759.38 | 847 | 802 | 1105.341 | 1855.341 | 552 | 1587.64 | 1927.64 | 584 | 95 | 750.5 | 750 | 0 | 0
|  | PSH | 0 | 0 | 500 | 0 | 0 | 0 | 0 | 0 | 0 | 524 | 524 | 0 | 0 | 0 | 0 | 0 | 500 | 500 | 500 | 0 | 0 | 0 | 0 | 0 | 0 | 0 | 0 | 0 | 0 | 0 | 0 | 0 | 0 | 0 | 0 | 0 | 0 | 0 | 0 | 0 | 0 | 0 | 0 | 0
EODS | Mapped MWs
|  | Wind | 0 | 0 | 0 | 0 | 0 | 0 | 0 | 0 | 0 | 0 | 20 | 0 | 0 | 100 | 360 | 0 | 360 | 360 | 360 | 360 | 0 | 0 | 183.5 | 0 | 0 | 0 | 0 | 153.5 | 0 | 0 | 0 | 0 | 0 | 0 | 0 | 0 | 0 | 0 | 0 | 0 | 0 | 0 | 0 | 0
|  | Solar | 678.005 | 863.3 | 2532.5 | 2029.005 | 0 | 799.9557 | 799.9557 | 999.9557 | 1505.38 | 5916.6835 | 6604.6835 | 1331 | 1031 | 700 | 1180 | 363 | 1109 | 473 | 1109 | 473 | 0 | 230 | 625 | 12 | 12 | 0 | 0 | 353 | 1244.0044 | 2117.0044 | 1536 | 787 | 873 | 1144.0044 | 2094.0044 | 709.11 | 1888.1144 | 2186.4354 | 769.11 | 100 | 709.11 | 0 | 0 | 0
|  | Offshore Wind | 0 | 0 | 0 | 0 | 0 | 0 | 0 | 0 | 0 | 0 | 0 | 0 | 0 | 0 | 0 | 0 | 0 | 0 | 0 | 0 | 0 | 161 | 161 | 0 | 0 | 0 | 0 | 0 | 0 | 0 | 0 | 0 | 0 | 0 | 0 | 0 | 0 | 0 | 0 | 0 | 0 | 0 | 0 | 0
|  | OOS Wind | 0 | 0 | 0 | 0 | 0 | 0 | 0 | 0 | 0 | 0 | 0 | 0 | 0 | 0 | 0 | 0 | 0 | 0 | 0 | 0 | 0 | 0 | 0 | 0 | 0 | 0 | 0 | 0 | 0 | 0 | 0 | 0 | 0 | 0 | 0 | 0 | 0 | 0 | 0 | 0 | 0 | 0 | 0 | 0
Geothermal
Biomass
Li_Battery
PSH
| HSN Output | HSN
|  | Wind | 0 | 100.7613 | 158.6336 | 33.5871 | 0 | 0 | 0 | 0 | 0 | 66.283 | 125.882 | 391.571 | 224.471 | 150.947 | 80.88 | 0 | 80.88 | 80.88 | 80.88 | 80.88 | 0 | 0 | 606.214 | 0 | 0 | 0 | 0 | 266 | 169.442 | 269.192 | 149.492 | 0 | 99.75 | 49.742 | 269.192 | 0 | 235.277 | 335.027 | 0 | 0 | 0 | 0 | 0 | 0
|  | Solar | 73.14 | 89.6442 | 439.423 | 73.14 | 0 | 96.46 | 107.06 | 138.86 | 96.3031 | 355.9709 | 384.5909 | 150.838 | 150.838 | 55.12 | 20.1 | 3.6 | 11.1 | 3 | 11.1 | 3.6 | 0 | 0 | 50.5 | 0 | 0 | 0 | 0 | 0.5 | 233.05 | 346.75 | 268.75 | 65.05 | 113.7 | 173.05 | 324.05 | 67 | 294.05 | 372.75 | 51 | 5 | 67 | 0 | 0 | 0
|  | Offshore Wind | [28 empty] | 0 | 0 | 0 | 0 | 0 | 3100 | 0 | 0 | 0 | 0 | 0 | 0 | 0 | 0 | 0 | 0
|  | OOS Wind | [9 empty] | 1559.76 | 1559.76 |  |  | 1675 | 0
|  | Geothermal | 0 | 0 | 0 | 0 | 0 | 53 | 53 | 53 | 0 | 0 | 800 | 600 | 500 | 231 | 50 | 50 | 50 | 0 | 50 | 50 | 0 | 0 | 179 | 0 | 0 | 0 | 0 | 139 | 0 | 0 | 0 | 0 | 0 | 0 | 0 | 0 | 0 | 0 | 0 | 0 | 0 | 0 | 0 | 0
|  | Biomass | 9 | 0 | 9 | 11.274 | 3.8 | 2.7 | 2.7 | 2.7 | 0 | 0 | 2.6 | 0 | 0 | 0 | 0 | 0 | 0 | 0 | 0 | 0 | 0 | 11 | 97.37 | 6.45 | 2.85 | 10 | 10 | 37.1 | 2 | 4 | 2 | 0 | 2 | 0 | 2 | 0.6 | 2.6 | 4.6 | 0.6 | 0 | 7.3 | 0 | 0 | 0
|  | Li_Battery | 430 | 1005.205 | 2845.625 | 1884.59 | 1610.68 | 928.94 | 978.94 | 1164.94 | 1559.51 | 4516.4926 | 6338.4926 | 1150 | 850 | 700 | 816.5 | 214 | 2020.5 | 1395.5 | 2020.5 | 571.5 | 250 | 150 | 1283 | 17 | 17 | 10 | 10 | 1191 | 1223.341 | 2025.341 | 1759.38 | 847 | 802 | 1105.341 | 1855.341 | 552 | 1587.64 | 1927.64 | 584 | 95 | 750.5 | 750 | 0 | 0
|  | PSH | 0 | 0 | 500 | 0 | 0 | 0 | 0 | 0 | 0 | 524 | 524 | 0 | 0 | 0 | 0 | 0 | 500 | 500 | 500 | 0 | 0 | 0 | 0 | 0 | 0 | 0 | 0 | 0 | 0 | 0 | 0 | 0 | 0 | 0 | 0 | 0 | 0 | 0 | 0 | 0 | 0 | 0 | 0 | 0
|  | Total | 512.14 | 1195.6105 | 3952.6816 | 2002.5911 | 1614.48 | 1081.1 | 1141.7 | 1359.5 | 1655.8131 | 7022.5065 | 9735.3255 | 2292.409 | 1725.309 | 2812.067 | 967.48 | 267.6 | 2662.48 | 1979.38 | 2662.48 | 705.98 | 250 | 161 | 2216.084 | 23.45 | 19.85 | 20 | 20 | 1633.6 | 1627.833 | 2645.283 | 2179.622 | 912.05 | 1017.45 | 4428.133 | 2450.583 | 619.6 | 2119.567 | 2640.017 | 635.6 | 100 | 824.8 | 750 | 0 | 0
| SSN Output | SSN
|  | Wind | 0 | 37.6272 | 59.2384 | 12.5424 | 0 | 0 | 0 | 0 | 0 | 24.752 | 47.008 | 146.224 | 83.824 | 56.368 | 26.88 | 0 | 26.88 | 26.88 | 26.88 | 26.88 | 0 | 0 | 148.5908 | 0 | 0 | 0 | 0 | 65.2 | 41.5324 | 65.9824 | 36.6424 | 0 | 24.45 | 12.1924 | 65.9824 | 0 | 57.6694 | 82.1194 | 0 | 0 | 0 | 0 | 0 | 0
|  | Solar | 294.63 | 361.1139 | 1770.1285 | 294.63 | 0 | 388.57 | 431.27 | 559.37 | 387.938 | 1433.9584 | 1549.2484 | 607.621 | 607.621 | 222.04 | 269.34 | 48.24 | 148.74 | 40.2 | 148.74 | 48.24 | 0 | 0 | 280.78 | 0 | 0 | 0 | 0 | 2.78 | 1295.758 | 1927.93 | 1494.25 | 361.678 | 632.172 | 962.158 | 1801.718 | 372.52 | 1634.918 | 2072.49 | 283.56 | 27.8 | 372.52 | 0 | 0 | 0
|  | Offshore Wind | 0 | 0 | 0 | 0 | 0 | 0 | 0 | 0 | 0 | 0 | 0 | 0 | 0 | 0 | 0 | 0 | 0 | 0 | 0 | 0 | 0 | 0 | 0 | 0 | 0 | 0 | 0 | 0 | 0 | 0 | 0 | 0 | 0 | 1512.8 | 0 | 0 | 0 | 0 | 0 | 0 | 0 | 0 | 0 | 0
|  | OOS Wind | 0 | 0 | 0 | 0 | 0 | 0 | 0 | 0 | 0 | 814.8 | 814.8 | 0 | 0 | 875 | 0 | 0 | 0 | 0 | 0 | 0 | 0 | 0 | 0 | 0 | 0 | 0 | 0 | 0 | 0 | 0 | 0 | 0 | 0 | 0 | 0 | 0 | 0 | 0 | 0 | 0 | 0 | 0 | 0 | 0
|  | Geothermal | 0 | 0 | 0 | 0 | 0 | 53 | 53 | 53 | 0 | 0 | 800 | 600 | 500 | 231 | 50 | 50 | 50 | 0 | 50 | 50 | 0 | 0 | 179 | 0 | 0 | 0 | 0 | 139 | 0 | 0 | 0 | 0 | 0 | 0 | 0 | 0 | 0 | 0 | 0 | 0 | 0 | 0 | 0 | 0
|  | Biomass | 9 | 0 | 9 | 11.274 | 3.8 | 2.7 | 2.7 | 2.7 | 0 | 0 | 2.6 | 0 | 0 | 0 | 0 | 0 | 0 | 0 | 0 | 0 | 0 | 11 | 97.37 | 6.45 | 2.85 | 10 | 10 | 37.1 | 2 | 4 | 2 | 0 | 2 | 0 | 2 | 0.6 | 2.6 | 4.6 | 0.6 | 0 | 7.3 | 0 | 0 | 0
|  | Li_Battery | 215 | 502.6025 | 1422.8125 | 942.295 | 805.34 | 464.47 | 489.47 | 582.47 | 779.755 | 2258.2463 | 3169.2463 | 575 | 425 | 350 | 408.25 | 107 | 1010.25 | 697.75 | 1010.25 | 285.75 | 125 | 75 | 641.5 | 8.5 | 8.5 | 5 | 5 | 595.5 | 611.6705 | 1012.6705 | 879.69 | 423.5 | 401 | 552.6705 | 927.6705 | 276 | 793.82 | 963.82 | 292 | 47.5 | 375.25 | 375 | 0 | 0
|  | PSH | 0 | 0 | 500 | 0 | 0 | 0 | 0 | 0 | 0 | 524 | 524 | 0 | 0 | 0 | 0 | 0 | 500 | 500 | 500 | 0 | 0 | 0 | 0 | 0 | 0 | 0 | 0 | 0 | 0 | 0 | 0 | 0 | 0 | 0 | 0 | 0 | 0 | 0 | 0 | 0 | 0 | 0 | 0 | 0
|  | Total | 518.63 | 901.3436 | 3761.1794 | 1260.7414 | 809.14 | 908.74 | 976.44 | 1197.54 | 1167.693 | 5055.7567 | 6906.9027 | 1928.845 | 1616.445 | 1734.408 | 754.47 | 205.24 | 1735.87 | 1264.83 | 1735.87 | 410.87 | 125 | 86 | 1347.2408 | 14.95 | 11.35 | 15 | 15 | 839.58 | 1950.9609 | 3010.5829 | 2412.5824 | 785.178 | 1059.622 | 3039.8209 | 2797.3709 | 649.12 | 2489.0074 | 3123.0294 | 576.16 | 75.3 | 755.07 | 375 | 0 | 0
| FCDS Capacity |  | 670 | 1685 | 4040 | 3178 | 4083 | 826 | 1156 | 1576 | 1490 | 5400 | 5700 | 3360 | 1300 | 1560 | 731 | 1959 | 1000 | 968 | 1500 | 1202 | 450 | 20.52 | 454 | 96 | 63.5 | 149.21 | 126.3 | 1523 | 1431 | 3151 | 1573 | 113 | 1098 | 10830 | 1707.56 | 334 | 1265 | 1611 | 272 | 100 | 316 | 1500 | 0 | 0
| Remaining Capacity SSN |  | 151.37 | 783.6564 | 278.8206 | 1917.2586 | 3273.86 | -82.74 | 179.56 | 378.46 | 322.307 | 344.2433 | -1206.9027 | 1431.155 | -316.445 | -174.408 | -23.47 | 1753.76 | -735.87 | -296.83 | -235.87 | 791.13 | 325 | -65.48 | -893.2408 | 81.05 | 52.15 | 134.21 | 111.3 | 683.42 | -519.9609 | 140.4171 | -839.5824 | -672.178 | 38.378 | 7790.1791 | -1089.8109 | -315.12 | -1224.0074 | -1512.0294 | -304.16 | 24.7 | -439.07 | 1125 | 0 | 0
| Remaining Capacity HSN |  | 157.86 | 489.3895 | 87.3184 | 1175.4089 | 2468.52 | -255.1 | 14.3 | 216.5 | -165.8131 | -1622.5065 | -4035.3255 | 1067.591 | -425.309 | -1252.067 | -236.48 | 1691.4 | -1662.48 | -1011.38 | -1162.48 | 496.02 | 200 | -140.48 | -1762.084 | 72.55 | 43.65 | 129.21 | 106.3 | -110.6 | -196.833 | 505.717 | -606.622 | -799.05 | 80.55 | 6401.867 | -743.023 | -285.6 | -854.567 | -1029.017 | -363.6 | 0 | -508.8 | 750 | 0 | 0
| FCDS Upgrade Capacity |  | 840 | 2395 | 2700 | N/A | N/A | 430 | 430 | 980 | 1000 | 3100 | 3648 | 400 | N/A | N/A | 1412 | 400 | 3718 | 2067 | 4269 | 2119 | N/A | 57.3983 | 2838.4655 | N/A | 35.6462 | 125.33 | 45.6888 | 1476.0142 | 3136.64 | 4453 | N/A | 96 | 114 | 378 | 738.69 | N/A | N/A | N/A | N/A | N/A | N/A | N/A | 3100 | 1607
| Remaining Capacity SSN w/ Upgrade |  | Not Needed | Not Needed | Not Needed | Not Needed | Not Needed | 347.26 | Not Needed | Not Needed | Not Needed | Not Needed | 2441.0973 | Not Needed | #VALUE! | #VALUE! | 1388.53 | Not Needed | 2982.13 | 1770.17 | 4033.13 | Not Needed | Not Needed | -8.0817 | 1945.2247 | Not Needed | Not Needed | Not Needed | Not Needed | Not Needed | 2616.6791 | Not Needed | #VALUE! | -576.178 | Not Needed | Not Needed | -351.1209 | #VALUE! | #VALUE! | #VALUE! | #VALUE! | Not Needed | #VALUE! | Not Needed | Not Needed | Not Needed
| Remaining Capacity HSN w/ Upgrade |  | Not Needed | Not Needed | Not Needed | Not Needed | Not Needed | 174.9 | Not Needed | Not Needed | 834.1869 | 1477.4935 | -387.3255 | Not Needed | #VALUE! | #VALUE! | 1175.52 | Not Needed | 2055.52 | 1055.62 | 3106.52 | Not Needed | Not Needed | -83.0817 | 1076.3815 | Not Needed | Not Needed | Not Needed | Not Needed | 1365.4142 | 2939.807 | Not Needed | #VALUE! | -703.05 | Not Needed | Not Needed | -4.333 | #VALUE! | #VALUE! | #VALUE! | #VALUE! | Not Needed | #VALUE! | Not Needed | Not Needed | Not Needed
| EODS Output | EODS
|  | Wind | 0 | 79.596 | 125.312 | 26.532 | 0 | 0 | 0 | 0 | 0 | 52.36 | 108.24 | 309.32 | 177.32 | 163.24 | 264 | 0 | 264 | 264 | 264 | 414 | 0 | 0 | 689.913 | 0 | 0 | 0 | 0 | 348.705 | 112.112 | 178.112 | 98.912 | 0 | 66 | 32.912 | 178.112 | 0 | 155.672 | 221.672 | 0 | 0 | 0 | 0 | 0 | 0
|  | Solar | 1053.3639 | 1315.93 | 5142.06 | 2093.6339 | 0 | 1316.6659 | 1393.6659 | 1778.6659 | 1858.703 | 7141.673 | 7879.333 | 2120.58 | 1889.58 | 939.4 | 1461.5 | 381.57 | 1168.41 | 452.67 | 1168.41 | 403.24 | 0 | 156.4 | 768.4 | 8.16 | 8.16 | 0 | 0 | 243.44 | 2823.8585 | 4411.7585 | 3336.565 | 1135.625 | 1587.9 | 2270.8585 | 4214.2585 | 1089.4969 | 3814.6054 | 4672.009 | 1010.4969 | 118.5 | 1089.4969 | 0 | 0 | 0
|  | Offshore Wind |  |  |  | 0 | 0 | 0 | 0 | 0 | 0 | 0 | 0 | 0 | 0 | 0 | 0 | 0 | 0 | 0 | 0 | 0 | 0 | 161 | 161 | 0 | 0 | 0 | 0 | 0 | 0 | 0 | 0 | 0 | 0 | 3100 | 0 | 0 | 0 | 0 | 0 | 0 | 0 | 0 | 0 | 0
|  | OOS Wind |  |  |  |  | 0 | 0 | 0 | 0 | 0 | 1559.76 | 1559.76 | 0 | 0 | 1675 | 0 | 0 | 0 | 0 | 0 | 0 | 0 | 0 | 0 | 0 | 0 | 0 | 0 | 0 | 0 | 0 | 0 | 0 | 0 | 0 | 0 | 0 | 0 | 0 | 0 | 0 | 0 | 0 | 0 | 0
|  | Geothermal | 0 | 0 | 0 | 0 | 0 | 0 | 0 | 0 | 0 | 0 | 0 | 0 | 0 | 0 | 0 | 0 | 0 | 0 | 0 | 0 | 0 | 0 | 0 | 0 | 0 | 0 | 0 | 0 | 0 | 0 | 0 | 0 | 0 | 0 | 0 | 0 | 0 | 0 | 0 | 0 | 0 | 0 | 0 | 0
|  | Biomass | 0 | 0 | 0 | 0 | 0 | 0 | 0 | 0 | 0 | 0 | 0 | 0 | 0 | 0 | 0 | 0 | 0 | 0 | 0 | 0 | 0 | 0 | 0 | 0 | 0 | 0 | 0 | 0 | 0 | 0 | 0 | 0 | 0 | 0 | 0 | 0 | 0 | 0 | 0 | 0 | 0 | 0 | 0 | 0
|  | Li_Battery | -430 | -1005.205 | -2845.625 | -1884.59 | -1610.68 | -928.94 | -978.94 | -1164.94 | -1559.51 | -4516.4926 | -6338.4926 | -1150 | -850 | -700 | -816.5 | -214 | -2020.5 | -1395.5 | -2020.5 | -571.5 | -250 | -150 | -1283 | -17 | -17 | -10 | -10 | -1191 | -1223.341 | -2025.341 | -1759.38 | -847 | -802 | -1105.341 | -1855.341 | -552 | -1587.64 | -1927.64 | -584 | -95 | -750.5 | -750 | 0 | 0
|  | PSH | 0 | 0 | -500 | 0 | 0 | 0 | 0 | 0 | 0 | -524 | -524 | 0 | 0 | 0 | 0 | 0 | -500 | -500 | -500 | 0 | 0 | 0 | 0 | 0 | 0 | 0 | 0 | 0 | 0 | 0 | 0 | 0 | 0 | 0 | 0 | 0 | 0 | 0 | 0 | 0 | 0 | 0 | 0 | 0
|  | Total | 623.3639 | 390.321 | 1921.747 | 235.5759 | -1610.68 | 387.7259 | 414.7259 | 613.7259 | 299.193 | 3713.3004 | 2684.8404 | 1279.9 | 1216.9 | 2077.64 | 909 | 167.57 | -1088.09 | -1178.83 | -1088.09 | 245.74 | -250 | 167.4 | 336.313 | -8.84 | -8.84 | -10 | -10 | -598.855 | 1712.6295 | 2564.5295 | 1676.097 | 288.625 | 851.9 | 4298.4295 | 2537.0295 | 537.4969 | 2382.6374 | 2966.041 | 426.4969 | 23.5 | 338.9969 | -750 | 0 | 0
| EODS Capacity |  | 1024 | 1685 | 5171 | 2708 | 4083 | 1237.02 | 1311 | 1619 | 1739 | 5820 | 11800 | 3360 | 1379 | 1560 | 950 | 1959 | 3035 | 290 | 3281 | 2163 | 450 | 63 | 795 | 124 | 64 | 247 | 239 | 1523 | 2568 | 3279 | 2534 | 816 | 1098 | 10830 | 1903 | 516 | 2595 | 3102 | 737 | 124.8 | 0 | 1500 | 0 | 0
| Remaining Capacity EODS |  | 400.6361 | 1294.679 | 3249.253 | 2472.4241 | 5693.68 | 849.2941 | 896.2741 | 1005.2741 | 1439.807 | 2106.6996 | 9115.1596 | 2080.1 | 162.1 | -517.64 | 41 | 1791.43 | 4123.09 | 1468.83 | 4369.09 | 1917.26 | 700 | -104.4 | 458.687 | 132.84 | 72.84 | 257 | 249 | 2121.855 | 855.3705 | 714.4705 | 857.903 | 527.375 | 246.1 | 6531.5705 | -634.0295 | -21.4969 | 212.3626 | 135.959 | 310.5031 | 101.3 | -338.9969 | 2250 | 0 | 0
| EODS Upgrade Capacity |  | N/A | 1385 | N/A | N/A | N/A | 480 | N/A | N/A | 1000 | 1876 | N/A | N/A | N/A | N/A | 943 | N/A | N/A | 274 | N/A | N/A | N/A | N/A | N/A | N/A | N/A | N/A | N/A | N/A | N/A | 964 | N/A | N/A | N/A | N/A | N/A | 939 | 2076 | 1822 | 364 | 30 | 1308 | N/A | 3100 | 1607
| Remaining Capacity EODS w/ Upgrade |  | Not Needed | Not Needed | Not Needed | Not Needed | Not Needed | Not Needed | Not Needed | Not Needed | Not Needed | Not Needed | Not Needed | Not Needed | Not Needed | #VALUE! | Not Needed | Not Needed | Not Needed | Not Needed | Not Needed | Not Needed | Not Needed | #VALUE! | Not Needed | Not Needed | Not Needed | Not Needed | Not Needed | Not Needed | Not Needed | Not Needed | Not Needed | Not Needed | Not Needed | Not Needed | #VALUE! | 917.5031 | Not Needed | Not Needed | Not Needed | Not Needed | 969.0031 | Not Needed | Not Needed | Not Needed

## 2_CAISO_Tx_Constraints
|  |  | Transmission capability estimates for use in the CPUC's IRP process | [10 empty] | *Blue filled cells denote added by CPUC staff
Transmission Constraint | Affected Zones | Condition under which Constraint is Binding | Estimated FCDS Capability Based on On-peak Study Resource Output (MW)** |  | ADNU & Cost Estimate ($million) |  | Estimated EODS Capability Based on Off-peak Study Resource Output (MW)** |  | AOPNU & Cost Estimate ($million) |  | Wind/Solar Area Designation | Type of FCDS Limit (Actual or Default) | Type of OPDS Limit (Actual or Default) | CPUC Added Flags
|  |  | Existing System*** | Incremetal due to ADNU | ADNU (Time to Construct) | Cost (Escalated to COD) | Existing System*** | Incremetal due to AOPNU | AOPNU (Time to Construct) | Cost (Escalated to COD) |  |  |  | PTO | Upgrades are Same
SCE Northern Study Area Constraints
South of Magunden Constraint | Non-CREZ – Big Creek | On-peak | 670 | 840 | Magunden 500kV upgrade (105 months) | 1197 | 1024 | N/A | N/A | N/A | Solar | Actual | Default | SCE | NO
Antelope – Vincent Constraint | Tehachapi, Non-CREZ – Big Creek | On-peak | 4040 | 2700 | Antelope - Vincent 500kV line rating increase (18 months) | 15 | 5171 | N/A | N/A | N/A | Solar | Actual | Default | SCE | NO
Windhub 500/230 kV Transformer Constraint | Tehachapi | On-peak, Off-peak | 1685 | 2395 | New 500/230kV substation connecting to Windhub 230kV and Vincent 500 kV (108 months) | 1126 | 1685 | 1385 | New 500/230kV substation connecting to Windhub 230kV and Vincent 500 kV (108 months) | 1126 | Solar | Actual | Actual | SCE | YES
SCE Metro Study Area Constraints
Laguna Bell – Mesa Constraint | Non-CREZ – Ventura | On-peak | 3178 | N/A | N/A | - | 2708 | N/A | N/A | N/A | Solar | Default | Default | SCE | NO
SCE Metro Area | Non-CREZ – SCE Metro | None | 4083 | N/A | N/A | - | 4083 | N/A | N/A | N/A | Solar | Default | Default | SCE | NO
SCE North of Lugo (NOL) Study Area Constraints
Lugo 500/230 kV Transformer Constraint | Inyokern_North_Kramer, Victor, Pisgah | On-peak | 1576 | 980 | New Lugo 500/230kV No. 3 transformer (42 months) | 70 | 1619 | N/A | N/A | N/A | Solar | Actual | Default | SCE | NO
Victor-Lugo Constraint | Inyokern_North_Kramer Victor | On-peak | 1156 | 430 | Reconductor Lugo - Victor 230kV lines (27 Months) | 226 | 1311 | N/A | N/A | N/A | Solar | Actual | Default | SCE | NO
Kramer- Victor/Roadway -Victor Constraint | Inyokern_North_Kramer | On-peak, Off-peak | 826 | 430 | Loop in Kramer - Victor 115kV line into Roadway and reconductor Kramer to Lugo 230kV lines (81 months) | 108 | 1237.02 | 480 | Loop in Kramer - Victor 115kV line into Roadway and reconductor Kramer to Lugo 230kV lines (81 months) | 108 | Solar | Actual | Actual | SCE | YES
SCE Eastern Study Area Constraints
Serrano – Alberhill – Valley 500 kV Constraint | Riverside_Palm_Springs, Arizona, Imperial | On-peak | 5700 | 3648 | Devers - Mira Loma - Mesa 500kV line (105 months) | 1480 | 11800 | N/A | N/A | N/A | Solar | Actual | Default | SCE | NO
Devers – Red Bluff 500 kV Constraint | Riverside_Palm_Springs, Arizona | On-peak, Off-peak | 5400 | 3100 | New Devers - Red Bluff 500kV No. 3 line (105 months) | 1022 | 5820 | 1876 | New Devers - Red Bluff 500kV No. 3 line (105 months) | 1022 | Solar | Actual | Actual | SCE | YES
Colorado River 500/230 kV Transformer Constraint | Riverside_Palm_Springs: Colorado River Substation 230 kV | On-peak | 1490 | 1000 | New Colorado River 500/230kV No. 3 transformer (42 months) | 74 | 1739 | 1000 | New Colorado River 500/230kV No. 3 transformer (42 months) | 74 | Solar | Actual | Default | SCE | YES
SCE/GLW East of Pisgah (EOP) Study Area Constraints
Eldorado 500/230 kV Transformer #5 Constraint | Southern_Nevada, 'Eldorado/Mountain Pass (230kV) | On-peak | 3360 | 400 | New Eldorado 500/230 transformer (42 months) | 70 | 3360 | N/A | N/A | N/A | Solar | Actual | Default | SCE | NO
GLW-VEA Area Constraint | Southern_Nevada | On-peak, Off-peak | 1300 | N/A | N/A | - | 1379 | N/A | N/A | N/A | Solar | Default | Default | SCE | NO
Mohave/Eldorado 500 kV | Southern_Nevada | On-peak | 1560 | N/A | N/A | - | 1560 | N/A | N/A | N/A | Solar | Default | Default | SCE | NO
SDG&E Study Area Constraints
East of Miguel Constraint | Arizona, Imperial, Baja, Riverside | On-peak, Off-peak | 731 | 1412 | New Imperial Valley - Serrano 500 kV line (120 months) | 3680 | 950 | 943 | New Imperial Valley - Serrano 500 kV line (120 months) | 3680 | Solar | Actual | Actual | SDGE | YES
Encina-San Luis Rey Constraint | Arizona, Imperial, Baja, Non-CREZ within San Diego | On-peak | 1000 | 3718 | New Encina - San Luis Rey 230 kV line (120 months) | 102 | 3035 | N/A | N/A | N/A | Solar | Actual | Default | SDGE | NO
Imperial Valley transformer Constraint | Imperial | On-peak | 1959 | 400 | Install a new Imperial Valley 500/230 kV Bank at new substation (105 months) | 214 | 1959 | N/A | N/A | N/A | Solar | Actual | Default | SDGE | NO
San Luis Rey-San Onofre Constraint | Arizona, Imperial, Non-CREZ within San Diego | On-peak | 1500 | 4269 | New San Luis Rey-San Onofre 230 kV line (120 months) | 237 | 3281 | N/A | N/A | N/A | Solar | Actual | Default | SDGE | NO
San Diego Internal Constraint | Imperial, Non-CREZ within San Diego | On-peak, Off-peak | 968 | 2067 | Internal San Diego Area reconductoring (18 months) | 89 | 290 | 274 | Internal San Diego Area reconductoring (18 months) | 89 | Solar | Actual | Actual | SDGE | YES
Silvergate-Bay Boulevard Constraint | Imperial, Baja, Non-CREZ within San Diego | On-peak | 1202 | 2119 | Silvergate - Bay Blvd 230kV 3-ohm Series Reactor (72 months) | 31 | 2163 | N/A | N/A | N/A | Wind | Actual | Default | SDGE | NO
San Diego Oceanside Constraint | Non-CREZ within San Diego | On-peak | 280 | 301 | Oceanside ADNU (60 months) | 133 | 280 | N/A | N/A | N/A | Solar | Actual | Default | SDGE | NO
Orange County Area | Non-CREZ within San Diego | None | 450 | N/A | N/A | - | 450 | N/A | N/A | N/A | Solar | Default | Default | SDGE | NO
PG&E North of Greater Bay Study Area Constraints
Rio Oso-SPI-Lincoln 115 kV Line | Rio Oso area within Sacramento River | On-peak | 96 | N/A | N/A | - | 124 | N/A | N/A | N/A | WInd | Default | Default | PGE | NO
Woodland-Davis 115 kV Lines | Davis Area within Sacramento River | On-peak | 63.5 | 35.6462 | Q653-Davis (60 months) | 11 | 64 | N/A | N/A | N/A | WInd | Actual | Default | PGE | NO
Cortina -Vaca-Dixon 230kV Line | Sacramento River& Round Mountain | On-peak | 454 | 2838.4655 | Delevan 500kV (144 months) | 3531 | 795 | N/A | N/A | N/A | Wind | Actual | Default | PGE | NO
Humboldt-Trinity 115 kV Line | Humboldt | On-peak | 20.52 | 57.3983 | Humboldt (98 months) | 158 | 63 | N/A | N/A | N/A | Wind | Actual | Default | PGE | NO
Humboldt Offshore Wind Line (Proposed) | Humboldt | None | 0 | 1607 | New Offshore Transmission Line (120 months) | 2300 | 0 | 1607 | New Offshore Transmission Line (120 months) | 2300 | Wind | Default | Default | PGE | YES
PG&E Greater Bay Study Area Constraints
Vierra-Tracy-Kasson 115 kV Line | Kasson Area within Sacramento River | On-peak | 149.21 | 125.33 | Vierra-Tracy-Kasson 230 kV (62 months) | 15 | 247 | N/A | N/A | N/A | WInd | Actual | Default | PGE | NO
Melones-Tulloch 115 kV Line | Melones area within Sacramento River | On-peak | 126.3 | 45.6888 | Melones-Tulloch 230 kV (64 months) | 18 | 239 | N/A | N/A | N/A | WInd | Actual | Default | PGE | NO
Contra Costa-Delta Switchyard 230kV Line | Solano & Round Mountain | On-peak | 1523 | 1476.0142 | Bay Area (CC) (86 months) | 505 | 1523 | N/A | N/A | N/A | Wind | Actual | Default | PGE | NO
PG&E South 500 kV Study Area Constraints
Gates-Panoche #1 and #2 230kV Lines | Westlands and Carizzo | On-peak, Off-peak | 10830 | 378 | Gates-Panoche #1 and #2 230kV lines (50 months) | 259 | 10830 | N/A | Gates-Panoche #1 and #2 230kV lines (50 months) | 259 | Solar | Actual | Default | PGE | YES
PG&E East Kern Study Area Constraints
Midway – Gates 230kV Line | Kern and Greater Carrizo | On-peak, Off-peak | 1431 | 3136.64 | Gates - Arco - Midway 230 kV-Redraw boundary (98 months) | 142 | 2568 | N/A | Gates - Arco - Midway 230 kV-Redraw boundary (98 months) | 142 | Solar | Actual | Default | PGE | YES
Kern–Lamont-Stockdale 115kV Line | Carrizo | Off-Peak | 100 | N/A | N/A | N/A | 124.8 | 30 | Lamont-Stockdale 115kV ( 74 months) | 83.7 | Solar | Default | Actual | PGE | NO
PG&E West Kern Study Area Constraints
Morro Bay-Templeton 230kV Line | Westlands Kern and Carizzo | On-peak, Off-peak | 1707.56 | 738.69 | Morro Bay 230 kV (98 months) | 1248 | 1903 | N/A | Morro Bay 230 kV (98 months) | 1248 | Solar | Actual | Default | PGE | YES
Morro Bay Offshore Wind | Westlands Kern and Carizzo | None | 0 | 3100 | New 500 kV Morro Bay substation (96 months) | 110 | 0 | 3100 | New 500 kV Morro Bay substation (96 months) | 110 | Solar | Default | Default | PGE | YES
PG&E Fresno Study Area Constraints
Gates 500/230kV Bank #13 Constraint | Westlands, Carrizo and Kern | On-peak, Off-peak | 3151 | 4453 | Gates TB # 13 ADNU (48 months) | 39.6 | 3279 | 964 | Gates TB # 13 ADNU (48 months) | 39.6 | Solar | Actual | Actual | PGE | YES
Wilson-Storey-Borden #1 & #2 230 kV Lines | Within Westlands | On-peak | 113 | 96 | Wilson-Storey-Borden #1 and #2 230kV lines (50months) | 232.1 | 816 | N/A | N/A | N/A | Solar | Actual | Default | PGE | NO
Los Banos 500/230kV TB | Westlands | On-peak | 1573 | N/A | N/A | N/A | 2534 | N/A | N/A | N/A | Solar | Default | Default | PGE | NO
Tesla-Westley 230kV Line | Los Banos and Central Valley | On-peak | 1098 | 114 | Reconductor Tesla-Westley 230 kV Line (50months) | 89.9 | 1098 | N/A | N/A | N/A | Solar | Actual | Default | PGE | NO
Moss Landing 500kV | Unconstrained zone | On-peak | 1500 | N/A | None | N/A | 1500 | N/A | N/A | N/A | Solar | Default | Default | PGE | NO
Warnerville-Wilson 230kV | Westlands | Off-Peak | 272 | N/A | N/A | N/A | 737 | 364 | Warnerville-Wilson 230kV (86 months) | 36.1 | Solar | Default | Actual | PGE | NO
Moss Landing-Las Aguilas 230kV | Los Banos and Central Valley | Off-Peak | 316 | N/A | N/A | N/A | 0 | 1308 | Moss Landing-Las Aguilas 230kV (98 months) | 47.7 | Solar | Default | Actual | PGE | NO
Las Aguillas-Panoche #1 and #2 230kV | Los Banos and Central Valley | Off-Peak | 334 | N/A | N/A | N/A | 516 | 939 | Las Aguillas sw sta-Panoche #1 and #2 230kV (78 months) | 316.6 | Solar | Default | Actual | PGE | NO
Moss Landing-Los Banos 230kV | Los Banos and Central Valley | Off-Peak | 1611 | N/A | N/A | N/A | 3102 | 1822 | Moss Landing-Los Banos 230kV (98 months) | 67.8 | Solar | Default | Actual | PGE | NO
Los Bano-Gates #1 500kV line | Westlands/Los Banos | Off-Peak | 1265 | N/A | N/A | N/A | 2595 | 2076 | Los Banos-Gates #1 500kV line (98 months) | 640 | Solar | Default | Actual | PGE | NO
***The transmission capability estimates are over and above the baseline contracted future resource amounts the CPUC transmitted as part of its resource prortfolios for use in the CAISO 2020-2021 TPP. The CPUC will need to adjust the estimates to account for additional resources that have been added to the baseline resource list since then. Retirements of Diablo Canyon and OTC generating units are accounted for in the estimates assuming the replacement resources are at the same or similar locations.
Tab Information Taken From the CAISO 2021 Transmission Capability Estimates White Paper updated Oct. 28, 2021.
And updated with infromation and approved transmisison projects from the Final 2021-2022 TPP Report
Highlighted Brown-Yellow cells indicated updates based from the TPP report.

## 2_CAISO_Output_Factors
FCDS Output Factors used in FCDS capability estimates
FCDS output table | [6 empty] | FCDS Output Factors
Resource Type | HSN | HSN | HSN | SSN | SSN | SSN | Resource type | HSN |  |  | SSN
| SDGE | SCE | PGE | SDGE | SCE | PGE |  | SDG&E | SCE | PG&E | SDG&E | SCE | PG&E
Solar | 0.03 | 0.106 | 0.1 | 0.402 | 0.427 | 0.556 | Solar | 3.00% | 10.60% | 10.00% | 40.20% | 42.70% | 55.60%
Wind | 0.337 | 0.557 | 0.665 | 0.112 | 0.208 | 0.163 | Wind | 33.70% | 55.70% | 66.50% | 11.20% | 20.80% | 16.30%
Biomass | 1 | 1 | 1 | 1 | 1 | 1 | Non-Intermittent resources | 100%
Geothermal | 1 | 1 | 1 | 1 | 1 | 1 | Energy storage | 100% if duration is ≥ 4-hour or ISC*(duration/4) if duration is < 4-hour |  |  | 50% if duration is ≥ 4-hour or ISC*(duration/4) if duration is < 4-hour |  |  | SSN Output for storage updated by the CAISO in August 2022: | Updated On-Peak Deliverability Assessment Methodoogy
Li_Battery | 1 | 1 | 1 | 0.5 | 0.5 | 0.5 | Hybrid | The lesser of 100% of combined ISC or (100% of 4-hour storage capacity plus study amount of paired resource)/ISC
PSH | 1 | 1 | 1 | 1 | 1 | 1
Resource output factors used in EODS capability estimates
[7 empty] | Resource type | Wind Area |  |  | Solar Area
EODS output table | [7 empty] | SDG&E | SCE | PG&E | SDG&E | SCE | PG&E
Resource type | Wind | Wind | Wind | Solar | Solar | Solar | Solar | 68% |  |  | 79% | 77% | 79%
| SDGE | SCE | PGE | SDGE | SCE | PGE | Wind | 69% | 64% | 63% | 44%
Solar | 0.68 | 0.68 | 0.68 | 0.79 | 0.77 | 0.79 | Hydro | 30%
Wind | 0.69 | 0.64 | 0.63 | 0.44 | 0.44 | 0.44 | Thermal | 0%5
Biomass | 0 | 0 | 0 | 0 | 0 | 0 | Energy storage | 100% in charging mode if duration is ≥ 4-hour or 4-hour equivalent if duration is less than 4-hour6
Geothermal | 0 | 0 | 0 | 0 | 0 | 0 | 5 Thermal resources are initially dispatched at 15% in off-peak deliverability assessments but can be reduced to 0% to mitigate constraints
Li_Battery | -1 | -1 | -1 | -1 | -1 | -1 | 6 Energy storage is initially initially swiched off in off-peak deliverability assessments but can be dispatched incharging mode at 100% of its capacity if duration is ≥ 4-hour or 4-hour equivalent capacity if duration is less than 4-hour to mitigate constraints.
PSH | -1 | -1 | -1 | -1 | -1 | -1 | Ouput Factor Tables taken the CAISO 2021 Transmission Capability Estimates White Paper updated Oct. 28, 2021.
OSW and OOS output adjustments
| LSE Zone |  | HSN | SSN | EODS Wind | EODS Solar
Diablo_Canyon_Offshore_Wind | PGE |  | 1 | 0.367 | 1 | 1
Humboldt_Bay_Offshore_Wind | PGE |  | 1 | 0.534 | 1 | 1
Morro_Bay_Offshore_Wind | PGE |  | 1 | 0.488 | 1 | 1
New_Mexico_Wind | SCE |  | 0.67 | 0.35 | 0.67 | 0.67
NW_Ext_Tx_Wind | PGE |  | 0.67 | 0.35 | 0.67 | 0.67
SW_Ext_Tx_Wind | SCE |  | 0.67 | 0.35 | 0.67 | 0.67
Wyoming_Wind | SCE |  | 0.67 | 0.35 | 0.67 | 0.67

## Res_by_SubTx
Working tab to match mapped resources to proper constraints.
Utilized to produce Tx_Calculator tab results. |  |  | Mapped Resources Utilizing Transmission Capacity | [12 empty] | Substation Constraints determined from updated CAISO 2021 Transmission Capability Estimates White Paper and 21-22 TPP Information, March 2022 | [43 empty] | RESOLVE Resouce Names per substation
|  |  | Geothermal | Biomass | Wind | Wind | OOS Wind | OOS Wind | Offshore Wind | Offshore Wind | Distributed Solar | Solar | Solar | Li_Battery | PSH | SCE Northern Area -- South of Magunden Constraint | Tehachapi – Windhub 500/230 kV Transformer Constraint | Tehachapi – Antelope – Vincent Constraint | Mesa – Laguna Bell Constraint | SCE Metro Area “Default” Constraint | South of Kramer – Kramer to Victor Area Constraint | South of Kramer –Victor to Lugo Constraint | Lugo 500/230 kV transformer constraint | Colorado River 500/230 kV Transformer Constraint | Devers-Red Bluff Constraint | Serrano-Alberhill-Valley Constraint | Eldorado 500/230 kV Transformer #5 onstraint | GLW-VEA Constraint | Mohave/Edorado 500 kV “Default” Constraint | East of Miguel Area Constraint | Imperial Valley Transformer Constraint | Encina-San Luis Rey Area Constraint | Internal San Diego Constraint | San Luis Rey-San Onofre Constraint | Silvergate-Bay Boulevard Constraint | SDG&E Orange County Area “Default” Constraint | Humboldt–Trinity 115 kV Line Constraint | Cortina-Vaca-Dixion 230kV Line Constraint | Rio Oso-SPI-Lincoln 115 kV Constraint | Woodland-Davis 115 kV Line Constraint | Vierra-Tracy-Kasson 115 kV On-Peak Constraint | Melones-Tulloch 115kV On-Peak Constraint | Contra Costa-Delta Switchyard 230kV line (Bay Area) Constraint | Midway-Gates 230 kV Line Constraint | Gates 500/230 kV Transformer Bank #13 Constraint | Los Banos 500/230kV Transformer Bank (Manning Substation) Constraint | Wilson-Storey-Borden 230 kV Constraint | Tesla-Westley 230 kV Constraint | Gates-Panoche #1 and #2 230 kV Constraint | Morro Bay-Templeton 230kV Line Constraint | Las Aguillas-Panoche 230 kV Line Constraint (OPDS) | Los Banos - Gates 500 kV Line Constraint (OPDS) | Moss Landing Los Banos 230 kV Line Constraint (OPDS) | Warnerville-Wilson 230 kV Line Constraint (OPDS) | Kern-Lamont-Stockdale 115 kV Line Constraint (OPDS) | Moss Landing - Aguillas 230 kV Constraint (OPDS) | Moss Landing 500 kV constraint | Morro Bay Offshore Wind constraint | Humboldt Offshore Wind constraint
Area | Substation | Voltage | FCDS | FCDS | FCDS | EODS | FCDS | EODS | FCDS | EODS | FCDS | FCDS | EODS | FCDS | FCDS | South of Magunden Constraint | Windhub 500/230 kV Transformer Constraint | Antelope – Vincent Constraint | Laguna Bell – Mesa Constraint | SCE Metro Area | Kramer- Victor/Roadway -Victor Constraint | Victor-Lugo Constraint | Lugo 500/230 kV Transformer Constraint | Colorado River 500/230 kV Transformer Constraint | Devers – Red Bluff 500 kV Constraint | Serrano – Alberhill – Valley 500 kV Constraint | Eldorado 500/230 kV Transformer #5 Constraint | GLW-VEA Area Constraint | Mohave/Eldorado 500 kV | East of Miguel Constraint | Imperial Valley transformer Constraint | Encina-San Luis Rey Constraint | San Diego Internal Constraint | San Luis Rey-San Onofre Constraint | Silvergate-Bay Boulevard Constraint | Orange County Area | Humboldt-Trinity 115 kV Line | Cortina -Vaca-Dixon 230kV Line | Rio Oso-SPI-Lincoln 115 kV Line | Woodland-Davis 115 kV Lines | Vierra-Tracy-Kasson 115 kV Line | Melones-Tulloch 115 kV Line | Contra Costa-Delta Switchyard 230kV Line | Midway – Gates 230kV Line | Gates 500/230kV Bank #13 Constraint | Los Banos 500/230kV TB | Wilson-Storey-Borden #1 & #2 230 kV Lines | Tesla-Westley 230kV Line | Gates-Panoche #1 and #2 230kV Lines | Morro Bay-Templeton 230kV Line | Las Aguillas-Panoche #1 and #2 230kV | Los Bano-Gates #1 500kV line | Moss Landing-Los Banos 230kV | Warnerville-Wilson 230kV | Kern–Lamont-Stockdale 115kV Line | Moss Landing-Las Aguilas 230kV | Moss Landing 500kV | Morro Bay Offshore Wind | Humboldt Offshore Wind Line (Proposed) | Li_Battery | Solar | Geothermal | Wind | OOS Wind | OSW Wind | PSH
PG&E East Kern Study Area | 7th Standard | 115 | 0 | 0 | 0 | 0 | 0 | 0 | 0 | 0 | 0 | 0 | 0 | 0 | 0 | [28 empty] | 1 | 1 |  |  |  |  | 1 |  | 1 | 1 |  |  |  | 0 | 0 | 0 | Southern_PGAE_Li_Battery | Southern_PGAE_Solar | 0 | 0 | 0 | 0 | 0
SCE Metro Study Area | Alamitos | 230 | 0 | 0 | 0 | 0 | 0 | 0 | 0 | 0 | 0 | 0 | 0 | 82 | 0 |  |  |  |  | 1 | [36 empty] | 0 | 0 | 0 | Greater_LA_Li_Battery | Greater_LA_Solar | 0 | 0 | 0 | 0 | 0
PG&E Fresno Study Area | Alpaugh | 115 | 0 | 0 | 0 | 0 | 0 | 0 | 0 | 0 | 3 | 20 | 25 | 10 | 0 | [36 empty] | 1 | 1 |  |  |  | 0 | 0 | 0 | Southern_PGAE_Li_Battery | Southern_PGAE_Solar | 0 | 0 | 0 | 0 | 0
SCE Northern Area | Antelope | 500 | 0 | 0 | 0 | 0 | 0 | 0 | 0 | 0 | 0 | 0 | 0 | 0 | 0 |  |  | 1 | [38 empty] | 0 | 0 | 0 | Tehachapi_Li_Battery | Tehachapi_Solar | 0 | Tehachapi_Wind | 0 | 0 | 0
SCE Northern Area | Antelope | 230 | 0 | 0 | 3 | 0 | 0 | 0 | 0 | 0 | 3 | 770 | 402 | 423.8 | 0 |  |  | 1 | [38 empty] | 0 | 0 | 0 | Tehachapi_Li_Battery | Tehachapi_Solar | 0 | Tehachapi_Wind | 0 | 0 | 0
PG&E East Kern Study Area | Arco | 230 | 0 | 0 | 0 | 0 | 0 | 0 | 0 | 0 | 5 | 130 | 281 | 98.64 | 0 | [28 empty] | 1 | 1 |  |  |  | 1 | 1 |  | 1 | 1 |  |  |  | 0 | 0 | 0 | Southern_PGAE_Li_Battery | Southern_PGAE_Solar | 0 | 0 | 0 | 0 | 0
SCE Metro Study Area | Arcogen | 230 | 0 | 0 | 0 | 0 | 0 | 0 | 0 | 0 | 0 | 0 | 0 | 0 | 0 |  |  |  |  | 1 | [36 empty] | 0 | 0 | 0 | Greater_LA_Li_Battery | Greater_LA_Solar | 0 | 0 | 0 | 0 | 0
PG&E East Kern Study Area | Avenal | 115 | 0 | 0 | 0 | 0 | 0 | 0 | 0 | 0 | 0 | 0 | 0 | 9.88 | 0 | [30 empty] | 1 | [10 empty] | 0 | 0 | 0 | Southern_PGAE_Li_Battery | Southern_PGAE_Solar | 0 | 0 | 0 | 0 | 0
SCE Northern Area | Bailey | 230 | 0 | 0 | 0 | 0 | 0 | 0 | 0 | 0 | 0 | 0 | 0 | 0 | 0 |  |  | 1 | 1 | [37 empty] | 0 | 0 | 0 | Tehachapi_Li_Battery | Tehachapi_Solar | 0 | 0 | 0 | 0 | 0
PG&E East Kern Study Area | Bakersfield | 230 | 0 | 0 | 0 | 0 | 0 | 0 | 0 | 0 | 0 | 0 | 0 | 0 | 0 | [28 empty] | 1 | 1 |  |  |  |  | 1 |  | 1 | 1 |  |  |  | 0 | 0 | 0 | Southern_PGAE_Li_Battery | Southern_PGAE_Solar | 0 | 0 | 0 | 0 | 0
SCE Metro Study Area | Barre | 230 | 0 | 0 | 0 | 0 | 0 | 0 | 0 | 0 | 20 | 0 | 0 | 70 | 0 |  |  |  |  | 1 | [36 empty] | 0 | 0 | 0 | Greater_LA_Li_Battery | Greater_LA_Solar | 0 | 0 | 0 | 0 | 0
SDG&E Study Area | Bay Boulevard | 230 | 0 | 0 | 0 | 0 | 0 | 0 | 0 | 0 | 0 | 0 | 0 | 0 | 0 | [16 empty] | 1 | 1 | 1 | 1 | [21 empty] | 0 | 0 | 0 | San_Diego_Li_Battery | San_Diego_Solar | 0 | 0 | 0 | 0 | 0
East of Pisgah Study Area | Beatty | 138 | 500 | 0 | 0 | 0 | 0 | 0 | 0 | 0 | 0 | 0 | 0 | 0 | 0 | 0 | 0 | 0 | 0 | 0 | 0 | 0 | 0 | 0 | 0 | 0 | 1 | 1 | 0 | 0 | 0 | 0 | 0 | 0 | 0 | 0 | 0 | 0 | 0 | 0 | 0 | 0 | 0 | 0 | 0 | 0 | 0 | 0 | 0 | 0 | 0 | 0 | 0 | 0 | 0 | 0 | 0 | 0 | 0 | Southern_NV_Eldorado_Li_Battery | Southern_NV_Eldorado_Solar | Southern_Nevada_Geothermal | 0 | 0 | 0 | 0
PG&E North of Greater Bay Study Area | Bellota | 230 | 0 | 0 | 0 | 0 | 0 | 0 | 0 | 0 | 0 | 100 | 0 | 0 | 0 | 0 | 0 | 0 | 0 | 0 | 0 | 0 | 0 | 0 | 0 | 0 | 0 | 0 | 0 | 0 | 0 | 0 | 0 | 0 | 0 | 0 | 0 | 1 | 0 | 0 | 0 | 0 | 0 | 0 | 0 | 0 | 0 | 0 | 0 | 0 | 0 | 0 | 0 | 0 | 0 | 0 | 0 | 0 | 0 | Northern_California_Li_Battery | Northern_California_Solar | 0 | 0 | 0 | 0 | 0
PG&E North of Greater Bay Study Area | Bellota | 115 | 0 | 4 | 0 | 0 | 0 | 0 | 0 | 0 | 0 | 0 | 250 | 160 | 0 | [22 empty] | 1 | [18 empty] | 0 | 0 | 0 | Northern_California_Li_Battery | Northern_California_Solar | 0 | 0 | 0 | 0 | 0
PG&E North of Greater Bay Study Area | Bellevue | 115 | 0 | 0 | 0 | 0 | 0 | 0 | 0 | 0 | 1 | 0 | 0 | 0 | 0 | [22 empty] | 1 |  |  |  |  | 1 | [13 empty] | 0 | 0 | 0 | Northern_California_Li_Battery | Northern_California_Solar | 0 | 0 | 0 | 0 | 0
SCE Northern Area | Big Creek Hydro Facilities | 230 | 0 | 6 | 0 | 0 | 0 | 0 | 0 | 0 | 0 | 0 | 0 | 0 | 0 | 1 |  | 1 | 1 | [37 empty] | 0 | 0 | 0 | Tehachapi_Li_Battery | Tehachapi_Solar | 0 | 0 | 0 | 0 | 0
PG&E North of Greater Bay Study Area | Birds Landing | 230 | 0 | 0 | 90 | 45 | 0 | 0 | 0 | 0 | 0 | 0 | 0 | 0 | 0 | [22 empty] | 1 |  |  |  |  | 1 | [13 empty] | 0 | 0 | 0 | Northern_California_Li_Battery | Northern_California_Solar | 0 | Solano_Wind | 0 | 0 | 0
SDG&E Study Area | BlytheSC 161 kV | 161 | 0 | 0 | 0 | 0 | 0 | 0 | 0 | 0 | 0 | 0 | 0 | 0 | 0 | [14 empty] | 1 | [26 empty] | 0 | 0 | 0 | Imperial_Li_Battery | Imperial_Solar | 0 | 0 | 0 | 0 | 0
PG&E Fresno Study Area | Borden | 230 | 0 | 0 | 0 | 0 | 0 | 0 | 0 | 0 | 0 | 0 | 0 | 0 | 0 | [29 empty] | 1 | 1 | 1 | 1 |  | 1 | [6 empty] | 0 | 0 | 0 | Southern_PGAE_Li_Battery | Southern_PGAE_Solar | 0 | 0 | 0 | 0 | 0
PG&E North of Greater Bay Study Area | Brentwood | 230 | 0 | 1 | 0 | 0 | 0 | 0 | 0 | 0 | 0 | 0 | 0 | 0 | 0 | [22 empty] | 1 |  |  |  |  | 1 | [13 empty] | 0 | 0 | 0 | Northern_California_Li_Battery | Northern_California_Solar | 0 | 0 | 0 | 0 | 0
PG&E North of Greater Bay Study Area | Bridgeville | 115 | 0 | 2 | 0 | 0 | 0 | 0 | 0 | 0 | 0 | 0 | 0 | 0 | 0 | [21 empty] | 1 | 1 | [18 empty] | 0 | 0 | 0 | Northern_California_Li_Battery | Northern_California_Solar | 0 | Humboldt_Wind | 0 | 0 | 0
PG&E Fresno Study Area | Cabrillo | 115 | 0 | 0 | 99 | 0 | 0 | 0 | 0 | 0 | 0 | 0 | 0 | 0 | 0 | [36 empty] | 1 | 1 |  |  |  | 0 | 0 | 0 | Southern_PGAE_Li_Battery | Southern_PGAE_Solar | 0 | Carrizo_Wind | 0 | 0 | 0
PG&E Fresno Study Area | Cal Ave | 115 | 0 | 0 | 0 | 0 | 0 | 0 | 0 | 0 | 0 | 0 | 0 | 0 | 0 | [40 empty] | 1 | 0 | 0 | 0 | Southern_PGAE_Li_Battery | Southern_PGAE_Solar | 0 | 0 | 0 | 0 | 0
SCE North of Lugo (NOL) Study Area | Calcite | 230 | 0 | 0 | 0 | 0 | 0 | 0 | 0 | 0 | 0 | 200 | 200 | 186 | 0 | [7 empty] | 1 | [33 empty] | 0 | 0 | 0 | Greater_Kramer_Li_Battery | Greater_Kramer_Solar | 0 | 0 | 0 | 0 | 0
PG&E East Kern Study Area | Caliente | 230 | 0 | 2 | 180 | 0 | 0 | 0 | 0 | 0 | 0 | 100 | 0 | 0 | 0 | [28 empty] | 1 | 1 |  |  |  |  | 1 |  | 1 | 1 |  |  |  | 0 | 0 | 0 | Southern_PGAE_Li_Battery | Southern_PGAE_Solar | 0 | Kern_Greater_Carrizo_Wind | 0 | 0 | 0
PG&E East Kern Study Area | California Water | 115 | 0 | 0 | 0 | 0 | 0 | 0 | 0 | 0 | 0 | 0 | 0 | 0 | 0 | [28 empty] | 1 | 1 |  |  |  |  | 1 | [6 empty] | 0 | 0 | 0 | Southern_PGAE_Li_Battery | Southern_PGAE_Solar | 0 | 0 | 0 | 0 | 0
PG&E Fresno Study Area | Cantua | 115 | 0 | 0 | 0 | 0 | 0 | 0 | 0 | 0 | 0 | 0 | 0 | 0 | 0 | [40 empty] | 1 | 0 | 0 | 0 | Southern_PGAE_Li_Battery | Southern_PGAE_Solar | 0 | 0 | 0 | 0 | 0
SDG&E Study Area | Capistrano | 230 | 0 | 0 | 0 | 0 | 0 | 0 | 0 | 0 | 0 | 0 | 0 | 0 | 0 | [20 empty] | 1 | [20 empty] | 0 | 0 | 0 | Greater_LA_Li_Battery | Greater_LA_Solar | 0 | 0 | 0 | 0 | 0
SDG&E Study Area | Capistrano | 138 | 0 | 0 | 0 | 0 | 0 | 0 | 0 | 0 | 0 | 0 | 0 | 250 | 0 | [20 empty] | 1 | [20 empty] | 0 | 0 | 0 | Greater_LA_Li_Battery | Greater_LA_Solar | 0 | 0 | 0 | 0 | 0
East of Pisgah Study Area | Carpenter Canyon (fka Gamebird) | 230 | 0 | 0 | 0 | 0 | 0 | 0 | 0 | 0 | 0 | 250 | 110 | 50 | 0 | [11 empty] | 1 | 1 | [28 empty] | 0 | 0 | 0 | Southern_NV_Eldorado_Li_Battery | Southern_NV_Eldorado_Solar | 0 | Southern_Nevada_Wind | 0 | 0 | 0
PG&E North of Greater Bay Study Area | Carquinez | 115 | 0 | 1 | 0 | 0 | 0 | 0 | 0 | 0 | 5 | 0 | 0 | 0 | 0 | [22 empty] | 1 |  |  |  |  | 1 | [13 empty] | 0 | 0 | 0 | Northern_California_Li_Battery | Northern_California_Solar | 0 | Solano_Wind | 0 | 0 | 0
PG&E North of Greater Bay Study Area | Cayetano | 230 | 0 | 0 | 0 | 0 | 0 | 0 | 0 | 0 | 0 | 0 | 100 | 100 | 0 | [22 empty] | 1 |  |  |  |  | 1 | [13 empty] | 0 | 0 | 0 | Northern_California_Li_Battery | Northern_California_Solar | 0 | 0 | 0 | 0 | 0
SCE Metro Study Area | Center | 230 | 0 | 1 | 0 | 0 | 0 | 0 | 0 | 0 | 0 | 0 | 0 | 0 | 0 |  |  |  |  | 1 | [36 empty] | 0 | 0 | 0 | Greater_LA_Li_Battery | Greater_LA_Solar | 0 | 0 | 0 | 0 | 0
PG&E Fresno Study Area | Cheney | 115 | 0 | 0 | 0 | 0 | 0 | 0 | 0 | 0 | 0 | 0 | 0 | 0 | 0 | [29 empty] | 1 | 1 |  | 1 |  | 1 | [6 empty] | 0 | 0 | 0 | Southern_PGAE_Li_Battery | Southern_PGAE_Solar | 0 | 0 | 0 | 0 | 0
SCE Metro Study Area | Chevmain | 230 | 0 | 0 | 0 | 0 | 0 | 0 | 0 | 0 | 0 | 0 | 0 | 0 | 0 |  |  |  |  | 1 | [36 empty] | 0 | 0 | 0 | Greater_LA_Li_Battery | Greater_LA_Solar | 0 | 0 | 0 | 0 | 0
SCE Metro Study Area | Chino | 230 | 0 | 0 | 0 | 0 | 0 | 0 | 0 | 0 | 0 | 0 | 0 | 30 | 0 |  |  |  |  | 1 | [36 empty] | 0 | 0 | 0 | Greater_LA_Li_Battery | Greater_LA_Solar | 0 | 0 | 0 | 0 | 0
PG&E East Kern Study Area | Cholame | 70 | 0 | 0 | 0 | 0 | 0 | 0 | 0 | 0 | 0 | 0 | 0 | 0 | 0 | 0 | 0 | 0 | 0 | 0 | 0 | 0 | 0 | 0 | 0 | 0 | 0 | 0 | 0 | 0 | 0 | 0 | 0 | 0 | 0 | 0 | 0 | 0 | 0 | 0 | 0 | 0 | 0 | 0 | 0 | 0 | 0 | 0 | 0 | 1 | 0 | 1 | 1 | 0 | 0 | 0 | 0 | 0 | 0 | Southern_PGAE_Li_Battery | Southern_PGAE_Solar | 0 | Kern_Greater_Carrizo_Wind | 0 | 0 | 0
PG&E North of Greater Bay Study Area | Clayton | 115 | 0 | 0 | 0 | 0 | 0 | 0 | 0 | 0 | 0 | 0 | 0 | 0 | 0 | [22 empty] | 1 |  |  |  |  | 1 | [13 empty] | 0 | 0 | 0 | Northern_California_Li_Battery | Northern_California_Solar | 0 | 0 | 0 | 0 | 0
PG&E North of Greater Bay Study Area | Cloverdale | 115 | 0 | 0 | 0 | 0 | 0 | 0 | 0 | 0 | 0 | 0 | 0 | 0 | 0 | [22 empty] | 1 |  |  |  |  | 1 | [13 empty] | 0 | 0 | 0 | Northern_California_Li_Battery | Northern_California_Solar | 0 | 0 | 0 | 0 | 0
PG&E Fresno Study Area | Coburn | 230 | 0 | 2.82 | 0 | 0 | 0 | 0 | 0 | 0 | 0 | 0 | 0 | 6 | 0 | [40 empty] | 1 | 0 | 0 | 0 | Southern_PGAE_Li_Battery | Southern_PGAE_Solar | 0 | 0 | 0 | 0 | 0
SCE Eastern Study Area | Colorado River | 500 | 0 | 0 | 0 | 0 | 0 | 0 | 0 | 0 | 0 | 334.6965 | 165.3035 | 0 | 0 | [9 empty] | 1 | 1 | [30 empty] | 0 | 0 | 0 | Riverside_Li_Battery | Riverside_Solar | 0 | Riverside_Palm_Springs_Wind | 0 | 0 | 0
SCE Eastern Study Area | Colorado River | 230 | 0 | 0 | 0 | 0 | 0 | 0 | 0 | 0 | 0 | 908.52 | 1505.38 | 1559.51 | 0 | [8 empty] | 1 | 1 | 1 | [30 empty] | 0 | 0 | 0 | Riverside_Li_Battery | Riverside_Solar | Riverside_Palm_Springs_Geothermal | Riverside_Palm_Springs_Wind | 0 | 0 | 0
PG&E East Kern Study Area | Columbus | 115 | 0 | 0 | 0 | 0 | 0 | 0 | 0 | 0 | 0 | 0 | 0 | 0 | 0 | [28 empty] | 1 | 1 |  |  |  |  | 1 | [6 empty] | 0 | 0 | 0 | Southern_PGAE_Li_Battery | Southern_PGAE_Solar | 0 | 0 | 0 | 0 | 0
PG&E North of Greater Bay Study Area | Contra Costa | 230 | 0 | 0 | 0 | 0 | 0 | 0 | 0 | 0 | 1 | 0 | 0 | 0 | 0 | [22 empty] | 1 |  |  |  |  | 1 | [13 empty] | 0 | 0 | 0 | Northern_California_Li_Battery | Northern_California_Solar | 0 | Solano_Wind | 0 | 0 | 0
SCE North of Lugo (NOL) Study Area | Control | 115 | 53 | 0 | 0 | 0 | 0 | 0 | 0 | 0 | 0 | 0 | 0 | 0 | 0 | [5 empty] | 1 | 1 | 1 | [33 empty] | 0 | 0 | 0 | Greater_Kramer_Li_Battery | Greater_Kramer_Solar | Inyokern_North_Kramer_Geothermal | 0 | 0 | 0 | 0
SCE North of Lugo (NOL) Study Area | Coolwater | 230 | 0 | 0 | 0 | 0 | 0 | 0 | 0 | 0 | 0 | 0 | 0 | 0 | 0 | [5 empty] | 1 | 1 | 1 | [33 empty] | 0 | 0 | 0 | Greater_Kramer_Li_Battery | Greater_Kramer_Solar | 0 | North_Victor_Wind | 0 | 0 | 0
SCE North of Lugo (NOL) Study Area | Coolwater | 115 | 0 | 0 | 0 | 0 | 0 | 0 | 0 | 0 | 0 | 150 | 199.96 | 104 | 0 | [5 empty] | 1 | 1 | 1 | [33 empty] | 0 | 0 | 0 | Greater_Kramer_Li_Battery | Greater_Kramer_Solar | 0 | North_Victor_Wind | 0 | 0 | 0
PG&E East Kern Study Area | Corcoran | 115 | 0 | 0 | 0 | 0 | 0 | 0 | 0 | 0 | 0 | 0 | 0 | 0 | 0 | [28 empty] | 1 | 1 |  |  |  |  | 1 |  | 1 |  | 1 |  |  | 0 | 0 | 0 | Southern_PGAE_Li_Battery | Southern_PGAE_Solar | 0 | 0 | 0 | 0 | 0
PG&E North of Greater Bay Study Area | Cortina | 115 | 0 | 7 | 0 | 0 | 0 | 0 | 0 | 0 | 0 | 0 | 230 | 150 | 0 | [21 empty] | 1 | 1 |  |  |  |  | 1 | [13 empty] | 0 | 0 | 0 | Northern_California_Li_Battery | Northern_California_Solar | 0 | Solano_Wind | 0 | 0 | 0
PG&E North of Greater Bay Study Area | Cottonwood | 230 | 0 | 0 | 0 | 0 | 0 | 0 | 0 | 0 | 0 | 0 | 0 | 0 | 0 | [22 empty] | 1 | [18 empty] | 0 | 0 | 0 | Northern_California_Li_Battery | Northern_California_Solar | 0 | 0 | 0 | 0 | 0
PG&E Fresno Study Area | Cove Rd | 230 | 0 | 0 | 0 | 0 | 0 | 0 | 0 | 0 | 0 | 0 | 0 | 0 | 0 | [36 empty] | 1 |  |  |  |  | 0 | 0 | 0 | Southern_PGAE_Li_Battery | Southern_PGAE_Solar | 0 | 0 | 0 | 0 | 0
PG&E North of Greater Bay Study Area | Curtis | 115 | 0 | 5 | 0 | 0 | 0 | 0 | 0 | 0 | 0 | 0 | 0 | 10 | 0 | [22 empty] | 1 |  |  | 1 | 1 | [14 empty] | 0 | 0 | 0 | Northern_California_Li_Battery | Northern_California_Solar | 0 | 0 | 0 | 0 | 0
PG&E Fresno Study Area | Dairyland | 115 | 0 | 0 | 0 | 0 | 0 | 0 | 0 | 0 | 0 | 0 | 0 | 0 | 0 | [35 empty] | 1 | 1 | 1 | 1 |  | 1 | 0 | 0 | 0 | Southern_PGAE_Li_Battery | Southern_PGAE_Solar | 0 | 0 | 0 | 0 | 0
PG&E North of Greater Bay Study Area | Davis | 115 | 0 | 0 | 0 | 0 | 0 | 0 | 0 | 0 | 0 | 0 | 0 | 0 | 0 | [22 empty] | 1 | 1 | 1 | [16 empty] | 0 | 0 | 0 | Northern_California_Li_Battery | Northern_California_Solar | 0 | 0 | 0 | 0 | 0
SCE Metro Study Area | Del Amo | 230 | 0 | 0 | 0 | 0 | 0 | 0 | 0 | 0 | 0 | 0 | 0 | 0 | 0 |  |  |  |  | 1 | [36 empty] | 0 | 0 | 0 | Greater_LA_Li_Battery | Greater_LA_Solar | 0 | 0 | 0 | 0 | 0
SCE Eastern Study Area | Delaney | 500 | 0 | 0 | 0 | 0 | 0 | 0 | 0 | 0 | 0 | 1000 | 1200 | 706.979 | 0 | [9 empty] | 1 | 1 |  |  |  | 0 | [26 empty] | 0 | 0 | 0 | Arizona_Li_Battery | Arizona_Solar | 0 | 0 | 0 | 0 | 0
PG&E North of Greater Bay Study Area | Delevan | 230 | 0 | 0 | 0 | 0 | 0 | 0 | 0 | 0 | 0 | 0 | 0 | 0 | 0 | [22 empty] | 1 |  |  |  |  | 1 | [13 empty] | 0 | 0 | 0 | Northern_California_Li_Battery | Northern_California_Solar | 0 | Northern_California_Wind | 0 | 0 | 0
PG&E North of Greater Bay Study Area | Delta Switching Yard | 230 | 0 | 3.6 | 80 | 0 | 0 | 0 | 0 | 0 | 8 | 0 | 0 | 0 | 0 | [22 empty] | 1 |  |  |  |  | 1 | [13 empty] | 0 | 0 | 0 | Northern_California_Li_Battery | Northern_California_Solar | 0 | Solano_Wind | 0 | 0 | 0
East of Pisgah Study Area | Desert View | 230 | 0 | 0 | 0 | 0 | 0 | 0 | 0 | 0 | 0 | 100 | 50 | 40 | 0 | [11 empty] | 1 | 1 | [28 empty] | 0 | 0 | 0 | Southern_NV_Eldorado_Li_Battery | Southern_NV_Eldorado_Solar | 0 | Southern_Nevada_Wind | 0 | 0 | 0
SCE Eastern Study Area | Devers | 500 | 0 | 0 | 0 | 0 | 0 | 0 | 0 | 0 | 0 | 0 | 0 | 0 | 0 | [10 empty] | 1 | [30 empty] | 0 | 0 | 0 | Riverside_Li_Battery | Riverside_Solar | 0 | Riverside_Palm_Springs_Wind | 0 | 0 | 0
SCE Eastern Study Area | Devers | 230 | 0 | 0 | 107 | 20 | 0 | 0 | 0 | 0 | 0 | 150 | 225 | 403 | 0 | [10 empty] | 1 | [30 empty] | 0 | 0 | 0 | Riverside_Li_Battery | Riverside_Solar | 0 | Riverside_Palm_Springs_Wind | 0 | 0 | 0
PG&E East Kern Study Area | Diablo | 230 | 0 | 0 | 0 | 0 | 0 | 0 | 0 | 0 | 0 | 0 | 0 | 0 | 0 | [28 empty] | 1 | 1 |  |  |  | 1 | 1 | [6 empty] | 0 | 0 | 0 | Southern_PGAE_Li_Battery | Southern_PGAE_Solar | 0 | 0 | 0 | Diablo_Canyon_Offshore_Wind | 0
PG&E S500 Study Area | Diablo | 500 | 0 | 0 | 0 | 0 | 0 | 0 | 3100 | 0 | 0 | 0 | 0 | 0 | 0 | [33 empty] | 1 | [7 empty] | 0 | 0 | 0 | Southern_PGAE_Li_Battery | Southern_PGAE_Solar | 0 | 0 | 0 | Diablo_Canyon_Offshore_Wind | 0
PG&E North of Greater Bay Study Area | Donnells | 115 | 0 | 3 | 0 | 0 | 0 | 0 | 0 | 0 | 0 | 0 | 0 | 0 | 0 | [22 empty] | 1 |  |  | 1 | 1 | [14 empty] | 0 | 0 | 0 | Northern_California_Li_Battery | Northern_California_Solar | 0 | 0 | 0 | 0 | 0
SCE Northern Area | Eagle Rock | 230 | 0 | 0 | 0 | 0 | 0 | 0 | 0 | 0 | 0 | 0 | 0 | 0 | 0 |  |  |  | 1 | [37 empty] | 0 | 0 | 0 | Greater_LA_Li_Battery | Greater_LA_Solar | 0 | 0 | 0 | 0 | 0
PG&E North of Greater Bay Study Area | Eagle Rock | 115 | 0 | 1 | 0 | 0 | 0 | 0 | 0 | 0 | 0 | 0 | 0 | 0 | 0 | [21 empty] | 1 | 1 |  |  |  |  | 1 | [13 empty] | 0 | 0 | 0 | Northern_California_Li_Battery | Northern_California_Solar | Solano_Geothermal | Solano_Wind | 0 | 0 | 0
PG&E North of Greater Bay Study Area | East Marysville | 115 | 0 | 0 | 0 | 0 | 0 | 0 | 0 | 0 | 0 | 0 | 0 | 0 | 0 | [22 empty] | 1 | 1 | 1 | [16 empty] | 0 | 0 | 0 | Northern_California_Li_Battery | Northern_California_Solar | 0 | 0 | 0 | 0 | 0
SDG&E Study Area | ECO | 500 | 0 | 0 | 0 | 0 | 0 | 0 | 0 | 0 | 0 | 0 | 0 | 0 | 0 | [14 empty] | 1 |  | 1 | 1 | 1 | 1 | [21 empty] | 0 | 0 | 0 | Imperial_Li_Battery | Imperial_Solar | 0 | Baja_California_Wind | 0 | 0 | 0
SDG&E Study Area | ECO | 230 | 0 | 0 | 105 | 360 | 0 | 0 | 0 | 0 | 0 | 0 | 0 | 0 | 0 | [14 empty] | 1 |  | 1 | 1 | 1 | 1 | [21 empty] | 0 | 0 | 0 | Imperial_Li_Battery | Imperial_Solar | 0 | Baja_California_Wind | 0 | 0 | 0
SDG&E Study Area | ECO | 115 | 0 | 0 | 135 | 0 | 0 | 0 | 0 | 0 | 0 | 0 | 110 | 97.5 | 0 | [14 empty] | 1 |  | 1 | 1 | 1 | 1 | [21 empty] | 0 | 0 | 0 | Imperial_Li_Battery | Imperial_Solar | 0 | Baja_California_Wind | 0 | 0 | 0
SCE Eastern Study Area | El Casco | 230 | 0 | 0 | 0 | 0 | 0 | 0 | 0 | 0 | 0 | 0 | 0 | 165 | 0 | [10 empty] | 1 | [30 empty] | 0 | 0 | 0 | Riverside_Li_Battery | Riverside_Solar | 0 | 0 | 0 | 0 | 0
SCE Metro Study Area | El Nido | 230 | 0 | 0 | 0 | 0 | 0 | 0 | 0 | 0 | 0 | 0 | 0 | 0 | 0 |  |  |  |  | 1 | [36 empty] | 0 | 0 | 0 | Greater_LA_Li_Battery | Greater_LA_Solar | 0 | 0 | 0 | 0 | 0
SCE Metro Study Area | El Segundo | 230 | 0 | 0 | 0 | 0 | 0 | 0 | 0 | 0 | 0 | 0 | 0 | 0 | 0 |  |  |  |  | 1 | [36 empty] | 0 | 0 | 0 | Greater_LA_Li_Battery | Greater_LA_Solar | 0 | 0 | 0 | 0 | 0
East of Pisgah Study Area | Eldorado | 500 | 231 | 0 | 271 | 100 | 2500 | 0 | 0 | 0 | 0 | 0 | 0 | 0 | 0 | [13 empty] | 1 | [27 empty] | 0 | 0 | 0 | Southern_NV_Eldorado_Li_Battery | Southern_NV_Eldorado_Solar | Northern_Nevada_Geothermal | SW_Ext_Tx_Wind | Wyoming_Wind | 0 | 0
East of Pisgah Study Area | Eldorado | 230 | 100 | 0 | 0 | 0 | 0 | 0 | 0 | 0 | 0 | 0 | 300 | 300 | 0 | [11 empty] | 1 | [29 empty] | 0 | 0 | 0 | Southern_NV_Eldorado_Li_Battery | Southern_NV_Eldorado_Solar | Northern_Nevada_Geothermal | Southern_Nevada_Wind | 0 | 0 | 0
PG&E Fresno Study Area | Elk Hills | 230 | 0 | 0 | 0 | 0 | 0 | 0 | 0 | 0 | 2.25 | 0 | 0 | 0 | 0 | [36 empty] | 1 | 1 |  |  |  | 0 | 0 | 0 | Southern_PGAE_Li_Battery | Southern_PGAE_Solar | 0 | 0 | 0 | 0 | 0
SCE Metro Study Area | Ellis | 230 | 0 | 0 | 0 | 0 | 0 | 0 | 0 | 0 | 0 | 0 | 0 | 0 | 0 |  |  |  |  | 1 | [36 empty] | 0 | 0 | 0 | Greater_LA_Li_Battery | Greater_LA_Solar | 0 | 0 | 0 | 0 | 0
SDG&E Study Area | Encina | 230 | 0 | 0 | 0 | 0 | 0 | 0 | 0 | 0 | 0 | 0 | 0 | 0 | 0 | [16 empty] | 1 |  | 1 | [22 empty] | 0 | 0 | 0 | San_Diego_Li_Battery | San_Diego_Solar | 0 | 0 | 0 | 0 | 0
SDG&E Study Area | Encina | 115 | 0 | 0 | 0 | 0 | 0 | 0 | 0 | 0 | 0 | 0 | 0 | 0 | 0 | [16 empty] | 1 |  | 1 | [22 empty] | 0 | 0 | 0 | San_Diego_Li_Battery | San_Diego_Solar | 0 | 0 | 0 | 0 | 0
SDG&E Study Area | Escondido | 230 | 0 | 0 | 0 | 0 | 0 | 0 | 0 | 0 | 0 | 0 | 0 | 214 | 0 | [16 empty] | 1 | 1 | 1 | [22 empty] | 0 | 0 | 0 | San_Diego_Li_Battery | San_Diego_Solar | 0 | 0 | 0 | 0 | 0
SCE Metro Study Area | Etiwanda | 230 | 0 | 0 | 0 | 0 | 0 | 0 | 0 | 0 | 0 | 0 | 0 | 200 | 0 |  |  |  |  | 1 | [36 empty] | 0 | 0 | 0 | Greater_LA_Li_Battery | Greater_LA_Solar | 0 | 0 | 0 | 0 | 0
PG&E North of Greater Bay Study Area | Fulton | 230 | 56 | 1 | 0 | 0 | 0 | 0 | 0 | 0 | 0 | 0 | 0 | 0 | 0 | [22 empty] | 1 |  |  |  |  | 1 | [13 empty] | 0 | 0 | 0 | Northern_California_Li_Battery | Northern_California_Solar | Solano_Geothermal | 0 | 0 | 0 | 0
East of Pisgah Study Area | Gamebird | 115 | 0 | 0 | 0 | 0 | 0 | 0 | 0 | 0 | 0 | 0 | 0 | 0 | 0 | [11 empty] | 1 | 1 | [28 empty] | 0 | 0 | 0 | Southern_NV_Eldorado_Li_Battery | Southern_NV_Eldorado_Solar | 0 | 0 | 0 | 0 | 0
PG&E S500 Study Area | Gates | 500 | 0 | 0 | 0 | 0 | 0 | 0 | 0 | 0 | 0 | 0 | 0 | 0 | 0 | [33 empty] | 1 | 1 | [6 empty] | 0 | 0 | 0 | Southern_PGAE_Li_Battery | Southern_PGAE_Solar | 0 | 0 | 0 | 0 | 0
PG&E East Kern Study Area | Gates | 230 | 0 | 0 | 0 | 0 | 0 | 0 | 0 | 0 | 0 | 1300 | 376 | 380 | 0 | [28 empty] | 1 | 1 | 1 |  |  | 1 | 1 |  | 1 | 1 |  |  |  | 0 | 0 | 0 | Southern_PGAE_Li_Battery | Southern_PGAE_Solar | 0 | 0 | 0 | 0 | 0
PG&E North of Greater Bay Study Area | Geysers | 230 | 83 | 0 | 0 | 0 | 0 | 0 | 0 | 0 | 0 | 0 | 0 | 0 | 0 | [22 empty] | 1 |  |  |  |  | 1 | [13 empty] | 0 | 0 | 0 | Northern_California_Li_Battery | Northern_California_Solar | Solano_Geothermal | Solano_Wind | 0 | 0 | 0
PG&E North of Greater Bay Study Area | Glenn | 230 | 0 | 1 | 30 | 98 | 0 | 0 | 0 | 0 | 0 | 0 | 0 | 0 | 0 | [22 empty] | 1 |  |  |  |  | 1 | [13 empty] | 0 | 0 | 0 | Northern_California_Li_Battery | Northern_California_Solar | 0 | Northern_California_Wind | 0 | 0 | 0
PG&E North of Greater Bay Study Area | Gold Hill | 115 | 0 | 0 | 0 | 0 | 0 | 0 | 0 | 0 | 0 | 0 | 0 | 0 | 0 | 0 | 0 | 0 | 0 | 0 | 0 | 0 | 0 | 0 | 0 | 0 | 0 | 0 | 0 | 0 | 0 | 0 | 0 | 0 | 0 | 0 | 0 | 1 | 0 | 0 | 0 | 0 | 0 | 0 | 0 | 0 | 0 | 0 | 0 | 0 | 0 | 0 | 0 | 0 | 0 | 0 | 0 | 0 | 0 | Northern_California_Li_Battery | Northern_California_Solar | 0 | 0 | 0 | 0 | 0
SCE Northern Area | Goleta | 230 | 0 | 2.274 | 0 | 0 | 0 | 0 | 0 | 0 | 0 | 0 | 0 | 80 | 0 |  |  |  | 1 | [37 empty] | 0 | 0 | 0 | Greater_LA_Li_Battery | Greater_LA_Solar | 0 | 0 | 0 | 0 | 0
SCE Northern Area | Goodrich | 230 | 0 | 0 | 0 | 0 | 0 | 0 | 0 | 0 | 0 | 0 | 0 | 0 | 0 |  |  |  | 1 | [37 empty] | 0 | 0 | 0 | Greater_LA_Li_Battery | Greater_LA_Solar | 0 | 0 | 0 | 0 | 0
PG&E East Kern Study Area | Goose Lake | 115 | 0 | 0 | 0 | 0 | 0 | 0 | 0 | 0 | 0 | 0 | 0 | 0 | 0 | [28 empty] | 1 | 1 |  |  |  |  | 1 |  | 1 | 1 |  |  |  | 0 | 0 | 0 | Southern_PGAE_Li_Battery | Southern_PGAE_Solar | 0 | 0 | 0 | 0 | 0
SCE Northern Area | Gould | 230 | 0 | 0 | 0 | 0 | 0 | 0 | 0 | 0 | 0 | 0 | 0 | 0 | 0 |  |  |  | 1 | [37 empty] | 0 | 0 | 0 | Greater_LA_Li_Battery | Greater_LA_Solar | 0 | 0 | 0 | 0 | 0
PG&E North of Greater Bay Study Area | Grand Island | 115 | 0 | 0 | 0 | 0 | 0 | 0 | 0 | 0 | 0 | 0 | 0 | 0 | 0 | [22 empty] | 1 | 1 | [17 empty] | 0 | 0 | 0 | Northern_California_Li_Battery | Northern_California_Solar | 0 | Solano_Wind | 0 | 0 | 0
PG&E North of Greater Bay Study Area | Green Ridge Midway | 115 | 0 | 0 | 0 | 0 | 0 | 0 | 0 | 0 | 0 | 0 | 0 | 0 | 0 | [22 empty] | 1 | [18 empty] | 0 | 0 | 0 | Northern_California_Li_Battery | Northern_California_Solar | 0 | 0 | 0 | 0 | 0
PG&E East Kern Study Area | Gregg | 230 | 0 | 0 | 0 | 0 | 0 | 0 | 0 | 0 | 0 | 0 | 0 | 0 | 0 | [36 empty] | 1 |  |  |  |  | 0 | 0 | 0 | Southern_PGAE_Li_Battery | Southern_PGAE_Solar | 0 | 0 | 0 | 0 | 0
PG&E Fresno Study Area | Grimway | 115 | 0 | 0 | 0 | 0 | 0 | 0 | 0 | 0 | 0 | 0 | 0 | 0 | 0 | [29 empty] | 1 | [11 empty] | 0 | 0 | 0 | Southern_PGAE_Li_Battery | Southern_PGAE_Solar | 0 | 0 | 0 | 0 | 0
PG&E East Kern Study Area | GWF Hanford Sw Sta | 115 | 0 | 0 | 0 | 0 | 0 | 0 | 0 | 0 | 0 | 0 | 0 | 0 | 0 | [28 empty] | 1 | 1 | 1 | 1 |  |  | 1 |  |  | 1 | 1 |  |  | 0 | 0 | 0 | Southern_PGAE_Li_Battery | Southern_PGAE_Solar | 0 | 0 | 0 | 0 | 0
SCE Metro Study Area | Harborgen | 230 | 0 | 0 | 0 | 0 | 0 | 0 | 0 | 0 | 0 | 0 | 0 | 0 | 0 |  |  |  |  | 1 | [36 empty] | 0 | 0 | 0 | Greater_LA_Li_Battery | Greater_LA_Solar | 0 | 0 | 0 | 0 | 0
SDG&E Study Area | Hassayampa | 500 | 0 | 0 | 0 | 0 | 0 | 0 | 0 | 0 | 0 | 300 | 71 | 20 | 0 | [9 empty] | 1 | 1 |  |  |  | 1 | [26 empty] | 0 | 0 | 0 | Arizona_Li_Battery | Arizona_Solar | 0 | 0 | 0 | 0 | 0
PG&E Fresno Study Area | Helm | 230 | 0 | 0 | 0 | 0 | 0 | 0 | 0 | 0 | 0 | 0 | 0 | 0 | 0 | [35 empty] | 1 |  |  | 1 |  | 1 | 0 | 0 | 0 | Southern_PGAE_Li_Battery | Southern_PGAE_Solar | 0 | 0 | 0 | 0 | 0
PG&E Fresno Study Area | Henrietta | 115 | 0 | 0 | 0 | 0 | 0 | 0 | 0 | 0 | 0 | 0 | 60 | 32 | 0 | [36 empty] | 1 | 1 | 1 |  |  | 0 | 0 | 0 | Southern_PGAE_Li_Battery | Southern_PGAE_Solar | 0 | 0 | 0 | 0 | 0
PG&E North of Greater Bay Study Area | Higgins | 115 | 0 | 16.4 | 0 | 0 | 0 | 0 | 0 | 0 | 0 | 0 | 0 | 0 | 0 | [22 empty] | 1 | [18 empty] | 0 | 0 | 0 | Northern_California_Li_Battery | Northern_California_Solar | 0 | 0 | 0 | 0 | 0
SCE Northern Area | Highwind | 230 | 0 | 0 | 0 | 0 | 0 | 0 | 0 | 0 | 0 | 0 | 0 | 0 | 0 |  | 1 | 1 | [38 empty] | 0 | 0 | 0 | Tehachapi_Li_Battery | Tehachapi_Solar | 0 | Tehachapi_Wind | 0 | 0 | 0
SCE Metro Study Area | Hinson | 230 | 0 | 2.8 | 0 | 0 | 0 | 0 | 0 | 0 | 0 | 0 | 0 | 200 | 0 |  |  |  |  | 1 | [36 empty] | 0 | 0 | 0 | Greater_LA_Li_Battery | Greater_LA_Solar | 0 | 0 | 0 | 0 | 0
PG&E North of Greater Bay Study Area | Honcut | 115 | 0 | 0 | 0 | 0 | 0 | 0 | 0 | 0 | 0 | 0 | 0 | 0 | 0 | [22 empty] | 1 | 1 | [17 empty] | 0 | 0 | 0 | Northern_California_Li_Battery | Northern_California_Solar | 0 | 0 | 0 | 0 | 0
SDG&E Study Area | Hoodoo Wash | 500 | 0 | 0 | 0 | 0 | 0 | 0 | 0 | 0 | 0 | 250 | 636 | 485 | 0 | [9 empty] | 1 | 1 |  |  |  | 1 |  | 1 |  | 1 | [22 empty] | 0 | 0 | 0 | Arizona_Li_Battery | Arizona_Solar | 0 | 0 | 0 | 0 | 0
PG&E North of Greater Bay Study Area | Humboldt | 115 | 0 | 0 | 0 | 0 | 0 | 0 | 0 | 161 | 2 | 0 | 0 | 0 | 0 | [21 empty] | 1 | 1 | [18 empty] | 0 | 0 | 0 | Northern_California_Li_Battery | Northern_California_Solar | 0 | Humboldt_Wind | 0 | Humboldt_Bay_Offshore_Wind | 0
PG&E North of Greater Bay Study Area | Humboldt (Proposed) | 500 | 0 | 0 | 0 | 0 | 0 | 0 | 0 | 0 | 0 | 0 | 0 | 0 | 0 | 0 | 0 | 0 | 0 | 0 | 0 | 0 | 0 | 0 | 0 | 0 | 0 | 0 | 0 | 0 | 0 | 0 | 0 | 0 | 0 | 0 | 0 | 0 | 0 | 0 | 0 | 0 | 0 | 0 | 0 | 0 | 0 | 0 | 0 | 0 | 0 | 0 | 0 | 0 | 0 | 0 | 0 | 0 | 1 | Northern_California_Li_Battery | Northern_California_Solar | 0 | 0 | 0 | Humboldt_Bay_Offshore_Wind | 0
SCE Metro Study Area | Huntington Beach | 230 | 0 | 0 | 0 | 0 | 0 | 0 | 0 | 0 | 0 | 0 | 0 | 0 | 0 |  |  |  |  | 1 | [36 empty] | 0 | 0 | 0 | Greater_LA_Li_Battery | Greater_LA_Solar | 0 | 0 | 0 | 0 | 0
SDG&E Study Area | IID System | 230 | 750 | 0 | 0 | 0 | 0 | 0 | 0 | 0 | 0 | 0 | 100 | 150 | 0 | [10 empty] | 1 |  |  |  | 0 | 0 | 0 | 0 | 0 | 0 | [21 empty] | 0 | 0 | 0 | Imperial_Li_Battery | Imperial_Solar | Greater_Imperial_Geothermal | 0 | 0 | 0 | 0
SDG&E Study Area | IID System | 161 | 50 | 0 | 0 | 0 | 0 | 0 | 0 | 0 | 0 | 20 | 0 | 0 | 0 | [10 empty] | 1 |  |  |  | 1 | 1 | 1 | 0 | 1 | 1 | [21 empty] | 0 | 0 | 0 | Imperial_Li_Battery | Imperial_Solar | Greater_Imperial_Geothermal | 0 | 0 | 0 | 0
SDG&E Study Area | Imperial Valley | 500 | 0 | 0 | 0 | 0 | 0 | 0 | 0 | 0 | 0 | 0 | 0 | 0 | 0 | [10 empty] | 1 |  |  |  | 1 |  | 1 | 1 | 1 | 1 | [21 empty] | 0 | 0 | 0 | Imperial_Li_Battery | Imperial_Solar | 0 | 0 | 0 | 0 | 0
SDG&E Study Area | Imperial Valley | 230 | 0 | 0 | 0 | 0 | 0 | 0 | 0 | 0 | 0 | 100 | 363 | 214 | 0 | [10 empty] | 1 |  |  |  | 1 | 1 | 1 | 1 | 1 | 1 | [21 empty] | 0 | 0 | 0 | Imperial_Li_Battery | Imperial_Solar | 0 | 0 | 0 | 0 | 0
East of Pisgah Study Area | Innovation | 230 | 0 | 0 | 93 | 0 | 0 | 0 | 0 | 0 | 0 | 237 | 65 | 150 | 0 | [11 empty] | 1 | 1 | [28 empty] | 0 | 0 | 0 | Southern_NV_Eldorado_Li_Battery | Southern_NV_Eldorado_Solar | 0 | Southern_Nevada_Wind | 0 | 0 | 0
East of Pisgah Study Area | Innovation | 115 | 0 | 0 | 0 | 0 | 0 | 0 | 0 | 0 | 0 | 0 | 0 | 0 | 0 | [11 empty] | 1 | 1 | [28 empty] | 0 | 0 | 0 | Southern_NV_Eldorado_Li_Battery | Southern_NV_Eldorado_Solar | 0 | Southern_Nevada_Wind | 0 | 0 | 0
East of Pisgah Study Area | Innovation | 138 | 0 | 0 | 0 | 0 | 0 | 0 | 0 | 0 | 0 | 0 | 0 | 0 | 0 | [11 empty] | 1 | 1 | [28 empty] | 0 | 0 | 0 | Southern_NV_Eldorado_Li_Battery | Southern_NV_Eldorado_Solar | 0 | Southern_Nevada_Wind | 0 | 0 | 0
SCE North of Lugo (NOL) Study Area | Inyo | 115 | 0 | 0 | 0 | 0 | 0 | 0 | 0 | 0 | 0 | 0 | 0 | 0 | 0 | [5 empty] | 1 | 1 | 1 | [33 empty] | 0 | 0 | 0 | Greater_Kramer_Li_Battery | Greater_Kramer_Solar | 0 | 0 | 0 | 0 | 0
SCE North of Lugo (NOL) Study Area | Inyokern | 115 | 0 | 0 | 0 | 0 | 0 | 0 | 0 | 0 | 2.078 | 0 | 0 | 0 | 0 | [5 empty] | 1 | 1 | 1 | [33 empty] | 0 | 0 | 0 | Greater_Kramer_Li_Battery | Greater_Kramer_Solar | 0 | 0 | 0 | 0 | 0
East of Pisgah Study Area | Ivanpah | 230 | 0 | 0 | 0 | 0 | 0 | 0 | 0 | 0 | 0 | 0 | 0 | 0 | 0 | [11 empty] | 1 | [29 empty] | 0 | 0 | 0 | Southern_NV_Eldorado_Li_Battery | Southern_NV_Eldorado_Solar | 0 | 0 | 0 | 0 | 0
East of Pisgah Study Area | Ivanpah | 115 | 0 | 0 | 0 | 0 | 0 | 0 | 0 | 0 | 0 | 0 | 0 | 0 | 0 | [11 empty] | 1 | [29 empty] | 0 | 0 | 0 | Southern_NV_Eldorado_Li_Battery | Southern_NV_Eldorado_Solar | 0 | 0 | 0 | 0 | 0
PG&E North of Greater Bay Study Area | Jessup | 115 | 0 | 5.5 | 0 | 0 | 0 | 0 | 0 | 0 | 0 | 0 | 0 | 0 | 0 | [22 empty] | 1 | [18 empty] | 0 | 0 | 0 | Northern_California_Li_Battery | Northern_California_Solar | 0 | Northern_California_Wind | 0 | 0 | 0
SCE Metro Study Area | Johanna | 230 | 0 | 0 | 0 | 0 | 0 | 0 | 0 | 0 | 0 | 0 | 0 | 155 | 0 |  |  |  |  | 1 | [36 empty] | 0 | 0 | 0 | Greater_LA_Li_Battery | Greater_LA_Solar | 0 | 0 | 0 | 0 | 0
PG&E Fresno Study Area | Kearney | 230 | 0 | 0.6 | 0 | 0 | 0 | 0 | 0 | 0 | 10 | 0 | 0 | 0 | 0 | [35 empty] | 1 | 1 | 1 | 1 |  | 1 | 0 | 0 | 0 | Southern_PGAE_Li_Battery | Southern_PGAE_Solar | 0 | 0 | 0 | 0 | 0
SDG&E Study Area | Kearny | 115 | 0 | 0 | 0 | 0 | 0 | 0 | 0 | 0 | 0 | 0 | 0 | 30 | 0 | 0 | 0 | 0 | 0 | 0 | 0 | 0 | 0 | 0 | 0 | 0 | 0 | 0 | 0 | 0 | 0 | 1 | 0 | 1 | 0 | 0 | 0 | 0 | 0 | 0 | 0 | 0 | 0 | 0 | 0 | 0 | 0 | 0 | 0 | 0 | 0 | 0 | 0 | 0 | 0 | 0 | 0 | 0 | 0 | San_Diego_Li_Battery | San_Diego_Solar | 0 | 0 | 0 | 0 | 0
PG&E North of Greater Bay Study Area | Kelso | 230 | 0 | 0 | 101.6 | 5 | 0 | 0 | 0 | 0 | 0 | 0 | 0 | 0 | 0 | [22 empty] | 1 | [18 empty] | 0 | 0 | 0 | Northern_California_Li_Battery | Northern_California_Solar | 0 | Solano_Wind | 0 | 0 | 0
PG&E East Kern Study Area | Kern | 115 | 0 | 0 | 0 | 0 | 0 | 0 | 0 | 0 | 0 | 0 | 0 | 0 | 0 | [39 empty] | 1 |  | 0 | 0 | 0 | Southern_PGAE_Li_Battery | Southern_PGAE_Solar | 0 | 0 | 0 | 0 | 0
PG&E East Kern Study Area | Kern Oil | 115 | 0 | 0 | 0 | 0 | 0 | 0 | 0 | 0 | 0 | 0 | 0 | 0 | 0 | [28 empty] | 1 | 1 |  |  |  |  | 1 | [6 empty] | 0 | 0 | 0 | Southern_PGAE_Li_Battery | Southern_PGAE_Solar | 0 | 0 | 0 | 0 | 0
PG&E East Kern Study Area | Kern Power | 115 | 0 | 0 | 0 | 0 | 0 | 0 | 0 | 0 | 0 | 0 | 0 | 0 | 0 | [28 empty] | 1 | 1 |  |  |  |  | 1 | [6 empty] | 0 | 0 | 0 | Southern_PGAE_Li_Battery | Southern_PGAE_Solar | 0 | 0 | 0 | 0 | 0
PG&E Fresno Study Area | Kingsburg | 115 | 0 | 0 | 0 | 0 | 0 | 0 | 0 | 0 | 0 | 0 | 0 | 0 | 0 | [35 empty] | 1 | 1 | 1 | 1 |  |  | 0 | 0 | 0 | Southern_PGAE_Li_Battery | Southern_PGAE_Solar | 0 | 0 | 0 | 0 | 0
SCE North of Lugo (NOL) Study Area | Kramer | 230 | 0 | 0 | 0 | 0 | 0 | 0 | 0 | 0 | 0 | 615 | 449.9957 | 600 | 0 | [5 empty] | 1 | 1 | 1 | [33 empty] | 0 | 0 | 0 | Greater_Kramer_Li_Battery | Greater_Kramer_Solar | 0 | 0 | 0 | 0 | 0
SCE North of Lugo (NOL) Study Area | Kramer | 115 | 0 | 0 | 0 | 0 | 0 | 0 | 0 | 0 | 0 | 95 | 0 | 75 | 0 | [5 empty] | 1 | 1 | 1 | [33 empty] | 0 | 0 | 0 | Greater_Kramer_Li_Battery | Greater_Kramer_Solar | 0 | 0 | 0 | 0 | 0
SCE Metro Study Area | La Cienega | 230 | 0 | 0 | 0 | 0 | 0 | 0 | 0 | 0 | 0 | 0 | 0 | 0 | 0 |  |  |  |  | 1 | [36 empty] | 0 | 0 | 0 | Greater_LA_Li_Battery | Greater_LA_Solar | 0 | 0 | 0 | 0 | 0
SCE Metro Study Area | La Fresa | 230 | 0 | 0 | 0 | 0 | 0 | 0 | 0 | 0 | 0 | 0 | 0 | 0 | 0 |  |  |  |  | 1 | [36 empty] | 0 | 0 | 0 | Greater_LA_Li_Battery | Greater_LA_Solar | 0 | 0 | 0 | 0 | 0
SCE Metro Study Area | Laguna Bell | 230 | 0 | 0 | 0 | 0 | 0 | 0 | 0 | 0 | 0 | 0 | 0 | 300 | 0 |  |  |  |  | 1 | [36 empty] | 0 | 0 | 0 | Greater_LA_Li_Battery | Greater_LA_Solar | 0 | 0 | 0 | 0 | 0
PG&E North of Greater Bay Study Area | Lakeville | 230 | 0 | 1 | 0 | 0 | 0 | 0 | 0 | 0 | 0 | 0 | 0 | 33 | 0 | [22 empty] | 1 |  |  |  |  | 1 | [13 empty] | 0 | 0 | 0 | Northern_California_Li_Battery | Northern_California_Solar | 0 | Solano_Wind | 0 | 0 | 0
PG&E East Kern Study Area | Lamont | 115 | 0 | 0 | 0 | 0 | 0 | 0 | 0 | 0 | 2 | 50 | 100 | 95 | 0 | [28 empty] | 1 | 1 |  |  |  |  | 1 |  | 1 | 1 |  | 1 |  | 0 | 0 | 0 | Southern_PGAE_Li_Battery | Southern_PGAE_Solar | 0 | 0 | 0 | 0 | 0
East of Pisgah Study Area | Lathrop | 138 | 0 | 0 | 0 | 0 | 0 | 0 | 0 | 0 | 0 | 136 | 0 | 0 | 0 | 0 | 0 | 0 | 0 | 0 | 0 | 0 | 0 | 0 | 0 | 0 | 1 | 1 | 0 | 0 | 0 | 0 | 0 | 0 | 0 | 0 | 0 | 0 | 0 | 0 | 0 | 0 | 0 | 0 | 0 | 0 | 0 | 0 | 0 | 0 | 0 | 0 | 0 | 0 | 0 | 0 | 0 | 0 | 0 | Southern_NV_Eldorado_Li_Battery | Southern_NV_Eldorado_Solar | 0 | 0 | 0 | 0 | 0
PG&E Fresno Study Area | Le Grand | 115 | 0 | 0 | 0 | 0 | 0 | 0 | 0 | 0 | 3 | 60 | 59.11 | 0 | 0 | [35 empty] | 1 | 1 | 1 | 1 |  | 1 | 0 | 0 | 0 | Southern_PGAE_Li_Battery | Southern_PGAE_Solar | 0 | 0 | 0 | 0 | 0
SCE Eastern Study Area | Lee Lake (Proposed) | 500 | 0 | 0 | 0 | 0 | 0 | 0 | 0 | 0 | 0 | 0 | 0 | 0 | 0 | 0 | 0 | 0 | 0 | 1 | 0 | 0 | 0 | 0 | 0 | 0 | 0 | 0 | 0 | 0 | 0 | 0 | 0 | 0 | 0 | 0 | 0 | 0 | 0 | 0 | 0 | 0 | 0 | 0 | 0 | 0 | 0 | 0 | 0 | 0 | 0 | 0 | 0 | 0 | 0 | 0 | 0 | 0 | 0 | 0 | 0 | 0 | 0 | 0 | 0 | Riverside_West_Pumped_Storage
PG&E Fresno Study Area | Leprino Jct | 115 | 0 | 0 | 0 | 0 | 0 | 0 | 0 | 0 | 0 | 0 | 0 | 0 | 0 | [36 empty] | 1 | 1 | 1 |  |  | 0 | 0 | 0 | Southern_PGAE_Li_Battery | Southern_PGAE_Solar | 0 | 0 | 0 | 0 | 0
PG&E East Kern Study Area | Lerdo | 115 | 0 | 0 | 0 | 0 | 0 | 0 | 0 | 0 | 0 | 0 | 0 | 0 | 0 | [28 empty] | 1 | 1 |  |  |  |  | 1 | [6 empty] | 0 | 0 | 0 | Southern_PGAE_Li_Battery | Southern_PGAE_Solar | 0 | 0 | 0 | 0 | 0
SCE Metro Study Area | Lewis | 230 | 0 | 0 | 0 | 0 | 0 | 0 | 0 | 0 | 0 | 0 | 0 | 0 | 0 |  |  |  |  | 1 | [36 empty] | 0 | 0 | 0 | Greater_LA_Li_Battery | Greater_LA_Solar | 0 | 0 | 0 | 0 | 0
SCE Metro Study Area | Lighthipe | 230 | 0 | 0 | 0 | 0 | 0 | 0 | 0 | 0 | 0 | 0 | 0 | 100 | 0 |  |  |  |  | 1 | [36 empty] | 0 | 0 | 0 | Greater_LA_Li_Battery | Greater_LA_Solar | 0 | 0 | 0 | 0 | 0
PG&E North of Greater Bay Study Area | Lockeford | 115 | 0 | 0 | 0 | 0 | 0 | 0 | 0 | 0 | 0 | 0 | 0 | 0 | 0 | [22 empty] | 1 | [18 empty] | 0 | 0 | 0 | Northern_California_Li_Battery | Northern_California_Solar | 0 | 0 | 0 | 0 | 0
PG&E North of Greater Bay Study Area | Lone Tree | 230 | 0 | 0 | 0 | 0 | 0 | 0 | 0 | 0 | 1 | 0 | 0 | 0 | 0 | [22 empty] | 1 |  |  |  |  | 1 | [13 empty] | 0 | 0 | 0 | Northern_California_Li_Battery | Northern_California_Solar | 0 | Solano_Wind | 0 | 0 | 0
SCE Metro Study Area | Long Beach | 230 | 0 | 0 | 0 | 0 | 0 | 0 | 0 | 0 | 0 | 0 | 0 | 0 | 0 |  |  |  |  | 1 | [36 empty] | 0 | 0 | 0 | Greater_LA_Li_Battery | Greater_LA_Solar | 0 | 0 | 0 | 0 | 0
PG&E Fresno Study Area | Los Banos | 230 | 0 | 0 | 150 | 0 | 0 | 0 | 0 | 0 | 1 | 300 | 200 | 80 | 0 | [29 empty] | 1 | 1 |  | 1 |  | 1 |  |  | 1 |  |  |  | 0 | 0 | 0 | Southern_PGAE_Li_Battery | Southern_PGAE_Solar | 0 | Central_Valley_North_Los_Banos_Wind | 0 | 0 | 0
PG&E S500 Study Area | Los Banos | 500 | 0 | 0 | 0 | 0 | 0 | 0 | 0 | 0 | 0 | 0 | 0 | 0 | 0 | [33 empty] | 1 | [7 empty] | 0 | 0 | 0 | Southern_PGAE_Li_Battery | Southern_PGAE_Solar | 0 | 0 | 0 | 0 | 0
PG&E North of Greater Bay Study Area | Los Esteros | 115 | 0 | 3 | 0 | 0 | 0 | 0 | 0 | 0 | 5 | 0 | 0 | 200 | 0 | [27 empty] | 1 | [13 empty] | 0 | 0 | 0 | Northern_California_Li_Battery | Northern_California_Solar | 0 | 0 | 0 | 0 | 0
SCE North of Lugo (NOL) Study Area | Lugo | 500 | 0 | 0 | 0 | 0 | 0 | 0 | 0 | 0 | 0 | 0 | 0 | 0 | 0 |  |  |  |  | 0 | [36 empty] | 0 | 0 | 0 | Greater_Kramer_Li_Battery | Greater_Kramer_Solar | 0 | 0 | 0 | 0 | 0
SCE North of Lugo (NOL) Study Area | Lugo | 230 | 0 | 0 | 0 | 0 | 0 | 0 | 0 | 0 | 0 | 0 | 0 | 0 | 0 | [7 empty] | 1 | [33 empty] | 0 | 0 | 0 | Greater_Kramer_Li_Battery | Greater_Kramer_Solar | 0 | 0 | 0 | 0 | 0
SCE Northern Area | Magunden | 230 | 0 | 0 | 0 | 0 | 0 | 0 | 0 | 0 | 0 | 0 | 0 | 0 | 0 | 1 |  | 1 | 1 | [24 empty] | 1 | 1 |  |  |  |  | 1 | [6 empty] | 0 | 0 | 0 | Tehachapi_Li_Battery | Tehachapi_Solar | 0 | 0 | 0 | 0 | 0
SCE Northern Area | Magunden | 115 | 0 | 0 | 0 | 0 | 0 | 0 | 0 | 0 | 0 | 0 | 0 | 0 | 0 |  |  |  | 0 | [32 empty] | 1 | 1 |  |  |  | 0 | 0 | 0 | Tehachapi_Li_Battery | Tehachapi_Solar | 0 | 0 | 0 | 0 | 0
PG&E Fresno Study Area | Malaga | 115 | 0 | 3.88 | 0 | 0 | 0 | 0 | 0 | 0 | 0 | 0 | 0 | 0 | 0 | [40 empty] | 1 | 0 | 0 | 0 | Southern_PGAE_Li_Battery | Southern_PGAE_Solar | 0 | 0 | 0 | 0 | 0
SCE Northern Area | Mandalay | 230 | 0 | 0 | 0 | 0 | 0 | 0 | 0 | 0 | 0 | 0 | 0 | 0 | 0 |  |  |  | 1 | [37 empty] | 0 | 0 | 0 | Greater_LA_Li_Battery | Greater_LA_Solar | 0 | 0 | 0 | 0 | 0
PG&E North of Greater Bay Study Area | Martin (San Francisco H) | 115 | 0 | 0 | 0 | 0 | 0 | 0 | 0 | 0 | 8 | 0 | 0 | 179.62 | 0 | [27 empty] | 1 | [13 empty] | 0 | 0 | 0 | Northern_California_Li_Battery | Northern_California_Solar | 0 | 0 | 0 | 0 | 0
PG&E North of Greater Bay Study Area | Martinez | 115 | 0 | 0 | 0 | 0 | 0 | 0 | 0 | 0 | 0 | 0 | 0 | 20 | 0 | [22 empty] | 1 |  |  |  |  | 1 | [13 empty] | 0 | 0 | 0 | Northern_California_Li_Battery | Northern_California_Solar | 0 | Solano_Wind | 0 | 0 | 0
PG&E Fresno Study Area | McCall | 230 | 0 | 0 | 0 | 0 | 0 | 0 | 0 | 0 | 0 | 0 | 0 | 0 | 0 | [29 empty] | 1 | [7 empty] | 1 |  |  |  | 0 | 0 | 0 | Southern_PGAE_Li_Battery | Southern_PGAE_Solar | 0 | 0 | 0 | 0 | 0
PG&E Fresno Study Area | McCall | 115 | 0 | 0 | 0 | 0 | 0 | 0 | 0 | 0 | 1.75 | 0 | 0 | 0 | 0 | [29 empty] | 1 | [10 empty] | 1 | 0 | 0 | 0 | Southern_PGAE_Li_Battery | Southern_PGAE_Solar | 0 | 0 | 0 | 0 | 0
PG&E Fresno Study Area | Mc Mullin | 230 | 0 | 0 | 0 | 0 | 0 | 0 | 0 | 0 | 0 | 0 | 0 | 0 | 0 | [28 empty] | 1 | 1 | 1 | 1 |  |  | 1 | 1 | 1 | 1 | 1 |  | 1 | 0 | 0 | 0 | Southern_PGAE_Li_Battery | Southern_PGAE_Solar | 0 | 0 | 0 | 0 | 0
East of Pisgah Study Area | Mead | 230 | 0 | 0 | 300 | 0 | 0 | 0 | 0 | 0 | 0 | 0 | 0 | 0 | 0 | 0 | 0 | 0 | 0 | 0 | 0 | 0 | 0 | 0 | 0 | 0 | 1 | 0 | 0 | 0 | 0 | 0 | 0 | 0 | 0 | 0 | 0 | 0 | 0 | 0 | 0 | 0 | 0 | 0 | 0 | 0 | 0 | 0 | 0 | 0 | 0 | 0 | 0 | 0 | 0 | 0 | 0 | 0 | 0 | Southern_NV_Eldorado_Li_Battery | Southern_NV_Eldorado_Solar | 0 | SW_Ext_Tx_Wind | 0 | 0 | 0
PG&E North of Greater Bay Study Area | Mendocino | 115 | 0 | 1 | 0 | 0 | 0 | 0 | 0 | 0 | 0 | 0 | 0 | 0 | 0 | [21 empty] | 1 | 1 |  |  |  |  | 1 | [13 empty] | 0 | 0 | 0 | Northern_California_Li_Battery | Northern_California_Solar | 0 | 0 | 0 | 0 | 0
PG&E Fresno Study Area | Mendota | 115 | 0 | 0 | 0 | 0 | 0 | 0 | 0 | 0 | 0 | 160 | 0 | 0 | 0 | [29 empty] | 1 | 1 |  | 1 |  | 1 | 1 |  | 1 |  |  | 1 | 0 | 0 | 0 | Southern_PGAE_Li_Battery | Southern_PGAE_Solar | 0 | 0 | 0 | 0 | 0
PG&E Fresno Study Area | Merced | 115 | 0 | 0 | 0 | 0 | 0 | 0 | 0 | 0 | 6 | 0 | 0 | 0 | 0 | [29 empty] | 1 | 1 |  | 1 |  | 1 | [6 empty] | 0 | 0 | 0 | Southern_PGAE_Li_Battery | Southern_PGAE_Solar | 0 | 0 | 0 | 0 | 0
PG&E East Kern Study Area | Mesa | 115 | 0 | 0 | 0 | 0 | 0 | 0 | 0 | 0 | 0 | 0 | 0 | 50 | 0 | [28 empty] | 1 | 1 |  |  |  | 1 | 1 | [6 empty] | 0 | 0 | 0 | Southern_PGAE_Li_Battery | Southern_PGAE_Solar | 0 | 0 | 0 | 0 | 0
PG&E East Kern Study Area | Mesa | 230 | 0 | 0 | 0 | 0 | 0 | 0 | 0 | 0 | 0 | 0 | 0 | 99.701 | 0 | [28 empty] | 1 | 1 |  |  |  | 1 | 1 | [6 empty] | 0 | 0 | 0 | Southern_PGAE_Li_Battery | Southern_PGAE_Solar | 0 | 0 | 0 | 0 | 0
SCE Northern Area | Mesa (SCE) | 230 | 0 | 0 | 0 | 0 | 0 | 0 | 0 | 0 | 0 | 0 | 0 | 0 | 0 |  |  |  | 1 | [37 empty] | 0 | 0 | 0 | Greater_LA_Li_Battery | Greater_LA_Solar | 0 | 0 | 0 | 0 | 0
PG&E North of Greater Bay Study Area | Metcalf | 230 | 0 | 2 | 0 | 0 | 0 | 0 | 0 | 0 | 4 | 0 | 0 | 115.38 | 0 | [27 empty] | 1 | [13 empty] | 0 | 0 | 0 | Northern_California_Li_Battery | Northern_California_Solar | 0 | 0 | 0 | 0 | 0
PG&E East Kern Study Area | Midway | 230 | 0 | 0 | 0 | 0 | 0 | 0 | 0 | 0 | 0 | 50 | 200.0044 | 92 | 0 | [28 empty] | 1 | 1 |  |  |  | 1 | 1 |  | 1 | 1 |  |  |  | 0 | 0 | 0 | Southern_PGAE_Li_Battery | Southern_PGAE_Solar | 0 | 0 | 0 | 0 | 0
PG&E East Kern Study Area | Midway | 500 | 0 | 0 | 0 | 0 | 0 | 0 | 0 | 0 | 0 | 0 | 0 | 0 | 0 | [28 empty] | 1 |  |  |  |  | 1 |  |  | 1 | 1 |  |  |  | 0 | 0 | 0 | Southern_PGAE_Li_Battery | Southern_PGAE_Solar | 0 | 0 | 0 | 0 | 0
PG&E East Kern Study Area | Midway | 115 | 0 | 0 | 0 | 0 | 0 | 0 | 0 | 0 | 0 | 200 | 0 | 0 | 0 | [28 empty] | 1 | 1 |  |  |  |  | 1 |  | 1 | 1 |  |  |  | 0 | 0 | 0 | Southern_PGAE_Li_Battery | Southern_PGAE_Solar | 0 | 0 | 0 | 0 | 0
SDG&E Study Area | Miguel | 500 | 0 | 0 | 0 | 0 | 0 | 0 | 0 | 0 | 0 | 0 | 0 | 0 | 0 | [16 empty] | 1 | 1 | 1 | 1 | [21 empty] | 0 | 0 | 0 | San_Diego_Li_Battery | San_Diego_Solar | 0 | 0 | 0 | 0 | 0
SDG&E Study Area | Miguel | 230 | 0 | 0 | 0 | 0 | 0 | 0 | 0 | 0 | 0 | 0 | 0 | 10 | 0 | [16 empty] | 1 | 1 | 1 | 1 | [21 empty] | 0 | 0 | 0 | San_Diego_Li_Battery | San_Diego_Solar | 0 | 0 | 0 | 0 | 0
SCE Metro Study Area | Mira Loma | 500 | 0 | 0 | 0 | 0 | 0 | 0 | 0 | 0 | 0 | 0 | 0 | 0 | 0 |  |  |  |  | 1 | [36 empty] | 0 | 0 | 0 | Greater_LA_Li_Battery | Greater_LA_Solar | 0 | 0 | 0 | 0 | 0
SCE Metro Study Area | Mira Loma | 230 | 0 | 0 | 0 | 0 | 0 | 0 | 0 | 0 | 0 | 0 | 0 | 150 | 0 |  |  |  |  | 1 | [36 empty] | 0 | 0 | 0 | Greater_LA_Li_Battery | Greater_LA_Solar | 0 | 0 | 0 | 0 | 0
SDG&E Study Area | Mission | 230 | 0 | 0 | 0 | 0 | 0 | 0 | 0 | 0 | 0 | 0 | 0 | 10 | 0 | [16 empty] | 1 | 1 | 1 | [22 empty] | 0 | 0 | 0 | San_Diego_Li_Battery | San_Diego_Solar | 0 | 0 | 0 | 0 | 0
SDG&E Study Area | Mission | 138 | 0 | 0 | 0 | 0 | 0 | 0 | 0 | 0 | 0 | 0 | 0 | 50 | 0 | [16 empty] | 1 | 1 | 1 | [22 empty] | 0 | 0 | 0 | San_Diego_Li_Battery | San_Diego_Solar | 0 | 0 | 0 | 0 | 0
East of Pisgah Study Area | Mohave | 500 | 0 | 0 | 0 | 0 | 0 | 0 | 0 | 0 | 0 | 520 | 700 | 700 | 0 | [13 empty] | 1 | [27 empty] | 0 | 0 | 0 | Southern_NV_Eldorado_Li_Battery | Southern_NV_Eldorado_Solar | 0 | 0 | 0 | 0 | 0
SCE Northern Area | Moorpark | 230 | 0 | 0 | 0 | 0 | 0 | 0 | 0 | 0 | 0 | 0 | 400 | 385 | 0 |  |  |  | 1 | [37 empty] | 0 | 0 | 0 | Greater_LA_Li_Battery | Greater_LA_Solar | 0 | Tehachapi_Wind | 0 | 0 | 0
PG&E East Kern Study Area | Morro Bay | 230 | 0 | 0 | 0 | 0 | 0 | 0 | 0 | 0 | 0 | 0 | 0 | 0 | 0 | [28 empty] | 1 | 1 |  |  |  | 1 | 1 |  | 1 | 1 |  |  |  | 0 | 0 | 0 | Southern_PGAE_Li_Battery | Southern_PGAE_Solar | 0 | 0 | 0 | Morro_Bay_Offshore_Wind | 0
PG&E East Kern Study Area | Morro Bay (Proposed) | 500 | 0 | 0 | 0 | 0 | 0 | 0 | 0 | 0 | 0 | 0 | 0 | 0 | 0 | 0 | 0 | 0 | 0 | 0 | 0 | 0 | 0 | 0 | 0 | 0 | 0 | 0 | 0 | 0 | 0 | 0 | 0 | 0 | 0 | 0 | 0 | 0 | 0 | 0 | 0 | 0 | 0 | 0 | 0 | 0 | 0 | 0 | 1 | 0 | 0 | 0 | 0 | 0 | 0 | 0 | 0 | 1 | 0 | Southern_PGAE_Li_Battery | Southern_PGAE_Solar | 0 | 0 | 0 | Morro_Bay_Offshore_Wind | 0
PG&E Fresno Study Area | Moss Landing | 500 | 0 | 0 | 0 | 0 | 0 | 0 | 0 | 0 | 0 | 0 | 0 | 750 | 0 | 0 | 0 | 0 | 0 | 0 | 0 | 0 | 0 | 0 | 0 | 0 | 0 | 0 | 0 | 0 | 0 | 0 | 0 | 0 | 0 | 0 | 0 | 0 | 0 | 0 | 0 | 0 | 0 | 0 | 0 | 0 | 0 | 0 | 0 | 0 | 0 | 0 | 0 | 0 | 0 | 0 | 1 | 0 | 0 | Southern_PGAE_Li_Battery | Southern_PGAE_Solar | 0 | 0 | 0 | 0 | 0
PG&E Fresno Study Area | Moss Landing | 230 | 0 | 0 | 0 | 0 | 0 | 0 | 0 | 0 | 0 | 0 | 0 | 192.5 | 0 | [30 empty] | 1 | [9 empty] | 1 | 0 | 0 | 0 | Southern_PGAE_Li_Battery | Southern_PGAE_Solar | 0 | 0 | 0 | 0 | 0
PG&E East Kern Study Area | Mustang | 230 | 0 | 0 | 0 | 0 | 0 | 0 | 0 | 0 | 0 | 250.5 | 287 | 375 | 0 | [28 empty] | 1 | 1 | 1 | 1 |  | 1 | 1 |  | 1 | 1 |  |  |  | 0 | 0 | 0 | Southern_PGAE_Li_Battery | Southern_PGAE_Solar | 0 | 0 | 0 | 0 | 0
PG&E Fresno Study Area | Newhall | 115 | 0 | 0 | 0 | 0 | 0 | 0 | 0 | 0 | 0 | 0 | 0 | 0 | 0 | [40 empty] | 1 | 0 | 0 | 0 | Southern_PGAE_Li_Battery | Southern_PGAE_Solar | 0 | 0 | 0 | 0 | 0
PG&E East Kern Study Area | Norco | 115 | 0 | 0 | 0 | 0 | 0 | 0 | 0 | 0 | 0 | 0 | 0 | 0 | 0 | [28 empty] | 1 | 1 |  |  |  |  | 1 | [6 empty] | 0 | 0 | 0 | Southern_PGAE_Li_Battery | Southern_PGAE_Solar | 0 | 0 | 0 | 0 | 0
SDG&E Study Area | North Gila | 500 | 0 | 0 | 0 | 0 | 0 | 0 | 0 | 0 | 0 | 0 | 0 | 0 | 0 | 0 | 0 | 0 | 0 | 0 | 0 | 0 | 0 | 0 | 1 | 1 | 0 | 0 | 0 | 1 | 0 | 1 | 0 | 1 | 0 | 0 | 0 | 0 | 0 | 0 | 0 | 0 | 0 | 0 | 0 | 0 | 0 | 0 | 0 | 0 | 0 | 0 | 0 | 0 | 0 | 0 | 0 | 0 | 0 | Arizona_Li_Battery | Arizona_Solar | 0 | 0 | 0 | 0 | 0
SDG&E Study Area | Ocotillo | 500 | 0 | 0 | 0 | 0 | 0 | 0 | 0 | 0 | 0 | 0 | 0 | 0 | 0 | [14 empty] | 1 |  | 1 |  | 1 | 1 | [21 empty] | 0 | 0 | 0 | Imperial_Li_Battery | Imperial_Solar | 0 | Baja_California_Wind | 0 | 0 | 0
SDG&E Study Area | Old Town | 230 | 0 | 0 | 0 | 0 | 0 | 0 | 0 | 0 | 0 | 0 | 0 | 0 | 0 | [16 empty] | 1 |  | 1 | [22 empty] | 0 | 0 | 0 | San_Diego_Li_Battery | San_Diego_Solar | 0 | 0 | 0 | 0 | 0
SCE Metro Study Area | Olinda | 230 | 0 | 0 | 0 | 0 | 0 | 0 | 0 | 0 | 0 | 0 | 0 | 0 | 0 |  |  |  |  | 1 | [36 empty] | 0 | 0 | 0 | Greater_LA_Li_Battery | Greater_LA_Solar | 0 | 0 | 0 | 0 | 0
PG&E East Kern Study Area | Olive | 115 | 0 | 0 | 0 | 0 | 0 | 0 | 0 | 0 | 0 | 40 | 0 | 20 | 0 | [28 empty] | 1 | 1 |  |  |  |  | 1 |  | 1 | 1 |  |  |  | 0 | 0 | 0 | Southern_PGAE_Li_Battery | Southern_PGAE_Solar | 0 | 0 | 0 | 0 | 0
PG&E North of Greater Bay Study Area | Olivehurst | 115 | 0 | 0 | 0 | 0 | 0 | 0 | 0 | 0 | 0 | 0 | 0 | 0 | 0 | [22 empty] | 1 | 1 | 1 | [16 empty] | 0 | 0 | 0 | Northern_California_Li_Battery | Northern_California_Solar | 0 | Northern_California_Wind | 0 | 0 | 0
PG&E Fresno Study Area | Oro Loma | 115 | 0 | 0 | 0 | 0 | 0 | 0 | 0 | 0 | 0 | 0 | 0 | 0 | 0 | [40 empty] | 1 | 0 | 0 | 0 | Southern_PGAE_Li_Battery | Southern_PGAE_Solar | 0 | 0 | 0 | 0 | 0
SDG&E Study Area | Otay Mesa | 230 | 0 | 0 | 0 | 0 | 0 | 0 | 0 | 0 | 0 | 0 | 0 | 250 | 0 | [16 empty] | 1 | 1 | 1 | 1 | [21 empty] | 0 | 0 | 0 | San_Diego_Li_Battery | San_Diego_Solar | 0 | 0 | 0 | 0 | 0
SCE Metro Study Area | Padua | 230 | 0 | 0 | 0 | 0 | 0 | 0 | 0 | 0 | 0 | 0 | 0 | 123.68 | 0 |  |  |  |  | 1 | [36 empty] | 0 | 0 | 0 | Greater_LA_Li_Battery | Greater_LA_Solar | 0 | 0 | 0 | 0 | 0
East of Pisgah Study Area | Pahrump | 230 | 0 | 0 | 0 | 0 | 0 | 0 | 0 | 0 | 0 | 0 | 0 | 0 | 0 | [11 empty] | 1 | 1 | [28 empty] | 0 | 0 | 0 | Southern_NV_Eldorado_Li_Battery | Southern_NV_Eldorado_Solar | 0 | Southern_Nevada_Wind | 0 | 0 | 0
East of Pisgah Study Area | Pahrump | 138 | 0 | 0 | 0 | 0 | 0 | 0 | 0 | 0 | 0 | 0 | 0 | 0 | 0 | [11 empty] | 1 | 1 | [28 empty] | 0 | 0 | 0 | Southern_NV_Eldorado_Li_Battery | Southern_NV_Eldorado_Solar | 0 | Southern_Nevada_Wind | 0 | 0 | 0
PG&E North of Greater Bay Study Area | Palermo | 230 | 0 | 9.92 | 0 | 0 | 0 | 0 | 0 | 0 | 0 | 0 | 0 | 0 | 0 | 0 | 0 | 0 | 0 | 0 | 0 | 0 | 0 | 0 | 0 | 0 | 0 | 0 | 0 | 0 | 0 | 0 | 0 | 0 | 0 | 0 | 0 | 1 | 0 | 0 | 0 | 0 | 0 | 0 | 0 | 0 | 0 | 0 | 0 | 0 | 0 | 0 | 0 | 0 | 0 | 0 | 0 | 0 | 0 | Northern_California_Li_Battery | Northern_California_Solar | 0 | 0 | 0 | 0 | 0
SCE Eastern Study Area | Palo Verde | 500 | 0 | 0 | 119 | 0 | 2328 | 0 | 0 | 0 | 0 | 0 | 0 | 0 | 0 | [9 empty] | 1 | 1 |  |  |  | 0 | [26 empty] | 0 | 0 | 0 | Arizona_Li_Battery | Arizona_Solar | 0 | SW_Ext_Tx_Wind | New_Mexico_Wind | 0 | 0
SDG&E Study Area | Palomar | 230 | 0 | 0 | 0 | 0 | 0 | 0 | 0 | 0 | 0 | 0 | 0 | 0 | 0 | [16 empty] | 1 | 1 | 1 | [22 empty] | 0 | 0 | 0 | San_Diego_Li_Battery | San_Diego_Solar | 0 | 0 | 0 | 0 | 0
PG&E Fresno Study Area | Panoche | 115 | 0 | 0 | 0 | 0 | 0 | 0 | 0 | 0 | 0 | 0 | 0 | 0 | 0 | [30 empty] | 1 |  |  |  | 1 | 1 | 1 | 1 |  |  | 1 | 0 | 0 | 0 | Southern_PGAE_Li_Battery | Southern_PGAE_Solar | 0 | 0 | 0 | 0 | 0
PG&E Fresno Study Area | Panoche | 230 | 0 | 0 | 0 | 0 | 0 | 0 | 0 | 0 | 0 | 50 | 150 | 80 | 0 | [29 empty] | 1 | 1 |  | 1 |  | 1 | 1 |  |  | 1 |  | 1 | 0 | 0 | 0 | Southern_PGAE_Li_Battery | Southern_PGAE_Solar | 0 | 0 | 0 | 0 | 0
SCE Northern Area | Pardee | 230 | 0 | 0 | 0 | 0 | 0 | 0 | 0 | 0 | 0 | 0 | 0 | 95 | 0 |  |  |  | 1 | [37 empty] | 0 | 0 | 0 | Greater_LA_Li_Battery | Greater_LA_Solar | 0 | 0 | 0 | 0 | 0
SCE Northern Area | Pastoria | 230 | 0 | 0 | 0 | 0 | 0 | 0 | 0 | 0 | 0 | 40 | 66.875 | 80 | 0 | 1 |  | 1 | 1 | [37 empty] | 0 | 0 | 0 | Tehachapi_Li_Battery | Tehachapi_Solar | 0 | 0 | 0 | 0 | 0
PG&E North of Greater Bay Study Area | Peabody | 230 | 0 | 0 | 0 | 0 | 0 | 0 | 0 | 0 | 0 | 0 | 0 | 0 | 0 | [22 empty] | 1 |  |  |  |  | 1 | [13 empty] | 0 | 0 | 0 | Northern_California_Li_Battery | Northern_California_Solar | 0 | Solano_Wind | 0 | 0 | 0
PG&E North of Greater Bay Study Area | Pease | 115 | 0 | 2.85 | 0 | 0 | 0 | 0 | 0 | 0 | 0 | 0 | 0 | 5 | 0 | [22 empty] | 1 | 1 | 1 | [16 empty] | 0 | 0 | 0 | Northern_California_Li_Battery | Northern_California_Solar | 0 | Northern_California_Wind | 0 | 0 | 0
SDG&E Study Area | Penasquitos | 230 | 0 | 0 | 0 | 0 | 0 | 0 | 0 | 0 | 0 | 0 | 0 | 30 | 0 | [16 empty] | 1 |  | 1 | [22 empty] | 0 | 0 | 0 | San_Diego_Li_Battery | San_Diego_Solar | 0 | 0 | 0 | 0 | 0
SDG&E Study Area | Penasquitos | 138 | 0 | 0 | 0 | 0 | 0 | 0 | 0 | 0 | 0 | 0 | 0 | 0 | 0 | [16 empty] | 1 |  | 1 | [22 empty] | 0 | 0 | 0 | San_Diego_Li_Battery | San_Diego_Solar | 0 | 0 | 0 | 0 | 0
PG&E North of Greater Bay Study Area | Peoria | 115 | 0 | 0 | 0 | 0 | 0 | 0 | 0 | 0 | 0 | 0 | 0 | 0 | 0 | [22 empty] | 1 | [18 empty] | 0 | 0 | 0 | Northern_California_Li_Battery | Northern_California_Solar | 0 | 0 | 0 | 0 | 0
SCE North of Lugo (NOL) Study Area | Pisgah | 230 | 0 | 0 | 0 | 0 | 0 | 0 | 0 | 0 | 0 | 100 | 0 | 0 | 0 | [7 empty] | 1 | [33 empty] | 0 | 0 | 0 | Greater_Kramer_Li_Battery | Greater_Kramer_Solar | 0 | North_Victor_Wind | 0 | 0 | 0
PG&E North of Greater Bay Study Area | Pit 1 | 230 | 0 | 7 | 0 | 0 | 0 | 0 | 0 | 0 | 0 | 0 | 0 | 0 | 0 | [22 empty] | 1 | [18 empty] | 0 | 0 | 0 | Northern_California_Li_Battery | Northern_California_Solar | Northern_California_Geothermal | Northern_California_Wind | 0 | 0 | 0
PG&E North of Greater Bay Study Area | Pittsburg | 230 | 0 | 0 | 0 | 0 | 0 | 0 | 0 | 0 | 0 | 0 | 0 | 200 | 0 | [22 empty] | 1 |  |  |  |  | 1 | [13 empty] | 0 | 0 | 0 | Northern_California_Li_Battery | Northern_California_Solar | 0 | Solano_Wind | 0 | 0 | 0
PG&E North of Greater Bay Study Area | Pittsburg PP | 230 | 0 | 0 | 0 | 0 | 0 | 0 | 0 | 0 | 0 | 0 | 0 | 0 | 0 | [22 empty] | 1 | [18 empty] | 0 | 0 | 0 | Northern_California_Li_Battery | Northern_California_Solar | 0 | 0 | 0 | 0 | 0
PG&E North of Greater Bay Study Area | Placerville | 115 | 0 | 3 | 0 | 0 | 0 | 0 | 0 | 0 | 0 | 0 | 0 | 0 | 0 | [22 empty] | 1 | [18 empty] | 0 | 0 | 0 | Northern_California_Li_Battery | Northern_California_Solar | 0 | 0 | 0 | 0 | 0
PG&E North of Greater Bay Study Area | Pleasant Grove | 115 | 0 | 0 | 0 | 0 | 0 | 0 | 0 | 0 | 0 | 0 | 0 | 0 | 0 | [22 empty] | 1 |  | 1 | [16 empty] | 0 | 0 | 0 | Northern_California_Li_Battery | Northern_California_Solar | 0 | Northern_California_Wind | 0 | 0 | 0
PG&E East Kern Study Area | Poso Mountain | 115 | 0 | 0 | 0 | 0 | 0 | 0 | 0 | 0 | 0 | 0 | 0 | 0 | 0 | [28 empty] | 1 | 1 |  |  |  |  | 1 | [6 empty] | 0 | 0 | 0 | Southern_PGAE_Li_Battery | Southern_PGAE_Solar | 0 | 0 | 0 | 0 | 0
East of Pisgah Study Area | Primm | 230 | 0 | 0 | 0 | 0 | 0 | 0 | 0 | 0 | 0 | 0 | 0 | 0 | 0 | [11 empty] | 1 | [29 empty] | 0 | 0 | 0 | Southern_NV_Eldorado_Li_Battery | Southern_NV_Eldorado_Solar | 0 | Southern_Nevada_Wind | 0 | 0 | 0
PG&E Fresno Study Area | Pumpjack | 115 | 0 | 0 | 0 | 0 | 0 | 0 | 0 | 0 | 0 | 0 | 0 | 0 | 0 | [36 empty] | 1 | 1 |  |  |  | 0 | 0 | 0 | Southern_PGAE_Li_Battery | Southern_PGAE_Solar | 0 | 0 | 0 | 0 | 0
PG&E North of Greater Bay Study Area | Putah Creek | 115 | 0 | 0 | 0 | 0 | 0 | 0 | 0 | 0 | 0 | 0 | 3 | 3 | 0 | [22 empty] | 1 |  |  |  |  | 1 | [13 empty] | 0 | 0 | 0 | Northern_California_Li_Battery | Northern_California_Solar | 0 | Solano_Wind | 0 | 0 | 0
PG&E North of Greater Bay Study Area | Quinto | 230 | 0 | 0 | 0 | 0 | 0 | 0 | 0 | 0 | 0 | 0 | 0 | 0 | 0 | [22 empty] | 1 | [6 empty] | 1 | 1 |  | 1 | [8 empty] | 0 | 0 | 0 | Southern_PGAE_Li_Battery | Southern_PGAE_Solar | 0 | 0 | 0 | 0 | 0
SCE Metro Study Area | Rancho Vista | 500 | 0 | 0 | 0 | 0 | 0 | 0 | 0 | 0 | 0 | 0 | 0 | 0 | 0 |  |  |  |  | 1 | [36 empty] | 0 | 0 | 0 | Greater_LA_Li_Battery | Greater_LA_Solar | 0 | 0 | 0 | 0 | 0
SCE Metro Study Area | Rancho Vista | 230 | 0 | 0 | 0 | 0 | 0 | 0 | 0 | 0 | 0 | 0 | 0 | 0 | 0 |  |  |  |  | 1 | [36 empty] | 0 | 0 | 0 | Greater_LA_Li_Battery | Greater_LA_Solar | 0 | 0 | 0 | 0 | 0
SCE North of Lugo (NOL) Study Area | Ransburg | 115 | 0 | 0 | 0 | 0 | 0 | 0 | 0 | 0 | 0 | 0 | 0 | 0 | 0 | [5 empty] | 1 | 1 | 1 | [33 empty] | 0 | 0 | 0 | Greater_Kramer_Li_Battery | Greater_Kramer_Solar | Inyokern_North_Kramer_Geothermal | 0 | 0 | 0 | 0
SCE Northern Area | Rector | 230 | 0 | 0 | 0 | 0 | 0 | 0 | 0 | 0 | 3 | 100 | 100 | 0 | 0 | 1 |  | 1 | 1 | [37 empty] | 0 | 0 | 0 | Tehachapi_Li_Battery | Tehachapi_Solar | 0 | 0 | 0 | 0 | 0
SCE Eastern Study Area | Redbluff | 500 | 0 | 0 | 0 | 0 | 0 | 0 | 0 | 0 | 0 | 0 | 900 | 500 | 524 | [9 empty] | 1 | 1 | [30 empty] | 0 | 0 | 0 | Riverside_Li_Battery | Riverside_Solar | 0 | Riverside_Palm_Springs_Wind | 0 | 0 | Riverside_East_Pumped_Storage
SCE Eastern Study Area | Redbluff | 230 | 0 | 0 | 0 | 0 | 0 | 0 | 0 | 0 | 0 | 565 | 1439 | 1245.0036 | 0 | [9 empty] | 1 | 1 | [30 empty] | 0 | 0 | 0 | Riverside_Li_Battery | Riverside_Solar | 0 | Riverside_Palm_Springs_Wind | 0 | 0 | 0
SCE Metro Study Area | Redondo | 230 | 0 | 0 | 0 | 0 | 0 | 0 | 0 | 0 | 0 | 0 | 0 | 0 | 0 |  |  |  |  | 1 | [36 empty] | 0 | 0 | 0 | Greater_LA_Li_Battery | Greater_LA_Solar | 0 | 0 | 0 | 0 | 0
PG&E Fresno Study Area | Reedley | 115 | 0 | 0 | 0 | 0 | 0 | 0 | 0 | 0 | 0 | 0 | 0 | 0 | 0 | [40 empty] | 1 | 0 | 0 | 0 | Southern_PGAE_Li_Battery | Southern_PGAE_Solar | 0 | 0 | 0 | 0 | 0
PG&E Fresno Study Area | Regulus | 115 | 0 | 0 | 0 | 0 | 0 | 0 | 0 | 0 | 0 | 0 | 0 | 0 | 0 | [36 empty] | 1 | 1 |  | 1 |  | 0 | 0 | 0 | Southern_PGAE_Li_Battery | Southern_PGAE_Solar | 0 | 0 | 0 | 0 | 0
PG&E East Kern Study Area | Renfro | 115 | 0 | 0 | 0 | 0 | 0 | 0 | 0 | 0 | 0 | 0 | 0 | 0 | 0 | [28 empty] | 1 | 1 |  |  |  |  | 1 | [6 empty] | 0 | 0 | 0 | Southern_PGAE_Li_Battery | Southern_PGAE_Solar | 0 | 0 | 0 | 0 | 0
East of Pisgah Study Area | Rest of VEA 138 kV System | 138 | 0 | 0 | 0 | 0 | 0 | 0 | 0 | 0 | 0 | 0 | 0 | 0 | 0 | [11 empty] | 1 | 1 | [28 empty] | 0 | 0 | 0 | Southern_NV_Eldorado_Li_Battery | Southern_NV_Eldorado_Solar | Southern_Nevada_Geothermal | Southern_Nevada_Wind | 0 | 0 | 0
PG&E North of Greater Bay Study Area | Richmond | 115 | 0 | 0 | 0 | 0 | 0 | 0 | 0 | 0 | 0 | 0 | 0 | 55 | 0 | [22 empty] | 1 |  |  |  |  | 1 | [13 empty] | 0 | 0 | 0 | Northern_California_Li_Battery | Northern_California_Solar | 0 | 0 | 0 | 0 | 0
PG&E East Kern Study Area | Rio Bravo | 115 | 0 | 0 | 0 | 0 | 0 | 0 | 0 | 0 | 0 | 0 | 0 | 0 | 0 | [28 empty] | 1 | 1 |  |  |  |  | 1 |  | 1 | 1 |  |  |  | 0 | 0 | 0 | Southern_PGAE_Li_Battery | Southern_PGAE_Solar | 0 | 0 | 0 | 0 | 0
SCE Metro Study Area | Rio Hondo | 230 | 0 | 0 | 0 | 0 | 0 | 0 | 0 | 0 | 0 | 0 | 0 | 0 | 0 | 0 | 0 | 0 | 0 | 1 | 0 | 0 | 0 | 0 | 0 | 0 | 0 | 0 | 0 | 0 | 0 | 0 | 0 | 0 | 0 | 0 | 0 | 0 | 0 | 0 | 0 | 0 | 0 | 0 | 0 | 0 | 0 | 0 | 0 | 0 | 0 | 0 | 0 | 0 | 0 | 0 | 0 | 0 | 0 | Greater_LA_Li_Battery | Greater_LA_Solar | 0 | 0 | 0 | 0 | 0
PG&E North of Greater Bay Study Area | Rio Oso | 230 | 0 | 0 | 0 | 0 | 0 | 0 | 0 | 0 | 0 | 0 | 0 | 0 | 0 | [22 empty] | 1 | 1 | 1 | [16 empty] | 0 | 0 | 0 | Northern_California_Li_Battery | Northern_California_Solar | 0 | Northern_California_Wind | 0 | 0 | 0
PG&E North of Greater Bay Study Area | Ripon | 115 | 0 | 0 | 0 | 0 | 0 | 0 | 0 | 0 | 0 | 0 | 0 | 0 | 0 | [22 empty] | 1 |  |  | 1 | 1 | [14 empty] | 0 | 0 | 0 | Northern_California_Li_Battery | Northern_California_Solar | 0 | 0 | 0 | 0 | 0
PG&E North of Greater Bay Study Area | Riverbank | 115 | 0 | 0 | 0 | 0 | 0 | 0 | 0 | 0 | 0 | 0 | 0 | 0 | 0 | [22 empty] | 1 |  |  | 1 |  | 1 | [13 empty] | 0 | 0 | 0 | Northern_California_Li_Battery | Northern_California_Solar | 0 | 0 | 0 | 0 | 0
SCE North of Lugo (NOL) Study Area | Roadway | 115 | 0 | 2.7 | 0 | 0 | 0 | 0 | 0 | 0 | 3 | 50 | 150 | 149.94 | 0 | [5 empty] | 1 | 1 | 1 | [33 empty] | 0 | 0 | 0 | Greater_Kramer_Li_Battery | Greater_Kramer_Solar | 0 | North_Victor_Wind | 0 | 0 | 0
PG&E East Kern Study Area | Rosedale | 115 | 0 | 0 | 0 | 0 | 0 | 0 | 0 | 0 | 0 | 0 | 0 | 0 | 0 | [28 empty] | 1 | 1 |  |  |  |  | 1 | [6 empty] | 0 | 0 | 0 | Southern_PGAE_Li_Battery | Southern_PGAE_Solar | 0 | 0 | 0 | 0 | 0
PG&E North of Greater Bay Study Area | Round Mountain | 230 | 0 | 14.5 | 200 | 10.5 | 0 | 0 | 0 | 0 | 0 | 0 | 0 | 0 | 0 | [22 empty] | 1 |  |  |  |  | 1 | [13 empty] | 0 | 0 | 0 | Northern_California_Li_Battery | Northern_California_Solar | Northern_California_Geothermal | Northern_California_Wind | NW_Ext_Tx_Wind | 0 | 0
PG&E North of Greater Bay Study Area | Round Mountain | 500 | 0 | 0 | 0 | 0 | 0 | 0 | 0 | 0 | 0 | 0 | 0 | 0 | 0 | [22 empty] | 1 | [18 empty] | 0 | 0 | 0 | Northern_California_Li_Battery | Northern_California_Solar | Northern_California_Geothermal | Northern_California_Wind | NW_Ext_Tx_Wind | 0 | 0
PG&E Fresno Study Area | S0478 | 115 | 0 | 0 | 0 | 0 | 0 | 0 | 0 | 0 | 0 | 0 | 0 | 0 | 0 | [35 empty] | 1 | 1 | 1 | 1 |  |  | 0 | 0 | 0 | Southern_PGAE_Li_Battery | Southern_PGAE_Solar | 0 | 0 | 0 | 0 | 0
SCE Eastern Study Area | San Bernardino | 230 | 0 | 0 | 0 | 0 | 0 | 0 | 0 | 0 | 0 | 0 | 0 | 0 | 0 | [10 empty] | 1 | [30 empty] | 0 | 0 | 0 | Riverside_Li_Battery | Riverside_Solar | 0 | 0 | 0 | 0 | 0
PG&E East Kern Study Area | San Luis Obispo | 115 | 0 | 0 | 0 | 0 | 0 | 0 | 0 | 0 | 0 | 0 | 0 | 0 | 0 | [28 empty] | 1 | 1 |  |  |  | 1 | 1 |  | 1 | 1 |  |  |  | 0 | 0 | 0 | Southern_PGAE_Li_Battery | Southern_PGAE_Solar | 0 | 0 | 0 | 0 | 0
SDG&E Study Area | San Luis Rey | 230 | 0 | 0 | 0 | 0 | 0 | 0 | 0 | 0 | 0 | 0 | 0 | 80 | 0 | [16 empty] | 1 |  | 1 | [22 empty] | 0 | 0 | 0 | San_Diego_Li_Battery | San_Diego_Solar | 0 | 0 | 0 | 0 | 0
SDG&E Study Area | San Onofre | 230 | 0 | 0 | 0 | 0 | 0 | 0 | 0 | 0 | 0 | 0 | 0 | 0 | 0 | [20 empty] | 1 | [20 empty] | 0 | 0 | 0 | Greater_LA_Li_Battery | Greater_LA_Solar | 0 | 0 | 0 | 0 | 0
East of Pisgah Study Area | Sandy | 138 | 0 | 0 | 0 | 0 | 0 | 0 | 0 | 0 | 0 | 0 | 0 | 0 | 0 | [11 empty] | 1 | 1 | [28 empty] | 0 | 0 | 0 | Southern_NV_Eldorado_Li_Battery | Southern_NV_Eldorado_Solar | 0 | Southern_Nevada_Wind | 0 | 0 | 0
PG&E Fresno Study Area | Sanger | 115 | 0 | 0 | 0 | 0 | 0 | 0 | 0 | 0 | 0 | 0 | 0 | 0 | 0 | [40 empty] | 1 | 0 | 0 | 0 | Southern_PGAE_Li_Battery | Southern_PGAE_Solar | 0 | 0 | 0 | 0 | 0
SCE Northern Area | Santa Clara | 230 | 0 | 0 | 0 | 0 | 0 | 0 | 0 | 0 | 0 | 0 | 0 | 141 | 0 |  |  |  | 1 | [37 empty] | 0 | 0 | 0 | Greater_LA_Li_Battery | Greater_LA_Solar | 0 | 0 | 0 | 0 | 0
SCE Metro Study Area | Santiago | 230 | 0 | 0 | 0 | 0 | 0 | 0 | 0 | 0 | 0 | 0 | 0 | 0 | 0 |  |  |  |  | 1 | [36 empty] | 0 | 0 | 0 | Greater_LA_Li_Battery | Greater_LA_Solar | 0 | 0 | 0 | 0 | 0
SCE Northern Area | Saugus | 230 | 0 | 0 | 0 | 0 | 0 | 0 | 0 | 0 | 0 | 0 | 0 | 0 | 0 |  |  |  | 1 | [37 empty] | 0 | 0 | 0 | Greater_LA_Li_Battery | Greater_LA_Solar | 0 | 0 | 0 | 0 | 0
PG&E Fresno Study Area | Schindler | 115 | 0 | 0 | 0 | 0 | 0 | 0 | 0 | 0 | 0 | 0 | 0 | 0 | 0 | [35 empty] | 1 | 1 | 1 |  |  | 1 | 0 | 0 | 0 | Southern_PGAE_Li_Battery | Southern_PGAE_Solar | 0 | 0 | 0 | 0 | 0
PG&E North of Greater Bay Study Area | Schulte Switching Station | 115 | 0 | 0 | 0 | 0 | 0 | 0 | 0 | 0 | 0 | 0 | 0 | 0 | 0 | [22 empty] | 1 | [18 empty] | 0 | 0 | 0 | Northern_California_Li_Battery | Northern_California_Solar | 0 | 0 | 0 | 0 | 0
PG&E Fresno Study Area | Semitropic | 115 | 0 | 0 | 0 | 0 | 0 | 0 | 0 | 0 | 10 | 0 | 0 | 0 | 0 | [36 empty] | 1 |  |  |  |  | 0 | 0 | 0 | Southern_PGAE_Li_Battery | Southern_PGAE_Solar | 0 | 0 | 0 | 0 | 0
SCE Metro Study Area | Serrano | 500 | 0 | 0 | 0 | 0 | 0 | 0 | 0 | 0 | 0 | 0 | 0 | 0 | 0 |  |  |  |  | 1 | [36 empty] | 0 | 0 | 0 | Greater_LA_Li_Battery | Greater_LA_Solar | 0 | 0 | 0 | 0 | 0
SCE Metro Study Area | Serrano | 230 | 0 | 0 | 0 | 0 | 0 | 0 | 0 | 0 | 0 | 0 | 0 | 0 | 0 |  |  |  |  | 1 | [36 empty] | 0 | 0 | 0 | Greater_LA_Li_Battery | Greater_LA_Solar | 0 | 0 | 0 | 0 | 0
PG&E East Kern Study Area | Shafter | 115 | 0 | 0 | 0 | 0 | 0 | 0 | 0 | 0 | 2.6 | 0 | 0 | 0 | 0 | [28 empty] | 1 | 1 |  |  |  |  | 1 | [6 empty] | 0 | 0 | 0 | Southern_PGAE_Li_Battery | Southern_PGAE_Solar | 0 | 0 | 0 | 0 | 0
PG&E North of Greater Bay Study Area | Shilo III | 230 | 0 | 0 | 0 | 0 | 0 | 0 | 0 | 0 | 0 | 0 | 0 | 0 | 0 | 0 | 0 | 0 | 0 | 0 | 0 | 0 | 0 | 0 | 0 | 0 | 0 | 0 | 0 | 0 | 0 | 0 | 0 | 0 | 0 | 0 | 0 | 1 | 0 | 0 | 0 | 0 | 1 | 0 | 0 | 0 | 0 | 0 | 0 | 0 | 0 | 0 | 0 | 0 | 0 | 0 | 0 | 0 | 0 | Northern_California_Li_Battery | Northern_California_Solar | 0 | Solano_Wind | 0 | 0 | 0
SDG&E Study Area | Silvergate | 230 | 0 | 0 | 0 | 0 | 0 | 0 | 0 | 0 | 0 | 0 | 0 | 150 | 0 | [16 empty] | 1 | 1 | 1 | [22 empty] | 0 | 0 | 0 | San_Diego_Li_Battery | San_Diego_Solar | 0 | 0 | 0 | 0 | 0
PG&E East Kern Study Area | Sisquoc | 115 | 0 | 0 | 0 | 0 | 0 | 0 | 0 | 0 | 0 | 0 | 0 | 10 | 0 | [28 empty] | 1 | 1 |  |  |  | 1 | 1 |  | 1 | 1 |  |  |  | 0 | 0 | 0 | Southern_PGAE_Li_Battery | Southern_PGAE_Solar | 0 | 0 | 0 | 0 | 0
East of Pisgah Study Area | Sloan Canyon (fka Bob) | 230 | 0 | 0 | 310 | 0 | 0 | 0 | 0 | 0 | 0 | 0 | 0 | 0 | 0 | [11 empty] | 1 | 1 | [28 empty] | 0 | 0 | 0 | Southern_NV_Eldorado_Li_Battery | Southern_NV_Eldorado_Solar | 0 | Southern_Nevada_Wind | 0 | 0 | 0
PG&E East Kern Study Area | Smyrna | 115 | 0 | 0 | 0 | 0 | 0 | 0 | 0 | 0 | 0 | 0 | 0 | 0 | 0 | [28 empty] | 1 | 1 |  |  |  |  | 1 |  | 1 | 1 |  |  |  | 0 | 0 | 0 | Southern_PGAE_Li_Battery | Southern_PGAE_Solar | 0 | 0 | 0 | 0 | 0
PG&E East Kern Study Area | Solar SS | 230 | 0 | 0 | 0 | 0 | 0 | 0 | 0 | 0 | 0 | 130 | 0 | 0 | 0 | [36 empty] | 1 | 1 |  |  |  | 0 | 0 | 0 | Southern_PGAE_Li_Battery | Southern_PGAE_Solar | 0 | 0 | 0 | 0 | 0
PG&E East Kern Study Area | Solar SW | 230 | 0 | 0 | 0 | 0 | 0 | 0 | 0 | 0 | 0 | 0 | 0 | 0 | 0 | [28 empty] | 1 |  |  |  |  | 1 | [7 empty] | 0 | 0 | 0 | Southern_PGAE_Li_Battery | Southern_PGAE_Solar | 0 | 0 | 0 | 0 | 0
SCE Northern Area | Springville | 230 | 0 | 3 | 0 | 0 | 0 | 0 | 0 | 0 | 0 | 200 | 0 | 0 | 0 | 1 |  | 1 | 1 | [37 empty] | 0 | 0 | 0 | Tehachapi_Li_Battery | Tehachapi_Solar | 0 | 0 | 0 | 0 | 0
PG&E North of Greater Bay Study Area | Stagg | 230 | 0 | 0 | 0 | 0 | 0 | 0 | 0 | 0 | 0 | 0 | 0 | 0 | 0 | [22 empty] | 1 | [18 empty] | 0 | 0 | 0 | Northern_California_Li_Battery | Northern_California_Solar | 0 | 0 | 0 | 0 | 0
PG&E East Kern Study Area | Stockdale | 230 | 0 | 0 | 0 | 0 | 0 | 0 | 0 | 0 | 0 | 0 | 0 | 0 | 0 | [28 empty] | 1 | [12 empty] | 0 | 0 | 0 | Southern_PGAE_Li_Battery | Southern_PGAE_Solar | 0 | 0 | 0 | 0 | 0
PG&E Fresno Study Area | Stockdale A | 230 | 0 | 0 | 0 | 0 | 0 | 0 | 0 | 0 | 0 | 0 | 0 | 0 | 0 | [29 empty] | 1 |  |  |  |  | 1 | [6 empty] | 0 | 0 | 0 | Southern_PGAE_Li_Battery | Southern_PGAE_Solar | 0 | 0 | 0 | 0 | 0
PG&E North of Greater Bay Study Area | Summit | 115 | 40 | 0 | 0 | 0 | 0 | 0 | 0 | 0 | 0 | 0 | 0 | 0 | 0 | 0 | 0 | 0 | 0 | 0 | 0 | 0 | 0 | 0 | 0 | 0 | 0 | 0 | 0 | 0 | 0 | 0 | 0 | 0 | 0 | 0 | 0 | 1 | 0 | 0 | 0 | 0 | 0 | 0 | 0 | 0 | 0 | 0 | 0 | 0 | 0 | 0 | 0 | 0 | 0 | 0 | 0 | 0 | 0 | Northern_California_Li_Battery | Northern_California_Solar | Northern_Nevada_Geothermal | 0 | 0 | 0 | 0
SDG&E Study Area | Suncrest | 500 | 0 | 0 | 0 | 0 | 0 | 0 | 0 | 0 | 0 | 0 | 0 | 0 | 0 | [16 empty] | 1 |  | 1 | [22 empty] | 0 | 0 | 0 | San_Diego_Li_Battery | San_Diego_Solar | 0 | Baja_California_Wind | 0 | 0 | 0
SDG&E Study Area | Suncrest | 230 | 0 | 0 | 0 | 0 | 0 | 0 | 0 | 0 | 0 | 0 | 0 | 0 | 0 | [16 empty] | 1 |  | 1 | [22 empty] | 0 | 0 | 0 | San_Diego_Li_Battery | San_Diego_Solar | 0 | Baja_California_Wind | 0 | 0 | 0
SDG&E Study Area | Sycamore | 230 | 0 | 0 | 0 | 0 | 0 | 0 | 0 | 0 | 0 | 0 | 0 | 0 | 500 | [16 empty] | 1 | 1 | 1 | [22 empty] | 0 | 0 | 0 | San_Diego_Li_Battery | San_Diego_Solar | 0 | 0 | 0 | 0 | San_Diego_Pumped_Storage
SDG&E Study Area | Sycamore | 138 | 0 | 0 | 0 | 0 | 0 | 0 | 0 | 0 | 0 | 0 | 0 | 400 | 0 | [16 empty] | 1 | 1 | 1 | [22 empty] | 0 | 0 | 0 | San_Diego_Li_Battery | San_Diego_Solar | 0 | 0 | 0 | 0 | 0
SCE Northern Area | Sylmar | 230 | 0 | 0 | 0 | 0 | 0 | 0 | 0 | 0 | 0 | 0 | 0 | 0 | 0 |  |  |  | 1 | [37 empty] | 0 | 0 | 0 | Greater_LA_Li_Battery | Greater_LA_Solar | 0 | 0 | 0 | 0 | 0
PG&E North of Greater Bay Study Area | Table Mountain | 115 | 0 | 1 | 0 | 0 | 0 | 0 | 0 | 0 | 3 | 0 | 0 | 0 | 0 | [22 empty] | 1 | [18 empty] | 0 | 0 | 0 | Northern_California_Li_Battery | Northern_California_Solar | 0 | Northern_California_Wind | 0 | 0 | 0
PG&E East Kern Study Area | Taft | 115 | 0 | 0 | 0 | 0 | 0 | 0 | 0 | 0 | 3.17 | 0 | 0 | 3 | 0 | [28 empty] | 1 | 1 |  |  |  |  | 1 |  | 1 | 1 |  |  |  | 0 | 0 | 0 | Southern_PGAE_Li_Battery | Southern_PGAE_Solar | 0 | 0 | 0 | 0 | 0
SDG&E Study Area | Talega | 230 | 0 | 0 | 0 | 0 | 0 | 0 | 0 | 0 | 0 | 0 | 0 | 0 | 0 | [20 empty] | 1 | [20 empty] | 0 | 0 | 0 | Greater_LA_Li_Battery | Greater_LA_Solar | 0 | 0 | 0 | 0 | 0
PG&E East Kern Study Area | Temblor | 115 | 0 | 0 | 0 | 0 | 0 | 0 | 0 | 0 | 0 | 0 | 0 | 0 | 0 | [28 empty] | 1 |  |  |  |  | 1 |  |  | 1 |  |  |  |  | 0 | 0 | 0 | Southern_PGAE_Li_Battery | Southern_PGAE_Solar | 0 | 0 | 0 | 0 | 0
PG&E East Kern Study Area | Templeton | 115 | 0 | 0 | 0 | 0 | 0 | 0 | 0 | 0 | 0 | 0 | 0 | 0 | 0 | [37 empty] | 1 |  |  |  | 0 | 0 | 0 | Southern_PGAE_Li_Battery | Southern_PGAE_Solar | 0 | Carrizo_Wind | 0 | 0 | 0
PG&E East Kern Study Area | Templeton | 230 | 0 | 0 | 74.8 | 0 | 0 | 0 | 0 | 0 | 0 | 0 | 0 | 0 | 0 | [28 empty] | 1 | 1 | 1 |  |  | 1 | 1 |  | 1 | 1 |  |  |  | 0 | 0 | 0 | Southern_PGAE_Li_Battery | Southern_PGAE_Solar | 0 | Carrizo_Wind | 0 | 0 | 0
PG&E North of Greater Bay Study Area | Tesla | 115 | 0 | 0 | 0 | 0 | 0 | 0 | 0 | 0 | 0 | 0 | 0 | 0 | 0 | [22 empty] | 1 | [18 empty] | 0 | 0 | 0 | Northern_California_Li_Battery | Northern_California_Solar | 0 | Solano_Wind | 0 | 0 | 0
PG&E North of Greater Bay Study Area | Tesla | 230 | 0 | 0 | 80 | 5 | 0 | 0 | 0 | 0 | 0 | 0 | 0 | 400 | 0 | [22 empty] | 1 | [18 empty] | 0 | 0 | 0 | Northern_California_Li_Battery | Northern_California_Solar | 0 | Solano_Wind | 0 | 0 | 0
PG&E North of Greater Bay Study Area | Tesla | 500 | 0 | 0 | 330 | 20 | 0 | 0 | 0 | 0 | 0 | 400 | 10 | 0 | 0 | [22 empty] | 1 | [18 empty] | 0 | 0 | 0 | Northern_California_Li_Battery | Northern_California_Solar | 0 | Solano_Wind | 0 | 0 | 0
PG&E East Kern Study Area | Tevis | 115 | 0 | 0 | 0 | 0 | 0 | 0 | 0 | 0 | 0 | 0 | 0 | 0 | 0 | [28 empty] | 1 | 1 |  |  |  |  | 1 | [6 empty] | 0 | 0 | 0 | Southern_PGAE_Li_Battery | Southern_PGAE_Solar | 0 | 0 | 0 | 0 | 0
PG&E North of Greater Bay Study Area | Thermalito | 230 | 0 | 0 | 0 | 0 | 0 | 0 | 0 | 0 | 0 | 0 | 0 | 0 | 0 | [22 empty] | 1 | [18 empty] | 0 | 0 | 0 | Northern_California_Li_Battery | Northern_California_Solar | 0 | Northern_California_Wind | 0 | 0 | 0
SDG&E Study Area | Trabuco | 138 | 0 | 0 | 0 | 0 | 0 | 0 | 0 | 0 | 0 | 0 | 0 | 0 | 0 | 0 | 0 | 0 | 0 | 0 | 0 | 0 | 0 | 0 | 0 | 0 | 0 | 0 | 0 | 0 | 0 | 0 | 0 | 0 | 0 | 1 | 0 | 0 | 0 | 0 | 0 | 0 | 0 | 0 | 0 | 0 | 0 | 0 | 0 | 0 | 0 | 0 | 0 | 0 | 0 | 0 | 0 | 0 | 0 | Greater_LA_Li_Battery | Greater_LA_Solar | 0 | 0 | 0 | 0 | 0
PG&E Fresno Study Area | Tranquility | 230 | 0 | 0 | 0 | 0 | 0 | 0 | 0 | 0 | 0 | 400 | 500 | 472 | 0 | [29 empty] | 1 | 1 | 1 | 1 |  | 1 | 1 | 1 | 1 | 1 |  | 1 | 0 | 0 | 0 | Southern_PGAE_Li_Battery | Southern_PGAE_Solar | 0 | 0 | 0 | 0 | 0
East of Pisgah Study Area | Trout Canyon (fka Crazy Eyes) | 230 | 0 | 0 | 0 | 0 | 0 | 0 | 0 | 0 | 0 | 650 | 806 | 570 | 0 | [11 empty] | 1 | 1 | [28 empty] | 0 | 0 | 0 | Southern_NV_Eldorado_Li_Battery | Southern_NV_Eldorado_Solar | 0 | Southern_Nevada_Wind | 0 | 0 | 0
PG&E North of Greater Bay Study Area | Tulucay | 230 | 0 | 0 | 0 | 0 | 0 | 0 | 0 | 0 | 1.78 | 0 | 0 | 0 | 0 | [22 empty] | 1 |  |  |  |  | 1 | [13 empty] | 0 | 0 | 0 | Northern_California_Li_Battery | Northern_California_Solar | 0 | Solano_Wind | 0 | 0 | 0
PG&E East Kern Study Area | Tupman | 115 | 0 | 0 | 0 | 0 | 0 | 0 | 0 | 0 | 0 | 0 | 0 | 0 | 0 | [28 empty] | 1 | 1 |  |  |  |  | 1 |  | 1 | 1 |  |  |  | 0 | 0 | 0 | Southern_PGAE_Li_Battery | Southern_PGAE_Solar | 0 | 0 | 0 | 0 | 0
PG&E North of Greater Bay Study Area | UltraPower Chinese Station | 115 | 0 | 2 | 0 | 0 | 0 | 0 | 0 | 0 | 0 | 0 | 0 | 0 | 0 | [22 empty] | 1 |  |  | 1 | 1 | [14 empty] | 0 | 0 | 0 | Northern_California_Li_Battery | Northern_California_Solar | 0 | 0 | 0 | 0 | 0
PG&E North of Greater Bay Study Area | Vaca Dixon | 500 | 0 | 0 | 0 | 0 | 0 | 0 | 0 | 0 | 0 | 0 | 0 | 0 | 0 | [22 empty] | 1 |  |  |  |  | 1 | 1 | [12 empty] | 0 | 0 | 0 | Northern_California_Li_Battery | Northern_California_Solar | 0 | Solano_Wind | 0 | 0 | 0
PG&E North of Greater Bay Study Area | Vaca Dixon | 115 | 0 | 0 | 0 | 0 | 0 | 0 | 0 | 0 | 0 | 5 | 20 | 135 | 0 | [22 empty] | 1 |  |  |  |  | 1 | [13 empty] | 0 | 0 | 0 | Northern_California_Li_Battery | Northern_California_Solar | 0 | Solano_Wind | 0 | 0 | 0
SCE Eastern Study Area | Valley | 500 | 0 | 0 | 0 | 0 | 0 | 0 | 0 | 0 | 0 | 0 | 0 | 690 | 0 | [10 empty] | 1 | [30 empty] | 0 | 0 | 0 | Riverside_Li_Battery | Riverside_Solar | 0 | 0 | 0 | 0 | Riverside_West_Pumped_Storage
East of Pisgah Study Area | Valley (VEA) | 138 | 0 | 0 | 0 | 0 | 0 | 0 | 0 | 0 | 0 | 50 | 0 | 40 | 0 | [11 empty] | 1 | 1 | [28 empty] | 0 | 0 | 0 | Southern_NV_Eldorado_Li_Battery | Southern_NV_Eldorado_Solar | 0 | Southern_Nevada_Wind | 0 | 0 | 0
SCE Northern Area | Vestal | 230 | 0 | 0 | 0 | 0 | 0 | 0 | 0 | 0 | 0 | 350 | 511.13 | 350 | 0 | 1 |  | 1 | 1 | [37 empty] | 0 | 0 | 0 | Tehachapi_Li_Battery | Tehachapi_Solar | 0 | 0 | 0 | 0 | 0
SCE North of Lugo (NOL) Study Area | Victor | 230 | 0 | 0 | 0 | 0 | 0 | 0 | 0 | 0 | 2 | 100 | 0 | 50 | 0 | [6 empty] | 1 | 1 | [33 empty] | 0 | 0 | 0 | Greater_Kramer_Li_Battery | Greater_Kramer_Solar | 0 | 0 | 0 | 0 | 0
SCE North of Lugo (NOL) Study Area | Victor | 115 | 0 | 0 | 0 | 0 | 0 | 0 | 0 | 0 | 0 | 0 | 0 | 0 | 0 | [6 empty] | 1 | 1 | [33 empty] | 0 | 0 | 0 | Greater_Kramer_Li_Battery | Greater_Kramer_Solar | 0 | 0 | 0 | 0 | 0
SCE Metro Study Area | Viejo | 230 | 0 | 0 | 0 | 0 | 0 | 0 | 0 | 0 | 0 | 0 | 0 | 0 | 0 |  |  |  |  | 1 | [36 empty] | 0 | 0 | 0 | Greater_LA_Li_Battery | Greater_LA_Solar | 0 | 0 | 0 | 0 | 0
PG&E North of Greater Bay Study Area | Vierra | 115 | 0 | 0 | 0 | 0 | 0 | 0 | 0 | 0 | 0 | 0 | 0 | 0 | 0 | [22 empty] | 1 |  |  | 1 | 1 | [14 empty] | 0 | 0 | 0 | Northern_California_Li_Battery | Northern_California_Solar | 0 | Solano_Wind | 0 | 0 | 0
SCE Metro Study Area | Villa Park | 230 | 0 | 0 | 0 | 0 | 0 | 0 | 0 | 0 | 0 | 0 | 0 | 0 | 0 |  |  |  |  | 1 | [36 empty] | 0 | 0 | 0 | Greater_LA_Li_Battery | Greater_LA_Solar | 0 | 0 | 0 | 0 | 0
SCE Northern Area | Vincent | 230 | 0 | 0 | 60.3 | 0 | 0 | 0 | 0 | 0 | 0 | 0 | 951 | 753.59 | 0 |  |  |  | 1 | [37 empty] | 0 | 0 | 0 | Greater_LA_Li_Battery | Greater_LA_Solar | 0 | Tehachapi_Wind | 0 | 0 | 0
SCE Eastern Study Area | Vista | 230 | 0 | 2.6 | 0 | 0 | 0 | 0 | 0 | 0 | 0 | 0 | 0 | 200 | 0 | [10 empty] | 1 | [30 empty] | 0 | 0 | 0 | Riverside_Li_Battery | Riverside_Solar | 0 | 0 | 0 | 0 | 0
East of Pisgah Study Area | Vista (VEA) | 138 | 0 | 0 | 0 | 0 | 0 | 0 | 0 | 0 | 0 | 0 | 0 | 0 | 0 | 0 | 0 | 0 | 0 | 0 | 0 | 0 | 0 | 0 | 0 | 0 | 1 | 1 | 0 | 0 | 0 | 0 | 0 | 0 | 0 | 0 | 0 | 0 | 0 | 0 | 0 | 0 | 0 | 0 | 0 | 0 | 0 | 0 | 0 | 0 | 0 | 0 | 0 | 0 | 0 | 0 | 0 | 0 | 0 | Southern_NV_Eldorado_Li_Battery | Southern_NV_Eldorado_Solar | 0 | 0 | 0 | 0 | 0
PG&E Fresno Study Area | Wahtoke | 115 | 0 | 0 | 0 | 0 | 0 | 0 | 0 | 0 | 0 | 0 | 0 | 0 | 0 | [40 empty] | 1 | 0 | 0 | 0 | Southern_PGAE_Li_Battery | Southern_PGAE_Solar | 0 | 0 | 0 | 0 | 0
SCE Metro Study Area | Walnut | 230 | 0 | 0 | 0 | 0 | 0 | 0 | 0 | 0 | 0 | 0 | 0 | 200 | 0 |  |  |  |  | 1 | [36 empty] | 0 | 0 | 0 | Greater_LA_Li_Battery | Greater_LA_Solar | 0 | 0 | 0 | 0 | 0
PG&E Fresno Study Area | Westley | 230 | 0 | 2 | 0 | 0 | 0 | 0 | 0 | 0 | 0 | 227 | 23 | 170 | 0 | [29 empty] | 1 | 1 |  | 1 |  |  |  |  | 1 |  |  |  | 0 | 0 | 0 | Southern_PGAE_Li_Battery | Southern_PGAE_Solar | 0 | 0 | 0 | 0 | 0
PG&E Fresno Study Area | West Fresno | 115 | 0 | 0 | 0 | 0 | 0 | 0 | 0 | 0 | 0 | 0 | 0 | 0 | 0 | [40 empty] | 1 | 0 | 0 | 0 | Southern_PGAE_Li_Battery | Southern_PGAE_Solar | 0 | 0 | 0 | 0 | 0
PG&E East Kern Study Area | Westpark | 115 | 0 | 0 | 0 | 0 | 0 | 0 | 0 | 0 | 0 | 0 | 0 | 0 | 0 | [28 empty] | 1 | 1 |  |  |  |  | 1 | [6 empty] | 0 | 0 | 0 | Southern_PGAE_Li_Battery | Southern_PGAE_Solar | 0 | 0 | 0 | 0 | 0
PG&E East Kern Study Area | Wheeler Ridge | 115 | 0 | 0 | 0 | 0 | 0 | 0 | 0 | 0 | 2.4 | 100 | 75.321 | 90 | 0 | [37 empty] | 1 |  |  |  | 0 | 0 | 0 | Southern_PGAE_Li_Battery | Southern_PGAE_Solar | 0 | 0 | 0 | 0 | 0
PG&E East Kern Study Area | Wheeler Ridge | 230 | 0 | 0 | 0 | 0 | 0 | 0 | 0 | 0 | 0 | 210 | 0 | 0 | 0 | [28 empty] | 1 | 1 |  |  |  |  | 1 |  | 1 | 1 |  |  |  | 0 | 0 | 0 | Southern_PGAE_Li_Battery | Southern_PGAE_Solar | 0 | 0 | 0 | 0 | 0
SCE Northern Area | Whirlwind | 500 | 0 | 0 | 0 | 0 | 0 | 0 | 0 | 0 | 0 | 0 | 0 | 0 | 0 |  |  | 1 | [38 empty] | 0 | 0 | 0 | Tehachapi_Li_Battery | Tehachapi_Solar | 0 | Tehachapi_Wind | 0 | 0 | Tehachapi_Pumped_Storage
SCE Northern Area | Whirlwind | 230 | 0 | 0 | 100.9 | 0 | 0 | 0 | 0 | 0 | 0 | 1059.8 | 589.195 | 986.62 | 500 |  |  | 1 | [38 empty] | 0 | 0 | 0 | Tehachapi_Li_Battery | Tehachapi_Solar | 0 | Tehachapi_Wind | 0 | 0 | Tehachapi_Pumped_Storage
SCE Northern Area | Windhub | 500 | 0 | 0 | 0 | 0 | 0 | 0 | 0 | 0 | 0 | 780 | 0 | 0 | 0 |  |  | 1 | [38 empty] | 0 | 0 | 0 | Tehachapi_Li_Battery | Tehachapi_Solar | 0 | Tehachapi_Wind | 0 | 0 | Tehachapi_Pumped_Storage
SCE Northern Area | Windhub | 230 | 0 | 0 | 180.9 | 0 | 0 | 0 | 0 | 0 | 0 | 845.7 | 863.3 | 1005.205 | 0 |  | 1 | 1 | [38 empty] | 0 | 0 | 0 | Tehachapi_Li_Battery | Tehachapi_Solar | 0 | Tehachapi_Wind | 0 | 0 | Tehachapi_Pumped_Storage
PG&E North of Greater Bay Study Area | Woodland | 115 | 0 | 0 | 0 | 0 | 0 | 0 | 0 | 0 | 0 | 0 | 12 | 12 | 0 | [22 empty] | 1 | 1 | 1 | [16 empty] | 0 | 0 | 0 | Northern_California_Li_Battery | Northern_California_Solar | 0 | Northern_California_Wind | 0 | 0 | 0
PG&E North of Greater Bay Study Area | Wyandotte | 115 | 0 | 3.6 | 0 | 0 | 0 | 0 | 0 | 0 | 0 | 0 | 0 | 0 | 0 | [22 empty] | 1 | 1 | [17 empty] | 0 | 0 | 0 | Northern_California_Li_Battery | Northern_California_Solar | 0 | Northern_California_Wind | 0 | 0 | 0

## CI_compare
Criteria 4: Commercial Interest (CI) |  | Criteria Flags |  | All Flag 3 if No CI | IA/Cluster 2 | All Queue |  |  | IA/Cluster 2 | All Queue | [135 empty] | 2.75 | Significantly exceeds high but only slightly less than overall CI
CI comparison to mapped results utilizing CI from CAISO and other queues. OOS resources outside of CAISO are manually analyzed and not included in these calculations. Flags are triggered if the mapped resources exceed CI or also if the amount of CI is significantly higher than the mapped amount as identified in table (right) |  | Level 3 (Less CI) |  | 0 | 200 | 100 | Level 2.5 (More CI) |  | 500 | 1500 | MW more CI | [134 empty] | 2.25 | Less high and less overal
|  | Level 2 (Less CI) |  |  | 50 | 5 | Level 1.5 (More CI) |  | 150 | 750 | MW more CI | [134 empty] | 1.75 | Amount exceeds high but not total CI
|  |  | Mapped In-Dev and Generic Resources | [13 empty] | In-Development Resources | [12 empty] | TPD Allocations | [27 empty] | Executed IA | [25 empty] | at least Cluster 2 | [25 empty] | all Projects | [25 empty] | Final Flags by resource and deliverability accounting for commercial interest across all stages
|  |  | Geothermal | Biomass | Wind | Wind | OOS Wind | OOS Wind | Offshore Wind | Offshore Wind | Distributed Solar | Solar | Solar | Li_Battery | PSH |  | Geothermal | Biomass | Wind | Wind | OOS Wind | OOS Wind | Offshore Wind | Offshore Wind | Distributed Solar | Solar | Solar | Li_Battery | PSH | Geothermal | Biomass | Wind (FCDS) | Wind (EODS) | OOS Wind (FCDS) | OOS Wind (FCDS) | Offshore Wind (FCDS) | Offshore Wind (EODS) | Distributed Solar | Solar (FCDS) | Solar (EODS) | Battery (FCDS) | LDES (FCDS) | Geothermal | Biomass | Wind (FCDS) | Wind (EODS) | Wind Total | OOS Wind (FCDS) | OOS Wind (EODS) | Offshore Wind (FCDS) | Offshore Wind (EODS) | Solar (FCDS) | Solar (EODS) | Solar Total | Battery | LDES |  | Geothermal | Biomass | Wind (FCDS) | Wind (EODS) | Offshore Wind (FCDS) | Offshore Wind (EODS) | Solar (FCDS) | Solar (EODS) | Battery | LDES | Geothermal | Biomass | Wind (FCDS) | Wind (EODS) | Wind Total |  |  | Offshore Wind (FCDS) | Offshore Wind (EODS) |  | Solar (FCDS) | Solar (EODS) | Solar Total | Battery | LDES |  | Geothermal | Biomass | Wind (FCDS) | Wind (EODS) | Offshore Wind (FCDS) | Offshore Wind (EODS) | Solar (FCDS) | Solar (EODS) | Battery | LDES | Geothermal | Biomass | Wind (FCDS) | Wind (EODS) | Wind Total |  |  | Offshore Wind (FCDS) | Offshore Wind (EODS) |  | Solar (FCDS) | Solar (EODS) | Solar Total | Battery | LDES |  | Geothermal | Biomass | Wind (FCDS) | Wind (EODS) | Offshore Wind (FCDS) | Offshore Wind (EODS) | Solar (FCDS) | Solar (EODS) | Battery | LDES | Geothermal | Biomass | Wind (FCDS) | Wind (EODS) | Wind Total |  |  | Offshore Wind (FCDS) | Offshore Wind (EODS) |  | Solar (FCDS) | Solar (EODS) | Solar Total | Battery | LDES |  | Geothermal | Biomass | Wind (FCDS) | Wind (EODS) | Wind Total | Offshore Wind (FCDS) | Offshore Wind (EODS) | Solar (FCDS) | Solar (EODS) | Solar Total | Battery | LDES
Area | Substation | Voltage | FCDS | FCDS | FCDS | EODS | FCDS | EODS | FCDS | EODS | FCDS | FCDS | EODS | FCDS | FCDS | Has Res | FCDS | FCDS | FCDS | EODS | FCDS | EODS | FCDS | EODS | FCDS | FCDS | EODS | FCDS | FCDS | [27 empty] | Has Flag | [25 empty] | Has Flag | [25 empty] | Has Flag | [25 empty] | Has Flag
PG&E East Kern Study Area | 7th Standard | 115 | 0 | 0 | 0 | 0 | 0 | 0 | 0 | 0 | 0 | 0 | 0 | 0 | 0 | 0 | 0 | 0 | 0 | 0 |  |  |  |  | 0 | 0 | 0 | 0 | [29 empty] | 0 | 0 | 0 | 0 | 0 | 0 | 0 | 0 | 0 | 0 | 1 | 1 | 1 | 1 | 1 | 1 | 1 | 1 | 1 | 1 | 1 | 1 | 1 | 1 | 1 | 0 | 0 | 0 | 0 | 0 | 0 | 0 | 0 | 0 | 0 | 0 | 1 | 1 | 1 | 1 | 1 | 1 | 1 | 1 | 1 | 1 | 1 | 1 | 1 | 1 | 1 | 0 | 0 | 0 | 0 | 0 | 0 | 0 | 0 | 0 | 82.9 | 0 | 1 | 1 | 1 | 1 | 1 | 1 | 1 | 1 | 1 | 1 | 1 | 1 | 1 | 1 | 1 | 0 | 1 |  | 1 | 1 | 1 | 1 | 1 | 1 | 1 | 1 | 1 | 1
SCE Metro Study Area | Alamitos | 230 | 0 | 0 | 0 | 0 | 0 | 0 | 0 | 0 | 0 | 0 | 0 | 82 | 0 | 1 | 0 | 0 | 0 | 0 |  |  |  |  | 0 | 0 | 0 | 82 | [29 empty] | 0 | 0 | 0 | 0 | 0 | 0 | 0 | 0 | 0 | 0 | 1 | 1 | 1 | 1 | 1 | 1 | 1 | 1 | 1 | 1 | 1 | 1 | 1 | 1 | 1 | 0 | 0 | 0 | 0 | 0 | 0 | 0 | 0 | 0 | 0 | 0 | 1 | 1 | 1 | 1 | 1 | 1 | 1 | 1 | 1 | 1 | 1 | 1 | 1 | 1 | 1 | 0 | 0 | 0 | 0 | 0 | 0 | 0 | 0 | 0 | 236 | 0 | 1 | 1 | 1 | 1 | 1 | 1 | 1 | 1 | 1 | 1 | 1 | 1 | 1 | 1 | 1 | 0 | 1 |  | 1 | 1 | 1 | 1 | 1 | 1 | 1 | 1 | 1 | 1
PG&E Fresno Study Area | Alpaugh | 115 | 0 | 0 | 0 | 0 | 0 | 0 | 0 | 0 | 3 | 20 | 25 | 10 | 0 | 1 | 0 | 0 | 0 | 0 |  |  |  |  | 3 | 0 | 0 | 10 | [29 empty] | 0 | 0 | 0 | 0 | 0 | 0 | 0 | 0 | 10 | 0 | 1 | 1 | 1 | 1 | 1 | 1 | 1 | 1 | 1 | 1 | 3 | 3 | 3 | 1 | 1 | 1 | 0 | 0 | 0 | 0 | 0 | 0 | 0 | 0 | 10 | 0 | 1 | 1 | 1 | 1 | 1 | 1 | 1 | 1 | 1 | 1 | 3 | 3 | 3 | 1 | 1 | 1 | 0 | 0 | 0 | 0 | 0 | 0 | 0 | 590 | 600 | 0 | 1 | 1 | 1 | 1 | 1 | 1 | 1 | 1 | 1 | 1 | 3 | 1 | 1 | 1 | 1 | 1 | 1 |  | 1 | 1 | 1 | 1 | 1 | 3 | 1.75 | 1.75 | 1 | 1
SCE Northern Area | Antelope | 500 | 0 | 0 | 0 | 0 | 0 | 0 | 0 | 0 | 0 | 0 | 0 | 0 | 0 | 0 | 0 | 0 | 0 | 0 |  |  |  |  | 0 | 0 | 0 | 0 | [29 empty] | 0 | 0 | 0 | 0 | 0 | 0 | 0 | 0 | 0 | 0 | 1 | 1 | 1 | 1 | 1 | 1 | 1 | 1 | 1 | 1 | 1 | 1 | 1 | 1 | 1 | 0 | 0 | 0 | 0 | 0 | 0 | 0 | 0 | 0 | 0 | 0 | 1 | 1 | 1 | 1 | 1 | 1 | 1 | 1 | 1 | 1 | 1 | 1 | 1 | 1 | 1 | 0 | 0 | 0 | 0 | 0 | 0 | 0 | 0 | 0 | 0 | 0 | 1 | 1 | 1 | 1 | 1 | 1 | 1 | 1 | 1 | 1 | 1 | 1 | 1 | 1 | 1 | 0 | 1 |  | 1 | 1 | 1 | 1 | 1 | 1 | 1 | 1 | 1 | 1
SCE Northern Area | Antelope | 230 | 0 | 0 | 3 | 0 | 0 | 0 | 0 | 0 | 3 | 770 | 402 | 196.8 | 0 | 1 | 0 | 0 | 3 | 0 |  |  |  |  | 3 | 200.6 | 0 | 187.7 | [29 empty] | 0 | 0 | 3 | 0 | 0 | 0 | 808.55 | 0 | 136.4 | 0 | 1 | 1 | 1 | 1 | 1 | 1 | 1 | 1 | 1 | 1 | 1 | 3 | 3 | 1 | 1 | 1 | 0 | 0 | 3 | 0 | 0 | 0 | 808.55 | 0 | 136.4 | 0 | 1 | 1 | 1 | 1 | 1 | 1 | 1 | 1 | 1 | 1 | 1 | 3 | 3 | 1 | 1 | 1 | 0 | 0 | 3 | 0 | 0 | 0 | 962.382 | 240 | 1359.072 | 0 | 1 | 1 | 1 | 1 | 1 | 1 | 1 | 1 | 1 | 1 | 1 | 3 | 1 | 1.5 | 1 | 1 | 1 |  | 1 | 1 | 1 | 1 | 1 | 1 | 3 | 1.75 | 1 | 1
PG&E East Kern Study Area | Arco | 230 | 0 | 0 | 0 | 0 | 0 | 0 | 0 | 0 | 5 | 130 | 281 | 98.64 | 0 | 1 | 0 | 0 | 0 | 0 |  |  |  |  | 4.79 | 96.5 | 28.4 | 80 | [29 empty] | 0 | 0 | 0 | 0 | 0 | 0 | 112.9 | 12 | 80.4 | 0 | 1 | 1 | 1 | 1 | 1 | 1 | 1 | 1 | 1 | 1 | 1 | 3 | 3 | 1 | 1 | 1 | 0 | 0 | 0 | 0 | 0 | 0 | 112.9 | 612 | 680.4 | 0 | 1 | 1 | 1 | 1 | 1 | 1 | 1 | 1 | 1 | 1 | 1 | 1.5 | 1.5 | 2.5 | 1 | 1 | 0 | 0 | 0 | 0 | 0 | 0 | 112.9 | 1272 | 1370.4 | 0 | 1 | 1 | 1 | 1 | 1 | 1 | 1 | 1 | 1 | 1 | 2 | 1.5 | 1.5 | 1.5 | 1 | 1 | 1 |  | 1 | 1 | 1 | 1 | 1 | 1 | 1+ | 1+ | 1+ | 1
SCE Metro Study Area | Arcogen | 230 | 0 | 0 | 0 | 0 | 0 | 0 | 0 | 0 | 0 | 0 | 0 | 0 | 0 | 0 | 0 | 0 | 0 | 0 |  |  |  |  | 0 | 0 | 0 | 0 | [29 empty] | 0 | 0 | 0 | 0 | 0 | 0 | 0 | 0 | 0 | 0 | 1 | 1 | 1 | 1 | 1 | 1 | 1 | 1 | 1 | 1 | 1 | 1 | 1 | 1 | 1 | 0 | 0 | 0 | 0 | 0 | 0 | 0 | 0 | 0 | 0 | 0 | 1 | 1 | 1 | 1 | 1 | 1 | 1 | 1 | 1 | 1 | 1 | 1 | 1 | 1 | 1 | 0 | 0 | 0 | 0 | 0 | 0 | 0 | 0 | 0 | 0 | 0 | 1 | 1 | 1 | 1 | 1 | 1 | 1 | 1 | 1 | 1 | 1 | 1 | 1 | 1 | 1 | 0 | 1 |  | 1 | 1 | 1 | 1 | 1 | 1 | 1 | 1 | 1 | 1
PG&E East Kern Study Area | Avenal | 115 | 0 | 0 | 0 | 0 | 0 | 0 | 0 | 0 | 0 | 0 | 0 | 9.88 | 0 | 1 | 0 | 0 | 0 | 0 |  |  |  |  | 0 | 0 | 0 | 9.88 | [29 empty] | 0 | 0 | 0 | 0 | 0 | 0 | 0 | 0 | 0 | 0 | 1 | 1 | 1 | 1 | 1 | 1 | 1 | 1 | 1 | 1 | 1 | 1 | 1 | 1 | 1 | 0 | 0 | 0 | 0 | 0 | 0 | 0 | 0 | 0 | 0 | 0 | 1 | 1 | 1 | 1 | 1 | 1 | 1 | 1 | 1 | 1 | 1 | 1 | 1 | 1 | 1 | 0 | 0 | 0 | 0 | 0 | 0 | 0 | 0 | 0 | 0 | 0 | 1 | 1 | 1 | 1 | 1 | 1 | 1 | 1 | 1 | 1 | 1 | 1 | 1 | 1 | 1 | 0 | 1 |  | 1 | 1 | 1 | 1 | 1 | 1 | 1 | 1 | 1 | 1
SCE Northern Area | Bailey | 230 | 0 | 0 | 0 | 0 | 0 | 0 | 0 | 0 | 0 | 0 | 0 | 0 | 0 | 0 | 0 | 0 | 0 | 0 |  |  |  |  | 0 | 0 | 0 | 0 | [29 empty] | 0 | 0 | 0.15 | 0 | 0 | 0 | 0 | 0 | 0 | 0 | 1 | 1 | 1 | 1 | 1 | 1 | 1 | 1 | 1 | 1 | 1 | 1 | 1 | 1 | 1 | 0 | 0 | 0 | 0.15 | 0 | 0 | 0 | 0 | 0 | 0 | 0 | 1 | 1 | 1 | 1 | 1 | 1 | 1 | 1 | 1 | 1 | 1 | 1 | 1 | 1 | 1 | 0 | 0 | 0 | 0.15 | 0 | 0 | 0 | 0 | 0 | 0 | 0 | 1 | 1 | 1 | 1 | 1 | 1 | 1 | 1 | 1 | 1 | 1 | 1 | 1 | 1 | 1 | 0 | 1 |  | 1 | 1 | 1 | 1 | 1 | 1 | 1 | 1 | 1 | 1
PG&E East Kern Study Area | Bakersfield | 230 | 0 | 0 | 0 | 0 | 0 | 0 | 0 | 0 | 0 | 0 | 0 | 0 | 0 | 0 | 0 | 0 | 0 | 0 |  |  |  |  | 0 | 0 | 0 | 0 | [29 empty] | 0 | 0 | 0 | 0 | 0 | 0 | 0 | 0 | 0 | 0 | 1 | 1 | 1 | 1 | 1 | 1 | 1 | 1 | 1 | 1 | 1 | 1 | 1 | 1 | 1 | 0 | 0 | 0 | 0 | 0 | 0 | 0 | 0 | 0 | 0 | 0 | 1 | 1 | 1 | 1 | 1 | 1 | 1 | 1 | 1 | 1 | 1 | 1 | 1 | 1 | 1 | 0 | 0 | 0 | 0 | 0 | 0 | 0 | 0 | 0 | 0 | 0 | 1 | 1 | 1 | 1 | 1 | 1 | 1 | 1 | 1 | 1 | 1 | 1 | 1 | 1 | 1 | 0 | 1 |  | 1 | 1 | 1 | 1 | 1 | 1 | 1 | 1 | 1 | 1
SCE Metro Study Area | Barre | 230 | 0 | 0 | 0 | 0 | 0 | 0 | 0 | 0 | 20 | 0 | 0 | 20 | 0 | 1 | 0 | 0 | 0 | 0 |  |  |  |  | 0 | 0 | 0 | 20 | [29 empty] | 0 | 0 | 0 | 0 | 0 | 0 | 0 | 10 | 10 | 0 | 1 | 1 | 1 | 1 | 1 | 1 | 1 | 1 | 1 | 3 | 1 | 1 | 1 | 1 | 1 | 1 | 0 | 0 | 0 | 0 | 0 | 0 | 0 | 10 | 10 | 0 | 1 | 1 | 1 | 1 | 1 | 1 | 1 | 1 | 1 | 3 | 1 | 1 | 1 | 1 | 1 | 1 | 0 | 0 | 0 | 0 | 0 | 0 | 0 | 20 | 40 | 0 | 1 | 1 | 1 | 1 | 1 | 1 | 1 | 1 | 1 | 3 | 1 | 1 | 1 | 1 | 1 | 1 | 1 |  | 1 | 1 | 1 | 1 | 1 | 1 | 1 | 1 | 1 | 1
SDG&E Study Area | Bay Boulevard | 230 | 0 | 0 | 0 | 0 | 0 | 0 | 0 | 0 | 0 | 0 | 0 | 0 | 0 | 0 | 0 | 0 | 0 | 0 |  |  |  |  | 0 | 0 | 0 | 0 | [29 empty] | 0 | 0 | 0 | 0 | 0 | 0 | 0 | 0 | 0 | 0 | 1 | 1 | 1 | 1 | 1 | 1 | 1 | 1 | 1 | 1 | 1 | 1 | 1 | 1 | 1 | 0 | 0 | 0 | 0 | 0 | 0 | 0 | 0 | 0 | 0 | 0 | 1 | 1 | 1 | 1 | 1 | 1 | 1 | 1 | 1 | 1 | 1 | 1 | 1 | 1 | 1 | 0 | 0 | 0 | 0 | 0 | 0 | 0 | 0 | 0 | 0 | 0 | 1 | 1 | 1 | 1 | 1 | 1 | 1 | 1 | 1 | 1 | 1 | 1 | 1 | 1 | 1 | 0 | 1 |  | 1 | 1 | 1 | 1 | 1 | 1 | 1 | 1 | 1 | 1
East of Pisgah Study Area | Beatty | 138 | 500 | 0 | 0 | 0 | 0 | 0 | 0 | 0 | 0 | 0 | 0 | 0 | 0 | 1 | 0 | 0 | 0 | 0 |  |  |  |  | 0 | 0 | 0 | 0 | [29 empty] | 0 | 0 | 0 | 0 | 0 | 0 | 0 | 0 | 0 | 0 | 3 | 1 | 1 | 1 | 1 | 1 | 1 | 1 | 1 | 1 | 1 | 1 | 1 | 1 | 1 | 1 | 0 | 0 | 0 | 0 | 0 | 0 | 0 | 0 | 0 | 0 | 3 | 1 | 1 | 1 | 1 | 1 | 1 | 1 | 1 | 1 | 1 | 1 | 1 | 1 | 1 | 1 | 427.3 | 0 | 0 | 0 | 0 | 0 | 0 | 500 | 500 | 0 | 2 | 1 | 1 | 1 | 1 | 1 | 1 | 1 | 1 | 1 | 1 | 1 | 1 | 1 | 1 | 1 | 2.75 |  | 1 | 1 | 1 | 1 | 1 | 1 | 1 | 1 | 1 | 1
PG&E North of Greater Bay Study Area | Bellota | 230 | 0 | 0 | 0 | 0 | 0 | 0 | 0 | 0 | 0 | 100 | 0 | 0 | 0 | 1 | 0 | 0 | 0 | 0 |  |  |  |  | 0 | 0 | 0 | 0 | [29 empty] | 0 | 0 | 0 | 0 | 0 | 0 | 0 | 0 | 0 | 0 | 1 | 1 | 1 | 1 | 1 | 1 | 1 | 1 | 1 | 1 | 3 | 1 | 3 | 1 | 1 | 1 | 0 | 0 | 0 | 0 | 0 | 0 | 0 | 0 | 0 | 0 | 1 | 1 | 1 | 1 | 1 | 1 | 1 | 1 | 1 | 1 | 3 | 1 | 3 | 1 | 1 | 1 | 0 | 0 | 0 | 0 | 0 | 0 | 0 | 750 | 850 | 0 | 1 | 1 | 1 | 1 | 1 | 1 | 1 | 1 | 1 | 1 | 3 | 1 | 1 | 1.5 | 1 | 1 | 1 |  | 1 | 1 | 1 | 1 | 1 | 3 | 1 | 1.75 | 1 | 1
PG&E North of Greater Bay Study Area | Bellota | 115 | 0 | 4 | 0 | 0 | 0 | 0 | 0 | 0 | 0 | 0 | 250 | 160 | 0 | 1 | 0 | 0 | 0 | 0 |  |  |  |  | 0 | 0 | 0 | 157 | [29 empty] | 0 | 0 | 0 | 0 | 0 | 0 | 0 | 0 | 157 | 0 | 1 | 3 | 1 | 1 | 1 | 1 | 1 | 1 | 1 | 1 | 1 | 3 | 3 | 1 | 1 | 1 | 0 | 0 | 0 | 0 | 0 | 0 | 0 | 0 | 157 | 0 | 1 | 3 | 1 | 1 | 1 | 1 | 1 | 1 | 1 | 1 | 1 | 3 | 3 | 1 | 1 | 1 | 0 | 0 | 0 | 0 | 0 | 0 | 0 | 250 | 1187 | 0 | 1 | 3 | 1 | 1 | 1 | 1 | 1 | 1 | 1 | 1 | 1 | 1 | 1 | 1.5 | 1 | 1 | 1 |  | 1 | 1 | 1 | 1 | 1 | 1 | 1.75 | 1.75 | 1 | 1
PG&E North of Greater Bay Study Area | Bellevue | 115 | 0 | 0 | 0 | 0 | 0 | 0 | 0 | 0 | 1 | 0 | 0 | 0 | 0 | 1 | 0 | 0 | 0 | 0 |  |  |  |  | 0.96 | 0 | 0 | 0 | [29 empty] | 0 | 0 | 0 | 0 | 0 | 0 | 0 | 0 | 0 | 0 | 1 | 1 | 1 | 1 | 1 | 1 | 1 | 1 | 1 | 1 | 1 | 1 | 1 | 1 | 1 | 0 | 0 | 0 | 0 | 0 | 0 | 0 | 0 | 0 | 0 | 0 | 1 | 1 | 1 | 1 | 1 | 1 | 1 | 1 | 1 | 1 | 1 | 1 | 1 | 1 | 1 | 0 | 0 | 0 | 0 | 0 | 0 | 0 | 26.784 | 0 | 189.3015 | 0 | 1 | 1 | 1 | 1 | 1 | 1 | 1 | 1 | 1 | 1 | 1 | 1 | 1 | 1 | 1 | 0 | 1 |  | 1 | 1 | 1 | 1 | 1 | 1 | 1 | 1 | 1 | 1
SCE Northern Area | Big Creek Hydro Facilities | 230 | 0 | 6 | 0 | 0 | 0 | 0 | 0 | 0 | 0 | 0 | 0 | 0 | 0 | 1 | 0 | 0 | 0 | 0 |  |  |  |  | 0 | 0 | 0 | 0 | [29 empty] | 0 | 0 | 0 | 0 | 0 | 0 | 0 | 0 | 0 | 0 | 1 | 3 | 1 | 1 | 1 | 1 | 1 | 1 | 1 | 1 | 1 | 1 | 1 | 1 | 1 | 1 | 0 | 0 | 0 | 0 | 0 | 0 | 0 | 0 | 0 | 0 | 1 | 3 | 1 | 1 | 1 | 1 | 1 | 1 | 1 | 1 | 1 | 1 | 1 | 1 | 1 | 1 | 0 | 0 | 0 | 0 | 0 | 0 | 0 | 0 | 0 | 0 | 1 | 3 | 1 | 1 | 1 | 1 | 1 | 1 | 1 | 1 | 1 | 1 | 1 | 1 | 1 | 1 | 1 |  | 1 | 1 | 1 | 1 | 1 | 1 | 1 | 1 | 1 | 1
PG&E North of Greater Bay Study Area | Birds Landing | 230 | 0 | 0 | 90 | 45 | 0 | 0 | 0 | 0 | 0 | 0 | 0 | 0 | 0 | 1 | 0 | 0 | 0 | 0 |  |  |  |  | 0 | 0 | 0 | 0 | [29 empty] | 0 | 0 | 90.8 | 0 | 0 | 0 | 0 | 0 | 0 | 0 | 1 | 1 | 1 | 3 | 1 | 1 | 1 | 1 | 1 | 1 | 1 | 1 | 1 | 1 | 1 | 1 | 0 | 0 | 90.8 | 200 | 0 | 0 | 0 | 200 | 200 | 0 | 1 | 1 | 1 | 1.5 | 1.5 | 1 | 1 | 1 | 1 | 1 | 1 | 1.5 | 1.5 | 1.5 | 1 | 1 | 0 | 0 | 90.8 | 200 | 0 | 0 | 0 | 200 | 1100 | 0 | 1 | 1 | 1 | 1 | 1 | 1 | 1 | 1 | 1 | 1 | 1 | 1 | 1 | 1.5 | 1 | 1 | 1 |  | 1 | 1+ | 1+ | 1 | 1 | 1 | 1+ | 1+ | 1+ | 1
SDG&E Study Area | BlytheSC 161 kV | 161 | 0 | 0 | 0 | 0 | 0 | 0 | 0 | 0 | 0 | 0 | 0 | 0 | 0 | 0 | 0 | 0 | 0 | 0 |  |  |  |  | 0 | 0 | 0 | 0 | [29 empty] | 0 | 0 | 0 | 0 | 0 | 0 | 0 | 0 | 0 | 0 | 1 | 1 | 1 | 1 | 1 | 1 | 1 | 1 | 1 | 1 | 1 | 1 | 1 | 1 | 1 | 0 | 0 | 0 | 0 | 0 | 0 | 0 | 0 | 0 | 0 | 0 | 1 | 1 | 1 | 1 | 1 | 1 | 1 | 1 | 1 | 1 | 1 | 1 | 1 | 1 | 1 | 0 | 0 | 0 | 0 | 300 | 0 | 0 | 0 | 300 | 300 | 0 | 1 | 1 | 1 | 1 | 1 | 1 | 1 | 1 | 1 | 1 | 1 | 1 | 1 | 1 | 1 | 0 | 1 |  | 1 | 1 | 1 | 1 | 1 | 1 | 1 | 1 | 1 | 1
PG&E Fresno Study Area | Borden | 230 | 0 | 0 | 0 | 0 | 0 | 0 | 0 | 0 | 0 | 0 | 0 | 0 | 0 | 0 | 0 | 0 | 0 | 0 |  |  |  |  | 0 | 0 | 0 | 0 | [29 empty] | 0 | 0 | 0 | 0 | 0 | 0 | 0 | 0 | 0 | 0 | 1 | 1 | 1 | 1 | 1 | 1 | 1 | 1 | 1 | 1 | 1 | 1 | 1 | 1 | 1 | 0 | 0 | 0 | 0 | 0 | 0 | 0 | 0 | 0 | 0 | 0 | 1 | 1 | 1 | 1 | 1 | 1 | 1 | 1 | 1 | 1 | 1 | 1 | 1 | 1 | 1 | 0 | 0 | 0 | 0 | 0 | 0 | 0 | 0 | 200 | 400 | 0 | 1 | 1 | 1 | 1 | 1 | 1 | 1 | 1 | 1 | 1 | 1 | 1 | 1 | 1 | 1 | 0 | 1 |  | 1 | 1 | 1 | 1 | 1 | 1 | 1 | 1 | 1 | 1
PG&E North of Greater Bay Study Area | Brentwood | 230 | 0 | 1 | 0 | 0 | 0 | 0 | 0 | 0 | 0 | 0 | 0 | 0 | 0 | 1 | 0 | 0 | 0 | 0 |  |  |  |  | 0 | 0 | 0 | 0 | [29 empty] | 0 | 0 | 0 | 0 | 0 | 0 | 0 | 0 | 0 | 0 | 1 | 3 | 1 | 1 | 1 | 1 | 1 | 1 | 1 | 1 | 1 | 1 | 1 | 1 | 1 | 1 | 0 | 0 | 0 | 0 | 0 | 0 | 0 | 0 | 0 | 0 | 1 | 3 | 1 | 1 | 1 | 1 | 1 | 1 | 1 | 1 | 1 | 1 | 1 | 1 | 1 | 1 | 0 | 0 | 0 | 0 | 0 | 0 | 0 | 0 | 0 | 0 | 1 | 3 | 1 | 1 | 1 | 1 | 1 | 1 | 1 | 1 | 1 | 1 | 1 | 1 | 1 | 1 | 1 |  | 1 | 1 | 1 | 1 | 1 | 1 | 1 | 1 | 1 | 1
PG&E North of Greater Bay Study Area | Bridgeville | 115 | 0 | 2 | 0 | 0 | 0 | 0 | 0 | 0 | 0 | 0 | 0 | 0 | 0 | 1 | 0 | 0 | 0 | 0 |  |  |  |  | 0 | 0 | 0 | 0 | [29 empty] | 0 | 0 | 0 | 0 | 0 | 0 | 0 | 0 | 0 | 0 | 1 | 3 | 1 | 1 | 1 | 1 | 1 | 1 | 1 | 1 | 1 | 1 | 1 | 1 | 1 | 1 | 0 | 0 | 0 | 0 | 0 | 0 | 0 | 0 | 0 | 0 | 1 | 3 | 1 | 1 | 1 | 1 | 1 | 1 | 1 | 1 | 1 | 1 | 1 | 1 | 1 | 1 | 0 | 0 | 0 | 0 | 0 | 0 | 0 | 0 | 0 | 0 | 1 | 3 | 1 | 1 | 1 | 1 | 1 | 1 | 1 | 1 | 1 | 1 | 1 | 1 | 1 | 1 | 1 |  | 1 | 1 | 1 | 1 | 1 | 1 | 1 | 1 | 1 | 1
PG&E Fresno Study Area | Cabrillo | 115 | 0 | 0 | 99 | 0 | 0 | 0 | 0 | 0 | 0 | 0 | 0 | 0 | 0 | 1 | 0 | 0 | 99 | 0 |  |  |  |  | 0 | 0 | 0 | 0 | [29 empty] | 0 | 0 | 99 | 0 | 0 | 0 | 0 | 0 | 0 | 0 | 1 | 1 | 1 | 1 | 1 | 1 | 1 | 1 | 1 | 1 | 1 | 1 | 1 | 1 | 1 | 0 | 0 | 0 | 99 | 0 | 0 | 0 | 0 | 0 | 0 | 0 | 1 | 1 | 1 | 1 | 1 | 1 | 1 | 1 | 1 | 1 | 1 | 1 | 1 | 1 | 1 | 0 | 0 | 0 | 99 | 0 | 60 | 0 | 0 | 0 | 0 | 0 | 1 | 1 | 1 | 1 | 1 | 1 | 1 | 1 | 1 | 1 | 1 | 1 | 1 | 1 | 1 | 0 | 1 |  | 1 | 1 | 1 | 1 | 1 | 1 | 1 | 1 | 1 | 1
PG&E Fresno Study Area | Cal Ave | 115 | 0 | 0 | 0 | 0 | 0 | 0 | 0 | 0 | 0 | 0 | 0 | 0 | 0 | 0 | 0 | 0 | 0 | 0 |  |  |  |  | 0 | 0 | 0 | 0 | [29 empty] | 0 | 0 | 0 | 0 | 0 | 0 | 0 | 0 | 0 | 0 | 1 | 1 | 1 | 1 | 1 | 1 | 1 | 1 | 1 | 1 | 1 | 1 | 1 | 1 | 1 | 0 | 0 | 0 | 0 | 0 | 0 | 0 | 0 | 0 | 0 | 0 | 1 | 1 | 1 | 1 | 1 | 1 | 1 | 1 | 1 | 1 | 1 | 1 | 1 | 1 | 1 | 0 | 0 | 0 | 0 | 0 | 0 | 0 | 0 | 0 | 0 | 0 | 1 | 1 | 1 | 1 | 1 | 1 | 1 | 1 | 1 | 1 | 1 | 1 | 1 | 1 | 1 | 0 | 1 |  | 1 | 1 | 1 | 1 | 1 | 1 | 1 | 1 | 1 | 1
SCE North of Lugo (NOL) Study Area | Calcite | 230 | 0 | 0 | 0 | 0 | 0 | 0 | 0 | 0 | 0 | 200 | 200 | 186 | 0 | 1 | 0 | 0 | 0 | 0 |  |  |  |  | 0 | 0 | 0 | 0 | [29 empty] | 0 | 0 | 0 | 0 | 0 | 0 | 200 | 200 | 250 | 0 | 1 | 1 | 1 | 1 | 1 | 1 | 1 | 1 | 1 | 1 | 1 | 1 | 1 | 1 | 1 | 0 | 0 | 0 | 0 | 0 | 0 | 0 | 200 | 200 | 250 | 0 | 1 | 1 | 1 | 1 | 1 | 1 | 1 | 1 | 1 | 1 | 1 | 1 | 1 | 1 | 1 | 0 | 0 | 0 | 0 | 0 | 0 | 0 | 200 | 255 | 305 | 0 | 1 | 1 | 1 | 1 | 1 | 1 | 1 | 1 | 1 | 1 | 1 | 1 | 1 | 1 | 1 | 0 | 1 |  | 1 | 1 | 1 | 1 | 1 | 1 | 1 | 1 | 1 | 1
PG&E East Kern Study Area | Caliente | 230 | 0 | 2 | 180 | 0 | 0 | 0 | 0 | 0 | 0 | 100 | 0 | 0 | 0 | 1 | 0 | 0 | 0 | 0 |  |  |  |  | 0 | 0 | 0 | 0 | [29 empty] | 0 | 0 | 0 | 0 | 0 | 0 | 0 | 0 | 0 | 0 | 1 | 3 | 3 | 1 | 3 | 1 | 1 | 1 | 1 | 1 | 3 | 1 | 3 | 1 | 1 | 1 | 0 | 0 | 210 | 0 | 0 | 0 | 0 | 100.64 | 53.68 | 0 | 1 | 3 | 1 | 1 | 1 | 1 | 1 | 1 | 1 | 1 | 3 | 1 | 1 | 1 | 1 | 1 | 0 | 0 | 210 | 0 | 0 | 0 | 0 | 100.64 | 453.68 | 0 | 1 | 3 | 1 | 1 | 1 | 1 | 1 | 1 | 1 | 1 | 3 | 1 | 1 | 1 | 1 | 1 | 1 |  | 1 | 1 | 1 | 1 | 1 | 3 | 1 | 1 | 1 | 1
PG&E East Kern Study Area | California Water | 115 | 0 | 0 | 0 | 0 | 0 | 0 | 0 | 0 | 0 | 0 | 0 | 0 | 0 | 0 | 0 | 0 | 0 | 0 |  |  |  |  | 0 | 0 | 0 | 0 | [29 empty] | 0 | 0 | 0 | 0 | 0 | 0 | 0 | 0 | 0 | 0 | 1 | 1 | 1 | 1 | 1 | 1 | 1 | 1 | 1 | 1 | 1 | 1 | 1 | 1 | 1 | 0 | 0 | 0 | 0 | 0 | 0 | 0 | 0 | 0 | 0 | 0 | 1 | 1 | 1 | 1 | 1 | 1 | 1 | 1 | 1 | 1 | 1 | 1 | 1 | 1 | 1 | 0 | 0 | 0 | 0 | 0 | 0 | 0 | 0 | 0 | 0 | 0 | 1 | 1 | 1 | 1 | 1 | 1 | 1 | 1 | 1 | 1 | 1 | 1 | 1 | 1 | 1 | 0 | 1 |  | 1 | 1 | 1 | 1 | 1 | 1 | 1 | 1 | 1 | 1
PG&E Fresno Study Area | Cantua | 115 | 0 | 0 | 0 | 0 | 0 | 0 | 0 | 0 | 0 | 0 | 0 | 0 | 0 | 0 | 0 | 0 | 0 | 0 |  |  |  |  | 0 | 0 | 0 | 0 | [29 empty] | 0 | 0 | 0 | 0 | 0 | 0 | 0 | 0 | 0 | 0 | 1 | 1 | 1 | 1 | 1 | 1 | 1 | 1 | 1 | 1 | 1 | 1 | 1 | 1 | 1 | 0 | 0 | 0 | 0 | 0 | 0 | 0 | 0 | 0 | 0 | 0 | 1 | 1 | 1 | 1 | 1 | 1 | 1 | 1 | 1 | 1 | 1 | 1 | 1 | 1 | 1 | 0 | 0 | 0 | 0 | 0 | 0 | 0 | 0 | 0 | 0 | 0 | 1 | 1 | 1 | 1 | 1 | 1 | 1 | 1 | 1 | 1 | 1 | 1 | 1 | 1 | 1 | 0 | 1 |  | 1 | 1 | 1 | 1 | 1 | 1 | 1 | 1 | 1 | 1
SDG&E Study Area | Capistrano | 230 | 0 | 0 | 0 | 0 | 0 | 0 | 0 | 0 | 0 | 0 | 0 | 0 | 0 | 0 | 0 | 0 | 0 | 0 |  |  |  |  | 0 | 0 | 0 | 0 | [29 empty] | 0 | 0 | 0 | 0 | 0 | 0 | 0 | 0 | 0 | 0 | 1 | 1 | 1 | 1 | 1 | 1 | 1 | 1 | 1 | 1 | 1 | 1 | 1 | 1 | 1 | 0 | 0 | 0 | 0 | 0 | 0 | 0 | 0 | 0 | 0 | 0 | 1 | 1 | 1 | 1 | 1 | 1 | 1 | 1 | 1 | 1 | 1 | 1 | 1 | 1 | 1 | 0 | 0 | 0 | 0 | 0 | 0 | 0 | 0 | 0 | 0 | 0 | 1 | 1 | 1 | 1 | 1 | 1 | 1 | 1 | 1 | 1 | 1 | 1 | 1 | 1 | 1 | 0 | 1 |  | 1 | 1 | 1 | 1 | 1 | 1 | 1 | 1 | 1 | 1
SDG&E Study Area | Capistrano | 138 | 0 | 0 | 0 | 0 | 0 | 0 | 0 | 0 | 0 | 0 | 0 | 250 | 0 | 1 | 0 | 0 | 0 | 0 |  |  |  |  | 0 | 0 | 0 | 250 | [29 empty] | 0 | 0 | 0 | 0 | 0 | 0 | 0 | 0 | 250 | 0 | 1 | 1 | 1 | 1 | 1 | 1 | 1 | 1 | 1 | 1 | 1 | 1 | 1 | 1 | 1 | 0 | 0 | 0 | 0 | 0 | 0 | 0 | 0 | 0 | 250 | 0 | 1 | 1 | 1 | 1 | 1 | 1 | 1 | 1 | 1 | 1 | 1 | 1 | 1 | 1 | 1 | 0 | 0 | 0 | 0 | 0 | 0 | 0 | 0 | 0 | 250 | 0 | 1 | 1 | 1 | 1 | 1 | 1 | 1 | 1 | 1 | 1 | 1 | 1 | 1 | 1 | 1 | 0 | 1 |  | 1 | 1 | 1 | 1 | 1 | 1 | 1 | 1 | 1 | 1
East of Pisgah Study Area | Carpenter Canyon (fka Gamebird) | 230 | 0 | 0 | 0 | 0 | 0 | 0 | 0 | 0 | 0 | 250 | 110 | 50 | 0 | 1 | 0 | 0 | 0 | 0 |  |  |  |  | 0 | 0 | 0 | 0 | [29 empty] | 0 | 0 | 0 | 0 | 0 | 0 | 0 | 0 | 0 | 0 | 1 | 1 | 1 | 1 | 1 | 1 | 1 | 1 | 1 | 1 | 3 | 3 | 3 | 3 | 1 | 1 | 0 | 0 | 0 | 0 | 0 | 0 | 0 | 200 | 200 | 0 | 1 | 1 | 1 | 1 | 1 | 1 | 1 | 1 | 1 | 1 | 3 | 1 | 2 | 1 | 1 | 1 | 0 | 0 | 0 | 0 | 0 | 0 | 0 | 700 | 700 | 0 | 1 | 1 | 1 | 1 | 1 | 1 | 1 | 1 | 1 | 1 | 3 | 1 | 1 | 1 | 1 | 1 | 1 |  | 1 | 1 | 1 | 1 | 1 | 3 | 2+ | 1.75 | 1 | 1
PG&E North of Greater Bay Study Area | Carquinez | 115 | 0 | 1 | 0 | 0 | 0 | 0 | 0 | 0 | 5 | 0 | 0 | 0 | 0 | 1 | 0 | 0 | 0 | 0 |  |  |  |  | 0 | 0 | 0 | 0 | [29 empty] | 0 | 0 | 0 | 0 | 0 | 0 | 0 | 0 | 0 | 0 | 1 | 3 | 1 | 1 | 1 | 1 | 1 | 1 | 1 | 3 | 1 | 1 | 1 | 1 | 1 | 1 | 0 | 0 | 0 | 0 | 0 | 0 | 0 | 0 | 0 | 0 | 1 | 3 | 1 | 1 | 1 | 1 | 1 | 1 | 1 | 3 | 1 | 1 | 1 | 1 | 1 | 1 | 0 | 0 | 0 | 0 | 0 | 0 | 0 | 0 | 0 | 0 | 1 | 3 | 1 | 1 | 1 | 1 | 1 | 1 | 1 | 3 | 1 | 1 | 1 | 1 | 1 | 1 | 1 |  | 1 | 1 | 1 | 1 | 1 | 1 | 1 | 1 | 1 | 1
PG&E North of Greater Bay Study Area | Cayetano | 230 | 0 | 0 | 0 | 0 | 0 | 0 | 0 | 0 | 0 | 0 | 100 | 100 | 0 | 1 | 0 | 0 | 0 | 0 |  |  |  |  | 0 | 0 | 100 | 100 | [29 empty] | 0 | 0 | 0 | 0 | 0 | 0 | 0 | 100 | 100 | 0 | 1 | 1 | 1 | 1 | 1 | 1 | 1 | 1 | 1 | 1 | 1 | 1 | 1 | 1 | 1 | 0 | 0 | 0 | 0 | 0 | 0 | 0 | 0 | 100 | 100 | 0 | 1 | 1 | 1 | 1 | 1 | 1 | 1 | 1 | 1 | 1 | 1 | 1 | 1 | 1 | 1 | 0 | 0 | 0 | 0 | 0 | 0 | 0 | 0 | 100 | 600 | 0 | 1 | 1 | 1 | 1 | 1 | 1 | 1 | 1 | 1 | 1 | 1 | 1 | 1 | 1 | 1 | 0 | 1 |  | 1 | 1 | 1 | 1 | 1 | 1 | 1 | 1 | 1 | 1
SCE Metro Study Area | Center | 230 | 0 | 1 | 0 | 0 | 0 | 0 | 0 | 0 | 0 | 0 | 0 | 0 | 0 | 1 | 0 | 0 | 0 | 0 |  |  |  |  | 0 | 0 | 0 | 0 | [29 empty] | 0 | 1 | 0 | 0 | 0 | 0 | 0 | 0 | 0 | 0 | 1 | 1 | 1 | 1 | 1 | 1 | 1 | 1 | 1 | 1 | 1 | 1 | 1 | 1 | 1 | 0 | 0 | 1 | 0 | 0 | 0 | 0 | 0 | 0 | 0 | 0 | 1 | 1 | 1 | 1 | 1 | 1 | 1 | 1 | 1 | 1 | 1 | 1 | 1 | 1 | 1 | 0 | 0 | 1 | 0 | 0 | 0 | 0 | 0 | 0 | 520 | 0 | 1 | 1 | 1 | 1 | 1 | 1 | 1 | 1 | 1 | 1 | 1 | 1 | 1 | 1 | 1 | 0 | 1 |  | 1 | 1 | 1 | 1 | 1 | 1 | 1 | 1 | 1 | 1
PG&E Fresno Study Area | Cheney | 115 | 0 | 0 | 0 | 0 | 0 | 0 | 0 | 0 | 0 | 0 | 0 | 0 | 0 | 0 | 0 | 0 | 0 | 0 |  |  |  |  | 0 | 0 | 0 | 0 | [29 empty] | 0 | 0 | 0 | 0 | 0 | 0 | 0 | 0 | 0 | 0 | 1 | 1 | 1 | 1 | 1 | 1 | 1 | 1 | 1 | 1 | 1 | 1 | 1 | 1 | 1 | 0 | 0 | 0 | 0 | 0 | 0 | 0 | 0 | 0 | 0 | 0 | 1 | 1 | 1 | 1 | 1 | 1 | 1 | 1 | 1 | 1 | 1 | 1 | 1 | 1 | 1 | 0 | 0 | 0 | 0 | 0 | 0 | 0 | 0 | 0 | 0 | 0 | 1 | 1 | 1 | 1 | 1 | 1 | 1 | 1 | 1 | 1 | 1 | 1 | 1 | 1 | 1 | 0 | 1 |  | 1 | 1 | 1 | 1 | 1 | 1 | 1 | 1 | 1 | 1
SCE Metro Study Area | Chevmain | 230 | 0 | 0 | 0 | 0 | 0 | 0 | 0 | 0 | 0 | 0 | 0 | 0 | 0 | 0 | 0 | 0 | 0 | 0 |  |  |  |  | 0 | 0 | 0 | 0 | [29 empty] | 0 | 0 | 0 | 0 | 0 | 0 | 0 | 0 | 0 | 0 | 1 | 1 | 1 | 1 | 1 | 1 | 1 | 1 | 1 | 1 | 1 | 1 | 1 | 1 | 1 | 0 | 0 | 0 | 0 | 0 | 0 | 0 | 0 | 0 | 0 | 0 | 1 | 1 | 1 | 1 | 1 | 1 | 1 | 1 | 1 | 1 | 1 | 1 | 1 | 1 | 1 | 0 | 0 | 0 | 0 | 0 | 0 | 0 | 0 | 0 | 0 | 0 | 1 | 1 | 1 | 1 | 1 | 1 | 1 | 1 | 1 | 1 | 1 | 1 | 1 | 1 | 1 | 0 | 1 |  | 1 | 1 | 1 | 1 | 1 | 1 | 1 | 1 | 1 | 1
SCE Metro Study Area | Chino | 230 | 0 | 0 | 0 | 0 | 0 | 0 | 0 | 0 | 0 | 0 | 0 | 30 | 0 | 1 | 0 | 0 | 0 | 0 |  |  |  |  | 0 | 0 | 0 | 30 | [29 empty] | 0 | 0 | 0 | 0 | 0 | 0 | 0 | 0 | 0 | 0 | 1 | 1 | 1 | 1 | 1 | 1 | 1 | 1 | 1 | 1 | 1 | 1 | 1 | 1 | 1 | 0 | 0 | 0 | 0 | 0 | 0 | 0 | 0 | 0 | 0 | 0 | 1 | 1 | 1 | 1 | 1 | 1 | 1 | 1 | 1 | 1 | 1 | 1 | 1 | 1 | 1 | 0 | 0 | 0 | 0 | 0 | 0 | 0 | 0 | 0 | 669.8 | 0 | 1 | 1 | 1 | 1 | 1 | 1 | 1 | 1 | 1 | 1 | 1 | 1 | 1 | 1 | 1 | 0 | 1 |  | 1 | 1 | 1 | 1 | 1 | 1 | 1 | 1 | 1 | 1
PG&E East Kern Study Area | Cholame | 70 | 0 | 0 | 0 | 0 | 0 | 0 | 0 | 0 | 0 | 0 | 0 | 0 | 0 | 0 | 0 | 0 | 0 | 0 |  |  |  |  | 0 | 0 | 0 | 0 | [29 empty] | 0 | 0 | 0 | 0 | 0 | 0 | 0 | 0 | 0 | 0 | 1 | 1 | 1 | 1 | 1 | 1 | 1 | 1 | 1 | 1 | 1 | 1 | 1 | 1 | 1 | 0 | 0 | 0 | 0 | 0 | 0 | 0 | 0 | 0 | 0 | 0 | 1 | 1 | 1 | 1 | 1 | 1 | 1 | 1 | 1 | 1 | 1 | 1 | 1 | 1 | 1 | 0 | 0 | 0 | 0 | 0 | 0 | 0 | 0 | 0 | 0 | 0 | 1 | 1 | 1 | 1 | 1 | 1 | 1 | 1 | 1 | 1 | 1 | 1 | 1 | 1 | 1 | 0 | 1 |  | 1 | 1 | 1 | 1 | 1 | 1 | 1 | 1 | 1 | 1
PG&E North of Greater Bay Study Area | Clayton | 115 | 0 | 0 | 0 | 0 | 0 | 0 | 0 | 0 | 0 | 0 | 0 | 0 | 0 | 0 | 0 | 0 | 0 | 0 |  |  |  |  | 0 | 0 | 0 | 0 | [29 empty] | 0 | 0 | 0 | 0 | 0 | 0 | 0 | 0 | 0 | 0 | 1 | 1 | 1 | 1 | 1 | 1 | 1 | 1 | 1 | 1 | 1 | 1 | 1 | 1 | 1 | 0 | 0 | 0 | 0 | 0 | 0 | 0 | 0 | 0 | 0 | 0 | 1 | 1 | 1 | 1 | 1 | 1 | 1 | 1 | 1 | 1 | 1 | 1 | 1 | 1 | 1 | 0 | 0 | 0 | 0 | 0 | 0 | 0 | 0 | 0 | 0 | 0 | 1 | 1 | 1 | 1 | 1 | 1 | 1 | 1 | 1 | 1 | 1 | 1 | 1 | 1 | 1 | 0 | 1 |  | 1 | 1 | 1 | 1 | 1 | 1 | 1 | 1 | 1 | 1
PG&E North of Greater Bay Study Area | Cloverdale | 115 | 0 | 0 | 0 | 0 | 0 | 0 | 0 | 0 | 0 | 0 | 0 | 0 | 0 | 0 | 0 | 0 | 0 | 0 |  |  |  |  | 0 | 0 | 0 | 0 | [29 empty] | 0 | 0 | 0 | 0 | 0 | 0 | 0 | 0 | 0 | 0 | 1 | 1 | 1 | 1 | 1 | 1 | 1 | 1 | 1 | 1 | 1 | 1 | 1 | 1 | 1 | 0 | 0 | 0 | 0 | 0 | 0 | 0 | 0 | 0 | 0 | 0 | 1 | 1 | 1 | 1 | 1 | 1 | 1 | 1 | 1 | 1 | 1 | 1 | 1 | 1 | 1 | 0 | 0 | 0 | 0 | 0 | 0 | 0 | 0 | 0 | 0 | 0 | 1 | 1 | 1 | 1 | 1 | 1 | 1 | 1 | 1 | 1 | 1 | 1 | 1 | 1 | 1 | 0 | 1 |  | 1 | 1 | 1 | 1 | 1 | 1 | 1 | 1 | 1 | 1
PG&E Fresno Study Area | Coburn | 230 | 0 | 2.82 | 0 | 0 | 0 | 0 | 0 | 0 | 0 | 0 | 0 | 6 | 0 | 1 | 0 | 0 | 0 | 0 |  |  |  |  | 0 | 0 | 0 | 6 | [29 empty] | 0 | 0 | 0 | 0 | 0 | 0 | 0 | 0 | 0 | 0 | 1 | 3 | 1 | 1 | 1 | 1 | 1 | 1 | 1 | 1 | 1 | 1 | 1 | 1 | 1 | 1 | 0 | 0 | 0 | 0 | 0 | 0 | 0 | 0 | 0 | 0 | 1 | 3 | 1 | 1 | 1 | 1 | 1 | 1 | 1 | 1 | 1 | 1 | 1 | 1 | 1 | 1 | 0 | 0 | 0 | 0 | 0 | 0 | 0 | 0 | 120 | 0 | 1 | 3 | 1 | 1 | 1 | 1 | 1 | 1 | 1 | 1 | 1 | 1 | 1 | 1 | 1 | 1 | 1 |  | 1 | 1 | 1 | 1 | 1 | 1 | 1 | 1 | 1 | 1
SCE Eastern Study Area | Colorado River | 500 | 0 | 0 | 0 | 0 | 0 | 0 | 0 | 0 | 0 | 334.6965 | 165.3035 | 0 | 0 | 1 | 0 | 0 | 0 | 0 |  |  |  |  | 0 | -2.88e-05 | 0.0003288 | 0 | [29 empty] | 0 | 0 | 0 | 0 | 0 | 0 | 0 | 0 | 42.69 | 0 | 1 | 1 | 1 | 1 | 1 | 1 | 1 | 1 | 1 | 1 | 3 | 2 | 3 | 1 | 1 | 1 | 0 | 0 | 0 | 0 | 0 | 0 | 0 | 0 | 42.69 | 0 | 1 | 1 | 1 | 1 | 1 | 1 | 1 | 1 | 1 | 1 | 3 | 2 | 3 | 1 | 1 | 1 | 0 | 0 | 0 | 0 | 0 | 0 | 0 | 1000 | 1042.69 | 0 | 1 | 1 | 1 | 1 | 1 | 1 | 1 | 1 | 1 | 1 | 3 | 1.5 | 1 | 1.5 | 1 | 1 | 1 |  | 1 | 1 | 1 | 1 | 1 | 3 | 1.75 | 1.75 | 1 | 1
SCE Eastern Study Area | Colorado River | 230 | 0 | 0 | 0 | 0 | 0 | 0 | 0 | 0 | 0 | 569.06 | 1194.84 | 686 | 0 | 1 | 0 | 0 | 0 | 0 |  |  |  |  | 0 | 373.6 | 500 | 654.69 | [29 empty] | 0 | 0 | 0 | 0 | 0 | 0 | 613.46 | 260.84 | 558.6 | 0 | 1 | 1 | 1 | 1 | 1 | 1 | 1 | 1 | 1 | 1 | 1 | 3 | 3 | 1 | 1 | 1 | 0 | 0 | 0 | 0 | 0 | 0 | 613.46 | 1410.84 | 1508.6 | 0 | 1 | 1 | 1 | 1 | 1 | 1 | 1 | 1 | 1 | 1 | 1 | 1.5 | 1.5 | 2.5 | 1 | 1 | 0 | 0 | 0 | 0 | 0 | 0 | 613.46 | 2040.84 | 2138.6 | 0 | 1 | 1 | 1 | 1 | 1 | 1 | 1 | 1 | 1 | 1 | 1 | 1.5 | 1.5 | 1.5 | 1 | 1 | 1 |  | 1 | 1 | 1 | 1 | 1 | 1 | 3+ | 3+ | 2+ | 1
PG&E East Kern Study Area | Columbus | 115 | 0 | 0 | 0 | 0 | 0 | 0 | 0 | 0 | 0 | 0 | 0 | 0 | 0 | 0 | 0 | 0 | 0 | 0 |  |  |  |  | 0 | 0 | 0 | 0 | [29 empty] | 0 | 0 | 0 | 0 | 0 | 0 | 0 | 0 | 0 | 0 | 1 | 1 | 1 | 1 | 1 | 1 | 1 | 1 | 1 | 1 | 1 | 1 | 1 | 1 | 1 | 0 | 0 | 0 | 0 | 0 | 0 | 0 | 0 | 0 | 0 | 0 | 1 | 1 | 1 | 1 | 1 | 1 | 1 | 1 | 1 | 1 | 1 | 1 | 1 | 1 | 1 | 0 | 0 | 0 | 0 | 0 | 0 | 0 | 0 | 0 | 0 | 0 | 1 | 1 | 1 | 1 | 1 | 1 | 1 | 1 | 1 | 1 | 1 | 1 | 1 | 1 | 1 | 0 | 1 |  | 1 | 1 | 1 | 1 | 1 | 1 | 1 | 1 | 1 | 1
PG&E North of Greater Bay Study Area | Contra Costa | 230 | 0 | 0 | 0 | 0 | 0 | 0 | 0 | 0 | 0.062 | 0 | 0 | 0 | 0 | 1 | 0 | 0 | 0 | 0 |  |  |  |  | 0.938 | 0 | 0 | 0 | [29 empty] | 0 | 0 | 0 | 0 | 0 | 0 | 0 | 0 | 0 | 0 | 1 | 1 | 1 | 1 | 1 | 1 | 1 | 1 | 1 | 1 | 1 | 1 | 1 | 1 | 1 | 0 | 0 | 0 | 0 | 0 | 0 | 0 | 0 | 0 | 0 | 0 | 1 | 1 | 1 | 1 | 1 | 1 | 1 | 1 | 1 | 1 | 1 | 1 | 1 | 1 | 1 | 0 | 0 | 0 | 0 | 0 | 0 | 0 | 0 | 0 | 910 | 0 | 1 | 1 | 1 | 1 | 1 | 1 | 1 | 1 | 1 | 1 | 1 | 1 | 1 | 1.5 | 1 | 1 | 1 |  | 1 | 1 | 1 | 1 | 1 | 1 | 1 | 1 | 1 | 1
SCE North of Lugo (NOL) Study Area | Control | 115 | 13 | 0 | 0 | 0 | 0 | 0 | 0 | 0 | 0 | 0 | 0 | 0 | 0 | 1 | 13 | 0 | 0 | 0 |  |  |  |  | 0 | 0 | 0 | 0 | [29 empty] | 40.7 | 0 | 0 | 0 | 0 | 0 | 0 | 0 | 0 | 0 | 1 | 1 | 1 | 1 | 1 | 1 | 1 | 1 | 1 | 1 | 1 | 1 | 1 | 1 | 1 | 0 | 40.7 | 0 | 0 | 0 | 0 | 0 | 0 | 0 | 0 | 0 | 1 | 1 | 1 | 1 | 1 | 1 | 1 | 1 | 1 | 1 | 1 | 1 | 1 | 1 | 1 | 0 | 245.2 | 0 | 0 | 0 | 0 | 0 | 0 | 0 | 0 | 0 | 1 | 1 | 1 | 1 | 1 | 1 | 1 | 1 | 1 | 1 | 1 | 1 | 1 | 1 | 1 | 0 | 1 |  | 1 | 1 | 1 | 1 | 1 | 1 | 1 | 1 | 1 | 1
SCE North of Lugo (NOL) Study Area | Coolwater | 230 | 0 | 0 | 0 | 0 | 0 | 0 | 0 | 0 | 0 | 0 | 0 | 0 | 0 | 0 | 0 | 0 | 0 | 0 |  |  |  |  | 0 | 0 | 0 | 0 | [29 empty] | 0 | 0 | 0 | 0 | 0 | 0 | 0 | 0 | 0 | 0 | 1 | 1 | 1 | 1 | 1 | 1 | 1 | 1 | 1 | 1 | 1 | 1 | 1 | 1 | 1 | 0 | 0 | 0 | 0 | 0 | 0 | 0 | 0 | 0 | 0 | 0 | 1 | 1 | 1 | 1 | 1 | 1 | 1 | 1 | 1 | 1 | 1 | 1 | 1 | 1 | 1 | 0 | 0 | 0 | 0 | 0 | 0 | 0 | 7.4 | 17.8 | 12.6 | 0 | 1 | 1 | 1 | 1 | 1 | 1 | 1 | 1 | 1 | 1 | 1 | 1 | 1 | 1 | 1 | 0 | 1 |  | 1 | 1 | 1 | 1 | 1 | 1 | 1 | 1 | 1 | 1
SCE North of Lugo (NOL) Study Area | Coolwater | 115 | 0 | 0 | 0 | 0 | 0 | 0 | 0 | 0 | 0 | 150 | 199.96 | 104 | 0 | 1 | 0 | 0 | 0 | 0 |  |  |  |  | 0 | 0 | 0 | 0 | [29 empty] | 0 | 0 | 0 | 0 | 0 | 0 | 144 | 0 | 100 | 0 | 1 | 1 | 1 | 1 | 1 | 1 | 1 | 1 | 1 | 1 | 1 | 3 | 3 | 1 | 1 | 1 | 0 | 0 | 0 | 200 | 0 | 0 | 144 | 200 | 300 | 0 | 1 | 1 | 1 | 1.5 | 1.5 | 1 | 1 | 1 | 1 | 1 | 1 | 1 | 1 | 1.5 | 1 | 1 | 0 | 0 | 0 | 200 | 0 | 0 | 144 | 260 | 360 | 0 | 1 | 1 | 1 | 1 | 1 | 1 | 1 | 1 | 1 | 1 | 2 | 1 | 1 | 1 | 1 | 1 | 1 |  | 1 | 1+ | 1+ | 1 | 1 | 1 | 1 | 1 | 1+ | 1
PG&E East Kern Study Area | Corcoran | 115 | 0 | 0 | 0 | 0 | 0 | 0 | 0 | 0 | 0 | 0 | 0 | 0 | 0 | 0 | 0 | 0 | 0 | 0 |  |  |  |  | 0 | 0 | 0 | 0 | [29 empty] | 0 | 0 | 0 | 0 | 0 | 0 | 0 | 0 | 0 | 0 | 1 | 1 | 1 | 1 | 1 | 1 | 1 | 1 | 1 | 1 | 1 | 1 | 1 | 1 | 1 | 0 | 0 | 0 | 0 | 0 | 0 | 0 | 0 | 0 | 0 | 0 | 1 | 1 | 1 | 1 | 1 | 1 | 1 | 1 | 1 | 1 | 1 | 1 | 1 | 1 | 1 | 0 | 0 | 0 | 0 | 0 | 0 | 0 | 0 | 85 | 85 | 0 | 1 | 1 | 1 | 1 | 1 | 1 | 1 | 1 | 1 | 1 | 1 | 1 | 1 | 1 | 1 | 0 | 1 |  | 1 | 1 | 1 | 1 | 1 | 1 | 1 | 1 | 1 | 1
PG&E North of Greater Bay Study Area | Cortina | 115 | 0 | 4 | 0 | 0 | 0 | 0 | 0 | 0 | 0 | 0 | 230 | 150 | 0 | 1 | 0 | 0 | 0 | 0 |  |  |  |  | 0 | 0 | 0 | 0 | [29 empty] | 0 | 0 | 0 | 0 | 0 | 0 | 0 | 230 | 230 | 0 | 1 | 3 | 1 | 1 | 1 | 1 | 1 | 1 | 1 | 1 | 1 | 1 | 1 | 1 | 1 | 1 | 0 | 0 | 0 | 0 | 0 | 0 | 0 | 230 | 230 | 0 | 1 | 3 | 1 | 1 | 1 | 1 | 1 | 1 | 1 | 1 | 1 | 1 | 1 | 1 | 1 | 1 | 0 | 0 | 0 | 0 | 0 | 0 | 0 | 230 | 230 | 0 | 1 | 3 | 1 | 1 | 1 | 1 | 1 | 1 | 1 | 1 | 1 | 1 | 1 | 1 | 1 | 1 | 1 |  | 1 | 1 | 1 | 1 | 1 | 1 | 1 | 1 | 2+ | 1
PG&E North of Greater Bay Study Area | Cottonwood | 230 | 0 | 0 | 0 | 0 | 0 | 0 | 0 | 0 | 0 | 0 | 0 | 0 | 0 | 0 | 0 | 0 | 0 | 0 |  |  |  |  | 0 | 0 | 0 | 0 | [29 empty] | 0 | 0 | 0 | 0 | 0 | 0 | 0 | 0 | 0 | 0 | 1 | 1 | 1 | 1 | 1 | 1 | 1 | 1 | 1 | 1 | 1 | 1 | 1 | 1 | 1 | 0 | 0 | 0 | 0 | 0 | 0 | 0 | 0 | 0 | 0 | 0 | 1 | 1 | 1 | 1 | 1 | 1 | 1 | 1 | 1 | 1 | 1 | 1 | 1 | 1 | 1 | 0 | 0 | 0 | 0 | 0 | 0 | 0 | 75 | 0 | 19.992 | 0 | 1 | 1 | 1 | 1 | 1 | 1 | 1 | 1 | 1 | 1 | 1 | 1 | 1 | 1 | 1 | 0 | 1 |  | 1 | 1 | 1 | 1 | 1 | 1 | 1 | 1 | 1 | 1
PG&E Fresno Study Area | Cove Rd | 230 | 0 | 0 | 0 | 0 | 0 | 0 | 0 | 0 | 0 | 0 | 0 | 0 | 0 | 0 | 0 | 0 | 0 | 0 |  |  |  |  | 0 | 0 | 0 | 0 | [29 empty] | 0 | 0 | 0 | 0 | 0 | 0 | 0 | 0 | 0 | 0 | 1 | 1 | 1 | 1 | 1 | 1 | 1 | 1 | 1 | 1 | 1 | 1 | 1 | 1 | 1 | 0 | 0 | 0 | 0 | 0 | 0 | 0 | 0 | 0 | 0 | 0 | 1 | 1 | 1 | 1 | 1 | 1 | 1 | 1 | 1 | 1 | 1 | 1 | 1 | 1 | 1 | 0 | 0 | 0 | 0 | 0 | 0 | 0 | 0 | 0 | 0 | 0 | 1 | 1 | 1 | 1 | 1 | 1 | 1 | 1 | 1 | 1 | 1 | 1 | 1 | 1 | 1 | 0 | 1 |  | 1 | 1 | 1 | 1 | 1 | 1 | 1 | 1 | 1 | 1
PG&E North of Greater Bay Study Area | Curtis | 115 | 0 | 5 | 0 | 0 | 0 | 0 | 0 | 0 | 0 | 0 | 0 | 10 | 0 | 1 | 0 | 0 | 0 | 0 |  |  |  |  | 0 | 0 | 0 | 10 | [29 empty] | 0 | 0 | 0 | 0 | 0 | 0 | 0 | 0 | 10 | 0 | 1 | 3 | 1 | 1 | 1 | 1 | 1 | 1 | 1 | 1 | 1 | 1 | 1 | 1 | 1 | 1 | 0 | 0 | 0 | 0 | 0 | 0 | 0 | 0 | 10 | 0 | 1 | 3 | 1 | 1 | 1 | 1 | 1 | 1 | 1 | 1 | 1 | 1 | 1 | 1 | 1 | 1 | 0 | 0 | 0 | 0 | 0 | 0 | 0 | 0 | 10 | 0 | 1 | 3 | 1 | 1 | 1 | 1 | 1 | 1 | 1 | 1 | 1 | 1 | 1 | 1 | 1 | 1 | 1 |  | 1 | 1 | 1 | 1 | 1 | 1 | 1 | 1 | 1 | 1
PG&E Fresno Study Area | Dairyland | 115 | 0 | 0 | 0 | 0 | 0 | 0 | 0 | 0 | 0 | 0 | 0 | 0 | 0 | 0 | 0 | 0 | 0 | 0 |  |  |  |  | 0 | 0 | 0 | 0 | [29 empty] | 0 | 0 | 0 | 0 | 0 | 0 | 0 | 0 | 0 | 0 | 1 | 1 | 1 | 1 | 1 | 1 | 1 | 1 | 1 | 1 | 1 | 1 | 1 | 1 | 1 | 0 | 0 | 0 | 0 | 0 | 0 | 0 | 0 | 0 | 0 | 0 | 1 | 1 | 1 | 1 | 1 | 1 | 1 | 1 | 1 | 1 | 1 | 1 | 1 | 1 | 1 | 0 | 0 | 0 | 0 | 0 | 0 | 0 | 0 | 0 | 0 | 0 | 1 | 1 | 1 | 1 | 1 | 1 | 1 | 1 | 1 | 1 | 1 | 1 | 1 | 1 | 1 | 0 | 1 |  | 1 | 1 | 1 | 1 | 1 | 1 | 1 | 1 | 1 | 1
PG&E North of Greater Bay Study Area | Davis | 115 | 0 | 0 | 0 | 0 | 0 | 0 | 0 | 0 | 0 | 0 | 0 | 0 | 0 | 0 | 0 | 0 | 0 | 0 |  |  |  |  | 0 | 0 | 0 | 0 | [29 empty] | 0 | 0 | 0 | 0 | 0 | 0 | 0 | 0 | 0 | 0 | 1 | 1 | 1 | 1 | 1 | 1 | 1 | 1 | 1 | 1 | 1 | 1 | 1 | 1 | 1 | 0 | 0 | 0 | 0 | 0 | 0 | 0 | 0 | 0 | 0 | 0 | 1 | 1 | 1 | 1 | 1 | 1 | 1 | 1 | 1 | 1 | 1 | 1 | 1 | 1 | 1 | 0 | 0 | 0 | 0 | 0 | 0 | 0 | 0 | 0 | 0 | 0 | 1 | 1 | 1 | 1 | 1 | 1 | 1 | 1 | 1 | 1 | 1 | 1 | 1 | 1 | 1 | 0 | 1 |  | 1 | 1 | 1 | 1 | 1 | 1 | 1 | 1 | 1 | 1
SCE Metro Study Area | Del Amo | 230 | 0 | 0 | 0 | 0 | 0 | 0 | 0 | 0 | 0 | 0 | 0 | 0 | 0 | 0 | 0 | 0 | 0 | 0 |  |  |  |  | 0 | 0 | 0 | 0 | [29 empty] | 0 | 0 | 0 | 0 | 0 | 0 | 0 | 0 | 0 | 0 | 1 | 1 | 1 | 1 | 1 | 1 | 1 | 1 | 1 | 1 | 1 | 1 | 1 | 1 | 1 | 0 | 0 | 0 | 0 | 0 | 0 | 0 | 0 | 0 | 0 | 0 | 1 | 1 | 1 | 1 | 1 | 1 | 1 | 1 | 1 | 1 | 1 | 1 | 1 | 1 | 1 | 0 | 0 | 0 | 0 | 0 | 0 | 0 | 0 | 0 | 0 | 0 | 1 | 1 | 1 | 1 | 1 | 1 | 1 | 1 | 1 | 1 | 1 | 1 | 1 | 1 | 1 | 0 | 1 |  | 1 | 1 | 1 | 1 | 1 | 1 | 1 | 1 | 1 | 1
SCE Eastern Study Area | Delaney | 500 | 0 | 0 | 0 | 0 | 0 | 0 | 0 | 0 | 0 | 1000 | 1200 | 706.979 | 0 | 1 | 0 | 0 | 0 | 0 |  |  |  |  | 0 | 350 | 0 | 0 | [29 empty] | 0 | 0 | 0 | 0 | 0 | 0 | 3200 | 0 | 1920 | 0 | 1 | 1 | 1 | 1 | 1 | 1 | 1 | 1 | 1 | 1 | 2.5 | 3 | 2.5 | 2.5 | 1 | 1 | 0 | 0 | 0 | 0 | 0 | 0 | 3700 | 300 | 2477.28 | 0 | 1 | 1 | 1 | 1 | 1 | 1 | 1 | 1 | 1 | 1 | 2.5 | 3 | 2.5 | 2.5 | 1 | 1 | 0 | 0 | 0 | 0 | 0 | 0 | 3700 | 4900 | 7077.28 | 0 | 1 | 1 | 1 | 1 | 1 | 1 | 1 | 1 | 1 | 1 | 2.5 | 2.5 | 2.5 | 2.5 | 1 | 1 | 1 |  | 1 | 1 | 1 | 1 | 1 | 2+ | 3+ | 3+ | 3+ | 1
PG&E North of Greater Bay Study Area | Delevan | 230 | 0 | 0 | 0 | 0 | 0 | 0 | 0 | 0 | 0 | 0 | 0 | 0 | 0 | 0 | 0 | 0 | 0 | 0 |  |  |  |  | 0 | 0 | 0 | 0 | [29 empty] | 0 | 0 | 0 | 0 | 0 | 0 | 0 | 500 | 500 | 0 | 1 | 1 | 1 | 1 | 1 | 1 | 1 | 1 | 1 | 1 | 1 | 1.5 | 1.5 | 1.5 | 1 | 1 | 0 | 0 | 0 | 0 | 0 | 0 | 0 | 500 | 500 | 0 | 1 | 1 | 1 | 1 | 1 | 1 | 1 | 1 | 1 | 1 | 1 | 1.5 | 1.5 | 1.5 | 1 | 1 | 0 | 0 | 0 | 0 | 0 | 0 | 0 | 650 | 650 | 0 | 1 | 1 | 1 | 1 | 1 | 1 | 1 | 1 | 1 | 1 | 1 | 1 | 1 | 1 | 1 | 0 | 1 |  | 1 | 1 | 1 | 1 | 1 | 1 | 3+ | 3+ | 2+ | 1
PG&E North of Greater Bay Study Area | Delta Switching Yard | 230 | 0 | 3.6 | 80 | 0 | 0 | 0 | 0 | 0 | 0 | 0 | 0 | 0 | 0 | 1 | 0 | 3.6 | 0 | 0 |  |  |  |  | 5 | 0 | 0 | 0 | [29 empty] | 0 | 0 | 80.8 | 0 | 0 | 0 | 0 | 0 | 0 | 0 | 1 | 1 | 1 | 1 | 1 | 1 | 1 | 1 | 1 | 1 | 1 | 1 | 1 | 1 | 1 | 0 | 0 | 0 | 180.8 | 0 | 0 | 0 | 0 | 0 | 0 | 0 | 1 | 1 | 1 | 1 | 1 | 1 | 1 | 1 | 1 | 1 | 1 | 1 | 1 | 1 | 1 | 0 | 0 | 0 | 180.8 | 0 | 0 | 0 | 0 | 0 | 0 | 0 | 1 | 1 | 1 | 1 | 1 | 1 | 1 | 1 | 1 | 1 | 1 | 1 | 1 | 1 | 1 | 0 | 1 |  | 1 | 1 | 1 | 1 | 1 | 1 | 1 | 1 | 1 | 1
East of Pisgah Study Area | Desert View | 230 | 0 | 0 | 0 | 0 | 0 | 0 | 0 | 0 | 0 | 100 | 50 | 40 | 0 | 1 | 0 | 0 | 0 | 0 |  |  |  |  | 0 | 0 | 0 | 0 | [29 empty] | 0 | 0 | 0 | 0 | 0 | 0 | 0 | 0 | 0 | 0 | 1 | 1 | 1 | 1 | 1 | 1 | 1 | 1 | 1 | 1 | 3 | 3 | 3 | 3 | 1 | 1 | 0 | 0 | 0 | 0 | 0 | 0 | 0 | 0 | 0 | 0 | 1 | 1 | 1 | 1 | 1 | 1 | 1 | 1 | 1 | 1 | 3 | 3 | 3 | 3 | 1 | 1 | 0 | 0 | 0 | 0 | 0 | 0 | 0 | 350 | 350 | 0 | 1 | 1 | 1 | 1 | 1 | 1 | 1 | 1 | 1 | 1 | 3 | 1 | 1 | 1 | 1 | 1 | 1 |  | 1 | 1 | 1 | 1 | 1 | 3 | 1.75 | 1.75 | 1.75 | 1
SCE Eastern Study Area | Devers | 500 | 0 | 0 | 0 | 0 | 0 | 0 | 0 | 0 | 0 | 0 | 0 | 0 | 0 | 0 | 0 | 0 | 0 | 0 |  |  |  |  | 0 | 0 | 0 | 0 | [29 empty] | 0 | 0 | 0 | 0 | 0 | 0 | 0 | 0 | 0 | 0 | 1 | 1 | 1 | 1 | 1 | 1 | 1 | 1 | 1 | 1 | 1 | 1 | 1 | 1 | 1 | 0 | 0 | 0 | 0 | 0 | 0 | 0 | 0 | 0 | 0 | 0 | 1 | 1 | 1 | 1 | 1 | 1 | 1 | 1 | 1 | 1 | 1 | 1 | 1 | 1 | 1 | 0 | 0 | 0 | 0 | 0 | 0 | 0 | 37.8 | 0 | 0 | 0 | 1 | 1 | 1 | 1 | 1 | 1 | 1 | 1 | 1 | 1 | 1 | 1 | 1 | 1 | 1 | 0 | 1 |  | 1 | 1 | 1 | 1 | 1 | 1 | 1 | 1 | 1 | 1
SCE Eastern Study Area | Devers | 230 | 0 | 0 | 1.3 | 20 | 0 | 0 | 0 | 0 | 0 | 150 | 225 | 400 | 0 | 1 | 0 | 0 | 0 | 0 |  |  |  |  | 0 | 0 | 0 | 400 | [29 empty] | 0 | 0 | 90 | 0 | 0 | 0 | 0 | 0 | 500 | 0 | 1 | 1 | 1 | 3 | 1 | 1 | 1 | 1 | 1 | 1 | 3 | 3 | 3 | 1 | 1 | 1 | 0 | 0 | 90 | 200 | 0 | 0 | 79 | 500 | 1000 | 0 | 1 | 1 | 1 | 1.5 | 1.5 | 1 | 1 | 1 | 1 | 1 | 2 | 1.5 | 1.5 | 2.5 | 1 | 1 | 0 | 0 | 290.5 | 200 | 0 | 0 | 79 | 565 | 2230 | 0 | 1 | 1 | 1 | 1 | 1 | 1 | 1 | 1 | 1 | 1 | 2 | 1 | 1 | 2.5 | 1 | 1 | 1 |  | 1 | 2+ | 2+ | 1 | 1 | 2.75 | 1+ | 1+ | 2+ | 1
PG&E East Kern Study Area | Diablo | 230 | 0 | 0 | 0 | 0 | 0 | 0 | 0 | 0 | 0 | 0 | 0 | 0 | 0 | 0 | 0 | 0 | 0 | 0 |  |  |  |  | 0 | 0 | 0 | 0 | [29 empty] | 0 | 0 | 0 | 0 | 0 | 0 | 0 | 0 | 0 | 0 | 1 | 1 | 1 | 1 | 1 | 1 | 1 | 1 | 1 | 1 | 1 | 1 | 1 | 1 | 1 | 0 | 0 | 0 | 0 | 0 | 0 | 0 | 0 | 0 | 0 | 0 | 1 | 1 | 1 | 1 | 1 | 1 | 1 | 1 | 1 | 1 | 1 | 1 | 1 | 1 | 1 | 0 | 0 | 0 | 0 | 0 | 0 | 0 | 0 | 0 | 0 | 0 | 1 | 1 | 1 | 1 | 1 | 1 | 1 | 1 | 1 | 1 | 1 | 1 | 1 | 1 | 1 | 0 | 1 |  | 1 | 1 | 1 | 1 | 1 | 1 | 1 | 1 | 1 | 1
PG&E S500 Study Area | Diablo | 500 | 0 | 0 | 0 | 0 | 0 | 0 | 3100 | 0 | 0 | 0 | 0 | 0 | 0 | 1 | 0 | 0 | 0 | 0 |  |  |  |  | 0 | 0 | 0 | 0 | [29 empty] | 0 | 0 | 0 | 0 | 0 | 0 | 0 | 0 | 0 | 0 | 1 | 1 | 1 | 1 | 1 | 1 | 1 | 3 | 1 | 1 | 1 | 1 | 1 | 1 | 1 | 1 | 0 | 0 | 0 | 0 | 1028.94 | 0 | 0 | 0 | 0 | 0 | 1 | 1 | 1 | 1 | 1 | 1 | 1 | 3 | 1 | 1 | 1 | 1 | 1 | 1 | 1 | 1 | 0 | 0 | 0 | 0 | 6080.452 | 0 | 0 | 0 | 756.054 | 0 | 1 | 1 | 1 | 1 | 1 | 1 | 1 | 2.5 | 1 | 1 | 1 | 1 | 1 | 1.5 | 1 | 1 | 1 |  | 1 | 1 | 1 | 1.75 | 2+ | 1 | 1 | 1 | 1 | 1
PG&E North of Greater Bay Study Area | Donnells | 115 | 0 | 3 | 0 | 0 | 0 | 0 | 0 | 0 | 0 | 0 | 0 | 0 | 0 | 1 | 0 | 0 | 0 | 0 |  |  |  |  | 0 | 0 | 0 | 0 | [29 empty] | 0 | 0 | 0 | 0 | 0 | 0 | 0 | 0 | 0 | 0 | 1 | 3 | 1 | 1 | 1 | 1 | 1 | 1 | 1 | 1 | 1 | 1 | 1 | 1 | 1 | 1 | 0 | 0 | 0 | 0 | 0 | 0 | 0 | 0 | 0 | 0 | 1 | 3 | 1 | 1 | 1 | 1 | 1 | 1 | 1 | 1 | 1 | 1 | 1 | 1 | 1 | 1 | 0 | 0 | 0 | 0 | 0 | 0 | 0 | 0 | 0 | 0 | 1 | 3 | 1 | 1 | 1 | 1 | 1 | 1 | 1 | 1 | 1 | 1 | 1 | 1 | 1 | 1 | 1 |  | 1 | 1 | 1 | 1 | 1 | 1 | 1 | 1 | 1 | 1
SCE Northern Area | Eagle Rock | 230 | 0 | 0 | 0 | 0 | 0 | 0 | 0 | 0 | 0 | 0 | 0 | 0 | 0 | 0 | 0 | 0 | 0 | 0 |  |  |  |  | 0 | 0 | 0 | 0 | [29 empty] | 0 | 0 | 0 | 0 | 0 | 0 | 0 | 0 | 0 | 0 | 1 | 1 | 1 | 1 | 1 | 1 | 1 | 1 | 1 | 1 | 1 | 1 | 1 | 1 | 1 | 0 | 0 | 0 | 0 | 0 | 0 | 0 | 0 | 0 | 0 | 0 | 1 | 1 | 1 | 1 | 1 | 1 | 1 | 1 | 1 | 1 | 1 | 1 | 1 | 1 | 1 | 0 | 0 | 0 | 0 | 0 | 0 | 0 | 0 | 0 | 0 | 0 | 1 | 1 | 1 | 1 | 1 | 1 | 1 | 1 | 1 | 1 | 1 | 1 | 1 | 1 | 1 | 0 | 1 |  | 1 | 1 | 1 | 1 | 1 | 1 | 1 | 1 | 1 | 1
PG&E North of Greater Bay Study Area | Eagle Rock | 115 | 0 | 1 | 0 | 0 | 0 | 0 | 0 | 0 | 0 | 0 | 0 | 0 | 0 | 1 | 0 | 0 | 0 | 0 |  |  |  |  | 0 | 0 | 0 | 0 | [29 empty] | 0 | 0 | 0 | 0 | 0 | 0 | 0 | 0 | 0 | 0 | 1 | 3 | 1 | 1 | 1 | 1 | 1 | 1 | 1 | 1 | 1 | 1 | 1 | 1 | 1 | 1 | 0 | 0 | 0 | 0 | 0 | 0 | 0 | 0 | 0 | 0 | 1 | 3 | 1 | 1 | 1 | 1 | 1 | 1 | 1 | 1 | 1 | 1 | 1 | 1 | 1 | 1 | 0 | 0 | 120 | 0 | 0 | 0 | 0 | 0 | 0 | 0 | 1 | 3 | 1 | 1 | 1 | 1 | 1 | 1 | 1 | 1 | 1 | 1 | 1 | 1 | 1 | 1 | 1 |  | 1 | 1 | 1 | 1 | 1 | 1 | 1 | 1 | 1 | 1
PG&E North of Greater Bay Study Area | East Marysville | 115 | 0 | 0 | 0 | 0 | 0 | 0 | 0 | 0 | 0 | 0 | 0 | 0 | 0 | 0 | 0 | 0 | 0 | 0 |  |  |  |  | 0 | 0 | 0 | 0 | [29 empty] | 0 | 0 | 0 | 0 | 0 | 0 | 0 | 0 | 0 | 0 | 1 | 1 | 1 | 1 | 1 | 1 | 1 | 1 | 1 | 1 | 1 | 1 | 1 | 1 | 1 | 0 | 0 | 0 | 0 | 0 | 0 | 0 | 0 | 0 | 0 | 0 | 1 | 1 | 1 | 1 | 1 | 1 | 1 | 1 | 1 | 1 | 1 | 1 | 1 | 1 | 1 | 0 | 0 | 0 | 0 | 0 | 0 | 0 | 0 | 0 | 0 | 0 | 1 | 1 | 1 | 1 | 1 | 1 | 1 | 1 | 1 | 1 | 1 | 1 | 1 | 1 | 1 | 0 | 1 |  | 1 | 1 | 1 | 1 | 1 | 1 | 1 | 1 | 1 | 1
SDG&E Study Area | ECO | 500 | 0 | 0 | 0 | 0 | 0 | 0 | 0 | 0 | 0 | 0 | 0 | 0 | 0 | 0 | 0 | 0 | 0 | 0 |  |  |  |  | 0 | 0 | 0 | 0 | [29 empty] | 0 | 0 | 0 | 0 | 0 | 0 | 0 | 0 | 0 | 0 | 1 | 1 | 1 | 1 | 1 | 1 | 1 | 1 | 1 | 1 | 1 | 1 | 1 | 1 | 1 | 0 | 0 | 0 | 0 | 972.82 | 0 | 0 | 0 | 0 | 0 | 0 | 1 | 1 | 1 | 2.5 | 2.5 | 1 | 1 | 1 | 1 | 1 | 1 | 1 | 1 | 1 | 1 | 1 | 0 | 0 | 900 | 972.82 | 0 | 0 | 0 | 0 | 0 | 0 | 1 | 1 | 1.5 | 1.5 | 2.5 | 1 | 1 | 1 | 1 | 1 | 1 | 1 | 1 | 1 | 1 | 1 | 1 |  | 1 | 3+ | 3+ | 1 | 1 | 1 | 1 | 1 | 1 | 1
SDG&E Study Area | ECO | 230 | 0 | 0 | 0 | 360 | 0 | 0 | 0 | 0 | 0 | 0 | 0 | 0 | 0 | 1 | 0 | 0 | 0 | 0 |  |  |  |  | 0 | 0 | 0 | 0 | [29 empty] | 0 | 0 | 0 | 0 | 0 | 0 | 0 | 0 | 0 | 0 | 1 | 1 | 1 | 3 | 3 | 1 | 1 | 1 | 1 | 1 | 1 | 1 | 1 | 1 | 1 | 1 | 0 | 0 | 0 | 600 | 0 | 0 | 0 | 0 | 0 | 0 | 1 | 1 | 1 | 1.5 | 1.5 | 1 | 1 | 1 | 1 | 1 | 1 | 1 | 1 | 1 | 1 | 1 | 0 | 0 | 0 | 600 | 0 | 0 | 0 | 0 | 0 | 0 | 1 | 1 | 1 | 1 | 1 | 1 | 1 | 1 | 1 | 1 | 1 | 1 | 1 | 1 | 1 | 0 | 1 |  | 1 | 3+ | 3+ | 1 | 1 | 1 | 1 | 1 | 1 | 1
SDG&E Study Area | ECO | 115 | 0 | 0 | 135 | 0 | 0 | 0 | 0 | 0 | 0 | 0 | 110 | 97.5 | 0 | 1 | 0 | 0 | 0 | 0 |  |  |  |  | 0 | 0 | 110 | 97.4 | [29 empty] | 0 | 0 | 193.8 | 0 | 0 | 0 | 20 | 161.88 | 107.4 | 0 | 1 | 1 | 1 | 1 | 1 | 1 | 1 | 1 | 1 | 1 | 1 | 1 | 1 | 1 | 1 | 0 | 0 | 0 | 193.8 | 0 | 0 | 0 | 20 | 161.88 | 107.4 | 0 | 1 | 1 | 1 | 1 | 1 | 1 | 1 | 1 | 1 | 1 | 1 | 1 | 1 | 1 | 1 | 0 | 0 | 0 | 193.8 | 0 | 0 | 0 | 20 | 241.88 | 537.391 | 0 | 1 | 1 | 1 | 1 | 1 | 1 | 1 | 1 | 1 | 1 | 1 | 1 | 1 | 1 | 1 | 0 | 1 |  | 1 | 2+ | 2+ | 1 | 1 | 1 | 2+ | 2+ | 2+ | 1
SCE Eastern Study Area | El Casco | 230 | 0 | 0 | 0 | 0 | 0 | 0 | 0 | 0 | 0 | 0 | 0 | 165 | 0 | 1 | 0 | 0 | 0 | 0 |  |  |  |  | 0 | 0 | 0 | 165 | [29 empty] | 0 | 0 | 0 | 0 | 0 | 0 | 0 | 0 | 0 | 0 | 1 | 1 | 1 | 1 | 1 | 1 | 1 | 1 | 1 | 1 | 1 | 1 | 1 | 1 | 1 | 0 | 0 | 0 | 0 | 0 | 0 | 0 | 0 | 0 | 0 | 0 | 1 | 1 | 1 | 1 | 1 | 1 | 1 | 1 | 1 | 1 | 1 | 1 | 1 | 1 | 1 | 0 | 0 | 0 | 0 | 0 | 0 | 0 | 0 | 0 | 515 | 0 | 1 | 1 | 1 | 1 | 1 | 1 | 1 | 1 | 1 | 1 | 1 | 1 | 1 | 1 | 1 | 0 | 1 |  | 1 | 1 | 1 | 1 | 1 | 1 | 1 | 1 | 1 | 1
SCE Metro Study Area | El Nido | 230 | 0 | 0 | 0 | 0 | 0 | 0 | 0 | 0 | 0 | 0 | 0 | 0 | 0 | 0 | 0 | 0 | 0 | 0 |  |  |  |  | 0 | 0 | 0 | 0 | [29 empty] | 0 | 0 | 0 | 0 | 0 | 0 | 0 | 0 | 13 | 0 | 1 | 1 | 1 | 1 | 1 | 1 | 1 | 1 | 1 | 1 | 1 | 1 | 1 | 1 | 1 | 0 | 0 | 0 | 0 | 0 | 0 | 0 | 0 | 0 | 13 | 0 | 1 | 1 | 1 | 1 | 1 | 1 | 1 | 1 | 1 | 1 | 1 | 1 | 1 | 1 | 1 | 0 | 0 | 0 | 0 | 0 | 0 | 0 | 0 | 0 | 563 | 0 | 1 | 1 | 1 | 1 | 1 | 1 | 1 | 1 | 1 | 1 | 1 | 1 | 1 | 1 | 1 | 0 | 1 |  | 1 | 1 | 1 | 1 | 1 | 1 | 1 | 1 | 1 | 1
SCE Metro Study Area | El Segundo | 230 | 0 | 0 | 0 | 0 | 0 | 0 | 0 | 0 | 0 | 0 | 0 | 0 | 0 | 0 | 0 | 0 | 0 | 0 |  |  |  |  | 0 | 0 | 0 | 0 | [29 empty] | 0 | 0 | 0 | 0 | 0 | 0 | 0 | 0 | 0 | 0 | 1 | 1 | 1 | 1 | 1 | 1 | 1 | 1 | 1 | 1 | 1 | 1 | 1 | 1 | 1 | 0 | 0 | 0 | 0 | 0 | 0 | 0 | 0 | 0 | 0 | 0 | 1 | 1 | 1 | 1 | 1 | 1 | 1 | 1 | 1 | 1 | 1 | 1 | 1 | 1 | 1 | 0 | 0 | 0 | 0 | 0 | 0 | 0 | 0 | 0 | 0 | 0 | 1 | 1 | 1 | 1 | 1 | 1 | 1 | 1 | 1 | 1 | 1 | 1 | 1 | 1 | 1 | 0 | 1 |  | 1 | 1 | 1 | 1 | 1 | 1 | 1 | 1 | 1 | 1
East of Pisgah Study Area | Eldorado | 500 | 231 | 0 | 0.3 | 0 | 2500 | 0 | 0 | 0 | 0 | 0 | 0 | 0 | 0 | 1 | 36 | 0 | 0 | 0 |  |  |  |  | 0 | 0 | 0 | 0 | [29 empty] | 0 | 0 | 0 | 0 | 0 | 0 | 0 | 0 | 0 | 0 | 2 | 1 | 3 | 1 | 3 | 3 | 1 | 1 | 1 | 1 | 1 | 1 | 1 | 1 | 1 | 1 | 0 | 0 | 0 | 0 | 0 | 0 | 0 | 0 | 0 | 0 | 2 | 1 | 3 | 1 | 3 | 3 | 1 | 1 | 1 | 1 | 1 | 1 | 1 | 1 | 1 | 1 | 0 | 0 | 0 | 0 | 0 | 0 | 0 | 0 | 1030.1785 | 0 | 3 | 1 | 3 | 1 | 3 | 3 | 1 | 1 | 1 | 1 | 1 | 1 | 1 | 1.5 | 1 | 1 | 2.75 |  | 3 | 1 | 3 | 1 | 1 | 1 | 1 | 1 | 1 | 1
East of Pisgah Study Area | Eldorado | 230 | 100 | 0 | 0 | 0 | 0 | 0 | 0 | 0 | 0 | 0 | 300 | 300 | 0 | 1 | 40 | 0 | 0 | 0 |  |  |  |  | 0 | 0 | 240 | 300 | [29 empty] | 0 | 0 | 0 | 0 | 0 | 0 | 198.1132 | 101.8868 | 529 | 0 | 2 | 1 | 1 | 1 | 1 | 1 | 1 | 1 | 1 | 1 | 1.5 | 2 | 1 | 1.5 | 1 | 1 | 0 | 0 | 0 | 0 | 0 | 0 | 198.1132 | 101.8868 | 529 | 0 | 2 | 1 | 1 | 1 | 1 | 1 | 1 | 1 | 1 | 1 | 1.5 | 2 | 1 | 1.5 | 1 | 1 | 0 | 0 | 0 | 0 | 0 | 0 | 198.1132 | 101.8868 | 779 | 0 | 2 | 1 | 1 | 1 | 1 | 1 | 1 | 1 | 1 | 1 | 1 | 2 | 1 | 1 | 1 | 1 | 2 |  | 1 | 1 | 1 | 1 | 1 | 1+ | 1 | 1 | 3+ | 1
PG&E Fresno Study Area | Elk Hills | 230 | 0 | 0 | 0 | 0 | 0 | 0 | 0 | 0 | 2.25 | 0 | 0 | 0 | 0 | 1 | 0 | 0 | 0 | 0 |  |  |  |  | 0 | 0 | 0 | 0 | [29 empty] | 0 | 0 | 0 | 0 | 0 | 0 | 0 | 0 | 0 | 0 | 1 | 1 | 1 | 1 | 1 | 1 | 1 | 1 | 1 | 3 | 1 | 1 | 1 | 1 | 1 | 1 | 0 | 0 | 0 | 0 | 0 | 0 | 0 | 0 | 0 | 0 | 1 | 1 | 1 | 1 | 1 | 1 | 1 | 1 | 1 | 3 | 1 | 1 | 1 | 1 | 1 | 1 | 0 | 0 | 0 | 0 | 0 | 0 | 0 | 0 | 0 | 0 | 1 | 1 | 1 | 1 | 1 | 1 | 1 | 1 | 1 | 3 | 1 | 1 | 1 | 1 | 1 | 1 | 1 |  | 1 | 1 | 1 | 1 | 1 | 1 | 1 | 1 | 1 | 1
SCE Metro Study Area | Ellis | 230 | 0 | 0 | 0 | 0 | 0 | 0 | 0 | 0 | 0 | 0 | 0 | 0 | 0 | 0 | 0 | 0 | 0 | 0 |  |  |  |  | 0 | 0 | 0 | 0 | [29 empty] | 0 | 0 | 0 | 0 | 0 | 0 | 0 | 0 | 0 | 0 | 1 | 1 | 1 | 1 | 1 | 1 | 1 | 1 | 1 | 1 | 1 | 1 | 1 | 1 | 1 | 0 | 0 | 0 | 0 | 0 | 0 | 0 | 0 | 0 | 0 | 0 | 1 | 1 | 1 | 1 | 1 | 1 | 1 | 1 | 1 | 1 | 1 | 1 | 1 | 1 | 1 | 0 | 0 | 0 | 0 | 0 | 0 | 0 | 0 | 0 | 0 | 0 | 1 | 1 | 1 | 1 | 1 | 1 | 1 | 1 | 1 | 1 | 1 | 1 | 1 | 1 | 1 | 0 | 1 |  | 1 | 1 | 1 | 1 | 1 | 1 | 1 | 1 | 1 | 1
SDG&E Study Area | Encina | 230 | 0 | 0 | 0 | 0 | 0 | 0 | 0 | 0 | 0 | 0 | 0 | 0 | 0 | 0 | 0 | 0 | 0 | 0 |  |  |  |  | 0 | 0 | 0 | 0 | [29 empty] | 0 | 0 | 0 | 0 | 0 | 0 | 0 | 0 | 0 | 0 | 1 | 1 | 1 | 1 | 1 | 1 | 1 | 1 | 1 | 1 | 1 | 1 | 1 | 1 | 1 | 0 | 0 | 0 | 0 | 0 | 0 | 0 | 0 | 0 | 0 | 0 | 1 | 1 | 1 | 1 | 1 | 1 | 1 | 1 | 1 | 1 | 1 | 1 | 1 | 1 | 1 | 0 | 0 | 0 | 0 | 0 | 0 | 0 | 0 | 0 | 0 | 0 | 1 | 1 | 1 | 1 | 1 | 1 | 1 | 1 | 1 | 1 | 1 | 1 | 1 | 1 | 1 | 0 | 1 |  | 1 | 1 | 1 | 1 | 1 | 1 | 1 | 1 | 1 | 1
SDG&E Study Area | Encina | 115 | 0 | 0 | 0 | 0 | 0 | 0 | 0 | 0 | 0 | 0 | 0 | 0 | 0 | 0 | 0 | 0 | 0 | 0 |  |  |  |  | 0 | 0 | 0 | 0 | [29 empty] | 0 | 0 | 0 | 0 | 0 | 0 | 0 | 0 | 0 | 0 | 1 | 1 | 1 | 1 | 1 | 1 | 1 | 1 | 1 | 1 | 1 | 1 | 1 | 1 | 1 | 0 | 0 | 0 | 0 | 0 | 0 | 0 | 0 | 0 | 160 | 0 | 1 | 1 | 1 | 1 | 1 | 1 | 1 | 1 | 1 | 1 | 1 | 1 | 1 | 1.5 | 1 | 1 | 0 | 0 | 0 | 0 | 0 | 0 | 0 | 0 | 460 | 0 | 1 | 1 | 1 | 1 | 1 | 1 | 1 | 1 | 1 | 1 | 1 | 1 | 1 | 1 | 1 | 0 | 1 |  | 1 | 1 | 1 | 1 | 1 | 1 | 1 | 1 | 1+ | 1
SDG&E Study Area | Escondido | 230 | 0 | 0 | 0 | 0 | 0 | 0 | 0 | 0 | 0 | 0 | 0 | 100 | 0 | 1 | 0 | 0 | 0 | 0 |  |  |  |  | 0 | 0 | 0 | 65 | [29 empty] | 0 | 0 | 0 | 0 | 0 | 0 | 0 | 0 | 0 | 0 | 1 | 1 | 1 | 1 | 1 | 1 | 1 | 1 | 1 | 1 | 1 | 1 | 1 | 1 | 1 | 0 | 0 | 0 | 0 | 0 | 0 | 0 | 0 | 0 | 450 | 0 | 1 | 1 | 1 | 1 | 1 | 1 | 1 | 1 | 1 | 1 | 1 | 1 | 1 | 1.5 | 1 | 1 | 0 | 0 | 0 | 0 | 0 | 0 | 0 | 0 | 600 | 0 | 1 | 1 | 1 | 1 | 1 | 1 | 1 | 1 | 1 | 1 | 1 | 1 | 1 | 1 | 1 | 0 | 1 |  | 1 | 1 | 1 | 1 | 1 | 1 | 1 | 1 | 1+ | 1
SCE Metro Study Area | Etiwanda | 230 | 0 | 0 | 0 | 0 | 0 | 0 | 0 | 0 | 0 | 0 | 0 | 200 | 0 | 1 | 0 | 0 | 0 | 0 |  |  |  |  | 0 | 0 | 0 | 200 | [29 empty] | 0 | 0 | 0 | 0 | 0 | 0 | 0 | 0 | 200 | 0 | 1 | 1 | 1 | 1 | 1 | 1 | 1 | 1 | 1 | 1 | 1 | 1 | 1 | 1 | 1 | 0 | 0 | 0 | 0 | 0 | 0 | 0 | 0 | 0 | 200 | 0 | 1 | 1 | 1 | 1 | 1 | 1 | 1 | 1 | 1 | 1 | 1 | 1 | 1 | 1 | 1 | 0 | 0 | 0 | 0 | 0 | 0 | 0 | 0 | 0 | 1100 | 0 | 1 | 1 | 1 | 1 | 1 | 1 | 1 | 1 | 1 | 1 | 1 | 1 | 1 | 1.5 | 1 | 1 | 1 |  | 1 | 1 | 1 | 1 | 1 | 1 | 1 | 1 | 1 | 1
PG&E North of Greater Bay Study Area | Fulton | 230 | 56 | 1 | 0 | 0 | 0 | 0 | 0 | 0 | 0 | 0 | 0 | 0 | 0 | 1 | 0 | 0 | 0 | 0 |  |  |  |  | 0 | 0 | 0 | 0 | [29 empty] | 0 | 0 | 0 | 0 | 0 | 0 | 0 | 0 | 200 | 0 | 3 | 3 | 1 | 1 | 1 | 1 | 1 | 1 | 1 | 1 | 1 | 1 | 1 | 1.5 | 1 | 1 | 0 | 0 | 0 | 0 | 0 | 0 | 0 | 0 | 225 | 0 | 3 | 3 | 1 | 1 | 1 | 1 | 1 | 1 | 1 | 1 | 1 | 1 | 1 | 1.5 | 1 | 1 | 56.9 | 0 | 0 | 0 | 0 | 0 | 0 | 0 | 550.2 | 0 | 1 | 3 | 1 | 1 | 1 | 1 | 1 | 1 | 1 | 1 | 1 | 1 | 1 | 1 | 1 | 1 | 1.75 |  | 1 | 1 | 1 | 1 | 1 | 1 | 1 | 1 | 2+ | 1
East of Pisgah Study Area | Gamebird | 115 | 0 | 0 | 0 | 0 | 0 | 0 | 0 | 0 | 0 | 0 | 0 | 0 | 0 | 0 | 0 | 0 | 0 | 0 |  |  |  |  | 0 | 0 | 0 | 0 | [29 empty] | 0 | 0 | 0 | 0 | 0 | 0 | 0 | 0 | 0 | 0 | 1 | 1 | 1 | 1 | 1 | 1 | 1 | 1 | 1 | 1 | 1 | 1 | 1 | 1 | 1 | 0 | 0 | 0 | 0 | 0 | 0 | 0 | 0 | 0 | 0 | 0 | 1 | 1 | 1 | 1 | 1 | 1 | 1 | 1 | 1 | 1 | 1 | 1 | 1 | 1 | 1 | 0 | 0 | 0 | 0 | 0 | 0 | 0 | 0 | 0 | 0 | 0 | 1 | 1 | 1 | 1 | 1 | 1 | 1 | 1 | 1 | 1 | 1 | 1 | 1 | 1 | 1 | 0 | 1 |  | 1 | 1 | 1 | 1 | 1 | 1 | 1 | 1 | 1 | 1
PG&E S500 Study Area | Gates | 500 | 0 | 0 | 0 | 0 | 0 | 0 | 0 | 0 | 0 | 0 | 0 | 0 | 0 | 0 | 0 | 0 | 0 | 0 |  |  |  |  | 0 | 0 | 0 | 0 | [29 empty] | 0 | 0 | 0 | 0 | 0 | 0 | 0 | 0 | 300.1 | 0 | 1 | 1 | 1 | 1 | 1 | 1 | 1 | 1 | 1 | 1 | 1 | 1 | 1 | 1.5 | 1 | 1 | 0 | 0 | 0 | 0 | 0 | 0 | 0 | 0 | 300.1 | 0 | 1 | 1 | 1 | 1 | 1 | 1 | 1 | 1 | 1 | 1 | 1 | 1 | 1 | 1.5 | 1 | 1 | 0 | 0 | 0 | 0 | 0 | 0 | 0 | 0 | 800.11 | 0 | 1 | 1 | 1 | 1 | 1 | 1 | 1 | 1 | 1 | 1 | 1 | 1 | 1 | 1.5 | 1 | 1 | 1 |  | 1 | 1 | 1 | 1 | 1 | 1 | 1 | 1 | 3+ | 1
PG&E East Kern Study Area | Gates | 230 | 0 | 0 | 0 | 0 | 0 | 0 | 0 | 0 | 0 | 1050 | 376 | 320 | 0 | 1 | 0 | 0 | 0 | 0 |  |  |  |  | 1.592 | 157 | 117.87 | 168.25 | [29 empty] | 0 | 0 | 0 | 0 | 0 | 0 | 1041.7835 | 504.3165 | 997 | 0 | 1 | 1 | 1 | 1 | 1 | 1 | 1 | 1 | 1 | 1 | 1 | 1 | 1 | 2.5 | 1 | 1 | 0 | 0 | 0 | 0 | 0 | 0 | 1166.7835 | 504.3165 | 1027 | 0 | 1 | 1 | 1 | 1 | 1 | 1 | 1 | 1 | 1 | 1 | 1 | 1 | 1.5 | 2.5 | 1 | 1 | 0 | 0 | 0 | 0 | 0 | 0 | 2226.7835 | 1694.2265 | 2867.13 | 0 | 1 | 1 | 1 | 1 | 1 | 1 | 1 | 1 | 1 | 1 | 1.5 | 1.5 | 2.5 | 2.5 | 1 | 1 | 1 |  | 1 | 1 | 1 | 1 | 1 | 1 | 3+ | 3+ | 2+ | 1
PG&E North of Greater Bay Study Area | Geysers | 230 | 83 | 0 | 0 | 0 | 0 | 0 | 0 | 0 | 0 | 0 | 0 | 0 | 0 | 1 | 0 | 0 | 0 | 0 |  |  |  |  | 0 | 0 | 0 | 0 | [29 empty] | 0 | 0 | 0 | 0 | 0 | 0 | 0 | 0 | 13 | 0 | 3 | 1 | 1 | 1 | 1 | 1 | 1 | 1 | 1 | 1 | 1 | 1 | 1 | 1 | 1 | 1 | 0 | 0 | 0 | 0 | 0 | 0 | 0 | 0 | 13 | 0 | 3 | 1 | 1 | 1 | 1 | 1 | 1 | 1 | 1 | 1 | 1 | 1 | 1 | 1 | 1 | 1 | 53 | 0 | 0 | 0 | 0 | 0 | 0 | 0 | 13 | 0 | 2 | 1 | 1 | 1 | 1 | 1 | 1 | 1 | 1 | 1 | 1 | 1 | 1 | 1 | 1 | 1 | 2.75 |  | 1 | 1 | 1 | 1 | 1 | 1 | 1 | 1 | 2+ | 1
PG&E North of Greater Bay Study Area | Glenn | 230 | 0 | 1 | 30 | 98 | 0 | 0 | 0 | 0 | 0 | 0 | 0 | 0 | 0 | 1 | 0 | 0 | 0 | 0 |  |  |  |  | 0 | 0 | 0 | 0 | [29 empty] | 0 | 0 | 0 | 0 | 0 | 0 | 0 | 0 | 0 | 0 | 1 | 3 | 3 | 3 | 3 | 1 | 1 | 1 | 1 | 1 | 1 | 1 | 1 | 1 | 1 | 1 | 0 | 0 | 0 | 0 | 0 | 0 | 0 | 0 | 0 | 0 | 1 | 3 | 3 | 3 | 3 | 1 | 1 | 1 | 1 | 1 | 1 | 1 | 1 | 1 | 1 | 1 | 0 | 0 | 0 | 0 | 0 | 0 | 390 | 0 | 0 | 0 | 1 | 3 | 3 | 3 | 3 | 1 | 1 | 1 | 1 | 1 | 1 | 1 | 1 | 1 | 1 | 1 | 1 |  | 3 | 3 | 3 | 1 | 1 | 1 | 1 | 1 | 1 | 1
PG&E North of Greater Bay Study Area | Gold Hill | 115 | 0 | 0 | 0 | 0 | 0 | 0 | 0 | 0 | 0 | 0 | 0 | 0 | 0 | 0 | 0 | 0 | 0 | 0 |  |  |  |  | 0 | 0 | 0 | 0 | [29 empty] | 0 | 0 | 0 | 0 | 0 | 0 | 0 | 0 | 0 | 0 | 1 | 1 | 1 | 1 | 1 | 1 | 1 | 1 | 1 | 1 | 1 | 1 | 1 | 1 | 1 | 0 | 0 | 0 | 0 | 0 | 0 | 0 | 0 | 0 | 49.9 | 0 | 1 | 1 | 1 | 1 | 1 | 1 | 1 | 1 | 1 | 1 | 1 | 1 | 1 | 1 | 1 | 0 | 0 | 0 | 0 | 0 | 0 | 0 | 0 | 0 | 249.9 | 0 | 1 | 1 | 1 | 1 | 1 | 1 | 1 | 1 | 1 | 1 | 1 | 1 | 1 | 1 | 1 | 0 | 1 |  | 1 | 1 | 1 | 1 | 1 | 1 | 1 | 1 | 2+ | 1
SCE Northern Area | Goleta | 230 | 0 | 0 | 0 | 0 | 0 | 0 | 0 | 0 | 0 | 0 | 0 | 50 | 0 | 1 | 0 | 0 | 0 | 0 |  |  |  |  | 0 | 0 | 0 | 50 | [29 empty] | 0 | 0 | 0 | 0 | 0 | 0 | 0 | 0 | 50 | 0 | 1 | 1 | 1 | 1 | 1 | 1 | 1 | 1 | 1 | 1 | 1 | 1 | 1 | 1 | 1 | 0 | 0 | 0 | 0 | 0 | 0 | 0 | 0 | 0 | 50 | 0 | 1 | 1 | 1 | 1 | 1 | 1 | 1 | 1 | 1 | 1 | 1 | 1 | 1 | 1 | 1 | 0 | 0 | 0 | 0 | 0 | 0 | 0 | 0 | 0 | 135 | 0 | 1 | 1 | 1 | 1 | 1 | 1 | 1 | 1 | 1 | 1 | 1 | 1 | 1 | 1 | 1 | 0 | 1 |  | 1 | 1 | 1 | 1 | 1 | 1 | 1 | 1 | 1 | 1
SCE Northern Area | Goodrich | 230 | 0 | 0 | 0 | 0 | 0 | 0 | 0 | 0 | 0 | 0 | 0 | 0 | 0 | 0 | 0 | 0 | 0 | 0 |  |  |  |  | 0 | 0 | 0 | 0 | [29 empty] | 0 | 0 | 0 | 0 | 0 | 0 | 0 | 0 | 0 | 0 | 1 | 1 | 1 | 1 | 1 | 1 | 1 | 1 | 1 | 1 | 1 | 1 | 1 | 1 | 1 | 0 | 0 | 0 | 0 | 0 | 0 | 0 | 0 | 0 | 0 | 0 | 1 | 1 | 1 | 1 | 1 | 1 | 1 | 1 | 1 | 1 | 1 | 1 | 1 | 1 | 1 | 0 | 0 | 0 | 0 | 0 | 0 | 0 | 0 | 0 | 0 | 0 | 1 | 1 | 1 | 1 | 1 | 1 | 1 | 1 | 1 | 1 | 1 | 1 | 1 | 1 | 1 | 0 | 1 |  | 1 | 1 | 1 | 1 | 1 | 1 | 1 | 1 | 1 | 1
PG&E East Kern Study Area | Goose Lake | 115 | 0 | 0 | 0 | 0 | 0 | 0 | 0 | 0 | 0 | 0 | 0 | 0 | 0 | 0 | 0 | 0 | 0 | 0 |  |  |  |  | 0 | 0 | 0 | 0 | [29 empty] | 0 | 0 | 0 | 0 | 0 | 0 | 0 | 0 | 0 | 0 | 1 | 1 | 1 | 1 | 1 | 1 | 1 | 1 | 1 | 1 | 1 | 1 | 1 | 1 | 1 | 0 | 0 | 0 | 0 | 0 | 0 | 0 | 0 | 0 | 0 | 0 | 1 | 1 | 1 | 1 | 1 | 1 | 1 | 1 | 1 | 1 | 1 | 1 | 1 | 1 | 1 | 0 | 0 | 0 | 0 | 0 | 0 | 0 | 0 | 0 | 0 | 0 | 1 | 1 | 1 | 1 | 1 | 1 | 1 | 1 | 1 | 1 | 1 | 1 | 1 | 1 | 1 | 0 | 1 |  | 1 | 1 | 1 | 1 | 1 | 1 | 1 | 1 | 1 | 1
SCE Northern Area | Gould | 230 | 0 | 0 | 0 | 0 | 0 | 0 | 0 | 0 | 0 | 0 | 0 | 0 | 0 | 0 | 0 | 0 | 0 | 0 |  |  |  |  | 0 | 0 | 0 | 0 | [29 empty] | 0 | 0 | 0 | 0 | 0 | 0 | 0 | 0 | 0 | 0 | 1 | 1 | 1 | 1 | 1 | 1 | 1 | 1 | 1 | 1 | 1 | 1 | 1 | 1 | 1 | 0 | 0 | 0 | 0 | 0 | 0 | 0 | 0 | 0 | 0 | 0 | 1 | 1 | 1 | 1 | 1 | 1 | 1 | 1 | 1 | 1 | 1 | 1 | 1 | 1 | 1 | 0 | 0 | 0 | 0 | 0 | 0 | 0 | 0 | 0 | 0 | 0 | 1 | 1 | 1 | 1 | 1 | 1 | 1 | 1 | 1 | 1 | 1 | 1 | 1 | 1 | 1 | 0 | 1 |  | 1 | 1 | 1 | 1 | 1 | 1 | 1 | 1 | 1 | 1
PG&E North of Greater Bay Study Area | Grand Island | 115 | 0 | 0 | 0 | 0 | 0 | 0 | 0 | 0 | 0 | 0 | 0 | 0 | 0 | 0 | 0 | 0 | 0 | 0 |  |  |  |  | 0 | 0 | 0 | 0 | [29 empty] | 0 | 0 | 0 | 0 | 0 | 0 | 0 | 0 | 0 | 0 | 1 | 1 | 1 | 1 | 1 | 1 | 1 | 1 | 1 | 1 | 1 | 1 | 1 | 1 | 1 | 0 | 0 | 0 | 0 | 0 | 0 | 0 | 0 | 0 | 0 | 0 | 1 | 1 | 1 | 1 | 1 | 1 | 1 | 1 | 1 | 1 | 1 | 1 | 1 | 1 | 1 | 0 | 0 | 0 | 0 | 0 | 0 | 0 | 0 | 0 | 0 | 0 | 1 | 1 | 1 | 1 | 1 | 1 | 1 | 1 | 1 | 1 | 1 | 1 | 1 | 1 | 1 | 0 | 1 |  | 1 | 1 | 1 | 1 | 1 | 1 | 1 | 1 | 1 | 1
PG&E North of Greater Bay Study Area | Green Ridge Midway | 115 | 0 | 0 | 0 | 0 | 0 | 0 | 0 | 0 | 0 | 0 | 0 | 0 | 0 | 0 | 0 | 0 | 0 | 0 |  |  |  |  | 0 | 0 | 0 | 0 | [29 empty] | 0 | 0 | 0 | 0 | 0 | 0 | 0 | 0 | 0 | 0 | 1 | 1 | 1 | 1 | 1 | 1 | 1 | 1 | 1 | 1 | 1 | 1 | 1 | 1 | 1 | 0 | 0 | 0 | 0 | 0 | 0 | 0 | 0 | 0 | 0 | 0 | 1 | 1 | 1 | 1 | 1 | 1 | 1 | 1 | 1 | 1 | 1 | 1 | 1 | 1 | 1 | 0 | 0 | 0 | 0 | 0 | 0 | 0 | 0 | 0 | 0 | 0 | 1 | 1 | 1 | 1 | 1 | 1 | 1 | 1 | 1 | 1 | 1 | 1 | 1 | 1 | 1 | 0 | 1 |  | 1 | 1 | 1 | 1 | 1 | 1 | 1 | 1 | 1 | 1
PG&E East Kern Study Area | Gregg | 230 | 0 | 0 | 0 | 0 | 0 | 0 | 0 | 0 | 0 | 0 | 0 | 0 | 0 | 0 | 0 | 0 | 0 | 0 |  |  |  |  | 0 | 0 | 0 | 0 | [29 empty] | 0 | 0 | 0 | 0 | 0 | 0 | 0 | 0 | 0 | 0 | 1 | 1 | 1 | 1 | 1 | 1 | 1 | 1 | 1 | 1 | 1 | 1 | 1 | 1 | 1 | 0 | 0 | 0 | 0 | 0 | 0 | 0 | 0 | 0 | 0 | 0 | 1 | 1 | 1 | 1 | 1 | 1 | 1 | 1 | 1 | 1 | 1 | 1 | 1 | 1 | 1 | 0 | 0 | 0 | 0 | 0 | 0 | 0 | 0 | 150 | 150 | 0 | 1 | 1 | 1 | 1 | 1 | 1 | 1 | 1 | 1 | 1 | 1 | 1 | 1 | 1 | 1 | 0 | 1 |  | 1 | 1 | 1 | 1 | 1 | 1 | 1 | 1 | 1 | 1
PG&E Fresno Study Area | Grimway | 115 | 0 | 0 | 0 | 0 | 0 | 0 | 0 | 0 | 0 | 0 | 0 | 0 | 0 | 0 | 0 | 0 | 0 | 0 |  |  |  |  | 0 | 0 | 0 | 0 | [29 empty] | 0 | 0 | 0 | 0 | 0 | 0 | 0 | 0 | 0 | 0 | 1 | 1 | 1 | 1 | 1 | 1 | 1 | 1 | 1 | 1 | 1 | 1 | 1 | 1 | 1 | 0 | 0 | 0 | 0 | 0 | 0 | 0 | 0 | 0 | 0 | 0 | 1 | 1 | 1 | 1 | 1 | 1 | 1 | 1 | 1 | 1 | 1 | 1 | 1 | 1 | 1 | 0 | 0 | 0 | 0 | 0 | 0 | 0 | 0 | 0 | 0 | 0 | 1 | 1 | 1 | 1 | 1 | 1 | 1 | 1 | 1 | 1 | 1 | 1 | 1 | 1 | 1 | 0 | 1 |  | 1 | 1 | 1 | 1 | 1 | 1 | 1 | 1 | 1 | 1
PG&E East Kern Study Area | GWF Hanford Sw Sta | 115 | 0 | 0 | 0 | 0 | 0 | 0 | 0 | 0 | 0 | 0 | 0 | 0 | 0 | 0 | 0 | 0 | 0 | 0 |  |  |  |  | 0 | 0 | 0 | 0 | [29 empty] | 0 | 0 | 0 | 0 | 0 | 0 | 0 | 0 | 32 | 0 | 1 | 1 | 1 | 1 | 1 | 1 | 1 | 1 | 1 | 1 | 1 | 1 | 1 | 1 | 1 | 0 | 0 | 0 | 0 | 0 | 0 | 0 | 0 | 0 | 32 | 0 | 1 | 1 | 1 | 1 | 1 | 1 | 1 | 1 | 1 | 1 | 1 | 1 | 1 | 1 | 1 | 0 | 0 | 0 | 0 | 0 | 0 | 0 | 0 | 0 | 32 | 0 | 1 | 1 | 1 | 1 | 1 | 1 | 1 | 1 | 1 | 1 | 1 | 1 | 1 | 1 | 1 | 0 | 1 |  | 1 | 1 | 1 | 1 | 1 | 1 | 1 | 1 | 1 | 1
SCE Metro Study Area | Harborgen | 230 | 0 | 0 | 0 | 0 | 0 | 0 | 0 | 0 | 0 | 0 | 0 | 0 | 0 | 0 | 0 | 0 | 0 | 0 |  |  |  |  | 0 | 0 | 0 | 0 | [29 empty] | 0 | 0 | 0 | 0 | 0 | 0 | 0 | 0 | 0 | 0 | 1 | 1 | 1 | 1 | 1 | 1 | 1 | 1 | 1 | 1 | 1 | 1 | 1 | 1 | 1 | 0 | 0 | 0 | 0 | 0 | 0 | 0 | 0 | 0 | 0 | 0 | 1 | 1 | 1 | 1 | 1 | 1 | 1 | 1 | 1 | 1 | 1 | 1 | 1 | 1 | 1 | 0 | 0 | 0 | 0 | 0 | 0 | 0 | 0 | 0 | 0 | 0 | 1 | 1 | 1 | 1 | 1 | 1 | 1 | 1 | 1 | 1 | 1 | 1 | 1 | 1 | 1 | 0 | 1 |  | 1 | 1 | 1 | 1 | 1 | 1 | 1 | 1 | 1 | 1
SDG&E Study Area | Hassayampa | 500 | 0 | 0 | 0 | 0 | 0 | 0 | 0 | 0 | 0 | 300 | 71 | 20 | 0 | 1 | 0 | 0 | 0 | 0 |  |  |  |  | 0 | 0 | 0 | 0 | [29 empty] | 0 | 0 | 0 | 0 | 0 | 0 | 300 | 0 | 20 | 0 | 1 | 1 | 1 | 1 | 1 | 1 | 1 | 1 | 1 | 1 | 1 | 3 | 2 | 1 | 1 | 1 | 0 | 0 | 0 | 0 | 0 | 0 | 300 | 1015 | 775.9 | 0 | 1 | 1 | 1 | 1 | 1 | 1 | 1 | 1 | 1 | 1 | 1 | 2.5 | 2.5 | 2.5 | 1 | 1 | 0 | 0 | 0 | 0 | 0 | 0 | 300 | 1015 | 775.9 | 0 | 1 | 1 | 1 | 1 | 1 | 1 | 1 | 1 | 1 | 1 | 1 | 1.5 | 1.5 | 1.5 | 1 | 1 | 1 |  | 1 | 1 | 1 | 1 | 1 | 1 | 3+ | 3+ | 2+ | 1
PG&E Fresno Study Area | Helm | 230 | 0 | 0 | 0 | 0 | 0 | 0 | 0 | 0 | 0 | 0 | 0 | 0 | 0 | 0 | 0 | 0 | 0 | 0 |  |  |  |  | 0 | 0 | 0 | 0 | [29 empty] | 0 | 0 | 0 | 0 | 0 | 0 | 0 | 0 | 0 | 0 | 1 | 1 | 1 | 1 | 1 | 1 | 1 | 1 | 1 | 1 | 1 | 1 | 1 | 1 | 1 | 0 | 0 | 0 | 0 | 0 | 0 | 0 | 0 | 35 | 35 | 0 | 1 | 1 | 1 | 1 | 1 | 1 | 1 | 1 | 1 | 1 | 1 | 1 | 1 | 1 | 1 | 0 | 0 | 0 | 0 | 0 | 0 | 0 | 0 | 95 | 95 | 0 | 1 | 1 | 1 | 1 | 1 | 1 | 1 | 1 | 1 | 1 | 1 | 1 | 1 | 1 | 1 | 0 | 1 |  | 1 | 1 | 1 | 1 | 1 | 1 | 1 | 1 | 1 | 1
PG&E Fresno Study Area | Henrietta | 115 | 0 | 0 | 0 | 0 | 0 | 0 | 0 | 0 | 0 | 0 | 60 | 22 | 0 | 1 | 0 | 0 | 0 | 0 |  |  |  |  | 0 | 0 | 20 | 0 | [29 empty] | 0 | 0 | 0 | 0 | 0 | 0 | 0 | 19.88 | 0 | 0 | 1 | 1 | 1 | 1 | 1 | 1 | 1 | 1 | 1 | 1 | 1 | 1 | 1 | 3 | 1 | 1 | 0 | 0 | 0 | 0 | 0 | 0 | 0 | 40.93 | 21.05 | 0 | 1 | 1 | 1 | 1 | 1 | 1 | 1 | 1 | 1 | 1 | 1 | 1 | 1 | 1 | 1 | 0 | 0 | 0 | 0 | 0 | 0 | 0 | 0 | 100.93 | 81.05 | 0 | 1 | 1 | 1 | 1 | 1 | 1 | 1 | 1 | 1 | 1 | 1 | 1 | 1 | 1 | 1 | 0 | 1 |  | 1 | 1 | 1 | 1 | 1 | 1 | 1 | 1 | 1 | 1
PG&E North of Greater Bay Study Area | Higgins | 115 | 0 | 16.4 | 0 | 0 | 0 | 0 | 0 | 0 | 0 | 0 | 0 | 0 | 0 | 1 | 0 | 0 | 0 | 0 |  |  |  |  | 0 | 0 | 0 | 0 | [29 empty] | 0 | 0 | 0 | 0 | 0 | 0 | 0 | 0 | 0 | 0 | 1 | 3 | 1 | 1 | 1 | 1 | 1 | 1 | 1 | 1 | 1 | 1 | 1 | 1 | 1 | 1 | 0 | 0 | 0 | 0 | 0 | 0 | 0 | 0 | 0 | 0 | 1 | 3 | 1 | 1 | 1 | 1 | 1 | 1 | 1 | 1 | 1 | 1 | 1 | 1 | 1 | 1 | 0 | 0 | 0 | 0 | 0 | 0 | 0 | 0 | 0 | 0 | 1 | 3 | 1 | 1 | 1 | 1 | 1 | 1 | 1 | 1 | 1 | 1 | 1 | 1 | 1 | 1 | 1 |  | 1 | 1 | 1 | 1 | 1 | 1 | 1 | 1 | 1 | 1
SCE Northern Area | Highwind | 230 | 0 | 0 | 0 | 0 | 0 | 0 | 0 | 0 | 0 | 0 | 0 | 0 | 0 | 0 | 0 | 0 | 0 | 0 |  |  |  |  | 0 | 0 | 0 | 0 | [29 empty] | 0 | 0 | 0 | 0 | 0 | 0 | 0 | 0 | 0 | 0 | 1 | 1 | 1 | 1 | 1 | 1 | 1 | 1 | 1 | 1 | 1 | 1 | 1 | 1 | 1 | 0 | 0 | 0 | 0 | 0 | 0 | 0 | 0 | 0 | 0 | 0 | 1 | 1 | 1 | 1 | 1 | 1 | 1 | 1 | 1 | 1 | 1 | 1 | 1 | 1 | 1 | 0 | 0 | 0 | 0 | 0 | 0 | 0 | 0 | 0 | 0 | 0 | 1 | 1 | 1 | 1 | 1 | 1 | 1 | 1 | 1 | 1 | 1 | 1 | 1 | 1 | 1 | 0 | 1 |  | 1 | 1 | 1 | 1 | 1 | 1 | 1 | 1 | 1 | 1
SCE Metro Study Area | Hinson | 230 | 0 | 2.8 | 0 | 0 | 0 | 0 | 0 | 0 | 0 | 0 | 0 | 200 | 0 | 1 | 0 | 2.8 | 0 | 0 |  |  |  |  | 0 | 0 | 0 | 200 | [29 empty] | 0 | 3 | 0 | 0 | 0 | 0 | 0 | 0 | 200 | 0 | 1 | 1 | 1 | 1 | 1 | 1 | 1 | 1 | 1 | 1 | 1 | 1 | 1 | 1 | 1 | 0 | 0 | 3 | 0 | 0 | 0 | 0 | 0 | 0 | 200 | 0 | 1 | 1 | 1 | 1 | 1 | 1 | 1 | 1 | 1 | 1 | 1 | 1 | 1 | 1 | 1 | 0 | 0 | 3 | 0 | 0 | 0 | 0 | 0 | 0 | 925 | 0 | 1 | 1 | 1 | 1 | 1 | 1 | 1 | 1 | 1 | 1 | 1 | 1 | 1 | 1 | 1 | 0 | 1 |  | 1 | 1 | 1 | 1 | 1 | 1 | 1 | 1 | 1 | 1
PG&E North of Greater Bay Study Area | Honcut | 115 | 0 | 0 | 0 | 0 | 0 | 0 | 0 | 0 | 0 | 0 | 0 | 0 | 0 | 0 | 0 | 0 | 0 | 0 |  |  |  |  | 0 | 0 | 0 | 0 | [29 empty] | 0 | 0 | 0 | 0 | 0 | 0 | 0 | 0 | 0 | 0 | 1 | 1 | 1 | 1 | 1 | 1 | 1 | 1 | 1 | 1 | 1 | 1 | 1 | 1 | 1 | 0 | 0 | 0 | 0 | 0 | 0 | 0 | 0 | 0 | 0 | 0 | 1 | 1 | 1 | 1 | 1 | 1 | 1 | 1 | 1 | 1 | 1 | 1 | 1 | 1 | 1 | 0 | 0 | 0 | 0 | 0 | 0 | 0 | 0 | 0 | 0 | 0 | 1 | 1 | 1 | 1 | 1 | 1 | 1 | 1 | 1 | 1 | 1 | 1 | 1 | 1 | 1 | 0 | 1 |  | 1 | 1 | 1 | 1 | 1 | 1 | 1 | 1 | 1 | 1
SDG&E Study Area | Hoodoo Wash | 500 | 0 | 0 | 0 | 0 | 0 | 0 | 0 | 0 | 0 | 250 | 636 | 485 | 0 | 1 | 0 | 0 | 0 | 0 |  |  |  |  | 0 | 0 | 0 | 0 | [29 empty] | 0 | 0 | 0 | 0 | 0 | 0 | 500 | 200 | 635 | 0 | 1 | 1 | 1 | 1 | 1 | 1 | 1 | 1 | 1 | 1 | 1.5 | 3 | 2 | 1 | 1 | 1 | 0 | 0 | 0 | 0 | 0 | 0 | 850 | 920 | 1308.15 | 0 | 1 | 1 | 1 | 1 | 1 | 1 | 1 | 1 | 1 | 1 | 2.5 | 1.5 | 2.5 | 2.5 | 1 | 1 | 0 | 0 | 0 | 0 | 0 | 0 | 850 | 2220 | 3008.15 | 0 | 1 | 1 | 1 | 1 | 1 | 1 | 1 | 1 | 1 | 1 | 1 | 2.5 | 2.5 | 2.5 | 1 | 1 | 1 |  | 1 | 1 | 1 | 1 | 1 | 2+ | 3+ | 3+ | 2+ | 1
PG&E North of Greater Bay Study Area | Humboldt | 115 | 0 | 0 | 0 | 0 | 0 | 0 | 0 | 161 | 2 | 0 | 0 | 0 | 0 | 1 | 0 | 0 | 0 | 0 |  |  |  |  | 0 | 0 | 0 | 0 | [29 empty] | 0 | 0 | 0 | 0 | 0 | 0 | 0 | 0 | 0 | 0 | 1 | 1 | 1 | 1 | 1 | 1 | 1 | 1 | 3 | 3 | 1 | 1 | 1 | 1 | 1 | 1 | 0 | 0 | 0 | 0 | 0 | 161.925 | 0 | 0 | 0 | 0 | 1 | 1 | 1 | 1 | 1 | 1 | 1 | 1 | 1 | 3 | 1 | 1 | 1 | 1 | 1 | 1 | 0 | 0 | 0 | 0 | 0 | 161.925 | 0 | 0 | 0 | 0 | 1 | 1 | 1 | 1 | 1 | 1 | 1 | 1 | 1 | 3 | 1 | 1 | 1 | 1 | 1 | 1 | 1 |  | 1 | 1 | 1 | 1 | 1 | 1 | 1 | 1 | 1 | 1
PG&E North of Greater Bay Study Area | Humboldt (Proposed) | 500 | 0 | 0 | 0 | 0 | 0 | 0 | 0 | 0 | 0 | 0 | 0 | 0 | 0 | 0 | 0 | 0 | 0 | 0 |  |  |  |  | 0 | 0 | 0 | 0 | [29 empty] | 0 | 0 | 0 | 0 | 0 | 0 | 0 | 0 | 0 | 0 | 1 | 1 | 1 | 1 | 1 | 1 | 1 | 1 | 1 | 1 | 1 | 1 | 1 | 1 | 1 | 0 | 0 | 0 | 0 | 0 | 0 | 0 | 0 | 0 | 0 | 0 | 1 | 1 | 1 | 1 | 1 | 1 | 1 | 1 | 1 | 1 | 1 | 1 | 1 | 1 | 1 | 0 | 0 | 0 | 0 | 0 | 0 | 0 | 0 | 0 | 0 | 0 | 1 | 1 | 1 | 1 | 1 | 1 | 1 | 1 | 1 | 1 | 1 | 1 | 1 | 1 | 1 | 0 | 1 |  | 1 | 1 | 1 | 1 | 1 | 1 | 1 | 1 | 1 | 1
SCE Metro Study Area | Huntington Beach | 230 | 0 | 0 | 0 | 0 | 0 | 0 | 0 | 0 | 0 | 0 | 0 | 0 | 0 | 0 | 0 | 0 | 0 | 0 |  |  |  |  | 0 | 0 | 0 | 0 | [29 empty] | 0 | 0 | 0 | 0 | 0 | 0 | 0 | 0 | 0 | 0 | 1 | 1 | 1 | 1 | 1 | 1 | 1 | 1 | 1 | 1 | 1 | 1 | 1 | 1 | 1 | 0 | 0 | 0 | 0 | 0 | 0 | 0 | 0 | 0 | 0 | 0 | 1 | 1 | 1 | 1 | 1 | 1 | 1 | 1 | 1 | 1 | 1 | 1 | 1 | 1 | 1 | 0 | 0 | 0 | 0 | 0 | 0 | 0 | 0 | 0 | 0 | 0 | 1 | 1 | 1 | 1 | 1 | 1 | 1 | 1 | 1 | 1 | 1 | 1 | 1 | 1 | 1 | 0 | 1 |  | 1 | 1 | 1 | 1 | 1 | 1 | 1 | 1 | 1 | 1
SDG&E Study Area | IID System | 230 | 750 | 0 | 0 | 0 | 0 | 0 | 0 | 0 | 0 | 0 | 100 | 150 | 0 | 1 | 26 | 0 | 0 | 0 |  |  |  |  | 0 | 20 | 100 | 150 | [29 empty] | 0 | 0 | 0 | 0 | 0 | 0 | 0 | 0 | 0 | 0 | 3 | 1 | 1 | 1 | 1 | 1 | 1 | 1 | 1 | 1 | 1 | 1 | 1 | 1 | 1 | 1 | 0 | 0 | 0 | 0 | 0 | 0 | 0 | 0 | 0 | 0 | 3 | 1 | 1 | 1 | 1 | 1 | 1 | 1 | 1 | 1 | 1 | 1 | 1 | 1 | 1 | 1 | 857 | 0 | 0 | 0 | 0 | 0 | 0 | 0 | 0 | 0 | 1 | 1 | 1 | 1 | 1 | 1 | 1 | 1 | 1 | 1 | 1 | 1 | 1 | 1 | 1 | 0 | 1.75 |  | 1 | 1 | 1 | 1 | 1 | 2+ | 1 | 2+ | 1 | 1
SDG&E Study Area | IID System | 161 | 50 | 0 | 0 | 0 | 0 | 0 | 0 | 0 | 0 | 0 | 0 | 0 | 0 | 1 | 50 | 0 | 0 | 0 |  |  |  |  | 0 | 0 | 0 | 0 | [29 empty] | 50 | 0 | 0 | 0 | 0 | 0 | 0 | 0 | 0 | 0 | 1 | 1 | 1 | 1 | 1 | 1 | 1 | 1 | 1 | 1 | 1 | 1 | 1 | 1 | 1 | 0 | 50 | 0 | 0 | 0 | 0 | 0 | 0 | 0 | 0 | 0 | 1 | 1 | 1 | 1 | 1 | 1 | 1 | 1 | 1 | 1 | 1 | 1 | 1 | 1 | 1 | 0 | 50 | 0 | 0 | 0 | 0 | 0 | 0 | 0 | 0 | 0 | 1 | 1 | 1 | 1 | 1 | 1 | 1 | 1 | 1 | 1 | 1 | 1 | 1 | 1 | 1 | 0 | 1 |  | 1 | 1 | 1 | 1 | 1 | 1 | 1 | 1 | 1 | 1
SDG&E Study Area | Imperial Valley | 500 | 0 | 0 | 0 | 0 | 0 | 0 | 0 | 0 | 0 | 0 | 0 | 0 | 0 | 0 | 0 | 0 | 0 | 0 |  |  |  |  | 0 | 0 | 0 | 0 | [29 empty] | 0 | 0 | 0 | 0 | 0 | 0 | 0 | 0 | 0 | 0 | 1 | 1 | 1 | 1 | 1 | 1 | 1 | 1 | 1 | 1 | 1 | 1 | 1 | 1 | 1 | 0 | 0 | 0 | 0 | 0 | 0 | 0 | 0 | 0 | 0 | 0 | 1 | 1 | 1 | 1 | 1 | 1 | 1 | 1 | 1 | 1 | 1 | 1 | 1 | 1 | 1 | 0 | 0 | 0 | 0 | 0 | 0 | 0 | 0 | 1150 | 1150 | 0 | 1 | 1 | 1 | 1 | 1 | 1 | 1 | 1 | 1 | 1 | 1 | 1.5 | 1.5 | 1.5 | 1 | 1 | 1 |  | 1 | 1 | 1 | 1 | 1 | 1 | 1 | 1 | 1 | 1
SDG&E Study Area | Imperial Valley | 230 | 0 | 0 | 0 | 0 | 0 | 0 | 0 | 0 | 0 | 100 | 363 | 174 | 0 | 1 | 0 | 0 | 0 | 0 |  |  |  |  | 0 | 0 | 200 | 305 | [29 empty] | 0 | 0 | 0 | 0 | 0 | 0 | 0 | 200 | 635 | 0 | 1 | 1 | 1 | 1 | 1 | 1 | 1 | 1 | 1 | 1 | 3 | 2 | 3 | 1.5 | 1 | 1 | 0 | 0 | 0 | 0 | 0 | 0 | 0 | 710 | 1547.13 | 0 | 1 | 1 | 1 | 1 | 1 | 1 | 1 | 1 | 1 | 1 | 3 | 1.5 | 1.5 | 2.5 | 1 | 1 | 0 | 0 | 0 | 0 | 0 | 0 | 0 | 985 | 2422.13 | 0 | 1 | 1 | 1 | 1 | 1 | 1 | 1 | 1 | 1 | 1 | 3 | 1 | 1 | 2.5 | 1 | 1 | 1 |  | 1 | 1 | 1 | 1 | 1 | 1 | 3+ | 3+ | 2+ | 1
East of Pisgah Study Area | Innovation | 230 | 0 | 0 | 93 | 0 | 0 | 0 | 0 | 0 | 0 | 237 | 65 | 150 | 0 | 1 | 0 | 0 | 0 | 0 |  |  |  |  | 0 | 0 | 0 | 0 | [29 empty] | 0 | 0 | 0 | 0 | 0 | 0 | 300 | 0 | 150 | 0 | 1 | 1 | 3 | 1 | 3 | 1 | 1 | 1 | 1 | 1 | 1 | 3 | 1 | 1 | 1 | 1 | 0 | 0 | 0 | 0 | 0 | 0 | 300 | 0 | 150 | 0 | 1 | 1 | 3 | 1 | 3 | 1 | 1 | 1 | 1 | 1 | 1 | 3 | 1 | 1 | 1 | 1 | 0 | 0 | 0 | 0 | 0 | 0 | 300 | 0 | 150 | 0 | 1 | 1 | 3 | 1 | 3 | 1 | 1 | 1 | 1 | 1 | 1 | 3 | 1 | 1 | 1 | 1 | 1 |  | 3 | 1 | 3 | 1 | 1 | 1 | 1 | 1 | 1 | 1
East of Pisgah Study Area | Innovation | 115 | 0 | 0 | 0 | 0 | 0 | 0 | 0 | 0 | 0 | 0 | 0 | 0 | 0 | 0 | 0 | 0 | 0 | 0 |  |  |  |  | 0 | 0 | 0 | 0 | [29 empty] | 0 | 0 | 0 | 0 | 0 | 0 | 0 | 0 | 0 | 0 | 1 | 1 | 1 | 1 | 1 | 1 | 1 | 1 | 1 | 1 | 1 | 1 | 1 | 1 | 1 | 0 | 0 | 0 | 0 | 0 | 0 | 0 | 0 | 0 | 0 | 0 | 1 | 1 | 1 | 1 | 1 | 1 | 1 | 1 | 1 | 1 | 1 | 1 | 1 | 1 | 1 | 0 | 0 | 0 | 0 | 0 | 0 | 0 | 0 | 0 | 0 | 0 | 1 | 1 | 1 | 1 | 1 | 1 | 1 | 1 | 1 | 1 | 1 | 1 | 1 | 1 | 1 | 0 | 1 |  | 1 | 1 | 1 | 1 | 1 | 1 | 1 | 1 | 1 | 1
East of Pisgah Study Area | Innovation | 138 | 0 | 0 | 0 | 0 | 0 | 0 | 0 | 0 | 0 | 0 | 0 | 0 | 0 | 0 | 0 | 0 | 0 | 0 |  |  |  |  | 0 | 0 | 0 | 0 | [29 empty] | 0 | 0 | 0 | 0 | 0 | 0 | 0 | 0 | 0 | 0 | 1 | 1 | 1 | 1 | 1 | 1 | 1 | 1 | 1 | 1 | 1 | 1 | 1 | 1 | 1 | 0 | 0 | 0 | 0 | 0 | 0 | 0 | 0 | 0 | 0 | 0 | 1 | 1 | 1 | 1 | 1 | 1 | 1 | 1 | 1 | 1 | 1 | 1 | 1 | 1 | 1 | 0 | 0 | 0 | 0 | 0 | 0 | 0 | 0 | 0 | 0 | 0 | 1 | 1 | 1 | 1 | 1 | 1 | 1 | 1 | 1 | 1 | 1 | 1 | 1 | 1 | 1 | 0 | 1 |  | 1 | 1 | 1 | 1 | 1 | 1 | 1 | 1 | 1 | 1
SCE North of Lugo (NOL) Study Area | Inyo | 115 | 0 | 0 | 0 | 0 | 0 | 0 | 0 | 0 | 0 | 0 | 0 | 0 | 0 | 0 | 0 | 0 | 0 | 0 |  |  |  |  | 0 | 0 | 0 | 0 | [29 empty] | 0 | 0 | 0 | 0 | 0 | 0 | 0 | 0 | 0 | 0 | 1 | 1 | 1 | 1 | 1 | 1 | 1 | 1 | 1 | 1 | 1 | 1 | 1 | 1 | 1 | 0 | 0 | 0 | 0 | 0 | 0 | 0 | 0 | 0 | 0 | 0 | 1 | 1 | 1 | 1 | 1 | 1 | 1 | 1 | 1 | 1 | 1 | 1 | 1 | 1 | 1 | 0 | 0 | 0 | 0 | 0 | 0 | 0 | 0 | 0 | 0 | 0 | 1 | 1 | 1 | 1 | 1 | 1 | 1 | 1 | 1 | 1 | 1 | 1 | 1 | 1 | 1 | 0 | 1 |  | 1 | 1 | 1 | 1 | 1 | 1 | 1 | 1 | 1 | 1
SCE North of Lugo (NOL) Study Area | Inyokern | 115 | 0 | 0 | 0 | 0 | 0 | 0 | 0 | 0 | 2.078 | 0 | 0 | 0 | 0 | 1 | 0 | 0 | 0 | 0 |  |  |  |  | 0 | 0 | 0 | 0 | [29 empty] | 0 | 0 | 0 | 0 | 0 | 0 | 0 | 0 | 0 | 0 | 1 | 1 | 1 | 1 | 1 | 1 | 1 | 1 | 1 | 3 | 1 | 1 | 1 | 1 | 1 | 1 | 0 | 0 | 0 | 0 | 0 | 0 | 0 | 0 | 0 | 0 | 1 | 1 | 1 | 1 | 1 | 1 | 1 | 1 | 1 | 3 | 1 | 1 | 1 | 1 | 1 | 1 | 0 | 0 | 0 | 0 | 0 | 0 | 19.4 | 17.8 | 12.6 | 0 | 1 | 1 | 1 | 1 | 1 | 1 | 1 | 1 | 1 | 3 | 1 | 1 | 1 | 1 | 1 | 1 | 1 |  | 1 | 1 | 1 | 1 | 1 | 1 | 1 | 1 | 1 | 1
East of Pisgah Study Area | Ivanpah | 230 | 0 | 0 | 0 | 0 | 0 | 0 | 0 | 0 | 0 | 0 | 0 | 0 | 0 | 0 | 0 | 0 | 0 | 0 |  |  |  |  | 0 | 0 | 0 | 0 | [29 empty] | 0 | 0 | 0 | 0 | 0 | 0 | 0 | 0 | 200 | 0 | 1 | 1 | 1 | 1 | 1 | 1 | 1 | 1 | 1 | 1 | 1 | 1 | 1 | 1.5 | 1 | 1 | 0 | 0 | 0 | 0 | 0 | 0 | 0 | 0 | 200 | 0 | 1 | 1 | 1 | 1 | 1 | 1 | 1 | 1 | 1 | 1 | 1 | 1 | 1 | 1.5 | 1 | 1 | 0 | 0 | 0 | 0 | 0 | 0 | 0 | 0 | 200 | 0 | 1 | 1 | 1 | 1 | 1 | 1 | 1 | 1 | 1 | 1 | 1 | 1 | 1 | 1 | 1 | 0 | 1 |  | 1 | 1 | 1 | 1 | 1 | 1 | 1 | 1 | 2+ | 1
East of Pisgah Study Area | Ivanpah | 115 | 0 | 0 | 0 | 0 | 0 | 0 | 0 | 0 | 0 | 0 | 0 | 0 | 0 | 0 | 0 | 0 | 0 | 0 |  |  |  |  | 0 | 0 | 0 | 0 | [29 empty] | 0 | 0 | 0 | 0 | 0 | 0 | 0 | 0 | 0 | 0 | 1 | 1 | 1 | 1 | 1 | 1 | 1 | 1 | 1 | 1 | 1 | 1 | 1 | 1 | 1 | 0 | 0 | 0 | 0 | 0 | 0 | 0 | 0 | 0 | 0 | 0 | 1 | 1 | 1 | 1 | 1 | 1 | 1 | 1 | 1 | 1 | 1 | 1 | 1 | 1 | 1 | 0 | 0 | 0 | 0 | 0 | 0 | 0 | 0 | 0 | 0 | 0 | 1 | 1 | 1 | 1 | 1 | 1 | 1 | 1 | 1 | 1 | 1 | 1 | 1 | 1 | 1 | 0 | 1 |  | 1 | 1 | 1 | 1 | 1 | 1 | 1 | 1 | 1 | 1
PG&E North of Greater Bay Study Area | Jessup | 115 | 0 | 5.5 | 0 | 0 | 0 | 0 | 0 | 0 | 0 | 0 | 0 | 0 | 0 | 1 | 0 | 0 | 0 | 0 |  |  |  |  | 0 | 0 | 0 | 0 | [29 empty] | 0 | 0 | 0 | 0 | 0 | 0 | 0 | 0 | 0 | 0 | 1 | 3 | 1 | 1 | 1 | 1 | 1 | 1 | 1 | 1 | 1 | 1 | 1 | 1 | 1 | 1 | 0 | 0 | 0 | 0 | 0 | 0 | 0 | 0 | 0 | 0 | 1 | 3 | 1 | 1 | 1 | 1 | 1 | 1 | 1 | 1 | 1 | 1 | 1 | 1 | 1 | 1 | 0 | 0 | 0 | 0 | 0 | 0 | 0 | 0 | 0 | 0 | 1 | 3 | 1 | 1 | 1 | 1 | 1 | 1 | 1 | 1 | 1 | 1 | 1 | 1 | 1 | 1 | 1 |  | 1 | 1 | 1 | 1 | 1 | 1 | 1 | 1 | 1 | 1
SCE Metro Study Area | Johanna | 230 | 0 | 0 | 0 | 0 | 0 | 0 | 0 | 0 | 0 | 0 | 0 | 80 | 0 | 1 | 0 | 0 | 0 | 0 |  |  |  |  | 0 | 0 | 0 | 80 | [29 empty] | 0 | 0 | 0 | 0 | 0 | 0 | 0 | 0 | 15 | 0 | 1 | 1 | 1 | 1 | 1 | 1 | 1 | 1 | 1 | 1 | 1 | 1 | 1 | 1 | 1 | 0 | 0 | 0 | 0 | 0 | 0 | 0 | 0 | 0 | 15 | 0 | 1 | 1 | 1 | 1 | 1 | 1 | 1 | 1 | 1 | 1 | 1 | 1 | 1 | 1 | 1 | 0 | 0 | 0 | 0 | 0 | 0 | 0 | 0 | 0 | 165 | 0 | 1 | 1 | 1 | 1 | 1 | 1 | 1 | 1 | 1 | 1 | 1 | 1 | 1 | 1 | 1 | 0 | 1 |  | 1 | 1 | 1 | 1 | 1 | 1 | 1 | 1 | 1 | 1
PG&E Fresno Study Area | Kearney | 230 | 0 | 0.6 | 0 | 0 | 0 | 0 | 0 | 0 | 10 | 0 | 0 | 0 | 0 | 1 | 0 | 0.55 | 0 | 0 |  |  |  |  | 10 | 0 | 0 | 0 | [29 empty] | 0 | 0 | 0 | 0 | 0 | 0 | 0 | 0 | 0 | 0 | 1 | 1 | 1 | 1 | 1 | 1 | 1 | 1 | 1 | 1 | 1 | 1 | 1 | 1 | 1 | 0 | 0 | 0 | 0 | 0 | 0 | 0 | 0 | 0 | 0 | 0 | 1 | 1 | 1 | 1 | 1 | 1 | 1 | 1 | 1 | 1 | 1 | 1 | 1 | 1 | 1 | 0 | 0 | 0 | 0 | 0 | 0 | 0 | 0 | 0 | 200 | 0 | 1 | 1 | 1 | 1 | 1 | 1 | 1 | 1 | 1 | 1 | 1 | 1 | 1 | 1 | 1 | 0 | 1 |  | 1 | 1 | 1 | 1 | 1 | 1 | 1 | 1 | 1 | 1
SDG&E Study Area | Kearny | 115 | 0 | 0 | 0 | 0 | 0 | 0 | 0 | 0 | 0 | 0 | 0 | 10 | 0 | 1 | 0 | 0 | 0 | 0 |  |  |  |  | 0 | 0 | 0 | 10 | [29 empty] | 0 | 0 | 0 | 0 | 0 | 0 | 0 | 0 | 0 | 0 | 1 | 1 | 1 | 1 | 1 | 1 | 1 | 1 | 1 | 1 | 1 | 1 | 1 | 1 | 1 | 0 | 0 | 0 | 0 | 0 | 0 | 0 | 0 | 0 | 0 | 0 | 1 | 1 | 1 | 1 | 1 | 1 | 1 | 1 | 1 | 1 | 1 | 1 | 1 | 1 | 1 | 0 | 0 | 0 | 0 | 0 | 0 | 0 | 0 | 0 | 0 | 0 | 1 | 1 | 1 | 1 | 1 | 1 | 1 | 1 | 1 | 1 | 1 | 1 | 1 | 1 | 1 | 0 | 1 |  | 1 | 1 | 1 | 1 | 1 | 1 | 1 | 1 | 1 | 1
PG&E North of Greater Bay Study Area | Kelso | 230 | 0 | 0 | 46.8 | 5 | 0 | 0 | 0 | 0 | 0 | 0 | 0 | 0 | 0 | 1 | 0 | 0 | 0 | 0 |  |  |  |  | 0 | 0 | 0 | 0 | [29 empty] | 0 | 0 | 45.9 | 5 | 0 | 0 | 0 | 0 | 0 | 0 | 1 | 1 | 1 | 1 | 1 | 1 | 1 | 1 | 1 | 1 | 1 | 1 | 1 | 1 | 1 | 0 | 0 | 0 | 45.9 | 5 | 0 | 0 | 0 | 0 | 0 | 0 | 1 | 1 | 1 | 1 | 1 | 1 | 1 | 1 | 1 | 1 | 1 | 1 | 1 | 1 | 1 | 0 | 0 | 0 | 45.9 | 5 | 0 | 0 | 0 | 0 | 27 | 0 | 1 | 1 | 1 | 1 | 1 | 1 | 1 | 1 | 1 | 1 | 1 | 1 | 1 | 1 | 1 | 0 | 1 |  | 1 | 1 | 1 | 1 | 1 | 1 | 1 | 1 | 1 | 1
PG&E East Kern Study Area | Kern | 115 | 0 | 0 | 0 | 0 | 0 | 0 | 0 | 0 | 0 | 0 | 0 | 0 | 0 | 0 | 0 | 0 | 0 | 0 |  |  |  |  | 0 | 0 | 0 | 0 | [29 empty] | 0 | 0 | 0 | 0 | 0 | 0 | 0 | 0 | 0 | 0 | 1 | 1 | 1 | 1 | 1 | 1 | 1 | 1 | 1 | 1 | 1 | 1 | 1 | 1 | 1 | 0 | 0 | 0 | 0 | 0 | 0 | 0 | 0 | 0 | 0 | 0 | 1 | 1 | 1 | 1 | 1 | 1 | 1 | 1 | 1 | 1 | 1 | 1 | 1 | 1 | 1 | 0 | 0 | 0 | 0 | 0 | 0 | 0 | 0 | 150 | 150 | 0 | 1 | 1 | 1 | 1 | 1 | 1 | 1 | 1 | 1 | 1 | 1 | 1 | 1 | 1 | 1 | 0 | 1 |  | 1 | 1 | 1 | 1 | 1 | 1 | 1 | 1 | 1 | 1
PG&E East Kern Study Area | Kern Oil | 115 | 0 | 0 | 0 | 0 | 0 | 0 | 0 | 0 | 0 | 0 | 0 | 0 | 0 | 0 | 0 | 0 | 0 | 0 |  |  |  |  | 0 | 0 | 0 | 0 | [29 empty] | 0 | 0 | 0 | 0 | 0 | 0 | 0 | 0 | 0 | 0 | 1 | 1 | 1 | 1 | 1 | 1 | 1 | 1 | 1 | 1 | 1 | 1 | 1 | 1 | 1 | 0 | 0 | 0 | 0 | 0 | 0 | 0 | 0 | 0 | 0 | 0 | 1 | 1 | 1 | 1 | 1 | 1 | 1 | 1 | 1 | 1 | 1 | 1 | 1 | 1 | 1 | 0 | 0 | 0 | 0 | 0 | 0 | 0 | 0 | 0 | 0 | 0 | 1 | 1 | 1 | 1 | 1 | 1 | 1 | 1 | 1 | 1 | 1 | 1 | 1 | 1 | 1 | 0 | 1 |  | 1 | 1 | 1 | 1 | 1 | 1 | 1 | 1 | 1 | 1
PG&E East Kern Study Area | Kern Power | 115 | 0 | 0 | 0 | 0 | 0 | 0 | 0 | 0 | 0 | 0 | 0 | 0 | 0 | 0 | 0 | 0 | 0 | 0 |  |  |  |  | 0 | 0 | 0 | 0 | [29 empty] | 0 | 0 | 0 | 0 | 0 | 0 | 0 | 0 | 0 | 0 | 1 | 1 | 1 | 1 | 1 | 1 | 1 | 1 | 1 | 1 | 1 | 1 | 1 | 1 | 1 | 0 | 0 | 0 | 0 | 0 | 0 | 0 | 0 | 0 | 0 | 0 | 1 | 1 | 1 | 1 | 1 | 1 | 1 | 1 | 1 | 1 | 1 | 1 | 1 | 1 | 1 | 0 | 0 | 0 | 0 | 0 | 0 | 0 | 0 | 0 | 460 | 0 | 1 | 1 | 1 | 1 | 1 | 1 | 1 | 1 | 1 | 1 | 1 | 1 | 1 | 1 | 1 | 0 | 1 |  | 1 | 1 | 1 | 1 | 1 | 1 | 1 | 1 | 1 | 1
PG&E Fresno Study Area | Kingsburg | 115 | 0 | 0 | 0 | 0 | 0 | 0 | 0 | 0 | 0 | 0 | 0 | 0 | 0 | 0 | 0 | 0 | 0 | 0 |  |  |  |  | 0 | 0 | 0 | 0 | [29 empty] | 0 | 0 | 0 | 0 | 0 | 0 | 0 | 0 | 0 | 0 | 1 | 1 | 1 | 1 | 1 | 1 | 1 | 1 | 1 | 1 | 1 | 1 | 1 | 1 | 1 | 0 | 0 | 0 | 0 | 0 | 0 | 0 | 0 | 0 | 0 | 0 | 1 | 1 | 1 | 1 | 1 | 1 | 1 | 1 | 1 | 1 | 1 | 1 | 1 | 1 | 1 | 0 | 0 | 0 | 0 | 0 | 0 | 0 | 0 | 0 | 0 | 0 | 1 | 1 | 1 | 1 | 1 | 1 | 1 | 1 | 1 | 1 | 1 | 1 | 1 | 1 | 1 | 0 | 1 |  | 1 | 1 | 1 | 1 | 1 | 1 | 1 | 1 | 1 | 1
SCE North of Lugo (NOL) Study Area | Kramer | 230 | 0 | 0 | 0 | 0 | 0 | 0 | 0 | 0 | 0 | 615 | 449.9957 | 600 | 0 | 1 | 0 | 0 | 0 | 0 |  |  |  |  | 0 | 530 | 400 | 525 | [29 empty] | 0 | 0 | 0 | 0 | 0 | 0 | 482 | 200 | 534 | 0 | 1 | 1 | 1 | 1 | 1 | 1 | 1 | 1 | 1 | 1 | 2 | 1 | 2 | 2 | 1 | 1 | 0 | 0 | 0 | 0 | 0 | 0 | 619.0257 | 550 | 1011.8514 | 0 | 1 | 1 | 1 | 1 | 1 | 1 | 1 | 1 | 1 | 1 | 1 | 1 | 1 | 1.5 | 1 | 1 | 0 | 0 | 0 | 0 | 0 | 0 | 619.0257 | 750 | 1211.8514 | 0 | 1 | 1 | 1 | 1 | 1 | 1 | 1 | 1 | 1 | 1 | 1 | 1 | 1 | 1 | 1 | 0 | 1 |  | 1 | 1 | 1 | 1 | 1 | 1 | 1 | 1 | 2+ | 1
SCE North of Lugo (NOL) Study Area | Kramer | 115 | 0 | 0 | 0 | 0 | 0 | 0 | 0 | 0 | 0 | 95 | 0 | 75 | 0 | 1 | 0 | 0 | 0 | 0 |  |  |  |  | 2.078 | 95 | 0 | 75 | [29 empty] | 0 | 0 | 0 | 0 | 0 | 0 | 0 | 0 | 0 | 0 | 1 | 1 | 1 | 1 | 1 | 1 | 1 | 1 | 1 | 1 | 1 | 1 | 1 | 1 | 1 | 0 | 0 | 0 | 0 | 0 | 0 | 0 | 0 | 0 | 0 | 0 | 1 | 1 | 1 | 1 | 1 | 1 | 1 | 1 | 1 | 1 | 1 | 1 | 1 | 1 | 1 | 0 | 0 | 0 | 0 | 0 | 0 | 0 | 0 | 0 | 0 | 0 | 1 | 1 | 1 | 1 | 1 | 1 | 1 | 1 | 1 | 1 | 1 | 1 | 1 | 1 | 1 | 0 | 1 |  | 1 | 1 | 1 | 1 | 1 | 1 | 1 | 1 | 1 | 1
SCE Metro Study Area | La Cienega | 230 | 0 | 0 | 0 | 0 | 0 | 0 | 0 | 0 | 0 | 0 | 0 | 0 | 0 | 0 | 0 | 0 | 0 | 0 |  |  |  |  | 0 | 0 | 0 | 0 | [29 empty] | 0 | 0 | 0 | 0 | 0 | 0 | 0 | 0 | 0 | 0 | 1 | 1 | 1 | 1 | 1 | 1 | 1 | 1 | 1 | 1 | 1 | 1 | 1 | 1 | 1 | 0 | 0 | 0 | 0 | 0 | 0 | 0 | 0 | 0 | 0 | 0 | 1 | 1 | 1 | 1 | 1 | 1 | 1 | 1 | 1 | 1 | 1 | 1 | 1 | 1 | 1 | 0 | 0 | 0 | 0 | 0 | 0 | 0 | 0 | 0 | 900 | 0 | 1 | 1 | 1 | 1 | 1 | 1 | 1 | 1 | 1 | 1 | 1 | 1 | 1 | 1.5 | 1 | 1 | 1 |  | 1 | 1 | 1 | 1 | 1 | 1 | 1 | 1 | 1 | 1
SCE Metro Study Area | La Fresa | 230 | 0 | 0 | 0 | 0 | 0 | 0 | 0 | 0 | 0 | 0 | 0 | 0 | 0 | 0 | 0 | 0 | 0 | 0 |  |  |  |  | 0 | 0 | 0 | 0 | [29 empty] | 0 | 0 | 0 | 0 | 0 | 0 | 0 | 0 | 0 | 0 | 1 | 1 | 1 | 1 | 1 | 1 | 1 | 1 | 1 | 1 | 1 | 1 | 1 | 1 | 1 | 0 | 0 | 0 | 0 | 0 | 0 | 0 | 0 | 0 | 0 | 0 | 1 | 1 | 1 | 1 | 1 | 1 | 1 | 1 | 1 | 1 | 1 | 1 | 1 | 1 | 1 | 0 | 0 | 0 | 0 | 0 | 0 | 0 | 0 | 0 | 74 | 0 | 1 | 1 | 1 | 1 | 1 | 1 | 1 | 1 | 1 | 1 | 1 | 1 | 1 | 1 | 1 | 0 | 1 |  | 1 | 1 | 1 | 1 | 1 | 1 | 1 | 1 | 1 | 1
SCE Metro Study Area | Laguna Bell | 230 | 0 | 0 | 0 | 0 | 0 | 0 | 0 | 0 | 0 | 0 | 0 | 300 | 0 | 1 | 0 | 0 | 0 | 0 |  |  |  |  | 0 | 0 | 0 | 100 | [29 empty] | 0 | 0 | 0 | 0 | 0 | 0 | 0 | 0 | 250 | 0 | 1 | 1 | 1 | 1 | 1 | 1 | 1 | 1 | 1 | 1 | 1 | 1 | 1 | 1 | 1 | 0 | 0 | 0 | 0 | 0 | 0 | 0 | 0 | 0 | 500 | 0 | 1 | 1 | 1 | 1 | 1 | 1 | 1 | 1 | 1 | 1 | 1 | 1 | 1 | 1.5 | 1 | 1 | 0 | 0 | 0 | 0 | 0 | 0 | 0 | 300 | 1170 | 0 | 1 | 1 | 1 | 1 | 1 | 1 | 1 | 1 | 1 | 1 | 1 | 1 | 1 | 1.5 | 1 | 1 | 1 |  | 1 | 1 | 1 | 1 | 1 | 1 | 1 | 1 | 2+ | 1
PG&E North of Greater Bay Study Area | Lakeville | 230 | 0 | 0.005 | 0 | 0 | 0 | 0 | 0 | 0 | 0 | 0 | 0 | 33 | 0 | 1 | 0 | 0 | 0 | 0 |  |  |  |  | 0 | 0 | 0 | 33 | [29 empty] | 0 | 0 | 0 | 0 | 0 | 0 | 0 | 0 | 0 | 0 | 1 | 3 | 1 | 1 | 1 | 1 | 1 | 1 | 1 | 1 | 1 | 1 | 1 | 1 | 1 | 1 | 0 | 0 | 0 | 0 | 0 | 0 | 0 | 0 | 100 | 0 | 1 | 3 | 1 | 1 | 1 | 1 | 1 | 1 | 1 | 1 | 1 | 1 | 1 | 1 | 1 | 1 | 0 | 0 | 0 | 0 | 0 | 0 | 0 | 0 | 800 | 0 | 1 | 3 | 1 | 1 | 1 | 1 | 1 | 1 | 1 | 1 | 1 | 1 | 1 | 1.5 | 1 | 1 | 1 |  | 1 | 1 | 1 | 1 | 1 | 1 | 1 | 1 | 1 | 1
PG&E East Kern Study Area | Lamont | 115 | 0 | 0 | 0 | 0 | 0 | 0 | 0 | 0 | 2 | 50 | 100 | 95 | 0 | 1 | 0 | 0 | 0 | 0 |  |  |  |  | 0 | 12 | 0 | 0 | [29 empty] | 0 | 0 | 0 | 0 | 0 | 0 | 11.7 | 0 | 0 | 0 | 1 | 1 | 1 | 1 | 1 | 1 | 1 | 1 | 1 | 3 | 1 | 3 | 2 | 3 | 1 | 1 | 0 | 0 | 0 | 0 | 0 | 0 | 111.7 | 0 | 51.401 | 0 | 1 | 1 | 1 | 1 | 1 | 1 | 1 | 1 | 1 | 3 | 1 | 3 | 1 | 1 | 1 | 1 | 0 | 0 | 0 | 0 | 0 | 0 | 111.7 | 100 | 576.401 | 0 | 1 | 1 | 1 | 1 | 1 | 1 | 1 | 1 | 1 | 3 | 1 | 1 | 1 | 1 | 1 | 1 | 1 |  | 1 | 1 | 1 | 1 | 1 | 1 | 1.75 | 1 | 1 | 1
East of Pisgah Study Area | Lathrop | 138 | 0 | 0 | 0 | 0 | 0 | 0 | 0 | 0 | 0 | 136 | 0 | 0 | 0 | 1 | 0 | 0 | 0 | 0 |  |  |  |  | 0 | 0 | 0 | 0 | [29 empty] | 0 | 0 | 0 | 0 | 0 | 0 | 0 | 0 | 0 | 0 | 1 | 1 | 1 | 1 | 1 | 1 | 1 | 1 | 1 | 1 | 3 | 1 | 3 | 1 | 1 | 1 | 0 | 0 | 0 | 0 | 0 | 0 | 0 | 0 | 0 | 0 | 1 | 1 | 1 | 1 | 1 | 1 | 1 | 1 | 1 | 1 | 3 | 1 | 3 | 1 | 1 | 1 | 0 | 0 | 0 | 0 | 0 | 0 | 0 | 500 | 500 | 0 | 1 | 1 | 1 | 1 | 1 | 1 | 1 | 1 | 1 | 1 | 3 | 1 | 1 | 1 | 1 | 1 | 1 |  | 1 | 1 | 1 | 1 | 1 | 3 | 1 | 1.75 | 1 | 1
PG&E Fresno Study Area | Le Grand | 115 | 0 | 0 | 0 | 0 | 0 | 0 | 0 | 0 | 3 | 60 | 59.11 | 0 | 0 | 1 | 0 | 0 | 0 | 0 |  |  |  |  | 0 | 0 | 0 | 0 | [29 empty] | 0 | 0 | 0 | 0 | 0 | 0 | 0 | 0 | 0 | 0 | 1 | 1 | 1 | 1 | 1 | 1 | 1 | 1 | 1 | 3 | 3 | 3 | 3 | 1 | 1 | 1 | 0 | 0 | 0 | 0 | 0 | 0 | 0 | 0 | 0 | 0 | 1 | 1 | 1 | 1 | 1 | 1 | 1 | 1 | 1 | 3 | 3 | 3 | 3 | 1 | 1 | 1 | 0 | 0 | 0 | 0 | 0 | 0 | 130 | 150 | 390.47 | 0 | 1 | 1 | 1 | 1 | 1 | 1 | 1 | 1 | 1 | 3 | 1 | 1 | 1 | 1 | 1 | 1 | 1 |  | 1 | 1 | 1 | 1 | 1 | 1.75 | 1.75 | 1.75 | 1 | 1
SCE Eastern Study Area | Lee Lake (Proposed) | 500 | 0 | 0 | 0 | 0 | 0 | 0 | 0 | 0 | 0 | 0 | 0 | 0 | 0 | 0 | 0 | 0 | 0 | 0 |  |  |  |  | 0 | 0 | 0 | 0 | [29 empty] | 0 | 0 | 0 | 0 | 0 | 0 | 0 | 0 | 0 | 500 | 1 | 1 | 1 | 1 | 1 | 1 | 1 | 1 | 1 | 1 | 1 | 1 | 1 | 1 | 1.5 | 1 | 0 | 0 | 0 | 0 | 0 | 0 | 0 | 0 | 0 | 500 | 1 | 1 | 1 | 1 | 1 | 1 | 1 | 1 | 1 | 1 | 1 | 1 | 1 | 1 | 1.5 | 1 | 0 | 0 | 0 | 0 | 0 | 0 | 0 | 0 | 0 | 500 | 1 | 1 | 1 | 1 | 1 | 1 | 1 | 1 | 1 | 1 | 1 | 1 | 1 | 1 | 1 | 0 | 1 |  | 1 | 1 | 1 | 1 | 1 | 1 | 1 | 1 | 1 | 3+
PG&E Fresno Study Area | Leprino Jct | 115 | 0 | 0 | 0 | 0 | 0 | 0 | 0 | 0 | 0 | 0 | 0 | 0 | 0 | 0 | 0 | 0 | 0 | 0 |  |  |  |  | 0 | 0 | 0 | 0 | [29 empty] | 0 | 0 | 0 | 0 | 0 | 0 | 0 | 0 | 0 | 0 | 1 | 1 | 1 | 1 | 1 | 1 | 1 | 1 | 1 | 1 | 1 | 1 | 1 | 1 | 1 | 0 | 0 | 0 | 0 | 0 | 0 | 0 | 0 | 0 | 0 | 0 | 1 | 1 | 1 | 1 | 1 | 1 | 1 | 1 | 1 | 1 | 1 | 1 | 1 | 1 | 1 | 0 | 0 | 0 | 0 | 0 | 0 | 0 | 0 | 0 | 0 | 0 | 1 | 1 | 1 | 1 | 1 | 1 | 1 | 1 | 1 | 1 | 1 | 1 | 1 | 1 | 1 | 0 | 1 |  | 1 | 1 | 1 | 1 | 1 | 1 | 1 | 1 | 1 | 1
PG&E East Kern Study Area | Lerdo | 115 | 0 | 0 | 0 | 0 | 0 | 0 | 0 | 0 | 0 | 0 | 0 | 0 | 0 | 0 | 0 | 0 | 0 | 0 |  |  |  |  | 0 | 0 | 0 | 0 | [29 empty] | 0 | 0 | 0 | 0 | 0 | 0 | 0 | 0 | 0 | 0 | 1 | 1 | 1 | 1 | 1 | 1 | 1 | 1 | 1 | 1 | 1 | 1 | 1 | 1 | 1 | 0 | 0 | 0 | 0 | 0 | 0 | 0 | 0 | 0 | 0 | 0 | 1 | 1 | 1 | 1 | 1 | 1 | 1 | 1 | 1 | 1 | 1 | 1 | 1 | 1 | 1 | 0 | 0 | 0 | 0 | 0 | 0 | 0 | 0 | 0 | 0 | 0 | 1 | 1 | 1 | 1 | 1 | 1 | 1 | 1 | 1 | 1 | 1 | 1 | 1 | 1 | 1 | 0 | 1 |  | 1 | 1 | 1 | 1 | 1 | 1 | 1 | 1 | 1 | 1
SCE Metro Study Area | Lewis | 230 | 0 | 0 | 0 | 0 | 0 | 0 | 0 | 0 | 0 | 0 | 0 | 0 | 0 | 0 | 0 | 0 | 0 | 0 |  |  |  |  | 0 | 0 | 0 | 0 | [29 empty] | 0 | 0 | 0 | 0 | 0 | 0 | 0 | 0 | 0 | 0 | 1 | 1 | 1 | 1 | 1 | 1 | 1 | 1 | 1 | 1 | 1 | 1 | 1 | 1 | 1 | 0 | 0 | 0 | 0 | 0 | 0 | 0 | 0 | 0 | 0 | 0 | 1 | 1 | 1 | 1 | 1 | 1 | 1 | 1 | 1 | 1 | 1 | 1 | 1 | 1 | 1 | 0 | 0 | 0 | 0 | 0 | 0 | 0 | 0 | 0 | 0 | 0 | 1 | 1 | 1 | 1 | 1 | 1 | 1 | 1 | 1 | 1 | 1 | 1 | 1 | 1 | 1 | 0 | 1 |  | 1 | 1 | 1 | 1 | 1 | 1 | 1 | 1 | 1 | 1
SCE Metro Study Area | Lighthipe | 230 | 0 | 0 | 0 | 0 | 0 | 0 | 0 | 0 | 0 | 0 | 0 | 100 | 0 | 1 | 0 | 0 | 0 | 0 |  |  |  |  | 0 | 0 | 0 | 100 | [29 empty] | 0 | 0 | 0 | 0 | 0 | 0 | 0 | 0 | 0 | 0 | 1 | 1 | 1 | 1 | 1 | 1 | 1 | 1 | 1 | 1 | 1 | 1 | 1 | 1 | 1 | 0 | 0 | 0 | 0 | 0 | 0 | 0 | 0 | 0 | 0 | 0 | 1 | 1 | 1 | 1 | 1 | 1 | 1 | 1 | 1 | 1 | 1 | 1 | 1 | 1 | 1 | 0 | 0 | 0 | 0 | 0 | 0 | 0 | 0 | 0 | 275 | 0 | 1 | 1 | 1 | 1 | 1 | 1 | 1 | 1 | 1 | 1 | 1 | 1 | 1 | 1 | 1 | 0 | 1 |  | 1 | 1 | 1 | 1 | 1 | 1 | 1 | 1 | 1 | 1
PG&E North of Greater Bay Study Area | Lockeford | 115 | 0 | 0 | 0 | 0 | 0 | 0 | 0 | 0 | 0 | 0 | 0 | 0 | 0 | 0 | 0 | 0 | 0 | 0 |  |  |  |  | 0 | 0 | 0 | 0 | [29 empty] | 0 | 0 | 0 | 0 | 0 | 0 | 0 | 0 | 0 | 0 | 1 | 1 | 1 | 1 | 1 | 1 | 1 | 1 | 1 | 1 | 1 | 1 | 1 | 1 | 1 | 0 | 0 | 0 | 0 | 0 | 0 | 0 | 0 | 0 | 0 | 0 | 1 | 1 | 1 | 1 | 1 | 1 | 1 | 1 | 1 | 1 | 1 | 1 | 1 | 1 | 1 | 0 | 0 | 0 | 0 | 0 | 0 | 0 | 0 | 0 | 0 | 0 | 1 | 1 | 1 | 1 | 1 | 1 | 1 | 1 | 1 | 1 | 1 | 1 | 1 | 1 | 1 | 0 | 1 |  | 1 | 1 | 1 | 1 | 1 | 1 | 1 | 1 | 1 | 1
PG&E North of Greater Bay Study Area | Lone Tree | 230 | 0 | 0 | 0 | 0 | 0 | 0 | 0 | 0 | 1 | 0 | 0 | 0 | 0 | 1 | 0 | 0 | 0 | 0 |  |  |  |  | 0 | 0 | 0 | 0 | [29 empty] | 0 | 0 | 0 | 0 | 0 | 0 | 0 | 0 | 0 | 0 | 1 | 1 | 1 | 1 | 1 | 1 | 1 | 1 | 1 | 3 | 1 | 1 | 1 | 1 | 1 | 1 | 0 | 0 | 0 | 0 | 0 | 0 | 0 | 0 | 0 | 0 | 1 | 1 | 1 | 1 | 1 | 1 | 1 | 1 | 1 | 3 | 1 | 1 | 1 | 1 | 1 | 1 | 0 | 0 | 0 | 0 | 0 | 0 | 0 | 0 | 0 | 0 | 1 | 1 | 1 | 1 | 1 | 1 | 1 | 1 | 1 | 3 | 1 | 1 | 1 | 1 | 1 | 1 | 1 |  | 1 | 1 | 1 | 1 | 1 | 1 | 1 | 1 | 1 | 1
SCE Metro Study Area | Long Beach | 230 | 0 | 0 | 0 | 0 | 0 | 0 | 0 | 0 | 0 | 0 | 0 | 0 | 0 | 0 | 0 | 0 | 0 | 0 |  |  |  |  | 0 | 0 | 0 | 0 | [29 empty] | 0 | 0 | 0 | 0 | 0 | 0 | 0 | 0 | 0 | 0 | 1 | 1 | 1 | 1 | 1 | 1 | 1 | 1 | 1 | 1 | 1 | 1 | 1 | 1 | 1 | 0 | 0 | 0 | 0 | 0 | 0 | 0 | 0 | 0 | 0 | 0 | 1 | 1 | 1 | 1 | 1 | 1 | 1 | 1 | 1 | 1 | 1 | 1 | 1 | 1 | 1 | 0 | 0 | 0 | 0 | 0 | 0 | 0 | 0 | 0 | 0 | 0 | 1 | 1 | 1 | 1 | 1 | 1 | 1 | 1 | 1 | 1 | 1 | 1 | 1 | 1 | 1 | 0 | 1 |  | 1 | 1 | 1 | 1 | 1 | 1 | 1 | 1 | 1 | 1
PG&E Fresno Study Area | Los Banos | 230 | 0 | 0 | 150 | 0 | 0 | 0 | 0 | 0 | 1 | 300 | 200 | 80 | 0 | 1 | 0 | 0 | 76.35 | 0 |  |  |  |  | 0 | 0 | 0 | 0 | [29 empty] | 0 | 0 | 39.6241 | 97.1759 | 0 | 0 | 200 | 200 | 184.94 | 0 | 1 | 1 | 2 | 1 | 1 | 1 | 1 | 1 | 1 | 3 | 2 | 1 | 2 | 1 | 1 | 1 | 0 | 0 | 39.6241 | 97.1759 | 0 | 0 | 200 | 301.5 | 259.94 | 0 | 1 | 1 | 2 | 1 | 1 | 1 | 1 | 1 | 1 | 3 | 2 | 1 | 1 | 1.5 | 1 | 1 | 0 | 0 | 39.6241 | 97.1759 | 0 | 0 | 200 | 601.5 | 659.94 | 0 | 1 | 1 | 2 | 1 | 2 | 1 | 1 | 1 | 1 | 3 | 2 | 1 | 1 | 1 | 1 | 1 | 1 |  | 2 | 2+ | 1 | 1 | 1 | 2 | 2+ | 1 | 1+ | 1
PG&E S500 Study Area | Los Banos | 500 | 0 | 0 | 0 | 0 | 0 | 0 | 0 | 0 | 0 | 0 | 0 | 0 | 0 | 0 | 0 | 0 | 0 | 0 |  |  |  |  | 0 | 0 | 0 | 0 | [29 empty] | 0 | 0 | 0 | 0 | 0 | 0 | 0 | 0 | 0 | 0 | 1 | 1 | 1 | 1 | 1 | 1 | 1 | 1 | 1 | 1 | 1 | 1 | 1 | 1 | 1 | 0 | 0 | 0 | 0 | 0 | 0 | 0 | 0 | 0 | 0 | 0 | 1 | 1 | 1 | 1 | 1 | 1 | 1 | 1 | 1 | 1 | 1 | 1 | 1 | 1 | 1 | 0 | 0 | 0 | 0 | 0 | 0 | 0 | 0 | 1700 | 1700 | 0 | 1 | 1 | 1 | 1 | 1 | 1 | 1 | 1 | 1 | 1 | 1 | 2.5 | 2.5 | 2.5 | 1 | 1 | 1 |  | 1 | 1 | 1 | 1 | 1 | 1 | 1+ | 1+ | 1+ | 1
PG&E North of Greater Bay Study Area | Los Esteros | 115 | 0 | 3 | 0 | 0 | 0 | 0 | 0 | 0 | 5 | 0 | 0 | 200 | 0 | 1 | 0 | 0 | 0 | 0 |  |  |  |  | 0 | 0 | 0 | 0 | [29 empty] | 0 | 0 | 0 | 0 | 0 | 0 | 0 | 0 | 203 | 0 | 1 | 3 | 1 | 1 | 1 | 1 | 1 | 1 | 1 | 3 | 1 | 1 | 1 | 1 | 1 | 1 | 0 | 0 | 0 | 0 | 0 | 0 | 0 | 0 | 206 | 0 | 1 | 3 | 1 | 1 | 1 | 1 | 1 | 1 | 1 | 3 | 1 | 1 | 1 | 1 | 1 | 1 | 0 | 0 | 0 | 0 | 0 | 0 | 0 | 0 | 2393 | 0 | 1 | 3 | 1 | 1 | 1 | 1 | 1 | 1 | 1 | 3 | 1 | 1 | 1 | 2.5 | 1 | 1 | 1 |  | 1 | 1 | 1 | 1 | 1 | 1 | 1 | 1 | 1+ | 1
SCE North of Lugo (NOL) Study Area | Lugo | 500 | 0 | 0 | 0 | 0 | 0 | 0 | 0 | 0 | 0 | 0 | 0 | 0 | 0 | 0 | 0 | 0 | 0 | 0 |  |  |  |  | 0 | 0 | 0 | 0 | [29 empty] | 0 | 0 | 0 | 0 | 0 | 0 | 0 | 0 | 0 | 0 | 1 | 1 | 1 | 1 | 1 | 1 | 1 | 1 | 1 | 1 | 1 | 1 | 1 | 1 | 1 | 0 | 0 | 0 | 0 | 0 | 0 | 0 | 0 | 0 | 0 | 0 | 1 | 1 | 1 | 1 | 1 | 1 | 1 | 1 | 1 | 1 | 1 | 1 | 1 | 1 | 1 | 0 | 0 | 0 | 0 | 0 | 0 | 0 | 0 | 0 | 500 | 0 | 1 | 1 | 1 | 1 | 1 | 1 | 1 | 1 | 1 | 1 | 1 | 1 | 1 | 1 | 1 | 0 | 1 |  | 1 | 1 | 1 | 1 | 1 | 1 | 1 | 1 | 1 | 1
SCE North of Lugo (NOL) Study Area | Lugo | 230 | 0 | 0 | 0 | 0 | 0 | 0 | 0 | 0 | 0 | 0 | 0 | 0 | 0 | 0 | 0 | 0 | 0 | 0 |  |  |  |  | 0 | 0 | 0 | 0 | [29 empty] | 0 | 0 | 0 | 0 | 0 | 0 | 0 | 0 | 0 | 0 | 1 | 1 | 1 | 1 | 1 | 1 | 1 | 1 | 1 | 1 | 1 | 1 | 1 | 1 | 1 | 0 | 0 | 0 | 0 | 0 | 0 | 0 | 0 | 0 | 0 | 0 | 1 | 1 | 1 | 1 | 1 | 1 | 1 | 1 | 1 | 1 | 1 | 1 | 1 | 1 | 1 | 0 | 0 | 0 | 0 | 0 | 0 | 0 | 0 | 0 | 400 | 0 | 1 | 1 | 1 | 1 | 1 | 1 | 1 | 1 | 1 | 1 | 1 | 1 | 1 | 1 | 1 | 0 | 1 |  | 1 | 1 | 1 | 1 | 1 | 1 | 1 | 1 | 1 | 1
SCE Northern Area | Magunden | 230 | 0 | 0 | 0 | 0 | 0 | 0 | 0 | 0 | 0 | 0 | 0 | 0 | 0 | 0 | 0 | 0 | 0 | 0 |  |  |  |  | 0 | 0 | 0 | 0 | [29 empty] | 0 | 0 | 0 | 0 | 0 | 0 | 0 | 0 | 0 | 0 | 1 | 1 | 1 | 1 | 1 | 1 | 1 | 1 | 1 | 1 | 1 | 1 | 1 | 1 | 1 | 0 | 0 | 0 | 0 | 0 | 0 | 0 | 0 | 0 | 0 | 0 | 1 | 1 | 1 | 1 | 1 | 1 | 1 | 1 | 1 | 1 | 1 | 1 | 1 | 1 | 1 | 0 | 0 | 0 | 0 | 0 | 0 | 0 | 0 | 0 | 0 | 0 | 1 | 1 | 1 | 1 | 1 | 1 | 1 | 1 | 1 | 1 | 1 | 1 | 1 | 1 | 1 | 0 | 1 |  | 1 | 1 | 1 | 1 | 1 | 1 | 1 | 1 | 1 | 1
SCE Northern Area | Magunden | 115 | 0 | 0 | 0 | 0 | 0 | 0 | 0 | 0 | 0 | 0 | 0 | 0 | 0 | 0 | 0 | 0 | 0 | 0 |  |  |  |  | 0 | 0 | 0 | 0 | [29 empty] | 0 | 0 | 0 | 0 | 0 | 0 | 0 | 0 | 0 | 0 | 1 | 1 | 1 | 1 | 1 | 1 | 1 | 1 | 1 | 1 | 1 | 1 | 1 | 1 | 1 | 0 | 0 | 0 | 0 | 0 | 0 | 0 | 0 | 0 | 0 | 0 | 1 | 1 | 1 | 1 | 1 | 1 | 1 | 1 | 1 | 1 | 1 | 1 | 1 | 1 | 1 | 0 | 0 | 0 | 0 | 0 | 0 | 0 | 0 | 0 | 100 | 0 | 1 | 1 | 1 | 1 | 1 | 1 | 1 | 1 | 1 | 1 | 1 | 1 | 1 | 1 | 1 | 0 | 1 |  | 1 | 1 | 1 | 1 | 1 | 1 | 1 | 1 | 1 | 1
PG&E Fresno Study Area | Malaga | 115 | 0 | 3.88 | 0 | 0 | 0 | 0 | 0 | 0 | 0 | 0 | 0 | 0 | 0 | 1 | 0 | 3.88 | 0 | 0 |  |  |  |  | 0 | 0 | 0 | 0 | [29 empty] | 0 | 0 | 0 | 0 | 0 | 0 | 0 | 0 | 0 | 0 | 1 | 1 | 1 | 1 | 1 | 1 | 1 | 1 | 1 | 1 | 1 | 1 | 1 | 1 | 1 | 0 | 0 | 0 | 0 | 0 | 0 | 0 | 0 | 0 | 0 | 0 | 1 | 1 | 1 | 1 | 1 | 1 | 1 | 1 | 1 | 1 | 1 | 1 | 1 | 1 | 1 | 0 | 0 | 0 | 0 | 0 | 0 | 0 | 0 | 0 | 0 | 0 | 1 | 1 | 1 | 1 | 1 | 1 | 1 | 1 | 1 | 1 | 1 | 1 | 1 | 1 | 1 | 0 | 1 |  | 1 | 1 | 1 | 1 | 1 | 1 | 1 | 1 | 1 | 1
SCE Northern Area | Mandalay | 230 | 0 | 0 | 0 | 0 | 0 | 0 | 0 | 0 | 0 | 0 | 0 | 0 | 0 | 0 | 0 | 0 | 0 | 0 |  |  |  |  | 0 | 0 | 0 | 0 | [29 empty] | 0 | 0 | 0 | 0 | 0 | 0 | 0 | 0 | 0 | 0 | 1 | 1 | 1 | 1 | 1 | 1 | 1 | 1 | 1 | 1 | 1 | 1 | 1 | 1 | 1 | 0 | 0 | 0 | 0 | 0 | 0 | 0 | 0 | 0 | 400 | 0 | 1 | 1 | 1 | 1 | 1 | 1 | 1 | 1 | 1 | 1 | 1 | 1 | 1 | 1.5 | 1 | 1 | 0 | 0 | 0 | 0 | 0 | 0 | 0 | 0 | 400 | 0 | 1 | 1 | 1 | 1 | 1 | 1 | 1 | 1 | 1 | 1 | 1 | 1 | 1 | 1 | 1 | 0 | 1 |  | 1 | 1 | 1 | 1 | 1 | 1 | 1 | 1 | 1+ | 1
PG&E North of Greater Bay Study Area | Martin (San Francisco H) | 115 | 0 | 0 | 0 | 0 | 0 | 0 | 0 | 0 | 8 | 0 | 0 | 179.62 | 0 | 1 | 0 | 0 | 0 | 0 |  |  |  |  | 0 | 0 | 0 | 4.62 | [29 empty] | 0 | 0 | 0 | 0 | 0 | 0 | 0 | 0 | 250 | 0 | 1 | 1 | 1 | 1 | 1 | 1 | 1 | 1 | 1 | 3 | 1 | 1 | 1 | 1 | 1 | 1 | 0 | 0 | 0 | 0 | 0 | 0 | 0 | 0 | 250 | 0 | 1 | 1 | 1 | 1 | 1 | 1 | 1 | 1 | 1 | 3 | 1 | 1 | 1 | 1 | 1 | 1 | 0 | 0 | 0 | 0 | 0 | 0 | 0 | 0 | 555 | 0 | 1 | 1 | 1 | 1 | 1 | 1 | 1 | 1 | 1 | 3 | 1 | 1 | 1 | 1 | 1 | 1 | 1 |  | 1 | 1 | 1 | 1 | 1 | 1 | 1 | 1 | 2+ | 1
PG&E North of Greater Bay Study Area | Martinez | 115 | 0 | 0 | 0 | 0 | 0 | 0 | 0 | 0 | 0 | 0 | 0 | 20 | 0 | 1 | 0 | 0 | 0 | 0 |  |  |  |  | 0 | 0 | 0 | 0 | [29 empty] | 0 | 0 | 0 | 0 | 0 | 0 | 0 | 0 | 20 | 0 | 1 | 1 | 1 | 1 | 1 | 1 | 1 | 1 | 1 | 1 | 1 | 1 | 1 | 1 | 1 | 0 | 0 | 0 | 0 | 0 | 0 | 0 | 0 | 0 | 20 | 0 | 1 | 1 | 1 | 1 | 1 | 1 | 1 | 1 | 1 | 1 | 1 | 1 | 1 | 1 | 1 | 0 | 0 | 0 | 0 | 0 | 0 | 0 | 0 | 0 | 20 | 0 | 1 | 1 | 1 | 1 | 1 | 1 | 1 | 1 | 1 | 1 | 1 | 1 | 1 | 1 | 1 | 0 | 1 |  | 1 | 1 | 1 | 1 | 1 | 1 | 1 | 1 | 1 | 1
PG&E Fresno Study Area | McCall | 230 | 0 | 0 | 0 | 0 | 0 | 0 | 0 | 0 | 0 | 0 | 0 | 0 | 0 | 0 | 0 | 0 | 0 | 0 |  |  |  |  | 0 | 0 | 0 | 0 | [29 empty] | 0 | 0 | 0 | 0 | 0 | 0 | 0 | 0 | 0 | 0 | 1 | 1 | 1 | 1 | 1 | 1 | 1 | 1 | 1 | 1 | 1 | 1 | 1 | 1 | 1 | 0 | 0 | 0 | 0 | 0 | 0 | 0 | 0 | 0 | 0 | 0 | 1 | 1 | 1 | 1 | 1 | 1 | 1 | 1 | 1 | 1 | 1 | 1 | 1 | 1 | 1 | 0 | 0 | 0 | 0 | 0 | 0 | 0 | 0 | 0 | 0 | 0 | 1 | 1 | 1 | 1 | 1 | 1 | 1 | 1 | 1 | 1 | 1 | 1 | 1 | 1 | 1 | 0 | 1 |  | 1 | 1 | 1 | 1 | 1 | 1 | 1 | 1 | 1 | 1
PG&E Fresno Study Area | McCall | 115 | 0 | 0 | 0 | 0 | 0 | 0 | 0 | 0 | 1.75 | 0 | 0 | 0 | 0 | 1 | 0 | 0 | 0 | 0 |  |  |  |  | 0 | 0 | 0 | 0 | [29 empty] | 0 | 0 | 0 | 0 | 0 | 0 | 0 | 0 | 0 | 0 | 1 | 1 | 1 | 1 | 1 | 1 | 1 | 1 | 1 | 3 | 1 | 1 | 1 | 1 | 1 | 1 | 0 | 0 | 0 | 0 | 0 | 0 | 0 | 0 | 0 | 0 | 1 | 1 | 1 | 1 | 1 | 1 | 1 | 1 | 1 | 3 | 1 | 1 | 1 | 1 | 1 | 1 | 0 | 0 | 0 | 0 | 0 | 0 | 0 | 0 | 0 | 0 | 1 | 1 | 1 | 1 | 1 | 1 | 1 | 1 | 1 | 3 | 1 | 1 | 1 | 1 | 1 | 1 | 1 |  | 1 | 1 | 1 | 1 | 1 | 1 | 1 | 1 | 1 | 1
PG&E Fresno Study Area | Mc Mullin | 230 | 0 | 0 | 0 | 0 | 0 | 0 | 0 | 0 | 0 | 0 | 0 | 0 | 0 | 0 | 0 | 0 | 0 | 0 |  |  |  |  | 0 | 0 | 0 | 0 | [29 empty] | 0 | 0 | 0 | 0 | 0 | 0 | 0 | 0 | 0 | 0 | 1 | 1 | 1 | 1 | 1 | 1 | 1 | 1 | 1 | 1 | 1 | 1 | 1 | 1 | 1 | 0 | 0 | 0 | 0 | 0 | 0 | 0 | 0 | 0 | 0 | 0 | 1 | 1 | 1 | 1 | 1 | 1 | 1 | 1 | 1 | 1 | 1 | 1 | 1 | 1 | 1 | 0 | 0 | 0 | 0 | 0 | 0 | 0 | 0 | 0 | 0 | 0 | 1 | 1 | 1 | 1 | 1 | 1 | 1 | 1 | 1 | 1 | 1 | 1 | 1 | 1 | 1 | 0 | 1 |  | 1 | 1 | 1 | 1 | 1 | 1 | 1 | 1 | 1 | 1
East of Pisgah Study Area | Mead | 230 | 0 | 0 | 0 | 0 | 0 | 0 | 0 | 0 | 0 | 0 | 0 | 0 | 0 | 0 | 0 | 0 | 0 | 0 |  |  |  |  | 0 | 0 | 0 | 0 | [29 empty] | 0 | 0 | 0 | 0 | 0 | 0 | 0 | 0 | 0 | 0 | 1 | 1 | 1 | 1 | 1 | 1 | 1 | 1 | 1 | 1 | 1 | 1 | 1 | 1 | 1 | 0 | 0 | 0 | 0 | 0 | 0 | 0 | 0 | 0 | 0 | 0 | 1 | 1 | 1 | 1 | 1 | 1 | 1 | 1 | 1 | 1 | 1 | 1 | 1 | 1 | 1 | 0 | 0 | 0 | 0 | 0 | 0 | 0 | 0 | 0 | 0 | 0 | 1 | 1 | 1 | 1 | 1 | 1 | 1 | 1 | 1 | 1 | 1 | 1 | 1 | 1 | 1 | 0 | 1 |  | 1 | 1 | 1 | 1 | 1 | 1 | 1 | 1 | 1 | 1
PG&E North of Greater Bay Study Area | Mendocino | 115 | 0 | 1 | 0 | 0 | 0 | 0 | 0 | 0 | 0 | 0 | 0 | 0 | 0 | 1 | 0 | 0 | 0 | 0 |  |  |  |  | 0 | 0 | 0 | 0 | [29 empty] | 0 | 0 | 0 | 0 | 0 | 0 | 0 | 0 | 0 | 0 | 1 | 3 | 1 | 1 | 1 | 1 | 1 | 1 | 1 | 1 | 1 | 1 | 1 | 1 | 1 | 1 | 0 | 0 | 0 | 0 | 0 | 0 | 0 | 0 | 0 | 0 | 1 | 3 | 1 | 1 | 1 | 1 | 1 | 1 | 1 | 1 | 1 | 1 | 1 | 1 | 1 | 1 | 0 | 0 | 0 | 0 | 0 | 0 | 0 | 0 | 0 | 0 | 1 | 3 | 1 | 1 | 1 | 1 | 1 | 1 | 1 | 1 | 1 | 1 | 1 | 1 | 1 | 1 | 1 |  | 1 | 1 | 1 | 1 | 1 | 1 | 1 | 1 | 1 | 1
PG&E Fresno Study Area | Mendota | 115 | 0 | 0 | 0 | 0 | 0 | 0 | 0 | 0 | 0 | 0 | 0 | 0 | 0 | 0 | 0 | 0 | 0 | 0 |  |  |  |  | 0 | 0 | 0 | 0 | [29 empty] | 0 | 0 | 0 | 0 | 0 | 0 | 0 | 0 | 0 | 0 | 1 | 1 | 1 | 1 | 1 | 1 | 1 | 1 | 1 | 1 | 1 | 1 | 1 | 1 | 1 | 0 | 0 | 0 | 0 | 0 | 0 | 0 | 0 | 0 | 0 | 0 | 1 | 1 | 1 | 1 | 1 | 1 | 1 | 1 | 1 | 1 | 1 | 1 | 1 | 1 | 1 | 0 | 0 | 0 | 0 | 0 | 0 | 0 | 0 | 150 | 150 | 0 | 1 | 1 | 1 | 1 | 1 | 1 | 1 | 1 | 1 | 1 | 1 | 1 | 1 | 1 | 1 | 0 | 1 |  | 1 | 1 | 1 | 1 | 1 | 1 | 1 | 1 | 1 | 1
PG&E Fresno Study Area | Merced | 115 | 0 | 0 | 0 | 0 | 0 | 0 | 0 | 0 | 6 | 0 | 0 | 0 | 0 | 1 | 0 | 0 | 0 | 0 |  |  |  |  | 0 | 0 | 0 | 0 | [29 empty] | 0 | 0 | 0 | 0 | 0 | 0 | 0 | 0 | 0 | 0 | 1 | 1 | 1 | 1 | 1 | 1 | 1 | 1 | 1 | 3 | 1 | 1 | 1 | 1 | 1 | 1 | 0 | 0 | 0 | 0 | 0 | 0 | 0 | 0 | 0 | 0 | 1 | 1 | 1 | 1 | 1 | 1 | 1 | 1 | 1 | 3 | 1 | 1 | 1 | 1 | 1 | 1 | 0 | 0 | 0 | 0 | 0 | 0 | 0 | 0 | 450 | 0 | 1 | 1 | 1 | 1 | 1 | 1 | 1 | 1 | 1 | 3 | 1 | 1 | 1 | 1 | 1 | 1 | 1 |  | 1 | 1 | 1 | 1 | 1 | 1 | 1 | 1 | 1 | 1
PG&E East Kern Study Area | Mesa | 115 | 0 | 0 | 0 | 0 | 0 | 0 | 0 | 0 | 0 | 0 | 0 | 50 | 0 | 1 | 0 | 0 | 0 | 0 |  |  |  |  | 0 | 0 | 0 | 0 | [29 empty] | 0 | 0 | 0 | 0 | 0 | 0 | 0 | 0 | 0 | 0 | 1 | 1 | 1 | 1 | 1 | 1 | 1 | 1 | 1 | 1 | 1 | 1 | 1 | 3 | 1 | 1 | 0 | 0 | 0 | 0 | 0 | 0 | 0 | 0 | 0 | 0 | 1 | 1 | 1 | 1 | 1 | 1 | 1 | 1 | 1 | 1 | 1 | 1 | 1 | 3 | 1 | 1 | 0 | 0 | 0 | 0 | 0 | 0 | 0 | 0 | 0 | 0 | 1 | 1 | 1 | 1 | 1 | 1 | 1 | 1 | 1 | 1 | 1 | 1 | 1 | 3 | 1 | 1 | 1 |  | 1 | 1 | 1 | 1 | 1 | 1 | 1 | 1 | 3 | 1
PG&E East Kern Study Area | Mesa | 230 | 0 | 0 | 0 | 0 | 0 | 0 | 0 | 0 | 0 | 0 | 0 | 99.701 | 0 | 1 | 0 | 0 | 0 | 0 |  |  |  |  | 0 | 0 | 0 | 99.7 | [29 empty] | 0 | 0 | 0 | 0 | 0 | 0 | 0 | 0 | 0 | 0 | 1 | 1 | 1 | 1 | 1 | 1 | 1 | 1 | 1 | 1 | 1 | 1 | 1 | 1 | 1 | 0 | 0 | 0 | 0 | 0 | 0 | 0 | 0 | 0 | 599.7 | 0 | 1 | 1 | 1 | 1 | 1 | 1 | 1 | 1 | 1 | 1 | 1 | 1 | 1 | 1.5 | 1 | 1 | 0 | 0 | 0 | 0 | 0 | 0 | 0 | 0 | 851.7 | 0 | 1 | 1 | 1 | 1 | 1 | 1 | 1 | 1 | 1 | 1 | 1 | 1 | 1 | 1.5 | 1 | 1 | 1 |  | 1 | 1 | 1 | 1 | 1 | 1 | 1 | 1 | 1+ | 1
SCE Northern Area | Mesa (SCE) | 230 | 0 | 0 | 0 | 0 | 0 | 0 | 0 | 0 | 0 | 0 | 0 | 0 | 0 | 0 | 0 | 0 | 0 | 0 |  |  |  |  | 0 | 0 | 0 | 0 | [29 empty] | 0 | 0 | 0 | 0 | 0 | 0 | 0 | 0 | 0 | 0 | 1 | 1 | 1 | 1 | 1 | 1 | 1 | 1 | 1 | 1 | 1 | 1 | 1 | 1 | 1 | 0 | 0 | 0 | 0 | 0 | 0 | 0 | 0 | 0 | 0 | 0 | 1 | 1 | 1 | 1 | 1 | 1 | 1 | 1 | 1 | 1 | 1 | 1 | 1 | 1 | 1 | 0 | 0 | 0 | 0 | 0 | 0 | 0 | 0 | 0 | 0 | 0 | 1 | 1 | 1 | 1 | 1 | 1 | 1 | 1 | 1 | 1 | 1 | 1 | 1 | 1 | 1 | 0 | 1 |  | 1 | 1 | 1 | 1 | 1 | 1 | 1 | 1 | 1 | 1
PG&E North of Greater Bay Study Area | Metcalf | 230 | 0 | 2 | 0 | 0 | 0 | 0 | 0 | 0 | 4 | 0 | 0 | 115.38 | 0 | 1 | 0 | 0 | 0 | 0 |  |  |  |  | 0 | 0 | 0 | 75 | [29 empty] | 0 | 0 | 0 | 0 | 0 | 0 | 0 | 0 | 75 | 0 | 1 | 3 | 1 | 1 | 1 | 1 | 1 | 1 | 1 | 3 | 1 | 1 | 1 | 1 | 1 | 1 | 0 | 0 | 0 | 0 | 0 | 0 | 0 | 0 | 425 | 0 | 1 | 3 | 1 | 1 | 1 | 1 | 1 | 1 | 1 | 3 | 1 | 1 | 1 | 1.5 | 1 | 1 | 0 | 0 | 0 | 0 | 0 | 0 | 0 | 0 | 525 | 0 | 1 | 3 | 1 | 1 | 1 | 1 | 1 | 1 | 1 | 3 | 1 | 1 | 1 | 1 | 1 | 1 | 1 |  | 1 | 1 | 1 | 1 | 1 | 1 | 1 | 1 | 3+ | 1
PG&E East Kern Study Area | Midway | 230 | 0 | 0 | 0 | 0 | 0 | 0 | 0 | 0 | 0 | 50 | 200.0044 | 92 | 0 | 1 | 0 | 0 | 0 | 0 |  |  |  |  | 0 | 0 | 100 | 92 | [29 empty] | 0 | 0 | 0 | 0 | 0 | 0 | 80 | 20 | 92 | 0 | 1 | 1 | 1 | 1 | 1 | 1 | 1 | 1 | 1 | 1 | 1 | 2 | 2 | 1 | 1 | 1 | 0 | 0 | 0 | 0 | 0 | 0 | 80 | 170 | 92 | 0 | 1 | 1 | 1 | 1 | 1 | 1 | 1 | 1 | 1 | 1 | 1 | 1 | 1 | 1 | 1 | 0 | 0 | 0 | 0 | 0 | 0 | 0 | 80 | 759.94 | 781.94 | 0 | 1 | 1 | 1 | 1 | 1 | 1 | 1 | 1 | 1 | 1 | 1 | 1 | 1 | 1 | 1 | 0 | 1 |  | 1 | 1 | 1 | 1 | 1 | 1 | 2+ | 2+ | 1 | 1
PG&E East Kern Study Area | Midway | 500 | 0 | 0 | 0 | 0 | 0 | 0 | 0 | 0 | 0 | 0 | 0 | 0 | 0 | 0 | 0 | 0 | 0 | 0 |  |  |  |  | 0 | 0 | 0 | 0 | [29 empty] | 0 | 0 | 0 | 0 | 0 | 0 | 0 | 800 | 800 | 0 | 1 | 1 | 1 | 1 | 1 | 1 | 1 | 1 | 1 | 1 | 1 | 2.5 | 2.5 | 2.5 | 1 | 1 | 0 | 0 | 0 | 0 | 0 | 0 | 0 | 800 | 800 | 0 | 1 | 1 | 1 | 1 | 1 | 1 | 1 | 1 | 1 | 1 | 1 | 2.5 | 2.5 | 2.5 | 1 | 1 | 0 | 0 | 0 | 0 | 0 | 0 | 0 | 1950 | 1950 | 0 | 1 | 1 | 1 | 1 | 1 | 1 | 1 | 1 | 1 | 1 | 1 | 2.5 | 2.5 | 2.5 | 1 | 1 | 1 |  | 1 | 1 | 1 | 1 | 1 | 1 | 3+ | 3+ | 3+ | 1
PG&E East Kern Study Area | Midway | 115 | 0 | 0 | 0 | 0 | 0 | 0 | 0 | 0 | 0 | 200 | 0 | 0 | 0 | 1 | 0 | 0 | 0 | 0 |  |  |  |  | 0 | 0 | 0 | 0 | [29 empty] | 0 | 0 | 0 | 0 | 0 | 0 | 0 | 200 | 184 | 0 | 1 | 1 | 1 | 1 | 1 | 1 | 1 | 1 | 1 | 1 | 3 | 1.5 | 1 | 1.5 | 1 | 1 | 0 | 0 | 0 | 0 | 0 | 0 | 200 | 200 | 286 | 0 | 1 | 1 | 1 | 1 | 1 | 1 | 1 | 1 | 1 | 1 | 1 | 1.5 | 1.5 | 1.5 | 1 | 1 | 0 | 0 | 0 | 0 | 0 | 0 | 200 | 665 | 751 | 0 | 1 | 1 | 1 | 1 | 1 | 1 | 1 | 1 | 1 | 1 | 1 | 1 | 1 | 1.5 | 1 | 1 | 1 |  | 1 | 1 | 1 | 1 | 1 | 1 | 2+ | 1+ | 1+ | 1
SDG&E Study Area | Miguel | 500 | 0 | 0 | 0 | 0 | 0 | 0 | 0 | 0 | 0 | 0 | 0 | 0 | 0 | 0 | 0 | 0 | 0 | 0 |  |  |  |  | 0 | 0 | 0 | 0 | [29 empty] | 0 | 0 | 0 | 0 | 0 | 0 | 0 | 0 | 0 | 0 | 1 | 1 | 1 | 1 | 1 | 1 | 1 | 1 | 1 | 1 | 1 | 1 | 1 | 1 | 1 | 0 | 0 | 0 | 0 | 0 | 0 | 0 | 0 | 0 | 0 | 0 | 1 | 1 | 1 | 1 | 1 | 1 | 1 | 1 | 1 | 1 | 1 | 1 | 1 | 1 | 1 | 0 | 0 | 0 | 0 | 0 | 0 | 0 | 0 | 0 | 0 | 0 | 1 | 1 | 1 | 1 | 1 | 1 | 1 | 1 | 1 | 1 | 1 | 1 | 1 | 1 | 1 | 0 | 1 |  | 1 | 1 | 1 | 1 | 1 | 1 | 1 | 1 | 1 | 1
SDG&E Study Area | Miguel | 230 | 0 | 0 | 0 | 0 | 0 | 0 | 0 | 0 | 0 | 0 | 0 | 10 | 0 | 1 | 0 | 0 | 0 | 0 |  |  |  |  | 0 | 0 | 0 | 10 | [29 empty] | 0 | 0 | 0 | 0 | 0 | 0 | 0 | 0 | 0 | 0 | 1 | 1 | 1 | 1 | 1 | 1 | 1 | 1 | 1 | 1 | 1 | 1 | 1 | 1 | 1 | 0 | 0 | 0 | 0 | 0 | 0 | 0 | 0 | 0 | 0 | 0 | 1 | 1 | 1 | 1 | 1 | 1 | 1 | 1 | 1 | 1 | 1 | 1 | 1 | 1 | 1 | 0 | 0 | 0 | 0 | 0 | 0 | 0 | 0 | 0 | 150 | 0 | 1 | 1 | 1 | 1 | 1 | 1 | 1 | 1 | 1 | 1 | 1 | 1 | 1 | 1 | 1 | 0 | 1 |  | 1 | 1 | 1 | 1 | 1 | 1 | 1 | 1 | 1 | 1
SCE Metro Study Area | Mira Loma | 500 | 0 | 0 | 0 | 0 | 0 | 0 | 0 | 0 | 0 | 0 | 0 | 0 | 0 | 0 | 0 | 0 | 0 | 0 |  |  |  |  | 0 | 0 | 0 | 0 | [29 empty] | 0 | 0 | 0 | 0 | 0 | 0 | 0 | 0 | 0 | 0 | 1 | 1 | 1 | 1 | 1 | 1 | 1 | 1 | 1 | 1 | 1 | 1 | 1 | 1 | 1 | 0 | 0 | 0 | 0 | 0 | 0 | 0 | 0 | 0 | 0 | 0 | 1 | 1 | 1 | 1 | 1 | 1 | 1 | 1 | 1 | 1 | 1 | 1 | 1 | 1 | 1 | 0 | 0 | 0 | 0 | 0 | 0 | 0 | 0 | 0 | 0 | 0 | 1 | 1 | 1 | 1 | 1 | 1 | 1 | 1 | 1 | 1 | 1 | 1 | 1 | 1 | 1 | 0 | 1 |  | 1 | 1 | 1 | 1 | 1 | 1 | 1 | 1 | 1 | 1
SCE Metro Study Area | Mira Loma | 230 | 0 | 0 | 0 | 0 | 0 | 0 | 0 | 0 | 0 | 0 | 0 | 150 | 0 | 1 | 0 | 0 | 0 | 0 |  |  |  |  | 0 | 0 | 0 | 85 | [29 empty] | 0 | 0 | 0 | 0 | 0 | 0 | 0 | 0 | 0 | 0 | 1 | 1 | 1 | 1 | 1 | 1 | 1 | 1 | 1 | 1 | 1 | 1 | 1 | 2 | 1 | 1 | 0 | 0 | 0 | 0 | 0 | 0 | 0 | 0 | 300 | 0 | 1 | 1 | 1 | 1 | 1 | 1 | 1 | 1 | 1 | 1 | 1 | 1 | 1 | 1 | 1 | 0 | 0 | 0 | 0 | 0 | 0 | 0 | 0 | 0 | 2000 | 0 | 1 | 1 | 1 | 1 | 1 | 1 | 1 | 1 | 1 | 1 | 1 | 1 | 1 | 2.5 | 1 | 1 | 1 |  | 1 | 1 | 1 | 1 | 1 | 1 | 1 | 1 | 2+ | 1
SDG&E Study Area | Mission | 230 | 0 | 0 | 0 | 0 | 0 | 0 | 0 | 0 | 0 | 0 | 0 | 10 | 0 | 1 | 0 | 0 | 0 | 0 |  |  |  |  | 0 | 0 | 0 | 10 | [29 empty] | 0 | 0 | 0 | 0 | 0 | 0 | 0 | 0 | 0 | 0 | 1 | 1 | 1 | 1 | 1 | 1 | 1 | 1 | 1 | 1 | 1 | 1 | 1 | 1 | 1 | 0 | 0 | 0 | 0 | 0 | 0 | 0 | 0 | 0 | 0 | 0 | 1 | 1 | 1 | 1 | 1 | 1 | 1 | 1 | 1 | 1 | 1 | 1 | 1 | 1 | 1 | 0 | 0 | 0 | 0 | 0 | 0 | 0 | 0 | 0 | 0 | 0 | 1 | 1 | 1 | 1 | 1 | 1 | 1 | 1 | 1 | 1 | 1 | 1 | 1 | 1 | 1 | 0 | 1 |  | 1 | 1 | 1 | 1 | 1 | 1 | 1 | 1 | 1 | 1
SDG&E Study Area | Mission | 138 | 0 | 0 | 0 | 0 | 0 | 0 | 0 | 0 | 0 | 0 | 0 | 50 | 0 | 1 | 0 | 0 | 0 | 0 |  |  |  |  | 0 | 0 | 0 | 50 | [29 empty] | 0 | 0 | 0 | 0 | 0 | 0 | 0 | 0 | 100 | 0 | 1 | 1 | 1 | 1 | 1 | 1 | 1 | 1 | 1 | 1 | 1 | 1 | 1 | 1 | 1 | 0 | 0 | 0 | 0 | 0 | 0 | 0 | 0 | 0 | 100 | 0 | 1 | 1 | 1 | 1 | 1 | 1 | 1 | 1 | 1 | 1 | 1 | 1 | 1 | 1 | 1 | 0 | 0 | 0 | 0 | 0 | 0 | 0 | 0 | 0 | 100 | 0 | 1 | 1 | 1 | 1 | 1 | 1 | 1 | 1 | 1 | 1 | 1 | 1 | 1 | 1 | 1 | 0 | 1 |  | 1 | 1 | 1 | 1 | 1 | 1 | 1 | 1 | 1 | 1
East of Pisgah Study Area | Mohave | 500 | 0 | 0 | 0 | 0 | 0 | 0 | 0 | 0 | 0 | 520 | 700 | 700 | 0 | 1 | 0 | 0 | 0 | 0 |  |  |  |  | 0 | 0 | 0 | 0 | [29 empty] | 0 | 0 | 0 | 0 | 0 | 0 | 0 | 0 | 0 | 0 | 1 | 1 | 1 | 1 | 1 | 1 | 1 | 1 | 1 | 1 | 3 | 3 | 3 | 3 | 1 | 1 | 0 | 0 | 0 | 0 | 0 | 0 | 0 | 1520 | 1520 | 0 | 1 | 1 | 1 | 1 | 1 | 1 | 1 | 1 | 1 | 1 | 3 | 2.5 | 1.5 | 2.5 | 1 | 1 | 0 | 0 | 0 | 0 | 0 | 0 | 0 | 1770 | 1770 | 0 | 1 | 1 | 1 | 1 | 1 | 1 | 1 | 1 | 1 | 1 | 3 | 1.5 | 1 | 1.5 | 1 | 1 | 1 |  | 1 | 1 | 1 | 1 | 1 | 3 | 3+ | 3+ | 3+ | 1
SCE Northern Area | Moorpark | 230 | 0 | 0 | 0 | 0 | 0 | 0 | 0 | 0 | 0 | 0 | 400 | 385 | 0 | 1 | 0 | 0 | 0 | 0 |  |  |  |  | 0 | 0 | 0 | 134.9 | [29 empty] | 0 | 0 | 0 | 0 | 0 | 0 | 0 | 0 | 500 | 0 | 1 | 1 | 1 | 1 | 1 | 1 | 1 | 1 | 1 | 1 | 1 | 3 | 3 | 1 | 1 | 1 | 0 | 0 | 0 | 0 | 0 | 0 | 0 | 0 | 500 | 0 | 1 | 1 | 1 | 1 | 1 | 1 | 1 | 1 | 1 | 1 | 1 | 3 | 3 | 1 | 1 | 1 | 0 | 0 | 0 | 0 | 0 | 0 | 0 | 0 | 2630 | 0 | 1 | 1 | 1 | 1 | 1 | 1 | 1 | 1 | 1 | 1 | 1 | 3 | 3 | 2.5 | 1 | 1 | 1 |  | 1 | 1 | 1 | 1 | 1 | 1 | 2+ | 2+ | 2+ | 1
PG&E East Kern Study Area | Morro Bay | 230 | 0 | 0 | 0 | 0 | 0 | 0 | 0 | 0 | 0 | 0 | 0 | 0 | 0 | 0 | 0 | 0 | 0 | 0 |  |  |  |  | 0 | 0 | 0 | 0 | [29 empty] | 0 | 0 | 0 | 0 | 0 | 0 | 0 | 0 | 0 | 0 | 1 | 1 | 1 | 1 | 1 | 1 | 1 | 1 | 1 | 1 | 1 | 1 | 1 | 1 | 1 | 0 | 0 | 0 | 0 | 0 | 0 | 0 | 0 | 0 | 308 | 500 | 1 | 1 | 1 | 1 | 1 | 1 | 1 | 1 | 1 | 1 | 1 | 1 | 1 | 1.5 | 1.5 | 1 | 0 | 0 | 0 | 0 | 628.65 | 0 | 0 | 0 | 1008 | 500 | 1 | 1 | 1 | 1 | 1 | 1 | 1 | 1 | 1 | 1 | 1 | 1 | 1 | 1.5 | 1 | 1 | 1 |  | 1 | 1 | 1 | 1 | 1 | 1 | 1 | 1 | 1+ | 1+
PG&E East Kern Study Area | Morro Bay (Proposed) | 500 | 0 | 0 | 0 | 0 | 0 | 0 | 0 | 0 | 0 | 0 | 0 | 0 | 0 | 0 | 0 | 0 | 0 | 0 |  |  |  |  | 0 | 0 | 0 | 0 | [29 empty] | 0 | 0 | 0 | 0 | 0 | 0 | 0 | 0 | 0 | 0 | 1 | 1 | 1 | 1 | 1 | 1 | 1 | 1 | 1 | 1 | 1 | 1 | 1 | 1 | 1 | 0 | 0 | 0 | 0 | 0 | 0 | 0 | 0 | 0 | 0 | 0 | 1 | 1 | 1 | 1 | 1 | 1 | 1 | 1 | 1 | 1 | 1 | 1 | 1 | 1 | 1 | 0 | 0 | 0 | 0 | 0 | 1190 | 0 | 0 | 0 | 319.35 | 0 | 1 | 1 | 1 | 1 | 1 | 1 | 1 | 1.5 | 1 | 1 | 1 | 1 | 1 | 1 | 1 | 1 | 1 |  | 1 | 1 | 1 | 1 | 1 | 1 | 1 | 1 | 1 | 1
PG&E Fresno Study Area | Moss Landing | 500 | 0 | 0 | 0 | 0 | 0 | 0 | 0 | 0 | 0 | 0 | 0 | 350 | 0 | 1 | 0 | 0 | 0 | 0 |  |  |  |  | 0 | 0 | 0 | 350 | [29 empty] | 0 | 0 | 0 | 0 | 0 | 0 | 0 | 0 | 1100 | 0 | 1 | 1 | 1 | 1 | 1 | 1 | 1 | 1 | 1 | 1 | 1 | 1 | 1 | 2.5 | 1 | 1 | 0 | 0 | 0 | 0 | 0 | 0 | 0 | 0 | 1100 | 0 | 1 | 1 | 1 | 1 | 1 | 1 | 1 | 1 | 1 | 1 | 1 | 1 | 1 | 2.5 | 1 | 1 | 0 | 0 | 0 | 0 | 1525.172 | 0 | 0 | 0 | 1856.813 | 0 | 1 | 1 | 1 | 1 | 1 | 1 | 1 | 2.5 | 1 | 1 | 1 | 1 | 1 | 2.5 | 1 | 1 | 1 |  | 1 | 1 | 1 | 1+ | 1 | 1 | 1 | 1 | 3+ | 1
PG&E Fresno Study Area | Moss Landing | 230 | 0 | 0 | 0 | 0 | 0 | 0 | 0 | 0 | 0 | 0 | 0 | 10 | 0 | 1 | 0 | 0 | 0 | 0 |  |  |  |  | 0 | 0 | 0 | 10 | [29 empty] | 0 | 0 | 0 | 0 | 0 | 0 | 0 | 0 | 0 | 0 | 1 | 1 | 1 | 1 | 1 | 1 | 1 | 1 | 1 | 1 | 1 | 1 | 1 | 1 | 1 | 0 | 0 | 0 | 0 | 0 | 0 | 0 | 0 | 0 | 0 | 0 | 1 | 1 | 1 | 1 | 1 | 1 | 1 | 1 | 1 | 1 | 1 | 1 | 1 | 1 | 1 | 0 | 0 | 0 | 0 | 0 | 0 | 0 | 0 | 110 | 510 | 0 | 1 | 1 | 1 | 1 | 1 | 1 | 1 | 1 | 1 | 1 | 1 | 1 | 1 | 1 | 1 | 0 | 1 |  | 1 | 1 | 1 | 1 | 1 | 1 | 1 | 1 | 1 | 1
PG&E East Kern Study Area | Mustang | 230 | 0 | 0 | 0 | 0 | 0 | 0 | 0 | 0 | 0 | 100 | 200 | 169.8 | 0 | 1 | 0 | 0 | 0 | 0 |  |  |  |  | 0 | 0 | 0 | 169.8 | [29 empty] | 0 | 0 | 0 | 0 | 0 | 0 | 0 | 0 | 169.8 | 0 | 1 | 1 | 1 | 1 | 1 | 1 | 1 | 1 | 1 | 1 | 3 | 3 | 3 | 1 | 1 | 1 | 0 | 0 | 0 | 0 | 0 | 0 | 0 | 300 | 469.8 | 0 | 1 | 1 | 1 | 1 | 1 | 1 | 1 | 1 | 1 | 1 | 3 | 1 | 1 | 1.5 | 1 | 1 | 0 | 0 | 0 | 0 | 0 | 0 | 0 | 300 | 469.8 | 0 | 1 | 1 | 1 | 1 | 1 | 1 | 1 | 1 | 1 | 1 | 3 | 1 | 1 | 1 | 1 | 1 | 1 |  | 1 | 1 | 1 | 1 | 1 | 3 | 2+ | 1 | 1+ | 1
PG&E Fresno Study Area | Newhall | 115 | 0 | 0 | 0 | 0 | 0 | 0 | 0 | 0 | 0 | 0 | 0 | 0 | 0 | 0 | 0 | 0 | 0 | 0 |  |  |  |  | 0 | 0 | 0 | 0 | [29 empty] | 0 | 0 | 0 | 0 | 0 | 0 | 0 | 0 | 0 | 0 | 1 | 1 | 1 | 1 | 1 | 1 | 1 | 1 | 1 | 1 | 1 | 1 | 1 | 1 | 1 | 0 | 0 | 0 | 0 | 0 | 0 | 0 | 0 | 0 | 0 | 0 | 1 | 1 | 1 | 1 | 1 | 1 | 1 | 1 | 1 | 1 | 1 | 1 | 1 | 1 | 1 | 0 | 0 | 0 | 0 | 0 | 0 | 0 | 0 | 0 | 0 | 0 | 1 | 1 | 1 | 1 | 1 | 1 | 1 | 1 | 1 | 1 | 1 | 1 | 1 | 1 | 1 | 0 | 1 |  | 1 | 1 | 1 | 1 | 1 | 1 | 1 | 1 | 1 | 1
PG&E East Kern Study Area | Norco | 115 | 0 | 0 | 0 | 0 | 0 | 0 | 0 | 0 | 0 | 0 | 0 | 0 | 0 | 0 | 0 | 0 | 0 | 0 |  |  |  |  | 0 | 0 | 0 | 0 | [29 empty] | 0 | 0 | 0 | 0 | 0 | 0 | 0 | 0 | 0 | 0 | 1 | 1 | 1 | 1 | 1 | 1 | 1 | 1 | 1 | 1 | 1 | 1 | 1 | 1 | 1 | 0 | 0 | 0 | 0 | 0 | 0 | 0 | 0 | 0 | 0 | 0 | 1 | 1 | 1 | 1 | 1 | 1 | 1 | 1 | 1 | 1 | 1 | 1 | 1 | 1 | 1 | 0 | 0 | 0 | 0 | 0 | 0 | 0 | 0 | 0 | 0 | 0 | 1 | 1 | 1 | 1 | 1 | 1 | 1 | 1 | 1 | 1 | 1 | 1 | 1 | 1 | 1 | 0 | 1 |  | 1 | 1 | 1 | 1 | 1 | 1 | 1 | 1 | 1 | 1
SDG&E Study Area | North Gila | 500 | 0 | 0 | 0 | 0 | 0 | 0 | 0 | 0 | 0 | 0 | 0 | 0 | 0 | 0 | 0 | 0 | 0 | 0 |  |  |  |  | 0 | 0 | 0 | 0 | [29 empty] | 0 | 0 | 0 | 0 | 0 | 0 | 0 | 0 | 0 | 0 | 1 | 1 | 1 | 1 | 1 | 1 | 1 | 1 | 1 | 1 | 1 | 1 | 1 | 1 | 1 | 0 | 0 | 0 | 0 | 0 | 0 | 0 | 0 | 0 | 0 | 0 | 1 | 1 | 1 | 1 | 1 | 1 | 1 | 1 | 1 | 1 | 1 | 1 | 1 | 1 | 1 | 0 | 0 | 0 | 0 | 0 | 0 | 0 | 0 | 0 | 0 | 0 | 1 | 1 | 1 | 1 | 1 | 1 | 1 | 1 | 1 | 1 | 1 | 1 | 1 | 1 | 1 | 0 | 1 |  | 1 | 1 | 1 | 1 | 1 | 1 | 1 | 1 | 1 | 1
SDG&E Study Area | Ocotillo | 500 | 0 | 0 | 0 | 0 | 0 | 0 | 0 | 0 | 0 | 0 | 0 | 0 | 0 | 0 | 0 | 0 | 0 | 0 |  |  |  |  | 0 | 0 | 0 | 0 | [29 empty] | 0 | 0 | 0 | 0 | 0 | 0 | 0 | 0 | 0 | 0 | 1 | 1 | 1 | 1 | 1 | 1 | 1 | 1 | 1 | 1 | 1 | 1 | 1 | 1 | 1 | 0 | 0 | 0 | 0 | 400 | 0 | 0 | 0 | 0 | 0 | 0 | 1 | 1 | 1 | 1.5 | 1.5 | 1 | 1 | 1 | 1 | 1 | 1 | 1 | 1 | 1 | 1 | 1 | 0 | 0 | 105.8 | 400 | 0 | 0 | 0 | 0 | 313.9193 | 0 | 1 | 1 | 1 | 1 | 1 | 1 | 1 | 1 | 1 | 1 | 1 | 1 | 1 | 1 | 1 | 0 | 1 |  | 1 | 3+ | 3+ | 1 | 1 | 1 | 1 | 1 | 1 | 1
SDG&E Study Area | Old Town | 230 | 0 | 0 | 0 | 0 | 0 | 0 | 0 | 0 | 0 | 0 | 0 | 0 | 0 | 0 | 0 | 0 | 0 | 0 |  |  |  |  | 0 | 0 | 0 | 0 | [29 empty] | 0 | 0 | 0 | 0 | 0 | 0 | 0 | 0 | 0 | 0 | 1 | 1 | 1 | 1 | 1 | 1 | 1 | 1 | 1 | 1 | 1 | 1 | 1 | 1 | 1 | 0 | 0 | 0 | 0 | 0 | 0 | 0 | 0 | 0 | 25 | 0 | 1 | 1 | 1 | 1 | 1 | 1 | 1 | 1 | 1 | 1 | 1 | 1 | 1 | 1 | 1 | 0 | 0 | 0 | 0 | 0 | 0 | 0 | 0 | 0 | 25 | 0 | 1 | 1 | 1 | 1 | 1 | 1 | 1 | 1 | 1 | 1 | 1 | 1 | 1 | 1 | 1 | 0 | 1 |  | 1 | 1 | 1 | 1 | 1 | 1 | 1 | 1 | 1 | 1
SCE Metro Study Area | Olinda | 230 | 0 | 0 | 0 | 0 | 0 | 0 | 0 | 0 | 0 | 0 | 0 | 0 | 0 | 0 | 0 | 0 | 0 | 0 |  |  |  |  | 0 | 0 | 0 | 0 | [29 empty] | 0 | 0 | 0 | 0 | 0 | 0 | 0 | 0 | 0 | 0 | 1 | 1 | 1 | 1 | 1 | 1 | 1 | 1 | 1 | 1 | 1 | 1 | 1 | 1 | 1 | 0 | 0 | 0 | 0 | 0 | 0 | 0 | 0 | 0 | 0 | 0 | 1 | 1 | 1 | 1 | 1 | 1 | 1 | 1 | 1 | 1 | 1 | 1 | 1 | 1 | 1 | 0 | 0 | 0 | 0 | 0 | 0 | 0 | 0 | 0 | 0 | 0 | 1 | 1 | 1 | 1 | 1 | 1 | 1 | 1 | 1 | 1 | 1 | 1 | 1 | 1 | 1 | 0 | 1 |  | 1 | 1 | 1 | 1 | 1 | 1 | 1 | 1 | 1 | 1
PG&E East Kern Study Area | Olive | 115 | 0 | 0 | 0 | 0 | 0 | 0 | 0 | 0 | 0 | 40 | 0 | 20 | 0 | 1 | 0 | 0 | 0 | 0 |  |  |  |  | 0 | 40 | 0 | 20 | [29 empty] | 0 | 0 | 0 | 0 | 0 | 0 | 40 | 0 | 20 | 0 | 1 | 1 | 1 | 1 | 1 | 1 | 1 | 1 | 1 | 1 | 1 | 1 | 1 | 1 | 1 | 0 | 0 | 0 | 0 | 0 | 0 | 0 | 40 | 0 | 20 | 0 | 1 | 1 | 1 | 1 | 1 | 1 | 1 | 1 | 1 | 1 | 1 | 1 | 1 | 1 | 1 | 0 | 0 | 0 | 0 | 0 | 0 | 0 | 40 | 160 | 180 | 0 | 1 | 1 | 1 | 1 | 1 | 1 | 1 | 1 | 1 | 1 | 1 | 1 | 1 | 1 | 1 | 0 | 1 |  | 1 | 1 | 1 | 1 | 1 | 1 | 1 | 1 | 1 | 1
PG&E North of Greater Bay Study Area | Olivehurst | 115 | 0 | 0 | 0 | 0 | 0 | 0 | 0 | 0 | 0 | 0 | 0 | 0 | 0 | 0 | 0 | 0 | 0 | 0 |  |  |  |  | 0 | 0 | 0 | 0 | [29 empty] | 0 | 0 | 0 | 0 | 0 | 0 | 0 | 0 | 0 | 0 | 1 | 1 | 1 | 1 | 1 | 1 | 1 | 1 | 1 | 1 | 1 | 1 | 1 | 1 | 1 | 0 | 0 | 0 | 0 | 0 | 0 | 0 | 0 | 0 | 0 | 0 | 1 | 1 | 1 | 1 | 1 | 1 | 1 | 1 | 1 | 1 | 1 | 1 | 1 | 1 | 1 | 0 | 0 | 0 | 0 | 0 | 0 | 0 | 0 | 0 | 0 | 0 | 1 | 1 | 1 | 1 | 1 | 1 | 1 | 1 | 1 | 1 | 1 | 1 | 1 | 1 | 1 | 0 | 1 |  | 1 | 1 | 1 | 1 | 1 | 1 | 1 | 1 | 1 | 1
PG&E Fresno Study Area | Oro Loma | 115 | 0 | 0 | 0 | 0 | 0 | 0 | 0 | 0 | 0 | 0 | 0 | 0 | 0 | 0 | 0 | 0 | 0 | 0 |  |  |  |  | 0 | 0 | 0 | 0 | [29 empty] | 0 | 0 | 0 | 0 | 0 | 0 | 0 | 0 | 0 | 0 | 1 | 1 | 1 | 1 | 1 | 1 | 1 | 1 | 1 | 1 | 1 | 1 | 1 | 1 | 1 | 0 | 0 | 0 | 0 | 0 | 0 | 0 | 0 | 0 | 0 | 0 | 1 | 1 | 1 | 1 | 1 | 1 | 1 | 1 | 1 | 1 | 1 | 1 | 1 | 1 | 1 | 0 | 0 | 0 | 0 | 0 | 0 | 0 | 0 | 0 | 0 | 0 | 1 | 1 | 1 | 1 | 1 | 1 | 1 | 1 | 1 | 1 | 1 | 1 | 1 | 1 | 1 | 0 | 1 |  | 1 | 1 | 1 | 1 | 1 | 1 | 1 | 1 | 1 | 1
SDG&E Study Area | Otay Mesa | 230 | 0 | 0 | 0 | 0 | 0 | 0 | 0 | 0 | 0 | 0 | 0 | 75 | 0 | 1 | 0 | 0 | 0 | 0 |  |  |  |  | 0 | 0 | 0 | 75 | [29 empty] | 0 | 0 | 0 | 0 | 0 | 0 | 0 | 0 | 125 | 0 | 1 | 1 | 1 | 1 | 1 | 1 | 1 | 1 | 1 | 1 | 1 | 1 | 1 | 1 | 1 | 0 | 0 | 0 | 0 | 0 | 0 | 0 | 0 | 0 | 445.01 | 0 | 1 | 1 | 1 | 1 | 1 | 1 | 1 | 1 | 1 | 1 | 1 | 1 | 1 | 1.5 | 1 | 1 | 0 | 0 | 0 | 0 | 0 | 0 | 0 | 0 | 1795.01 | 0 | 1 | 1 | 1 | 1 | 1 | 1 | 1 | 1 | 1 | 1 | 1 | 1 | 1 | 2.5 | 1 | 1 | 1 |  | 1 | 1 | 1 | 1 | 1 | 1 | 1 | 1 | 1+ | 1
SCE Metro Study Area | Padua | 230 | 0 | 0 | 0 | 0 | 0 | 0 | 0 | 0 | 0 | 0 | 0 | 123.68 | 0 | 1 | 0 | 0 | 0 | 0 |  |  |  |  | 0 | 0 | 0 | 123.68 | [29 empty] | 0 | 0 | 0 | 0 | 0 | 0 | 0 | 0 | 0 | 0 | 1 | 1 | 1 | 1 | 1 | 1 | 1 | 1 | 1 | 1 | 1 | 1 | 1 | 1 | 1 | 0 | 0 | 0 | 0 | 0 | 0 | 0 | 0 | 0 | 0 | 0 | 1 | 1 | 1 | 1 | 1 | 1 | 1 | 1 | 1 | 1 | 1 | 1 | 1 | 1 | 1 | 0 | 0 | 0 | 0 | 0 | 0 | 0 | 0 | 0 | 220 | 0 | 1 | 1 | 1 | 1 | 1 | 1 | 1 | 1 | 1 | 1 | 1 | 1 | 1 | 1 | 1 | 0 | 1 |  | 1 | 1 | 1 | 1 | 1 | 1 | 1 | 1 | 1 | 1
East of Pisgah Study Area | Pahrump | 230 | 0 | 0 | 0 | 0 | 0 | 0 | 0 | 0 | 0 | 0 | 0 | 0 | 0 | 0 | 0 | 0 | 0 | 0 |  |  |  |  | 0 | 0 | 0 | 0 | [29 empty] | 0 | 0 | 0 | 0 | 0 | 0 | 0 | 0 | 0 | 0 | 1 | 1 | 1 | 1 | 1 | 1 | 1 | 1 | 1 | 1 | 1 | 1 | 1 | 1 | 1 | 0 | 0 | 0 | 0 | 0 | 0 | 0 | 0 | 0 | 0 | 0 | 1 | 1 | 1 | 1 | 1 | 1 | 1 | 1 | 1 | 1 | 1 | 1 | 1 | 1 | 1 | 0 | 0 | 0 | 0 | 0 | 0 | 0 | 0 | 0 | 0 | 0 | 1 | 1 | 1 | 1 | 1 | 1 | 1 | 1 | 1 | 1 | 1 | 1 | 1 | 1 | 1 | 0 | 1 |  | 1 | 1 | 1 | 1 | 1 | 1 | 1 | 1 | 1 | 1
East of Pisgah Study Area | Pahrump | 138 | 0 | 0 | 0 | 0 | 0 | 0 | 0 | 0 | 0 | 0 | 0 | 0 | 0 | 0 | 0 | 0 | 0 | 0 |  |  |  |  | 0 | 0 | 0 | 0 | [29 empty] | 0 | 0 | 0 | 0 | 0 | 0 | 0 | 0 | 0 | 0 | 1 | 1 | 1 | 1 | 1 | 1 | 1 | 1 | 1 | 1 | 1 | 1 | 1 | 1 | 1 | 0 | 0 | 0 | 0 | 0 | 0 | 0 | 0 | 0 | 0 | 0 | 1 | 1 | 1 | 1 | 1 | 1 | 1 | 1 | 1 | 1 | 1 | 1 | 1 | 1 | 1 | 0 | 0 | 0 | 0 | 0 | 0 | 0 | 0 | 0 | 0 | 0 | 1 | 1 | 1 | 1 | 1 | 1 | 1 | 1 | 1 | 1 | 1 | 1 | 1 | 1 | 1 | 0 | 1 |  | 1 | 1 | 1 | 1 | 1 | 1 | 1 | 1 | 1 | 1
PG&E North of Greater Bay Study Area | Palermo | 230 | 0 | 9.92 | 0 | 0 | 0 | 0 | 0 | 0 | 0 | 0 | 0 | 0 | 0 | 1 | 0 | 0 | 0 | 0 |  |  |  |  | 0 | 0 | 0 | 0 | [29 empty] | 0 | 0 | 0 | 0 | 0 | 0 | 0 | 0 | 0 | 0 | 1 | 3 | 1 | 1 | 1 | 1 | 1 | 1 | 1 | 1 | 1 | 1 | 1 | 1 | 1 | 1 | 0 | 0 | 0 | 0 | 0 | 0 | 0 | 0 | 0 | 0 | 1 | 3 | 1 | 1 | 1 | 1 | 1 | 1 | 1 | 1 | 1 | 1 | 1 | 1 | 1 | 1 | 0 | 0 | 0 | 0 | 0 | 0 | 0 | 0 | 200 | 0 | 1 | 3 | 1 | 1 | 1 | 1 | 1 | 1 | 1 | 1 | 1 | 1 | 1 | 1 | 1 | 1 | 1 |  | 1 | 1 | 1 | 1 | 1 | 1 | 1 | 1 | 1 | 1
SCE Eastern Study Area | Palo Verde | 500 | 0 | 0 | 0 | 0 | 2328 | 0 | 0 | 0 | 0 | 0 | 0 | 0 | 0 | 1 | 0 | 0 | 0 | 0 |  |  |  |  | 0 | 0 | 0 | 0 | [29 empty] | 0 | 0 | 0 | 0 | 0 | 0 | 0 | 0 | 0 | 0 | 1 | 1 | 1 | 1 | 1 | 3 | 1 | 1 | 1 | 1 | 1 | 1 | 1 | 1 | 1 | 1 | 0 | 0 | 0 | 0 | 0 | 0 | 0 | 0 | 0 | 0 | 1 | 1 | 1 | 1 | 1 | 3 | 1 | 1 | 1 | 1 | 1 | 1 | 1 | 1 | 1 | 1 | 0 | 0 | 0 | 0 | 0 | 0 | 0 | 0 | 0 | 0 | 1 | 1 | 1 | 1 | 1 | 3 | 1 | 1 | 1 | 1 | 1 | 1 | 1 | 1 | 1 | 1 | 1 |  | 1 | 1 | 1 | 1 | 1 | 1 | 1 | 1 | 1 | 1
SDG&E Study Area | Palomar | 230 | 0 | 0 | 0 | 0 | 0 | 0 | 0 | 0 | 0 | 0 | 0 | 0 | 0 | 0 | 0 | 0 | 0 | 0 |  |  |  |  | 0 | 0 | 0 | 0 | [29 empty] | 0 | 0 | 0 | 0 | 0 | 0 | 0 | 0 | 0 | 0 | 1 | 1 | 1 | 1 | 1 | 1 | 1 | 1 | 1 | 1 | 1 | 1 | 1 | 1 | 1 | 0 | 0 | 0 | 0 | 0 | 0 | 0 | 0 | 0 | 0 | 0 | 1 | 1 | 1 | 1 | 1 | 1 | 1 | 1 | 1 | 1 | 1 | 1 | 1 | 1 | 1 | 0 | 0 | 0 | 0 | 0 | 0 | 0 | 0 | 0 | 0 | 0 | 1 | 1 | 1 | 1 | 1 | 1 | 1 | 1 | 1 | 1 | 1 | 1 | 1 | 1 | 1 | 0 | 1 |  | 1 | 1 | 1 | 1 | 1 | 1 | 1 | 1 | 1 | 1
PG&E Fresno Study Area | Panoche | 115 | 0 | 0 | 0 | 0 | 0 | 0 | 0 | 0 | 0 | 0 | 0 | 0 | 0 | 0 | 0 | 0 | 0 | 0 |  |  |  |  | 0 | 0 | 0 | 0 | [29 empty] | 0 | 0 | 0 | 0 | 0 | 0 | 0 | 0 | 0 | 0 | 1 | 1 | 1 | 1 | 1 | 1 | 1 | 1 | 1 | 1 | 1 | 1 | 1 | 1 | 1 | 0 | 0 | 0 | 0 | 0 | 0 | 0 | 0 | 0 | 0 | 0 | 1 | 1 | 1 | 1 | 1 | 1 | 1 | 1 | 1 | 1 | 1 | 1 | 1 | 1 | 1 | 0 | 0 | 0 | 0 | 0 | 0 | 0 | 0 | 0 | 0 | 0 | 1 | 1 | 1 | 1 | 1 | 1 | 1 | 1 | 1 | 1 | 1 | 1 | 1 | 1 | 1 | 0 | 1 |  | 1 | 1 | 1 | 1 | 1 | 1 | 1 | 1 | 1 | 1
PG&E Fresno Study Area | Panoche | 230 | 0 | 0 | 0 | 0 | 0 | 0 | 0 | 0 | 0 | 50 | 150 | 80 | 0 | 1 | 0 | 0 | 0 | 0 |  |  |  |  | 0 | 0 | 0 | 0 | [29 empty] | 0 | 0 | 0 | 0 | 0 | 0 | 0 | 0 | 0 | 0 | 1 | 1 | 1 | 1 | 1 | 1 | 1 | 1 | 1 | 1 | 3 | 3 | 3 | 3 | 1 | 1 | 0 | 0 | 0 | 0 | 0 | 0 | 0 | 0 | 0 | 0 | 1 | 1 | 1 | 1 | 1 | 1 | 1 | 1 | 1 | 1 | 3 | 3 | 3 | 3 | 1 | 1 | 0 | 0 | 0 | 0 | 0 | 0 | 0 | 0 | 0 | 0 | 1 | 1 | 1 | 1 | 1 | 1 | 1 | 1 | 1 | 1 | 3 | 3 | 3 | 3 | 1 | 1 | 1 |  | 1 | 1 | 1 | 1 | 1 | 3 | 3 | 3 | 3 | 1
SCE Northern Area | Pardee | 230 | 0 | 0 | 0 | 0 | 0 | 0 | 0 | 0 | 0 | 0 | 0 | 95 | 0 | 1 | 0 | 0 | 0 | 0 |  |  |  |  | 0 | 0 | 0 | 95 | [29 empty] | 0 | 0 | 0 | 0 | 0 | 0 | 0 | 0 | 0 | 0 | 1 | 1 | 1 | 1 | 1 | 1 | 1 | 1 | 1 | 1 | 1 | 1 | 1 | 1 | 1 | 0 | 0 | 0 | 0 | 0 | 0 | 0 | 0 | 0 | 0 | 0 | 1 | 1 | 1 | 1 | 1 | 1 | 1 | 1 | 1 | 1 | 1 | 1 | 1 | 1 | 1 | 0 | 0 | 0 | 0 | 0 | 0 | 0 | 0 | 0 | 95 | 0 | 1 | 1 | 1 | 1 | 1 | 1 | 1 | 1 | 1 | 1 | 1 | 1 | 1 | 1 | 1 | 0 | 1 |  | 1 | 1 | 1 | 1 | 1 | 1 | 1 | 1 | 1 | 1
SCE Northern Area | Pastoria | 230 | 0 | 0 | 0 | 0 | 0 | 0 | 0 | 0 | 0 | 40 | 66.875 | 80 | 0 | 1 | 0 | 0 | 0 | 0 |  |  |  |  | 0 | 0 | 0 | 0 | [29 empty] | 0 | 0 | 0 | 0 | 0 | 0 | 105.2 | 0 | 80 | 0 | 1 | 1 | 1 | 1 | 1 | 1 | 1 | 1 | 1 | 1 | 1 | 3 | 1 | 1 | 1 | 1 | 0 | 0 | 0 | 0 | 0 | 0 | 105.2 | 0 | 80 | 0 | 1 | 1 | 1 | 1 | 1 | 1 | 1 | 1 | 1 | 1 | 1 | 3 | 1 | 1 | 1 | 1 | 0 | 0 | 0 | 0 | 0 | 0 | 105.2 | 0 | 80 | 0 | 1 | 1 | 1 | 1 | 1 | 1 | 1 | 1 | 1 | 1 | 1 | 3 | 1 | 1 | 1 | 1 | 1 |  | 1 | 1 | 1 | 1 | 1 | 1 | 1 | 1 | 1 | 1
PG&E North of Greater Bay Study Area | Peabody | 230 | 0 | 0 | 0 | 0 | 0 | 0 | 0 | 0 | 0 | 0 | 0 | 0 | 0 | 0 | 0 | 0 | 0 | 0 |  |  |  |  | 0 | 0 | 0 | 0 | [29 empty] | 0 | 0 | 0 | 0 | 0 | 0 | 0 | 0 | 0 | 0 | 1 | 1 | 1 | 1 | 1 | 1 | 1 | 1 | 1 | 1 | 1 | 1 | 1 | 1 | 1 | 0 | 0 | 0 | 0 | 0 | 0 | 0 | 0 | 0 | 0 | 0 | 1 | 1 | 1 | 1 | 1 | 1 | 1 | 1 | 1 | 1 | 1 | 1 | 1 | 1 | 1 | 0 | 0 | 0 | 0 | 0 | 0 | 0 | 0 | 0 | 0 | 0 | 1 | 1 | 1 | 1 | 1 | 1 | 1 | 1 | 1 | 1 | 1 | 1 | 1 | 1 | 1 | 0 | 1 |  | 1 | 1 | 1 | 1 | 1 | 1 | 1 | 1 | 1 | 1
PG&E North of Greater Bay Study Area | Pease | 115 | 0 | 2.85 | 0 | 0 | 0 | 0 | 0 | 0 | 0 | 0 | 0 | 0 | 0 | 1 | 0 | 0 | 0 | 0 |  |  |  |  | 0 | 0 | 0 | 0 | [29 empty] | 0 | 0 | 0 | 0 | 0 | 0 | 0 | 0 | 0 | 0 | 1 | 3 | 1 | 1 | 1 | 1 | 1 | 1 | 1 | 1 | 1 | 1 | 1 | 1 | 1 | 1 | 0 | 0 | 0 | 0 | 0 | 0 | 0 | 0 | 0 | 0 | 1 | 3 | 1 | 1 | 1 | 1 | 1 | 1 | 1 | 1 | 1 | 1 | 1 | 1 | 1 | 1 | 0 | 0 | 0 | 0 | 0 | 0 | 0 | 0 | 109.2 | 0 | 1 | 3 | 1 | 1 | 1 | 1 | 1 | 1 | 1 | 1 | 1 | 1 | 1 | 1 | 1 | 1 | 1 |  | 1 | 1 | 1 | 1 | 1 | 1 | 1 | 1 | 1 | 1
SDG&E Study Area | Penasquitos | 230 | 0 | 0 | 0 | 0 | 0 | 0 | 0 | 0 | 0 | 0 | 0 | 0 | 0 | 0 | 0 | 0 | 0 | 0 |  |  |  |  | 0 | 0 | 0 | 0 | [29 empty] | 0 | 0 | 0 | 0 | 0 | 0 | 0 | 0 | 0 | 0 | 1 | 1 | 1 | 1 | 1 | 1 | 1 | 1 | 1 | 1 | 1 | 1 | 1 | 1 | 1 | 0 | 0 | 0 | 0 | 0 | 0 | 0 | 0 | 0 | 0 | 0 | 1 | 1 | 1 | 1 | 1 | 1 | 1 | 1 | 1 | 1 | 1 | 1 | 1 | 1 | 1 | 0 | 0 | 0 | 0 | 0 | 0 | 0 | 0 | 0 | 0 | 0 | 1 | 1 | 1 | 1 | 1 | 1 | 1 | 1 | 1 | 1 | 1 | 1 | 1 | 1 | 1 | 0 | 1 |  | 1 | 1 | 1 | 1 | 1 | 1 | 1 | 1 | 1 | 1
SDG&E Study Area | Penasquitos | 138 | 0 | 0 | 0 | 0 | 0 | 0 | 0 | 0 | 0 | 0 | 0 | 0 | 0 | 0 | 0 | 0 | 0 | 0 |  |  |  |  | 0 | 0 | 0 | 0 | [29 empty] | 0 | 0 | 0 | 0 | 0 | 0 | 0 | 0 | 0 | 0 | 1 | 1 | 1 | 1 | 1 | 1 | 1 | 1 | 1 | 1 | 1 | 1 | 1 | 1 | 1 | 0 | 0 | 0 | 0 | 0 | 0 | 0 | 0 | 0 | 0 | 0 | 1 | 1 | 1 | 1 | 1 | 1 | 1 | 1 | 1 | 1 | 1 | 1 | 1 | 1 | 1 | 0 | 0 | 0 | 0 | 0 | 0 | 0 | 0 | 0 | 0 | 0 | 1 | 1 | 1 | 1 | 1 | 1 | 1 | 1 | 1 | 1 | 1 | 1 | 1 | 1 | 1 | 0 | 1 |  | 1 | 1 | 1 | 1 | 1 | 1 | 1 | 1 | 1 | 1
PG&E North of Greater Bay Study Area | Peoria | 115 | 0 | 0 | 0 | 0 | 0 | 0 | 0 | 0 | 0 | 0 | 0 | 0 | 0 | 0 | 0 | 0 | 0 | 0 |  |  |  |  | 0 | 0 | 0 | 0 | [29 empty] | 0 | 0 | 0 | 0 | 0 | 0 | 0 | 0 | 0 | 0 | 1 | 1 | 1 | 1 | 1 | 1 | 1 | 1 | 1 | 1 | 1 | 1 | 1 | 1 | 1 | 0 | 0 | 0 | 0 | 0 | 0 | 0 | 0 | 0 | 0 | 0 | 1 | 1 | 1 | 1 | 1 | 1 | 1 | 1 | 1 | 1 | 1 | 1 | 1 | 1 | 1 | 0 | 0 | 0 | 0 | 0 | 0 | 0 | 0 | 0 | 0 | 0 | 1 | 1 | 1 | 1 | 1 | 1 | 1 | 1 | 1 | 1 | 1 | 1 | 1 | 1 | 1 | 0 | 1 |  | 1 | 1 | 1 | 1 | 1 | 1 | 1 | 1 | 1 | 1
SCE North of Lugo (NOL) Study Area | Pisgah | 230 | 0 | 0 | 0 | 0 | 0 | 0 | 0 | 0 | 0 | 100 | 0 | 0 | 0 | 1 | 0 | 0 | 0 | 0 |  |  |  |  | 0 | 0 | 0 | 0 | [29 empty] | 0 | 0 | 0 | 0 | 0 | 0 | 0 | 0 | 0 | 0 | 1 | 1 | 1 | 1 | 1 | 1 | 1 | 1 | 1 | 1 | 3 | 1 | 3 | 1 | 1 | 1 | 0 | 0 | 0 | 0 | 0 | 0 | 0 | 0 | 0 | 0 | 1 | 1 | 1 | 1 | 1 | 1 | 1 | 1 | 1 | 1 | 3 | 1 | 3 | 1 | 1 | 1 | 0 | 0 | 150 | 0 | 0 | 0 | 0 | 300 | 300 | 0 | 1 | 1 | 1 | 1 | 1 | 1 | 1 | 1 | 1 | 1 | 3 | 1 | 1 | 1 | 1 | 1 | 1 |  | 1 | 1 | 1 | 1 | 1 | 3 | 1 | 1.75 | 1 | 1
PG&E North of Greater Bay Study Area | Pit 1 | 230 | 0 | 7 | 0 | 0 | 0 | 0 | 0 | 0 | 0 | 0 | 0 | 0 | 0 | 1 | 0 | 0 | 0 | 0 |  |  |  |  | 0 | 0 | 0 | 0 | [29 empty] | 0 | 0 | 0 | 0 | 0 | 0 | 0 | 0 | 0 | 0 | 1 | 3 | 1 | 1 | 1 | 1 | 1 | 1 | 1 | 1 | 1 | 1 | 1 | 1 | 1 | 1 | 0 | 0 | 0 | 0 | 0 | 0 | 0 | 0 | 0 | 0 | 1 | 3 | 1 | 1 | 1 | 1 | 1 | 1 | 1 | 1 | 1 | 1 | 1 | 1 | 1 | 1 | 0 | 0 | 0 | 0 | 0 | 0 | 0 | 0 | 0 | 0 | 1 | 3 | 1 | 1 | 1 | 1 | 1 | 1 | 1 | 1 | 1 | 1 | 1 | 1 | 1 | 1 | 1 |  | 1 | 1 | 1 | 1 | 1 | 1 | 1 | 1 | 1 | 1
PG&E North of Greater Bay Study Area | Pittsburg | 230 | 0 | 0 | 0 | 0 | 0 | 0 | 0 | 0 | 0 | 0 | 0 | 0 | 0 | 0 | 0 | 0 | 0 | 0 |  |  |  |  | 0 | 0 | 0 | 0 | [29 empty] | 0 | 0 | 0 | 0 | 0 | 0 | 0 | 0 | 20 | 0 | 1 | 1 | 1 | 1 | 1 | 1 | 1 | 1 | 1 | 1 | 1 | 1 | 1 | 1 | 1 | 0 | 0 | 0 | 0 | 0 | 0 | 0 | 0 | 0 | 20 | 0 | 1 | 1 | 1 | 1 | 1 | 1 | 1 | 1 | 1 | 1 | 1 | 1 | 1 | 1 | 1 | 0 | 0 | 0 | 0 | 0 | 0 | 0 | 0 | 0 | 1290 | 0 | 1 | 1 | 1 | 1 | 1 | 1 | 1 | 1 | 1 | 1 | 1 | 1 | 1 | 1.5 | 1 | 1 | 1 |  | 1 | 1 | 1 | 1 | 1 | 1 | 1 | 1 | 1 | 1
PG&E North of Greater Bay Study Area | Pittsburg PP | 230 | 0 | 0 | 0 | 0 | 0 | 0 | 0 | 0 | 0 | 0 | 0 | 0 | 0 | 0 | 0 | 0 | 0 | 0 |  |  |  |  | 0 | 0 | 0 | 0 | [29 empty] | 0 | 0 | 0 | 0 | 0 | 0 | 0 | 0 | 0 | 0 | 1 | 1 | 1 | 1 | 1 | 1 | 1 | 1 | 1 | 1 | 1 | 1 | 1 | 1 | 1 | 0 | 0 | 0 | 0 | 0 | 0 | 0 | 0 | 0 | 0 | 0 | 1 | 1 | 1 | 1 | 1 | 1 | 1 | 1 | 1 | 1 | 1 | 1 | 1 | 1 | 1 | 0 | 0 | 0 | 0 | 0 | 0 | 0 | 0 | 0 | 175 | 0 | 1 | 1 | 1 | 1 | 1 | 1 | 1 | 1 | 1 | 1 | 1 | 1 | 1 | 1 | 1 | 0 | 1 |  | 1 | 1 | 1 | 1 | 1 | 1 | 1 | 1 | 1 | 1
PG&E North of Greater Bay Study Area | Placerville | 115 | 0 | 3 | 0 | 0 | 0 | 0 | 0 | 0 | 0 | 0 | 0 | 0 | 0 | 1 | 0 | 0 | 0 | 0 |  |  |  |  | 0 | 0 | 0 | 0 | [29 empty] | 0 | 0 | 0 | 0 | 0 | 0 | 0 | 0 | 0 | 0 | 1 | 3 | 1 | 1 | 1 | 1 | 1 | 1 | 1 | 1 | 1 | 1 | 1 | 1 | 1 | 1 | 0 | 0 | 0 | 0 | 0 | 0 | 0 | 0 | 0 | 0 | 1 | 3 | 1 | 1 | 1 | 1 | 1 | 1 | 1 | 1 | 1 | 1 | 1 | 1 | 1 | 1 | 0 | 0 | 0 | 0 | 0 | 0 | 0 | 0 | 0 | 0 | 1 | 3 | 1 | 1 | 1 | 1 | 1 | 1 | 1 | 1 | 1 | 1 | 1 | 1 | 1 | 1 | 1 |  | 1 | 1 | 1 | 1 | 1 | 1 | 1 | 1 | 1 | 1
PG&E North of Greater Bay Study Area | Pleasant Grove | 115 | 0 | 0 | 0 | 0 | 0 | 0 | 0 | 0 | 0 | 0 | 0 | 0 | 0 | 0 | 0 | 0 | 0 | 0 |  |  |  |  | 0 | 0 | 0 | 0 | [29 empty] | 0 | 0 | 0 | 0 | 0 | 0 | 0 | 0 | 0 | 0 | 1 | 1 | 1 | 1 | 1 | 1 | 1 | 1 | 1 | 1 | 1 | 1 | 1 | 1 | 1 | 0 | 0 | 0 | 0 | 0 | 0 | 0 | 0 | 0 | 0 | 0 | 1 | 1 | 1 | 1 | 1 | 1 | 1 | 1 | 1 | 1 | 1 | 1 | 1 | 1 | 1 | 0 | 0 | 0 | 0 | 0 | 0 | 0 | 0 | 0 | 0 | 0 | 1 | 1 | 1 | 1 | 1 | 1 | 1 | 1 | 1 | 1 | 1 | 1 | 1 | 1 | 1 | 0 | 1 |  | 1 | 1 | 1 | 1 | 1 | 1 | 1 | 1 | 1 | 1
PG&E East Kern Study Area | Poso Mountain | 115 | 0 | 0 | 0 | 0 | 0 | 0 | 0 | 0 | 0 | 0 | 0 | 0 | 0 | 0 | 0 | 0 | 0 | 0 |  |  |  |  | 0 | 0 | 0 | 0 | [29 empty] | 0 | 0 | 0 | 0 | 0 | 0 | 0 | 0 | 0 | 0 | 1 | 1 | 1 | 1 | 1 | 1 | 1 | 1 | 1 | 1 | 1 | 1 | 1 | 1 | 1 | 0 | 0 | 0 | 0 | 0 | 0 | 0 | 0 | 0 | 0 | 0 | 1 | 1 | 1 | 1 | 1 | 1 | 1 | 1 | 1 | 1 | 1 | 1 | 1 | 1 | 1 | 0 | 0 | 0 | 0 | 0 | 0 | 0 | 0 | 0 | 0 | 0 | 1 | 1 | 1 | 1 | 1 | 1 | 1 | 1 | 1 | 1 | 1 | 1 | 1 | 1 | 1 | 0 | 1 |  | 1 | 1 | 1 | 1 | 1 | 1 | 1 | 1 | 1 | 1
East of Pisgah Study Area | Primm | 230 | 0 | 0 | 0 | 0 | 0 | 0 | 0 | 0 | 0 | 0 | 0 | 0 | 0 | 0 | 0 | 0 | 0 | 0 |  |  |  |  | 0 | 0 | 0 | 0 | [29 empty] | 0 | 0 | 0 | 0 | 0 | 0 | 0 | 0 | 0 | 0 | 1 | 1 | 1 | 1 | 1 | 1 | 1 | 1 | 1 | 1 | 1 | 1 | 1 | 1 | 1 | 0 | 0 | 0 | 0 | 0 | 0 | 0 | 0 | 0 | 0 | 0 | 1 | 1 | 1 | 1 | 1 | 1 | 1 | 1 | 1 | 1 | 1 | 1 | 1 | 1 | 1 | 0 | 0 | 0 | 0 | 0 | 0 | 0 | 0 | 0 | 0 | 0 | 1 | 1 | 1 | 1 | 1 | 1 | 1 | 1 | 1 | 1 | 1 | 1 | 1 | 1 | 1 | 0 | 1 |  | 1 | 1 | 1 | 1 | 1 | 1 | 1 | 1 | 1 | 1
PG&E Fresno Study Area | Pumpjack | 115 | 0 | 0 | 0 | 0 | 0 | 0 | 0 | 0 | 0 | 0 | 0 | 0 | 0 | 0 | 0 | 0 | 0 | 0 |  |  |  |  | 0 | 0 | 0 | 0 | [29 empty] | 0 | 0 | 0 | 0 | 0 | 0 | 0 | 0 | 0 | 0 | 1 | 1 | 1 | 1 | 1 | 1 | 1 | 1 | 1 | 1 | 1 | 1 | 1 | 1 | 1 | 0 | 0 | 0 | 0 | 0 | 0 | 0 | 0 | 0 | 0 | 0 | 1 | 1 | 1 | 1 | 1 | 1 | 1 | 1 | 1 | 1 | 1 | 1 | 1 | 1 | 1 | 0 | 0 | 0 | 0 | 0 | 0 | 0 | 0 | 0 | 0 | 0 | 1 | 1 | 1 | 1 | 1 | 1 | 1 | 1 | 1 | 1 | 1 | 1 | 1 | 1 | 1 | 0 | 1 |  | 1 | 1 | 1 | 1 | 1 | 1 | 1 | 1 | 1 | 1
PG&E North of Greater Bay Study Area | Putah Creek | 115 | 0 | 0 | 0 | 0 | 0 | 0 | 0 | 0 | 0 | 0 | 0 | 0 | 0 | 0 | 0 | 0 | 0 | 0 |  |  |  |  | 0 | 0 | 0 | 0 | [29 empty] | 0 | 0 | 0 | 0 | 0 | 0 | 0 | 0 | 0 | 0 | 1 | 1 | 1 | 1 | 1 | 1 | 1 | 1 | 1 | 1 | 1 | 1 | 1 | 1 | 1 | 0 | 0 | 0 | 0 | 0 | 0 | 0 | 0 | 0 | 0 | 0 | 1 | 1 | 1 | 1 | 1 | 1 | 1 | 1 | 1 | 1 | 1 | 1 | 1 | 1 | 1 | 0 | 0 | 0 | 0 | 0 | 0 | 0 | 0 | 0 | 0 | 0 | 1 | 1 | 1 | 1 | 1 | 1 | 1 | 1 | 1 | 1 | 1 | 1 | 1 | 1 | 1 | 0 | 1 |  | 1 | 1 | 1 | 1 | 1 | 1 | 1 | 1 | 1 | 1
PG&E North of Greater Bay Study Area | Quinto | 230 | 0 | 0 | 0 | 0 | 0 | 0 | 0 | 0 | 0 | 0 | 0 | 0 | 0 | 0 | 0 | 0 | 0 | 0 |  |  |  |  | 0 | 0 | 0 | 0 | [29 empty] | 0 | 0 | 0 | 0 | 0 | 0 | 0 | 0 | 0 | 0 | 1 | 1 | 1 | 1 | 1 | 1 | 1 | 1 | 1 | 1 | 1 | 1 | 1 | 1 | 1 | 0 | 0 | 0 | 0 | 0 | 0 | 0 | 0 | 0 | 0 | 0 | 1 | 1 | 1 | 1 | 1 | 1 | 1 | 1 | 1 | 1 | 1 | 1 | 1 | 1 | 1 | 0 | 0 | 0 | 150 | 0 | 0 | 0 | 0 | 0 | 0 | 0 | 1 | 1 | 1 | 1 | 1 | 1 | 1 | 1 | 1 | 1 | 1 | 1 | 1 | 1 | 1 | 0 | 1 |  | 1 | 1 | 1 | 1 | 1 | 1 | 1 | 1 | 1 | 1
SCE Metro Study Area | Rancho Vista | 500 | 0 | 0 | 0 | 0 | 0 | 0 | 0 | 0 | 0 | 0 | 0 | 0 | 0 | 0 | 0 | 0 | 0 | 0 |  |  |  |  | 0 | 0 | 0 | 0 | [29 empty] | 0 | 0 | 0 | 0 | 0 | 0 | 0 | 0 | 0 | 0 | 1 | 1 | 1 | 1 | 1 | 1 | 1 | 1 | 1 | 1 | 1 | 1 | 1 | 1 | 1 | 0 | 0 | 0 | 0 | 0 | 0 | 0 | 0 | 0 | 0 | 0 | 1 | 1 | 1 | 1 | 1 | 1 | 1 | 1 | 1 | 1 | 1 | 1 | 1 | 1 | 1 | 0 | 0 | 0 | 0 | 0 | 0 | 0 | 0 | 0 | 0 | 0 | 1 | 1 | 1 | 1 | 1 | 1 | 1 | 1 | 1 | 1 | 1 | 1 | 1 | 1 | 1 | 0 | 1 |  | 1 | 1 | 1 | 1 | 1 | 1 | 1 | 1 | 1 | 1
SCE Metro Study Area | Rancho Vista | 230 | 0 | 0 | 0 | 0 | 0 | 0 | 0 | 0 | 0 | 0 | 0 | 0 | 0 | 0 | 0 | 0 | 0 | 0 |  |  |  |  | 0 | 0 | 0 | 0 | [29 empty] | 0 | 0 | 0 | 0 | 0 | 0 | 0 | 0 | 0 | 0 | 1 | 1 | 1 | 1 | 1 | 1 | 1 | 1 | 1 | 1 | 1 | 1 | 1 | 1 | 1 | 0 | 0 | 0 | 0 | 0 | 0 | 0 | 0 | 0 | 0 | 0 | 1 | 1 | 1 | 1 | 1 | 1 | 1 | 1 | 1 | 1 | 1 | 1 | 1 | 1 | 1 | 0 | 0 | 0 | 0 | 0 | 0 | 0 | 0 | 0 | 0 | 0 | 1 | 1 | 1 | 1 | 1 | 1 | 1 | 1 | 1 | 1 | 1 | 1 | 1 | 1 | 1 | 0 | 1 |  | 1 | 1 | 1 | 1 | 1 | 1 | 1 | 1 | 1 | 1
SCE North of Lugo (NOL) Study Area | Ransburg | 115 | 0 | 0 | 0 | 0 | 0 | 0 | 0 | 0 | 0 | 0 | 0 | 0 | 0 | 0 | 0 | 0 | 0 | 0 |  |  |  |  | 0 | 0 | 0 | 0 | [29 empty] | 0 | 0 | 0 | 0 | 0 | 0 | 0 | 0 | 0 | 0 | 1 | 1 | 1 | 1 | 1 | 1 | 1 | 1 | 1 | 1 | 1 | 1 | 1 | 1 | 1 | 0 | 0 | 0 | 0 | 0 | 0 | 0 | 0 | 0 | 0 | 0 | 1 | 1 | 1 | 1 | 1 | 1 | 1 | 1 | 1 | 1 | 1 | 1 | 1 | 1 | 1 | 0 | 0 | 0 | 0 | 0 | 0 | 0 | 0 | 0 | 0 | 0 | 1 | 1 | 1 | 1 | 1 | 1 | 1 | 1 | 1 | 1 | 1 | 1 | 1 | 1 | 1 | 0 | 1 |  | 1 | 1 | 1 | 1 | 1 | 1 | 1 | 1 | 1 | 1
SCE Northern Area | Rector | 230 | 0 | 0 | 0 | 0 | 0 | 0 | 0 | 0 | 3 | 100 | 100 | 0 | 0 | 1 | 0 | 0 | 0 | 0 |  |  |  |  | 3 | 0 | 0 | 0 | [29 empty] | 0 | 0 | 0 | 0 | 0 | 0 | 0 | 0 | 0 | 0 | 1 | 1 | 1 | 1 | 1 | 1 | 1 | 1 | 1 | 1 | 3 | 3 | 3 | 1 | 1 | 1 | 0 | 0 | 0 | 0 | 0 | 0 | 0 | 0 | 0 | 0 | 1 | 1 | 1 | 1 | 1 | 1 | 1 | 1 | 1 | 1 | 3 | 3 | 3 | 1 | 1 | 1 | 0 | 0 | 0 | 0 | 0 | 0 | 50 | 280 | 845 | 0 | 1 | 1 | 1 | 1 | 1 | 1 | 1 | 1 | 1 | 1 | 2 | 1 | 1 | 1.5 | 1 | 1 | 1 |  | 1 | 1 | 1 | 1 | 1 | 2.75 | 1.75 | 1.75 | 1 | 1
SCE Eastern Study Area | Redbluff | 500 | 0 | 0 | 0 | 0 | 0 | 0 | 0 | 0 | 0 | 0 | 900 | 500 | 524 | 1 | 0 | 0 | 0 | 0 |  |  |  |  | 0 | 0 | 500 | 500 | [29 empty] | 0 | 0 | 0 | 0 | 0 | 0 | 0 | 500 | 500 | 0 | 1 | 1 | 1 | 1 | 1 | 1 | 1 | 1 | 1 | 1 | 1 | 3 | 3 | 1 | 3 | 1 | 0 | 0 | 0 | 0 | 0 | 0 | 0 | 900 | 700 | 1400 | 1 | 1 | 1 | 1 | 1 | 1 | 1 | 1 | 1 | 1 | 1 | 1 | 1 | 1.5 | 2.5 | 1 | 0 | 0 | 0 | 0 | 0 | 0 | 0 | 1550 | 2750 | 2800 | 1 | 1 | 1 | 1 | 1 | 1 | 1 | 1 | 1 | 1 | 1 | 1 | 1 | 2.5 | 2.5 | 1 | 1 |  | 1 | 1 | 1 | 1 | 1 | 1 | 1 | 1 | 1+ | 2+
SCE Eastern Study Area | Redbluff | 230 | 0 | 0 | 0 | 0 | 0 | 0 | 0 | 0 | 0 | 118 | 954 | 930.0036 | 0 | 1 | 0 | 0 | 0 | 0 |  |  |  |  | 0 | 0 | 463 | 866 | [29 empty] | 0 | 0 | 0 | 0 | 0 | 0 | 612.7547 | 92.2453 | 959 | 0 | 1 | 1 | 1 | 1 | 1 | 1 | 1 | 1 | 1 | 1 | 1.5 | 3 | 3 | 1 | 1 | 1 | 0 | 0 | 0 | 0 | 0 | 0 | 729.7547 | 92.2453 | 1024.6789 | 0 | 1 | 1 | 1 | 1 | 1 | 1 | 1 | 1 | 1 | 1 | 2.5 | 3 | 3 | 1 | 1 | 1 | 0 | 0 | 0 | 0 | 0 | 0 | 729.7547 | 342.2453 | 1774.6789 | 0 | 1 | 1 | 1 | 1 | 1 | 1 | 1 | 1 | 1 | 1 | 1 | 3 | 1 | 1.5 | 1 | 1 | 1 |  | 1 | 1 | 1 | 1 | 1 | 2+ | 3 | 1.75 | 2+ | 1
SCE Metro Study Area | Redondo | 230 | 0 | 0 | 0 | 0 | 0 | 0 | 0 | 0 | 0 | 0 | 0 | 0 | 0 | 0 | 0 | 0 | 0 | 0 |  |  |  |  | 0 | 0 | 0 | 0 | [29 empty] | 0 | 0 | 0 | 0 | 0 | 0 | 0 | 0 | 0 | 0 | 1 | 1 | 1 | 1 | 1 | 1 | 1 | 1 | 1 | 1 | 1 | 1 | 1 | 1 | 1 | 0 | 0 | 0 | 0 | 0 | 0 | 0 | 0 | 0 | 0 | 0 | 1 | 1 | 1 | 1 | 1 | 1 | 1 | 1 | 1 | 1 | 1 | 1 | 1 | 1 | 1 | 0 | 0 | 0 | 0 | 0 | 0 | 0 | 0 | 0 | 0 | 0 | 1 | 1 | 1 | 1 | 1 | 1 | 1 | 1 | 1 | 1 | 1 | 1 | 1 | 1 | 1 | 0 | 1 |  | 1 | 1 | 1 | 1 | 1 | 1 | 1 | 1 | 1 | 1
PG&E Fresno Study Area | Reedley | 115 | 0 | 0 | 0 | 0 | 0 | 0 | 0 | 0 | 0 | 0 | 0 | 0 | 0 | 0 | 0 | 0 | 0 | 0 |  |  |  |  | 0 | 0 | 0 | 0 | [29 empty] | 0 | 0 | 0 | 0 | 0 | 0 | 0 | 0 | 0 | 0 | 1 | 1 | 1 | 1 | 1 | 1 | 1 | 1 | 1 | 1 | 1 | 1 | 1 | 1 | 1 | 0 | 0 | 0 | 0 | 0 | 0 | 0 | 0 | 0 | 0 | 0 | 1 | 1 | 1 | 1 | 1 | 1 | 1 | 1 | 1 | 1 | 1 | 1 | 1 | 1 | 1 | 0 | 0 | 0 | 0 | 0 | 0 | 0 | 0 | 0 | 0 | 0 | 1 | 1 | 1 | 1 | 1 | 1 | 1 | 1 | 1 | 1 | 1 | 1 | 1 | 1 | 1 | 0 | 1 |  | 1 | 1 | 1 | 1 | 1 | 1 | 1 | 1 | 1 | 1
PG&E Fresno Study Area | Regulus | 115 | 0 | 0 | 0 | 0 | 0 | 0 | 0 | 0 | 0 | 0 | 0 | 0 | 0 | 0 | 0 | 0 | 0 | 0 |  |  |  |  | 0 | 0 | 0 | 0 | [29 empty] | 0 | 0 | 0 | 0 | 0 | 0 | 0 | 0 | 0 | 0 | 1 | 1 | 1 | 1 | 1 | 1 | 1 | 1 | 1 | 1 | 1 | 1 | 1 | 1 | 1 | 0 | 0 | 0 | 0 | 0 | 0 | 0 | 0 | 0 | 0 | 0 | 1 | 1 | 1 | 1 | 1 | 1 | 1 | 1 | 1 | 1 | 1 | 1 | 1 | 1 | 1 | 0 | 0 | 0 | 0 | 0 | 0 | 0 | 0 | 0 | 0 | 0 | 1 | 1 | 1 | 1 | 1 | 1 | 1 | 1 | 1 | 1 | 1 | 1 | 1 | 1 | 1 | 0 | 1 |  | 1 | 1 | 1 | 1 | 1 | 1 | 1 | 1 | 1 | 1
PG&E East Kern Study Area | Renfro | 115 | 0 | 0 | 0 | 0 | 0 | 0 | 0 | 0 | 0 | 0 | 0 | 0 | 0 | 0 | 0 | 0 | 0 | 0 |  |  |  |  | 0 | 0 | 0 | 0 | [29 empty] | 0 | 0 | 0 | 0 | 0 | 0 | 0 | 0 | 0 | 0 | 1 | 1 | 1 | 1 | 1 | 1 | 1 | 1 | 1 | 1 | 1 | 1 | 1 | 1 | 1 | 0 | 0 | 0 | 0 | 0 | 0 | 0 | 0 | 0 | 0 | 0 | 1 | 1 | 1 | 1 | 1 | 1 | 1 | 1 | 1 | 1 | 1 | 1 | 1 | 1 | 1 | 0 | 0 | 0 | 0 | 0 | 0 | 0 | 0 | 0 | 0 | 0 | 1 | 1 | 1 | 1 | 1 | 1 | 1 | 1 | 1 | 1 | 1 | 1 | 1 | 1 | 1 | 0 | 1 |  | 1 | 1 | 1 | 1 | 1 | 1 | 1 | 1 | 1 | 1
East of Pisgah Study Area | Rest of VEA 138 kV System | 138 | 0 | 0 | 0 | 0 | 0 | 0 | 0 | 0 | 0 | 0 | 0 | 0 | 0 | 0 | 0 | 0 | 0 | 0 |  |  |  |  | 0 | 0 | 0 | 0 | [29 empty] | 0 | 0 | 0 | 0 | 0 | 0 | 0 | 0 | 0 | 0 | 1 | 1 | 1 | 1 | 1 | 1 | 1 | 1 | 1 | 1 | 1 | 1 | 1 | 1 | 1 | 0 | 0 | 0 | 0 | 0 | 0 | 0 | 0 | 0 | 0 | 0 | 1 | 1 | 1 | 1 | 1 | 1 | 1 | 1 | 1 | 1 | 1 | 1 | 1 | 1 | 1 | 0 | 0 | 0 | 0 | 0 | 0 | 0 | 0 | 0 | 0 | 0 | 1 | 1 | 1 | 1 | 1 | 1 | 1 | 1 | 1 | 1 | 1 | 1 | 1 | 1 | 1 | 0 | 1 |  | 1 | 1 | 1 | 1 | 1 | 1 | 1 | 1 | 1 | 1
PG&E North of Greater Bay Study Area | Richmond | 115 | 0 | 0 | 0 | 0 | 0 | 0 | 0 | 0 | 0 | 0 | 0 | 55 | 0 | 1 | 0 | 0 | 0 | 0 |  |  |  |  | 0 | 0 | 0 | 55 | [29 empty] | 0 | 0 | 0 | 0 | 0 | 0 | 0 | 0 | 0 | 0 | 1 | 1 | 1 | 1 | 1 | 1 | 1 | 1 | 1 | 1 | 1 | 1 | 1 | 1 | 1 | 0 | 0 | 0 | 0 | 0 | 0 | 0 | 0 | 0 | 55 | 0 | 1 | 1 | 1 | 1 | 1 | 1 | 1 | 1 | 1 | 1 | 1 | 1 | 1 | 1 | 1 | 0 | 0 | 0 | 0 | 0 | 0 | 0 | 0 | 0 | 330 | 0 | 1 | 1 | 1 | 1 | 1 | 1 | 1 | 1 | 1 | 1 | 1 | 1 | 1 | 1 | 1 | 0 | 1 |  | 1 | 1 | 1 | 1 | 1 | 1 | 1 | 1 | 1 | 1
PG&E East Kern Study Area | Rio Bravo | 115 | 0 | 0 | 0 | 0 | 0 | 0 | 0 | 0 | 0 | 0 | 0 | 0 | 0 | 0 | 0 | 0 | 0 | 0 |  |  |  |  | 0 | 0 | 0 | 0 | [29 empty] | 0 | 0 | 0 | 0 | 0 | 0 | 0 | 0 | 0 | 0 | 1 | 1 | 1 | 1 | 1 | 1 | 1 | 1 | 1 | 1 | 1 | 1 | 1 | 1 | 1 | 0 | 0 | 0 | 0 | 0 | 0 | 0 | 0 | 55 | 55 | 0 | 1 | 1 | 1 | 1 | 1 | 1 | 1 | 1 | 1 | 1 | 1 | 1 | 1 | 1 | 1 | 0 | 0 | 0 | 0 | 0 | 0 | 0 | 0 | 155 | 155 | 0 | 1 | 1 | 1 | 1 | 1 | 1 | 1 | 1 | 1 | 1 | 1 | 1 | 1 | 1 | 1 | 0 | 1 |  | 1 | 1 | 1 | 1 | 1 | 1 | 2+ | 2+ | 1 | 1
SCE Metro Study Area | Rio Hondo | 230 | 0 | 0 | 0 | 0 | 0 | 0 | 0 | 0 | 0 | 0 | 0 | 0 | 0 | 0 | 0 | 0 | 0 | 0 |  |  |  |  | 0 | 0 | 0 | 0 | [29 empty] | 0 | 0 | 0 | 0 | 0 | 0 | 0 | 0 | 0 | 0 | 1 | 1 | 1 | 1 | 1 | 1 | 1 | 1 | 1 | 1 | 1 | 1 | 1 | 1 | 1 | 0 | 0 | 0 | 0 | 0 | 0 | 0 | 0 | 0 | 0 | 0 | 1 | 1 | 1 | 1 | 1 | 1 | 1 | 1 | 1 | 1 | 1 | 1 | 1 | 1 | 1 | 0 | 0 | 0 | 0 | 0 | 0 | 0 | 0 | 0 | 1100 | 0 | 1 | 1 | 1 | 1 | 1 | 1 | 1 | 1 | 1 | 1 | 1 | 1 | 1 | 1.5 | 1 | 1 | 1 |  | 1 | 1 | 1 | 1 | 1 | 1 | 1 | 1 | 1 | 1
PG&E North of Greater Bay Study Area | Rio Oso | 230 | 0 | 0 | 0 | 0 | 0 | 0 | 0 | 0 | 0 | 0 | 0 | 0 | 0 | 0 | 0 | 0 | 0 | 0 |  |  |  |  | 0 | 0 | 0 | 0 | [29 empty] | 0 | 0 | 0 | 0 | 0 | 0 | 0 | 0 | 0 | 0 | 1 | 1 | 1 | 1 | 1 | 1 | 1 | 1 | 1 | 1 | 1 | 1 | 1 | 1 | 1 | 0 | 0 | 0 | 0 | 0 | 0 | 0 | 0 | 0 | 101.2 | 0 | 1 | 1 | 1 | 1 | 1 | 1 | 1 | 1 | 1 | 1 | 1 | 1 | 1 | 1 | 1 | 0 | 0 | 0 | 0 | 0 | 0 | 0 | 165.3 | 100 | 491.504 | 0 | 1 | 1 | 1 | 1 | 1 | 1 | 1 | 1 | 1 | 1 | 1 | 1 | 1 | 1 | 1 | 0 | 1 |  | 1 | 1 | 1 | 1 | 1 | 1 | 1 | 1 | 1 | 1
PG&E North of Greater Bay Study Area | Ripon | 115 | 0 | 0 | 0 | 0 | 0 | 0 | 0 | 0 | 0 | 0 | 0 | 0 | 0 | 0 | 0 | 0 | 0 | 0 |  |  |  |  | 0 | 0 | 0 | 0 | [29 empty] | 0 | 0 | 0 | 0 | 0 | 0 | 0 | 0 | 99 | 0 | 1 | 1 | 1 | 1 | 1 | 1 | 1 | 1 | 1 | 1 | 1 | 1 | 1 | 1 | 1 | 0 | 0 | 0 | 0 | 0 | 0 | 0 | 0 | 0 | 99 | 0 | 1 | 1 | 1 | 1 | 1 | 1 | 1 | 1 | 1 | 1 | 1 | 1 | 1 | 1 | 1 | 0 | 0 | 0 | 0 | 0 | 0 | 0 | 0 | 0 | 99 | 0 | 1 | 1 | 1 | 1 | 1 | 1 | 1 | 1 | 1 | 1 | 1 | 1 | 1 | 1 | 1 | 0 | 1 |  | 1 | 1 | 1 | 1 | 1 | 1 | 1 | 1 | 2+ | 1
PG&E North of Greater Bay Study Area | Riverbank | 115 | 0 | 0 | 0 | 0 | 0 | 0 | 0 | 0 | 0 | 0 | 0 | 0 | 0 | 0 | 0 | 0 | 0 | 0 |  |  |  |  | 0 | 0 | 0 | 0 | [29 empty] | 0 | 0 | 0 | 0 | 0 | 0 | 0 | 0 | 0 | 0 | 1 | 1 | 1 | 1 | 1 | 1 | 1 | 1 | 1 | 1 | 1 | 1 | 1 | 1 | 1 | 0 | 0 | 0 | 0 | 0 | 0 | 0 | 0 | 0 | 0 | 0 | 1 | 1 | 1 | 1 | 1 | 1 | 1 | 1 | 1 | 1 | 1 | 1 | 1 | 1 | 1 | 0 | 0 | 0 | 0 | 0 | 0 | 0 | 0 | 0 | 0 | 0 | 1 | 1 | 1 | 1 | 1 | 1 | 1 | 1 | 1 | 1 | 1 | 1 | 1 | 1 | 1 | 0 | 1 |  | 1 | 1 | 1 | 1 | 1 | 1 | 1 | 1 | 1 | 1
SCE North of Lugo (NOL) Study Area | Roadway | 115 | 0 | 2.7 | 0 | 0 | 0 | 0 | 0 | 0 | 3 | 50 | 150 | 149.94 | 0 | 1 | 0 | 2.7 | 0 | 0 |  |  |  |  | 3 | 0 | 150 | 100 | [29 empty] | 0 | 0 | 0 | 0 | 0 | 0 | 100 | 100 | 149.9 | 0 | 1 | 1 | 1 | 1 | 1 | 1 | 1 | 1 | 1 | 1 | 1 | 1 | 1 | 1 | 1 | 0 | 0 | 0 | 0 | 0 | 0 | 0 | 100 | 100 | 149.9 | 0 | 1 | 1 | 1 | 1 | 1 | 1 | 1 | 1 | 1 | 1 | 1 | 1 | 1 | 1 | 1 | 0 | 0 | 0 | 0 | 0 | 0 | 0 | 100 | 100 | 149.9 | 0 | 1 | 1 | 1 | 1 | 1 | 1 | 1 | 1 | 1 | 1 | 1 | 1 | 1 | 1 | 1 | 0 | 1 |  | 1 | 1 | 1 | 1 | 1 | 2+ | 1 | 1 | 1 | 1
PG&E East Kern Study Area | Rosedale | 115 | 0 | 0 | 0 | 0 | 0 | 0 | 0 | 0 | 0 | 0 | 0 | 0 | 0 | 0 | 0 | 0 | 0 | 0 |  |  |  |  | 0 | 0 | 0 | 0 | [29 empty] | 0 | 0 | 0 | 0 | 0 | 0 | 0 | 0 | 0 | 0 | 1 | 1 | 1 | 1 | 1 | 1 | 1 | 1 | 1 | 1 | 1 | 1 | 1 | 1 | 1 | 0 | 0 | 0 | 0 | 0 | 0 | 0 | 0 | 0 | 0 | 0 | 1 | 1 | 1 | 1 | 1 | 1 | 1 | 1 | 1 | 1 | 1 | 1 | 1 | 1 | 1 | 0 | 0 | 0 | 0 | 0 | 0 | 0 | 0 | 0 | 0 | 0 | 1 | 1 | 1 | 1 | 1 | 1 | 1 | 1 | 1 | 1 | 1 | 1 | 1 | 1 | 1 | 0 | 1 |  | 1 | 1 | 1 | 1 | 1 | 1 | 1 | 1 | 1 | 1
PG&E North of Greater Bay Study Area | Round Mountain | 230 | 0 | 14.5 | 200 | 10.5 | 0 | 0 | 0 | 0 | 0 | 0 | 0 | 0 | 0 | 1 | 0 | 0 | 0 | 0 |  |  |  |  | 0 | 0 | 0 | 0 | [29 empty] | 0 | 0 | 200 | 0 | 0 | 0 | 0 | 0 | 0 | 0 | 1 | 3 | 1 | 3 | 1 | 1 | 1 | 1 | 1 | 1 | 1 | 1 | 1 | 1 | 1 | 1 | 0 | 0 | 200 | 0 | 0 | 0 | 0 | 0 | 299.99 | 0 | 1 | 3 | 1 | 3 | 1 | 1 | 1 | 1 | 1 | 1 | 1 | 1 | 1 | 1.5 | 1 | 1 | 0 | 0 | 200 | 0 | 0 | 0 | 0 | 0 | 299.99 | 0 | 1 | 3 | 1 | 3 | 2 | 1 | 1 | 1 | 1 | 1 | 1 | 1 | 1 | 1 | 1 | 1 | 1 |  | 1 | 1 | 1 | 1 | 1 | 1 | 1 | 1 | 1+ | 1
PG&E North of Greater Bay Study Area | Round Mountain | 500 | 0 | 0 | 0 | 0 | 0 | 0 | 0 | 0 | 0 | 0 | 0 | 0 | 0 | 0 | 0 | 0 | 0 | 0 |  |  |  |  | 0 | 0 | 0 | 0 | [29 empty] | 0 | 0 | 0 | 0 | 0 | 0 | 0 | 0 | 0 | 0 | 1 | 1 | 1 | 1 | 1 | 1 | 1 | 1 | 1 | 1 | 1 | 1 | 1 | 1 | 1 | 0 | 0 | 0 | 0 | 0 | 0 | 0 | 0 | 0 | 0 | 0 | 1 | 1 | 1 | 1 | 1 | 1 | 1 | 1 | 1 | 1 | 1 | 1 | 1 | 1 | 1 | 0 | 0 | 0 | 0 | 0 | 0 | 0 | 0 | 0 | 0 | 0 | 1 | 1 | 1 | 1 | 1 | 1 | 1 | 1 | 1 | 1 | 1 | 1 | 1 | 1 | 1 | 0 | 1 |  | 1 | 1 | 1 | 1 | 1 | 1 | 1 | 1 | 1 | 1
PG&E Fresno Study Area | S0478 | 115 | 0 | 0 | 0 | 0 | 0 | 0 | 0 | 0 | 0 | 0 | 0 | 0 | 0 | 0 | 0 | 0 | 0 | 0 |  |  |  |  | 0 | 0 | 0 | 0 | [29 empty] | 0 | 0 | 0 | 0 | 0 | 0 | 0 | 0 | 0 | 0 | 1 | 1 | 1 | 1 | 1 | 1 | 1 | 1 | 1 | 1 | 1 | 1 | 1 | 1 | 1 | 0 | 0 | 0 | 0 | 0 | 0 | 0 | 0 | 0 | 0 | 0 | 1 | 1 | 1 | 1 | 1 | 1 | 1 | 1 | 1 | 1 | 1 | 1 | 1 | 1 | 1 | 0 | 0 | 0 | 0 | 0 | 0 | 0 | 0 | 0 | 0 | 0 | 1 | 1 | 1 | 1 | 1 | 1 | 1 | 1 | 1 | 1 | 1 | 1 | 1 | 1 | 1 | 0 | 1 |  | 1 | 1 | 1 | 1 | 1 | 1 | 1 | 1 | 1 | 1
SCE Eastern Study Area | San Bernardino | 230 | 0 | 0 | 0 | 0 | 0 | 0 | 0 | 0 | 0 | 0 | 0 | 0 | 0 | 0 | 0 | 0 | 0 | 0 |  |  |  |  | 0 | 0 | 0 | 0 | [29 empty] | 0 | 0 | 0 | 0 | 0 | 0 | 0 | 0 | 0 | 0 | 1 | 1 | 1 | 1 | 1 | 1 | 1 | 1 | 1 | 1 | 1 | 1 | 1 | 1 | 1 | 0 | 0 | 0 | 0 | 0 | 0 | 0 | 0 | 0 | 0 | 0 | 1 | 1 | 1 | 1 | 1 | 1 | 1 | 1 | 1 | 1 | 1 | 1 | 1 | 1 | 1 | 0 | 0 | 0 | 0 | 0 | 0 | 0 | 0 | 0 | 300 | 0 | 1 | 1 | 1 | 1 | 1 | 1 | 1 | 1 | 1 | 1 | 1 | 1 | 1 | 1 | 1 | 0 | 1 |  | 1 | 1 | 1 | 1 | 1 | 1 | 1 | 1 | 1 | 1
PG&E East Kern Study Area | San Luis Obispo | 115 | 0 | 0 | 0 | 0 | 0 | 0 | 0 | 0 | 0 | 0 | 0 | 0 | 0 | 0 | 0 | 0 | 0 | 0 |  |  |  |  | 0 | 0 | 0 | 0 | [29 empty] | 0 | 0 | 0 | 0 | 0 | 0 | 0 | 0 | 0 | 0 | 1 | 1 | 1 | 1 | 1 | 1 | 1 | 1 | 1 | 1 | 1 | 1 | 1 | 1 | 1 | 0 | 0 | 0 | 0 | 0 | 0 | 0 | 0 | 0 | 0 | 0 | 1 | 1 | 1 | 1 | 1 | 1 | 1 | 1 | 1 | 1 | 1 | 1 | 1 | 1 | 1 | 0 | 0 | 0 | 0 | 0 | 0 | 0 | 0 | 0 | 0 | 0 | 1 | 1 | 1 | 1 | 1 | 1 | 1 | 1 | 1 | 1 | 1 | 1 | 1 | 1 | 1 | 0 | 1 |  | 1 | 1 | 1 | 1 | 1 | 1 | 1 | 1 | 1 | 1
SDG&E Study Area | San Luis Rey | 230 | 0 | 0 | 0 | 0 | 0 | 0 | 0 | 0 | 0 | 0 | 0 | 60 | 0 | 1 | 0 | 0 | 0 | 0 |  |  |  |  | 0 | 0 | 0 | 60 | [29 empty] | 0 | 0 | 0 | 0 | 0 | 0 | 0 | 0 | 69.6 | 0 | 1 | 1 | 1 | 1 | 1 | 1 | 1 | 1 | 1 | 1 | 1 | 1 | 1 | 1 | 1 | 0 | 0 | 0 | 0 | 0 | 0 | 0 | 0 | 0 | 170.7 | 0 | 1 | 1 | 1 | 1 | 1 | 1 | 1 | 1 | 1 | 1 | 1 | 1 | 1 | 1 | 1 | 0 | 0 | 0 | 0 | 0 | 0 | 0 | 0 | 0 | 520.7 | 0 | 1 | 1 | 1 | 1 | 1 | 1 | 1 | 1 | 1 | 1 | 1 | 1 | 1 | 1 | 1 | 0 | 1 |  | 1 | 1 | 1 | 1 | 1 | 1 | 1 | 1 | 2+ | 1
SDG&E Study Area | San Onofre | 230 | 0 | 0 | 0 | 0 | 0 | 0 | 0 | 0 | 0 | 0 | 0 | 0 | 0 | 0 | 0 | 0 | 0 | 0 |  |  |  |  | 0 | 0 | 0 | 0 | [29 empty] | 0 | 0 | 0 | 0 | 0 | 0 | 0 | 0 | 0 | 0 | 1 | 1 | 1 | 1 | 1 | 1 | 1 | 1 | 1 | 1 | 1 | 1 | 1 | 1 | 1 | 0 | 0 | 0 | 0 | 0 | 0 | 0 | 0 | 0 | 0 | 0 | 1 | 1 | 1 | 1 | 1 | 1 | 1 | 1 | 1 | 1 | 1 | 1 | 1 | 1 | 1 | 0 | 0 | 0 | 0 | 0 | 0 | 0 | 0 | 0 | 0 | 0 | 1 | 1 | 1 | 1 | 1 | 1 | 1 | 1 | 1 | 1 | 1 | 1 | 1 | 1 | 1 | 0 | 1 |  | 1 | 1 | 1 | 1 | 1 | 1 | 1 | 1 | 1 | 1
East of Pisgah Study Area | Sandy | 138 | 0 | 0 | 0 | 0 | 0 | 0 | 0 | 0 | 0 | 0 | 0 | 0 | 0 | 0 | 0 | 0 | 0 | 0 |  |  |  |  | 0 | 0 | 0 | 0 | [29 empty] | 0 | 0 | 0 | 0 | 0 | 0 | 0 | 0 | 0 | 0 | 1 | 1 | 1 | 1 | 1 | 1 | 1 | 1 | 1 | 1 | 1 | 1 | 1 | 1 | 1 | 0 | 0 | 0 | 0 | 0 | 0 | 0 | 0 | 0 | 0 | 0 | 1 | 1 | 1 | 1 | 1 | 1 | 1 | 1 | 1 | 1 | 1 | 1 | 1 | 1 | 1 | 0 | 0 | 0 | 0 | 0 | 0 | 0 | 0 | 0 | 0 | 0 | 1 | 1 | 1 | 1 | 1 | 1 | 1 | 1 | 1 | 1 | 1 | 1 | 1 | 1 | 1 | 0 | 1 |  | 1 | 1 | 1 | 1 | 1 | 1 | 1 | 1 | 1 | 1
PG&E Fresno Study Area | Sanger | 115 | 0 | 0 | 0 | 0 | 0 | 0 | 0 | 0 | 0 | 0 | 0 | 0 | 0 | 0 | 0 | 0 | 0 | 0 |  |  |  |  | 0 | 0 | 0 | 0 | [29 empty] | 0 | 0 | 0 | 0 | 0 | 0 | 0 | 0 | 0 | 0 | 1 | 1 | 1 | 1 | 1 | 1 | 1 | 1 | 1 | 1 | 1 | 1 | 1 | 1 | 1 | 0 | 0 | 0 | 0 | 0 | 0 | 0 | 0 | 0 | 0 | 0 | 1 | 1 | 1 | 1 | 1 | 1 | 1 | 1 | 1 | 1 | 1 | 1 | 1 | 1 | 1 | 0 | 0 | 0 | 0 | 0 | 0 | 0 | 0 | 0 | 200 | 0 | 1 | 1 | 1 | 1 | 1 | 1 | 1 | 1 | 1 | 1 | 1 | 1 | 1 | 1 | 1 | 0 | 1 |  | 1 | 1 | 1 | 1 | 1 | 1 | 1 | 1 | 1 | 1
SCE Northern Area | Santa Clara | 230 | 0 | 0 | 0 | 0 | 0 | 0 | 0 | 0 | 0 | 0 | 0 | 30 | 0 | 1 | 0 | 0 | 0 | 0 |  |  |  |  | 0 | 0 | 0 | 30 | [29 empty] | 0 | 0 | 0 | 0 | 0 | 0 | 0 | 0 | 0 | 0 | 1 | 1 | 1 | 1 | 1 | 1 | 1 | 1 | 1 | 1 | 1 | 1 | 1 | 1 | 1 | 0 | 0 | 0 | 0 | 0 | 0 | 0 | 0 | 0 | 0 | 0 | 1 | 1 | 1 | 1 | 1 | 1 | 1 | 1 | 1 | 1 | 1 | 1 | 1 | 1 | 1 | 0 | 0 | 0 | 0 | 0 | 0 | 0 | 0 | 0 | 45 | 0 | 1 | 1 | 1 | 1 | 1 | 1 | 1 | 1 | 1 | 1 | 1 | 1 | 1 | 1 | 1 | 0 | 1 |  | 1 | 1 | 1 | 1 | 1 | 1 | 1 | 1 | 1 | 1
SCE Metro Study Area | Santiago | 230 | 0 | 0 | 0 | 0 | 0 | 0 | 0 | 0 | 0 | 0 | 0 | 0 | 0 | 0 | 0 | 0 | 0 | 0 |  |  |  |  | 0 | 0 | 0 | 0 | [29 empty] | 0 | 0 | 0 | 0 | 0 | 0 | 0 | 0 | 0 | 0 | 1 | 1 | 1 | 1 | 1 | 1 | 1 | 1 | 1 | 1 | 1 | 1 | 1 | 1 | 1 | 0 | 0 | 0 | 0 | 0 | 0 | 0 | 0 | 0 | 0 | 0 | 1 | 1 | 1 | 1 | 1 | 1 | 1 | 1 | 1 | 1 | 1 | 1 | 1 | 1 | 1 | 0 | 0 | 0 | 0 | 0 | 0 | 0 | 0 | 0 | 0 | 0 | 1 | 1 | 1 | 1 | 1 | 1 | 1 | 1 | 1 | 1 | 1 | 1 | 1 | 1 | 1 | 0 | 1 |  | 1 | 1 | 1 | 1 | 1 | 1 | 1 | 1 | 1 | 1
SCE Northern Area | Saugus | 230 | 0 | 0 | 0 | 0 | 0 | 0 | 0 | 0 | 0 | 0 | 0 | 0 | 0 | 0 | 0 | 0 | 0 | 0 |  |  |  |  | 0 | 0 | 0 | 0 | [29 empty] | 0 | 0 | 0 | 0 | 0 | 0 | 0 | 0 | 0 | 0 | 1 | 1 | 1 | 1 | 1 | 1 | 1 | 1 | 1 | 1 | 1 | 1 | 1 | 1 | 1 | 0 | 0 | 0 | 0 | 0 | 0 | 0 | 0 | 0 | 0 | 0 | 1 | 1 | 1 | 1 | 1 | 1 | 1 | 1 | 1 | 1 | 1 | 1 | 1 | 1 | 1 | 0 | 0 | 0 | 0 | 0 | 0 | 0 | 0 | 0 | 0 | 0 | 1 | 1 | 1 | 1 | 1 | 1 | 1 | 1 | 1 | 1 | 1 | 1 | 1 | 1 | 1 | 0 | 1 |  | 1 | 1 | 1 | 1 | 1 | 1 | 1 | 1 | 1 | 1
PG&E Fresno Study Area | Schindler | 115 | 0 | 0 | 0 | 0 | 0 | 0 | 0 | 0 | 0 | 0 | 0 | 0 | 0 | 0 | 0 | 0 | 0 | 0 |  |  |  |  | 0 | 0 | 0 | 0 | [29 empty] | 0 | 0 | 0 | 0 | 0 | 0 | 0 | 0 | 0 | 0 | 1 | 1 | 1 | 1 | 1 | 1 | 1 | 1 | 1 | 1 | 1 | 1 | 1 | 1 | 1 | 0 | 0 | 0 | 0 | 0 | 0 | 0 | 0 | 0 | 0 | 0 | 1 | 1 | 1 | 1 | 1 | 1 | 1 | 1 | 1 | 1 | 1 | 1 | 1 | 1 | 1 | 0 | 0 | 0 | 0 | 0 | 0 | 0 | 0 | 125 | 125 | 0 | 1 | 1 | 1 | 1 | 1 | 1 | 1 | 1 | 1 | 1 | 1 | 1 | 1 | 1 | 1 | 0 | 1 |  | 1 | 1 | 1 | 1 | 1 | 1 | 1 | 1 | 1 | 1
PG&E North of Greater Bay Study Area | Schulte Switching Station | 115 | 0 | 0 | 0 | 0 | 0 | 0 | 0 | 0 | 0 | 0 | 0 | 0 | 0 | 0 | 0 | 0 | 0 | 0 |  |  |  |  | 0 | 0 | 0 | 0 | [29 empty] | 0 | 0 | 0 | 0 | 0 | 0 | 0 | 0 | 0 | 0 | 1 | 1 | 1 | 1 | 1 | 1 | 1 | 1 | 1 | 1 | 1 | 1 | 1 | 1 | 1 | 0 | 0 | 0 | 0 | 0 | 0 | 0 | 0 | 0 | 0 | 0 | 1 | 1 | 1 | 1 | 1 | 1 | 1 | 1 | 1 | 1 | 1 | 1 | 1 | 1 | 1 | 0 | 0 | 0 | 0 | 0 | 0 | 0 | 0 | 0 | 650 | 0 | 1 | 1 | 1 | 1 | 1 | 1 | 1 | 1 | 1 | 1 | 1 | 1 | 1 | 1 | 1 | 0 | 1 |  | 1 | 1 | 1 | 1 | 1 | 1 | 1 | 1 | 1 | 1
PG&E Fresno Study Area | Semitropic | 115 | 0 | 0 | 0 | 0 | 0 | 0 | 0 | 0 | 10 | 0 | 0 | 0 | 0 | 1 | 0 | 0 | 0 | 0 |  |  |  |  | 9.32 | 0 | 0 | 0 | [29 empty] | 0 | 0 | 0 | 0 | 0 | 0 | 0 | 0 | 0 | 0 | 1 | 1 | 1 | 1 | 1 | 1 | 1 | 1 | 1 | 1 | 1 | 1 | 1 | 1 | 1 | 0 | 0 | 0 | 0 | 0 | 0 | 0 | 0 | 0 | 0 | 0 | 1 | 1 | 1 | 1 | 1 | 1 | 1 | 1 | 1 | 1 | 1 | 1 | 1 | 1 | 1 | 0 | 0 | 0 | 0 | 0 | 0 | 0 | 0 | 100 | 100 | 0 | 1 | 1 | 1 | 1 | 1 | 1 | 1 | 1 | 1 | 1 | 1 | 1 | 1 | 1 | 1 | 0 | 1 |  | 1 | 1 | 1 | 1 | 1 | 1 | 1 | 1 | 1 | 1
SCE Metro Study Area | Serrano | 500 | 0 | 0 | 0 | 0 | 0 | 0 | 0 | 0 | 0 | 0 | 0 | 0 | 0 | 0 | 0 | 0 | 0 | 0 |  |  |  |  | 0 | 0 | 0 | 0 | [29 empty] | 0 | 0 | 0 | 0 | 0 | 0 | 0 | 0 | 0 | 0 | 1 | 1 | 1 | 1 | 1 | 1 | 1 | 1 | 1 | 1 | 1 | 1 | 1 | 1 | 1 | 0 | 0 | 0 | 0 | 0 | 0 | 0 | 0 | 0 | 0 | 0 | 1 | 1 | 1 | 1 | 1 | 1 | 1 | 1 | 1 | 1 | 1 | 1 | 1 | 1 | 1 | 0 | 0 | 0 | 0 | 0 | 0 | 0 | 0 | 0 | 0 | 0 | 1 | 1 | 1 | 1 | 1 | 1 | 1 | 1 | 1 | 1 | 1 | 1 | 1 | 1 | 1 | 0 | 1 |  | 1 | 1 | 1 | 1 | 1 | 1 | 1 | 1 | 1 | 1
SCE Metro Study Area | Serrano | 230 | 0 | 0 | 0 | 0 | 0 | 0 | 0 | 0 | 0 | 0 | 0 | 0 | 0 | 0 | 0 | 0 | 0 | 0 |  |  |  |  | 0 | 0 | 0 | 0 | [29 empty] | 0 | 0 | 0 | 0 | 0 | 0 | 0 | 0 | 0 | 0 | 1 | 1 | 1 | 1 | 1 | 1 | 1 | 1 | 1 | 1 | 1 | 1 | 1 | 1 | 1 | 0 | 0 | 0 | 0 | 0 | 0 | 0 | 0 | 0 | 0 | 0 | 1 | 1 | 1 | 1 | 1 | 1 | 1 | 1 | 1 | 1 | 1 | 1 | 1 | 1 | 1 | 0 | 0 | 0 | 0 | 0 | 0 | 0 | 0 | 0 | 300 | 0 | 1 | 1 | 1 | 1 | 1 | 1 | 1 | 1 | 1 | 1 | 1 | 1 | 1 | 1 | 1 | 0 | 1 |  | 1 | 1 | 1 | 1 | 1 | 1 | 1 | 1 | 1 | 1
PG&E East Kern Study Area | Shafter | 115 | 0 | 0 | 0 | 0 | 0 | 0 | 0 | 0 | 2.6 | 0 | 0 | 0 | 0 | 1 | 0 | 0 | 0 | 0 |  |  |  |  | 0 | 0 | 0 | 0 | [29 empty] | 0 | 0 | 0 | 0 | 0 | 0 | 0 | 0 | 0 | 0 | 1 | 1 | 1 | 1 | 1 | 1 | 1 | 1 | 1 | 3 | 1 | 1 | 1 | 1 | 1 | 1 | 0 | 0 | 0 | 0 | 0 | 0 | 0 | 0 | 0 | 0 | 1 | 1 | 1 | 1 | 1 | 1 | 1 | 1 | 1 | 3 | 1 | 1 | 1 | 1 | 1 | 1 | 0 | 0 | 0 | 0 | 0 | 0 | 0 | 100 | 100 | 0 | 1 | 1 | 1 | 1 | 1 | 1 | 1 | 1 | 1 | 3 | 1 | 1 | 1 | 1 | 1 | 1 | 1 |  | 1 | 1 | 1 | 1 | 1 | 1 | 1 | 1 | 1 | 1
PG&E North of Greater Bay Study Area | Shilo III | 230 | 0 | 0 | 0 | 0 | 0 | 0 | 0 | 0 | 0 | 0 | 0 | 0 | 0 | 0 | 0 | 0 | 0 | 0 |  |  |  |  | 0 | 0 | 0 | 0 | [29 empty] | 0 | 0 | 0 | 0 | 0 | 0 | 0 | 0 | 0 | 0 | 1 | 1 | 1 | 1 | 1 | 1 | 1 | 1 | 1 | 1 | 1 | 1 | 1 | 1 | 1 | 0 | 0 | 0 | 0 | 0 | 0 | 0 | 0 | 0 | 0 | 0 | 1 | 1 | 1 | 1 | 1 | 1 | 1 | 1 | 1 | 1 | 1 | 1 | 1 | 1 | 1 | 0 | 0 | 0 | 0 | 0 | 0 | 0 | 0 | 0 | 0 | 0 | 1 | 1 | 1 | 1 | 1 | 1 | 1 | 1 | 1 | 1 | 1 | 1 | 1 | 1 | 1 | 0 | 1 |  | 1 | 1 | 1 | 1 | 1 | 1 | 1 | 1 | 1 | 1
SDG&E Study Area | Silvergate | 230 | 0 | 0 | 0 | 0 | 0 | 0 | 0 | 0 | 0 | 0 | 0 | 150 | 0 | 1 | 0 | 0 | 0 | 0 |  |  |  |  | 0 | 0 | 0 | 100 | [29 empty] | 0 | 0 | 0 | 0 | 0 | 0 | 0 | 0 | 200 | 0 | 1 | 1 | 1 | 1 | 1 | 1 | 1 | 1 | 1 | 1 | 1 | 1 | 1 | 1 | 1 | 0 | 0 | 0 | 0 | 0 | 0 | 0 | 0 | 0 | 200 | 0 | 1 | 1 | 1 | 1 | 1 | 1 | 1 | 1 | 1 | 1 | 1 | 1 | 1 | 1 | 1 | 0 | 0 | 0 | 0 | 0 | 0 | 0 | 0 | 0 | 400 | 0 | 1 | 1 | 1 | 1 | 1 | 1 | 1 | 1 | 1 | 1 | 1 | 1 | 1 | 1 | 1 | 0 | 1 |  | 1 | 1 | 1 | 1 | 1 | 1 | 1 | 1 | 2+ | 1
PG&E East Kern Study Area | Sisquoc | 115 | 0 | 0 | 0 | 0 | 0 | 0 | 0 | 0 | 0 | 0 | 0 | 10 | 0 | 1 | 0 | 0 | 0 | 0 |  |  |  |  | 0 | 0 | 0 | 10 | [29 empty] | 0 | 0 | 0 | 0 | 0 | 0 | 0 | 0 | 0 | 0 | 1 | 1 | 1 | 1 | 1 | 1 | 1 | 1 | 1 | 1 | 1 | 1 | 1 | 1 | 1 | 0 | 0 | 0 | 0 | 0 | 0 | 0 | 0 | 0 | 0 | 0 | 1 | 1 | 1 | 1 | 1 | 1 | 1 | 1 | 1 | 1 | 1 | 1 | 1 | 1 | 1 | 0 | 0 | 0 | 0 | 0 | 0 | 0 | 0 | 0 | 0 | 0 | 1 | 1 | 1 | 1 | 1 | 1 | 1 | 1 | 1 | 1 | 1 | 1 | 1 | 1 | 1 | 0 | 1 |  | 1 | 1 | 1 | 1 | 1 | 1 | 1 | 1 | 1 | 1
East of Pisgah Study Area | Sloan Canyon (fka Bob) | 230 | 0 | 0 | 310 | 0 | 0 | 0 | 0 | 0 | 0 | 0 | 0 | 0 | 0 | 1 | 0 | 0 | 0 | 0 |  |  |  |  | 0 | 0 | 0 | 0 | [29 empty] | 0 | 0 | 303 | 0 | 0 | 0 | 0 | 0 | 0 | 0 | 1 | 1 | 1 | 1 | 1 | 1 | 1 | 1 | 1 | 1 | 1 | 1 | 1 | 1 | 1 | 0 | 0 | 0 | 303 | 0 | 0 | 0 | 0 | 0 | 0 | 0 | 1 | 1 | 1 | 1 | 1 | 1 | 1 | 1 | 1 | 1 | 1 | 1 | 1 | 1 | 1 | 0 | 0 | 0 | 303 | 0 | 0 | 0 | 0 | 0 | 0 | 0 | 1 | 1 | 2 | 1 | 2 | 1 | 1 | 1 | 1 | 1 | 1 | 1 | 1 | 1 | 1 | 1 | 1 |  | 1 | 2+ | 1 | 1 | 1 | 1 | 1 | 1 | 1 | 1
PG&E East Kern Study Area | Smyrna | 115 | 0 | 0 | 0 | 0 | 0 | 0 | 0 | 0 | 0 | 0 | 0 | 0 | 0 | 0 | 0 | 0 | 0 | 0 |  |  |  |  | 0 | 0 | 0 | 0 | [29 empty] | 0 | 0 | 0 | 0 | 0 | 0 | 0 | 0 | 0 | 0 | 1 | 1 | 1 | 1 | 1 | 1 | 1 | 1 | 1 | 1 | 1 | 1 | 1 | 1 | 1 | 0 | 0 | 0 | 0 | 0 | 0 | 0 | 0 | 0 | 0 | 0 | 1 | 1 | 1 | 1 | 1 | 1 | 1 | 1 | 1 | 1 | 1 | 1 | 1 | 1 | 1 | 0 | 0 | 0 | 0 | 0 | 0 | 0 | 0 | 100 | 100 | 0 | 1 | 1 | 1 | 1 | 1 | 1 | 1 | 1 | 1 | 1 | 1 | 1 | 1 | 1 | 1 | 0 | 1 |  | 1 | 1 | 1 | 1 | 1 | 1 | 1 | 1 | 1 | 1
PG&E East Kern Study Area | Solar SS | 230 | 0 | 0 | 0 | 0 | 0 | 0 | 0 | 0 | 0 | 130 | 0 | 0 | 0 | 1 | 0 | 0 | 0 | 0 |  |  |  |  | 0 | 0 | 0 | 0 | [29 empty] | 0 | 0 | 0 | 0 | 0 | 0 | 0 | 0 | 0 | 0 | 1 | 1 | 1 | 1 | 1 | 1 | 1 | 1 | 1 | 1 | 3 | 1 | 3 | 1 | 1 | 1 | 0 | 0 | 0 | 0 | 0 | 0 | 0 | 0 | 0 | 0 | 1 | 1 | 1 | 1 | 1 | 1 | 1 | 1 | 1 | 1 | 3 | 1 | 3 | 1 | 1 | 1 | 0 | 0 | 0 | 0 | 0 | 0 | 130 | 0 | 65.46 | 0 | 1 | 1 | 1 | 1 | 1 | 1 | 1 | 1 | 1 | 1 | 1 | 1 | 1 | 1 | 1 | 0 | 1 |  | 1 | 1 | 1 | 1 | 1 | 1.75 | 1 | 1.75 | 1 | 1
PG&E East Kern Study Area | Solar SW | 230 | 0 | 0 | 0 | 0 | 0 | 0 | 0 | 0 | 0 | 0 | 0 | 0 | 0 | 0 | 0 | 0 | 0 | 0 |  |  |  |  | 0 | 0 | 0 | 0 | [29 empty] | 0 | 0 | 0 | 0 | 0 | 0 | 0 | 0 | 0 | 0 | 1 | 1 | 1 | 1 | 1 | 1 | 1 | 1 | 1 | 1 | 1 | 1 | 1 | 1 | 1 | 0 | 0 | 0 | 0 | 0 | 0 | 0 | 0 | 0 | 0 | 0 | 1 | 1 | 1 | 1 | 1 | 1 | 1 | 1 | 1 | 1 | 1 | 1 | 1 | 1 | 1 | 0 | 0 | 0 | 0 | 0 | 0 | 0 | 0 | 0 | 0 | 0 | 1 | 1 | 1 | 1 | 1 | 1 | 1 | 1 | 1 | 1 | 1 | 1 | 1 | 1 | 1 | 0 | 1 |  | 1 | 1 | 1 | 1 | 1 | 1 | 1 | 1 | 1 | 1
SCE Northern Area | Springville | 230 | 0 | 3 | 0 | 0 | 0 | 0 | 0 | 0 | 0 | 200 | 0 | 0 | 0 | 1 | 0 | 0 | 0 | 0 |  |  |  |  | 0 | 0 | 0 | 0 | [29 empty] | 0 | 0 | 0 | 0 | 0 | 0 | 0 | 0 | 0 | 0 | 1 | 3 | 1 | 1 | 1 | 1 | 1 | 1 | 1 | 1 | 3 | 1 | 3 | 1 | 1 | 1 | 0 | 0 | 0 | 0 | 0 | 0 | 0 | 0 | 0 | 0 | 1 | 3 | 1 | 1 | 1 | 1 | 1 | 1 | 1 | 1 | 3 | 1 | 3 | 1 | 1 | 1 | 0 | 0 | 0 | 0 | 0 | 0 | 460 | 0 | 345 | 0 | 1 | 3 | 1 | 1 | 1 | 1 | 1 | 1 | 1 | 1 | 1 | 1 | 1 | 1 | 1 | 1 | 1 |  | 1 | 1 | 1 | 1 | 1 | 1.75 | 1 | 1.75 | 1 | 1
PG&E North of Greater Bay Study Area | Stagg | 230 | 0 | 0 | 0 | 0 | 0 | 0 | 0 | 0 | 0 | 0 | 0 | 0 | 0 | 0 | 0 | 0 | 0 | 0 |  |  |  |  | 0 | 0 | 0 | 0 | [29 empty] | 0 | 0 | 0 | 0 | 0 | 0 | 0 | 0 | 0 | 0 | 1 | 1 | 1 | 1 | 1 | 1 | 1 | 1 | 1 | 1 | 1 | 1 | 1 | 1 | 1 | 0 | 0 | 0 | 0 | 0 | 0 | 0 | 0 | 0 | 0 | 0 | 1 | 1 | 1 | 1 | 1 | 1 | 1 | 1 | 1 | 1 | 1 | 1 | 1 | 1 | 1 | 0 | 0 | 0 | 0 | 0 | 0 | 0 | 0 | 0 | 0 | 0 | 1 | 1 | 1 | 1 | 1 | 1 | 1 | 1 | 1 | 1 | 1 | 1 | 1 | 1 | 1 | 0 | 1 |  | 1 | 1 | 1 | 1 | 1 | 1 | 1 | 1 | 1 | 1
PG&E East Kern Study Area | Stockdale | 230 | 0 | 0 | 0 | 0 | 0 | 0 | 0 | 0 | 0 | 0 | 0 | 0 | 0 | 0 | 0 | 0 | 0 | 0 |  |  |  |  | 0 | 0 | 0 | 0 | [29 empty] | 0 | 0 | 0 | 0 | 0 | 0 | 0 | 0 | 0 | 0 | 1 | 1 | 1 | 1 | 1 | 1 | 1 | 1 | 1 | 1 | 1 | 1 | 1 | 1 | 1 | 0 | 0 | 0 | 0 | 0 | 0 | 0 | 0 | 0 | 0 | 0 | 1 | 1 | 1 | 1 | 1 | 1 | 1 | 1 | 1 | 1 | 1 | 1 | 1 | 1 | 1 | 0 | 0 | 0 | 0 | 0 | 0 | 0 | 0 | 0 | 0 | 0 | 1 | 1 | 1 | 1 | 1 | 1 | 1 | 1 | 1 | 1 | 1 | 1 | 1 | 1 | 1 | 0 | 1 |  | 1 | 1 | 1 | 1 | 1 | 1 | 1 | 1 | 1 | 1
PG&E Fresno Study Area | Stockdale A | 230 | 0 | 0 | 0 | 0 | 0 | 0 | 0 | 0 | 0 | 0 | 0 | 0 | 0 | 0 | 0 | 0 | 0 | 0 |  |  |  |  | 0 | 0 | 0 | 0 | [29 empty] | 0 | 0 | 0 | 0 | 0 | 0 | 0 | 0 | 0 | 0 | 1 | 1 | 1 | 1 | 1 | 1 | 1 | 1 | 1 | 1 | 1 | 1 | 1 | 1 | 1 | 0 | 0 | 0 | 0 | 0 | 0 | 0 | 0 | 0 | 0 | 0 | 1 | 1 | 1 | 1 | 1 | 1 | 1 | 1 | 1 | 1 | 1 | 1 | 1 | 1 | 1 | 0 | 0 | 0 | 0 | 0 | 0 | 0 | 0 | 0 | 0 | 0 | 1 | 1 | 1 | 1 | 1 | 1 | 1 | 1 | 1 | 1 | 1 | 1 | 1 | 1 | 1 | 0 | 1 |  | 1 | 1 | 1 | 1 | 1 | 1 | 1 | 1 | 1 | 1
PG&E North of Greater Bay Study Area | Summit | 115 | 40 | 0 | 0 | 0 | 0 | 0 | 0 | 0 | 0 | 0 | 0 | 0 | 0 | 1 | 40 | 0 | 0 | 0 |  |  |  |  | 0 | 0 | 0 | 0 | [29 empty] | #N/A | #N/A | #N/A | #N/A | #N/A | #N/A | #N/A | #N/A | #N/A | #N/A | #N/A | #N/A | #N/A | #N/A | #N/A | 1 | 1 | #N/A | #N/A | 1 | #N/A | #N/A | #N/A | #N/A | #N/A | 0 | #N/A | #N/A | #N/A | #N/A | #N/A | #N/A | #N/A | #N/A | #N/A | #N/A | #N/A | #N/A | #N/A | #N/A | #N/A | 1 | 1 | #N/A | #N/A | 1 | #N/A | #N/A | #N/A | #N/A | #N/A | 0 | #N/A | #N/A | #N/A | #N/A | #N/A | #N/A | #N/A | #N/A | #N/A | #N/A | #N/A | #N/A | #N/A | #N/A | #N/A | 1 | 1 | #N/A | #N/A | 1 | #N/A | #N/A | #N/A | #N/A | #N/A | 0 | #N/A |  | #N/A | #N/A | #N/A | #N/A | #N/A | #N/A | #N/A | #N/A | #N/A | #N/A
SDG&E Study Area | Suncrest | 500 | 0 | 0 | 0 | 0 | 0 | 0 | 0 | 0 | 0 | 0 | 0 | 0 | 0 | 0 | 0 | 0 | 0 | 0 |  |  |  |  | 0 | 0 | 0 | 0 | [29 empty] | 0 | 0 | 0 | 0 | 0 | 0 | 0 | 0 | 0 | 0 | 1 | 1 | 1 | 1 | 1 | 1 | 1 | 1 | 1 | 1 | 1 | 1 | 1 | 1 | 1 | 0 | 0 | 0 | 0 | 0 | 0 | 0 | 0 | 0 | 0 | 0 | 1 | 1 | 1 | 1 | 1 | 1 | 1 | 1 | 1 | 1 | 1 | 1 | 1 | 1 | 1 | 0 | 0 | 0 | 0 | 0 | 0 | 0 | 0 | 0 | 0 | 0 | 1 | 1 | 1 | 1 | 1 | 1 | 1 | 1 | 1 | 1 | 1 | 1 | 1 | 1 | 1 | 0 | 1 |  | 1 | 1 | 1 | 1 | 1 | 1 | 1 | 1 | 1 | 1
SDG&E Study Area | Suncrest | 230 | 0 | 0 | 0 | 0 | 0 | 0 | 0 | 0 | 0 | 0 | 0 | 0 | 0 | 0 | 0 | 0 | 0 | 0 |  |  |  |  | 0 | 0 | 0 | 0 | [29 empty] | 0 | 0 | 0 | 0 | 0 | 0 | 0 | 0 | 0 | 0 | 1 | 1 | 1 | 1 | 1 | 1 | 1 | 1 | 1 | 1 | 1 | 1 | 1 | 1 | 1 | 0 | 0 | 0 | 0 | 0 | 0 | 0 | 0 | 0 | 0 | 0 | 1 | 1 | 1 | 1 | 1 | 1 | 1 | 1 | 1 | 1 | 1 | 1 | 1 | 1 | 1 | 0 | 0 | 0 | 0 | 0 | 0 | 0 | 0 | 0 | 700 | 0 | 1 | 1 | 1 | 1 | 1 | 1 | 1 | 1 | 1 | 1 | 1 | 1 | 1 | 1 | 1 | 0 | 1 |  | 1 | 1 | 1 | 1 | 1 | 1 | 1 | 1 | 1 | 1
SDG&E Study Area | Sycamore | 230 | 0 | 0 | 0 | 0 | 0 | 0 | 0 | 0 | 0 | 0 | 0 | 0 | 500 | 1 | 0 | 0 | 0 | 0 |  |  |  |  | 0 | 0 | 0 | 0 | [29 empty] | 0 | 0 | 0 | 0 | 0 | 0 | 0 | 0 | 0 | 0 | 1 | 1 | 1 | 1 | 1 | 1 | 1 | 1 | 1 | 1 | 1 | 1 | 1 | 1 | 3 | 1 | 0 | 0 | 0 | 0 | 0 | 0 | 0 | 0 | 100 | 0 | 1 | 1 | 1 | 1 | 1 | 1 | 1 | 1 | 1 | 1 | 1 | 1 | 1 | 1 | 3 | 1 | 0 | 0 | 0 | 0 | 0 | 0 | 0 | 0 | 170 | 0 | 1 | 1 | 1 | 1 | 1 | 1 | 1 | 1 | 1 | 1 | 1 | 1 | 1 | 1 | 3 | 1 | 1 |  | 1 | 1 | 1 | 1 | 1 | 1 | 1 | 1 | 1 | 3
SDG&E Study Area | Sycamore | 138 | 0 | 0 | 0 | 0 | 0 | 0 | 0 | 0 | 0 | 0 | 0 | 400 | 0 | 1 | 0 | 0 | 0 | 0 |  |  |  |  | 0 | 0 | 0 | 400 | [29 empty] | 0 | 0 | 0 | 0 | 0 | 0 | 0 | 0 | 400 | 0 | 1 | 1 | 1 | 1 | 1 | 1 | 1 | 1 | 1 | 1 | 1 | 1 | 1 | 1 | 1 | 0 | 0 | 0 | 0 | 0 | 0 | 0 | 0 | 0 | 550 | 0 | 1 | 1 | 1 | 1 | 1 | 1 | 1 | 1 | 1 | 1 | 1 | 1 | 1 | 1 | 1 | 0 | 0 | 0 | 0 | 0 | 0 | 0 | 0 | 0 | 950 | 0 | 1 | 1 | 1 | 1 | 1 | 1 | 1 | 1 | 1 | 1 | 1 | 1 | 1 | 1 | 1 | 0 | 1 |  | 1 | 1 | 1 | 1 | 1 | 1 | 1 | 1 | 1 | 1
SCE Northern Area | Sylmar | 230 | 0 | 0 | 0 | 0 | 0 | 0 | 0 | 0 | 0 | 0 | 0 | 0 | 0 | 0 | 0 | 0 | 0 | 0 |  |  |  |  | 0 | 0 | 0 | 0 | [29 empty] | 0 | 0 | 0 | 0 | 0 | 0 | 0 | 0 | 0 | 0 | 1 | 1 | 1 | 1 | 1 | 1 | 1 | 1 | 1 | 1 | 1 | 1 | 1 | 1 | 1 | 0 | 0 | 0 | 0 | 0 | 0 | 0 | 0 | 0 | 0 | 0 | 1 | 1 | 1 | 1 | 1 | 1 | 1 | 1 | 1 | 1 | 1 | 1 | 1 | 1 | 1 | 0 | 0 | 0 | 0 | 0 | 0 | 0 | 0 | 0 | 162.9 | 0 | 1 | 1 | 1 | 1 | 1 | 1 | 1 | 1 | 1 | 1 | 1 | 1 | 1 | 1 | 1 | 0 | 1 |  | 1 | 1 | 1 | 1 | 1 | 1 | 1 | 1 | 1 | 1
PG&E North of Greater Bay Study Area | Table Mountain | 115 | 0 | 1 | 0 | 0 | 0 | 0 | 0 | 0 | 3 | 0 | 0 | 0 | 0 | 1 | 0 | 0 | 0 | 0 |  |  |  |  | 0 | 0 | 0 | 0 | [29 empty] | 0 | 0 | 0 | 0 | 0 | 0 | 0 | 0 | 0 | 0 | 1 | 3 | 1 | 1 | 1 | 1 | 1 | 1 | 1 | 3 | 1 | 1 | 1 | 1 | 1 | 1 | 0 | 0 | 0 | 0 | 0 | 0 | 0 | 0 | 0 | 0 | 1 | 3 | 1 | 1 | 1 | 1 | 1 | 1 | 1 | 3 | 1 | 1 | 1 | 1 | 1 | 1 | 0 | 0 | 0 | 0 | 0 | 0 | 0 | 225 | 425 | 0 | 1 | 3 | 1 | 1 | 1 | 1 | 1 | 1 | 1 | 3 | 1 | 1 | 1 | 1 | 1 | 1 | 1 |  | 1 | 1 | 1 | 1 | 1 | 1 | 1 | 1 | 1 | 1
PG&E East Kern Study Area | Taft | 115 | 0 | 0 | 0 | 0 | 0 | 0 | 0 | 0 | 3.17 | 0 | 0 | 3 | 0 | 1 | 0 | 0 | 0 | 0 |  |  |  |  | 0 | 0 | 0 | 0 | [29 empty] | 0 | 0 | 0 | 0 | 0 | 0 | 0 | 0 | 3 | 0 | 1 | 1 | 1 | 1 | 1 | 1 | 1 | 1 | 1 | 3 | 1 | 1 | 1 | 1 | 1 | 1 | 0 | 0 | 0 | 0 | 0 | 0 | 0 | 0 | 3 | 0 | 1 | 1 | 1 | 1 | 1 | 1 | 1 | 1 | 1 | 3 | 1 | 1 | 1 | 1 | 1 | 1 | 0 | 0 | 0 | 0 | 0 | 0 | 0 | 0 | 3 | 0 | 1 | 1 | 1 | 1 | 1 | 1 | 1 | 1 | 1 | 3 | 1 | 1 | 1 | 1 | 1 | 1 | 1 |  | 1 | 1 | 1 | 1 | 1 | 1 | 1 | 1 | 1 | 1
SDG&E Study Area | Talega | 230 | 0 | 0 | 0 | 0 | 0 | 0 | 0 | 0 | 0 | 0 | 0 | 0 | 0 | 0 | 0 | 0 | 0 | 0 |  |  |  |  | 0 | 0 | 0 | 0 | [29 empty] | 0 | 0 | 0 | 0 | 0 | 0 | 0 | 0 | 200 | 0 | 1 | 1 | 1 | 1 | 1 | 1 | 1 | 1 | 1 | 1 | 1 | 1 | 1 | 1.5 | 1 | 1 | 0 | 0 | 0 | 0 | 0 | 0 | 0 | 0 | 200 | 0 | 1 | 1 | 1 | 1 | 1 | 1 | 1 | 1 | 1 | 1 | 1 | 1 | 1 | 1.5 | 1 | 1 | 0 | 0 | 0 | 0 | 0 | 0 | 0 | 0 | 600 | 0 | 1 | 1 | 1 | 1 | 1 | 1 | 1 | 1 | 1 | 1 | 1 | 1 | 1 | 1 | 1 | 0 | 1 |  | 1 | 1 | 1 | 1 | 1 | 1 | 1 | 1 | 2+ | 1
PG&E East Kern Study Area | Temblor | 115 | 0 | 0 | 0 | 0 | 0 | 0 | 0 | 0 | 0 | 0 | 0 | 0 | 0 | 0 | 0 | 0 | 0 | 0 |  |  |  |  | 0 | 0 | 0 | 0 | [29 empty] | 0 | 0 | 0 | 0 | 0 | 0 | 0 | 0 | 0 | 0 | 1 | 1 | 1 | 1 | 1 | 1 | 1 | 1 | 1 | 1 | 1 | 1 | 1 | 1 | 1 | 0 | 0 | 0 | 0 | 0 | 0 | 0 | 0 | 0 | 0 | 0 | 1 | 1 | 1 | 1 | 1 | 1 | 1 | 1 | 1 | 1 | 1 | 1 | 1 | 1 | 1 | 0 | 0 | 0 | 0 | 0 | 0 | 0 | 0 | 0 | 0 | 0 | 1 | 1 | 1 | 1 | 1 | 1 | 1 | 1 | 1 | 1 | 1 | 1 | 1 | 1 | 1 | 0 | 1 |  | 1 | 1 | 1 | 1 | 1 | 1 | 1 | 1 | 1 | 1
PG&E East Kern Study Area | Templeton | 115 | 0 | 0 | 0 | 0 | 0 | 0 | 0 | 0 | 0 | 0 | 0 | 0 | 0 | 0 | 0 | 0 | 0 | 0 |  |  |  |  | 0 | 0 | 0 | 0 | [29 empty] | 0 | 0 | 0 | 0 | 0 | 0 | 0 | 0 | 0 | 0 | 1 | 1 | 1 | 1 | 1 | 1 | 1 | 1 | 1 | 1 | 1 | 1 | 1 | 1 | 1 | 0 | 0 | 0 | 0 | 0 | 0 | 0 | 0 | 0 | 0 | 0 | 1 | 1 | 1 | 1 | 1 | 1 | 1 | 1 | 1 | 1 | 1 | 1 | 1 | 1 | 1 | 0 | 0 | 0 | 0 | 0 | 0 | 0 | 0 | 0 | 0 | 0 | 1 | 1 | 1 | 1 | 1 | 1 | 1 | 1 | 1 | 1 | 1 | 1 | 1 | 1 | 1 | 0 | 1 |  | 1 | 1 | 1 | 1 | 1 | 1 | 1 | 1 | 1 | 1
PG&E East Kern Study Area | Templeton | 230 | 0 | 0 | 74.8 | 0 | 0 | 0 | 0 | 0 | 0 | 0 | 0 | 0 | 0 | 1 | 0 | 0 | 0 | 0 |  |  |  |  | 0 | 0 | 0 | 0 | [29 empty] | 0 | 0 | 0 | 0 | 0 | 0 | 0 | 0 | 0 | 0 | 1 | 1 | 3 | 1 | 3 | 1 | 1 | 1 | 1 | 1 | 1 | 1 | 1 | 1 | 1 | 1 | 0 | 0 | 0 | 0 | 0 | 0 | 0 | 0 | 0 | 0 | 1 | 1 | 3 | 1 | 3 | 1 | 1 | 1 | 1 | 1 | 1 | 1 | 1 | 1 | 1 | 1 | 0 | 0 | 0 | 0 | 0 | 0 | 0 | 0 | 500 | 0 | 1 | 1 | 3 | 1 | 3 | 1 | 1 | 1 | 1 | 1 | 1 | 1 | 1 | 1 | 1 | 1 | 1 |  | 3 | 1 | 3 | 1 | 1 | 1 | 1 | 1 | 1 | 1
PG&E North of Greater Bay Study Area | Tesla | 115 | 0 | 0 | 0 | 0 | 0 | 0 | 0 | 0 | 0 | 0 | 0 | 0 | 0 | 0 | 0 | 0 | 0 | 0 |  |  |  |  | 0 | 0 | 0 | 0 | [29 empty] | 0 | 0 | 0 | 0 | 0 | 0 | 0 | 0 | 0 | 0 | 1 | 1 | 1 | 1 | 1 | 1 | 1 | 1 | 1 | 1 | 1 | 1 | 1 | 1 | 1 | 0 | 0 | 0 | 0 | 0 | 0 | 0 | 0 | 0 | 0 | 0 | 1 | 1 | 1 | 1 | 1 | 1 | 1 | 1 | 1 | 1 | 1 | 1 | 1 | 1 | 1 | 0 | 0 | 0 | 0 | 0 | 0 | 0 | 0 | 0 | 0 | 0 | 1 | 1 | 1 | 1 | 1 | 1 | 1 | 1 | 1 | 1 | 1 | 1 | 1 | 1 | 1 | 0 | 1 |  | 1 | 1 | 1 | 1 | 1 | 1 | 1 | 1 | 1 | 1
PG&E North of Greater Bay Study Area | Tesla | 230 | 0 | 0 | 80 | 5 | 0 | 0 | 0 | 0 | 0 | 0 | 0 | 400 | 0 | 1 | 0 | 0 | 0 | 0 |  |  |  |  | 0 | 0 | 0 | 418 | [29 empty] | 0 | 0 | 80 | 0 | 0 | 0 | 0 | 0 | 418 | 0 | 1 | 1 | 1 | 3 | 1 | 1 | 1 | 1 | 1 | 1 | 1 | 1 | 1 | 1 | 1 | 1 | 0 | 0 | 80 | 0 | 0 | 0 | 0 | 0 | 418 | 0 | 1 | 1 | 1 | 3 | 1 | 1 | 1 | 1 | 1 | 1 | 1 | 1 | 1 | 1 | 1 | 1 | 0 | 0 | 80 | 0 | 0 | 0 | 0 | 0 | 2318 | 0 | 1 | 1 | 1 | 3 | 1 | 1 | 1 | 1 | 1 | 1 | 1 | 1 | 1 | 2.5 | 1 | 1 | 1 |  | 1 | 3 | 1 | 1 | 1 | 1 | 1 | 1 | 2+ | 1
PG&E North of Greater Bay Study Area | Tesla | 500 | 0 | 0 | 330 | 20 | 0 | 0 | 0 | 0 | 0 | 400 | 10 | 0 | 0 | 1 | 0 | 0 | 0 | 0 |  |  |  |  | 0 | 0 | 0 | 0 | [29 empty] | 0 | 0 | 0 | 400 | 0 | 0 | 0 | 400 | 400 | 0 | 1 | 1 | 3 | 1.5 | 1 | 1 | 1 | 1 | 1 | 1 | 3 | 1.5 | 1 | 1.5 | 1 | 1 | 0 | 0 | 0 | 400 | 0 | 0 | 0 | 400 | 400 | 0 | 1 | 1 | 3 | 1.5 | 1 | 1 | 1 | 1 | 1 | 1 | 3 | 1.5 | 1 | 1.5 | 1 | 1 | 0 | 0 | 0 | 400 | 0 | 0 | 0 | 400 | 900 | 0 | 1 | 1 | 3 | 1 | 1 | 1 | 1 | 1 | 1 | 1 | 3 | 1 | 2 | 1.5 | 1 | 1 | 1 |  | 2+ | 1+ | 2+ | 1 | 1 | 3 | 3+ | 1 | 1+ | 1
PG&E East Kern Study Area | Tevis | 115 | 0 | 0 | 0 | 0 | 0 | 0 | 0 | 0 | 0 | 0 | 0 | 0 | 0 | 0 | 0 | 0 | 0 | 0 |  |  |  |  | 0 | 0 | 0 | 0 | [29 empty] | 0 | 0 | 0 | 0 | 0 | 0 | 0 | 0 | 0 | 0 | 1 | 1 | 1 | 1 | 1 | 1 | 1 | 1 | 1 | 1 | 1 | 1 | 1 | 1 | 1 | 0 | 0 | 0 | 0 | 0 | 0 | 0 | 0 | 0 | 0 | 0 | 1 | 1 | 1 | 1 | 1 | 1 | 1 | 1 | 1 | 1 | 1 | 1 | 1 | 1 | 1 | 0 | 0 | 0 | 0 | 0 | 0 | 0 | 0 | 0 | 0 | 0 | 1 | 1 | 1 | 1 | 1 | 1 | 1 | 1 | 1 | 1 | 1 | 1 | 1 | 1 | 1 | 0 | 1 |  | 1 | 1 | 1 | 1 | 1 | 1 | 1 | 1 | 1 | 1
PG&E North of Greater Bay Study Area | Thermalito | 230 | 0 | 0 | 0 | 0 | 0 | 0 | 0 | 0 | 0 | 0 | 0 | 0 | 0 | 0 | 0 | 0 | 0 | 0 |  |  |  |  | 0 | 0 | 0 | 0 | [29 empty] | 0 | 0 | 0 | 0 | 0 | 0 | 0 | 0 | 0 | 0 | 1 | 1 | 1 | 1 | 1 | 1 | 1 | 1 | 1 | 1 | 1 | 1 | 1 | 1 | 1 | 0 | 0 | 0 | 0 | 0 | 0 | 0 | 0 | 0 | 0 | 0 | 1 | 1 | 1 | 1 | 1 | 1 | 1 | 1 | 1 | 1 | 1 | 1 | 1 | 1 | 1 | 0 | 0 | 0 | 0 | 0 | 0 | 0 | 0 | 0 | 0 | 0 | 1 | 1 | 1 | 1 | 1 | 1 | 1 | 1 | 1 | 1 | 1 | 1 | 1 | 1 | 1 | 0 | 1 |  | 1 | 1 | 1 | 1 | 1 | 1 | 1 | 1 | 1 | 1
SDG&E Study Area | Trabuco | 138 | 0 | 0 | 0 | 0 | 0 | 0 | 0 | 0 | 0 | 0 | 0 | 0 | 0 | 0 | 0 | 0 | 0 | 0 |  |  |  |  | 0 | 0 | 0 | 0 | [29 empty] | 0 | 0 | 0 | 0 | 0 | 0 | 0 | 0 | 0 | 0 | 1 | 1 | 1 | 1 | 1 | 1 | 1 | 1 | 1 | 1 | 1 | 1 | 1 | 1 | 1 | 0 | 0 | 0 | 0 | 0 | 0 | 0 | 0 | 0 | 0 | 0 | 1 | 1 | 1 | 1 | 1 | 1 | 1 | 1 | 1 | 1 | 1 | 1 | 1 | 1 | 1 | 0 | 0 | 0 | 0 | 0 | 0 | 0 | 0 | 0 | 300 | 0 | 1 | 1 | 1 | 1 | 1 | 1 | 1 | 1 | 1 | 1 | 1 | 1 | 1 | 1 | 1 | 0 | 1 |  | 1 | 1 | 1 | 1 | 1 | 1 | 1 | 1 | 1 | 1
PG&E Fresno Study Area | Tranquility | 230 | 0 | 0 | 0 | 0 | 0 | 0 | 0 | 0 | 0 | 400 | 500 | 400 | 0 | 1 | 0 | 0 | 0 | 0 |  |  |  |  | 0 | 360 | 40 | 352.5 | [29 empty] | 0 | 0 | 0 | 0 | 0 | 0 | 360 | 440 | 752.5 | 0 | 1 | 1 | 1 | 1 | 1 | 1 | 1 | 1 | 1 | 1 | 1 | 2 | 2 | 1.5 | 1 | 1 | 0 | 0 | 0 | 0 | 0 | 0 | 360 | 740 | 752.5 | 0 | 1 | 1 | 1 | 1 | 1 | 1 | 1 | 1 | 1 | 1 | 1 | 1.5 | 1.5 | 1.5 | 1 | 1 | 0 | 0 | 0 | 0 | 0 | 0 | 360 | 1140 | 1252.5 | 0 | 1 | 1 | 1 | 1 | 1 | 1 | 1 | 1 | 1 | 1 | 2 | 1 | 1 | 1.5 | 1 | 1 | 1 |  | 1 | 1 | 1 | 1 | 1 | 1 | 3+ | 2+ | 3+ | 1
East of Pisgah Study Area | Trout Canyon (fka Crazy Eyes) | 230 | 0 | 0 | 0 | 0 | 0 | 0 | 0 | 0 | 0 | 650 | 806 | 570 | 0 | 1 | 0 | 0 | 0 | 0 |  |  |  |  | 0 | 260 | 0 | 128 | [29 empty] | 0 | 0 | 0 | 0 | 0 | 0 | 650 | 0 | 325 | 0 | 1 | 1 | 1 | 1 | 1 | 1 | 1 | 1 | 1 | 1 | 1 | 3 | 3 | 3 | 1 | 1 | 0 | 0 | 0 | 0 | 0 | 0 | 650 | 1300 | 1625 | 0 | 1 | 1 | 1 | 1 | 1 | 1 | 1 | 1 | 1 | 1 | 1 | 1.5 | 1.5 | 2.5 | 1 | 1 | 0 | 0 | 0 | 0 | 0 | 0 | 650 | 2600 | 2925 | 0 | 1 | 1 | 1 | 1 | 1 | 1 | 1 | 1 | 1 | 1 | 1 | 2.5 | 2.5 | 2.5 | 1 | 1 | 1 |  | 1 | 1 | 1 | 1 | 1 | 1 | 2+ | 1+ | 2+ | 1
PG&E North of Greater Bay Study Area | Tulucay | 230 | 0 | 0 | 0 | 0 | 0 | 0 | 0 | 0 | 0.78 | 0 | 0 | 0 | 0 | 1 | 0 | 0 | 0 | 0 |  |  |  |  | 0.99 | 0 | 0 | 0 | [29 empty] | 0 | 0 | 0 | 0 | 0 | 0 | 0 | 0 | 0 | 0 | 1 | 1 | 1 | 1 | 1 | 1 | 1 | 1 | 1 | 1 | 1 | 1 | 1 | 1 | 1 | 0 | 0 | 0 | 0 | 0 | 0 | 0 | 0 | 0 | 0 | 0 | 1 | 1 | 1 | 1 | 1 | 1 | 1 | 1 | 1 | 1 | 1 | 1 | 1 | 1 | 1 | 0 | 0 | 0 | 0 | 0 | 0 | 0 | 0 | 0 | 250 | 0 | 1 | 1 | 1 | 1 | 1 | 1 | 1 | 1 | 1 | 1 | 1 | 1 | 1 | 1 | 1 | 0 | 1 |  | 1 | 1 | 1 | 1 | 1 | 1 | 1 | 1 | 1 | 1
PG&E East Kern Study Area | Tupman | 115 | 0 | 0 | 0 | 0 | 0 | 0 | 0 | 0 | 0 | 0 | 0 | 0 | 0 | 0 | 0 | 0 | 0 | 0 |  |  |  |  | 0 | 0 | 0 | 0 | [29 empty] | 0 | 0 | 0 | 0 | 0 | 0 | 0 | 0 | 0 | 0 | 1 | 1 | 1 | 1 | 1 | 1 | 1 | 1 | 1 | 1 | 1 | 1 | 1 | 1 | 1 | 0 | 0 | 0 | 0 | 0 | 0 | 0 | 0 | 0 | 0 | 0 | 1 | 1 | 1 | 1 | 1 | 1 | 1 | 1 | 1 | 1 | 1 | 1 | 1 | 1 | 1 | 0 | 0 | 0 | 0 | 0 | 0 | 0 | 0 | 0 | 0 | 0 | 1 | 1 | 1 | 1 | 1 | 1 | 1 | 1 | 1 | 1 | 1 | 1 | 1 | 1 | 1 | 0 | 1 |  | 1 | 1 | 1 | 1 | 1 | 1 | 1 | 1 | 1 | 1
PG&E North of Greater Bay Study Area | UltraPower Chinese Station | 115 | 0 | 2 | 0 | 0 | 0 | 0 | 0 | 0 | 0 | 0 | 0 | 0 | 0 | 1 | 0 | 0 | 0 | 0 |  |  |  |  | 0 | 0 | 0 | 0 | [29 empty] | 0 | 0 | 0 | 0 | 0 | 0 | 0 | 0 | 0 | 0 | 1 | 3 | 1 | 1 | 1 | 1 | 1 | 1 | 1 | 1 | 1 | 1 | 1 | 1 | 1 | 1 | 0 | 0 | 0 | 0 | 0 | 0 | 0 | 0 | 0 | 0 | 1 | 3 | 1 | 1 | 1 | 1 | 1 | 1 | 1 | 1 | 1 | 1 | 1 | 1 | 1 | 1 | 0 | 0 | 0 | 0 | 0 | 0 | 0 | 0 | 0 | 0 | 1 | 3 | 1 | 1 | 1 | 1 | 1 | 1 | 1 | 1 | 1 | 1 | 1 | 1 | 1 | 1 | 1 |  | 1 | 1 | 1 | 1 | 1 | 1 | 1 | 1 | 1 | 1
PG&E North of Greater Bay Study Area | Vaca Dixon | 500 | 0 | 0 | 0 | 0 | 0 | 0 | 0 | 0 | 0 | 0 | 0 | 0 | 0 | 0 | 0 | 0 | 0 | 0 |  |  |  |  | 0 | 0 | 0 | 0 | [29 empty] | 0 | 0 | 0 | 0 | 0 | 0 | 0 | 0 | 0 | 0 | 1 | 1 | 1 | 1 | 1 | 1 | 1 | 1 | 1 | 1 | 1 | 1 | 1 | 1 | 1 | 0 | 0 | 0 | 0 | 0 | 0 | 0 | 0 | 0 | 0 | 0 | 1 | 1 | 1 | 1 | 1 | 1 | 1 | 1 | 1 | 1 | 1 | 1 | 1 | 1 | 1 | 0 | 0 | 0 | 0 | 0 | 0 | 0 | 0 | 0 | 700 | 0 | 1 | 1 | 1 | 1 | 1 | 1 | 1 | 1 | 1 | 1 | 1 | 1 | 1 | 1 | 1 | 0 | 1 |  | 1 | 1 | 1 | 1 | 1 | 1 | 1 | 1 | 1 | 1
PG&E North of Greater Bay Study Area | Vaca Dixon | 115 | 0 | 0 | 0 | 0 | 0 | 0 | 0 | 0 | 0 | 5 | 20 | 135 | 0 | 1 | 0 | 0 | 0 | 0 |  |  |  |  | 0 | 0 | 20 | 131.5 | [29 empty] | 0 | 0 | 0 | 0 | 0 | 0 | 24.5 | 0 | 300 | 0 | 1 | 1 | 1 | 1 | 1 | 1 | 1 | 1 | 1 | 1 | 1 | 1 | 1 | 1.5 | 1 | 1 | 0 | 0 | 0 | 0 | 0 | 0 | 24.5 | 0 | 300 | 0 | 1 | 1 | 1 | 1 | 1 | 1 | 1 | 1 | 1 | 1 | 1 | 1 | 1 | 1.5 | 1 | 1 | 0 | 0 | 0 | 0 | 0 | 0 | 24.5 | 0 | 800 | 0 | 1 | 1 | 1 | 1 | 1 | 1 | 1 | 1 | 1 | 1 | 1 | 1 | 1 | 1 | 1 | 0 | 1 |  | 1 | 1 | 1 | 1 | 1 | 2+ | 1 | 1 | 2+ | 1
SCE Eastern Study Area | Valley | 500 | 0 | 0 | 0 | 0 | 0 | 0 | 0 | 0 | 0 | 0 | 0 | 690 | 0 | 1 | 0 | 0 | 0 | 0 |  |  |  |  | 0 | 0 | 0 | 690 | [29 empty] | 0 | 0 | 0 | 0 | 0 | 0 | 0 | 0 | 680 | 0 | 1 | 1 | 1 | 1 | 1 | 1 | 1 | 1 | 1 | 1 | 1 | 1 | 1 | 1 | 1 | 0 | 0 | 0 | 0 | 0 | 0 | 0 | 0 | 0 | 1180 | 0 | 1 | 1 | 1 | 1 | 1 | 1 | 1 | 1 | 1 | 1 | 1 | 1 | 1 | 1.5 | 1 | 1 | 0 | 0 | 0 | 0 | 0 | 0 | 0 | 0 | 1530 | 0 | 1 | 1 | 1 | 1 | 1 | 1 | 1 | 1 | 1 | 1 | 1 | 1 | 1 | 1.5 | 1 | 1 | 1 |  | 1 | 1 | 1 | 1 | 1 | 1 | 1 | 1 | 1+ | 1
East of Pisgah Study Area | Valley (VEA) | 138 | 0 | 0 | 0 | 0 | 0 | 0 | 0 | 0 | 0 | 50 | 0 | 40 | 0 | 1 | 0 | 0 | 0 | 0 |  |  |  |  | 0 | 0 | 0 | 0 | [29 empty] | 0 | 0 | 0 | 0 | 0 | 0 | 50 | 0 | 40 | 0 | 1 | 1 | 1 | 1 | 1 | 1 | 1 | 1 | 1 | 1 | 1 | 1 | 1 | 1 | 1 | 0 | 0 | 0 | 0 | 0 | 0 | 0 | 50 | 0 | 40 | 0 | 1 | 1 | 1 | 1 | 1 | 1 | 1 | 1 | 1 | 1 | 1 | 1 | 1 | 1 | 1 | 0 | 0 | 0 | 0 | 0 | 0 | 0 | 50 | 0 | 40 | 0 | 1 | 1 | 1 | 1 | 1 | 1 | 1 | 1 | 1 | 1 | 1 | 1 | 1 | 1 | 1 | 0 | 1 |  | 1 | 1 | 1 | 1 | 1 | 1 | 1 | 1 | 1 | 1
SCE Northern Area | Vestal | 230 | 0 | 0 | 0 | 0 | 0 | 0 | 0 | 0 | 0 | 238.17 | 511.13 | 350 | 0 | 1 | 0 | 0 | 0 | 0 |  |  |  |  | 0 | 0 | 350 | 350 | [29 empty] | 0 | 0 | 0 | 0 | 0 | 0 | 0 | 357 | 350 | 0 | 1 | 1 | 1 | 1 | 1 | 1 | 1 | 1 | 1 | 1 | 3 | 2 | 3 | 1 | 1 | 1 | 0 | 0 | 0 | 0 | 0 | 0 | 200 | 557 | 652.963 | 0 | 1 | 1 | 1 | 1 | 1 | 1 | 1 | 1 | 1 | 1 | 1 | 1 | 1 | 1.5 | 1 | 1 | 0 | 0 | 0 | 0 | 0 | 0 | 200 | 557 | 742.963 | 0 | 1 | 1 | 1 | 1 | 1 | 1 | 1 | 1 | 1 | 1 | 2 | 1 | 1 | 1 | 1 | 1 | 1 |  | 1 | 1 | 1 | 1 | 1 | #N/A | 1 | 1 | 1+ | 1
SCE North of Lugo (NOL) Study Area | Victor | 230 | 0 | 0 | 0 | 0 | 0 | 0 | 0 | 0 | 2 | 0 | 0 | 0 | 0 | 1 | 0 | 0 | 0 | 0 |  |  |  |  | 0 | 0 | 0 | 0 | [29 empty] | 0 | 0 | 0 | 0 | 0 | 0 | 0 | 0 | 0 | 0 | 1 | 1 | 1 | 1 | 1 | 1 | 1 | 1 | 1 | 3 | 1 | 1 | 1 | 1 | 1 | 1 | 0 | 0 | 0 | 0 | 0 | 0 | 0 | 0 | 0 | 0 | 1 | 1 | 1 | 1 | 1 | 1 | 1 | 1 | 1 | 3 | 1 | 1 | 1 | 1 | 1 | 1 | 0 | 0 | 0 | 0 | 0 | 0 | 0 | 0 | 400 | 0 | 1 | 1 | 1 | 1 | 1 | 1 | 1 | 1 | 1 | 3 | 1 | 1 | 1 | 1 | 1 | 1 | 1 |  | 1 | 1 | 1 | 1 | 1 | 1 | 1 | 1 | 1 | 1
SCE North of Lugo (NOL) Study Area | Victor | 115 | 0 | 0 | 0 | 0 | 0 | 0 | 0 | 0 | 0 | 0 | 0 | 0 | 0 | 0 | 0 | 0 | 0 | 0 |  |  |  |  | 0 | 0 | 0 | 0 | [29 empty] | 0 | 0 | 0 | 0 | 0 | 0 | 0 | 0 | 0 | 0 | 1 | 1 | 1 | 1 | 1 | 1 | 1 | 1 | 1 | 1 | 1 | 1 | 1 | 1 | 1 | 0 | 0 | 0 | 0 | 0 | 0 | 0 | 0 | 0 | 0 | 0 | 1 | 1 | 1 | 1 | 1 | 1 | 1 | 1 | 1 | 1 | 1 | 1 | 1 | 1 | 1 | 0 | 0 | 0 | 0 | 0 | 0 | 0 | 0 | 0 | 0 | 0 | 1 | 1 | 1 | 1 | 1 | 1 | 1 | 1 | 1 | 1 | 1 | 1 | 1 | 1 | 1 | 0 | 1 |  | 1 | 1 | 1 | 1 | 1 | 1 | 1 | 1 | 1 | 1
SCE Metro Study Area | Viejo | 230 | 0 | 0 | 0 | 0 | 0 | 0 | 0 | 0 | 0 | 0 | 0 | 0 | 0 | 0 | 0 | 0 | 0 | 0 |  |  |  |  | 0 | 0 | 0 | 0 | [29 empty] | 0 | 0 | 0 | 0 | 0 | 0 | 0 | 0 | 0 | 0 | 1 | 1 | 1 | 1 | 1 | 1 | 1 | 1 | 1 | 1 | 1 | 1 | 1 | 1 | 1 | 0 | 0 | 0 | 0 | 0 | 0 | 0 | 0 | 0 | 0 | 0 | 1 | 1 | 1 | 1 | 1 | 1 | 1 | 1 | 1 | 1 | 1 | 1 | 1 | 1 | 1 | 0 | 0 | 0 | 0 | 0 | 0 | 0 | 0 | 0 | 300 | 0 | 1 | 1 | 1 | 1 | 1 | 1 | 1 | 1 | 1 | 1 | 1 | 1 | 1 | 1 | 1 | 0 | 1 |  | 1 | 1 | 1 | 1 | 1 | 1 | 1 | 1 | 1 | 1
PG&E North of Greater Bay Study Area | Vierra | 115 | 0 | 0 | 0 | 0 | 0 | 0 | 0 | 0 | 0 | 0 | 0 | 0 | 0 | 0 | 0 | 0 | 0 | 0 |  |  |  |  | 0 | 0 | 0 | 0 | [29 empty] | 0 | 0 | 0 | 0 | 0 | 0 | 0 | 0 | 0 | 0 | 1 | 1 | 1 | 1 | 1 | 1 | 1 | 1 | 1 | 1 | 1 | 1 | 1 | 1 | 1 | 0 | 0 | 0 | 0 | 0 | 0 | 0 | 0 | 0 | 101.2 | 0 | 1 | 1 | 1 | 1 | 1 | 1 | 1 | 1 | 1 | 1 | 1 | 1 | 1 | 1 | 1 | 0 | 0 | 0 | 0 | 0 | 0 | 0 | 0 | 0 | 101.2 | 0 | 1 | 1 | 1 | 1 | 1 | 1 | 1 | 1 | 1 | 1 | 1 | 1 | 1 | 1 | 1 | 0 | 1 |  | 1 | 1 | 1 | 1 | 1 | 1 | 1 | 1 | 1 | 1
SCE Metro Study Area | Villa Park | 230 | 0 | 0 | 0 | 0 | 0 | 0 | 0 | 0 | 0 | 0 | 0 | 0 | 0 | 0 | 0 | 0 | 0 | 0 |  |  |  |  | 0 | 0 | 0 | 0 | [29 empty] | 0 | 0 | 0 | 0 | 0 | 0 | 0 | 0 | 0 | 0 | 1 | 1 | 1 | 1 | 1 | 1 | 1 | 1 | 1 | 1 | 1 | 1 | 1 | 1 | 1 | 0 | 0 | 0 | 0 | 0 | 0 | 0 | 0 | 0 | 0 | 0 | 1 | 1 | 1 | 1 | 1 | 1 | 1 | 1 | 1 | 1 | 1 | 1 | 1 | 1 | 1 | 0 | 0 | 0 | 0 | 0 | 0 | 0 | 0 | 0 | 0 | 0 | 1 | 1 | 1 | 1 | 1 | 1 | 1 | 1 | 1 | 1 | 1 | 1 | 1 | 1 | 1 | 0 | 1 |  | 1 | 1 | 1 | 1 | 1 | 1 | 1 | 1 | 1 | 1
SCE Northern Area | Vincent | 230 | 0 | 0 | 0 | 0 | 0 | 0 | 0 | 0 | 0 | 0 | 951 | 753.59 | 0 | 1 | 0 | 0 | 0 | 0 |  |  |  |  | 0 | 0 | 1 | 200 | [29 empty] | 0 | 0 | 0 | 0 | 0 | 0 | 0 | 1151 | 1649 | 0 | 1 | 1 | 1 | 1 | 1 | 1 | 1 | 1 | 1 | 1 | 1 | 1.5 | 1.5 | 2.5 | 1 | 1 | 0 | 0 | 0 | 0 | 0 | 0 | 0 | 1151 | 1649 | 0 | 1 | 1 | 1 | 1 | 1 | 1 | 1 | 1 | 1 | 1 | 1 | 1.5 | 1.5 | 2.5 | 1 | 1 | 0 | 0 | 0 | 0 | 0 | 0 | 0 | 1301 | 3149 | 0 | 1 | 1 | 1 | 1 | 1 | 1 | 1 | 1 | 1 | 1 | 1 | 1 | 1 | 2.5 | 1 | 1 | 1 |  | 1 | 1 | 1 | 1 | 1 | 1 | 2+ | 2+ | 3+ | 1
SCE Eastern Study Area | Vista | 230 | 0 | 2.6 | 0 | 0 | 0 | 0 | 0 | 0 | 0 | 0 | 0 | 200 | 0 | 1 | 0 | 2.6 | 0 | 0 |  |  |  |  | 0 | 0 | 0 | 200 | [29 empty] | 0 | 0 | 0 | 0 | 0 | 0 | 0 | 0 | 0 | 0 | 1 | 1 | 1 | 1 | 1 | 1 | 1 | 1 | 1 | 1 | 1 | 1 | 1 | 1 | 1 | 0 | 0 | 0 | 0 | 0 | 0 | 0 | 0 | 0 | 0 | 0 | 1 | 1 | 1 | 1 | 1 | 1 | 1 | 1 | 1 | 1 | 1 | 1 | 1 | 1 | 1 | 0 | 0 | 0 | 0 | 0 | 0 | 0 | 0 | 0 | 500 | 0 | 1 | 1 | 1 | 1 | 1 | 1 | 1 | 1 | 1 | 1 | 1 | 1 | 1 | 1 | 1 | 0 | 1 |  | 1 | 1 | 1 | 1 | 1 | 1 | 1 | 1 | 1 | 1
East of Pisgah Study Area | Vista (VEA) | 138 | 0 | 0 | 0 | 0 | 0 | 0 | 0 | 0 | 0 | 0 | 0 | 0 | 0 | 0 | 0 | 0 | 0 | 0 |  |  |  |  | 0 | 0 | 0 | 0 | [29 empty] | 0 | 0 | 0 | 0 | 0 | 0 | 0 | 0 | 0 | 0 | 1 | 1 | 1 | 1 | 1 | 1 | 1 | 1 | 1 | 1 | 1 | 1 | 1 | 1 | 1 | 0 | 0 | 0 | 0 | 0 | 0 | 0 | 0 | 0 | 0 | 0 | 1 | 1 | 1 | 1 | 1 | 1 | 1 | 1 | 1 | 1 | 1 | 1 | 1 | 1 | 1 | 0 | 0 | 0 | 0 | 0 | 0 | 0 | 220 | 0 | 110.87 | 0 | 1 | 1 | 1 | 1 | 1 | 1 | 1 | 1 | 1 | 1 | 1 | 1 | 1 | 1 | 1 | 0 | 1 |  | 1 | 1 | 1 | 1 | 1 | 1 | 1 | 1 | 1 | 1
PG&E Fresno Study Area | Wahtoke | 115 | 0 | 0 | 0 | 0 | 0 | 0 | 0 | 0 | 0 | 0 | 0 | 0 | 0 | 0 | 0 | 0 | 0 | 0 |  |  |  |  | 0 | 0 | 0 | 0 | [29 empty] | 0 | 0 | 0 | 0 | 0 | 0 | 0 | 0 | 0 | 0 | 1 | 1 | 1 | 1 | 1 | 1 | 1 | 1 | 1 | 1 | 1 | 1 | 1 | 1 | 1 | 0 | 0 | 0 | 0 | 0 | 0 | 0 | 0 | 0 | 0 | 0 | 1 | 1 | 1 | 1 | 1 | 1 | 1 | 1 | 1 | 1 | 1 | 1 | 1 | 1 | 1 | 0 | 0 | 0 | 0 | 0 | 0 | 0 | 0 | 0 | 0 | 0 | 1 | 1 | 1 | 1 | 1 | 1 | 1 | 1 | 1 | 1 | 1 | 1 | 1 | 1 | 1 | 0 | 1 |  | 1 | 1 | 1 | 1 | 1 | 1 | 1 | 1 | 1 | 1
SCE Metro Study Area | Walnut | 230 | 0 | 0 | 0 | 0 | 0 | 0 | 0 | 0 | 0 | 0 | 0 | 200 | 0 | 1 | 0 | 0 | 0 | 0 |  |  |  |  | 0 | 0 | 0 | 0 | [29 empty] | 0 | 0 | 0 | 0 | 0 | 0 | 0 | 0 | 200 | 0 | 1 | 1 | 1 | 1 | 1 | 1 | 1 | 1 | 1 | 1 | 1 | 1 | 1 | 1 | 1 | 0 | 0 | 0 | 0 | 0 | 0 | 0 | 0 | 0 | 200 | 0 | 1 | 1 | 1 | 1 | 1 | 1 | 1 | 1 | 1 | 1 | 1 | 1 | 1 | 1 | 1 | 0 | 0 | 0 | 0 | 0 | 0 | 0 | 0 | 0 | 600 | 0 | 1 | 1 | 1 | 1 | 1 | 1 | 1 | 1 | 1 | 1 | 1 | 1 | 1 | 1 | 1 | 0 | 1 |  | 1 | 1 | 1 | 1 | 1 | 1 | 1 | 1 | 1 | 1
PG&E Fresno Study Area | Westley | 230 | 0 | 2 | 0 | 0 | 0 | 0 | 0 | 0 | 0 | 227 | 23 | 170 | 0 | 1 | 0 | 0 | 0 | 0 |  |  |  |  | 0 | 226.21 | 14.11 | 169 | [29 empty] | 0 | 0 | 0 | 0 | 0 | 0 | 220 | 0 | 154.5 | 0 | 1 | 3 | 1 | 1 | 1 | 1 | 1 | 1 | 1 | 1 | 1 | 1 | 1 | 1 | 1 | 1 | 0 | 0 | 0 | 0 | 0 | 0 | 240 | 0 | 169.5 | 0 | 1 | 3 | 1 | 1 | 1 | 1 | 1 | 1 | 1 | 1 | 1 | 1 | 1 | 1 | 1 | 1 | 0 | 0 | 0 | 0 | 0 | 0 | 240 | 0 | 469.5 | 0 | 1 | 3 | 1 | 1 | 1 | 1 | 1 | 1 | 1 | 1 | 1 | 2 | 2 | 1 | 1 | 1 | 1 |  | 1 | 1 | 1 | 1 | 1 | 1 | 1 | 1 | 1 | 1
PG&E Fresno Study Area | West Fresno | 115 | 0 | 0 | 0 | 0 | 0 | 0 | 0 | 0 | 0 | 0 | 0 | 0 | 0 | 0 | 0 | 0 | 0 | 0 |  |  |  |  | 0 | 0 | 0 | 0 | [29 empty] | 0 | 0 | 0 | 0 | 0 | 0 | 0 | 0 | 0 | 0 | 1 | 1 | 1 | 1 | 1 | 1 | 1 | 1 | 1 | 1 | 1 | 1 | 1 | 1 | 1 | 0 | 0 | 0 | 0 | 0 | 0 | 0 | 0 | 0 | 0 | 0 | 1 | 1 | 1 | 1 | 1 | 1 | 1 | 1 | 1 | 1 | 1 | 1 | 1 | 1 | 1 | 0 | 0 | 0 | 0 | 0 | 0 | 0 | 0 | 0 | 175 | 0 | 1 | 1 | 1 | 1 | 1 | 1 | 1 | 1 | 1 | 1 | 1 | 1 | 1 | 1 | 1 | 0 | 1 |  | 1 | 1 | 1 | 1 | 1 | 1 | 1 | 1 | 1 | 1
PG&E East Kern Study Area | Westpark | 115 | 0 | 0 | 0 | 0 | 0 | 0 | 0 | 0 | 0 | 0 | 0 | 0 | 0 | 0 | 0 | 0 | 0 | 0 |  |  |  |  | 0 | 0 | 0 | 0 | [29 empty] | 0 | 0 | 0 | 0 | 0 | 0 | 0 | 0 | 0 | 0 | 1 | 1 | 1 | 1 | 1 | 1 | 1 | 1 | 1 | 1 | 1 | 1 | 1 | 1 | 1 | 0 | 0 | 0 | 0 | 0 | 0 | 0 | 0 | 0 | 0 | 0 | 1 | 1 | 1 | 1 | 1 | 1 | 1 | 1 | 1 | 1 | 1 | 1 | 1 | 1 | 1 | 0 | 0 | 0 | 0 | 0 | 0 | 0 | 0 | 0 | 0 | 0 | 1 | 1 | 1 | 1 | 1 | 1 | 1 | 1 | 1 | 1 | 1 | 1 | 1 | 1 | 1 | 0 | 1 |  | 1 | 1 | 1 | 1 | 1 | 1 | 1 | 1 | 1 | 1
PG&E East Kern Study Area | Wheeler Ridge | 115 | 0 | 0 | 0 | 0 | 0 | 0 | 0 | 0 | 2.4 | 100 | 75.321 | 90 | 0 | 1 | 0 | 0 | 0 | 0 |  |  |  |  | 0 | 100 | 70 | 70 | [29 empty] | 0 | 0 | 0 | 0 | 0 | 0 | 80 | 90 | 162 | 0 | 1 | 1 | 1 | 1 | 1 | 1 | 1 | 1 | 1 | 3 | 1 | 1 | 1 | 1 | 1 | 1 | 0 | 0 | 0 | 0 | 0 | 0 | 80 | 90 | 162 | 0 | 1 | 1 | 1 | 1 | 1 | 1 | 1 | 1 | 1 | 3 | 1 | 1 | 1 | 1 | 1 | 1 | 0 | 0 | 0 | 0 | 0 | 0 | 80 | 90 | 162 | 0 | 1 | 1 | 1 | 1 | 1 | 1 | 1 | 1 | 1 | 3 | 1 | 1 | 2 | 1 | 1 | 1 | 1 |  | 1 | 1 | 1 | 1 | 1 | 1 | 2+ | 1 | 2+ | 1
PG&E East Kern Study Area | Wheeler Ridge | 230 | 0 | 0 | 0 | 0 | 0 | 0 | 0 | 0 | 0 | 210 | 0 | 0 | 0 | 1 | 0 | 0 | 0 | 0 |  |  |  |  | 0 | 200 | 0 | 0 | [29 empty] | 0 | 0 | 0 | 0 | 0 | 0 | 200 | 0 | 0 | 0 | 1 | 1 | 1 | 1 | 1 | 1 | 1 | 1 | 1 | 1 | 1 | 1 | 1 | 1 | 1 | 0 | 0 | 0 | 0 | 0 | 0 | 0 | 200 | 0 | 0 | 0 | 1 | 1 | 1 | 1 | 1 | 1 | 1 | 1 | 1 | 1 | 1 | 1 | 1 | 1 | 1 | 0 | 0 | 0 | 0 | 0 | 0 | 0 | 200 | 300 | 300 | 0 | 1 | 1 | 1 | 1 | 1 | 1 | 1 | 1 | 1 | 1 | 2 | 1 | 1 | 1 | 1 | 1 | 1 |  | 1 | 1 | 1 | 1 | 1 | 1 | 1 | 1 | 1 | 1
SCE Northern Area | Whirlwind | 500 | 0 | 0 | 0 | 0 | 0 | 0 | 0 | 0 | 0 | 0 | 0 | 0 | 0 | 0 | 0 | 0 | 0 | 0 |  |  |  |  | 0 | 0 | 0 | 0 | [29 empty] | 0 | 0 | 0 | 0 | 0 | 0 | 0 | 0 | 0 | 0 | 1 | 1 | 1 | 1 | 1 | 1 | 1 | 1 | 1 | 1 | 1 | 1 | 1 | 1 | 1 | 0 | 0 | 0 | 0 | 0 | 0 | 0 | 0 | 0 | 0 | 0 | 1 | 1 | 1 | 1 | 1 | 1 | 1 | 1 | 1 | 1 | 1 | 1 | 1 | 1 | 1 | 0 | 0 | 0 | 0 | 0 | 0 | 0 | 0 | 400 | 900 | 0 | 1 | 1 | 1 | 1 | 1 | 1 | 1 | 1 | 1 | 1 | 1 | 1 | 1 | 1.5 | 1 | 1 | 1 |  | 1 | 1 | 1 | 1 | 1 | 1 | 1 | 1 | 1 | 1
SCE Northern Area | Whirlwind | 230 | 0 | 0 | 100.9 | 0 | 0 | 0 | 0 | 0 | 0 | 746.4 | 578.995 | 858.62 | 500 | 1 | 0 | 0 | 0 | 0 |  |  |  |  | 0 | 294.6 | 250 | 775 | [29 empty] | 0 | 0 | 100 | 0 | 0 | 0 | 893.8725 | 368.2775 | 986.72 | 0 | 1 | 1 | 1 | 1 | 1 | 1 | 1 | 1 | 1 | 1 | 1 | 3 | 2 | 1 | 3 | 1 | 0 | 0 | 100 | 0 | 0 | 0 | 893.8725 | 368.2775 | 1094.72 | 500 | 1 | 1 | 1 | 1 | 1 | 1 | 1 | 1 | 1 | 1 | 1 | 3 | 2 | 1.5 | 1 | 1 | 0 | 0 | 100 | 0 | 0 | 0 | 893.8725 | 1268.2775 | 1994.72 | 500 | 1 | 1 | 1 | 1 | 1 | 1 | 1 | 1 | 1 | 1 | 1 | 1 | 1.5 | 1.5 | 1 | 1 | 1 |  | 1 | 1 | 1 | 1 | 1 | 1 | 1.75 | 1.75 | 2+ | 1
SCE Northern Area | Windhub | 500 | 0 | 0 | 0 | 0 | 0 | 0 | 0 | 0 | 0 | 780 | 0 | 0 | 0 | 1 | 0 | 0 | 0 | 0 |  |  |  |  | 0 | 0 | 0 | 0 | [29 empty] | 0 | 0 | 0 | 0 | 0 | 0 | 778.5456 | 0 | 671.55 | 0 | 1 | 1 | 1 | 1 | 1 | 1 | 1 | 1 | 1 | 1 | 1 | 1 | 1 | 2.5 | 1 | 1 | 0 | 0 | 0 | 0 | 0 | 0 | 778.5456 | 0 | 671.55 | 0 | 1 | 1 | 1 | 1 | 1 | 1 | 1 | 1 | 1 | 1 | 1 | 1 | 1 | 2.5 | 1 | 1 | 0 | 0 | 0 | 0 | 0 | 0 | 1128.5456 | 500 | 1396.55 | 0 | 1 | 1 | 1 | 1 | 1 | 1 | 1 | 1 | 1 | 1 | 1 | 1 | 1.5 | 1.5 | 1 | 1 | 1 |  | 1 | 1 | 1 | 1 | 1 | 1 | 1 | 1 | 3+ | 1
SCE Northern Area | Windhub | 230 | 0 | 0 | 23 | 0 | 0 | 0 | 0 | 0 | 0 | 553 | 863.3 | 788.705 | 0 | 1 | 0 | 0 | 0 | 0 |  |  |  |  | 0 | 550 | 0 | 388.2 | [29 empty] | 0 | 0 | 23.52 | 0 | 0 | 0 | 418.3 | 1000 | 1663.5 | 0 | 1 | 1 | 1 | 1 | 1 | 1 | 1 | 1 | 1 | 1 | 1 | 1 | 1 | 2.5 | 1 | 1 | 0 | 0 | 23.52 | 0 | 0 | 0 | 418.3 | 1204.5914 | 2418.0914 | 0 | 1 | 1 | 1 | 1 | 1 | 1 | 1 | 1 | 1 | 1 | 1 | 1.5 | 1.5 | 2.5 | 1 | 1 | 0 | 0 | 23.52 | 0 | 0 | 0 | 418.3 | 1204.5914 | 2418.0914 | 500 | 1 | 1 | 1 | 1 | 1 | 1 | 1 | 1 | 1 | 1 | 1 | 1 | 1 | 2.5 | 1 | 1 | 1 |  | 1 | 1 | 1 | 1 | 1 | 1 | 2+ | 2+ | 3+ | 1
PG&E North of Greater Bay Study Area | Woodland | 115 | 0 | 0 | 0 | 0 | 0 | 0 | 0 | 0 | 0 | 0 | 12 | 12 | 0 | 1 | 0 | 0 | 0 | 0 |  |  |  |  | 0 | 0 | 12 | 12 | [29 empty] | 0 | 0 | 0 | 0 | 0 | 0 | 0 | 12 | 12 | 0 | 1 | 1 | 1 | 1 | 1 | 1 | 1 | 1 | 1 | 1 | 1 | 1 | 1 | 1 | 1 | 0 | 0 | 0 | 0 | 0 | 0 | 0 | 0 | 92 | 92 | 0 | 1 | 1 | 1 | 1 | 1 | 1 | 1 | 1 | 1 | 1 | 1 | 1 | 1 | 1 | 1 | 0 | 0 | 0 | 0 | 0 | 0 | 0 | 0 | 92 | 92 | 0 | 1 | 1 | 1 | 1 | 1 | 1 | 1 | 1 | 1 | 1 | 1 | 1 | 1 | 1 | 1 | 0 | 1 |  | 1 | 1 | 1 | 1 | 1 | 1 | 1 | 1 | 1 | 1
PG&E North of Greater Bay Study Area | Wyandotte | 115 | 0 | 3.6 | 0 | 0 | 0 | 0 | 0 | 0 | 0 | 0 | 0 | 0 | 0 | 1 | 0 | 0 | 0 | 0 |  |  |  |  | 0 | 0 | 0 | 0 | [29 empty] | 0 | 0 | 0 | 0 | 0 | 0 | 0 | 0 | 0 | 0 | 1 | 3 | 1 | 1 | 1 | 1 | 1 | 1 | 1 | 1 | 1 | 1 | 1 | 1 | 1 | 1 | 0 | 0 | 0 | 0 | 0 | 0 | 0 | 0 | 0 | 0 | 1 | 3 | 1 | 1 | 1 | 1 | 1 | 1 | 1 | 1 | 1 | 1 | 1 | 1 | 1 | 1 | 0 | 0 | 0 | 0 | 0 | 0 | 0 | 0 | 0 | 0 | 1 | 3 | 1 | 1 | 1 | 1 | 1 | 1 | 1 | 1 | 1 | 1 | 1 | 1 | 1 | 1 | 1 |  | 1 | 1 | 1 | 1 | 1 | 1 | 1 | 1 | 1 | 1

## CAISOQueue_bySub
Summary of Projects in CAISO interconnection queue; Source date: 12-02-2022
Translated CAISO queue projects to substations and resources types consistent with busbar mapping substations, locations, and terminology. | [9 empty] | All Projects | [10 empty] | Projects with | [11 empty] | Projects with | [10 empty] | Projects with
[10 empty] | In Queue | [10 empty] | TPD allocations | [11 empty] | Study Status: | Executed | IA | [8 empty] | Study Status: | Complete | Phase II Cluster Study
Area | Substation | Voltage | Li_Battery | Solar | Geothermal | Wind | OOS Wind | OSW Wind | PSH | Battery | Wind (Total) | Wind (FCDS) | Wind (EODS) | Offshore Wind (FCDS) | Offshore Wind (EODS) | Solar (Total) | Solar (FCDS) | Solar (EODS) | Geothermal | LDES | Battery (FCDS) | Battery (EODS) | Wind (Total) | Wind (FCDS) | Wind (EODS) | Offshore Wind (FCDS) | Offshore Wind (EODS) | Solar (Total) | Solar (FCDS) | Solar (EODS) | Geothermal | LDES (FCDS) | Battery | Wind (Total) | Wind (FCDS) | Wind (EODS) | Offshore Wind (FCDS) | Offshore Wind (EODS) | Solar (Total) | Solar (FCDS) | Solar (EODS) | Geothermal | LDES | Battery | Wind (Total) | Wind (FCDS) | Wind (EODS) | Offshore Wind (FCDS) | Offshore Wind (EODS) | Solar (Total) | Solar (FCDS) | Solar (EODS) | Geothermal | LDES
PG&E East Kern Study Area | 7th Standard | 115 | Southern_PGAE_Li_Battery | Southern_PGAE_Solar | 0 | 0 | 0 | 0 | 0 | 82.9 | 0 | 0 | 0 | 0 | 0 | 0 | 0 | 0 | 0 | 0 | [12 empty] | 0 | 0 | 0 | 0 | 0 | 0 | 0 | 0 | 0 | 0 | 0 | 0 | 0 | 0 | 0 | 0 | 0 | 0 | 0 | 0 | 0 | 0
SCE Metro Study Area | Alamitos | 230 | Greater_LA_Li_Battery | Greater_LA_Solar | 0 | 0 | 0 | 0 | 0 | 236 | 0 | 0 | 0 | 0 | 0 | 0 | 0 | 0 | 0 | 0 | [12 empty] | 0 | 0 | 0 | 0 | 0 | 0 | 0 | 0 | 0 | 0 | 0 | 0 | 0 | 0 | 0 | 0 | 0 | 0 | 0 | 0 | 0 | 0
PG&E Fresno Study Area | Alpaugh | 115 | Southern_PGAE_Li_Battery | Southern_PGAE_Solar | 0 | 0 | 0 | 0 | 0 | 600 | 0 | 0 | 0 | 0 | 0 | 590 | 0 | 590 | 0 | 0 | [12 empty] | 10 | 0 | 0 | 0 | 0 | 0 | 0 | 0 | 0 | 0 | 0 | 10 | 0 | 0 | 0 | 0 | 0 | 0 | 0 | 0 | 0 | 0
SCE Northern Area | Antelope | 500 | Tehachapi_Li_Battery | Tehachapi_Solar | 0 | 0 | 0 | 0 | 0 | 0 | 0 | 0 | 0 | 0 | 0 | 0 | 0 | 0 | 0 | 0 | [12 empty] | 0 | 0 | 0 | 0 | 0 | 0 | 0 | 0 | 0 | 0 | 0 | 0 | 0 | 0 | 0 | 0 | 0 | 0 | 0 | 0 | 0 | 0
SCE Northern Area | Antelope | 230 | Tehachapi_Li_Battery | Tehachapi_Solar | 0 | 0 | 0 | 0 | 0 | 1301.072 | 0 | 0 | 0 | 0 | 0 | 1103.832 | 903.832 | 200 | 0 | 0 | [12 empty] | 136.4 | 0 | 0 | 0 | 0 | 0 | 770 | 770 | 0 | 0 | 0 | 136.4 | 0 | 0 | 0 | 0 | 0 | 770 | 770 | 0 | 0 | 0
PG&E East Kern Study Area | Arco | 230 | Southern_PGAE_Li_Battery | Southern_PGAE_Solar | 0 | 0 | 0 | 0 | 0 | 1370.4 | 0 | 0 | 0 | 0 | 0 | 1384.9 | 112.9 | 1272 | 0 | 0 | [12 empty] | 80.4 | 0 | 0 | 0 | 0 | 0 | 124.9 | 112.9 | 12 | 0 | 0 | 680.4 | 0 | 0 | 0 | 0 | 0 | 724.9 | 112.9 | 612 | 0 | 0
SCE Metro Study Area | Arcogen | 230 | Greater_LA_Li_Battery | Greater_LA_Solar | 0 | 0 | 0 | 0 | 0 | 0 | 0 | 0 | 0 | 0 | 0 | 0 | 0 | 0 | 0 | 0 | [12 empty] | 0 | 0 | 0 | 0 | 0 | 0 | 0 | 0 | 0 | 0 | 0 | 0 | 0 | 0 | 0 | 0 | 0 | 0 | 0 | 0 | 0 | 0
PG&E East Kern Study Area | Avenal | 115 | Southern_PGAE_Li_Battery | Southern_PGAE_Solar | 0 | 0 | 0 | 0 | 0 | 0 | 0 | 0 | 0 | 0 | 0 | 0 | 0 | 0 | 0 | 0 | [12 empty] | 0 | 0 | 0 | 0 | 0 | 0 | 0 | 0 | 0 | 0 | 0 | 0 | 0 | 0 | 0 | 0 | 0 | 0 | 0 | 0 | 0 | 0
SCE Northern Area | Bailey | 230 | Tehachapi_Li_Battery | Tehachapi_Solar | 0 | 0 | 0 | 0 | 0 | 0 | 0 | 0 | 0 | 0 | 0 | 0 | 0 | 0 | 0 | 0 | [12 empty] | 0 | 0 | 0 | 0 | 0 | 0 | 0 | 0 | 0 | 0 | 0 | 0 | 0 | 0 | 0 | 0 | 0 | 0 | 0 | 0 | 0 | 0
PG&E East Kern Study Area | Bakersfield | 230 | Southern_PGAE_Li_Battery | Southern_PGAE_Solar | 0 | 0 | 0 | 0 | 0 | 0 | 0 | 0 | 0 | 0 | 0 | 0 | 0 | 0 | 0 | 0 | [12 empty] | 0 | 0 | 0 | 0 | 0 | 0 | 0 | 0 | 0 | 0 | 0 | 0 | 0 | 0 | 0 | 0 | 0 | 0 | 0 | 0 | 0 | 0
SCE Metro Study Area | Barre | 230 | Greater_LA_Li_Battery | Greater_LA_Solar | 0 | 0 | 0 | 0 | 0 | 0 | 0 | 0 | 0 | 0 | 0 | 0 | 0 | 0 | 0 | 0 | [12 empty] | 0 | 0 | 0 | 0 | 0 | 0 | 0 | 0 | 0 | 0 | 0 | 0 | 0 | 0 | 0 | 0 | 0 | 0 | 0 | 0 | 0 | 0
SDG&E Study Area | Bay Boulevard | 230 | San_Diego_Li_Battery | San_Diego_Solar | 0 | 0 | 0 | 0 | 0 | 0 | 0 | 0 | 0 | 0 | 0 | 0 | 0 | 0 | 0 | 0 | [12 empty] | 0 | 0 | 0 | 0 | 0 | 0 | 0 | 0 | 0 | 0 | 0 | 0 | 0 | 0 | 0 | 0 | 0 | 0 | 0 | 0 | 0 | 0
East of Pisgah Study Area | Beatty | 138 | Southern_NV_Eldorado_Li_Battery | Southern_NV_Eldorado_Solar | 0 | 0 | 0 | 0 | 0 | 500 | 0 | 0 | 0 | 0 | 0 | 500 | 0 | 500 | 427.3 | 0 | [12 empty] | 0 | 0 | 0 | 0 | 0 | 0 | 0 | 0 | 0 | 0 | 0 | 0 | 0 | 0 | 0 | 0 | 0 | 0 | 0 | 0 | 0 | 0
PG&E North of Greater Bay Study Area | Bellota | 230 | Northern_California_Li_Battery | Northern_California_Solar | 0 | 0 | 0 | 0 | 0 | 850 | 0 | 0 | 0 | 0 | 0 | 750 | 0 | 750 | 0 | 0 | [12 empty] | 0 | 0 | 0 | 0 | 0 | 0 | 0 | 0 | 0 | 0 | 0 | 0 | 0 | 0 | 0 | 0 | 0 | 0 | 0 | 0 | 0 | 0
PG&E North of Greater Bay Study Area | Bellota | 115 | Northern_California_Li_Battery | Northern_California_Solar | 0 | 0 | 0 | 0 | 0 | 1187 | 0 | 0 | 0 | 0 | 0 | 250 | 0 | 250 | 0 | 0 | [12 empty] | 157 | 0 | 0 | 0 | 0 | 0 | 0 | 0 | 0 | 0 | 0 | 157 | 0 | 0 | 0 | 0 | 0 | 0 | 0 | 0 | 0 | 0
PG&E North of Greater Bay Study Area | Bellevue | 115 | Northern_California_Li_Battery | Northern_California_Solar | 0 | 0 | 0 | 0 | 0 | 189.3015 | 0 | 0 | 0 | 0 | 0 | 26.784 | 26.784 | 0 | 0 | 0 | [12 empty] | 0 | 0 | 0 | 0 | 0 | 0 | 0 | 0 | 0 | 0 | 0 | 0 | 0 | 0 | 0 | 0 | 0 | 0 | 0 | 0 | 0 | 0
SCE Northern Area | Big Creek Hydro Facilities | 230 | Tehachapi_Li_Battery | Tehachapi_Solar | 0 | 0 | 0 | 0 | 0 | 0 | 0 | 0 | 0 | 0 | 0 | 0 | 0 | 0 | 0 | 0 | [12 empty] | 0 | 0 | 0 | 0 | 0 | 0 | 0 | 0 | 0 | 0 | 0 | 0 | 0 | 0 | 0 | 0 | 0 | 0 | 0 | 0 | 0 | 0
PG&E North of Greater Bay Study Area | Birds Landing | 230 | Northern_California_Li_Battery | Northern_California_Solar | 0 | Solano_Wind | 0 | 0 | 0 | 1100 | 290.8 | 90.8 | 200 | 0 | 0 | 200 | 0 | 200 | 0 | 0 | [12 empty] | 0 | 90.8 | 90.8 | 0 | 0 | 0 | 0 | 0 | 0 | 0 | 0 | 200 | 290.8 | 90.8 | 200 | 0 | 0 | 200 | 0 | 200 | 0 | 0
SDG&E Study Area | BlytheSC 161 kV | 161 | Imperial_Li_Battery | Imperial_Solar | 0 | 0 | 0 | 0 | 0 | 300 | 300 | 0 | 300 | 0 | 0 | 300 | 0 | 300 | 0 | 0 | [12 empty] | 0 | 0 | 0 | 0 | 0 | 0 | 0 | 0 | 0 | 0 | 0 | 0 | 0 | 0 | 0 | 0 | 0 | 0 | 0 | 0 | 0 | 0
PG&E Fresno Study Area | Borden | 230 | Southern_PGAE_Li_Battery | Southern_PGAE_Solar | 0 | 0 | 0 | 0 | 0 | 400 | 0 | 0 | 0 | 0 | 0 | 200 | 0 | 200 | 0 | 0 | [12 empty] | 0 | 0 | 0 | 0 | 0 | 0 | 0 | 0 | 0 | 0 | 0 | 0 | 0 | 0 | 0 | 0 | 0 | 0 | 0 | 0 | 0 | 0
PG&E North of Greater Bay Study Area | Brentwood | 230 | Northern_California_Li_Battery | Northern_California_Solar | 0 | 0 | 0 | 0 | 0 | 0 | 0 | 0 | 0 | 0 | 0 | 0 | 0 | 0 | 0 | 0 | [12 empty] | 0 | 0 | 0 | 0 | 0 | 0 | 0 | 0 | 0 | 0 | 0 | 0 | 0 | 0 | 0 | 0 | 0 | 0 | 0 | 0 | 0 | 0
PG&E North of Greater Bay Study Area | Bridgeville | 115 | Northern_California_Li_Battery | Northern_California_Solar | 0 | Humboldt_Wind | 0 | 0 | 0 | 0 | 0 | 0 | 0 | 0 | 0 | 0 | 0 | 0 | 0 | 0 | [12 empty] | 0 | 0 | 0 | 0 | 0 | 0 | 0 | 0 | 0 | 0 | 0 | 0 | 0 | 0 | 0 | 0 | 0 | 0 | 0 | 0 | 0 | 0
PG&E Fresno Study Area | Cabrillo | 115 | Southern_PGAE_Li_Battery | Southern_PGAE_Solar | 0 | Carrizo_Wind | 0 | 0 | 0 | 0 | 0 | 0 | 0 | 0 | 0 | 0 | 0 | 0 | 0 | 0 | [12 empty] | 0 | 0 | 0 | 0 | 0 | 0 | 0 | 0 | 0 | 0 | 0 | 0 | 0 | 0 | 0 | 0 | 0 | 0 | 0 | 0 | 0 | 0
PG&E Fresno Study Area | Cal Ave | 115 | Southern_PGAE_Li_Battery | Southern_PGAE_Solar | 0 | 0 | 0 | 0 | 0 | 0 | 0 | 0 | 0 | 0 | 0 | 0 | 0 | 0 | 0 | 0 | [12 empty] | 0 | 0 | 0 | 0 | 0 | 0 | 0 | 0 | 0 | 0 | 0 | 0 | 0 | 0 | 0 | 0 | 0 | 0 | 0 | 0 | 0 | 0
SCE North of Lugo (NOL) Study Area | Calcite | 230 | Greater_Kramer_Li_Battery | Greater_Kramer_Solar | 0 | 0 | 0 | 0 | 0 | 305 | 0 | 0 | 0 | 0 | 0 | 455 | 200 | 255 | 0 | 0 | [12 empty] | 250 | 0 | 0 | 0 | 0 | 0 | 400 | 200 | 200 | 0 | 0 | 250 | 0 | 0 | 0 | 0 | 0 | 400 | 200 | 200 | 0 | 0
PG&E East Kern Study Area | Caliente | 230 | Southern_PGAE_Li_Battery | Southern_PGAE_Solar | 0 | Kern_Greater_Carrizo_Wind | 0 | 0 | 0 | 453.68 | 210 | 210 | 0 | 0 | 0 | 100.64 | 0 | 100.64 | 0 | 0 | [12 empty] | 0 | 0 | 0 | 0 | 0 | 0 | 0 | 0 | 0 | 0 | 0 | 53.68 | 210 | 210 | 0 | 0 | 0 | 100.64 | 0 | 100.64 | 0 | 0
PG&E East Kern Study Area | California Water | 115 | Southern_PGAE_Li_Battery | Southern_PGAE_Solar | 0 | 0 | 0 | 0 | 0 | 0 | 0 | 0 | 0 | 0 | 0 | 0 | 0 | 0 | 0 | 0 | [12 empty] | 0 | 0 | 0 | 0 | 0 | 0 | 0 | 0 | 0 | 0 | 0 | 0 | 0 | 0 | 0 | 0 | 0 | 0 | 0 | 0 | 0 | 0
PG&E Fresno Study Area | Cantua | 115 | Southern_PGAE_Li_Battery | Southern_PGAE_Solar | 0 | 0 | 0 | 0 | 0 | 0 | 0 | 0 | 0 | 0 | 0 | 0 | 0 | 0 | 0 | 0 | [12 empty] | 0 | 0 | 0 | 0 | 0 | 0 | 0 | 0 | 0 | 0 | 0 | 0 | 0 | 0 | 0 | 0 | 0 | 0 | 0 | 0 | 0 | 0
SDG&E Study Area | Capistrano | 230 | Greater_LA_Li_Battery | Greater_LA_Solar | 0 | 0 | 0 | 0 | 0 | 0 | 0 | 0 | 0 | 0 | 0 | 0 | 0 | 0 | 0 | 0 | [12 empty] | 0 | 0 | 0 | 0 | 0 | 0 | 0 | 0 | 0 | 0 | 0 | 0 | 0 | 0 | 0 | 0 | 0 | 0 | 0 | 0 | 0 | 0
SDG&E Study Area | Capistrano | 138 | Greater_LA_Li_Battery | Greater_LA_Solar | 0 | 0 | 0 | 0 | 0 | 250 | 0 | 0 | 0 | 0 | 0 | 0 | 0 | 0 | 0 | 0 | [12 empty] | 250 | 0 | 0 | 0 | 0 | 0 | 0 | 0 | 0 | 0 | 0 | 250 | 0 | 0 | 0 | 0 | 0 | 0 | 0 | 0 | 0 | 0
East of Pisgah Study Area | Carpenter Canyon (fka Gamebird) | 230 | Southern_NV_Eldorado_Li_Battery | Southern_NV_Eldorado_Solar | 0 | Southern_Nevada_Wind | 0 | 0 | 0 | 700 | 0 | 0 | 0 | 0 | 0 | 700 | 0 | 700 | 0 | 0 | [12 empty] | 0 | 0 | 0 | 0 | 0 | 0 | 0 | 0 | 0 | 0 | 0 | 200 | 0 | 0 | 0 | 0 | 0 | 200 | 0 | 200 | 0 | 0
PG&E North of Greater Bay Study Area | Carquinez | 115 | Northern_California_Li_Battery | Northern_California_Solar | 0 | Solano_Wind | 0 | 0 | 0 | 0 | 0 | 0 | 0 | 0 | 0 | 0 | 0 | 0 | 0 | 0 | [12 empty] | 0 | 0 | 0 | 0 | 0 | 0 | 0 | 0 | 0 | 0 | 0 | 0 | 0 | 0 | 0 | 0 | 0 | 0 | 0 | 0 | 0 | 0
PG&E North of Greater Bay Study Area | Cayetano | 230 | Northern_California_Li_Battery | Northern_California_Solar | 0 | 0 | 0 | 0 | 0 | 600 | 0 | 0 | 0 | 0 | 0 | 100 | 0 | 100 | 0 | 0 | [12 empty] | 100 | 0 | 0 | 0 | 0 | 0 | 100 | 0 | 100 | 0 | 0 | 100 | 0 | 0 | 0 | 0 | 0 | 100 | 0 | 100 | 0 | 0
SCE Metro Study Area | Center | 230 | Greater_LA_Li_Battery | Greater_LA_Solar | 0 | 0 | 0 | 0 | 0 | 400 | 0 | 0 | 0 | 0 | 0 | 0 | 0 | 0 | 0 | 0 | [12 empty] | 0 | 0 | 0 | 0 | 0 | 0 | 0 | 0 | 0 | 0 | 0 | 0 | 0 | 0 | 0 | 0 | 0 | 0 | 0 | 0 | 0 | 0
PG&E Fresno Study Area | Cheney | 115 | Southern_PGAE_Li_Battery | Southern_PGAE_Solar | 0 | 0 | 0 | 0 | 0 | 0 | 0 | 0 | 0 | 0 | 0 | 0 | 0 | 0 | 0 | 0 | [12 empty] | 0 | 0 | 0 | 0 | 0 | 0 | 0 | 0 | 0 | 0 | 0 | 0 | 0 | 0 | 0 | 0 | 0 | 0 | 0 | 0 | 0 | 0
SCE Metro Study Area | Chevmain | 230 | Greater_LA_Li_Battery | Greater_LA_Solar | 0 | 0 | 0 | 0 | 0 | 0 | 0 | 0 | 0 | 0 | 0 | 0 | 0 | 0 | 0 | 0 | [12 empty] | 0 | 0 | 0 | 0 | 0 | 0 | 0 | 0 | 0 | 0 | 0 | 0 | 0 | 0 | 0 | 0 | 0 | 0 | 0 | 0 | 0 | 0
SCE Metro Study Area | Chino | 230 | Greater_LA_Li_Battery | Greater_LA_Solar | 0 | 0 | 0 | 0 | 0 | 550 | 0 | 0 | 0 | 0 | 0 | 0 | 0 | 0 | 0 | 0 | [12 empty] | 0 | 0 | 0 | 0 | 0 | 0 | 0 | 0 | 0 | 0 | 0 | 0 | 0 | 0 | 0 | 0 | 0 | 0 | 0 | 0 | 0 | 0
PG&E East Kern Study Area | Cholame | 70 | Southern_PGAE_Li_Battery | Southern_PGAE_Solar | 0 | Kern_Greater_Carrizo_Wind | 0 | 0 | 0 | 0 | 0 | 0 | 0 | 0 | 0 | 0 | 0 | 0 | 0 | 0 | [12 empty] | 0 | 0 | 0 | 0 | 0 | 0 | 0 | 0 | 0 | 0 | 0 | 0 | 0 | 0 | 0 | 0 | 0 | 0 | 0 | 0 | 0 | 0
PG&E North of Greater Bay Study Area | Clayton | 115 | Northern_California_Li_Battery | Northern_California_Solar | 0 | 0 | 0 | 0 | 0 | 0 | 0 | 0 | 0 | 0 | 0 | 0 | 0 | 0 | 0 | 0 | [12 empty] | 0 | 0 | 0 | 0 | 0 | 0 | 0 | 0 | 0 | 0 | 0 | 0 | 0 | 0 | 0 | 0 | 0 | 0 | 0 | 0 | 0 | 0
PG&E North of Greater Bay Study Area | Cloverdale | 115 | Northern_California_Li_Battery | Northern_California_Solar | 0 | 0 | 0 | 0 | 0 | 0 | 0 | 0 | 0 | 0 | 0 | 0 | 0 | 0 | 0 | 0 | [12 empty] | 0 | 0 | 0 | 0 | 0 | 0 | 0 | 0 | 0 | 0 | 0 | 0 | 0 | 0 | 0 | 0 | 0 | 0 | 0 | 0 | 0 | 0
PG&E Fresno Study Area | Coburn | 230 | Southern_PGAE_Li_Battery | Southern_PGAE_Solar | 0 | 0 | 0 | 0 | 0 | 120 | 0 | 0 | 0 | 0 | 0 | 0 | 0 | 0 | 0 | 0 | [12 empty] | 0 | 0 | 0 | 0 | 0 | 0 | 0 | 0 | 0 | 0 | 0 | 0 | 0 | 0 | 0 | 0 | 0 | 0 | 0 | 0 | 0 | 0
SCE Eastern Study Area | Colorado River | 500 | Riverside_Li_Battery | Riverside_Solar | 0 | Riverside_Palm_Springs_Wind | 0 | 0 | 0 | 1042.69 | 0 | 0 | 0 | 0 | 0 | 1000 | 0 | 1000 | 0 | 0 | [12 empty] | 42.69 | 0 | 0 | 0 | 0 | 0 | 0 | 0 | 0 | 0 | 0 | 42.69 | 0 | 0 | 0 | 0 | 0 | 0 | 0 | 0 | 0 | 0
SCE Eastern Study Area | Colorado River | 230 | Riverside_Li_Battery | Riverside_Solar | Riverside_Palm_Springs_Geothermal | Riverside_Palm_Springs_Wind | 0 | 0 | 0 | 2138.6 | 0 | 0 | 0 | 0 | 0 | 2654.3 | 613.46 | 2040.84 | 0 | 0 | [12 empty] | 558.6 | 0 | 0 | 0 | 0 | 0 | 874.3 | 613.46 | 260.84 | 0 | 0 | 1508.6 | 0 | 0 | 0 | 0 | 0 | 2024.3 | 613.46 | 1410.84 | 0 | 0
PG&E East Kern Study Area | Columbus | 115 | Southern_PGAE_Li_Battery | Southern_PGAE_Solar | 0 | 0 | 0 | 0 | 0 | 0 | 0 | 0 | 0 | 0 | 0 | 0 | 0 | 0 | 0 | 0 | [12 empty] | 0 | 0 | 0 | 0 | 0 | 0 | 0 | 0 | 0 | 0 | 0 | 0 | 0 | 0 | 0 | 0 | 0 | 0 | 0 | 0 | 0 | 0
PG&E North of Greater Bay Study Area | Contra Costa | 230 | Northern_California_Li_Battery | Northern_California_Solar | 0 | Solano_Wind | 0 | 0 | 0 | 910 | 0 | 0 | 0 | 0 | 0 | 0 | 0 | 0 | 0 | 0 | [12 empty] | 0 | 0 | 0 | 0 | 0 | 0 | 0 | 0 | 0 | 0 | 0 | 0 | 0 | 0 | 0 | 0 | 0 | 0 | 0 | 0 | 0 | 0
SCE North of Lugo (NOL) Study Area | Control | 115 | Greater_Kramer_Li_Battery | Greater_Kramer_Solar | Inyokern_North_Kramer_Geothermal | 0 | 0 | 0 | 0 | 0 | 0 | 0 | 0 | 0 | 0 | 0 | 0 | 0 | 200 | 0 | [12 empty] | 0 | 0 | 0 | 0 | 0 | 0 | 0 | 0 | 0 | 0 | 0 | 0 | 0 | 0 | 0 | 0 | 0 | 0 | 0 | 0 | 0 | 0
SCE North of Lugo (NOL) Study Area | Coolwater | 230 | Greater_Kramer_Li_Battery | Greater_Kramer_Solar | 0 | North_Victor_Wind | 0 | 0 | 0 | 0 | 0 | 0 | 0 | 0 | 0 | 0 | 0 | 0 | 0 | 0 | [12 empty] | 0 | 0 | 0 | 0 | 0 | 0 | 0 | 0 | 0 | 0 | 0 | 0 | 0 | 0 | 0 | 0 | 0 | 0 | 0 | 0 | 0 | 0
SCE North of Lugo (NOL) Study Area | Coolwater | 115 | Greater_Kramer_Li_Battery | Greater_Kramer_Solar | 0 | North_Victor_Wind | 0 | 0 | 0 | 360 | 200 | 0 | 200 | 0 | 0 | 404 | 144 | 260 | 0 | 0 | [12 empty] | 100 | 0 | 0 | 0 | 0 | 0 | 144 | 144 | 0 | 0 | 0 | 300 | 200 | 0 | 200 | 0 | 0 | 344 | 144 | 200 | 0 | 0
PG&E East Kern Study Area | Corcoran | 115 | Southern_PGAE_Li_Battery | Southern_PGAE_Solar | 0 | 0 | 0 | 0 | 0 | 85 | 0 | 0 | 0 | 0 | 0 | 85 | 0 | 85 | 0 | 0 | [12 empty] | 0 | 0 | 0 | 0 | 0 | 0 | 0 | 0 | 0 | 0 | 0 | 0 | 0 | 0 | 0 | 0 | 0 | 0 | 0 | 0 | 0 | 0
PG&E North of Greater Bay Study Area | Cortina | 115 | Northern_California_Li_Battery | Northern_California_Solar | 0 | Solano_Wind | 0 | 0 | 0 | 230 | 0 | 0 | 0 | 0 | 0 | 230 | 0 | 230 | 0 | 0 | [12 empty] | 230 | 0 | 0 | 0 | 0 | 0 | 230 | 0 | 230 | 0 | 0 | 230 | 0 | 0 | 0 | 0 | 0 | 230 | 0 | 230 | 0 | 0
PG&E North of Greater Bay Study Area | Cottonwood | 230 | Northern_California_Li_Battery | Northern_California_Solar | 0 | 0 | 0 | 0 | 0 | 19.992 | 0 | 0 | 0 | 0 | 0 | 75 | 75 | 0 | 0 | 0 | [12 empty] | 0 | 0 | 0 | 0 | 0 | 0 | 0 | 0 | 0 | 0 | 0 | 0 | 0 | 0 | 0 | 0 | 0 | 0 | 0 | 0 | 0 | 0
PG&E Fresno Study Area | Cove Rd | 230 | Southern_PGAE_Li_Battery | Southern_PGAE_Solar | 0 | 0 | 0 | 0 | 0 | 0 | 0 | 0 | 0 | 0 | 0 | 0 | 0 | 0 | 0 | 0 | [12 empty] | 0 | 0 | 0 | 0 | 0 | 0 | 0 | 0 | 0 | 0 | 0 | 0 | 0 | 0 | 0 | 0 | 0 | 0 | 0 | 0 | 0 | 0
PG&E North of Greater Bay Study Area | Curtis | 115 | Northern_California_Li_Battery | Northern_California_Solar | 0 | 0 | 0 | 0 | 0 | 10 | 0 | 0 | 0 | 0 | 0 | 0 | 0 | 0 | 0 | 0 | [12 empty] | 10 | 0 | 0 | 0 | 0 | 0 | 0 | 0 | 0 | 0 | 0 | 10 | 0 | 0 | 0 | 0 | 0 | 0 | 0 | 0 | 0 | 0
PG&E Fresno Study Area | Dairyland | 115 | Southern_PGAE_Li_Battery | Southern_PGAE_Solar | 0 | 0 | 0 | 0 | 0 | 0 | 0 | 0 | 0 | 0 | 0 | 0 | 0 | 0 | 0 | 0 | [12 empty] | 0 | 0 | 0 | 0 | 0 | 0 | 0 | 0 | 0 | 0 | 0 | 0 | 0 | 0 | 0 | 0 | 0 | 0 | 0 | 0 | 0 | 0
PG&E North of Greater Bay Study Area | Davis | 115 | Northern_California_Li_Battery | Northern_California_Solar | 0 | 0 | 0 | 0 | 0 | 0 | 0 | 0 | 0 | 0 | 0 | 0 | 0 | 0 | 0 | 0 | [12 empty] | 0 | 0 | 0 | 0 | 0 | 0 | 0 | 0 | 0 | 0 | 0 | 0 | 0 | 0 | 0 | 0 | 0 | 0 | 0 | 0 | 0 | 0
SCE Metro Study Area | Del Amo | 230 | Greater_LA_Li_Battery | Greater_LA_Solar | 0 | 0 | 0 | 0 | 0 | 0 | 0 | 0 | 0 | 0 | 0 | 0 | 0 | 0 | 0 | 0 | [12 empty] | 0 | 0 | 0 | 0 | 0 | 0 | 0 | 0 | 0 | 0 | 0 | 0 | 0 | 0 | 0 | 0 | 0 | 0 | 0 | 0 | 0 | 0
SCE Eastern Study Area | Delaney | 500 | Arizona_Li_Battery | Arizona_Solar | 0 | 0 | 0 | 0 | 0 | 7077.28 | 0 | 0 | 0 | 0 | 0 | 8600 | 3700 | 4900 | 0 | 0 | [12 empty] | 1920 | 0 | 0 | 0 | 0 | 0 | 3200 | 3200 | 0 | 0 | 0 | 2477.28 | 0 | 0 | 0 | 0 | 0 | 4000 | 3700 | 300 | 0 | 0
PG&E North of Greater Bay Study Area | Delevan | 230 | Northern_California_Li_Battery | Northern_California_Solar | 0 | Northern_California_Wind | 0 | 0 | 0 | 650 | 0 | 0 | 0 | 0 | 0 | 650 | 0 | 650 | 0 | 0 | [12 empty] | 500 | 0 | 0 | 0 | 0 | 0 | 500 | 0 | 500 | 0 | 0 | 500 | 0 | 0 | 0 | 0 | 0 | 500 | 0 | 500 | 0 | 0
PG&E North of Greater Bay Study Area | Delta Switching Yard | 230 | Northern_California_Li_Battery | Northern_California_Solar | 0 | Solano_Wind | 0 | 0 | 0 | 0 | 180.8 | 180.8 | 0 | 0 | 0 | 0 | 0 | 0 | 0 | 0 | [12 empty] | 0 | 80.8 | 80.8 | 0 | 0 | 0 | 0 | 0 | 0 | 0 | 0 | 0 | 180.8 | 180.8 | 0 | 0 | 0 | 0 | 0 | 0 | 0 | 0
East of Pisgah Study Area | Desert View | 230 | Southern_NV_Eldorado_Li_Battery | Southern_NV_Eldorado_Solar | 0 | Southern_Nevada_Wind | 0 | 0 | 0 | 350 | 0 | 0 | 0 | 0 | 0 | 350 | 0 | 350 | 0 | 0 | [12 empty] | 0 | 0 | 0 | 0 | 0 | 0 | 0 | 0 | 0 | 0 | 0 | 0 | 0 | 0 | 0 | 0 | 0 | 0 | 0 | 0 | 0 | 0
SCE Eastern Study Area | Devers | 500 | Riverside_Li_Battery | Riverside_Solar | 0 | Riverside_Palm_Springs_Wind | 0 | 0 | 0 | 0 | 0 | 0 | 0 | 0 | 0 | 0 | 0 | 0 | 0 | 0 | [12 empty] | 0 | 0 | 0 | 0 | 0 | 0 | 0 | 0 | 0 | 0 | 0 | 0 | 0 | 0 | 0 | 0 | 0 | 0 | 0 | 0 | 0 | 0
SCE Eastern Study Area | Devers | 230 | Riverside_Li_Battery | Riverside_Solar | 0 | Riverside_Palm_Springs_Wind | 0 | 0 | 0 | 2190 | 260 | 60 | 200 | 0 | 0 | 644 | 79 | 565 | 0 | 0 | [12 empty] | 490 | 60 | 60 | 0 | 0 | 0 | 0 | 0 | 0 | 0 | 0 | 990 | 260 | 60 | 200 | 0 | 0 | 579 | 79 | 500 | 0 | 0
PG&E East Kern Study Area | Diablo | 230 | Southern_PGAE_Li_Battery | Southern_PGAE_Solar | 0 | 0 | 0 | Diablo_Canyon_Offshore_Wind | 0 | 0 | 0 | 0 | 0 | 0 | 0 | 0 | 0 | 0 | 0 | 0 | [12 empty] | 0 | 0 | 0 | 0 | 0 | 0 | 0 | 0 | 0 | 0 | 0 | 0 | 0 | 0 | 0 | 0 | 0 | 0 | 0 | 0 | 0 | 0
PG&E S500 Study Area | Diablo | 500 | Southern_PGAE_Li_Battery | Southern_PGAE_Solar | 0 | 0 | 0 | Diablo_Canyon_Offshore_Wind | 0 | 756.054 | 0 | 0 | 0 | 6080.452 | 0 | 0 | 0 | 0 | 0 | 0 | [12 empty] | 0 | 0 | 0 | 0 | 0 | 0 | 0 | 0 | 0 | 0 | 0 | 0 | 0 | 0 | 0 | 1028.94 | 0 | 0 | 0 | 0 | 0 | 0
PG&E North of Greater Bay Study Area | Donnells | 115 | Northern_California_Li_Battery | Northern_California_Solar | 0 | 0 | 0 | 0 | 0 | 0 | 0 | 0 | 0 | 0 | 0 | 0 | 0 | 0 | 0 | 0 | [12 empty] | 0 | 0 | 0 | 0 | 0 | 0 | 0 | 0 | 0 | 0 | 0 | 0 | 0 | 0 | 0 | 0 | 0 | 0 | 0 | 0 | 0 | 0
SCE Northern Area | Eagle Rock | 230 | Greater_LA_Li_Battery | Greater_LA_Solar | 0 | 0 | 0 | 0 | 0 | 0 | 0 | 0 | 0 | 0 | 0 | 0 | 0 | 0 | 0 | 0 | [12 empty] | 0 | 0 | 0 | 0 | 0 | 0 | 0 | 0 | 0 | 0 | 0 | 0 | 0 | 0 | 0 | 0 | 0 | 0 | 0 | 0 | 0 | 0
PG&E North of Greater Bay Study Area | Eagle Rock | 115 | Northern_California_Li_Battery | Northern_California_Solar | Solano_Geothermal | Solano_Wind | 0 | 0 | 0 | 0 | 0 | 0 | 0 | 0 | 0 | 0 | 0 | 0 | 0 | 0 | [12 empty] | 0 | 0 | 0 | 0 | 0 | 0 | 0 | 0 | 0 | 0 | 0 | 0 | 0 | 0 | 0 | 0 | 0 | 0 | 0 | 0 | 0 | 0
PG&E North of Greater Bay Study Area | East Marysville | 115 | Northern_California_Li_Battery | Northern_California_Solar | 0 | 0 | 0 | 0 | 0 | 0 | 0 | 0 | 0 | 0 | 0 | 0 | 0 | 0 | 0 | 0 | [12 empty] | 0 | 0 | 0 | 0 | 0 | 0 | 0 | 0 | 0 | 0 | 0 | 0 | 0 | 0 | 0 | 0 | 0 | 0 | 0 | 0 | 0 | 0
SDG&E Study Area | ECO | 500 | Imperial_Li_Battery | Imperial_Solar | 0 | Baja_California_Wind | 0 | 0 | 0 | 0 | 1872.82 | 900 | 972.82 | 0 | 0 | 0 | 0 | 0 | 0 | 0 | [12 empty] | 0 | 0 | 0 | 0 | 0 | 0 | 0 | 0 | 0 | 0 | 0 | 0 | 972.82 | 0 | 972.82 | 0 | 0 | 0 | 0 | 0 | 0 | 0
SDG&E Study Area | ECO | 230 | Imperial_Li_Battery | Imperial_Solar | 0 | Baja_California_Wind | 0 | 0 | 0 | 0 | 600 | 0 | 600 | 0 | 0 | 0 | 0 | 0 | 0 | 0 | [12 empty] | 0 | 0 | 0 | 0 | 0 | 0 | 0 | 0 | 0 | 0 | 0 | 0 | 600 | 0 | 600 | 0 | 0 | 0 | 0 | 0 | 0 | 0
SDG&E Study Area | ECO | 115 | Imperial_Li_Battery | Imperial_Solar | 0 | 0 | 0 | 0 | 0 | 537.391 | 193.8 | 193.8 | 0 | 0 | 0 | 261.88 | 20 | 241.88 | 0 | 0 | [12 empty] | 107.4 | 193.8 | 193.8 | 0 | 0 | 0 | 181.88 | 20 | 161.88 | 0 | 0 | 107.4 | 193.8 | 193.8 | 0 | 0 | 0 | 181.88 | 20 | 161.88 | 0 | 0
SCE Eastern Study Area | El Casco | 230 | Riverside_Li_Battery | Riverside_Solar | 0 | 0 | 0 | 0 | 0 | 250 | 0 | 0 | 0 | 0 | 0 | 0 | 0 | 0 | 0 | 0 | [12 empty] | 0 | 0 | 0 | 0 | 0 | 0 | 0 | 0 | 0 | 0 | 0 | 0 | 0 | 0 | 0 | 0 | 0 | 0 | 0 | 0 | 0 | 0
SCE Metro Study Area | El Nido | 230 | Greater_LA_Li_Battery | Greater_LA_Solar | 0 | 0 | 0 | 0 | 0 | 550 | 0 | 0 | 0 | 0 | 0 | 0 | 0 | 0 | 0 | 0 | [12 empty] | 0 | 0 | 0 | 0 | 0 | 0 | 0 | 0 | 0 | 0 | 0 | 0 | 0 | 0 | 0 | 0 | 0 | 0 | 0 | 0 | 0 | 0
SCE Metro Study Area | El Segundo | 230 | Greater_LA_Li_Battery | Greater_LA_Solar | 0 | 0 | 0 | 0 | 0 | 0 | 0 | 0 | 0 | 0 | 0 | 0 | 0 | 0 | 0 | 0 | [12 empty] | 0 | 0 | 0 | 0 | 0 | 0 | 0 | 0 | 0 | 0 | 0 | 0 | 0 | 0 | 0 | 0 | 0 | 0 | 0 | 0 | 0 | 0
East of Pisgah Study Area | Eldorado | 500 | Southern_NV_Eldorado_Li_Battery | Southern_NV_Eldorado_Solar | 0 | SW_Ext_Tx_Wind | Wyoming_Wind | 0 | 0 | 1030.1785 | 0 | 0 | 0 | 0 | 0 | 0 | 0 | 0 | 0 | 0 | [12 empty] | 0 | 0 | 0 | 0 | 0 | 0 | 0 | 0 | 0 | 0 | 0 | 0 | 0 | 0 | 0 | 0 | 0 | 0 | 0 | 0 | 0 | 0
East of Pisgah Study Area | Eldorado | 230 | Southern_NV_Eldorado_Li_Battery | Southern_NV_Eldorado_Solar | 0 | Southern_Nevada_Wind | 0 | 0 | 0 | 779 | 0 | 0 | 0 | 0 | 0 | 300 | 198.1132 | 101.8868 | 0 | 0 | [12 empty] | 529 | 0 | 0 | 0 | 0 | 0 | 300 | 198.1132 | 101.8868 | 0 | 0 | 529 | 0 | 0 | 0 | 0 | 0 | 300 | 198.1132 | 101.8868 | 0 | 0
PG&E Fresno Study Area | Elk Hills | 230 | Southern_PGAE_Li_Battery | Southern_PGAE_Solar | 0 | 0 | 0 | 0 | 0 | 0 | 0 | 0 | 0 | 0 | 0 | 0 | 0 | 0 | 0 | 0 | [12 empty] | 0 | 0 | 0 | 0 | 0 | 0 | 0 | 0 | 0 | 0 | 0 | 0 | 0 | 0 | 0 | 0 | 0 | 0 | 0 | 0 | 0 | 0
SCE Metro Study Area | Ellis | 230 | Greater_LA_Li_Battery | Greater_LA_Solar | 0 | 0 | 0 | 0 | 0 | 0 | 0 | 0 | 0 | 0 | 0 | 0 | 0 | 0 | 0 | 0 | [12 empty] | 0 | 0 | 0 | 0 | 0 | 0 | 0 | 0 | 0 | 0 | 0 | 0 | 0 | 0 | 0 | 0 | 0 | 0 | 0 | 0 | 0 | 0
SDG&E Study Area | Encina | 230 | San_Diego_Li_Battery | San_Diego_Solar | 0 | 0 | 0 | 0 | 0 | 0 | 0 | 0 | 0 | 0 | 0 | 0 | 0 | 0 | 0 | 0 | [12 empty] | 0 | 0 | 0 | 0 | 0 | 0 | 0 | 0 | 0 | 0 | 0 | 0 | 0 | 0 | 0 | 0 | 0 | 0 | 0 | 0 | 0 | 0
SDG&E Study Area | Encina | 115 | San_Diego_Li_Battery | San_Diego_Solar | 0 | 0 | 0 | 0 | 0 | 460 | 0 | 0 | 0 | 0 | 0 | 0 | 0 | 0 | 0 | 0 | [12 empty] | 0 | 0 | 0 | 0 | 0 | 0 | 0 | 0 | 0 | 0 | 0 | 160 | 0 | 0 | 0 | 0 | 0 | 0 | 0 | 0 | 0 | 0
SDG&E Study Area | Escondido | 230 | San_Diego_Li_Battery | San_Diego_Solar | 0 | 0 | 0 | 0 | 0 | 600 | 0 | 0 | 0 | 0 | 0 | 0 | 0 | 0 | 0 | 0 | [12 empty] | 0 | 0 | 0 | 0 | 0 | 0 | 0 | 0 | 0 | 0 | 0 | 450 | 0 | 0 | 0 | 0 | 0 | 0 | 0 | 0 | 0 | 0
SCE Metro Study Area | Etiwanda | 230 | Greater_LA_Li_Battery | Greater_LA_Solar | 0 | 0 | 0 | 0 | 0 | 750 | 0 | 0 | 0 | 0 | 0 | 0 | 0 | 0 | 0 | 0 | [12 empty] | 100 | 0 | 0 | 0 | 0 | 0 | 0 | 0 | 0 | 0 | 0 | 100 | 0 | 0 | 0 | 0 | 0 | 0 | 0 | 0 | 0 | 0
PG&E North of Greater Bay Study Area | Fulton | 230 | Northern_California_Li_Battery | Northern_California_Solar | 0 | 0 | 0 | 0 | 0 | 550.2 | 0 | 0 | 0 | 0 | 0 | 0 | 0 | 0 | 56.9 | 0 | [12 empty] | 200 | 0 | 0 | 0 | 0 | 0 | 0 | 0 | 0 | 0 | 0 | 225 | 0 | 0 | 0 | 0 | 0 | 0 | 0 | 0 | 0 | 0
East of Pisgah Study Area | Gamebird | 115 | Southern_NV_Eldorado_Li_Battery | Southern_NV_Eldorado_Solar | 0 | 0 | 0 | 0 | 0 | 0 | 0 | 0 | 0 | 0 | 0 | 0 | 0 | 0 | 0 | 0 | [12 empty] | 0 | 0 | 0 | 0 | 0 | 0 | 0 | 0 | 0 | 0 | 0 | 0 | 0 | 0 | 0 | 0 | 0 | 0 | 0 | 0 | 0 | 0
PG&E S500 Study Area | Gates | 500 | Southern_PGAE_Li_Battery | Southern_PGAE_Solar | 0 | 0 | 0 | 0 | 0 | 800.11 | 0 | 0 | 0 | 0 | 0 | 0 | 0 | 0 | 0 | 0 | [12 empty] | 300.1 | 0 | 0 | 0 | 0 | 0 | 0 | 0 | 0 | 0 | 0 | 300.1 | 0 | 0 | 0 | 0 | 0 | 0 | 0 | 0 | 0 | 0
PG&E East Kern Study Area | Gates | 230 | Southern_PGAE_Li_Battery | Southern_PGAE_Solar | 0 | 0 | 0 | 0 | 0 | 2867.13 | 0 | 0 | 0 | 0 | 0 | 3921.01 | 2226.7835 | 1694.2265 | 0 | 0 | [12 empty] | 997 | 0 | 0 | 0 | 0 | 0 | 1546.1 | 1041.7835 | 504.3165 | 0 | 0 | 1027 | 0 | 0 | 0 | 0 | 0 | 1671.1 | 1166.7835 | 504.3165 | 0 | 0
PG&E North of Greater Bay Study Area | Geysers | 230 | Northern_California_Li_Battery | Northern_California_Solar | Solano_Geothermal | Solano_Wind | 0 | 0 | 0 | 13 | 0 | 0 | 0 | 0 | 0 | 0 | 0 | 0 | 53 | 0 | [12 empty] | 13 | 0 | 0 | 0 | 0 | 0 | 0 | 0 | 0 | 0 | 0 | 13 | 0 | 0 | 0 | 0 | 0 | 0 | 0 | 0 | 0 | 0
PG&E North of Greater Bay Study Area | Glenn | 230 | Northern_California_Li_Battery | Northern_California_Solar | 0 | Northern_California_Wind | 0 | 0 | 0 | 0 | 0 | 0 | 0 | 0 | 0 | 390 | 390 | 0 | 0 | 0 | [12 empty] | 0 | 0 | 0 | 0 | 0 | 0 | 0 | 0 | 0 | 0 | 0 | 0 | 0 | 0 | 0 | 0 | 0 | 0 | 0 | 0 | 0 | 0
PG&E North of Greater Bay Study Area | Gold Hill | 115 | Northern_California_Li_Battery | Northern_California_Solar | 0 | 0 | 0 | 0 | 0 | 249.9 | 0 | 0 | 0 | 0 | 0 | 0 | 0 | 0 | 0 | 0 | [12 empty] | 0 | 0 | 0 | 0 | 0 | 0 | 0 | 0 | 0 | 0 | 0 | 49.9 | 0 | 0 | 0 | 0 | 0 | 0 | 0 | 0 | 0 | 0
SCE Northern Area | Goleta | 230 | Greater_LA_Li_Battery | Greater_LA_Solar | 0 | 0 | 0 | 0 | 0 | 0 | 0 | 0 | 0 | 0 | 0 | 0 | 0 | 0 | 0 | 0 | [12 empty] | 0 | 0 | 0 | 0 | 0 | 0 | 0 | 0 | 0 | 0 | 0 | 0 | 0 | 0 | 0 | 0 | 0 | 0 | 0 | 0 | 0 | 0
SCE Northern Area | Goodrich | 230 | Greater_LA_Li_Battery | Greater_LA_Solar | 0 | 0 | 0 | 0 | 0 | 0 | 0 | 0 | 0 | 0 | 0 | 0 | 0 | 0 | 0 | 0 | [12 empty] | 0 | 0 | 0 | 0 | 0 | 0 | 0 | 0 | 0 | 0 | 0 | 0 | 0 | 0 | 0 | 0 | 0 | 0 | 0 | 0 | 0 | 0
PG&E East Kern Study Area | Goose Lake | 115 | Southern_PGAE_Li_Battery | Southern_PGAE_Solar | 0 | 0 | 0 | 0 | 0 | 0 | 0 | 0 | 0 | 0 | 0 | 0 | 0 | 0 | 0 | 0 | [12 empty] | 0 | 0 | 0 | 0 | 0 | 0 | 0 | 0 | 0 | 0 | 0 | 0 | 0 | 0 | 0 | 0 | 0 | 0 | 0 | 0 | 0 | 0
SCE Northern Area | Gould | 230 | Greater_LA_Li_Battery | Greater_LA_Solar | 0 | 0 | 0 | 0 | 0 | 0 | 0 | 0 | 0 | 0 | 0 | 0 | 0 | 0 | 0 | 0 | [12 empty] | 0 | 0 | 0 | 0 | 0 | 0 | 0 | 0 | 0 | 0 | 0 | 0 | 0 | 0 | 0 | 0 | 0 | 0 | 0 | 0 | 0 | 0
PG&E North of Greater Bay Study Area | Grand Island | 115 | Northern_California_Li_Battery | Northern_California_Solar | 0 | Solano_Wind | 0 | 0 | 0 | 0 | 0 | 0 | 0 | 0 | 0 | 0 | 0 | 0 | 0 | 0 | [12 empty] | 0 | 0 | 0 | 0 | 0 | 0 | 0 | 0 | 0 | 0 | 0 | 0 | 0 | 0 | 0 | 0 | 0 | 0 | 0 | 0 | 0 | 0
PG&E North of Greater Bay Study Area | Green Ridge Midway | 115 | Northern_California_Li_Battery | Northern_California_Solar | 0 | 0 | 0 | 0 | 0 | 0 | 0 | 0 | 0 | 0 | 0 | 0 | 0 | 0 | 0 | 0 | [12 empty] | 0 | 0 | 0 | 0 | 0 | 0 | 0 | 0 | 0 | 0 | 0 | 0 | 0 | 0 | 0 | 0 | 0 | 0 | 0 | 0 | 0 | 0
PG&E East Kern Study Area | Gregg | 230 | Southern_PGAE_Li_Battery | Southern_PGAE_Solar | 0 | 0 | 0 | 0 | 0 | 150 | 0 | 0 | 0 | 0 | 0 | 150 | 0 | 150 | 0 | 0 | [12 empty] | 0 | 0 | 0 | 0 | 0 | 0 | 0 | 0 | 0 | 0 | 0 | 0 | 0 | 0 | 0 | 0 | 0 | 0 | 0 | 0 | 0 | 0
PG&E Fresno Study Area | Grimway | 115 | Southern_PGAE_Li_Battery | Southern_PGAE_Solar | 0 | 0 | 0 | 0 | 0 | 0 | 0 | 0 | 0 | 0 | 0 | 0 | 0 | 0 | 0 | 0 | [12 empty] | 0 | 0 | 0 | 0 | 0 | 0 | 0 | 0 | 0 | 0 | 0 | 0 | 0 | 0 | 0 | 0 | 0 | 0 | 0 | 0 | 0 | 0
PG&E East Kern Study Area | GWF Hanford Sw Sta | 115 | Southern_PGAE_Li_Battery | Southern_PGAE_Solar | 0 | 0 | 0 | 0 | 0 | 32 | 0 | 0 | 0 | 0 | 0 | 0 | 0 | 0 | 0 | 0 | [12 empty] | 32 | 0 | 0 | 0 | 0 | 0 | 0 | 0 | 0 | 0 | 0 | 32 | 0 | 0 | 0 | 0 | 0 | 0 | 0 | 0 | 0 | 0
SCE Metro Study Area | Harborgen | 230 | Greater_LA_Li_Battery | Greater_LA_Solar | 0 | 0 | 0 | 0 | 0 | 0 | 0 | 0 | 0 | 0 | 0 | 0 | 0 | 0 | 0 | 0 | [12 empty] | 0 | 0 | 0 | 0 | 0 | 0 | 0 | 0 | 0 | 0 | 0 | 0 | 0 | 0 | 0 | 0 | 0 | 0 | 0 | 0 | 0 | 0
SDG&E Study Area | Hassayampa | 500 | Arizona_Li_Battery | Arizona_Solar | 0 | 0 | 0 | 0 | 0 | 775.9 | 0 | 0 | 0 | 0 | 0 | 1315 | 300 | 1015 | 0 | 0 | [12 empty] | 20 | 0 | 0 | 0 | 0 | 0 | 300 | 300 | 0 | 0 | 0 | 775.9 | 0 | 0 | 0 | 0 | 0 | 1315 | 300 | 1015 | 0 | 0
PG&E Fresno Study Area | Helm | 230 | Southern_PGAE_Li_Battery | Southern_PGAE_Solar | 0 | 0 | 0 | 0 | 0 | 95 | 0 | 0 | 0 | 0 | 0 | 95 | 0 | 95 | 0 | 0 | [12 empty] | 0 | 0 | 0 | 0 | 0 | 0 | 0 | 0 | 0 | 0 | 0 | 35 | 0 | 0 | 0 | 0 | 0 | 35 | 0 | 35 | 0 | 0
PG&E Fresno Study Area | Henrietta | 115 | Southern_PGAE_Li_Battery | Southern_PGAE_Solar | 0 | 0 | 0 | 0 | 0 | 81.05 | 0 | 0 | 0 | 0 | 0 | 100.93 | 0 | 100.93 | 0 | 0 | [12 empty] | 0 | 0 | 0 | 0 | 0 | 0 | 19.88 | 0 | 19.88 | 0 | 0 | 21.05 | 0 | 0 | 0 | 0 | 0 | 40.93 | 0 | 40.93 | 0 | 0
PG&E North of Greater Bay Study Area | Higgins | 115 | Northern_California_Li_Battery | Northern_California_Solar | 0 | 0 | 0 | 0 | 0 | 0 | 0 | 0 | 0 | 0 | 0 | 0 | 0 | 0 | 0 | 0 | [12 empty] | 0 | 0 | 0 | 0 | 0 | 0 | 0 | 0 | 0 | 0 | 0 | 0 | 0 | 0 | 0 | 0 | 0 | 0 | 0 | 0 | 0 | 0
SCE Northern Area | Highwind | 230 | Tehachapi_Li_Battery | Tehachapi_Solar | 0 | Tehachapi_Wind | 0 | 0 | 0 | 0 | 0 | 0 | 0 | 0 | 0 | 0 | 0 | 0 | 0 | 0 | [12 empty] | 0 | 0 | 0 | 0 | 0 | 0 | 0 | 0 | 0 | 0 | 0 | 0 | 0 | 0 | 0 | 0 | 0 | 0 | 0 | 0 | 0 | 0
SCE Metro Study Area | Hinson | 230 | Greater_LA_Li_Battery | Greater_LA_Solar | 0 | 0 | 0 | 0 | 0 | 800 | 0 | 0 | 0 | 0 | 0 | 0 | 0 | 0 | 0 | 0 | [12 empty] | 200 | 0 | 0 | 0 | 0 | 0 | 0 | 0 | 0 | 0 | 0 | 200 | 0 | 0 | 0 | 0 | 0 | 0 | 0 | 0 | 0 | 0
PG&E North of Greater Bay Study Area | Honcut | 115 | Northern_California_Li_Battery | Northern_California_Solar | 0 | 0 | 0 | 0 | 0 | 0 | 0 | 0 | 0 | 0 | 0 | 0 | 0 | 0 | 0 | 0 | [12 empty] | 0 | 0 | 0 | 0 | 0 | 0 | 0 | 0 | 0 | 0 | 0 | 0 | 0 | 0 | 0 | 0 | 0 | 0 | 0 | 0 | 0 | 0
SDG&E Study Area | Hoodoo Wash | 500 | Arizona_Li_Battery | Arizona_Solar | 0 | 0 | 0 | 0 | 0 | 3008.15 | 0 | 0 | 0 | 0 | 0 | 3070 | 850 | 2220 | 0 | 0 | [12 empty] | 635 | 0 | 0 | 0 | 0 | 0 | 700 | 500 | 200 | 0 | 0 | 1308.15 | 0 | 0 | 0 | 0 | 0 | 1770 | 850 | 920 | 0 | 0
PG&E North of Greater Bay Study Area | Humboldt | 115 | Northern_California_Li_Battery | Northern_California_Solar | 0 | Humboldt_Wind | 0 | Humboldt_Bay_Offshore_Wind | 0 | 0 | 0 | 0 | 0 | 0 | 161.925 | 0 | 0 | 0 | 0 | 0 | [12 empty] | 0 | 0 | 0 | 0 | 0 | 0 | 0 | 0 | 0 | 0 | 0 | 0 | 0 | 0 | 0 | 0 | 161.925 | 0 | 0 | 0 | 0 | 0
PG&E North of Greater Bay Study Area | Humboldt (Proposed) | 500 | Northern_California_Li_Battery | Northern_California_Solar | 0 | 0 | 0 | Humboldt_Bay_Offshore_Wind | 0 | 0 | 0 | 0 | 0 | 0 | 0 | 0 | 0 | 0 | 0 | 0 | [12 empty] | 0 | 0 | 0 | 0 | 0 | 0 | 0 | 0 | 0 | 0 | 0 | 0 | 0 | 0 | 0 | 0 | 0 | 0 | 0 | 0 | 0 | 0
SCE Metro Study Area | Huntington Beach | 230 | Greater_LA_Li_Battery | Greater_LA_Solar | 0 | 0 | 0 | 0 | 0 | 0 | 0 | 0 | 0 | 0 | 0 | 0 | 0 | 0 | 0 | 0 | [12 empty] | 0 | 0 | 0 | 0 | 0 | 0 | 0 | 0 | 0 | 0 | 0 | 0 | 0 | 0 | 0 | 0 | 0 | 0 | 0 | 0 | 0 | 0
SDG&E Study Area | IID System | 230 | Imperial_Li_Battery | Imperial_Solar | Greater_Imperial_Geothermal | 0 | 0 | 0 | 0 | 0 | 0 | 0 | 0 | 0 | 0 | 0 | 0 | 0 | 0 | 0 | [12 empty] | 0 | 0 | 0 | 0 | 0 | 0 | 0 | 0 | 0 | 0 | 0 | 0 | 0 | 0 | 0 | 0 | 0 | 0 | 0 | 0 | 0 | 0
SDG&E Study Area | IID System | 161 | Imperial_Li_Battery | Imperial_Solar | Greater_Imperial_Geothermal | 0 | 0 | 0 | 0 | 0 | 0 | 0 | 0 | 0 | 0 | 0 | 0 | 0 | 0 | 0 | [12 empty] | 0 | 0 | 0 | 0 | 0 | 0 | 0 | 0 | 0 | 0 | 0 | 0 | 0 | 0 | 0 | 0 | 0 | 0 | 0 | 0 | 0 | 0
SDG&E Study Area | Imperial Valley | 500 | Imperial_Li_Battery | Imperial_Solar | 0 | 0 | 0 | 0 | 0 | 1150 | 0 | 0 | 0 | 0 | 0 | 1150 | 0 | 1150 | 0 | 0 | [12 empty] | 0 | 0 | 0 | 0 | 0 | 0 | 0 | 0 | 0 | 0 | 0 | 0 | 0 | 0 | 0 | 0 | 0 | 0 | 0 | 0 | 0 | 0
SDG&E Study Area | Imperial Valley | 230 | Imperial_Li_Battery | Imperial_Solar | 0 | 0 | 0 | 0 | 0 | 2422.13 | 0 | 0 | 0 | 0 | 0 | 985 | 0 | 985 | 0 | 0 | [12 empty] | 635 | 0 | 0 | 0 | 0 | 0 | 200 | 0 | 200 | 0 | 0 | 1547.13 | 0 | 0 | 0 | 0 | 0 | 710 | 0 | 710 | 0 | 0
East of Pisgah Study Area | Innovation | 230 | Southern_NV_Eldorado_Li_Battery | Southern_NV_Eldorado_Solar | 0 | Southern_Nevada_Wind | 0 | 0 | 0 | 150 | 0 | 0 | 0 | 0 | 0 | 300 | 300 | 0 | 0 | 0 | [12 empty] | 150 | 0 | 0 | 0 | 0 | 0 | 300 | 300 | 0 | 0 | 0 | 150 | 0 | 0 | 0 | 0 | 0 | 300 | 300 | 0 | 0 | 0
East of Pisgah Study Area | Innovation | 115 | Southern_NV_Eldorado_Li_Battery | Southern_NV_Eldorado_Solar | 0 | Southern_Nevada_Wind | 0 | 0 | 0 | 0 | 0 | 0 | 0 | 0 | 0 | 0 | 0 | 0 | 0 | 0 | [12 empty] | 0 | 0 | 0 | 0 | 0 | 0 | 0 | 0 | 0 | 0 | 0 | 0 | 0 | 0 | 0 | 0 | 0 | 0 | 0 | 0 | 0 | 0
East of Pisgah Study Area | Innovation | 138 | Southern_NV_Eldorado_Li_Battery | Southern_NV_Eldorado_Solar | 0 | Southern_Nevada_Wind | 0 | 0 | 0 | 0 | 0 | 0 | 0 | 0 | 0 | 0 | 0 | 0 | 0 | 0 | [12 empty] | 0 | 0 | 0 | 0 | 0 | 0 | 0 | 0 | 0 | 0 | 0 | 0 | 0 | 0 | 0 | 0 | 0 | 0 | 0 | 0 | 0 | 0
SCE North of Lugo (NOL) Study Area | Inyo | 115 | Greater_Kramer_Li_Battery | Greater_Kramer_Solar | 0 | 0 | 0 | 0 | 0 | 0 | 0 | 0 | 0 | 0 | 0 | 0 | 0 | 0 | 0 | 0 | [12 empty] | 0 | 0 | 0 | 0 | 0 | 0 | 0 | 0 | 0 | 0 | 0 | 0 | 0 | 0 | 0 | 0 | 0 | 0 | 0 | 0 | 0 | 0
SCE North of Lugo (NOL) Study Area | Inyokern | 115 | Greater_Kramer_Li_Battery | Greater_Kramer_Solar | 0 | 0 | 0 | 0 | 0 | 0 | 0 | 0 | 0 | 0 | 0 | 0 | 0 | 0 | 0 | 0 | [12 empty] | 0 | 0 | 0 | 0 | 0 | 0 | 0 | 0 | 0 | 0 | 0 | 0 | 0 | 0 | 0 | 0 | 0 | 0 | 0 | 0 | 0 | 0
East of Pisgah Study Area | Ivanpah | 230 | Southern_NV_Eldorado_Li_Battery | Southern_NV_Eldorado_Solar | 0 | 0 | 0 | 0 | 0 | 200 | 0 | 0 | 0 | 0 | 0 | 0 | 0 | 0 | 0 | 0 | [12 empty] | 200 | 0 | 0 | 0 | 0 | 0 | 0 | 0 | 0 | 0 | 0 | 200 | 0 | 0 | 0 | 0 | 0 | 0 | 0 | 0 | 0 | 0
East of Pisgah Study Area | Ivanpah | 115 | Southern_NV_Eldorado_Li_Battery | Southern_NV_Eldorado_Solar | 0 | 0 | 0 | 0 | 0 | 0 | 0 | 0 | 0 | 0 | 0 | 0 | 0 | 0 | 0 | 0 | [12 empty] | 0 | 0 | 0 | 0 | 0 | 0 | 0 | 0 | 0 | 0 | 0 | 0 | 0 | 0 | 0 | 0 | 0 | 0 | 0 | 0 | 0 | 0
PG&E North of Greater Bay Study Area | Jessup | 115 | Northern_California_Li_Battery | Northern_California_Solar | 0 | Northern_California_Wind | 0 | 0 | 0 | 0 | 0 | 0 | 0 | 0 | 0 | 0 | 0 | 0 | 0 | 0 | [12 empty] | 0 | 0 | 0 | 0 | 0 | 0 | 0 | 0 | 0 | 0 | 0 | 0 | 0 | 0 | 0 | 0 | 0 | 0 | 0 | 0 | 0 | 0
SCE Metro Study Area | Johanna | 230 | Greater_LA_Li_Battery | Greater_LA_Solar | 0 | 0 | 0 | 0 | 0 | 100 | 0 | 0 | 0 | 0 | 0 | 0 | 0 | 0 | 0 | 0 | [12 empty] | 0 | 0 | 0 | 0 | 0 | 0 | 0 | 0 | 0 | 0 | 0 | 0 | 0 | 0 | 0 | 0 | 0 | 0 | 0 | 0 | 0 | 0
PG&E Fresno Study Area | Kearney | 230 | Southern_PGAE_Li_Battery | Southern_PGAE_Solar | 0 | 0 | 0 | 0 | 0 | 200 | 0 | 0 | 0 | 0 | 0 | 0 | 0 | 0 | 0 | 0 | [12 empty] | 0 | 0 | 0 | 0 | 0 | 0 | 0 | 0 | 0 | 0 | 0 | 0 | 0 | 0 | 0 | 0 | 0 | 0 | 0 | 0 | 0 | 0
SDG&E Study Area | Kearny | 115 | San_Diego_Li_Battery | San_Diego_Solar | 0 | 0 | 0 | 0 | 0 | 0 | 0 | 0 | 0 | 0 | 0 | 0 | 0 | 0 | 0 | 0 | [12 empty] | 0 | 0 | 0 | 0 | 0 | 0 | 0 | 0 | 0 | 0 | 0 | 0 | 0 | 0 | 0 | 0 | 0 | 0 | 0 | 0 | 0 | 0
PG&E North of Greater Bay Study Area | Kelso | 230 | Northern_California_Li_Battery | Northern_California_Solar | 0 | Solano_Wind | 0 | 0 | 0 | 27 | 50.9 | 45.9 | 5 | 0 | 0 | 0 | 0 | 0 | 0 | 0 | [12 empty] | 0 | 50.9 | 45.9 | 5 | 0 | 0 | 0 | 0 | 0 | 0 | 0 | 0 | 50.9 | 45.9 | 5 | 0 | 0 | 0 | 0 | 0 | 0 | 0
PG&E East Kern Study Area | Kern | 115 | Southern_PGAE_Li_Battery | Southern_PGAE_Solar | 0 | 0 | 0 | 0 | 0 | 150 | 0 | 0 | 0 | 0 | 0 | 150 | 0 | 150 | 0 | 0 | [12 empty] | 0 | 0 | 0 | 0 | 0 | 0 | 0 | 0 | 0 | 0 | 0 | 0 | 0 | 0 | 0 | 0 | 0 | 0 | 0 | 0 | 0 | 0
PG&E East Kern Study Area | Kern Oil | 115 | Southern_PGAE_Li_Battery | Southern_PGAE_Solar | 0 | 0 | 0 | 0 | 0 | 0 | 0 | 0 | 0 | 0 | 0 | 0 | 0 | 0 | 0 | 0 | [12 empty] | 0 | 0 | 0 | 0 | 0 | 0 | 0 | 0 | 0 | 0 | 0 | 0 | 0 | 0 | 0 | 0 | 0 | 0 | 0 | 0 | 0 | 0
PG&E East Kern Study Area | Kern Power | 115 | Southern_PGAE_Li_Battery | Southern_PGAE_Solar | 0 | 0 | 0 | 0 | 0 | 460 | 0 | 0 | 0 | 0 | 0 | 0 | 0 | 0 | 0 | 0 | [12 empty] | 0 | 0 | 0 | 0 | 0 | 0 | 0 | 0 | 0 | 0 | 0 | 0 | 0 | 0 | 0 | 0 | 0 | 0 | 0 | 0 | 0 | 0
PG&E Fresno Study Area | Kingsburg | 115 | Southern_PGAE_Li_Battery | Southern_PGAE_Solar | 0 | 0 | 0 | 0 | 0 | 0 | 0 | 0 | 0 | 0 | 0 | 0 | 0 | 0 | 0 | 0 | [12 empty] | 0 | 0 | 0 | 0 | 0 | 0 | 0 | 0 | 0 | 0 | 0 | 0 | 0 | 0 | 0 | 0 | 0 | 0 | 0 | 0 | 0 | 0
SCE North of Lugo (NOL) Study Area | Kramer | 230 | Greater_Kramer_Li_Battery | Greater_Kramer_Solar | 0 | 0 | 0 | 0 | 0 | 1211.8514 | 0 | 0 | 0 | 0 | 0 | 1369.0257 | 619.0257 | 750 | 0 | 0 | [12 empty] | 534 | 0 | 0 | 0 | 0 | 0 | 682 | 482 | 200 | 0 | 0 | 1011.8514 | 0 | 0 | 0 | 0 | 0 | 1169.0257 | 619.0257 | 550 | 0 | 0
SCE North of Lugo (NOL) Study Area | Kramer | 115 | Greater_Kramer_Li_Battery | Greater_Kramer_Solar | 0 | 0 | 0 | 0 | 0 | 0 | 0 | 0 | 0 | 0 | 0 | 0 | 0 | 0 | 0 | 0 | [12 empty] | 0 | 0 | 0 | 0 | 0 | 0 | 0 | 0 | 0 | 0 | 0 | 0 | 0 | 0 | 0 | 0 | 0 | 0 | 0 | 0 | 0 | 0
SCE Metro Study Area | La Cienega | 230 | Greater_LA_Li_Battery | Greater_LA_Solar | 0 | 0 | 0 | 0 | 0 | 900 | 0 | 0 | 0 | 0 | 0 | 0 | 0 | 0 | 0 | 0 | [12 empty] | 0 | 0 | 0 | 0 | 0 | 0 | 0 | 0 | 0 | 0 | 0 | 0 | 0 | 0 | 0 | 0 | 0 | 0 | 0 | 0 | 0 | 0
SCE Metro Study Area | La Fresa | 230 | Greater_LA_Li_Battery | Greater_LA_Solar | 0 | 0 | 0 | 0 | 0 | 0 | 0 | 0 | 0 | 0 | 0 | 0 | 0 | 0 | 0 | 0 | [12 empty] | 0 | 0 | 0 | 0 | 0 | 0 | 0 | 0 | 0 | 0 | 0 | 0 | 0 | 0 | 0 | 0 | 0 | 0 | 0 | 0 | 0 | 0
SCE Metro Study Area | Laguna Bell | 230 | Greater_LA_Li_Battery | Greater_LA_Solar | 0 | 0 | 0 | 0 | 0 | 1050 | 0 | 0 | 0 | 0 | 0 | 300 | 0 | 300 | 0 | 0 | [12 empty] | 250 | 0 | 0 | 0 | 0 | 0 | 0 | 0 | 0 | 0 | 0 | 500 | 0 | 0 | 0 | 0 | 0 | 0 | 0 | 0 | 0 | 0
PG&E North of Greater Bay Study Area | Lakeville | 230 | Northern_California_Li_Battery | Northern_California_Solar | 0 | Solano_Wind | 0 | 0 | 0 | 800 | 0 | 0 | 0 | 0 | 0 | 0 | 0 | 0 | 0 | 0 | [12 empty] | 0 | 0 | 0 | 0 | 0 | 0 | 0 | 0 | 0 | 0 | 0 | 100 | 0 | 0 | 0 | 0 | 0 | 0 | 0 | 0 | 0 | 0
PG&E East Kern Study Area | Lamont | 115 | Southern_PGAE_Li_Battery | Southern_PGAE_Solar | 0 | 0 | 0 | 0 | 0 | 576.401 | 0 | 0 | 0 | 0 | 0 | 211.7 | 111.7 | 100 | 0 | 0 | [12 empty] | 0 | 0 | 0 | 0 | 0 | 0 | 11.7 | 11.7 | 0 | 0 | 0 | 51.401 | 0 | 0 | 0 | 0 | 0 | 111.7 | 111.7 | 0 | 0 | 0
East of Pisgah Study Area | Lathrop | 138 | Southern_NV_Eldorado_Li_Battery | Southern_NV_Eldorado_Solar | 0 | 0 | 0 | 0 | 0 | 500 | 0 | 0 | 0 | 0 | 0 | 500 | 0 | 500 | 0 | 0 | [12 empty] | 0 | 0 | 0 | 0 | 0 | 0 | 0 | 0 | 0 | 0 | 0 | 0 | 0 | 0 | 0 | 0 | 0 | 0 | 0 | 0 | 0 | 0
PG&E Fresno Study Area | Le Grand | 115 | Southern_PGAE_Li_Battery | Southern_PGAE_Solar | 0 | 0 | 0 | 0 | 0 | 390.47 | 0 | 0 | 0 | 0 | 0 | 280 | 130 | 150 | 0 | 0 | [12 empty] | 0 | 0 | 0 | 0 | 0 | 0 | 0 | 0 | 0 | 0 | 0 | 0 | 0 | 0 | 0 | 0 | 0 | 0 | 0 | 0 | 0 | 0
SCE Eastern Study Area | Lee Lake (Proposed) | 500 | 0 | 0 | 0 | 0 | 0 | 0 | Riverside_West_Pumped_Storage | 0 | 0 | 0 | 0 | 0 | 0 | 0 | 0 | 0 | 0 | 500 | [12 empty] | 0 | 0 | 0 | 0 | 0 | 0 | 0 | 0 | 0 | 0 | 500 | 0 | 0 | 0 | 0 | 0 | 0 | 0 | 0 | 0 | 0 | 500
PG&E Fresno Study Area | Leprino Jct | 115 | Southern_PGAE_Li_Battery | Southern_PGAE_Solar | 0 | 0 | 0 | 0 | 0 | 0 | 0 | 0 | 0 | 0 | 0 | 0 | 0 | 0 | 0 | 0 | [12 empty] | 0 | 0 | 0 | 0 | 0 | 0 | 0 | 0 | 0 | 0 | 0 | 0 | 0 | 0 | 0 | 0 | 0 | 0 | 0 | 0 | 0 | 0
PG&E East Kern Study Area | Lerdo | 115 | Southern_PGAE_Li_Battery | Southern_PGAE_Solar | 0 | 0 | 0 | 0 | 0 | 0 | 0 | 0 | 0 | 0 | 0 | 0 | 0 | 0 | 0 | 0 | [12 empty] | 0 | 0 | 0 | 0 | 0 | 0 | 0 | 0 | 0 | 0 | 0 | 0 | 0 | 0 | 0 | 0 | 0 | 0 | 0 | 0 | 0 | 0
SCE Metro Study Area | Lewis | 230 | Greater_LA_Li_Battery | Greater_LA_Solar | 0 | 0 | 0 | 0 | 0 | 0 | 0 | 0 | 0 | 0 | 0 | 0 | 0 | 0 | 0 | 0 | [12 empty] | 0 | 0 | 0 | 0 | 0 | 0 | 0 | 0 | 0 | 0 | 0 | 0 | 0 | 0 | 0 | 0 | 0 | 0 | 0 | 0 | 0 | 0
SCE Metro Study Area | Lighthipe | 230 | Greater_LA_Li_Battery | Greater_LA_Solar | 0 | 0 | 0 | 0 | 0 | 0 | 0 | 0 | 0 | 0 | 0 | 0 | 0 | 0 | 0 | 0 | [12 empty] | 0 | 0 | 0 | 0 | 0 | 0 | 0 | 0 | 0 | 0 | 0 | 0 | 0 | 0 | 0 | 0 | 0 | 0 | 0 | 0 | 0 | 0
PG&E North of Greater Bay Study Area | Lockeford | 115 | Northern_California_Li_Battery | Northern_California_Solar | 0 | 0 | 0 | 0 | 0 | 0 | 0 | 0 | 0 | 0 | 0 | 0 | 0 | 0 | 0 | 0 | [12 empty] | 0 | 0 | 0 | 0 | 0 | 0 | 0 | 0 | 0 | 0 | 0 | 0 | 0 | 0 | 0 | 0 | 0 | 0 | 0 | 0 | 0 | 0
PG&E North of Greater Bay Study Area | Lone Tree | 230 | Northern_California_Li_Battery | Northern_California_Solar | 0 | Solano_Wind | 0 | 0 | 0 | 0 | 0 | 0 | 0 | 0 | 0 | 0 | 0 | 0 | 0 | 0 | [12 empty] | 0 | 0 | 0 | 0 | 0 | 0 | 0 | 0 | 0 | 0 | 0 | 0 | 0 | 0 | 0 | 0 | 0 | 0 | 0 | 0 | 0 | 0
SCE Metro Study Area | Long Beach | 230 | Greater_LA_Li_Battery | Greater_LA_Solar | 0 | 0 | 0 | 0 | 0 | 0 | 0 | 0 | 0 | 0 | 0 | 0 | 0 | 0 | 0 | 0 | [12 empty] | 0 | 0 | 0 | 0 | 0 | 0 | 0 | 0 | 0 | 0 | 0 | 0 | 0 | 0 | 0 | 0 | 0 | 0 | 0 | 0 | 0 | 0
PG&E Fresno Study Area | Los Banos | 230 | Southern_PGAE_Li_Battery | Southern_PGAE_Solar | 0 | Central_Valley_North_Los_Banos_Wind | 0 | 0 | 0 | 659.94 | 136.8 | 39.6241 | 97.1759 | 0 | 0 | 801.5 | 200 | 601.5 | 0 | 0 | [12 empty] | 184.94 | 136.8 | 39.6241 | 97.1759 | 0 | 0 | 400 | 200 | 200 | 0 | 0 | 259.94 | 136.8 | 39.6241 | 97.1759 | 0 | 0 | 501.5 | 200 | 301.5 | 0 | 0
PG&E S500 Study Area | Los Banos | 500 | Southern_PGAE_Li_Battery | Southern_PGAE_Solar | 0 | 0 | 0 | 0 | 0 | 1700 | 0 | 0 | 0 | 0 | 0 | 1700 | 0 | 1700 | 0 | 0 | [12 empty] | 0 | 0 | 0 | 0 | 0 | 0 | 0 | 0 | 0 | 0 | 0 | 0 | 0 | 0 | 0 | 0 | 0 | 0 | 0 | 0 | 0 | 0
PG&E North of Greater Bay Study Area | Los Esteros | 115 | Northern_California_Li_Battery | Northern_California_Solar | 0 | 0 | 0 | 0 | 0 | 2393 | 0 | 0 | 0 | 0 | 0 | 0 | 0 | 0 | 0 | 0 | [12 empty] | 203 | 0 | 0 | 0 | 0 | 0 | 0 | 0 | 0 | 0 | 0 | 206 | 0 | 0 | 0 | 0 | 0 | 0 | 0 | 0 | 0 | 0
SCE North of Lugo (NOL) Study Area | Lugo | 500 | Greater_Kramer_Li_Battery | Greater_Kramer_Solar | 0 | 0 | 0 | 0 | 0 | 500 | 0 | 0 | 0 | 0 | 0 | 0 | 0 | 0 | 0 | 0 | [12 empty] | 0 | 0 | 0 | 0 | 0 | 0 | 0 | 0 | 0 | 0 | 0 | 0 | 0 | 0 | 0 | 0 | 0 | 0 | 0 | 0 | 0 | 0
SCE North of Lugo (NOL) Study Area | Lugo | 230 | Greater_Kramer_Li_Battery | Greater_Kramer_Solar | 0 | 0 | 0 | 0 | 0 | 400 | 0 | 0 | 0 | 0 | 0 | 0 | 0 | 0 | 0 | 0 | [12 empty] | 0 | 0 | 0 | 0 | 0 | 0 | 0 | 0 | 0 | 0 | 0 | 0 | 0 | 0 | 0 | 0 | 0 | 0 | 0 | 0 | 0 | 0
SCE Northern Area | Magunden | 230 | Tehachapi_Li_Battery | Tehachapi_Solar | 0 | 0 | 0 | 0 | 0 | 0 | 0 | 0 | 0 | 0 | 0 | 0 | 0 | 0 | 0 | 0 | [12 empty] | 0 | 0 | 0 | 0 | 0 | 0 | 0 | 0 | 0 | 0 | 0 | 0 | 0 | 0 | 0 | 0 | 0 | 0 | 0 | 0 | 0 | 0
SCE Northern Area | Magunden | 115 | Tehachapi_Li_Battery | Tehachapi_Solar | 0 | 0 | 0 | 0 | 0 | 100 | 0 | 0 | 0 | 0 | 0 | 0 | 0 | 0 | 0 | 0 | [12 empty] | 0 | 0 | 0 | 0 | 0 | 0 | 0 | 0 | 0 | 0 | 0 | 0 | 0 | 0 | 0 | 0 | 0 | 0 | 0 | 0 | 0 | 0
PG&E Fresno Study Area | Malaga | 115 | Southern_PGAE_Li_Battery | Southern_PGAE_Solar | 0 | 0 | 0 | 0 | 0 | 0 | 0 | 0 | 0 | 0 | 0 | 0 | 0 | 0 | 0 | 0 | [12 empty] | 0 | 0 | 0 | 0 | 0 | 0 | 0 | 0 | 0 | 0 | 0 | 0 | 0 | 0 | 0 | 0 | 0 | 0 | 0 | 0 | 0 | 0
SCE Northern Area | Mandalay | 230 | Greater_LA_Li_Battery | Greater_LA_Solar | 0 | 0 | 0 | 0 | 0 | 400 | 0 | 0 | 0 | 0 | 0 | 0 | 0 | 0 | 0 | 0 | [12 empty] | 0 | 0 | 0 | 0 | 0 | 0 | 0 | 0 | 0 | 0 | 0 | 400 | 0 | 0 | 0 | 0 | 0 | 0 | 0 | 0 | 0 | 0
PG&E North of Greater Bay Study Area | Martin (San Francisco H) | 115 | Northern_California_Li_Battery | Northern_California_Solar | 0 | 0 | 0 | 0 | 0 | 555 | 0 | 0 | 0 | 0 | 0 | 0 | 0 | 0 | 0 | 0 | [12 empty] | 250 | 0 | 0 | 0 | 0 | 0 | 0 | 0 | 0 | 0 | 0 | 250 | 0 | 0 | 0 | 0 | 0 | 0 | 0 | 0 | 0 | 0
PG&E North of Greater Bay Study Area | Martinez | 115 | Northern_California_Li_Battery | Northern_California_Solar | 0 | Solano_Wind | 0 | 0 | 0 | 20 | 0 | 0 | 0 | 0 | 0 | 0 | 0 | 0 | 0 | 0 | [12 empty] | 20 | 0 | 0 | 0 | 0 | 0 | 0 | 0 | 0 | 0 | 0 | 20 | 0 | 0 | 0 | 0 | 0 | 0 | 0 | 0 | 0 | 0
PG&E Fresno Study Area | McCall | 230 | Southern_PGAE_Li_Battery | Southern_PGAE_Solar | 0 | 0 | 0 | 0 | 0 | 0 | 0 | 0 | 0 | 0 | 0 | 0 | 0 | 0 | 0 | 0 | [12 empty] | 0 | 0 | 0 | 0 | 0 | 0 | 0 | 0 | 0 | 0 | 0 | 0 | 0 | 0 | 0 | 0 | 0 | 0 | 0 | 0 | 0 | 0
PG&E Fresno Study Area | McCall | 115 | Southern_PGAE_Li_Battery | Southern_PGAE_Solar | 0 | 0 | 0 | 0 | 0 | 0 | 0 | 0 | 0 | 0 | 0 | 0 | 0 | 0 | 0 | 0 | [12 empty] | 0 | 0 | 0 | 0 | 0 | 0 | 0 | 0 | 0 | 0 | 0 | 0 | 0 | 0 | 0 | 0 | 0 | 0 | 0 | 0 | 0 | 0
PG&E Fresno Study Area | Mc Mullin | 230 | Southern_PGAE_Li_Battery | Southern_PGAE_Solar | 0 | 0 | 0 | 0 | 0 | 0 | 0 | 0 | 0 | 0 | 0 | 0 | 0 | 0 | 0 | 0 | [12 empty] | 0 | 0 | 0 | 0 | 0 | 0 | 0 | 0 | 0 | 0 | 0 | 0 | 0 | 0 | 0 | 0 | 0 | 0 | 0 | 0 | 0 | 0
East of Pisgah Study Area | Mead | 230 | Southern_NV_Eldorado_Li_Battery | Southern_NV_Eldorado_Solar | 0 | SW_Ext_Tx_Wind | 0 | 0 | 0 | 0 | 0 | 0 | 0 | 0 | 0 | 0 | 0 | 0 | 0 | 0 | [12 empty] | 0 | 0 | 0 | 0 | 0 | 0 | 0 | 0 | 0 | 0 | 0 | 0 | 0 | 0 | 0 | 0 | 0 | 0 | 0 | 0 | 0 | 0
PG&E North of Greater Bay Study Area | Mendocino | 115 | Northern_California_Li_Battery | Northern_California_Solar | 0 | 0 | 0 | 0 | 0 | 0 | 0 | 0 | 0 | 0 | 0 | 0 | 0 | 0 | 0 | 0 | [12 empty] | 0 | 0 | 0 | 0 | 0 | 0 | 0 | 0 | 0 | 0 | 0 | 0 | 0 | 0 | 0 | 0 | 0 | 0 | 0 | 0 | 0 | 0
PG&E Fresno Study Area | Mendota | 115 | Southern_PGAE_Li_Battery | Southern_PGAE_Solar | 0 | 0 | 0 | 0 | 0 | 150 | 0 | 0 | 0 | 0 | 0 | 150 | 0 | 150 | 0 | 0 | [12 empty] | 0 | 0 | 0 | 0 | 0 | 0 | 0 | 0 | 0 | 0 | 0 | 0 | 0 | 0 | 0 | 0 | 0 | 0 | 0 | 0 | 0 | 0
PG&E Fresno Study Area | Merced | 115 | Southern_PGAE_Li_Battery | Southern_PGAE_Solar | 0 | 0 | 0 | 0 | 0 | 450 | 0 | 0 | 0 | 0 | 0 | 0 | 0 | 0 | 0 | 0 | [12 empty] | 0 | 0 | 0 | 0 | 0 | 0 | 0 | 0 | 0 | 0 | 0 | 0 | 0 | 0 | 0 | 0 | 0 | 0 | 0 | 0 | 0 | 0
PG&E East Kern Study Area | Mesa | 115 | Southern_PGAE_Li_Battery | Southern_PGAE_Solar | 0 | 0 | 0 | 0 | 0 | 0 | 0 | 0 | 0 | 0 | 0 | 0 | 0 | 0 | 0 | 0 | [12 empty] | 0 | 0 | 0 | 0 | 0 | 0 | 0 | 0 | 0 | 0 | 0 | 0 | 0 | 0 | 0 | 0 | 0 | 0 | 0 | 0 | 0 | 0
PG&E East Kern Study Area | Mesa | 230 | Southern_PGAE_Li_Battery | Southern_PGAE_Solar | 0 | 0 | 0 | 0 | 0 | 851.7 | 0 | 0 | 0 | 0 | 0 | 0 | 0 | 0 | 0 | 0 | [12 empty] | 0 | 0 | 0 | 0 | 0 | 0 | 0 | 0 | 0 | 0 | 0 | 599.7 | 0 | 0 | 0 | 0 | 0 | 0 | 0 | 0 | 0 | 0
SCE Northern Area | Mesa (SCE) | 230 | Greater_LA_Li_Battery | Greater_LA_Solar | 0 | 0 | 0 | 0 | 0 | 0 | 0 | 0 | 0 | 0 | 0 | 0 | 0 | 0 | 0 | 0 | [12 empty] | 0 | 0 | 0 | 0 | 0 | 0 | 0 | 0 | 0 | 0 | 0 | 0 | 0 | 0 | 0 | 0 | 0 | 0 | 0 | 0 | 0 | 0
PG&E North of Greater Bay Study Area | Metcalf | 230 | Northern_California_Li_Battery | Northern_California_Solar | 0 | 0 | 0 | 0 | 0 | 525 | 0 | 0 | 0 | 0 | 0 | 0 | 0 | 0 | 0 | 0 | [12 empty] | 75 | 0 | 0 | 0 | 0 | 0 | 0 | 0 | 0 | 0 | 0 | 425 | 0 | 0 | 0 | 0 | 0 | 0 | 0 | 0 | 0 | 0
PG&E East Kern Study Area | Midway | 230 | Southern_PGAE_Li_Battery | Southern_PGAE_Solar | 0 | 0 | 0 | 0 | 0 | 781.94 | 0 | 0 | 0 | 0 | 0 | 839.94 | 80 | 759.94 | 0 | 0 | [12 empty] | 92 | 0 | 0 | 0 | 0 | 0 | 100 | 80 | 20 | 0 | 0 | 92 | 0 | 0 | 0 | 0 | 0 | 250 | 80 | 170 | 0 | 0
PG&E East Kern Study Area | Midway | 500 | Southern_PGAE_Li_Battery | Southern_PGAE_Solar | 0 | 0 | 0 | 0 | 0 | 1950 | 0 | 0 | 0 | 0 | 0 | 1950 | 0 | 1950 | 0 | 0 | [12 empty] | 800 | 0 | 0 | 0 | 0 | 0 | 800 | 0 | 800 | 0 | 0 | 800 | 0 | 0 | 0 | 0 | 0 | 800 | 0 | 800 | 0 | 0
PG&E East Kern Study Area | Midway | 115 | Southern_PGAE_Li_Battery | Southern_PGAE_Solar | 0 | 0 | 0 | 0 | 0 | 751 | 0 | 0 | 0 | 0 | 0 | 865 | 200 | 665 | 0 | 0 | [12 empty] | 184 | 0 | 0 | 0 | 0 | 0 | 200 | 0 | 200 | 0 | 0 | 286 | 0 | 0 | 0 | 0 | 0 | 400 | 200 | 200 | 0 | 0
SDG&E Study Area | Miguel | 500 | San_Diego_Li_Battery | San_Diego_Solar | 0 | 0 | 0 | 0 | 0 | 0 | 0 | 0 | 0 | 0 | 0 | 0 | 0 | 0 | 0 | 0 | [12 empty] | 0 | 0 | 0 | 0 | 0 | 0 | 0 | 0 | 0 | 0 | 0 | 0 | 0 | 0 | 0 | 0 | 0 | 0 | 0 | 0 | 0 | 0
SDG&E Study Area | Miguel | 230 | San_Diego_Li_Battery | San_Diego_Solar | 0 | 0 | 0 | 0 | 0 | 150 | 0 | 0 | 0 | 0 | 0 | 0 | 0 | 0 | 0 | 0 | [12 empty] | 0 | 0 | 0 | 0 | 0 | 0 | 0 | 0 | 0 | 0 | 0 | 0 | 0 | 0 | 0 | 0 | 0 | 0 | 0 | 0 | 0 | 0
SCE Metro Study Area | Mira Loma | 500 | Greater_LA_Li_Battery | Greater_LA_Solar | 0 | 0 | 0 | 0 | 0 | 0 | 0 | 0 | 0 | 0 | 0 | 0 | 0 | 0 | 0 | 0 | [12 empty] | 0 | 0 | 0 | 0 | 0 | 0 | 0 | 0 | 0 | 0 | 0 | 0 | 0 | 0 | 0 | 0 | 0 | 0 | 0 | 0 | 0 | 0
SCE Metro Study Area | Mira Loma | 230 | Greater_LA_Li_Battery | Greater_LA_Solar | 0 | 0 | 0 | 0 | 0 | 2000 | 0 | 0 | 0 | 0 | 0 | 0 | 0 | 0 | 0 | 0 | [12 empty] | 0 | 0 | 0 | 0 | 0 | 0 | 0 | 0 | 0 | 0 | 0 | 300 | 0 | 0 | 0 | 0 | 0 | 0 | 0 | 0 | 0 | 0
SDG&E Study Area | Mission | 230 | San_Diego_Li_Battery | San_Diego_Solar | 0 | 0 | 0 | 0 | 0 | 0 | 0 | 0 | 0 | 0 | 0 | 0 | 0 | 0 | 0 | 0 | [12 empty] | 0 | 0 | 0 | 0 | 0 | 0 | 0 | 0 | 0 | 0 | 0 | 0 | 0 | 0 | 0 | 0 | 0 | 0 | 0 | 0 | 0 | 0
SDG&E Study Area | Mission | 138 | San_Diego_Li_Battery | San_Diego_Solar | 0 | 0 | 0 | 0 | 0 | 100 | 0 | 0 | 0 | 0 | 0 | 0 | 0 | 0 | 0 | 0 | [12 empty] | 100 | 0 | 0 | 0 | 0 | 0 | 0 | 0 | 0 | 0 | 0 | 100 | 0 | 0 | 0 | 0 | 0 | 0 | 0 | 0 | 0 | 0
East of Pisgah Study Area | Mohave | 500 | Southern_NV_Eldorado_Li_Battery | Southern_NV_Eldorado_Solar | 0 | 0 | 0 | 0 | 0 | 1770 | 0 | 0 | 0 | 0 | 0 | 1770 | 0 | 1770 | 0 | 0 | [12 empty] | 0 | 0 | 0 | 0 | 0 | 0 | 0 | 0 | 0 | 0 | 0 | 1520 | 0 | 0 | 0 | 0 | 0 | 1520 | 0 | 1520 | 0 | 0
SCE Northern Area | Moorpark | 230 | Greater_LA_Li_Battery | Greater_LA_Solar | 0 | Tehachapi_Wind | 0 | 0 | 0 | 2465 | 0 | 0 | 0 | 0 | 0 | 0 | 0 | 0 | 0 | 0 | [12 empty] | 500 | 0 | 0 | 0 | 0 | 0 | 0 | 0 | 0 | 0 | 0 | 500 | 0 | 0 | 0 | 0 | 0 | 0 | 0 | 0 | 0 | 0
PG&E East Kern Study Area | Morro Bay | 230 | Southern_PGAE_Li_Battery | Southern_PGAE_Solar | 0 | 0 | 0 | Morro_Bay_Offshore_Wind | 0 | 1008 | 0 | 0 | 0 | 628.65 | 0 | 0 | 0 | 0 | 0 | 500 | [12 empty] | 0 | 0 | 0 | 0 | 0 | 0 | 0 | 0 | 0 | 0 | 0 | 308 | 0 | 0 | 0 | 0 | 0 | 0 | 0 | 0 | 0 | 500
PG&E East Kern Study Area | Morro Bay (Proposed) | 500 | Southern_PGAE_Li_Battery | Southern_PGAE_Solar | 0 | 0 | 0 | Morro_Bay_Offshore_Wind | 0 | 319.35 | 0 | 0 | 0 | 1190 | 0 | 0 | 0 | 0 | 0 | 0 | [12 empty] | 0 | 0 | 0 | 0 | 0 | 0 | 0 | 0 | 0 | 0 | 0 | 0 | 0 | 0 | 0 | 0 | 0 | 0 | 0 | 0 | 0 | 0
PG&E Fresno Study Area | Moss Landing | 500 | Southern_PGAE_Li_Battery | Southern_PGAE_Solar | 0 | 0 | 0 | 0 | 0 | 1856.813 | 0 | 0 | 0 | 1525.172 | 0 | 0 | 0 | 0 | 0 | 0 | [12 empty] | 1100 | 0 | 0 | 0 | 0 | 0 | 0 | 0 | 0 | 0 | 0 | 1100 | 0 | 0 | 0 | 0 | 0 | 0 | 0 | 0 | 0 | 0
PG&E Fresno Study Area | Moss Landing | 230 | Southern_PGAE_Li_Battery | Southern_PGAE_Solar | 0 | 0 | 0 | 0 | 0 | 510 | 0 | 0 | 0 | 0 | 0 | 110 | 0 | 110 | 0 | 0 | [12 empty] | 0 | 0 | 0 | 0 | 0 | 0 | 0 | 0 | 0 | 0 | 0 | 0 | 0 | 0 | 0 | 0 | 0 | 0 | 0 | 0 | 0 | 0
PG&E East Kern Study Area | Mustang | 230 | Southern_PGAE_Li_Battery | Southern_PGAE_Solar | 0 | 0 | 0 | 0 | 0 | 469.8 | 0 | 0 | 0 | 0 | 0 | 300 | 0 | 300 | 0 | 0 | [12 empty] | 169.8 | 0 | 0 | 0 | 0 | 0 | 0 | 0 | 0 | 0 | 0 | 469.8 | 0 | 0 | 0 | 0 | 0 | 300 | 0 | 300 | 0 | 0
PG&E Fresno Study Area | Newhall | 115 | Southern_PGAE_Li_Battery | Southern_PGAE_Solar | 0 | 0 | 0 | 0 | 0 | 0 | 0 | 0 | 0 | 0 | 0 | 0 | 0 | 0 | 0 | 0 | [12 empty] | 0 | 0 | 0 | 0 | 0 | 0 | 0 | 0 | 0 | 0 | 0 | 0 | 0 | 0 | 0 | 0 | 0 | 0 | 0 | 0 | 0 | 0
PG&E East Kern Study Area | Norco | 115 | Southern_PGAE_Li_Battery | Southern_PGAE_Solar | 0 | 0 | 0 | 0 | 0 | 0 | 0 | 0 | 0 | 0 | 0 | 0 | 0 | 0 | 0 | 0 | [12 empty] | 0 | 0 | 0 | 0 | 0 | 0 | 0 | 0 | 0 | 0 | 0 | 0 | 0 | 0 | 0 | 0 | 0 | 0 | 0 | 0 | 0 | 0
SDG&E Study Area | North Gila | 500 | Arizona_Li_Battery | Arizona_Solar | 0 | 0 | 0 | 0 | 0 | 0 | 0 | 0 | 0 | 0 | 0 | 0 | 0 | 0 | 0 | 0 | [12 empty] | 0 | 0 | 0 | 0 | 0 | 0 | 0 | 0 | 0 | 0 | 0 | 0 | 0 | 0 | 0 | 0 | 0 | 0 | 0 | 0 | 0 | 0
SDG&E Study Area | Ocotillo | 500 | Imperial_Li_Battery | Imperial_Solar | 0 | Baja_California_Wind | 0 | 0 | 0 | 313.9193 | 505.8 | 105.8 | 400 | 0 | 0 | 0 | 0 | 0 | 0 | 0 | [12 empty] | 0 | 0 | 0 | 0 | 0 | 0 | 0 | 0 | 0 | 0 | 0 | 0 | 400 | 0 | 400 | 0 | 0 | 0 | 0 | 0 | 0 | 0
SDG&E Study Area | Old Town | 230 | San_Diego_Li_Battery | San_Diego_Solar | 0 | 0 | 0 | 0 | 0 | 25 | 0 | 0 | 0 | 0 | 0 | 0 | 0 | 0 | 0 | 0 | [12 empty] | 0 | 0 | 0 | 0 | 0 | 0 | 0 | 0 | 0 | 0 | 0 | 25 | 0 | 0 | 0 | 0 | 0 | 0 | 0 | 0 | 0 | 0
SCE Metro Study Area | Olinda | 230 | Greater_LA_Li_Battery | Greater_LA_Solar | 0 | 0 | 0 | 0 | 0 | 0 | 0 | 0 | 0 | 0 | 0 | 0 | 0 | 0 | 0 | 0 | [12 empty] | 0 | 0 | 0 | 0 | 0 | 0 | 0 | 0 | 0 | 0 | 0 | 0 | 0 | 0 | 0 | 0 | 0 | 0 | 0 | 0 | 0 | 0
PG&E East Kern Study Area | Olive | 115 | Southern_PGAE_Li_Battery | Southern_PGAE_Solar | 0 | 0 | 0 | 0 | 0 | 180 | 0 | 0 | 0 | 0 | 0 | 200 | 40 | 160 | 0 | 0 | [12 empty] | 20 | 0 | 0 | 0 | 0 | 0 | 40 | 40 | 0 | 0 | 0 | 20 | 0 | 0 | 0 | 0 | 0 | 40 | 40 | 0 | 0 | 0
PG&E North of Greater Bay Study Area | Olivehurst | 115 | Northern_California_Li_Battery | Northern_California_Solar | 0 | Northern_California_Wind | 0 | 0 | 0 | 0 | 0 | 0 | 0 | 0 | 0 | 0 | 0 | 0 | 0 | 0 | [12 empty] | 0 | 0 | 0 | 0 | 0 | 0 | 0 | 0 | 0 | 0 | 0 | 0 | 0 | 0 | 0 | 0 | 0 | 0 | 0 | 0 | 0 | 0
PG&E Fresno Study Area | Oro Loma | 115 | Southern_PGAE_Li_Battery | Southern_PGAE_Solar | 0 | 0 | 0 | 0 | 0 | 0 | 0 | 0 | 0 | 0 | 0 | 0 | 0 | 0 | 0 | 0 | [12 empty] | 0 | 0 | 0 | 0 | 0 | 0 | 0 | 0 | 0 | 0 | 0 | 0 | 0 | 0 | 0 | 0 | 0 | 0 | 0 | 0 | 0 | 0
SDG&E Study Area | Otay Mesa | 230 | San_Diego_Li_Battery | San_Diego_Solar | 0 | 0 | 0 | 0 | 0 | 1795.01 | 0 | 0 | 0 | 0 | 0 | 0 | 0 | 0 | 0 | 0 | [12 empty] | 125 | 0 | 0 | 0 | 0 | 0 | 0 | 0 | 0 | 0 | 0 | 445.01 | 0 | 0 | 0 | 0 | 0 | 0 | 0 | 0 | 0 | 0
SCE Metro Study Area | Padua | 230 | Greater_LA_Li_Battery | Greater_LA_Solar | 0 | 0 | 0 | 0 | 0 | 0 | 0 | 0 | 0 | 0 | 0 | 0 | 0 | 0 | 0 | 0 | [12 empty] | 0 | 0 | 0 | 0 | 0 | 0 | 0 | 0 | 0 | 0 | 0 | 0 | 0 | 0 | 0 | 0 | 0 | 0 | 0 | 0 | 0 | 0
East of Pisgah Study Area | Pahrump | 230 | Southern_NV_Eldorado_Li_Battery | Southern_NV_Eldorado_Solar | 0 | Southern_Nevada_Wind | 0 | 0 | 0 | 0 | 0 | 0 | 0 | 0 | 0 | 0 | 0 | 0 | 0 | 0 | [12 empty] | 0 | 0 | 0 | 0 | 0 | 0 | 0 | 0 | 0 | 0 | 0 | 0 | 0 | 0 | 0 | 0 | 0 | 0 | 0 | 0 | 0 | 0
East of Pisgah Study Area | Pahrump | 138 | Southern_NV_Eldorado_Li_Battery | Southern_NV_Eldorado_Solar | 0 | Southern_Nevada_Wind | 0 | 0 | 0 | 0 | 0 | 0 | 0 | 0 | 0 | 0 | 0 | 0 | 0 | 0 | [12 empty] | 0 | 0 | 0 | 0 | 0 | 0 | 0 | 0 | 0 | 0 | 0 | 0 | 0 | 0 | 0 | 0 | 0 | 0 | 0 | 0 | 0 | 0
PG&E North of Greater Bay Study Area | Palermo | 230 | Northern_California_Li_Battery | Northern_California_Solar | 0 | 0 | 0 | 0 | 0 | 200 | 0 | 0 | 0 | 0 | 0 | 0 | 0 | 0 | 0 | 0 | [12 empty] | 0 | 0 | 0 | 0 | 0 | 0 | 0 | 0 | 0 | 0 | 0 | 0 | 0 | 0 | 0 | 0 | 0 | 0 | 0 | 0 | 0 | 0
SCE Eastern Study Area | Palo Verde | 500 | Arizona_Li_Battery | Arizona_Solar | 0 | SW_Ext_Tx_Wind | New_Mexico_Wind | 0 | 0 | 0 | 0 | 0 | 0 | 0 | 0 | 0 | 0 | 0 | 0 | 0 | [12 empty] | 0 | 0 | 0 | 0 | 0 | 0 | 0 | 0 | 0 | 0 | 0 | 0 | 0 | 0 | 0 | 0 | 0 | 0 | 0 | 0 | 0 | 0
SDG&E Study Area | Palomar | 230 | San_Diego_Li_Battery | San_Diego_Solar | 0 | 0 | 0 | 0 | 0 | 0 | 0 | 0 | 0 | 0 | 0 | 0 | 0 | 0 | 0 | 0 | [12 empty] | 0 | 0 | 0 | 0 | 0 | 0 | 0 | 0 | 0 | 0 | 0 | 0 | 0 | 0 | 0 | 0 | 0 | 0 | 0 | 0 | 0 | 0
PG&E Fresno Study Area | Panoche | 115 | Southern_PGAE_Li_Battery | Southern_PGAE_Solar | 0 | 0 | 0 | 0 | 0 | 0 | 0 | 0 | 0 | 0 | 0 | 0 | 0 | 0 | 0 | 0 | [12 empty] | 0 | 0 | 0 | 0 | 0 | 0 | 0 | 0 | 0 | 0 | 0 | 0 | 0 | 0 | 0 | 0 | 0 | 0 | 0 | 0 | 0 | 0
PG&E Fresno Study Area | Panoche | 230 | Southern_PGAE_Li_Battery | Southern_PGAE_Solar | 0 | 0 | 0 | 0 | 0 | 0 | 0 | 0 | 0 | 0 | 0 | 0 | 0 | 0 | 0 | 0 | [12 empty] | 0 | 0 | 0 | 0 | 0 | 0 | 0 | 0 | 0 | 0 | 0 | 0 | 0 | 0 | 0 | 0 | 0 | 0 | 0 | 0 | 0 | 0
SCE Northern Area | Pardee | 230 | Greater_LA_Li_Battery | Greater_LA_Solar | 0 | 0 | 0 | 0 | 0 | 0 | 0 | 0 | 0 | 0 | 0 | 0 | 0 | 0 | 0 | 0 | [12 empty] | 0 | 0 | 0 | 0 | 0 | 0 | 0 | 0 | 0 | 0 | 0 | 0 | 0 | 0 | 0 | 0 | 0 | 0 | 0 | 0 | 0 | 0
SCE Northern Area | Pastoria | 230 | Tehachapi_Li_Battery | Tehachapi_Solar | 0 | 0 | 0 | 0 | 0 | 80 | 0 | 0 | 0 | 0 | 0 | 105.2 | 105.2 | 0 | 0 | 0 | [12 empty] | 80 | 0 | 0 | 0 | 0 | 0 | 105.2 | 105.2 | 0 | 0 | 0 | 80 | 0 | 0 | 0 | 0 | 0 | 105.2 | 105.2 | 0 | 0 | 0
PG&E North of Greater Bay Study Area | Peabody | 230 | Northern_California_Li_Battery | Northern_California_Solar | 0 | Solano_Wind | 0 | 0 | 0 | 0 | 0 | 0 | 0 | 0 | 0 | 0 | 0 | 0 | 0 | 0 | [12 empty] | 0 | 0 | 0 | 0 | 0 | 0 | 0 | 0 | 0 | 0 | 0 | 0 | 0 | 0 | 0 | 0 | 0 | 0 | 0 | 0 | 0 | 0
PG&E North of Greater Bay Study Area | Pease | 115 | Northern_California_Li_Battery | Northern_California_Solar | 0 | Northern_California_Wind | 0 | 0 | 0 | 109.2 | 0 | 0 | 0 | 0 | 0 | 0 | 0 | 0 | 0 | 0 | [12 empty] | 0 | 0 | 0 | 0 | 0 | 0 | 0 | 0 | 0 | 0 | 0 | 0 | 0 | 0 | 0 | 0 | 0 | 0 | 0 | 0 | 0 | 0
SDG&E Study Area | Penasquitos | 230 | San_Diego_Li_Battery | San_Diego_Solar | 0 | 0 | 0 | 0 | 0 | 0 | 0 | 0 | 0 | 0 | 0 | 0 | 0 | 0 | 0 | 0 | [12 empty] | 0 | 0 | 0 | 0 | 0 | 0 | 0 | 0 | 0 | 0 | 0 | 0 | 0 | 0 | 0 | 0 | 0 | 0 | 0 | 0 | 0 | 0
SDG&E Study Area | Penasquitos | 138 | San_Diego_Li_Battery | San_Diego_Solar | 0 | 0 | 0 | 0 | 0 | 0 | 0 | 0 | 0 | 0 | 0 | 0 | 0 | 0 | 0 | 0 | [12 empty] | 0 | 0 | 0 | 0 | 0 | 0 | 0 | 0 | 0 | 0 | 0 | 0 | 0 | 0 | 0 | 0 | 0 | 0 | 0 | 0 | 0 | 0
PG&E North of Greater Bay Study Area | Peoria | 115 | Northern_California_Li_Battery | Northern_California_Solar | 0 | 0 | 0 | 0 | 0 | 0 | 0 | 0 | 0 | 0 | 0 | 0 | 0 | 0 | 0 | 0 | [12 empty] | 0 | 0 | 0 | 0 | 0 | 0 | 0 | 0 | 0 | 0 | 0 | 0 | 0 | 0 | 0 | 0 | 0 | 0 | 0 | 0 | 0 | 0
SCE North of Lugo (NOL) Study Area | Pisgah | 230 | Greater_Kramer_Li_Battery | Greater_Kramer_Solar | 0 | 0 | 0 | 0 | 0 | 300 | 150 | 150 | 0 | 0 | 0 | 300 | 0 | 300 | 0 | 0 | [12 empty] | 0 | 0 | 0 | 0 | 0 | 0 | 0 | 0 | 0 | 0 | 0 | 0 | 0 | 0 | 0 | 0 | 0 | 0 | 0 | 0 | 0 | 0
PG&E North of Greater Bay Study Area | Pit 1 | 230 | Northern_California_Li_Battery | Northern_California_Solar | Northern_California_Geothermal | Northern_California_Wind | 0 | 0 | 0 | 0 | 0 | 0 | 0 | 0 | 0 | 0 | 0 | 0 | 0 | 0 | [12 empty] | 0 | 0 | 0 | 0 | 0 | 0 | 0 | 0 | 0 | 0 | 0 | 0 | 0 | 0 | 0 | 0 | 0 | 0 | 0 | 0 | 0 | 0
PG&E North of Greater Bay Study Area | Pittsburg | 230 | Northern_California_Li_Battery | Northern_California_Solar | 0 | Solano_Wind | 0 | 0 | 0 | 1290 | 0 | 0 | 0 | 0 | 0 | 0 | 0 | 0 | 0 | 0 | [12 empty] | 20 | 0 | 0 | 0 | 0 | 0 | 0 | 0 | 0 | 0 | 0 | 20 | 0 | 0 | 0 | 0 | 0 | 0 | 0 | 0 | 0 | 0
PG&E North of Greater Bay Study Area | Pittsburg PP | 230 | Northern_California_Li_Battery | Northern_California_Solar | 0 | 0 | 0 | 0 | 0 | 175 | 0 | 0 | 0 | 0 | 0 | 0 | 0 | 0 | 0 | 0 | [12 empty] | 0 | 0 | 0 | 0 | 0 | 0 | 0 | 0 | 0 | 0 | 0 | 0 | 0 | 0 | 0 | 0 | 0 | 0 | 0 | 0 | 0 | 0
PG&E North of Greater Bay Study Area | Placerville | 115 | Northern_California_Li_Battery | Northern_California_Solar | 0 | 0 | 0 | 0 | 0 | 0 | 0 | 0 | 0 | 0 | 0 | 0 | 0 | 0 | 0 | 0 | [12 empty] | 0 | 0 | 0 | 0 | 0 | 0 | 0 | 0 | 0 | 0 | 0 | 0 | 0 | 0 | 0 | 0 | 0 | 0 | 0 | 0 | 0 | 0
PG&E North of Greater Bay Study Area | Pleasant Grove | 115 | Northern_California_Li_Battery | Northern_California_Solar | 0 | Northern_California_Wind | 0 | 0 | 0 | 0 | 0 | 0 | 0 | 0 | 0 | 0 | 0 | 0 | 0 | 0 | [12 empty] | 0 | 0 | 0 | 0 | 0 | 0 | 0 | 0 | 0 | 0 | 0 | 0 | 0 | 0 | 0 | 0 | 0 | 0 | 0 | 0 | 0 | 0
PG&E East Kern Study Area | Poso Mountain | 115 | Southern_PGAE_Li_Battery | Southern_PGAE_Solar | 0 | 0 | 0 | 0 | 0 | 0 | 0 | 0 | 0 | 0 | 0 | 0 | 0 | 0 | 0 | 0 | [12 empty] | 0 | 0 | 0 | 0 | 0 | 0 | 0 | 0 | 0 | 0 | 0 | 0 | 0 | 0 | 0 | 0 | 0 | 0 | 0 | 0 | 0 | 0
East of Pisgah Study Area | Primm | 230 | Southern_NV_Eldorado_Li_Battery | Southern_NV_Eldorado_Solar | 0 | Southern_Nevada_Wind | 0 | 0 | 0 | 0 | 0 | 0 | 0 | 0 | 0 | 0 | 0 | 0 | 0 | 0 | [12 empty] | 0 | 0 | 0 | 0 | 0 | 0 | 0 | 0 | 0 | 0 | 0 | 0 | 0 | 0 | 0 | 0 | 0 | 0 | 0 | 0 | 0 | 0
PG&E Fresno Study Area | Pumpjack | 115 | Southern_PGAE_Li_Battery | Southern_PGAE_Solar | 0 | 0 | 0 | 0 | 0 | 0 | 0 | 0 | 0 | 0 | 0 | 0 | 0 | 0 | 0 | 0 | [12 empty] | 0 | 0 | 0 | 0 | 0 | 0 | 0 | 0 | 0 | 0 | 0 | 0 | 0 | 0 | 0 | 0 | 0 | 0 | 0 | 0 | 0 | 0
PG&E North of Greater Bay Study Area | Putah Creek | 115 | Northern_California_Li_Battery | Northern_California_Solar | 0 | Solano_Wind | 0 | 0 | 0 | 0 | 0 | 0 | 0 | 0 | 0 | 0 | 0 | 0 | 0 | 0 | [12 empty] | 0 | 0 | 0 | 0 | 0 | 0 | 0 | 0 | 0 | 0 | 0 | 0 | 0 | 0 | 0 | 0 | 0 | 0 | 0 | 0 | 0 | 0
PG&E North of Greater Bay Study Area | Quinto | 230 | Southern_PGAE_Li_Battery | Southern_PGAE_Solar | 0 | 0 | 0 | 0 | 0 | 0 | 150 | 150 | 0 | 0 | 0 | 0 | 0 | 0 | 0 | 0 | [12 empty] | 0 | 0 | 0 | 0 | 0 | 0 | 0 | 0 | 0 | 0 | 0 | 0 | 0 | 0 | 0 | 0 | 0 | 0 | 0 | 0 | 0 | 0
SCE Metro Study Area | Rancho Vista | 500 | Greater_LA_Li_Battery | Greater_LA_Solar | 0 | 0 | 0 | 0 | 0 | 0 | 0 | 0 | 0 | 0 | 0 | 0 | 0 | 0 | 0 | 0 | [12 empty] | 0 | 0 | 0 | 0 | 0 | 0 | 0 | 0 | 0 | 0 | 0 | 0 | 0 | 0 | 0 | 0 | 0 | 0 | 0 | 0 | 0 | 0
SCE Metro Study Area | Rancho Vista | 230 | Greater_LA_Li_Battery | Greater_LA_Solar | 0 | 0 | 0 | 0 | 0 | 0 | 0 | 0 | 0 | 0 | 0 | 0 | 0 | 0 | 0 | 0 | [12 empty] | 0 | 0 | 0 | 0 | 0 | 0 | 0 | 0 | 0 | 0 | 0 | 0 | 0 | 0 | 0 | 0 | 0 | 0 | 0 | 0 | 0 | 0
SCE North of Lugo (NOL) Study Area | Ransburg | 115 | Greater_Kramer_Li_Battery | Greater_Kramer_Solar | Inyokern_North_Kramer_Geothermal | 0 | 0 | 0 | 0 | 0 | 0 | 0 | 0 | 0 | 0 | 0 | 0 | 0 | 0 | 0 | [12 empty] | 0 | 0 | 0 | 0 | 0 | 0 | 0 | 0 | 0 | 0 | 0 | 0 | 0 | 0 | 0 | 0 | 0 | 0 | 0 | 0 | 0 | 0
SCE Northern Area | Rector | 230 | Tehachapi_Li_Battery | Tehachapi_Solar | 0 | 0 | 0 | 0 | 0 | 600 | 0 | 0 | 0 | 0 | 0 | 200 | 0 | 200 | 0 | 0 | [12 empty] | 0 | 0 | 0 | 0 | 0 | 0 | 0 | 0 | 0 | 0 | 0 | 0 | 0 | 0 | 0 | 0 | 0 | 0 | 0 | 0 | 0 | 0
SCE Eastern Study Area | Redbluff | 500 | Riverside_Li_Battery | Riverside_Solar | 0 | Riverside_Palm_Springs_Wind | 0 | 0 | Riverside_East_Pumped_Storage | 2750 | 0 | 0 | 0 | 0 | 0 | 1550 | 0 | 1550 | 0 | 2800 | [12 empty] | 500 | 0 | 0 | 0 | 0 | 0 | 500 | 0 | 500 | 0 | 0 | 700 | 0 | 0 | 0 | 0 | 0 | 900 | 0 | 900 | 0 | 1400
SCE Eastern Study Area | Redbluff | 230 | Riverside_Li_Battery | Riverside_Solar | 0 | Riverside_Palm_Springs_Wind | 0 | 0 | 0 | 1774.6789 | 0 | 0 | 0 | 0 | 0 | 1072 | 729.7547 | 342.2453 | 0 | 0 | [12 empty] | 959 | 0 | 0 | 0 | 0 | 0 | 705 | 612.7547 | 92.2453 | 0 | 0 | 1024.6789 | 0 | 0 | 0 | 0 | 0 | 822 | 729.7547 | 92.2453 | 0 | 0
SCE Metro Study Area | Redondo | 230 | Greater_LA_Li_Battery | Greater_LA_Solar | 0 | 0 | 0 | 0 | 0 | 0 | 0 | 0 | 0 | 0 | 0 | 0 | 0 | 0 | 0 | 0 | [12 empty] | 0 | 0 | 0 | 0 | 0 | 0 | 0 | 0 | 0 | 0 | 0 | 0 | 0 | 0 | 0 | 0 | 0 | 0 | 0 | 0 | 0 | 0
PG&E Fresno Study Area | Reedley | 115 | Southern_PGAE_Li_Battery | Southern_PGAE_Solar | 0 | 0 | 0 | 0 | 0 | 0 | 0 | 0 | 0 | 0 | 0 | 0 | 0 | 0 | 0 | 0 | [12 empty] | 0 | 0 | 0 | 0 | 0 | 0 | 0 | 0 | 0 | 0 | 0 | 0 | 0 | 0 | 0 | 0 | 0 | 0 | 0 | 0 | 0 | 0
PG&E Fresno Study Area | Regulus | 115 | Southern_PGAE_Li_Battery | Southern_PGAE_Solar | 0 | 0 | 0 | 0 | 0 | 0 | 0 | 0 | 0 | 0 | 0 | 0 | 0 | 0 | 0 | 0 | [12 empty] | 0 | 0 | 0 | 0 | 0 | 0 | 0 | 0 | 0 | 0 | 0 | 0 | 0 | 0 | 0 | 0 | 0 | 0 | 0 | 0 | 0 | 0
PG&E East Kern Study Area | Renfro | 115 | Southern_PGAE_Li_Battery | Southern_PGAE_Solar | 0 | 0 | 0 | 0 | 0 | 0 | 0 | 0 | 0 | 0 | 0 | 0 | 0 | 0 | 0 | 0 | [12 empty] | 0 | 0 | 0 | 0 | 0 | 0 | 0 | 0 | 0 | 0 | 0 | 0 | 0 | 0 | 0 | 0 | 0 | 0 | 0 | 0 | 0 | 0
East of Pisgah Study Area | Rest of VEA 138 kV System | 138 | Southern_NV_Eldorado_Li_Battery | Southern_NV_Eldorado_Solar | Southern_Nevada_Geothermal | Southern_Nevada_Wind | 0 | 0 | 0 | 0 | 0 | 0 | 0 | 0 | 0 | 0 | 0 | 0 | 0 | 0 | [12 empty] | 0 | 0 | 0 | 0 | 0 | 0 | 0 | 0 | 0 | 0 | 0 | 0 | 0 | 0 | 0 | 0 | 0 | 0 | 0 | 0 | 0 | 0
PG&E North of Greater Bay Study Area | Richmond | 115 | Northern_California_Li_Battery | Northern_California_Solar | 0 | 0 | 0 | 0 | 0 | 330 | 0 | 0 | 0 | 0 | 0 | 0 | 0 | 0 | 0 | 0 | [12 empty] | 0 | 0 | 0 | 0 | 0 | 0 | 0 | 0 | 0 | 0 | 0 | 55 | 0 | 0 | 0 | 0 | 0 | 0 | 0 | 0 | 0 | 0
PG&E East Kern Study Area | Rio Bravo | 115 | Southern_PGAE_Li_Battery | Southern_PGAE_Solar | 0 | 0 | 0 | 0 | 0 | 155 | 0 | 0 | 0 | 0 | 0 | 155 | 0 | 155 | 0 | 0 | [12 empty] | 0 | 0 | 0 | 0 | 0 | 0 | 0 | 0 | 0 | 0 | 0 | 55 | 0 | 0 | 0 | 0 | 0 | 55 | 0 | 55 | 0 | 0
SCE Metro Study Area | Rio Hondo | 230 | Greater_LA_Li_Battery | Greater_LA_Solar | 0 | 0 | 0 | 0 | 0 | 1000 | 0 | 0 | 0 | 0 | 0 | 0 | 0 | 0 | 0 | 0 | [12 empty] | 0 | 0 | 0 | 0 | 0 | 0 | 0 | 0 | 0 | 0 | 0 | 0 | 0 | 0 | 0 | 0 | 0 | 0 | 0 | 0 | 0 | 0
PG&E North of Greater Bay Study Area | Rio Oso | 230 | Northern_California_Li_Battery | Northern_California_Solar | 0 | Northern_California_Wind | 0 | 0 | 0 | 491.504 | 0 | 0 | 0 | 0 | 0 | 265.3 | 165.3 | 100 | 0 | 0 | [12 empty] | 0 | 0 | 0 | 0 | 0 | 0 | 0 | 0 | 0 | 0 | 0 | 101.2 | 0 | 0 | 0 | 0 | 0 | 0 | 0 | 0 | 0 | 0
PG&E North of Greater Bay Study Area | Ripon | 115 | Northern_California_Li_Battery | Northern_California_Solar | 0 | 0 | 0 | 0 | 0 | 99 | 0 | 0 | 0 | 0 | 0 | 0 | 0 | 0 | 0 | 0 | [12 empty] | 99 | 0 | 0 | 0 | 0 | 0 | 0 | 0 | 0 | 0 | 0 | 99 | 0 | 0 | 0 | 0 | 0 | 0 | 0 | 0 | 0 | 0
PG&E North of Greater Bay Study Area | Riverbank | 115 | Northern_California_Li_Battery | Northern_California_Solar | 0 | 0 | 0 | 0 | 0 | 0 | 0 | 0 | 0 | 0 | 0 | 0 | 0 | 0 | 0 | 0 | [12 empty] | 0 | 0 | 0 | 0 | 0 | 0 | 0 | 0 | 0 | 0 | 0 | 0 | 0 | 0 | 0 | 0 | 0 | 0 | 0 | 0 | 0 | 0
SCE North of Lugo (NOL) Study Area | Roadway | 115 | Greater_Kramer_Li_Battery | Greater_Kramer_Solar | 0 | North_Victor_Wind | 0 | 0 | 0 | 149.9 | 0 | 0 | 0 | 0 | 0 | 200 | 100 | 100 | 0 | 0 | [12 empty] | 149.9 | 0 | 0 | 0 | 0 | 0 | 200 | 100 | 100 | 0 | 0 | 149.9 | 0 | 0 | 0 | 0 | 0 | 200 | 100 | 100 | 0 | 0
PG&E East Kern Study Area | Rosedale | 115 | Southern_PGAE_Li_Battery | Southern_PGAE_Solar | 0 | 0 | 0 | 0 | 0 | 0 | 0 | 0 | 0 | 0 | 0 | 0 | 0 | 0 | 0 | 0 | [12 empty] | 0 | 0 | 0 | 0 | 0 | 0 | 0 | 0 | 0 | 0 | 0 | 0 | 0 | 0 | 0 | 0 | 0 | 0 | 0 | 0 | 0 | 0
PG&E North of Greater Bay Study Area | Round Mountain | 230 | Northern_California_Li_Battery | Northern_California_Solar | Northern_California_Geothermal | Northern_California_Wind | NW_Ext_Tx_Wind | 0 | 0 | 299.99 | 200 | 200 | 0 | 0 | 0 | 0 | 0 | 0 | 0 | 0 | [12 empty] | 0 | 200 | 200 | 0 | 0 | 0 | 0 | 0 | 0 | 0 | 0 | 299.99 | 200 | 200 | 0 | 0 | 0 | 0 | 0 | 0 | 0 | 0
PG&E North of Greater Bay Study Area | Round Mountain | 500 | Northern_California_Li_Battery | Northern_California_Solar | Northern_California_Geothermal | Northern_California_Wind | NW_Ext_Tx_Wind | 0 | 0 | 0 | 0 | 0 | 0 | 0 | 0 | 0 | 0 | 0 | 0 | 0 | [12 empty] | 0 | 0 | 0 | 0 | 0 | 0 | 0 | 0 | 0 | 0 | 0 | 0 | 0 | 0 | 0 | 0 | 0 | 0 | 0 | 0 | 0 | 0
PG&E Fresno Study Area | S0478 | 115 | Southern_PGAE_Li_Battery | Southern_PGAE_Solar | 0 | 0 | 0 | 0 | 0 | 0 | 0 | 0 | 0 | 0 | 0 | 0 | 0 | 0 | 0 | 0 | [12 empty] | 0 | 0 | 0 | 0 | 0 | 0 | 0 | 0 | 0 | 0 | 0 | 0 | 0 | 0 | 0 | 0 | 0 | 0 | 0 | 0 | 0 | 0
SCE Eastern Study Area | San Bernardino | 230 | Riverside_Li_Battery | Riverside_Solar | 0 | 0 | 0 | 0 | 0 | 200 | 0 | 0 | 0 | 0 | 0 | 0 | 0 | 0 | 0 | 0 | [12 empty] | 0 | 0 | 0 | 0 | 0 | 0 | 0 | 0 | 0 | 0 | 0 | 0 | 0 | 0 | 0 | 0 | 0 | 0 | 0 | 0 | 0 | 0
PG&E East Kern Study Area | San Luis Obispo | 115 | Southern_PGAE_Li_Battery | Southern_PGAE_Solar | 0 | 0 | 0 | 0 | 0 | 0 | 0 | 0 | 0 | 0 | 0 | 0 | 0 | 0 | 0 | 0 | [12 empty] | 0 | 0 | 0 | 0 | 0 | 0 | 0 | 0 | 0 | 0 | 0 | 0 | 0 | 0 | 0 | 0 | 0 | 0 | 0 | 0 | 0 | 0
SDG&E Study Area | San Luis Rey | 230 | San_Diego_Li_Battery | San_Diego_Solar | 0 | 0 | 0 | 0 | 0 | 520.7 | 0 | 0 | 0 | 0 | 0 | 0 | 0 | 0 | 0 | 0 | [12 empty] | 69.6 | 0 | 0 | 0 | 0 | 0 | 0 | 0 | 0 | 0 | 0 | 170.7 | 0 | 0 | 0 | 0 | 0 | 0 | 0 | 0 | 0 | 0
SDG&E Study Area | San Onofre | 230 | Greater_LA_Li_Battery | Greater_LA_Solar | 0 | 0 | 0 | 0 | 0 | 0 | 0 | 0 | 0 | 0 | 0 | 0 | 0 | 0 | 0 | 0 | [12 empty] | 0 | 0 | 0 | 0 | 0 | 0 | 0 | 0 | 0 | 0 | 0 | 0 | 0 | 0 | 0 | 0 | 0 | 0 | 0 | 0 | 0 | 0
East of Pisgah Study Area | Sandy | 138 | Southern_NV_Eldorado_Li_Battery | Southern_NV_Eldorado_Solar | 0 | Southern_Nevada_Wind | 0 | 0 | 0 | 0 | 0 | 0 | 0 | 0 | 0 | 0 | 0 | 0 | 0 | 0 | [12 empty] | 0 | 0 | 0 | 0 | 0 | 0 | 0 | 0 | 0 | 0 | 0 | 0 | 0 | 0 | 0 | 0 | 0 | 0 | 0 | 0 | 0 | 0
PG&E Fresno Study Area | Sanger | 115 | Southern_PGAE_Li_Battery | Southern_PGAE_Solar | 0 | 0 | 0 | 0 | 0 | 200 | 0 | 0 | 0 | 0 | 0 | 0 | 0 | 0 | 0 | 0 | [12 empty] | 0 | 0 | 0 | 0 | 0 | 0 | 0 | 0 | 0 | 0 | 0 | 0 | 0 | 0 | 0 | 0 | 0 | 0 | 0 | 0 | 0 | 0
SCE Northern Area | Santa Clara | 230 | Greater_LA_Li_Battery | Greater_LA_Solar | 0 | 0 | 0 | 0 | 0 | 0 | 0 | 0 | 0 | 0 | 0 | 0 | 0 | 0 | 0 | 0 | [12 empty] | 0 | 0 | 0 | 0 | 0 | 0 | 0 | 0 | 0 | 0 | 0 | 0 | 0 | 0 | 0 | 0 | 0 | 0 | 0 | 0 | 0 | 0
SCE Metro Study Area | Santiago | 230 | Greater_LA_Li_Battery | Greater_LA_Solar | 0 | 0 | 0 | 0 | 0 | 0 | 0 | 0 | 0 | 0 | 0 | 0 | 0 | 0 | 0 | 0 | [12 empty] | 0 | 0 | 0 | 0 | 0 | 0 | 0 | 0 | 0 | 0 | 0 | 0 | 0 | 0 | 0 | 0 | 0 | 0 | 0 | 0 | 0 | 0
SCE Northern Area | Saugus | 230 | Greater_LA_Li_Battery | Greater_LA_Solar | 0 | 0 | 0 | 0 | 0 | 0 | 0 | 0 | 0 | 0 | 0 | 0 | 0 | 0 | 0 | 0 | [12 empty] | 0 | 0 | 0 | 0 | 0 | 0 | 0 | 0 | 0 | 0 | 0 | 0 | 0 | 0 | 0 | 0 | 0 | 0 | 0 | 0 | 0 | 0
PG&E Fresno Study Area | Schindler | 115 | Southern_PGAE_Li_Battery | Southern_PGAE_Solar | 0 | 0 | 0 | 0 | 0 | 125 | 0 | 0 | 0 | 0 | 0 | 125 | 0 | 125 | 0 | 0 | [12 empty] | 0 | 0 | 0 | 0 | 0 | 0 | 0 | 0 | 0 | 0 | 0 | 0 | 0 | 0 | 0 | 0 | 0 | 0 | 0 | 0 | 0 | 0
PG&E North of Greater Bay Study Area | Schulte Switching Station | 115 | Northern_California_Li_Battery | Northern_California_Solar | 0 | 0 | 0 | 0 | 0 | 650 | 0 | 0 | 0 | 0 | 0 | 0 | 0 | 0 | 0 | 0 | [12 empty] | 0 | 0 | 0 | 0 | 0 | 0 | 0 | 0 | 0 | 0 | 0 | 0 | 0 | 0 | 0 | 0 | 0 | 0 | 0 | 0 | 0 | 0
PG&E Fresno Study Area | Semitropic | 115 | Southern_PGAE_Li_Battery | Southern_PGAE_Solar | 0 | 0 | 0 | 0 | 0 | 100 | 0 | 0 | 0 | 0 | 0 | 100 | 0 | 100 | 0 | 0 | [12 empty] | 0 | 0 | 0 | 0 | 0 | 0 | 0 | 0 | 0 | 0 | 0 | 0 | 0 | 0 | 0 | 0 | 0 | 0 | 0 | 0 | 0 | 0
SCE Metro Study Area | Serrano | 500 | Greater_LA_Li_Battery | Greater_LA_Solar | 0 | 0 | 0 | 0 | 0 | 0 | 0 | 0 | 0 | 0 | 0 | 0 | 0 | 0 | 0 | 0 | [12 empty] | 0 | 0 | 0 | 0 | 0 | 0 | 0 | 0 | 0 | 0 | 0 | 0 | 0 | 0 | 0 | 0 | 0 | 0 | 0 | 0 | 0 | 0
SCE Metro Study Area | Serrano | 230 | Greater_LA_Li_Battery | Greater_LA_Solar | 0 | 0 | 0 | 0 | 0 | 300 | 0 | 0 | 0 | 0 | 0 | 0 | 0 | 0 | 0 | 0 | [12 empty] | 0 | 0 | 0 | 0 | 0 | 0 | 0 | 0 | 0 | 0 | 0 | 0 | 0 | 0 | 0 | 0 | 0 | 0 | 0 | 0 | 0 | 0
PG&E East Kern Study Area | Shafter | 115 | Southern_PGAE_Li_Battery | Southern_PGAE_Solar | 0 | 0 | 0 | 0 | 0 | 100 | 0 | 0 | 0 | 0 | 0 | 100 | 0 | 100 | 0 | 0 | [12 empty] | 0 | 0 | 0 | 0 | 0 | 0 | 0 | 0 | 0 | 0 | 0 | 0 | 0 | 0 | 0 | 0 | 0 | 0 | 0 | 0 | 0 | 0
PG&E North of Greater Bay Study Area | Shilo III | 230 | Northern_California_Li_Battery | Northern_California_Solar | 0 | Solano_Wind | 0 | 0 | 0 | 0 | 0 | 0 | 0 | 0 | 0 | 0 | 0 | 0 | 0 | 0 | [12 empty] | 0 | 0 | 0 | 0 | 0 | 0 | 0 | 0 | 0 | 0 | 0 | 0 | 0 | 0 | 0 | 0 | 0 | 0 | 0 | 0 | 0 | 0
SDG&E Study Area | Silvergate | 230 | San_Diego_Li_Battery | San_Diego_Solar | 0 | 0 | 0 | 0 | 0 | 400 | 0 | 0 | 0 | 0 | 0 | 0 | 0 | 0 | 0 | 0 | [12 empty] | 200 | 0 | 0 | 0 | 0 | 0 | 0 | 0 | 0 | 0 | 0 | 200 | 0 | 0 | 0 | 0 | 0 | 0 | 0 | 0 | 0 | 0
PG&E East Kern Study Area | Sisquoc | 115 | Southern_PGAE_Li_Battery | Southern_PGAE_Solar | 0 | 0 | 0 | 0 | 0 | 0 | 0 | 0 | 0 | 0 | 0 | 0 | 0 | 0 | 0 | 0 | [12 empty] | 0 | 0 | 0 | 0 | 0 | 0 | 0 | 0 | 0 | 0 | 0 | 0 | 0 | 0 | 0 | 0 | 0 | 0 | 0 | 0 | 0 | 0
East of Pisgah Study Area | Sloan Canyon (fka Bob) | 230 | Southern_NV_Eldorado_Li_Battery | Southern_NV_Eldorado_Solar | 0 | Southern_Nevada_Wind | 0 | 0 | 0 | 0 | 303 | 303 | 0 | 0 | 0 | 0 | 0 | 0 | 0 | 0 | [12 empty] | 0 | 303 | 303 | 0 | 0 | 0 | 0 | 0 | 0 | 0 | 0 | 0 | 303 | 303 | 0 | 0 | 0 | 0 | 0 | 0 | 0 | 0
PG&E East Kern Study Area | Smyrna | 115 | Southern_PGAE_Li_Battery | Southern_PGAE_Solar | 0 | 0 | 0 | 0 | 0 | 100 | 0 | 0 | 0 | 0 | 0 | 100 | 0 | 100 | 0 | 0 | [12 empty] | 0 | 0 | 0 | 0 | 0 | 0 | 0 | 0 | 0 | 0 | 0 | 0 | 0 | 0 | 0 | 0 | 0 | 0 | 0 | 0 | 0 | 0
PG&E East Kern Study Area | Solar SS | 230 | Southern_PGAE_Li_Battery | Southern_PGAE_Solar | 0 | 0 | 0 | 0 | 0 | 65.46 | 0 | 0 | 0 | 0 | 0 | 130 | 130 | 0 | 0 | 0 | [12 empty] | 0 | 0 | 0 | 0 | 0 | 0 | 0 | 0 | 0 | 0 | 0 | 0 | 0 | 0 | 0 | 0 | 0 | 0 | 0 | 0 | 0 | 0
PG&E East Kern Study Area | Solar SW | 230 | Southern_PGAE_Li_Battery | Southern_PGAE_Solar | 0 | 0 | 0 | 0 | 0 | 0 | 0 | 0 | 0 | 0 | 0 | 0 | 0 | 0 | 0 | 0 | [12 empty] | 0 | 0 | 0 | 0 | 0 | 0 | 0 | 0 | 0 | 0 | 0 | 0 | 0 | 0 | 0 | 0 | 0 | 0 | 0 | 0 | 0 | 0
SCE Northern Area | Springville | 230 | Tehachapi_Li_Battery | Tehachapi_Solar | 0 | 0 | 0 | 0 | 0 | 345 | 0 | 0 | 0 | 0 | 0 | 460 | 460 | 0 | 0 | 0 | [12 empty] | 0 | 0 | 0 | 0 | 0 | 0 | 0 | 0 | 0 | 0 | 0 | 0 | 0 | 0 | 0 | 0 | 0 | 0 | 0 | 0 | 0 | 0
PG&E North of Greater Bay Study Area | Stagg | 230 | Northern_California_Li_Battery | Northern_California_Solar | 0 | 0 | 0 | 0 | 0 | 0 | 0 | 0 | 0 | 0 | 0 | 0 | 0 | 0 | 0 | 0 | [12 empty] | 0 | 0 | 0 | 0 | 0 | 0 | 0 | 0 | 0 | 0 | 0 | 0 | 0 | 0 | 0 | 0 | 0 | 0 | 0 | 0 | 0 | 0
PG&E East Kern Study Area | Stockdale | 230 | Southern_PGAE_Li_Battery | Southern_PGAE_Solar | 0 | 0 | 0 | 0 | 0 | 0 | 0 | 0 | 0 | 0 | 0 | 0 | 0 | 0 | 0 | 0 | [12 empty] | 0 | 0 | 0 | 0 | 0 | 0 | 0 | 0 | 0 | 0 | 0 | 0 | 0 | 0 | 0 | 0 | 0 | 0 | 0 | 0 | 0 | 0
PG&E Fresno Study Area | Stockdale A | 230 | Southern_PGAE_Li_Battery | Southern_PGAE_Solar | 0 | 0 | 0 | 0 | 0 | 0 | 0 | 0 | 0 | 0 | 0 | 0 | 0 | 0 | 0 | 0 | [12 empty] | 0 | 0 | 0 | 0 | 0 | 0 | 0 | 0 | 0 | 0 | 0 | 0 | 0 | 0 | 0 | 0 | 0 | 0 | 0 | 0 | 0 | 0
PG&E North of Greater Bay Study Area | Summit | 115 | Northern_California_Li_Battery | Northern_California_Solar | Northern_Nevada_Geothermal | 0 | 0 | 0 | 0 | 0 | 0 | 0 | 0 | 0 | 0 | 0 | 0 | 0 | 0 | 0 | [12 empty] | 0 | 0 | 0 | 0 | 0 | 0 | 0 | 0 | 0 | 0 | 0 | 0 | 0 | 0 | 0 | 0 | 0 | 0 | 0 | 0 | 0 | 0
SDG&E Study Area | Suncrest | 500 | San_Diego_Li_Battery | San_Diego_Solar | 0 | Baja_California_Wind | 0 | 0 | 0 | 0 | 0 | 0 | 0 | 0 | 0 | 0 | 0 | 0 | 0 | 0 | [12 empty] | 0 | 0 | 0 | 0 | 0 | 0 | 0 | 0 | 0 | 0 | 0 | 0 | 0 | 0 | 0 | 0 | 0 | 0 | 0 | 0 | 0 | 0
SDG&E Study Area | Suncrest | 230 | San_Diego_Li_Battery | San_Diego_Solar | 0 | Baja_California_Wind | 0 | 0 | 0 | 700 | 0 | 0 | 0 | 0 | 0 | 0 | 0 | 0 | 0 | 0 | [12 empty] | 0 | 0 | 0 | 0 | 0 | 0 | 0 | 0 | 0 | 0 | 0 | 0 | 0 | 0 | 0 | 0 | 0 | 0 | 0 | 0 | 0 | 0
SDG&E Study Area | Sycamore | 230 | San_Diego_Li_Battery | San_Diego_Solar | 0 | 0 | 0 | 0 | San_Diego_Pumped_Storage | 170 | 0 | 0 | 0 | 0 | 0 | 0 | 0 | 0 | 0 | 0 | [12 empty] | 0 | 0 | 0 | 0 | 0 | 0 | 0 | 0 | 0 | 0 | 0 | 100 | 0 | 0 | 0 | 0 | 0 | 0 | 0 | 0 | 0 | 0
SDG&E Study Area | Sycamore | 138 | San_Diego_Li_Battery | San_Diego_Solar | 0 | 0 | 0 | 0 | 0 | 950 | 0 | 0 | 0 | 0 | 0 | 0 | 0 | 0 | 0 | 0 | [12 empty] | 400 | 0 | 0 | 0 | 0 | 0 | 0 | 0 | 0 | 0 | 0 | 550 | 0 | 0 | 0 | 0 | 0 | 0 | 0 | 0 | 0 | 0
SCE Northern Area | Sylmar | 230 | Greater_LA_Li_Battery | Greater_LA_Solar | 0 | 0 | 0 | 0 | 0 | 162.9 | 0 | 0 | 0 | 0 | 0 | 0 | 0 | 0 | 0 | 0 | [12 empty] | 0 | 0 | 0 | 0 | 0 | 0 | 0 | 0 | 0 | 0 | 0 | 0 | 0 | 0 | 0 | 0 | 0 | 0 | 0 | 0 | 0 | 0
PG&E North of Greater Bay Study Area | Table Mountain | 115 | Northern_California_Li_Battery | Northern_California_Solar | 0 | Northern_California_Wind | 0 | 0 | 0 | 425 | 0 | 0 | 0 | 0 | 0 | 225 | 0 | 225 | 0 | 0 | [12 empty] | 0 | 0 | 0 | 0 | 0 | 0 | 0 | 0 | 0 | 0 | 0 | 0 | 0 | 0 | 0 | 0 | 0 | 0 | 0 | 0 | 0 | 0
PG&E East Kern Study Area | Taft | 115 | Southern_PGAE_Li_Battery | Southern_PGAE_Solar | 0 | 0 | 0 | 0 | 0 | 0 | 0 | 0 | 0 | 0 | 0 | 0 | 0 | 0 | 0 | 0 | [12 empty] | 0 | 0 | 0 | 0 | 0 | 0 | 0 | 0 | 0 | 0 | 0 | 0 | 0 | 0 | 0 | 0 | 0 | 0 | 0 | 0 | 0 | 0
SDG&E Study Area | Talega | 230 | Greater_LA_Li_Battery | Greater_LA_Solar | 0 | 0 | 0 | 0 | 0 | 600 | 0 | 0 | 0 | 0 | 0 | 0 | 0 | 0 | 0 | 0 | [12 empty] | 200 | 0 | 0 | 0 | 0 | 0 | 0 | 0 | 0 | 0 | 0 | 200 | 0 | 0 | 0 | 0 | 0 | 0 | 0 | 0 | 0 | 0
PG&E East Kern Study Area | Temblor | 115 | Southern_PGAE_Li_Battery | Southern_PGAE_Solar | 0 | 0 | 0 | 0 | 0 | 0 | 0 | 0 | 0 | 0 | 0 | 0 | 0 | 0 | 0 | 0 | [12 empty] | 0 | 0 | 0 | 0 | 0 | 0 | 0 | 0 | 0 | 0 | 0 | 0 | 0 | 0 | 0 | 0 | 0 | 0 | 0 | 0 | 0 | 0
PG&E East Kern Study Area | Templeton | 115 | Southern_PGAE_Li_Battery | Southern_PGAE_Solar | 0 | Carrizo_Wind | 0 | 0 | 0 | 0 | 0 | 0 | 0 | 0 | 0 | 0 | 0 | 0 | 0 | 0 | [12 empty] | 0 | 0 | 0 | 0 | 0 | 0 | 0 | 0 | 0 | 0 | 0 | 0 | 0 | 0 | 0 | 0 | 0 | 0 | 0 | 0 | 0 | 0
PG&E East Kern Study Area | Templeton | 230 | Southern_PGAE_Li_Battery | Southern_PGAE_Solar | 0 | Carrizo_Wind | 0 | 0 | 0 | 500 | 0 | 0 | 0 | 0 | 0 | 0 | 0 | 0 | 0 | 0 | [12 empty] | 0 | 0 | 0 | 0 | 0 | 0 | 0 | 0 | 0 | 0 | 0 | 0 | 0 | 0 | 0 | 0 | 0 | 0 | 0 | 0 | 0 | 0
PG&E North of Greater Bay Study Area | Tesla | 115 | Northern_California_Li_Battery | Northern_California_Solar | 0 | Solano_Wind | 0 | 0 | 0 | 0 | 0 | 0 | 0 | 0 | 0 | 0 | 0 | 0 | 0 | 0 | [12 empty] | 0 | 0 | 0 | 0 | 0 | 0 | 0 | 0 | 0 | 0 | 0 | 0 | 0 | 0 | 0 | 0 | 0 | 0 | 0 | 0 | 0 | 0
PG&E North of Greater Bay Study Area | Tesla | 230 | Northern_California_Li_Battery | Northern_California_Solar | 0 | Solano_Wind | 0 | 0 | 0 | 2318 | 80 | 80 | 0 | 0 | 0 | 0 | 0 | 0 | 0 | 0 | [12 empty] | 418 | 80 | 80 | 0 | 0 | 0 | 0 | 0 | 0 | 0 | 0 | 418 | 80 | 80 | 0 | 0 | 0 | 0 | 0 | 0 | 0 | 0
PG&E North of Greater Bay Study Area | Tesla | 500 | Northern_California_Li_Battery | Northern_California_Solar | 0 | Solano_Wind | 0 | 0 | 0 | 900 | 400 | 0 | 400 | 0 | 0 | 400 | 0 | 400 | 0 | 0 | [12 empty] | 400 | 400 | 0 | 400 | 0 | 0 | 400 | 0 | 400 | 0 | 0 | 400 | 400 | 0 | 400 | 0 | 0 | 400 | 0 | 400 | 0 | 0
PG&E East Kern Study Area | Tevis | 115 | Southern_PGAE_Li_Battery | Southern_PGAE_Solar | 0 | 0 | 0 | 0 | 0 | 0 | 0 | 0 | 0 | 0 | 0 | 0 | 0 | 0 | 0 | 0 | [12 empty] | 0 | 0 | 0 | 0 | 0 | 0 | 0 | 0 | 0 | 0 | 0 | 0 | 0 | 0 | 0 | 0 | 0 | 0 | 0 | 0 | 0 | 0
PG&E North of Greater Bay Study Area | Thermalito | 230 | Northern_California_Li_Battery | Northern_California_Solar | 0 | Northern_California_Wind | 0 | 0 | 0 | 0 | 0 | 0 | 0 | 0 | 0 | 0 | 0 | 0 | 0 | 0 | [12 empty] | 0 | 0 | 0 | 0 | 0 | 0 | 0 | 0 | 0 | 0 | 0 | 0 | 0 | 0 | 0 | 0 | 0 | 0 | 0 | 0 | 0 | 0
SDG&E Study Area | Trabuco | 138 | San_Diego_Li_Battery | San_Diego_Solar | 0 | 0 | 0 | 0 | 0 | 300 | 0 | 0 | 0 | 0 | 0 | 0 | 0 | 0 | 0 | 0 | [12 empty] | 0 | 0 | 0 | 0 | 0 | 0 | 0 | 0 | 0 | 0 | 0 | 0 | 0 | 0 | 0 | 0 | 0 | 0 | 0 | 0 | 0 | 0
PG&E Fresno Study Area | Tranquility | 230 | Southern_PGAE_Li_Battery | Southern_PGAE_Solar | 0 | 0 | 0 | 0 | 0 | 1252.5 | 0 | 0 | 0 | 0 | 0 | 1500 | 360 | 1140 | 0 | 0 | [12 empty] | 752.5 | 0 | 0 | 0 | 0 | 0 | 800 | 360 | 440 | 0 | 0 | 752.5 | 0 | 0 | 0 | 0 | 0 | 1100 | 360 | 740 | 0 | 0
East of Pisgah Study Area | Trout Canyon (fka Crazy Eyes) | 230 | Southern_NV_Eldorado_Li_Battery | Southern_NV_Eldorado_Solar | 0 | Southern_Nevada_Wind | 0 | 0 | 0 | 2925 | 0 | 0 | 0 | 0 | 0 | 3250 | 650 | 2600 | 0 | 0 | [12 empty] | 325 | 0 | 0 | 0 | 0 | 0 | 650 | 650 | 0 | 0 | 0 | 1625 | 0 | 0 | 0 | 0 | 0 | 1950 | 650 | 1300 | 0 | 0
PG&E North of Greater Bay Study Area | Tulucay | 230 | Northern_California_Li_Battery | Northern_California_Solar | 0 | Solano_Wind | 0 | 0 | 0 | 250 | 0 | 0 | 0 | 0 | 0 | 0 | 0 | 0 | 0 | 0 | [12 empty] | 0 | 0 | 0 | 0 | 0 | 0 | 0 | 0 | 0 | 0 | 0 | 0 | 0 | 0 | 0 | 0 | 0 | 0 | 0 | 0 | 0 | 0
PG&E East Kern Study Area | Tupman | 115 | Southern_PGAE_Li_Battery | Southern_PGAE_Solar | 0 | 0 | 0 | 0 | 0 | 0 | 0 | 0 | 0 | 0 | 0 | 0 | 0 | 0 | 0 | 0 | [12 empty] | 0 | 0 | 0 | 0 | 0 | 0 | 0 | 0 | 0 | 0 | 0 | 0 | 0 | 0 | 0 | 0 | 0 | 0 | 0 | 0 | 0 | 0
PG&E North of Greater Bay Study Area | UltraPower Chinese Station | 115 | Northern_California_Li_Battery | Northern_California_Solar | 0 | 0 | 0 | 0 | 0 | 0 | 0 | 0 | 0 | 0 | 0 | 0 | 0 | 0 | 0 | 0 | [12 empty] | 0 | 0 | 0 | 0 | 0 | 0 | 0 | 0 | 0 | 0 | 0 | 0 | 0 | 0 | 0 | 0 | 0 | 0 | 0 | 0 | 0 | 0
PG&E North of Greater Bay Study Area | Vaca Dixon | 500 | Northern_California_Li_Battery | Northern_California_Solar | 0 | Solano_Wind | 0 | 0 | 0 | 700 | 0 | 0 | 0 | 0 | 0 | 0 | 0 | 0 | 0 | 0 | [12 empty] | 0 | 0 | 0 | 0 | 0 | 0 | 0 | 0 | 0 | 0 | 0 | 0 | 0 | 0 | 0 | 0 | 0 | 0 | 0 | 0 | 0 | 0
PG&E North of Greater Bay Study Area | Vaca Dixon | 115 | Northern_California_Li_Battery | Northern_California_Solar | 0 | Solano_Wind | 0 | 0 | 0 | 800 | 0 | 0 | 0 | 0 | 0 | 24.5 | 24.5 | 0 | 0 | 0 | [12 empty] | 300 | 0 | 0 | 0 | 0 | 0 | 24.5 | 24.5 | 0 | 0 | 0 | 300 | 0 | 0 | 0 | 0 | 0 | 24.5 | 24.5 | 0 | 0 | 0
SCE Eastern Study Area | Valley | 500 | Riverside_Li_Battery | Riverside_Solar | 0 | 0 | 0 | 0 | Riverside_West_Pumped_Storage | 1180 | 0 | 0 | 0 | 0 | 0 | 0 | 0 | 0 | 0 | 0 | [12 empty] | 680 | 0 | 0 | 0 | 0 | 0 | 0 | 0 | 0 | 0 | 0 | 1180 | 0 | 0 | 0 | 0 | 0 | 0 | 0 | 0 | 0 | 0
East of Pisgah Study Area | Valley (VEA) | 138 | Southern_NV_Eldorado_Li_Battery | Southern_NV_Eldorado_Solar | 0 | Southern_Nevada_Wind | 0 | 0 | 0 | 40 | 0 | 0 | 0 | 0 | 0 | 50 | 50 | 0 | 0 | 0 | [12 empty] | 40 | 0 | 0 | 0 | 0 | 0 | 50 | 50 | 0 | 0 | 0 | 40 | 0 | 0 | 0 | 0 | 0 | 50 | 50 | 0 | 0 | 0
SCE Northern Area | Vestal | 230 | Tehachapi_Li_Battery | Tehachapi_Solar | 0 | 0 | 0 | 0 | 0 | 602.963 | 0 | 0 | 0 | 0 | 0 | 700 | 200 | 500 | 0 | 0 | [12 empty] | 300 | 0 | 0 | 0 | 0 | 0 | 300 | 0 | 300 | 0 | 0 | 602.963 | 0 | 0 | 0 | 0 | 0 | 700 | 200 | 500 | 0 | 0
SCE North of Lugo (NOL) Study Area | Victor | 230 | Greater_Kramer_Li_Battery | Greater_Kramer_Solar | 0 | 0 | 0 | 0 | 0 | 400 | 0 | 0 | 0 | 0 | 0 | 0 | 0 | 0 | 0 | 0 | [12 empty] | 0 | 0 | 0 | 0 | 0 | 0 | 0 | 0 | 0 | 0 | 0 | 0 | 0 | 0 | 0 | 0 | 0 | 0 | 0 | 0 | 0 | 0
SCE North of Lugo (NOL) Study Area | Victor | 115 | Greater_Kramer_Li_Battery | Greater_Kramer_Solar | 0 | 0 | 0 | 0 | 0 | 0 | 0 | 0 | 0 | 0 | 0 | 0 | 0 | 0 | 0 | 0 | [12 empty] | 0 | 0 | 0 | 0 | 0 | 0 | 0 | 0 | 0 | 0 | 0 | 0 | 0 | 0 | 0 | 0 | 0 | 0 | 0 | 0 | 0 | 0
SCE Metro Study Area | Viejo | 230 | Greater_LA_Li_Battery | Greater_LA_Solar | 0 | 0 | 0 | 0 | 0 | 300 | 0 | 0 | 0 | 0 | 0 | 0 | 0 | 0 | 0 | 0 | [12 empty] | 0 | 0 | 0 | 0 | 0 | 0 | 0 | 0 | 0 | 0 | 0 | 0 | 0 | 0 | 0 | 0 | 0 | 0 | 0 | 0 | 0 | 0
PG&E North of Greater Bay Study Area | Vierra | 115 | Northern_California_Li_Battery | Northern_California_Solar | 0 | Solano_Wind | 0 | 0 | 0 | 101.2 | 0 | 0 | 0 | 0 | 0 | 0 | 0 | 0 | 0 | 0 | [12 empty] | 0 | 0 | 0 | 0 | 0 | 0 | 0 | 0 | 0 | 0 | 0 | 101.2 | 0 | 0 | 0 | 0 | 0 | 0 | 0 | 0 | 0 | 0
SCE Metro Study Area | Villa Park | 230 | Greater_LA_Li_Battery | Greater_LA_Solar | 0 | 0 | 0 | 0 | 0 | 0 | 0 | 0 | 0 | 0 | 0 | 0 | 0 | 0 | 0 | 0 | [12 empty] | 0 | 0 | 0 | 0 | 0 | 0 | 0 | 0 | 0 | 0 | 0 | 0 | 0 | 0 | 0 | 0 | 0 | 0 | 0 | 0 | 0 | 0
SCE Northern Area | Vincent | 230 | Greater_LA_Li_Battery | Greater_LA_Solar | 0 | 0 | 0 | 0 | 0 | 3149 | 0 | 0 | 0 | 0 | 0 | 1301 | 0 | 1301 | 0 | 0 | [12 empty] | 1649 | 0 | 0 | 0 | 0 | 0 | 1151 | 0 | 1151 | 0 | 0 | 1649 | 0 | 0 | 0 | 0 | 0 | 1151 | 0 | 1151 | 0 | 0
SCE Eastern Study Area | Vista | 230 | Riverside_Li_Battery | Riverside_Solar | 0 | 0 | 0 | 0 | 0 | 0 | 0 | 0 | 0 | 0 | 0 | 0 | 0 | 0 | 0 | 0 | [12 empty] | 0 | 0 | 0 | 0 | 0 | 0 | 0 | 0 | 0 | 0 | 0 | 0 | 0 | 0 | 0 | 0 | 0 | 0 | 0 | 0 | 0 | 0
East of Pisgah Study Area | Vista (VEA) | 138 | Southern_NV_Eldorado_Li_Battery | Southern_NV_Eldorado_Solar | 0 | 0 | 0 | 0 | 0 | 110.87 | 0 | 0 | 0 | 0 | 0 | 220 | 220 | 0 | 0 | 0 | [12 empty] | 0 | 0 | 0 | 0 | 0 | 0 | 0 | 0 | 0 | 0 | 0 | 0 | 0 | 0 | 0 | 0 | 0 | 0 | 0 | 0 | 0 | 0
PG&E Fresno Study Area | Wahtoke | 115 | Southern_PGAE_Li_Battery | Southern_PGAE_Solar | 0 | 0 | 0 | 0 | 0 | 0 | 0 | 0 | 0 | 0 | 0 | 0 | 0 | 0 | 0 | 0 | [12 empty] | 0 | 0 | 0 | 0 | 0 | 0 | 0 | 0 | 0 | 0 | 0 | 0 | 0 | 0 | 0 | 0 | 0 | 0 | 0 | 0 | 0 | 0
SCE Metro Study Area | Walnut | 230 | Greater_LA_Li_Battery | Greater_LA_Solar | 0 | 0 | 0 | 0 | 0 | 600 | 0 | 0 | 0 | 0 | 0 | 0 | 0 | 0 | 0 | 0 | [12 empty] | 200 | 0 | 0 | 0 | 0 | 0 | 0 | 0 | 0 | 0 | 0 | 200 | 0 | 0 | 0 | 0 | 0 | 0 | 0 | 0 | 0 | 0
PG&E Fresno Study Area | Westley | 230 | Southern_PGAE_Li_Battery | Southern_PGAE_Solar | 0 | 0 | 0 | 0 | 0 | 469.5 | 0 | 0 | 0 | 0 | 0 | 240 | 240 | 0 | 0 | 0 | [12 empty] | 154.5 | 0 | 0 | 0 | 0 | 0 | 220 | 220 | 0 | 0 | 0 | 169.5 | 0 | 0 | 0 | 0 | 0 | 240 | 240 | 0 | 0 | 0
PG&E Fresno Study Area | West Fresno | 115 | Southern_PGAE_Li_Battery | Southern_PGAE_Solar | 0 | 0 | 0 | 0 | 0 | 175 | 0 | 0 | 0 | 0 | 0 | 0 | 0 | 0 | 0 | 0 | [12 empty] | 0 | 0 | 0 | 0 | 0 | 0 | 0 | 0 | 0 | 0 | 0 | 0 | 0 | 0 | 0 | 0 | 0 | 0 | 0 | 0 | 0 | 0
PG&E East Kern Study Area | Westpark | 115 | Southern_PGAE_Li_Battery | Southern_PGAE_Solar | 0 | 0 | 0 | 0 | 0 | 0 | 0 | 0 | 0 | 0 | 0 | 0 | 0 | 0 | 0 | 0 | [12 empty] | 0 | 0 | 0 | 0 | 0 | 0 | 0 | 0 | 0 | 0 | 0 | 0 | 0 | 0 | 0 | 0 | 0 | 0 | 0 | 0 | 0 | 0
PG&E East Kern Study Area | Wheeler Ridge | 115 | Southern_PGAE_Li_Battery | Southern_PGAE_Solar | 0 | 0 | 0 | 0 | 0 | 162 | 0 | 0 | 0 | 0 | 0 | 170 | 80 | 90 | 0 | 0 | [12 empty] | 162 | 0 | 0 | 0 | 0 | 0 | 170 | 80 | 90 | 0 | 0 | 162 | 0 | 0 | 0 | 0 | 0 | 170 | 80 | 90 | 0 | 0
PG&E East Kern Study Area | Wheeler Ridge | 230 | Southern_PGAE_Li_Battery | Southern_PGAE_Solar | 0 | 0 | 0 | 0 | 0 | 300 | 0 | 0 | 0 | 0 | 0 | 500 | 200 | 300 | 0 | 0 | [12 empty] | 0 | 0 | 0 | 0 | 0 | 0 | 200 | 200 | 0 | 0 | 0 | 0 | 0 | 0 | 0 | 0 | 0 | 200 | 200 | 0 | 0 | 0
SCE Northern Area | Whirlwind | 500 | Tehachapi_Li_Battery | Tehachapi_Solar | 0 | Tehachapi_Wind | 0 | 0 | Tehachapi_Pumped_Storage | 900 | 0 | 0 | 0 | 0 | 0 | 400 | 0 | 400 | 0 | 0 | [12 empty] | 0 | 0 | 0 | 0 | 0 | 0 | 0 | 0 | 0 | 0 | 0 | 0 | 0 | 0 | 0 | 0 | 0 | 0 | 0 | 0 | 0 | 0
SCE Northern Area | Whirlwind | 230 | Tehachapi_Li_Battery | Tehachapi_Solar | 0 | Tehachapi_Wind | 0 | 0 | Tehachapi_Pumped_Storage | 1994.72 | 100 | 100 | 0 | 0 | 0 | 2162.15 | 893.8725 | 1268.2775 | 0 | 500 | [12 empty] | 986.72 | 100 | 100 | 0 | 0 | 0 | 1262.15 | 893.8725 | 368.2775 | 0 | 0 | 1094.72 | 100 | 100 | 0 | 0 | 0 | 1262.15 | 893.8725 | 368.2775 | 0 | 500
SCE Northern Area | Windhub | 500 | Tehachapi_Li_Battery | Tehachapi_Solar | 0 | Tehachapi_Wind | 0 | 0 | Tehachapi_Pumped_Storage | 1396.55 | 0 | 0 | 0 | 0 | 0 | 1628.5456 | 1128.5456 | 500 | 0 | 0 | [12 empty] | 671.55 | 0 | 0 | 0 | 0 | 0 | 778.5456 | 778.5456 | 0 | 0 | 0 | 671.55 | 0 | 0 | 0 | 0 | 0 | 778.5456 | 778.5456 | 0 | 0 | 0
SCE Northern Area | Windhub | 230 | Tehachapi_Li_Battery | Tehachapi_Solar | 0 | Tehachapi_Wind | 0 | 0 | Tehachapi_Pumped_Storage | 2410.0914 | 0 | 0 | 0 | 0 | 0 | 1622.8914 | 418.3 | 1204.5914 | 0 | 500 | [12 empty] | 1655.5 | 0 | 0 | 0 | 0 | 0 | 1418.3 | 418.3 | 1000 | 0 | 0 | 2410.0914 | 0 | 0 | 0 | 0 | 0 | 1622.8914 | 418.3 | 1204.5914 | 0 | 0
PG&E North of Greater Bay Study Area | Woodland | 115 | Northern_California_Li_Battery | Northern_California_Solar | 0 | Northern_California_Wind | 0 | 0 | 0 | 92 | 0 | 0 | 0 | 0 | 0 | 92 | 0 | 92 | 0 | 0 | [12 empty] | 12 | 0 | 0 | 0 | 0 | 0 | 12 | 0 | 12 | 0 | 0 | 92 | 0 | 0 | 0 | 0 | 0 | 92 | 0 | 92 | 0 | 0
PG&E North of Greater Bay Study Area | Wyandotte | 115 | Northern_California_Li_Battery | Northern_California_Solar | 0 | Northern_California_Wind | 0 | 0 | 0 | 0 | 0 | 0 | 0 | 0 | 0 | 0 | 0 | 0 | 0 | 0 | [12 empty] | 0 | 0 | 0 | 0 | 0 | 0 | 0 | 0 | 0 | 0 | 0 | 0 | 0 | 0 | 0 | 0 | 0 | 0 | 0 | 0 | 0 | 0

## OtherQueues_bySub
Commercial Interest in Select non-CAISO queues | [9 empty] | Data Sources: |  | SCE WDAT Queue, 4-1-2022 |  |  | PGE WDT Queue, 3-31-2022 |  |  | SDGE WDAT Queue, 3-2-2022 |  |  | IID Queue, 3-16-2022
Summary of MW and substation interconnection locations of larger or specific Geothermal, Solar, Battery, and Wind projects pulled from SCE, PGE, SDGE WDT and WDAT queues. Also includes geothermal projects from the IID queue | [9 empty] | Key resource Projects | [11 empty] | Projects with
[10 empty] | In other queues | [11 empty] | Study Status: | Executed | IA
Area | Substation | Voltage | Li_Battery | Solar | Geothermal | Wind | OOS Wind | OSW Wind | PSH | Battery | Wind (Total) | Wind (FCDS) | Wind (EODS) | Offshore Wind (FCDS) | Offshore Wind (EODS) | Solar (Total) | Solar (FCDS) | Solar (EODS) | Geothermal | Biomass | LDES | Battery | Wind (Total) | Wind (FCDS) | Wind (EODS) | Offshore Wind (FCDS) | Offshore Wind (EODS) | Solar (Total) | Solar (FCDS) | Solar (EODS) | Geothermal | Biomass | LDES
PG&E East Kern Study Area | 7th Standard | 115 | Southern_PGAE_Li_Battery | Southern_PGAE_Solar | 0 | 0 | 0 | 0 | 0
SCE Metro Study Area | Alamitos | 230 | Greater_LA_Li_Battery | Greater_LA_Solar | 0 | 0 | 0 | 0 | 0
PG&E Fresno Study Area | Alpaugh | 115 | Southern_PGAE_Li_Battery | Southern_PGAE_Solar | 0 | 0 | 0 | 0 | 0
SCE Northern Area | Antelope | 500 | Tehachapi_Li_Battery | Tehachapi_Solar | 0 | 0 | 0 | 0 | 0
SCE Northern Area | Antelope | 230 | Tehachapi_Li_Battery | Tehachapi_Solar | 0 | 0 | 0 | 0 | 0 | 58 | 3 | 3 |  |  |  | 98.55 | 58.55 | 40 |  |  |  |  | 3 | 3 |  |  |  | 38.55 | 38.55
PG&E East Kern Study Area | Arco | 230 | Southern_PGAE_Li_Battery | Southern_PGAE_Solar | 0 | 0 | 0 | 0 | 0
SCE Metro Study Area | Arcogen | 230 | Greater_LA_Li_Battery | Greater_LA_Solar | 0 | 0 | 0 | 0 | 0
PG&E East Kern Study Area | Avenal | 115 | Southern_PGAE_Li_Battery | Southern_PGAE_Solar | 0 | 0 | 0 | 0 | 0
SCE Northern Area | Bailey | 230 | Tehachapi_Li_Battery | Tehachapi_Solar | 0 | 0 | 0 | 0 | 0 |  | 0.15 | 0.15 | [10 empty] | 0.15 | 0.15
PG&E East Kern Study Area | Bakersfield | 230 | Southern_PGAE_Li_Battery | Southern_PGAE_Solar | 0 | 0 | 0 | 0 | 0
SCE Metro Study Area | Barre | 230 | Greater_LA_Li_Battery | Greater_LA_Solar | 0 | 0 | 0 | 0 | 0 | 40 | [5 empty] | 20 |  | 20 |  |  |  | 10 | [5 empty] | 10 |  | 10
SDG&E Study Area | Bay Boulevard | 230 | San_Diego_Li_Battery | San_Diego_Solar | 0 | 0 | 0 | 0 | 0
East of Pisgah Study Area | Beatty | 138
PG&E North of Greater Bay Study Area | Bellota | 230 | [17 empty] | 3
PG&E North of Greater Bay Study Area | Bellota | 115 | Northern_California_Li_Battery | Northern_California_Solar | 0 | 0 | 0 | 0 | 0
PG&E North of Greater Bay Study Area | Bellevue | 115 | Northern_California_Li_Battery | Northern_California_Solar | 0 | 0 | 0 | 0 | 0 | [10 empty] | 2
SCE Northern Area | Big Creek Hydro Facilities | 230 | Tehachapi_Li_Battery | Tehachapi_Solar | 0 | 0 | 0 | 0 | 0
PG&E North of Greater Bay Study Area | Birds Landing | 230 | Northern_California_Li_Battery | Northern_California_Solar | 0 | Solano_Wind | 0 | 0 | 0
SDG&E Study Area | BlytheSC 161 kV | 161 | Imperial_Li_Battery | Imperial_Solar | 0 | 0 | 0 | 0 | 0
PG&E Fresno Study Area | Borden | 230 | Southern_PGAE_Li_Battery | Southern_PGAE_Solar | 0 | 0 | 0 | 0 | 0
PG&E North of Greater Bay Study Area | Brentwood | 230 | Northern_California_Li_Battery | Northern_California_Solar | 0 | 0 | 0 | 0 | 0
PG&E North of Greater Bay Study Area | Bridgeville | 115 | Northern_California_Li_Battery | Northern_California_Solar | 0 | Humboldt_Wind | 0 | 0 | 0
PG&E Fresno Study Area | Cabrillo | 115 | Southern_PGAE_Li_Battery | Southern_PGAE_Solar | 0 | Carrizo_Wind | 0 | 0 | 0 |  | 99 | 99 |  | 60 | [8 empty] | 99 | 99
PG&E Fresno Study Area | Cal Ave | 115 | Southern_PGAE_Li_Battery | Southern_PGAE_Solar | 0 | 0 | 0 | 0 | 0
SCE North of Lugo (NOL) Study Area | Calcite | 230 | Greater_Kramer_Li_Battery | Greater_Kramer_Solar | 0 | 0 | 0 | 0 | 0
PG&E East Kern Study Area | Caliente | 230 | Southern_PGAE_Li_Battery | Southern_PGAE_Solar | 0 | Kern_Greater_Carrizo_Wind | 0 | 0 | 0
PG&E East Kern Study Area | California Water | 115 | Southern_PGAE_Li_Battery | Southern_PGAE_Solar | 0 | 0 | 0 | 0 | 0
PG&E Fresno Study Area | Cantua | 115 | Southern_PGAE_Li_Battery | Southern_PGAE_Solar | 0 | 0 | 0 | 0 | 0
SDG&E Study Area | Capistrano | 230 | Greater_LA_Li_Battery | Greater_LA_Solar | 0 | 0 | 0 | 0 | 0
SDG&E Study Area | Capistrano | 138 | Greater_LA_Li_Battery | Greater_LA_Solar | 0 | 0 | 0 | 0 | 0
East of Pisgah Study Area | Carpenter Canyon (fka Gamebird) | 230 | Southern_NV_Eldorado_Li_Battery | Southern_NV_Eldorado_Solar | 0 | Southern_Nevada_Wind | 0 | 0 | 0
PG&E North of Greater Bay Study Area | Carquinez | 115 | Northern_California_Li_Battery | Northern_California_Solar | 0 | Solano_Wind | 0 | 0 | 0 | [10 empty] | 1.172
PG&E North of Greater Bay Study Area | Cayetano | 230 | Northern_California_Li_Battery | Northern_California_Solar | 0 | 0 | 0 | 0 | 0
SCE Metro Study Area | Center | 230 | Greater_LA_Li_Battery | Greater_LA_Solar | 0 | 0 | 0 | 0 | 0 | 120 | [9 empty] | 1 | [11 empty] | 1
PG&E Fresno Study Area | Cheney | 115 | Southern_PGAE_Li_Battery | Southern_PGAE_Solar | 0 | 0 | 0 | 0 | 0
SCE Metro Study Area | Chevmain | 230 | Greater_LA_Li_Battery | Greater_LA_Solar | 0 | 0 | 0 | 0 | 0
SCE Metro Study Area | Chino | 230 | Greater_LA_Li_Battery | Greater_LA_Solar | 0 | 0 | 0 | 0 | 0 | 119.8
PG&E East Kern Study Area | Cholame | 70 | Southern_PGAE_Li_Battery | Southern_PGAE_Solar | 0 | Kern_Greater_Carrizo_Wind | 0 | 0 | 0
PG&E North of Greater Bay Study Area | Clayton | 115 | Northern_California_Li_Battery | Northern_California_Solar | 0 | 0 | 0 | 0 | 0
PG&E North of Greater Bay Study Area | Cloverdale | 115 | Northern_California_Li_Battery | Northern_California_Solar | 0 | 0 | 0 | 0 | 0
PG&E Fresno Study Area | Coburn | 230 | Southern_PGAE_Li_Battery | Southern_PGAE_Solar | 0 | 0 | 0 | 0 | 0
SCE Eastern Study Area | Colorado River | 500 | Riverside_Li_Battery | Riverside_Solar | 0 | Riverside_Palm_Springs_Wind | 0 | 0 | 0
SCE Eastern Study Area | Colorado River | 230 | Riverside_Li_Battery | Riverside_Solar | Riverside_Palm_Springs_Geothermal | Riverside_Palm_Springs_Wind | 0 | 0 | 0
PG&E East Kern Study Area | Columbus | 115 | Southern_PGAE_Li_Battery | Southern_PGAE_Solar | 0 | 0 | 0 | 0 | 0
PG&E North of Greater Bay Study Area | Contra Costa | 230 | Northern_California_Li_Battery | Northern_California_Solar | 0 | Solano_Wind | 0 | 0 | 0
SCE North of Lugo (NOL) Study Area | Control | 115 | Greater_Kramer_Li_Battery | Greater_Kramer_Solar | Inyokern_North_Kramer_Geothermal | 0 | 0 | 0 | 0 | [9 empty] | 45.2 | [11 empty] | 40.7
SCE North of Lugo (NOL) Study Area | Coolwater | 230 | Greater_Kramer_Li_Battery | Greater_Kramer_Solar | 0 | North_Victor_Wind | 0 | 0 | 0 | 12.6 | [5 empty] | 25.2 | 7.4 | 17.8
SCE North of Lugo (NOL) Study Area | Coolwater | 115 | Greater_Kramer_Li_Battery | Greater_Kramer_Solar | 0 | North_Victor_Wind | 0 | 0 | 0
PG&E East Kern Study Area | Corcoran | 115 | Southern_PGAE_Li_Battery | Southern_PGAE_Solar | 0 | 0 | 0 | 0 | 0
PG&E North of Greater Bay Study Area | Cortina | 115 | Northern_California_Li_Battery | Northern_California_Solar | 0 | Solano_Wind | 0 | 0 | 0
PG&E North of Greater Bay Study Area | Cottonwood | 230 | Northern_California_Li_Battery | Northern_California_Solar | 0 | 0 | 0 | 0 | 0
PG&E Fresno Study Area | Cove Rd | 230 | Southern_PGAE_Li_Battery | Southern_PGAE_Solar | 0 | 0 | 0 | 0 | 0
PG&E North of Greater Bay Study Area | Curtis | 115 | Northern_California_Li_Battery | Northern_California_Solar | 0 | 0 | 0 | 0 | 0
PG&E Fresno Study Area | Dairyland | 115 | Southern_PGAE_Li_Battery | Southern_PGAE_Solar | 0 | 0 | 0 | 0 | 0
PG&E North of Greater Bay Study Area | Davis | 115 | Northern_California_Li_Battery | Northern_California_Solar | 0 | 0 | 0 | 0 | 0
SCE Metro Study Area | Del Amo | 230 | Greater_LA_Li_Battery | Greater_LA_Solar | 0 | 0 | 0 | 0 | 0
SCE Eastern Study Area | Delaney | 500 | Arizona_Li_Battery | Arizona_Solar | 0 | 0 | 0 | 0 | 0
PG&E North of Greater Bay Study Area | Delevan | 230 | Northern_California_Li_Battery | Northern_California_Solar | 0 | Northern_California_Wind | 0 | 0 | 0
PG&E North of Greater Bay Study Area | Delta Switching Yard | 230 | Northern_California_Li_Battery | Northern_California_Solar | 0 | Solano_Wind | 0 | 0 | 0
East of Pisgah Study Area | Desert View | 230 | Southern_NV_Eldorado_Li_Battery | Southern_NV_Eldorado_Solar | 0 | Southern_Nevada_Wind | 0 | 0 | 0
SCE Eastern Study Area | Devers | 500 | Riverside_Li_Battery | Riverside_Solar | 0 | Riverside_Palm_Springs_Wind | 0 | 0 | 0 | [6 empty] | 37.8 | 37.8
SCE Eastern Study Area | Devers | 230 | Riverside_Li_Battery | Riverside_Solar | 0 | Riverside_Palm_Springs_Wind | 0 | 0 | 0 | 40 | 230.5 | 230.5 | [9 empty] | 10 | 30 | 30
PG&E East Kern Study Area | Diablo | 230 | Southern_PGAE_Li_Battery | Southern_PGAE_Solar | 0 | 0 | 0 | Diablo_Canyon_Offshore_Wind | 0
PG&E S500 Study Area | Diablo | 500 | Southern_PGAE_Li_Battery | Southern_PGAE_Solar | 0 | 0 | 0 | Diablo_Canyon_Offshore_Wind | 0
PG&E North of Greater Bay Study Area | Donnells | 115 | Northern_California_Li_Battery | Northern_California_Solar | 0 | 0 | 0 | 0 | 0
SCE Northern Area | Eagle Rock | 230 | Greater_LA_Li_Battery | Greater_LA_Solar | 0 | 0 | 0 | 0 | 0
PG&E North of Greater Bay Study Area | Eagle Rock | 115 | Northern_California_Li_Battery | Northern_California_Solar | Solano_Geothermal | Solano_Wind | 0 | 0 | 0 |  | 120 | 120 | [7 empty] | 0.3
PG&E North of Greater Bay Study Area | East Marysville | 115 | Northern_California_Li_Battery | Northern_California_Solar | 0 | 0 | 0 | 0 | 0
SDG&E Study Area | ECO | 500 | Imperial_Li_Battery | Imperial_Solar | 0 | Baja_California_Wind | 0 | 0 | 0
SDG&E Study Area | ECO | 230 | Imperial_Li_Battery | Imperial_Solar | 0 | Baja_California_Wind | 0 | 0 | 0
SDG&E Study Area | ECO | 115 | Imperial_Li_Battery | Imperial_Solar | 0 | 0 | 0 | 0 | 0
SCE Eastern Study Area | El Casco | 230 | Riverside_Li_Battery | Riverside_Solar | 0 | 0 | 0 | 0 | 0 | 265
SCE Metro Study Area | El Nido | 230 | Greater_LA_Li_Battery | Greater_LA_Solar | 0 | 0 | 0 | 0 | 0 | 13 | [11 empty] | 13
SCE Metro Study Area | El Segundo | 230 | Greater_LA_Li_Battery | Greater_LA_Solar | 0 | 0 | 0 | 0 | 0
East of Pisgah Study Area | Eldorado | 500 | Southern_NV_Eldorado_Li_Battery | Southern_NV_Eldorado_Solar | 0 | SW_Ext_Tx_Wind | Wyoming_Wind | 0 | 0
East of Pisgah Study Area | Eldorado | 230 | Southern_NV_Eldorado_Li_Battery | Southern_NV_Eldorado_Solar | 0 | Southern_Nevada_Wind | 0 | 0 | 0
PG&E Fresno Study Area | Elk Hills | 230 | Southern_PGAE_Li_Battery | Southern_PGAE_Solar | 0 | 0 | 0 | 0 | 0
SCE Metro Study Area | Ellis | 230 | Greater_LA_Li_Battery | Greater_LA_Solar | 0 | 0 | 0 | 0 | 0
SDG&E Study Area | Encina | 230 | San_Diego_Li_Battery | San_Diego_Solar | 0 | 0 | 0 | 0 | 0
SDG&E Study Area | Encina | 115 | San_Diego_Li_Battery | San_Diego_Solar | 0 | 0 | 0 | 0 | 0
SDG&E Study Area | Escondido | 230 | San_Diego_Li_Battery | San_Diego_Solar | 0 | 0 | 0 | 0 | 0
SCE Metro Study Area | Etiwanda | 230 | Greater_LA_Li_Battery | Greater_LA_Solar | 0 | 0 | 0 | 0 | 0 | 350 | [11 empty] | 100
PG&E North of Greater Bay Study Area | Fulton | 230 | Northern_California_Li_Battery | Northern_California_Solar | 0 | 0 | 0 | 0 | 0 | [10 empty] | 1
East of Pisgah Study Area | Gamebird | 115 | Southern_NV_Eldorado_Li_Battery | Southern_NV_Eldorado_Solar | 0 | 0 | 0 | 0 | 0
PG&E S500 Study Area | Gates | 500 | Southern_PGAE_Li_Battery | Southern_PGAE_Solar | 0 | 0 | 0 | 0 | 0
PG&E East Kern Study Area | Gates | 230 | Southern_PGAE_Li_Battery | Southern_PGAE_Solar | 0 | 0 | 0 | 0 | 0
PG&E North of Greater Bay Study Area | Geysers | 230 | Northern_California_Li_Battery | Northern_California_Solar | Solano_Geothermal | Solano_Wind | 0 | 0 | 0
PG&E North of Greater Bay Study Area | Glenn | 230 | Northern_California_Li_Battery | Northern_California_Solar | 0 | Northern_California_Wind | 0 | 0 | 0
PG&E North of Greater Bay Study Area | Gold Hill | 115 | Northern_California_Li_Battery | Northern_California_Solar | 0 | 0 | 0 | 0 | 0
SCE Northern Area | Goleta | 230 | Greater_LA_Li_Battery | Greater_LA_Solar | 0 | 0 | 0 | 0 | 0 | 135 | [11 empty] | 50
SCE Northern Area | Goodrich | 230 | Greater_LA_Li_Battery | Greater_LA_Solar | 0 | 0 | 0 | 0 | 0
PG&E East Kern Study Area | Goose Lake | 115 | Southern_PGAE_Li_Battery | Southern_PGAE_Solar | 0 | 0 | 0 | 0 | 0
SCE Northern Area | Gould | 230 | Greater_LA_Li_Battery | Greater_LA_Solar | 0 | 0 | 0 | 0 | 0
PG&E North of Greater Bay Study Area | Grand Island | 115 | Northern_California_Li_Battery | Northern_California_Solar | 0 | Solano_Wind | 0 | 0 | 0
PG&E North of Greater Bay Study Area | Green Ridge Midway | 115 | Northern_California_Li_Battery | Northern_California_Solar | 0 | 0 | 0 | 0 | 0
PG&E East Kern Study Area | Gregg | 230 | Southern_PGAE_Li_Battery | Southern_PGAE_Solar | 0 | 0 | 0 | 0 | 0
PG&E Fresno Study Area | Grimway | 115 | Southern_PGAE_Li_Battery | Southern_PGAE_Solar | 0 | 0 | 0 | 0 | 0
PG&E East Kern Study Area | GWF Hanford Sw Sta | 115 | Southern_PGAE_Li_Battery | Southern_PGAE_Solar | 0 | 0 | 0 | 0 | 0
SCE Metro Study Area | Harborgen | 230 | Greater_LA_Li_Battery | Greater_LA_Solar | 0 | 0 | 0 | 0 | 0
SDG&E Study Area | Hassayampa | 500 | Arizona_Li_Battery | Arizona_Solar | 0 | 0 | 0 | 0 | 0
PG&E Fresno Study Area | Helm | 230 | Southern_PGAE_Li_Battery | Southern_PGAE_Solar | 0 | 0 | 0 | 0 | 0
PG&E Fresno Study Area | Henrietta | 115 | Southern_PGAE_Li_Battery | Southern_PGAE_Solar | 0 | 0 | 0 | 0 | 0
PG&E North of Greater Bay Study Area | Higgins | 115 | Northern_California_Li_Battery | Northern_California_Solar | 0 | 0 | 0 | 0 | 0
SCE Northern Area | Highwind | 230 | Tehachapi_Li_Battery | Tehachapi_Solar | 0 | Tehachapi_Wind | 0 | 0 | 0
SCE Metro Study Area | Hinson | 230 | Greater_LA_Li_Battery | Greater_LA_Solar | 0 | 0 | 0 | 0 | 0 | 125 | [9 empty] | 3 | [11 empty] | 3
PG&E North of Greater Bay Study Area | Honcut | 115 | Northern_California_Li_Battery | Northern_California_Solar | 0 | 0 | 0 | 0 | 0
SDG&E Study Area | Hoodoo Wash | 500 | Arizona_Li_Battery | Arizona_Solar | 0 | 0 | 0 | 0 | 0
PG&E North of Greater Bay Study Area | Humboldt | 115 | Northern_California_Li_Battery | Northern_California_Solar | 0 | Humboldt_Wind | 0 | Humboldt_Bay_Offshore_Wind | 0
PG&E North of Greater Bay Study Area | Humboldt (Proposed) | 500 | Northern_California_Li_Battery | Northern_California_Solar | 0 | 0 | 0 | Humboldt_Bay_Offshore_Wind | 0
SCE Metro Study Area | Huntington Beach | 230 | Greater_LA_Li_Battery | Greater_LA_Solar | 0 | 0 | 0 | 0 | 0
SDG&E Study Area | IID System | 230 | Imperial_Li_Battery | Imperial_Solar | Greater_Imperial_Geothermal | 0 | 0 | 0 | 0 | [9 empty] | 857
SDG&E Study Area | IID System | 161 | Imperial_Li_Battery | Imperial_Solar | Greater_Imperial_Geothermal | 0 | 0 | 0 | 0 | [9 empty] | 50 | [11 empty] | 50
SDG&E Study Area | Imperial Valley | 500 | Imperial_Li_Battery | Imperial_Solar | 0 | 0 | 0 | 0 | 0
SDG&E Study Area | Imperial Valley | 230 | Imperial_Li_Battery | Imperial_Solar | 0 | 0 | 0 | 0 | 0
East of Pisgah Study Area | Innovation | 230 | Southern_NV_Eldorado_Li_Battery | Southern_NV_Eldorado_Solar | 0 | Southern_Nevada_Wind | 0 | 0 | 0
East of Pisgah Study Area | Innovation | 115 | Southern_NV_Eldorado_Li_Battery | Southern_NV_Eldorado_Solar | 0 | Southern_Nevada_Wind | 0 | 0 | 0
East of Pisgah Study Area | Innovation | 138 | Southern_NV_Eldorado_Li_Battery | Southern_NV_Eldorado_Solar | 0 | Southern_Nevada_Wind | 0 | 0 | 0
SCE North of Lugo (NOL) Study Area | Inyo | 115 | Greater_Kramer_Li_Battery | Greater_Kramer_Solar | 0 | 0 | 0 | 0 | 0
SCE North of Lugo (NOL) Study Area | Inyokern | 115 | Greater_Kramer_Li_Battery | Greater_Kramer_Solar | 0 | 0 | 0 | 0 | 0 | 12.6 | [5 empty] | 37.2 | 19.4 | 17.8
East of Pisgah Study Area | Ivanpah | 230 | Southern_NV_Eldorado_Li_Battery | Southern_NV_Eldorado_Solar | 0 | 0 | 0 | 0 | 0
East of Pisgah Study Area | Ivanpah | 115 | Southern_NV_Eldorado_Li_Battery | Southern_NV_Eldorado_Solar | 0 | 0 | 0 | 0 | 0
PG&E North of Greater Bay Study Area | Jessup | 115 | Northern_California_Li_Battery | Northern_California_Solar | 0 | Northern_California_Wind | 0 | 0 | 0 | [10 empty] | 5.5
SCE Metro Study Area | Johanna | 230 | Greater_LA_Li_Battery | Greater_LA_Solar | 0 | 0 | 0 | 0 | 0 | 65 | [11 empty] | 15
PG&E Fresno Study Area | Kearney | 230 | Southern_PGAE_Li_Battery | Southern_PGAE_Solar | 0 | 0 | 0 | 0 | 0
SDG&E Study Area | Kearny | 115 | San_Diego_Li_Battery | San_Diego_Solar | 0 | 0 | 0 | 0 | 0
PG&E North of Greater Bay Study Area | Kelso | 230 | Northern_California_Li_Battery | Northern_California_Solar | 0 | Solano_Wind | 0 | 0 | 0
PG&E East Kern Study Area | Kern | 115 | Southern_PGAE_Li_Battery | Southern_PGAE_Solar | 0 | 0 | 0 | 0 | 0
PG&E East Kern Study Area | Kern Oil | 115 | Southern_PGAE_Li_Battery | Southern_PGAE_Solar | 0 | 0 | 0 | 0 | 0
PG&E East Kern Study Area | Kern Power | 115 | Southern_PGAE_Li_Battery | Southern_PGAE_Solar | 0 | 0 | 0 | 0 | 0
PG&E Fresno Study Area | Kingsburg | 115 | Southern_PGAE_Li_Battery | Southern_PGAE_Solar | 0 | 0 | 0 | 0 | 0
SCE North of Lugo (NOL) Study Area | Kramer | 230 | Greater_Kramer_Li_Battery | Greater_Kramer_Solar | 0 | 0 | 0 | 0 | 0
SCE North of Lugo (NOL) Study Area | Kramer | 115 | Greater_Kramer_Li_Battery | Greater_Kramer_Solar | 0 | 0 | 0 | 0 | 0
SCE Metro Study Area | La Cienega | 230 | Greater_LA_Li_Battery | Greater_LA_Solar | 0 | 0 | 0 | 0 | 0
SCE Metro Study Area | La Fresa | 230 | Greater_LA_Li_Battery | Greater_LA_Solar | 0 | 0 | 0 | 0 | 0 | 74
SCE Metro Study Area | Laguna Bell | 230 | Greater_LA_Li_Battery | Greater_LA_Solar | 0 | 0 | 0 | 0 | 0 | 120
PG&E North of Greater Bay Study Area | Lakeville | 230 | Northern_California_Li_Battery | Northern_California_Solar | 0 | Solano_Wind | 0 | 0 | 0
PG&E East Kern Study Area | Lamont | 115 | Southern_PGAE_Li_Battery | Southern_PGAE_Solar | 0 | 0 | 0 | 0 | 0
East of Pisgah Study Area | Lathrop | 138
PG&E Fresno Study Area | Le Grand | 115 | Southern_PGAE_Li_Battery | Southern_PGAE_Solar | 0 | 0 | 0 | 0 | 0
SCE Eastern Study Area | Lee Lake (Proposed) | 500 | 0 | 0 | 0 | 0 | 0 | 0 | Riverside_West_Pumped_Storage
PG&E Fresno Study Area | Leprino Jct | 115 | Southern_PGAE_Li_Battery | Southern_PGAE_Solar | 0 | 0 | 0 | 0 | 0
PG&E East Kern Study Area | Lerdo | 115 | Southern_PGAE_Li_Battery | Southern_PGAE_Solar | 0 | 0 | 0 | 0 | 0
SCE Metro Study Area | Lewis | 230 | Greater_LA_Li_Battery | Greater_LA_Solar | 0 | 0 | 0 | 0 | 0
SCE Metro Study Area | Lighthipe | 230 | Greater_LA_Li_Battery | Greater_LA_Solar | 0 | 0 | 0 | 0 | 0 | 275
PG&E North of Greater Bay Study Area | Lockeford | 115 | Northern_California_Li_Battery | Northern_California_Solar | 0 | 0 | 0 | 0 | 0
PG&E North of Greater Bay Study Area | Lone Tree | 230 | Northern_California_Li_Battery | Northern_California_Solar | 0 | Solano_Wind | 0 | 0 | 0
SCE Metro Study Area | Long Beach | 230 | Greater_LA_Li_Battery | Greater_LA_Solar | 0 | 0 | 0 | 0 | 0
PG&E Fresno Study Area | Los Banos | 230 | Southern_PGAE_Li_Battery | Southern_PGAE_Solar | 0 | Central_Valley_North_Los_Banos_Wind | 0 | 0 | 0
PG&E S500 Study Area | Los Banos | 500 | Southern_PGAE_Li_Battery | Southern_PGAE_Solar | 0 | 0 | 0 | 0 | 0
PG&E North of Greater Bay Study Area | Los Esteros | 115 | Northern_California_Li_Battery | Northern_California_Solar | 0 | 0 | 0 | 0 | 0
SCE North of Lugo (NOL) Study Area | Lugo | 500 | 0 | 0 | 0 | 0 | 0 | 0 | 0
SCE North of Lugo (NOL) Study Area | Lugo | 230 | Greater_Kramer_Li_Battery | Greater_Kramer_Solar | 0 | 0 | 0 | 0 | 0
SCE Northern Area | Magunden | 230 | Tehachapi_Li_Battery | Tehachapi_Solar | 0 | 0 | 0 | 0 | 0
SCE Northern Area | Magunden | 115 | Tehachapi_Li_Battery | Tehachapi_Solar | 0 | 0 | 0 | 0 | 0
PG&E Fresno Study Area | Malaga | 115 | Southern_PGAE_Li_Battery | Southern_PGAE_Solar | 0 | 0 | 0 | 0 | 0
SCE Northern Area | Mandalay | 230 | Greater_LA_Li_Battery | Greater_LA_Solar | 0 | 0 | 0 | 0 | 0
PG&E North of Greater Bay Study Area | Martin (San Francisco H) | 115 | Northern_California_Li_Battery | Northern_California_Solar | 0 | 0 | 0 | 0 | 0
PG&E North of Greater Bay Study Area | Martinez | 115 | Northern_California_Li_Battery | Northern_California_Solar | 0 | Solano_Wind | 0 | 0 | 0
PG&E Fresno Study Area | McCall | 230 | Southern_PGAE_Li_Battery | Southern_PGAE_Solar | 0 | 0 | 0 | 0 | 0
PG&E Fresno Study Area | McCall | 115 | Southern_PGAE_Li_Battery | Southern_PGAE_Solar | 0 | 0 | 0 | 0 | 0
PG&E Fresno Study Area | Mc Mullin | 230 | Southern_PGAE_Li_Battery | Southern_PGAE_Solar | 0 | 0 | 0 | 0 | 0
East of Pisgah Study Area | Mead | 230 | 0 | 0 | 0 | SW_Ext_Tx_Wind | 0 | 0 | 0
PG&E North of Greater Bay Study Area | Mendocino | 115 | Northern_California_Li_Battery | Northern_California_Solar | 0 | 0 | 0 | 0 | 0
PG&E Fresno Study Area | Mendota | 115 | Southern_PGAE_Li_Battery | Southern_PGAE_Solar | 0 | 0 | 0 | 0 | 0
PG&E Fresno Study Area | Merced | 115 | Southern_PGAE_Li_Battery | Southern_PGAE_Solar | 0 | 0 | 0 | 0 | 0
PG&E East Kern Study Area | Mesa | 115 | Southern_PGAE_Li_Battery | Southern_PGAE_Solar | 0 | 0 | 0 | 0 | 0
PG&E East Kern Study Area | Mesa | 230 | Southern_PGAE_Li_Battery | Southern_PGAE_Solar | 0 | 0 | 0 | 0 | 0
SCE Northern Area | Mesa (SCE) | 230 | Greater_LA_Li_Battery | Greater_LA_Solar | 0 | 0 | 0 | 0 | 0
PG&E North of Greater Bay Study Area | Metcalf | 230 | Northern_California_Li_Battery | Northern_California_Solar | 0 | 0 | 0 | 0 | 0
PG&E East Kern Study Area | Midway | 230 | Southern_PGAE_Li_Battery | Southern_PGAE_Solar | 0 | 0 | 0 | 0 | 0
PG&E East Kern Study Area | Midway | 500 | Southern_PGAE_Li_Battery | Southern_PGAE_Solar | 0 | 0 | 0 | 0 | 0
PG&E East Kern Study Area | Midway | 115 | Southern_PGAE_Li_Battery | Southern_PGAE_Solar | 0 | 0 | 0 | 0 | 0
SDG&E Study Area | Miguel | 500 | San_Diego_Li_Battery | San_Diego_Solar | 0 | 0 | 0 | 0 | 0
SDG&E Study Area | Miguel | 230 | San_Diego_Li_Battery | San_Diego_Solar | 0 | 0 | 0 | 0 | 0
SCE Metro Study Area | Mira Loma | 500 | Greater_LA_Li_Battery | Greater_LA_Solar | 0 | 0 | 0 | 0 | 0
SCE Metro Study Area | Mira Loma | 230 | Greater_LA_Li_Battery | Greater_LA_Solar | 0 | 0 | 0 | 0 | 0
SDG&E Study Area | Mission | 230 | San_Diego_Li_Battery | San_Diego_Solar | 0 | 0 | 0 | 0 | 0
SDG&E Study Area | Mission | 138 | San_Diego_Li_Battery | San_Diego_Solar | 0 | 0 | 0 | 0 | 0
East of Pisgah Study Area | Mohave | 500 | Southern_NV_Eldorado_Li_Battery | Southern_NV_Eldorado_Solar | 0 | 0 | 0 | 0 | 0
SCE Northern Area | Moorpark | 230 | Greater_LA_Li_Battery | Greater_LA_Solar | 0 | Tehachapi_Wind | 0 | 0 | 0 | 165
PG&E East Kern Study Area | Morro Bay | 230 | Southern_PGAE_Li_Battery | Southern_PGAE_Solar | 0 | 0 | 0 | Morro_Bay_Offshore_Wind | 0
PG&E East Kern Study Area | Morro Bay (Proposed) | 500 | Southern_PGAE_Li_Battery | Southern_PGAE_Solar | 0 | 0 | 0 | Morro_Bay_Offshore_Wind | 0
PG&E Fresno Study Area | Moss Landing | 500 | Southern_PGAE_Li_Battery | Southern_PGAE_Solar | 0 | 0 | 0 | 0 | 0
PG&E Fresno Study Area | Moss Landing | 230 | Southern_PGAE_Li_Battery | Southern_PGAE_Solar | 0 | 0 | 0 | 0 | 0
PG&E East Kern Study Area | Mustang | 230 | Southern_PGAE_Li_Battery | Southern_PGAE_Solar | 0 | 0 | 0 | 0 | 0
PG&E Fresno Study Area | Newhall | 115 | Southern_PGAE_Li_Battery | Southern_PGAE_Solar | 0 | 0 | 0 | 0 | 0
PG&E East Kern Study Area | Norco | 115 | Southern_PGAE_Li_Battery | Southern_PGAE_Solar | 0 | 0 | 0 | 0 | 0
SDG&E Study Area | North Gila | 500 | Arizona_Li_Battery | Arizona_Solar | 0 | 0 | 0 | 0 | 0
SDG&E Study Area | Ocotillo | 500 | Imperial_Li_Battery | Imperial_Solar | 0 | Baja_California_Wind | 0 | 0 | 0
SDG&E Study Area | Old Town | 230 | San_Diego_Li_Battery | San_Diego_Solar | 0 | 0 | 0 | 0 | 0
SCE Metro Study Area | Olinda | 230 | Greater_LA_Li_Battery | Greater_LA_Solar | 0 | 0 | 0 | 0 | 0
PG&E East Kern Study Area | Olive | 115 | Southern_PGAE_Li_Battery | Southern_PGAE_Solar | 0 | 0 | 0 | 0 | 0
PG&E North of Greater Bay Study Area | Olivehurst | 115 | Northern_California_Li_Battery | Northern_California_Solar | 0 | Northern_California_Wind | 0 | 0 | 0
PG&E Fresno Study Area | Oro Loma | 115 | Southern_PGAE_Li_Battery | Southern_PGAE_Solar | 0 | 0 | 0 | 0 | 0
SDG&E Study Area | Otay Mesa | 230 | San_Diego_Li_Battery | San_Diego_Solar | 0 | 0 | 0 | 0 | 0
SCE Metro Study Area | Padua | 230 | Greater_LA_Li_Battery | Greater_LA_Solar | 0 | 0 | 0 | 0 | 0 | 220
East of Pisgah Study Area | Pahrump | 230 | Southern_NV_Eldorado_Li_Battery | Southern_NV_Eldorado_Solar | 0 | Southern_Nevada_Wind | 0 | 0 | 0
East of Pisgah Study Area | Pahrump | 138 | Southern_NV_Eldorado_Li_Battery | Southern_NV_Eldorado_Solar | 0 | Southern_Nevada_Wind | 0 | 0 | 0
PG&E North of Greater Bay Study Area | Palermo | 230 | Northern_California_Li_Battery | Northern_California_Solar | 0 | 0 | 0 | 0 | 0
SCE Eastern Study Area | Palo Verde | 500 | Arizona_Li_Battery | Arizona_Solar | 0 | SW_Ext_Tx_Wind | New_Mexico_Wind | 0 | 0
SDG&E Study Area | Palomar | 230 | San_Diego_Li_Battery | San_Diego_Solar | 0 | 0 | 0 | 0 | 0
PG&E Fresno Study Area | Panoche | 115 | Southern_PGAE_Li_Battery | Southern_PGAE_Solar | 0 | 0 | 0 | 0 | 0
PG&E Fresno Study Area | Panoche | 230 | Southern_PGAE_Li_Battery | Southern_PGAE_Solar | 0 | 0 | 0 | 0 | 0
SCE Northern Area | Pardee | 230 | Greater_LA_Li_Battery | Greater_LA_Solar | 0 | 0 | 0 | 0 | 0 | 95
SCE Northern Area | Pastoria | 230 | Tehachapi_Li_Battery | Tehachapi_Solar | 0 | 0 | 0 | 0 | 0
PG&E North of Greater Bay Study Area | Peabody | 230 | Northern_California_Li_Battery | Northern_California_Solar | 0 | Solano_Wind | 0 | 0 | 0
PG&E North of Greater Bay Study Area | Pease | 115 | Northern_California_Li_Battery | Northern_California_Solar | 0 | Northern_California_Wind | 0 | 0 | 0
SDG&E Study Area | Penasquitos | 230 | San_Diego_Li_Battery | San_Diego_Solar | 0 | 0 | 0 | 0 | 0
SDG&E Study Area | Penasquitos | 138 | San_Diego_Li_Battery | San_Diego_Solar | 0 | 0 | 0 | 0 | 0
PG&E North of Greater Bay Study Area | Peoria | 115 | Northern_California_Li_Battery | Northern_California_Solar | 0 | 0 | 0 | 0 | 0
SCE North of Lugo (NOL) Study Area | Pisgah | 230 | Greater_Kramer_Li_Battery | Greater_Kramer_Solar | 0 | 0 | 0 | 0 | 0
PG&E North of Greater Bay Study Area | Pit 1 | 230 | Northern_California_Li_Battery | Northern_California_Solar | Northern_California_Geothermal | Northern_California_Wind | 0 | 0 | 0 | [10 empty] | 5
PG&E North of Greater Bay Study Area | Pittsburg | 230 | Northern_California_Li_Battery | Northern_California_Solar | 0 | Solano_Wind | 0 | 0 | 0
PG&E North of Greater Bay Study Area | Pittsburg PP | 230 | Northern_California_Li_Battery | Northern_California_Solar | 0 | 0 | 0 | 0 | 0
PG&E North of Greater Bay Study Area | Placerville | 115 | Northern_California_Li_Battery | Northern_California_Solar | 0 | 0 | 0 | 0 | 0
PG&E North of Greater Bay Study Area | Pleasant Grove | 115 | Northern_California_Li_Battery | Northern_California_Solar | 0 | Northern_California_Wind | 0 | 0 | 0
PG&E East Kern Study Area | Poso Mountain | 115 | Southern_PGAE_Li_Battery | Southern_PGAE_Solar | 0 | 0 | 0 | 0 | 0
East of Pisgah Study Area | Primm | 230 | Southern_NV_Eldorado_Li_Battery | Southern_NV_Eldorado_Solar | 0 | Southern_Nevada_Wind | 0 | 0 | 0
PG&E Fresno Study Area | Pumpjack | 115 | Southern_PGAE_Li_Battery | Southern_PGAE_Solar | 0 | 0 | 0 | 0 | 0
PG&E North of Greater Bay Study Area | Putah Creek | 115 | Northern_California_Li_Battery | Northern_California_Solar | 0 | Solano_Wind | 0 | 0 | 0
PG&E North of Greater Bay Study Area | Quinto | 230 | Southern_PGAE_Li_Battery | Southern_PGAE_Solar | 0 | 0 | 0 | 0 | 0
SCE Metro Study Area | Rancho Vista | 500 | Greater_LA_Li_Battery | Greater_LA_Solar | 0 | 0 | 0 | 0 | 0
SCE Metro Study Area | Rancho Vista | 230 | Greater_LA_Li_Battery | Greater_LA_Solar | 0 | 0 | 0 | 0 | 0
SCE North of Lugo (NOL) Study Area | Ransburg | 115 | Greater_Kramer_Li_Battery | Greater_Kramer_Solar | Inyokern_North_Kramer_Geothermal | 0 | 0 | 0 | 0
SCE Northern Area | Rector | 230 | Tehachapi_Li_Battery | Tehachapi_Solar | 0 | 0 | 0 | 0 | 0 | 245 | [5 empty] | 130 | 50 | 80
SCE Eastern Study Area | Redbluff | 500 | Riverside_Li_Battery | Riverside_Solar | 0 | Riverside_Palm_Springs_Wind | 0 | 0 | Riverside_East_Pumped_Storage
SCE Eastern Study Area | Redbluff | 230 | Riverside_Li_Battery | Riverside_Solar | 0 | Riverside_Palm_Springs_Wind | 0 | 0 | 0
SCE Metro Study Area | Redondo | 230 | Greater_LA_Li_Battery | Greater_LA_Solar | 0 | 0 | 0 | 0 | 0
PG&E Fresno Study Area | Reedley | 115 | Southern_PGAE_Li_Battery | Southern_PGAE_Solar | 0 | 0 | 0 | 0 | 0
PG&E Fresno Study Area | Regulus | 115 | Southern_PGAE_Li_Battery | Southern_PGAE_Solar | 0 | 0 | 0 | 0 | 0
PG&E East Kern Study Area | Renfro | 115 | Southern_PGAE_Li_Battery | Southern_PGAE_Solar | 0 | 0 | 0 | 0 | 0
East of Pisgah Study Area | Rest of VEA 138 kV System | 138 | Southern_NV_Eldorado_Li_Battery | Southern_NV_Eldorado_Solar | Southern_Nevada_Geothermal | Southern_Nevada_Wind | 0 | 0 | 0
PG&E North of Greater Bay Study Area | Richmond | 115 | Northern_California_Li_Battery | Northern_California_Solar | 0 | 0 | 0 | 0 | 0
PG&E East Kern Study Area | Rio Bravo | 115 | Southern_PGAE_Li_Battery | Southern_PGAE_Solar | 0 | 0 | 0 | 0 | 0
SCE Metro Study Area | Rio Hondo | 230 | Greater_LA_Li_Battery | Greater_LA_Solar | 0 | 0 | 0 | 0 | 0 | 100
PG&E North of Greater Bay Study Area | Rio Oso | 230 | Northern_California_Li_Battery | Northern_California_Solar | 0 | Northern_California_Wind | 0 | 0 | 0
PG&E North of Greater Bay Study Area | Ripon | 115 | Northern_California_Li_Battery | Northern_California_Solar | 0 | 0 | 0 | 0 | 0
PG&E North of Greater Bay Study Area | Riverbank | 115 | Northern_California_Li_Battery | Northern_California_Solar | 0 | 0 | 0 | 0 | 0
SCE North of Lugo (NOL) Study Area | Roadway | 115 | Greater_Kramer_Li_Battery | Greater_Kramer_Solar | 0 | North_Victor_Wind | 0 | 0 | 0
PG&E East Kern Study Area | Rosedale | 115 | Southern_PGAE_Li_Battery | Southern_PGAE_Solar | 0 | 0 | 0 | 0 | 0
PG&E North of Greater Bay Study Area | Round Mountain | 230 | Northern_California_Li_Battery | Northern_California_Solar | Northern_California_Geothermal | Northern_California_Wind | NW_Ext_Tx_Wind | 0 | 0
PG&E North of Greater Bay Study Area | Round Mountain | 500 | Northern_California_Li_Battery | Northern_California_Solar | Northern_California_Geothermal | Northern_California_Wind | NW_Ext_Tx_Wind | 0 | 0
PG&E Fresno Study Area | S0478 | 115 | Southern_PGAE_Li_Battery | Southern_PGAE_Solar | 0 | 0 | 0 | 0 | 0
SCE Eastern Study Area | San Bernardino | 230 | Riverside_Li_Battery | Riverside_Solar | 0 | 0 | 0 | 0 | 0 | 100
PG&E East Kern Study Area | San Luis Obispo | 115 | Southern_PGAE_Li_Battery | Southern_PGAE_Solar | 0 | 0 | 0 | 0 | 0
SDG&E Study Area | San Luis Rey | 230 | San_Diego_Li_Battery | San_Diego_Solar | 0 | 0 | 0 | 0 | 0
SDG&E Study Area | San Onofre | 230 | Greater_LA_Li_Battery | Greater_LA_Solar | 0 | 0 | 0 | 0 | 0
East of Pisgah Study Area | Sandy | 138 | Southern_NV_Eldorado_Li_Battery | Southern_NV_Eldorado_Solar | 0 | Southern_Nevada_Wind | 0 | 0 | 0
PG&E Fresno Study Area | Sanger | 115 | Southern_PGAE_Li_Battery | Southern_PGAE_Solar | 0 | 0 | 0 | 0 | 0
SCE Northern Area | Santa Clara | 230 | Greater_LA_Li_Battery | Greater_LA_Solar | 0 | 0 | 0 | 0 | 0 | 45
SCE Metro Study Area | Santiago | 230 | Greater_LA_Li_Battery | Greater_LA_Solar | 0 | 0 | 0 | 0 | 0
SCE Northern Area | Saugus | 230 | Greater_LA_Li_Battery | Greater_LA_Solar | 0 | 0 | 0 | 0 | 0
PG&E Fresno Study Area | Schindler | 115 | Southern_PGAE_Li_Battery | Southern_PGAE_Solar | 0 | 0 | 0 | 0 | 0
PG&E North of Greater Bay Study Area | Schulte Switching Station | 115 | Northern_California_Li_Battery | Northern_California_Solar | 0 | 0 | 0 | 0 | 0
PG&E Fresno Study Area | Semitropic | 115 | Southern_PGAE_Li_Battery | Southern_PGAE_Solar | 0 | 0 | 0 | 0 | 0
SCE Metro Study Area | Serrano | 500 | Greater_LA_Li_Battery | Greater_LA_Solar | 0 | 0 | 0 | 0 | 0
SCE Metro Study Area | Serrano | 230 | Greater_LA_Li_Battery | Greater_LA_Solar | 0 | 0 | 0 | 0 | 0
PG&E East Kern Study Area | Shafter | 115 | Southern_PGAE_Li_Battery | Southern_PGAE_Solar | 0 | 0 | 0 | 0 | 0
PG&E North of Greater Bay Study Area | Shilo III | 230 | Northern_California_Li_Battery | Northern_California_Solar | 0 | Solano_Wind | 0 | 0 | 0
SDG&E Study Area | Silvergate | 230 | San_Diego_Li_Battery | San_Diego_Solar | 0 | 0 | 0 | 0 | 0
PG&E East Kern Study Area | Sisquoc | 115 | Southern_PGAE_Li_Battery | Southern_PGAE_Solar | 0 | 0 | 0 | 0 | 0
East of Pisgah Study Area | Sloan Canyon (fka Bob) | 230 | Southern_NV_Eldorado_Li_Battery | Southern_NV_Eldorado_Solar | 0 | Southern_Nevada_Wind | 0 | 0 | 0
PG&E East Kern Study Area | Smyrna | 115 | Southern_PGAE_Li_Battery | Southern_PGAE_Solar | 0 | 0 | 0 | 0 | 0
PG&E East Kern Study Area | Solar SS | 230 | Southern_PGAE_Li_Battery | Southern_PGAE_Solar | 0 | 0 | 0 | 0 | 0
PG&E East Kern Study Area | Solar SW | 230 | Southern_PGAE_Li_Battery | Southern_PGAE_Solar | 0 | 0 | 0 | 0 | 0
SCE Northern Area | Springville | 230 | Tehachapi_Li_Battery | Tehachapi_Solar | 0 | 0 | 0 | 0 | 0
PG&E North of Greater Bay Study Area | Stagg | 230 | Northern_California_Li_Battery | Northern_California_Solar | 0 | 0 | 0 | 0 | 0
PG&E East Kern Study Area | Stockdale | 230 | Southern_PGAE_Li_Battery | Southern_PGAE_Solar | 0 | 0 | 0 | 0 | 0
PG&E Fresno Study Area | Stockdale A | 230 | Southern_PGAE_Li_Battery | Southern_PGAE_Solar | 0 | 0 | 0 | 0 | 0
SDG&E Study Area | Suncrest | 500 | San_Diego_Li_Battery | San_Diego_Solar | 0 | Baja_California_Wind | 0 | 0 | 0
SDG&E Study Area | Suncrest | 230 | San_Diego_Li_Battery | San_Diego_Solar | 0 | Baja_California_Wind | 0 | 0 | 0
SDG&E Study Area | Sycamore | 230 | San_Diego_Li_Battery | San_Diego_Solar | 0 | 0 | 0 | 0 | San_Diego_Pumped_Storage
SDG&E Study Area | Sycamore | 138 | San_Diego_Li_Battery | San_Diego_Solar | 0 | 0 | 0 | 0 | 0
SCE Northern Area | Sylmar | 230 | Greater_LA_Li_Battery | Greater_LA_Solar | 0 | 0 | 0 | 0 | 0
PG&E North of Greater Bay Study Area | Table Mountain | 115 | Northern_California_Li_Battery | Northern_California_Solar | 0 | Northern_California_Wind | 0 | 0 | 0
PG&E East Kern Study Area | Taft | 115 | Southern_PGAE_Li_Battery | Southern_PGAE_Solar | 0 | 0 | 0 | 0 | 0 | 3 | [11 empty] | 3
SDG&E Study Area | Talega | 230 | Greater_LA_Li_Battery | Greater_LA_Solar | 0 | 0 | 0 | 0 | 0
PG&E East Kern Study Area | Temblor | 115 | Southern_PGAE_Li_Battery | Southern_PGAE_Solar | 0 | 0 | 0 | 0 | 0
PG&E East Kern Study Area | Templeton | 115 | Southern_PGAE_Li_Battery | Southern_PGAE_Solar | 0 | Carrizo_Wind | 0 | 0 | 0
PG&E East Kern Study Area | Templeton | 230 | Southern_PGAE_Li_Battery | Southern_PGAE_Solar | 0 | Carrizo_Wind | 0 | 0 | 0
PG&E North of Greater Bay Study Area | Tesla | 115 | Northern_California_Li_Battery | Northern_California_Solar | 0 | Solano_Wind | 0 | 0 | 0
PG&E North of Greater Bay Study Area | Tesla | 230 | Northern_California_Li_Battery | Northern_California_Solar | 0 | Solano_Wind | 0 | 0 | 0
PG&E North of Greater Bay Study Area | Tesla | 500 | Northern_California_Li_Battery | Northern_California_Solar | 0 | Solano_Wind | 0 | 0 | 0
PG&E East Kern Study Area | Tevis | 115 | Southern_PGAE_Li_Battery | Southern_PGAE_Solar | 0 | 0 | 0 | 0 | 0
PG&E North of Greater Bay Study Area | Thermalito | 230 | Northern_California_Li_Battery | Northern_California_Solar | 0 | Northern_California_Wind | 0 | 0 | 0
SDG&E Study Area | Trabuco | 138 | San_Diego_Li_Battery | San_Diego_Solar | 0 | 0 | 0 | 0 | 0
PG&E Fresno Study Area | Tranquility | 230 | Southern_PGAE_Li_Battery | Southern_PGAE_Solar | 0 | 0 | 0 | 0 | 0
East of Pisgah Study Area | Trout Canyon (fka Crazy Eyes) | 230 | Southern_NV_Eldorado_Li_Battery | Southern_NV_Eldorado_Solar | 0 | Southern_Nevada_Wind | 0 | 0 | 0
PG&E North of Greater Bay Study Area | Tulucay | 230 | Northern_California_Li_Battery | Northern_California_Solar | 0 | Solano_Wind | 0 | 0 | 0
PG&E East Kern Study Area | Tupman | 115 | Southern_PGAE_Li_Battery | Southern_PGAE_Solar | 0 | 0 | 0 | 0 | 0
PG&E North of Greater Bay Study Area | UltraPower Chinese Station | 115 | Northern_California_Li_Battery | Northern_California_Solar | 0 | 0 | 0 | 0 | 0
PG&E North of Greater Bay Study Area | Vaca Dixon | 500 | Northern_California_Li_Battery | Northern_California_Solar | 0 | Solano_Wind | 0 | 0 | 0
PG&E North of Greater Bay Study Area | Vaca Dixon | 115 | Northern_California_Li_Battery | Northern_California_Solar | 0 | Solano_Wind | 0 | 0 | 0
SCE Eastern Study Area | Valley | 500 | Riverside_Li_Battery | Riverside_Solar | 0 | 0 | 0 | 0 | Riverside_West_Pumped_Storage | 350 | [5 empty] | 20
East of Pisgah Study Area | Valley (VEA) | 138 | Southern_NV_Eldorado_Li_Battery | Southern_NV_Eldorado_Solar | 0 | Southern_Nevada_Wind | 0 | 0 | 0
SCE Northern Area | Vestal | 230 | Tehachapi_Li_Battery | Tehachapi_Solar | 0 | 0 | 0 | 0 | 0 | 140 | [5 empty] | 57 |  | 57 |  |  |  | 50 | [5 empty] | 57 |  | 57
SCE North of Lugo (NOL) Study Area | Victor | 230 | Greater_Kramer_Li_Battery | Greater_Kramer_Solar | 0 | 0 | 0 | 0 | 0
SCE North of Lugo (NOL) Study Area | Victor | 115 | Greater_Kramer_Li_Battery | Greater_Kramer_Solar | 0 | 0 | 0 | 0 | 0 | [10 empty] | 20.1
SCE Metro Study Area | Viejo | 230 | Greater_LA_Li_Battery | Greater_LA_Solar | 0 | 0 | 0 | 0 | 0
PG&E North of Greater Bay Study Area | Vierra | 115 | Northern_California_Li_Battery | Northern_California_Solar | 0 | Solano_Wind | 0 | 0 | 0
SCE Metro Study Area | Villa Park | 230 | Greater_LA_Li_Battery | Greater_LA_Solar | 0 | 0 | 0 | 0 | 0
SCE Northern Area | Vincent | 230 | Greater_LA_Li_Battery | Greater_LA_Solar | 0 | 0 | 0 | 0 | 0
SCE Eastern Study Area | Vista | 230 | Riverside_Li_Battery | Riverside_Solar | 0 | 0 | 0 | 0 | 0 | 500
East of Pisgah Study Area | Vista (VEA) | 138
PG&E Fresno Study Area | Wahtoke | 115 | Southern_PGAE_Li_Battery | Southern_PGAE_Solar | 0 | 0 | 0 | 0 | 0
SCE Metro Study Area | Walnut | 230 | Greater_LA_Li_Battery | Greater_LA_Solar | 0 | 0 | 0 | 0 | 0
PG&E Fresno Study Area | Westley | 230 | Southern_PGAE_Li_Battery | Southern_PGAE_Solar | 0 | 0 | 0 | 0 | 0
PG&E Fresno Study Area | West Fresno | 115 | Southern_PGAE_Li_Battery | Southern_PGAE_Solar | 0 | 0 | 0 | 0 | 0
PG&E East Kern Study Area | Westpark | 115 | Southern_PGAE_Li_Battery | Southern_PGAE_Solar | 0 | 0 | 0 | 0 | 0
PG&E East Kern Study Area | Wheeler Ridge | 115 | Southern_PGAE_Li_Battery | Southern_PGAE_Solar | 0 | 0 | 0 | 0 | 0
PG&E East Kern Study Area | Wheeler Ridge | 230 | Southern_PGAE_Li_Battery | Southern_PGAE_Solar | 0 | 0 | 0 | 0 | 0
SCE Northern Area | Whirlwind | 500 | Tehachapi_Li_Battery | Tehachapi_Solar | 0 | Tehachapi_Wind | 0 | 0 | Tehachapi_Pumped_Storage
SCE Northern Area | Whirlwind | 230 | Tehachapi_Li_Battery | Tehachapi_Solar | 0 | Tehachapi_Wind | 0 | 0 | Tehachapi_Pumped_Storage
SCE Northern Area | Windhub | 500 | Tehachapi_Li_Battery | Tehachapi_Solar | 0 | Tehachapi_Wind | 0 | 0 | Tehachapi_Pumped_Storage
SCE Northern Area | Windhub | 230 | Tehachapi_Li_Battery | Tehachapi_Solar | 0 | Tehachapi_Wind | 0 | 0 | Tehachapi_Pumped_Storage | 8 | 23.52 | 23.52 | [9 empty] | 8 | 23.52 | 23.52
PG&E North of Greater Bay Study Area | Woodland | 115 | Northern_California_Li_Battery | Northern_California_Solar | 0 | Northern_California_Wind | 0 | 0 | 0
PG&E North of Greater Bay Study Area | Wyandotte | 115 | Northern_California_Li_Battery | Northern_California_Solar | 0 | Northern_California_Wind | 0 | 0 | 0
0 | 0 | 0
0 | 0 | 0
0 | 0 | 0
0 | 0 | 0

## NVEP_geo_queue
Interconnection Infromation on Geothermal Projects in Nevada in NVEP interconnection queue
Date Pulled | 2022-05-25 | [15 empty] | Commercial Final Flags Matrix
Queue Position | Date of Request | Max. | County/State | Point of Interconnection | Projected InService Date | Interconnection Service Rqstd. | Availability of any studies related to request | Generating Facility | Status of Request | [7 empty] | TPD | Cluster 2 | All | Result
Company EV | 2010-04-14 | 38.5 | Churchill/NV | Bannock 120 kV | 2022-04-01 | ER | Yes | Geothermal | Executed | [7 empty] | 3 | 3 | 3 | 3
Company HJ | 2016-09-27 | 20 | Churchill/NV | Line #2309 | 2023-12-01 | NR | Yes | Geothermal | Executed | [7 empty] | 3 | 3 | 2 | 2.75
Company HN | 2017-08-15 | 45 | Washoe/NV | Eagle 120 kV | 2024-05-31 | NR | Yes | Geothermal | Executed | [7 empty] | 3 | 3 | 1 | 1.75
Company HO | 2017-09-18 | 45 | Pershing/NV | Star Peak 120 kV Sub | 2018-09-30 | NR | Yes | Geothermal | Executed - Suspended | [7 empty] | 3 | 3 | 1.5 | 1.75
Company HU | 2017-09-28 | 38.5 | Churchill/NV | Bannock 120 kV | 2023-01-14 | ER | Yes | Geothermal | Executed | [7 empty] | 3 | 3 | 2.5 | 1.75
Company HV | 2017-09-28 | 38.5 | Washoe/NV | Eagle 120 kV | 2024-05-31 | NR | Yes | Geothermal | Executed - Suspended | [7 empty] | 3 | 2 | 3 | 2.75
Company IQ | 2018-07-17 | 14 | Pershing/NV | Winnemucca - Oreana 60 kV Line | 2021-12-01 | ER/NR | Yes | Geothermal | Executed | [7 empty] | 3 | 2 | 2 | 2.75
Company KG | 2020-02-28 | 38.5 | Eureka/NV | Falcon - Cortez 120 kV | 2023-01-01 | NR | Yes | Geothermal | Executed | [7 empty] | 3 | 2 | 1 | 1.75
Company KH | 2020-02-28 | 38.5 | Esmeralda/NV | Millers-Silver Peak 57.5 kV line | 2022-06-01 | NR | Yes | Geothermal | Executed | [7 empty] | 3 | 2 | 1.5 | 1.75
Company KI | 2020-02-28 | 38.5 | Washoe/NV Lyon/ NV | Eagle 120 kV | 2025-05-01 | NR | Yes | Geothermal | Executed | [7 empty] | 3 | 2 | 2.5 | 1.75
Company KJ | 2020-02-28 | 38.5 | Washoe/NV | Eagle 120 kV | 2023-01-01 | NR | Yes | Geothermal | Executed | [7 empty] | 3 | 1 | 1 | 1
Company KO | 2020-09-17 | 4.8 | Lyon/NV | Ft Churchill 24.9 kV | 2024-09-01 | NR | Yes | Geothermal | Executed | [7 empty] | 3 | 1 | 1.5 | 1
Company KY | 2021-03-03 | 38.5 | Esmeralda/NV | Millers 120 kV | 2024-01-01 | ER/NR | Yes | Geothermal | Executed | [7 empty] | 3 | 1 | 2.5 | 1+
Company KZ | 2021-03-03 | 38.5 | Churchill County/N | Carson Lake 230 kV | 2024-01-01 | ER/NR | Yes | Geothermal | Executed | [7 empty] | 3 | 1.5 | 1 | 1+
Company LB | 2021-03-26 | 115 | Pershing/NV | Valmy - Tracy #3422 345 kV | 2029-12-31 | ER/NR | Yes | Geothermal | Executed - Suspended | [7 empty] | 3 | 1.5 | 1.5 | 1+
Company LM | 2021-03-31 | 230 | Lyon/NV | Ft. Churchill-Alpine 230 kV | 2029-12-31 | ER/NR | Yes | Geothermal | Executed - Suspended | [7 empty] | 3 | 1.5 | 2.5 | 1+
Company LO | 2021-09-20 | 20 | Pershing/NV | Oreana-Lovelock #652 60 kV | 2025-01-01 | ER | No | Geothermal | Executed | [7 empty] | 3 | 2.5 | 1 | 2+
Company LR | 2021-09-28 | 29 | Lander/NV | Battle Mountain- Reese River #643 60 kV | 2024-04-01 | ER/NR | Yes | Geothermal | Executed | [7 empty] | 3 | 2.5 | 1.5 | 2+
Company LT | 2021-09-28 | 40 | Lander/NV | Falcon - Cortez 120 kV | 2026-01-01 | ER/NR | Yes | Geothermal | Executed | [7 empty] | 3 | 2.5 | 2.5 | 2+
Company MM | 2021-12-08 | 19.8 | Esmeralda/NV | Silver Peak 57.5 kV | 2023-03-31 | ER/NR | Yes | Geothermal | Executed | [7 empty] | 2 | 3 | 3 | 2.25
Company MN | 2021-12-21 | 1.3 | Lyon/NV | Nightingale 120 kV | 2022-06-01 | ER | Yes | Geothermal/Solar | Executed | [7 empty] | 2 | 3 | 2 | 2.25
[17 empty] | 2 | 3 | 1 | 1.75
Pacific Corp UTAH area queue projects | [16 empty] | 2 | 3 | 1.5 | 1.75
Generation Interconnection Cluster Number | Cluster | Cluster Area | Request Date | Request Status | Service Type | Application Rules | S | W | County | ST | Region | Point of Interconnection | Customer Requested Commercial Operations Date | Agreed to Commercial Operations Date | Type | Cluster Study | 2 | 3 | 2.5 | 1.75
TCS-41 | Transition Cluster | CA4 | 2019-09-09 | In Progress | NR/ER | LGI | 31.1 | 31.1 | Beaver | UT | PACE | South Milford substation | 2021-12-31 |  | Geothermal | Available | 2 | 2 | 3 | 2
C2-179 | Cluster 2 | CA13 | 2022-05-15 | In Progress | NR/ER | LGI | 40 | 40 | Millard | UT | PACE | Black Rock substation | 2026-12-31 | TBD | Geothermal |  | 2 | 2 | 2 | 2
[17 empty] | 2 | 2 | 1 | 1.75
[17 empty] | 2 | 2 | 1.5 | 1.75
[17 empty] | 2 | 2 | 2.5 | 1.75
[17 empty] | 2 | 1 | 3 | 1
[17 empty] | 2 | 1 | 2 | 1
[17 empty] | 2 | 1 | 1 | 1
[17 empty] | 2 | 1 | 1.5 | 1
[17 empty] | 2 | 1 | 2.5 | 1+
[17 empty] | 2 | 1.5 | 1 | 1+
[17 empty] | 2 | 1.5 | 1.5 | 1+
[17 empty] | 2 | 1.5 | 2.5 | 1+
[17 empty] | 2 | 2.5 | 1 | 1+
[17 empty] | 2 | 2.5 | 1.5 | 1+
[17 empty] | 2 | 2.5 | 2.5 | 1+
[17 empty] | 1 | 3 | 3 | 1
[17 empty] | 1 | 3 | 2 | 1
[17 empty] | 1 | 3 | 1 | 1
[17 empty] | 1 | 3 | 1.5 | 1
[17 empty] | 1 | 3 | 2.5 | 1+
[17 empty] | 1 | 2 | 3 | 1
[17 empty] | 1 | 2 | 2 | 1
[17 empty] | 1 | 2 | 1 | 1
[17 empty] | 1 | 2 | 1.5 | 1
[17 empty] | 1 | 2 | 2.5 | 1+
[17 empty] | 1 | 1 | 3 | 1
[17 empty] | 1 | 1 | 2 | 1
[17 empty] | 1 | 1 | 1 | 1
[17 empty] | 1 | 1 | 1.5 | 1
[17 empty] | 1 | 1 | 2.5 | 1+
[17 empty] | 1 | 1.5 | 1 | 1+
[17 empty] | 1 | 1.5 | 1.5 | 1+
[17 empty] | 1 | 1.5 | 2.5 | 1+
[17 empty] | 1 | 2.5 | 1 | 2+
[17 empty] | 1 | 2.5 | 1.5 | 2+
[17 empty] | 1 | 2.5 | 2.5 | 2+
[17 empty] | 1.5 | 3 | 3 | 2+
[17 empty] | 1.5 | 3 | 2 | 2+
[17 empty] | 1.5 | 3 | 1 | 2+
[17 empty] | 1.5 | 3 | 1.5 | 2+
[17 empty] | 1.5 | 3 | 2.5 | 2+
[17 empty] | 1.5 | 2 | 3 | 2+
[17 empty] | 1.5 | 2 | 2 | 2+
[17 empty] | 1.5 | 2 | 1 | 2+
[17 empty] | 1.5 | 2 | 1.5 | 2+
[17 empty] | 1.5 | 2 | 2.5 | 2+
[17 empty] | 1.5 | 1 | 1 | 2+
[17 empty] | 1.5 | 1 | 1.5 | 2+
[17 empty] | 1.5 | 1 | 2.5 | 2+
[17 empty] | 1.5 | 1.5 | 1 | 2+
[17 empty] | 1.5 | 1.5 | 1.5 | 2+
[17 empty] | 1.5 | 1.5 | 2.5 | 2+
[17 empty] | 1.5 | 2.5 | 1 | 2+
[17 empty] | 1.5 | 2.5 | 1.5 | 2+
[17 empty] | 1.5 | 2.5 | 2.5 | 2+
[17 empty] | 2.5 | 3 | 3 | 3+
[17 empty] | 2.5 | 3 | 2 | 3+
[17 empty] | 2.5 | 3 | 1 | 3+
[17 empty] | 2.5 | 3 | 1.5 | 3+
[17 empty] | 2.5 | 3 | 2.5 | 3+
[17 empty] | 2.5 | 2 | 3 | 3+
[17 empty] | 2.5 | 2 | 2 | 3+
[17 empty] | 2.5 | 2 | 1 | 3+
[17 empty] | 2.5 | 2 | 1.5 | 3+
[17 empty] | 2.5 | 2 | 2.5 | 3+
[17 empty] | 2.5 | 1 | 1 | 3+
[17 empty] | 2.5 | 1 | 1.5 | 3+
[17 empty] | 2.5 | 1 | 2.5 | 3+
[17 empty] | 2.5 | 1.5 | 1 | 3+
[17 empty] | 2.5 | 1.5 | 1.5 | 3+
[17 empty] | 2.5 | 1.5 | 2.5 | 3+
[17 empty] | 2.5 | 2.5 | 1 | 3+
[17 empty] | 2.5 | 2.5 | 1.5 | 3+
[17 empty] | 2.5 | 2.5 | 2.5 | 3+

## Solar_Env
Criteria 1 Distance, 3a, and 3b Analysis for Solar Resources | [11 empty] | Criteria 3a Analysis | [6 empty] | 3 flags |  | 2 flags |  | Criteria 3b | Criteria 3a | Criteria 1
|  |  | Criteria 3b Analysis | [8 empty] | ACRES_LOW IMPLICATION | ACRES_HIGH IMPLICATION | RESOURCE TOTAL ACRES |  | 7 |  |  | 4 | 2 | 2 | 1 | Flag | Flag | Flag
AREA | SUBSTATIONS | Radius from Sub | Intactness | Biodiversity | Connectivity | Rarity | Native Species | Audubon Important Bird Areas (IBA) | Important habitat | Wildfire threat | Irreplaceability | within radius | within radius | within radius | Solar MWs | Acres/MW |  |  | 0.75 | 0.95 | 0.75 | 0.95
PG&E Fresno Study Area | Alpaugh | 10 | 0.01% | 32.03% | 3.67% | 25.72% | 4.5% | 74% | 14.86% | 0% | 18.9% | 42728.7213 | 7570.3788 | 50299.1001 | 45 | 315 | 0.7372% | 0.6263% | FALSE | FALSE | FALSE | FALSE | 1 | 1 | 1
SCE Northern Area | Antelope | 10 | 25.5% | 24.53% | 18.5% | 21.77% | 24.86% | 0% | 57.57% | 4.309% | 1.452% | 133787 | 41932 | 175719 | 1172 | 8204 | 6.132% | 4.669% | FALSE | FALSE | FALSE | FALSE | 1 | 1 | 1
PG&E East Kern Study Area | Arco | 10 | 3.88% | 20.17% | 15.19% | 19.08% | 22.72% | 11.11% | 30.07% | 0.4377% | 10.98% | 136156 | 32162 | 168318 | 411 | 2877 | 2.113% | 1.709% | FALSE | FALSE | FALSE | FALSE | 1 | 1 | 1
SCE Northern Area | Bailey | 10 | 28.89% | 89.47% | 21.25% | 50.21% | 87.81% | 25% | 26.25% | 90% | 63.16% | 12424.7318 | 26253.4406 | 38678.1724 | 0 | 0 | 0% | 0% | FALSE | FALSE | TRUE | FALSE | 2 | 1 | 1
SCE Metro Study Area | Barre | 10 | 0% | 0% | 0% | 0% | 0% | 2% | 0% | 0% | 0% | 0.1 | 0.1 | 0.1 | 0 | 0 | 0% | 0% | FALSE | FALSE | FALSE | FALSE | 1 | 1 | 1
East of Pisgah Study Area | BEATTY | 10 | [9 empty] | 32434.5483 | 72316.7441 | 136819.1587 | 0 | 0 | 0% | 0% | FALSE | FALSE | FALSE | FALSE | 1 | 1 | 1
PG&E North of Greater Bay Study Area | Bellota | 10 | 42.13% | 54.6% | 41.38% | 28.01% | 34.12% | 0% | 39.85% | 3% | 50.96% | 53016.8126 | 75368.705 | 128385.5176 | 350 | 2450 | 4.621% | 1.908% | FALSE | FALSE | FALSE | FALSE | 1 | 1 | 1
PG&E North of Greater Bay Study Area | Birds Landing | 10 | 6.6% | 51.18% | 1.62% | 66.75% | 23.33% | 55% | 35.73% | 0% | 37.69% | 55672.744 | 39498.1693 | 95170.9132 | 0 | 0 | 0% | 0% | FALSE | FALSE | FALSE | FALSE | 1 | 1 | 1
SDG&E Study Area | BlytheSC 161 kV | 10 | 16.43% | 79.01% | 0% | 42% | 99.4% | 11% | 0.34% | 0% | 19.13% | 80750.1224 | 31339.3521 | 112089.4745 | 0 | 0 | 0% | 0% | FALSE | FALSE | TRUE | TRUE | 2 | 1 | 1
PG&E Fresno Study Area | Borden | 10 | 14.92% | 55.88% | 0% | 29.6% | 84.44% | 8% | 9.19% | 0% | 55.35% | 82825.0549 | 23600.0319 | 106425.0868 | 0 | 0 | 0% | 0% | FALSE | FALSE | FALSE | FALSE | 1 | 1 | 1
SCE North of Lugo (NOL) Study Area | Calcite | 10 | 38.17% | 60.46% | 10.05% | 45.35% | 92.5% | 0% | 5.977% | 0% | 12.84% | 32069 | 92508 | 124577 | 400 | 2800 | 8.731% | 2.248% | FALSE | FALSE | FALSE | FALSE | 1 | 1 | 1
PG&E East Kern Study Area | Caliente | 10 | 37.31% | 51.13% | 0% | 51.64% | 9.38% | 25% | 73.34% | 0% | 47.18% | 54125.1187 | 51596.0886 | 105721.2074 | 100 | 700 | 1.293% | 0.6621% | FALSE | FALSE | FALSE | FALSE | 1 | 1 | 1
East of Pisgah Study Area | Carpenter Canyon (fka Gamebird) | 10 | [9 empty] | 14982.237 | 18148.2025 | 35126.1613 | 360 | 2520 | 16.82% | 7.174% | FALSE | FALSE | FALSE | FALSE | 1 | 1 | 1
PG&E North of Greater Bay Study Area | Cayetano | 10 | 22% | 92% | 11% | 98% | 33% | 37% | 47% | 22% | 83% | 16115.7581 | 34783.7983 | 50899.5565 | 100 | 700 | 4.344% | 1.375% | FALSE | FALSE | TRUE | TRUE | 2 | 1 | 1
PG&E Fresno Study Area | Coburn | 10 | 29.92% | 10.06% | 13.08% | 9.89% | 17.88% | 13% | 8.62% | 25% | 10.44% | 43175.2278 | 31087.6785 | 74262.9063 | 0 | 0 | 0% | 0% | FALSE | FALSE | FALSE | FALSE | 1 | 1 | 1
SCE Eastern Study Area | Colorado River | 10 | 61.53% | 77.89% | 25.75% | 68.23% | 92.15% | 0% | 10.69% | 0% | 39.54% | 42246 | 128525 | 170771 | 2263.9 | 15847.3 | 37.51% | 9.28% | FALSE | FALSE | TRUE | FALSE | 2 | 1 | 1
SCE Eastern Study Area | Colorado River | 15 | 52% | 73% | 16% | 52% | 92% | 1.78% | 11% | 0% | 33% | 140633 | 181388 | 322021 | 2263.9 | 15847.3 | 11.27% | 4.921% | FALSE | FALSE | FALSE | FALSE | 1 | 1 | 2
SCE North of Lugo (NOL) Study Area | Coolwater | 10 | 33.71% | 79.43% | 20.68% | 71.24% | 92.68% | 0% | 7.822% | 0% | 30.64% | 11644 | 76354 | 87997 | 349.96 | 2449.72 | 21.04% | 2.784% | FALSE | FALSE | TRUE | FALSE | 2 | 1 | 1
SCE North of Lugo (NOL) Study Area | Coolwater | 15 | 29% | 75% | 17% | 60% | 94% | 0.3% | 8% | 0% | 22.29% | 57381 | 98231 | 155612 | 349.96 | 2449.72 | 4.269% | 1.574% | FALSE | FALSE | TRUE | FALSE | 2 | 1 | 2
PG&E North of Greater Bay Study Area | Cortina | 15 | 35.2% | 52.6% | 31.4% | 24.18% | 28.25% |  | 36.87% |  | 48.75% | 240694.9088 | 166322.3383 | 407017.247 | [10 empty] | 2
SCE Eastern Study Area | Delaney | 10 | [9 empty] | 70921.063 | 9520.9103 | 92900.3368 | 2200 | 15400 | 21.71% | 16.58% | FALSE | FALSE | FALSE | FALSE | 1 | 1 | 1
PG&E North of Greater Bay Study Area | Delevan | 10 | 21.34% | 42.28% | 17.81% | 13.03% | 17.77% | 12% | 37.23% | 21% | 40.88% | 58354.0141 | 25210.1047 | 83564.1188 | 0 | 0 | 0% | 0% | FALSE | FALSE | FALSE | FALSE | 1 | 1 | 1
East of Pisgah Study Area | Desert View | 10 | [9 empty] | 6846.362 | 42941.369 | 67766.9224 | 150 | 1050 | 15.34% | 1.549% | FALSE | FALSE | FALSE | FALSE | 1 | 1 | 1
SCE Eastern Study Area | Devers | 10 | 13.64% | 89.03% | 7.834% | 85.01% | 73.17% | 0.2016% | 8.038% | 52.93% | 36.46% | 34471 | 43908 | 78378 | 375 | 2625 | 7.615% | 3.349% | FALSE | FALSE | TRUE | FALSE | 2 | 1 | 1
SDG&E Study Area | ECO | 10 | 39.01% | 64.3% | 44.87% | 48.62% | 34.88% | 0% | 29.55% | 19% | 39.19% | 1262.9772 | 17289.0409 | 18552.0181 | 110 | 770 | 60.97% | 4.15% | FALSE | FALSE | FALSE | FALSE | 1 | 2 | 1
East of Pisgah Study Area | Eldorado | 10 | [9 empty] | 3192.2835 | 61765.0495 | 94331.6097 | 300 | 2100 | 65.78% | 2.226% | FALSE | FALSE | FALSE | FALSE | 1 | 2 | 1
East of Pisgah Study Area | Eldorado | 15 | [9 empty] | 5651.9053 | 137446.3076 | 193194.1219 | 300 | 2100 | 37.16% | 1.087% | FALSE | FALSE | FALSE | FALSE | 1 | 1 | 2
PG&E East Kern Study Area | Gates | 10 | 1% | 28% | 10% | 28% | 28% | 0% | 9% | 0% | 24% | 118630 | 18932 | 137562 | 1426 | 9982 | 8.414% | 7.256% | FALSE | FALSE | FALSE | FALSE | 1 | 1 | 1
PG&E North of Greater Bay Study Area | Glenn | 10 | 4.36% | 8.25% | 9.88% | 7.35% | 9.68% | 3% | 7.6% | 0% | 1.65% | 101042.9022 | 17973.6455 | 119016.5477 | 0 | 0 | 0% | 0% | FALSE | FALSE | FALSE | FALSE | 1 | 1 | 1
PG&E East Kern Study Area | Gregg | 10 | 9.67% | 45.94% | 0% | 33.31% | 77.01% | 1% | 2.32% | 0% | 45.94% | 77264.9406 | 12651.6581 | 89916.5987 | 0 | 0 | 0% | 0% | FALSE | FALSE | FALSE | FALSE | 1 | 1 | 1
SDG&E Study Area | Hassayampa | 10 | [9 empty] | 32842.982 | 22703.9834 | 61791.3161 | 371 | 2597 | 7.907% | 4.203% | FALSE | FALSE | FALSE | FALSE | 1 | 1 | 1
PG&E Fresno Study Area | Helm | 10 | 0% | 23.95% | 0% | 16.27% | 34.5% | 2.555% | 1.28% | 0% | 15.67% | 159275 | 1744 | 161019 | 0 | 0 | 0% | 0% | FALSE | FALSE | FALSE | FALSE | 1 | 1 | 1
PG&E Fresno Study Area | Henrietta | 10 | 0% | 8.705% | 0% | 7.146% | 15.91% | 0.7408% | 0% | 0% | 6.879% | 144567 | - | 144567 | 60 | 420 | 0.2905% | 0.2905% | FALSE | FALSE | FALSE | FALSE | 1 | 1 | 1
SDG&E Study Area | Hoodoo Wash | 10 | [9 empty] | 130271.0911 | 10419.3513 | 143917.2728 | 886 | 6202 | 4.761% | 4.309% | FALSE | FALSE | FALSE | FALSE | 1 | 1 | 1
SDG&E Study Area | Imperial Valley | 10 | 4% | 30% | 3% | 20% | 20% | 48.82% | 3% | 0% | 18% | 109560 | 7548 | 117108 | 463 | 3241 | 2.958% | 2.768% | FALSE | FALSE | FALSE | FALSE | 1 | 1 | 1
East of Pisgah Study Area | Innovation | 10 | [9 empty] | 39716.3631 | 25847.1559 | 76270.2915 | 302 | 2114 | 5.323% | 2.772% | FALSE | FALSE | FALSE | FALSE | 1 | 1 | 1
PG&E East Kern Study Area | Kern | 10 | 0.14% | 47.95% | 1.74% | 35.24% | 24.47% | 9% | 0% | 0% | 34.59% | 101138.4723 | 12548.7734 | 113687.2457 | 0 | 0 | 0% | 0% | FALSE | FALSE | FALSE | FALSE | 1 | 1 | 1
SCE North of Lugo (NOL) Study Area | Kramer | 10 | 38.85% | 85.3% | 13% | 91.68% | 68.33% | 27.23% | 20.47% | 0% | 0% | 8700 | 47175 | 55875 | 1159.9957 | 8119.9696 | 93.33% | 14.53% | FALSE | FALSE | TRUE | FALSE | 2 | 2 | 1
SCE North of Lugo (NOL) Study Area | Kramer | 15 | 56% | 76% | 9% | 82% | 64% | 25.16% | 20% | 0% | 9% | 44883 | 85940 | 130823 | 1159.9957 | 8119.9696 | 18.09% | 6.207% | FALSE | FALSE | TRUE | FALSE | 2 | 1 | 2
SCE Metro Study Area | Laguna Bell | 10 | 0% | 0% | 0% | 0% | 0% | 3% | 0% | 7% | 0% | 0.1 | 0.1 | 0.1 | 0 | 0 | 0% | 0% | FALSE | FALSE | FALSE | FALSE | 1 | 1 | 1
PG&E East Kern Study Area | Lamont | 10 | 16% | 45% | 17% | 34% | 34% | 0% | 10% | 0% | 24% | 114748 | 51674 | 166422 | 150 | 1050 | 0.915% | 0.6309% | FALSE | FALSE | FALSE | FALSE | 1 | 1 | 1
East of Pisgah Study Area | LATHROP | 10 | [9 empty] | 58584.8937 | 90216.7729 | 171841.2993 | 136 | 952 | 1.625% | 0.554% | FALSE | FALSE | FALSE | FALSE | 1 | 1 | 1
PG&E Fresno Study Area | Le Grand | 10 | 6.97% | 49.48% | 9.04% | 38.68% | 73.3% | 23% | 6.61% | 0% | 38.68% | 65836.5097 | 26708.8083 | 92545.318 | 119.11 | 833.77 | 1.266% | 0.9009% | FALSE | FALSE | FALSE | FALSE | 1 | 1 | 1
PG&E Fresno Study Area | Los Banos | 10 | 30.7% | 58.56% | 45% | 44% | 61% | 5.329% | 46.29% | 0% | 27.99% | 68927 | 77722 | 146649 | 500 | 3500 | 5.078% | 2.387% | FALSE | FALSE | FALSE | FALSE | 1 | 1 | 1
SCE North of Lugo (NOL) Study Area | Lugo | 10 | 18.71% | 93.73% | 10% | 60% | 93.49% | 0% | 8.313% | 58.28% | 54.99% | 88584 | 66204 | 154788 | 0 | 0 | 0% | 0% | FALSE | FALSE | TRUE | FALSE | 2 | 1 | 1
PG&E Fresno Study Area | McCall | 10 | 0% | 0% | 0% | 0% | 34.3% | 0% | 0.2968% | 0% | 0% | 202178 | - | 202178 | 0 | 0 | 0% | 0% | FALSE | FALSE | FALSE | FALSE | 1 | 1 | 1
PG&E Fresno Study Area | Mendota | 10 | 0% | 31% | 0% | 28% | 28% | 9.27% | 1% | 0% | 13% | 152928 | 7382 | 160309 | 0 | 0 | 0% | 0% | FALSE | FALSE | FALSE | FALSE | 1 | 1 | 1
PG&E East Kern Study Area | Mesa | 10 | 30% | 16% | 4% | 23% | 23% | 3.11% | 12% | 45.27% | 14% | 134617 | 46289 | 180906 | 0 | 0 | 0% | 0% | FALSE | FALSE | FALSE | FALSE | 1 | 1 | 1
PG&E East Kern Study Area | Midway | 10 | 3.783% | 80.49% | 11.4% | 82.19% | 12.48% | 21.59% | 13.07% | 0% | 65.49% | 117644 | 47479 | 165123 | 450.0044 | 3150.0308 | 2.678% | 1.908% | FALSE | FALSE | TRUE | FALSE | 2 | 1 | 1
East of Pisgah Study Area | Mohave | 10 | [9 empty] | 17221.9161 | 40310.2559 | 70165.0644 | 1220 | 8540 | 49.59% | 12.17% | FALSE | FALSE | FALSE | FALSE | 1 | 1 | 1
SCE Northern Area | Moorpark | 10 | 13.76% | 16.27% | 12.86% | 12.48% | 14.99% | 6.626% | 16.25% | 82.53% | 20.18% | 111933 | 29671 | 141604 | 400 | 2800 | 2.501% | 1.977% | FALSE | FALSE | FALSE | FALSE | 1 | 1 | 1
PG&E East Kern Study Area | Mustang | 10 | 0% | 8.705% | 0% | 7.146% | 15.91% | 0.7408% | 0% | 0% | 6.879% | 144567 | - | 144567 | 537.5 | 3762.5 | 2.603% | 2.603% | FALSE | FALSE | FALSE | FALSE | 1 | 1 | 1
SDG&E Study Area | Ocotillo | 10 | 48.96% | 23.34% | 36.79% | 38.92% | 3.01% | 0% | 25.98% | 0% | 9.14% | 11323.3067 | 36995.9475 | 48319.2542 | 0 | 0 | 0% | 0% | FALSE | FALSE | FALSE | FALSE | 1 | 1 | 1
PG&E East Kern Study Area | Olive | 10 | 18.52% | 46.71% | 16.71% | 59.7% | 74.96% | 2.244% | 18.59% | 63.39% | 14.88% | 30530 | 14513 | 45043 | 40 | 280 | 0.9171% | 0.6216% | FALSE | FALSE | FALSE | FALSE | 1 | 1 | 1
SDG&E Study Area | Otay Mesa | 10 | 22.54% | 89.04% | 35.36% | 95.67% | 78.68% | 3% | 22.06% | 42% | 90.67% | 3133.6208 | 5384.0288 | 8517.6496 | 0 | 0 | 0% | 0% | TRUE | FALSE | TRUE | TRUE | 3 | 1 | 1
East of Pisgah Study Area | Pahrump | 10 | [9 empty] | 23512.2323 | 6028.6198 | 30921.1033 | 0 | 0 | 0% | 0% | FALSE | FALSE | FALSE | FALSE | 1 | 1 | 1
SCE Eastern Study Area | Palo Verde | 10 | [9 empty] | 42762.1697 | 4187.8168 | 55905.2 | 0 | 0 | 0% | 0% | FALSE | FALSE | FALSE | FALSE | 1 | 1 | 1
PG&E Fresno Study Area | Panoche | 10 | 17% | 31% | 20% | 32% | 32% | 12.39% | 18% | 0% | 27% | 94822 | 34817 | 129638 | 200 | 1400 | 1.476% | 1.08% | FALSE | FALSE | FALSE | FALSE | 1 | 1 | 1
SCE Northern Area | Pastoria | 10 | 42.39% | 70.91% | 49.35% | 59.35% | 62.24% | 45.38% | 38.6% | 38.18% | 53.9% | 36194 | 94636 | 130830 | 106.875 | 748.125 | 2.067% | 0.5718% | FALSE | FALSE | FALSE | FALSE | 1 | 1 | 1
SCE North of Lugo (NOL) Study Area | Pisgah | 10 | 64.64% | 69.07% | 14.11% | 82.97% | 22.07% | 0% | 8.404% | 0% | 65.43% | 3484 | 42415 | 45899 | 100 | 700 | 20.09% | 1.525% | FALSE | FALSE | FALSE | FALSE | 1 | 1 | 1
SCE North of Lugo (NOL) Study Area | Pisgah | 15 | 66% | 44% | 15% | 45% | 36% | 0% | 8% | 0% | 34% | 33413 | 58281 | 91694 | 100 | 700 | 2.095% | 0.7634% | FALSE | FALSE | FALSE | FALSE | 1 | 1 | 2
SCE Northern Area | Rector | 10 | 0.53% | 8.92% | 0% | 5.55% | 29.04% | 0% | 0% | 0% | 6.63% | 62541.0457 | 261.3039 | 62802.3496 | 200 | 1400 | 2.239% | 2.229% | FALSE | FALSE | FALSE | FALSE | 1 | 1 | 1
SCE Eastern Study Area | Redbluff | 10 | 31% | 17% | 21% | 27% | 27% | 0% | 6% | 0% | 0% | 41709 | 54041 | 95750 | 2904 | 20328 | 48.74% | 21.23% | FALSE | FALSE | FALSE | FALSE | 1 | 1 | 1
SCE Eastern Study Area | Redbluff | 15 | 47% | 24% | 28% | 31% | 9% | 0% | 10% | 0% | 9% | 51720 | 112348 | 164067 | 2904 | 20328 | 39.3% | 12.39% | FALSE | FALSE | FALSE | FALSE | 1 | 1 | 2
PG&E East Kern Study Area | Rio Bravo | 10 | 25.24% | 63.33% | 24.38% | 53.06% | 58.73% | 0% | 15.35% | 51% | 33.38% | 29928.178 | 31797.6246 | 61725.8026 | 0 | 0 | 0% | 0% | FALSE | FALSE | FALSE | FALSE | 1 | 1 | 1
PG&E North of Greater Bay Study Area | Rio Oso | 10 | 1.07% | 22.68% | 2.51% | 8.15% | 50.5% | 3% | 4.11% | 0% | 21.88% | 160912.2358 | 12127.3383 | 173039.5741 | 0 | 0 | 0% | 0% | FALSE | FALSE | FALSE | FALSE | 1 | 1 | 1
SCE North of Lugo (NOL) Study Area | Roadway | 10 | 17.89% | 93.87% | 2.161% | 61.32% | 97.88% | 1.894% | 2.413% | 0% | 28.67% | 101237 | 79825 | 181061 | 200 | 1400 | 1.383% | 0.7732% | FALSE | FALSE | TRUE | TRUE | 2 | 1 | 1
SCE North of Lugo (NOL) Study Area | Roadway | 15 | 20% | 90% | 2% | 52% | 98% | 1.1% | 2% | 4.98% | 27% | 217013 | 154966 | 371979 | 200 | 1400 | 0.6451% | 0.3764% | FALSE | FALSE | TRUE | TRUE | 2 | 1 | 2
SCE Northern Area | Santa Clara | 10 | 6.99% | 19.63% | 3.38% | 14.13% | 19.83% | 5% | 3.58% | 52% | 22.14% | 24985.6386 | 3457.8901 | 28443.5286 | 0 | 0 | 0% | 0% | FALSE | FALSE | FALSE | FALSE | 1 | 1 | 1
PG&E Fresno Study Area | Schindler | 10 | 0% | 3.9% | 0% | 0.68% | 6.66% | 0% | 0.83% | 0% | 1.26% | 38760.2454 | 0 | 38760.2454 | 0 | 0 | 0% | 0% | FALSE | FALSE | FALSE | FALSE | 1 | 1 | 1
PG&E Fresno Study Area | Semitropic | 10 | 4.56% | 70.85% | 9.34% | 62.73% | 8.99% | 46% | 22.3% | 0% | 51.54% | 34449.3955 | 11700.8697 | 46150.2652 | 0 | 0 | 0% | 0% | FALSE | FALSE | FALSE | FALSE | 1 | 1 | 1
PG&E East Kern Study Area | Shafter | 10 | 0% | 40.58% | 0% | 33.64% | 3.77% | 10% | 0% | 0% | 22.34% | 66918.9184 | 276.3104 | 67195.2288 | 0 | 0 | 0% | 0% | FALSE | FALSE | FALSE | FALSE | 1 | 1 | 1
PG&E East Kern Study Area | Solar SS | 10 | 56.29% | 32.92% | 9.27% | 39.63% | 12.08% | 13% | 74% | 23% | 39.75% | 49662.6778 | 68854.5158 | 118517.1935 | 130 | 910 | 1.832% | 0.7678% | FALSE | FALSE | FALSE | FALSE | 1 | 1 | 1
SCE Northern Area | Springville | 10 | 32.83% | 34.04% | 24.89% | 22.37% | 40.45% | 4% | 17.42% | 60% | 20.77% | 32574.5019 | 31255.1974 | 63829.6993 | 200 | 1400 | 4.298% | 2.193% | FALSE | FALSE | FALSE | FALSE | 1 | 1 | 1
PG&E East Kern Study Area | Stockdale | 10 | 0.4% | 46.94% | 2.25% | 37.16% | 33.28% | 9% | 0% | 0% | 41.09% | 85884.1497 | 12159.6116 | 98043.7614 | 0 | 0 | 0% | 0% | FALSE | FALSE | FALSE | FALSE | 1 | 1 | 1
SDG&E Study Area | Suncrest | 10 | 50.86% | 72.25% | 73.28% | 72.83% | 85.82% | 0% | 57.35% | 100% | 63.49% | 1336.2751 | 15754.3236 | 17090.5986 | 0 | 0 | 0% | 0% | FALSE | FALSE | TRUE | TRUE | 2 | 1 | 1
PG&E North of Greater Bay Study Area | Tesla | 10 | 13.13% | 71.15% | 19.09% | 81.33% | 54.65% | 56% | 28.43% | 12% | 59.36% | 41245.07 | 33627.224 | 74872.294 | 410 | 2870 | 6.958% | 3.833% | FALSE | FALSE | FALSE | FALSE | 1 | 1 | 1
PG&E Fresno Study Area | Tranquility | 10 | 1% | 19% | 1% | 14% | 28% | 1.8% | 1% | 0% | 5% | 158330 | 5731 | 164061 | 900 | 6300 | 3.979% | 3.84% | FALSE | FALSE | FALSE | FALSE | 1 | 1 | 1
East of Pisgah Study Area | Trout Canyon (fka Crazy Eyes) | 10 | [9 empty] | 8338.2109 | 75021.671 | 87922.6939 | 1456 | 10192 | 122.2% | 11.59% | FALSE | FALSE | FALSE | FALSE | 1 | 2 | 1
East of Pisgah Study Area | Trout Canyon (fka Crazy Eyes) | 15 | [9 empty] | 28551.3446 | 109222.9513 | 144975.7503 | 1456 | 10192 | 35.7% | 7.03% | FALSE | FALSE | FALSE | FALSE | 1 | 1 | 2
PG&E North of Greater Bay Study Area | Vaca Dixon | 10 | 8% | 32% | 4% | 37% | 0% | 4% | 8% | 22% | 20% | 61103.81 | 14831.18 | 75934.9884 | 25 | 175 | 0.2864% | 0.2305% | FALSE | FALSE | FALSE | FALSE | 1 | 1 | 1
East of Pisgah Study Area | Valley (VEA) | 10 | [9 empty] | 67141.2318 | 14043.7865 | 90604.0082 | 50 | 350 | 0.5213% | 0.3863% | FALSE | FALSE | FALSE | FALSE | 1 | 1 | 1
SCE Northern Area | Vestal | 10 | 13.05% | 10.95% | 8.789% | 4.088% | 7.704% | 0% | 13.52% | 8.383% | 8.146% | 158320 | 37418 | 195739 | 861.13 | 6027.91 | 3.807% | 3.08% | FALSE | FALSE | FALSE | FALSE | 1 | 1 | 1
SCE North of Lugo (NOL) Study Area | Victor | 10 | 6.496% | 94.67% | 0% | 57.32% | 97.98% | 1.152% | 2.303% | 5.841% | 34.31% | 144191 | 48995 | 193186 | 100 | 700 | 0.4855% | 0.3623% | FALSE | FALSE | TRUE | TRUE | 2 | 1 | 1
SCE North of Lugo (NOL) Study Area | Victor | 15 | 18% | 92% | 3% | 57% | 98% | 0.87% | 14% | 19.38% | 36% | 226644 | 166946 | 393590 | 100 | 700 | 0.3089% | 0.1779% | FALSE | FALSE | TRUE | TRUE | 2 | 1 | 2
SCE Northern Area | Vincent | 10 | 30.92% | 45.08% | 3.713% | 37.62% | 56.36% | 2.884% | 18.76% | 80.19% | 32.83% | 94697 | 50491 | 145187 | 951 | 6657 | 7.03% | 4.585% | FALSE | FALSE | FALSE | FALSE | 1 | 1 | 1
East of Pisgah Study Area | VISTA (VEA) | 10 | [9 empty] | 53511.1436 | 28579.3897 | 88191.4932 | 0 | 0 | 0% | 0% | FALSE | FALSE | FALSE | FALSE | 1 | 1 | 1
PG&E Fresno Study Area | Westley | 10 | 13.02% | 34.92% | 12.99% | 36.55% | 24.45% | 30.71% | 24.51% | 5.631% | 24.89% | 104213 | 68655 | 172868 | 250 | 1750 | 1.679% | 1.012% | FALSE | FALSE | FALSE | FALSE | 1 | 1 | 1
PG&E East Kern Study Area | Wheeler Ridge | 10 | 7.466% | 47.71% | 11.46% | 39.93% | 36.08% | 7.498% | 18.99% | 1.871% | 34.77% | 131241 | 34656 | 165896 | 385.321 | 2697.247 | 2.055% | 1.626% | FALSE | FALSE | FALSE | FALSE | 1 | 1 | 1
SCE Northern Area | Whirlwind | 10 | 19.77% | 79.18% | 8.577% | 33.89% | 96.94% | 88.76% | 12.84% | 41.7% | 22.64% | 133376 | 61017 | 194393 | 1648.995 | 11542.965 | 8.654% | 5.938% | FALSE | FALSE | TRUE | TRUE | 2 | 1 | 1
SCE Northern Area | Windhub | 10 | 16.47% | 61% | 1.35% | 38.55% | 77.86% | 12.48% | 2.005% | 34.38% | 35.45% | 119257 | 51760 | 171017 | 2489 | 17423 | 14.61% | 10.19% | FALSE | FALSE | FALSE | FALSE | 1 | 1 | 1
PG&E North of Greater Bay Study Area | Woodland | 10 | 0% | 36.32% | 4.38% | 41.81% | 52.18% | 24% | 8.01% | 0% | 33.95% | 67857.646 | 1470.7694 | 69328.4153 | 12 | 84 | 0.1238% | 0.1212% | FALSE | FALSE | FALSE | FALSE | 1 | 1 | 1

## Wind_Env
Criteria 1 Distance, 3a, and 3b Analysis for Wind' Resources | [10 empty] | Criteria 3a Analysis |  |  |  | Criteria 1 Distance Analysis |  |  |  |  | 3 flags |  | 2 flags |  | Criteria 3b | Criteria 3a | Criteria 1
|  | Criteria 3b Analysis | [8 empty] | ACRES_LOW IMPLICATION | ACRES_HIGH IMPLICATION | RESOURCE TOTAL ACRES |  | *Blank indicated 10 miles or less |  | 40 |  |  | 4 | 2 | 2 | 1 | Flag | Flag | Flag
AREA | SUBSTATIONS | Intactness | Biodiversity | Connectivity | Rarity | Native Species | Audubon Important Bird Areas (IBA) | Important habitat | Wildfire threat | Irreplaceability | 10 mi radius | 10 mi radius | 10 mi radius | Notes | Distance to Resource | Wind MWs | Acres/MW | Low Value % | All % | 0.75 | 0.95 | 0.75 | 0.95
SCE Northern Area | Antelope | 4.77% | 63.09% | 0% | 30.92% | 98.31% | 97.99% | 0% | 12.9% | 0.0084% | 18574.5869 | 834.8343 | 19409.4212 | There are no wind resource areas within a 10 mile buffer. The nearest wind resource area was Project "Wind 157" 10.8 miles from the substation | 11 | 3 | 120 | 0.646% | 0.6183% | FALSE | TRUE | TRUE | TRUE | 3 | 1 | 2
PG&E North of Greater Bay Study Area | Birds Landing | 4.043% | 43.51% | 0.8362% | 56.95% | 40.8% | 60.73% | 12.25% | 7.715% | 30.14% | 231281.9072 | 50129.0401 | 281410.9473 | Portion of wind resource is greater than 15 miles from substation. | 15 | 135 | 5400 | 2.335% | 1.919% | FALSE | FALSE | FALSE | FALSE | 1 | 1 | 2
PG&E North of Greater Bay Study Area | Bridgeville | 100% | 0% | 89.99% | 0% | 0% | 0% | 54.04% | 10.48% | 0% | 0.44479 | 22050.1469 | 22050.5916 | No Low Implication Acres Identified in wind resource. |  | 0 | 0 | 0% | 0% | FALSE | FALSE | TRUE | TRUE | 2 | 1 | 1
PG&E Fresno Study Area | Cabrillo | 61% | 2% | 15% | 11% | 2% | 1% | 60% | 95% | 15% | 8075 | 18673 | 26748 |  |  | 99 | 3960 | 49.04% | 14.8% | FALSE | FALSE | FALSE | TRUE | 2 | 1 | 1
PG&E East Kern Study Area | Caliente | 59.71% | 9.779% | 0% | 32.99% | 0% | 0% | 79.08% | 0% | 14.12% | 11176.1755 | 9449.3403 | 20625.5157 | No wind resource identified within 15 miles of substation. Neasest wind resource is approximately 22 miles. (Substation to resource centerpoint) | 22 | 180 | 7200 | 64.42% | 34.91% | FALSE | FALSE | FALSE | FALSE | 1 | 2 | 3
PG&E East Kern Study Area | Cholame | 59.71% | 9.779% | 0% | 32.99% | 0% | 0% | 79.08% | 0% | 14.12% | 11176 | 9449 | 20626 |  |  | 0 | 0 | 0% | 0% | FALSE | FALSE | FALSE | FALSE | 1 | 1 | 1
PG&E North of Greater Bay Study Area | Cortina | 24.34% | 42.06% | 10.22% | 14.47% | 30.69% | 32.72% | 26.31% | 26.47% | 39.14% | 333380.2161 | 138104.7795 | 471484.9956 |  |  | 0 | 0 | 0% | 0% | FALSE | FALSE | FALSE | FALSE | 1 | 1 | 1
PG&E North of Greater Bay Study Area | Delevan | 0% | 29.29% | 1.801% | 49.94% | 0% | 11.63% | 0% | 0.308% | 29.29% | 58909.8567 | 3924.1192 | 62833.9759 |  |  | 0 | 0 | 0% | 0% | FALSE | FALSE | FALSE | FALSE | 1 | 1 | 1
SCE Eastern Study Area | Devers | 62% | 41% | 40% | 31% | 41% | 0% | 21% | 17.65% | 7% | 29172 | 6879 | 36052 | Includes Wind Resource outside of 15mi Radius, up to approximately 20 miles (Substation to resource centerpoint) | 20 | 21.3 | 852 | 2.921% | 2.363% | FALSE | FALSE | FALSE | FALSE | 1 | 1 | 2
SDG&E Study Area | ECO | 50.05% | 54.35% | 38.76% | 60.74% | 43.27% | 0% | 35.7% | 87.62% | 41.87% | 5591.4769 | 56008.6591 | 61600.136 | Estimated acre size of build exceeds the amount of Low Implication acres in wind resource. |  | 495 | 19800 | 354.1% | 32.14% | FALSE | FALSE | FALSE | FALSE | 1 | 2 | 1
PG&E North of Greater Bay Study Area | Glenn | 19.89% | 14.7% | 11.21% | 14.47% | 20.27% | 1.481% | 11.4% | 12.66% | 8.215% | 332764.2064 | 104002.2854 | 436766.4918 |  |  | 128 | 5120 | 1.539% | 1.172% | FALSE | FALSE | FALSE | FALSE | 1 | 1 | 1
PG&E North of Greater Bay Study Area | Kelso | 13.73% | 53.3% | 15.48% | 61.83% | 29.03% | 40% | 16.82% | 0.2223% | 39.75% | 50652.1155 | 23209.4731 | 73861.5886 | Kelso and Tesla Substations are in close proximity. 15 mile radius around each contains the same wind resource. |  | 51.8 | 2072 | 4.091% | 2.805% | FALSE | FALSE | FALSE | FALSE | 1 | 1 | 1
PG&E Fresno Study Area | Los Banos | 33.89% | 45.58% | 37.91% | 35.85% | 67.13% | 0% | 35.17% | 7.244% | 7.555% | 15209.5122 | 23160.2375 | 38369.7497 |  |  | 150 | 6000 | 39.45% | 15.64% | FALSE | FALSE | FALSE | FALSE | 1 | 1 | 1
PG&E North of Greater Bay Study Area | Pit 1 | 94% | 39.22% | 0% | 39.22% | 0% | 0% | 0% | 84.38% | 0% | 3215.3284 | 6016.3268 | 9231.6552 | Wind resource is greather than 15 miles from substation. Estimated acre size of build exceeds the amount of Low Implication acres in wind resource. Next available wind resource is approcimately 34 miles | 15 | 0 | 0 | 0% | 0% | FALSE | FALSE | TRUE | FALSE | 2 | 1 | 2
PG&E North of Greater Bay Study Area | Round Mountain | 83.12% | 50.64% | 20.96% | 29.23% | 100% | 0% | 2.615% | 100% | 6.626% | 3137.1287 | 40038.6221 | 43175.7507 | Estimated acre size of build exceeds the amount of Low Implication acres in wind resource |  | 210.5 | 8420 | 268.4% | 19.5% | FALSE | TRUE | TRUE | TRUE | 3 | 2 | 1
SDG&E Study Area | Suncrest | 53.64% | 59.26% | 61.64% | 63.64% | 89.22% | 5.548% | 46.67% | 100% | 30.46% | 2343.8747 | 33901.9954 | 36245.8701 | No wind resource identified within 15 miles of substation. Neasest wind resource(s) are approximately 19 and 20 miles (Substation to resource centerpoint). Estimated acre size of build eceeds the amount of Low Implication acres in wind resource | 20 | 0 | 0 | 0% | 0% | FALSE | FALSE | TRUE | TRUE | 2 | 1 | 2
PG&E East Kern Study Area | Templeton | 68.24% | 77.72% | 2.95% | 83.47% | 67.19% | 0% | 9.292% | 100% | 48.82% | 6729.9534 | 24299.8298 | 31029.7832 | Portion of wind resource is greater than 15 miles from substation. Estimated acre size of build exceeds the amount of Low Implication acres in wind resource | 15 | 74.8 | 2992 | 44.46% | 9.642% | FALSE | FALSE | TRUE | TRUE | 2 | 1 | 2
PG&E North of Greater Bay Study Area | Tesla | 13.73% | 53.3% | 15.48% | 61.83% | 29.03% | 40% | 16.82% | 0.2223% | 39.75% | 50652.1155 | 23209.4731 | 73861.5886 | Kelso and Tesla Substations are in close proximity. 15 mile radius around each contains the same wind resource. |  | 435 | 17400 | 34.35% | 23.56% | FALSE | FALSE | FALSE | FALSE | 1 | 1 | 1
PG&E North of Greater Bay Study Area | Thermalito | 0% | 69.79% | 0% | 27.42% | 3.366% | 17.51% | 0.1444% | 0% | 69.79% | 177838.3662 | 1010.9171 | 178849.2834 |  |  | 200 | 8000 | 4.498% | 4.473% | FALSE | FALSE | FALSE | FALSE | 1 | 1 | 1
PG&E North of Greater Bay Study Area | Tulucay | 29.39% | 23.61% | 30.63% | 15.76% | 52.58% | 4.458% | 23.29% | 45.46% | 15.36% | 81073.3615 | 73301.3784 | 154374.74 | Portion of wind resource is greater than 15 miles from substation. | 15 | 0 | 0 | 0% | 0% | FALSE | FALSE | FALSE | FALSE | 1 | 1 | 2
SCE Northern Area | Whirlwind | 16% | 67% | 7% | 36% | 67% | 98% | 3% | 25.12% | 15% | 29172 | 6879 | 36052 |  |  | 100.9 | 4036 | 13.84% | 11.19% | FALSE | FALSE | FALSE | TRUE | 2 | 1 | 1
SCE Northern Area | Windhub | 35% | 57% | 0% | 33% | 57% | 19% | 0% | 69.16% | 62% | 28952 | 26885 | 55837 | Includes Wind Resource outside of 15mi Radius, up to approximately 20 miles (Substation to resource centerpoint) | 20 | 23 | 920 | 3.178% | 1.648% | FALSE | FALSE | FALSE | FALSE | 1 | 1 | 2
SDG&E Study Area | Ocotillo | 47.46% | 58.53% | 42% | 68.68% | 9.68% | 0% | 40.87% | 92% | 39.43% | 1224.9742 | 9705.1615 | 10930.1356 |  |  | 0 | 0 | 0% | 0% | FALSE | FALSE | FALSE | FALSE | 1 | 1 | 1
SCE North of Lugo (NOL) Study Area | Pisgah | 41.13% | 44.46% | 45.02% | 35.56% | 70.99% | 0% | 36.96% | 0% | 6.88% | 12821.077 | 16831.8074 | 29652.8844 |  |  | 0 | 0 | 0% | 0% | FALSE | FALSE | FALSE | FALSE | 1 | 1 | 1
PG&E North of Greater Bay Study Area | Delta Switching Yard | 13.47% | 67.59% | 12.12% | 90.01% | 40.8% | 53% | 14.25% | 0% | 56.94% | 31078.3419 | 15347.849 | 46426.191 |  |  | 80 | 3200 | 10.3% | 6.893% | FALSE | FALSE | FALSE | FALSE | 1 | 1 | 1
SCE North of Lugo (NOL) Study Area | Kramer | 80.43% | 86.17% | 21.99% | 59.05% | 94.23% | 0% | 24.66% | 0% | 0% | 1229.5169 | 28643.6938 | 29873.2108 |  |  | 0 | 0 | 0% | 0% | FALSE | FALSE | TRUE | FALSE | 2 | 1 | 1
PG&E North of Greater Bay Study Area | Rio Oso | 0% | 70.08% | 0% | 0.12% | 17.96% | 0% | 0% | 0% | 70.08% | 37372.5041 | 0 | 37372.5041 |  |  | 0 | 0 | 0% | 0% | FALSE | FALSE | FALSE | FALSE | 1 | 1 | 1
PG&E North of Greater Bay Study Area | Eagle Rock | 54.38% | 77.27% | 0% | 62.48% | 59.85% | 9% | 32.49% | 97% | 82.38% | 5097.5073 | 13917.1581 | 19014.6653 | Only 21 MW is available within 10 miles. Additional WRAs are within 24 miles. | 24 | 0 | 0 | 0% | 0% | FALSE | FALSE | TRUE | TRUE | 2 | 1 | 3
SCE North of Lugo (NOL) Study Area | Coolwater | 80.59% | 58.02% | 85.13% | 62.81% | 40.33% | 0% | 81% | 0% | 34.41% | 113.818 | 94012.8764 | 94126.6944 |  |  | 0 | 0 | 0% | 0% | FALSE | FALSE | TRUE | FALSE | 2 | 1 | 1
PG&E North of Greater Bay Study Area | Lakeville | 91.3% | 54.61% | 41.07% | 54.61% | 0% | 8% | 39.18% | 73% | 54.61% | 4208.7515 | 25334.2598 | 29543.0113 |  |  | 0 | 0 | 0% | 0% | FALSE | FALSE | FALSE | FALSE | 1 | 1 | 1
PG&E North of Greater Bay Study Area | Tulucay | 53.08% | 6.48% | 46.1% | 3.75% | 4.36% | 18% | 31.53% | 37% | 6.48% | 5366.728 | 11600.323 | 16967.051 |  |  | 0 | 0 | 0% | 0% | FALSE | FALSE | FALSE | FALSE | 1 | 1 | 1
PG&E North of Greater Bay Study Area | Vaca Dixon | 20.53% | 11.07% | 24.05% | 11.04% | 83.85% | 0% | 20.29% | 22% | 0% | 46917.3786 | 22858.6987 | 69776.0773 |  |  | 0 | 0 | 0% | 0% | FALSE | FALSE | FALSE | FALSE | 1 | 1 | 1
East of Pisgah Study Area | Innovation | [9 empty] | 1837.3144 | 7113.9844 | 9577.4901 | 10 mile distance |  | 93 | 3720 | 202.5% | 38.84% | FALSE | FALSE | FALSE | FALSE | 1 | 2 | 1
East of Pisgah Study Area | Sloan Canyon (fka Bob) | [9 empty] | 3442.3775 | 62479.6903 | 89342.265 | 10 mile distance |  | 310 | 12400 | 360.2% | 13.88% | FALSE | FALSE | FALSE | FALSE | 1 | 2 | 1
East of Pisgah Study Area | Pahrump | [9 empty] | 1555.6296 | 4707.619 | 6280.7769 | 10 mile distance |  | 0 | 0 | 0% | 0% | FALSE | FALSE | FALSE | FALSE | 1 | 1 | 1
East of Pisgah Study Area | Innovation | [9 empty] | 12750.491 | 12720.0934 | 27211.5455 | 15 mile distance | 15 | 93 | 3720 | 29.18% | 13.67% | FALSE | FALSE | FALSE | FALSE | 1 | 1 | 2
East of Pisgah Study Area | Sloan Canyon (fka Bob) | [9 empty] | 6353.5788 | 150755.2767 | 201484.9679 | 15 mile distance | 15 | 310 | 12400 | 195.2% | 6.154% | FALSE | FALSE | FALSE | FALSE | 1 | 2 | 2
East of Pisgah Study Area | Pahrump | [9 empty] | 6844.7469 | 8866.7227 | 15813.4486 | 15 mile distance | 15 | 0 | 0 | 0% | 0% | FALSE | FALSE | FALSE | FALSE | 1 | 1 | 2

## Geo_Env
Criteria 1 Distance, 3a, and 3b Analysis for Geothermal Resources | [10 empty] | Criteria 3a Analysis |  |  |  | Criteria 1 Distance Analysis |  |  |  |  | 3 flags |  | 2 flags |  | Criteria 3b | Criteria 3a | Criteria 1
|  | Criteria 3b Analysis | [8 empty] | ACRES_LOW IMPLICATION | ACRES_HIGH IMPLICATION | RESOURCE TOTAL ACRES |  | *Blank indicated 10 miles or less |  | 5 |  |  | 4 | 2 | 2 | 1 | Flag | Flag | Flag
AREA | SUBSTATIONS | Intactness | Biodiversity | Connectivity | Rarity | Native Species | Audubon Important Bird Areas (IBA) | Important habitat | Wildfire threat | Irreplaceability | 10 mi radius | 10 mi radius | 10 mi radius | Notes | Distance to Resource | Geothermal MWs | Acres/MW | Low Value % | All % | 0.75 | 0.95 | 0.75 | 0.95
SDG&E Study Area | IID System | 2% | 62% | 0% | 33% | 61% | 98% | 0% | 0% | 60% | 70689 | 51404 | 122093 | Mapped to Bannister |  | 800 | 4000 | 5.659% | 3.276% | FALSE | FALSE | FALSE | TRUE | 2 | 1 | 1
PG&E North of Greater Bay Study Area | Geysers | 50% | 58% | 1% | 44% | 83% | 23% | 13% | 97% | 62% | 117594 | 193941 | 311534 | Substation used: Calistoga 19 |  | 83 | 415 | 0.3529% | 0.1332% | FALSE | FALSE | TRUE | TRUE | 2 | 1 | 1
PG&E North of Greater Bay Study Area | Pit 1 | 93% | 19% | 43% | 22% | 1% | 0% | 25% | 84% | 11% | 24081 | 126071 | 150152 | Medicine Lake Area Geothermal Resource is approximately 42.5 Miles from Pit 1 Substation (Substation to centerpoint) | 42.5 | 0 | 0 | 0% | 0% | FALSE | FALSE | TRUE | FALSE | 2 | 1 | 3
SCE North of Lugo (NOL) Study Area | Randsburg | 100% | 58% | 100% | 89% | 12% | 0% | 100% | 0% | 0% | 1e-07 | 16765 | 16765 |  |  | 0 | 0 | 0% | 0% | TRUE | TRUE | TRUE | TRUE | 3 | 1 | 1
SCE North of Lugo (NOL) Study Area | Control | 70% | 59% | 0% | 47% | 48% | 55% | 50% | 86% | 21% | 76699 | 348940 | 425639 | Mono-Long Valley KGRA ranges approximately 23 to 35 miles from Control Substation to areas of lower implication (Substation to centerpoint); however Casa Diablo substation is close to area |  | 53 | 265 | 0.3455% | 0.06226% | FALSE | FALSE | FALSE | FALSE | 1 | 1 | 1

## CompareToPrevYr_bySub
Criteria 5: Comparison with Previous TPP Base Case |  |  |  |  | MW | Percentage
|  |  | Level 3 criteria flag |  | -1000 | 50% | or More less from prior year
|  |  | Level 2 criteria flag |  | -1 |  | or More less from prior year | [35 empty] | Geothermal |  | Wind FCDS | Wind EODS | OOS Wind FCDS | OOS Wind EODS | Offshore Wind |  |  | Solar FCDS | Solar EODS | Li_Battery | PSH
|  |  | 2022_2023 TPP Base Case: 2032 Resources | [12 empty] | 2022_2023 TPP HE Sensitivity Case: 2035 Resources | [12 empty] | Current Portfolio Mapped Resources | [13 empty] | Criteria Alignment w/ 22-23 TPP Base Case | [15 empty] | Criteria Alignment w/ 22-23 TPP HE Sensitivity
|  |  | Geothermal | Biomass | Wind | Wind | OOS Wind | OOS Wind | Offshore Wind | Offshore Wind | Distributed Solar | Solar | Solar | Li_Battery | PSH | Geothermal | Biomass | Wind | Wind | OOS Wind | OOS Wind | Offshore Wind | Offshore Wind | Distributed Solar | Solar | Solar | Li_Battery | PSH |  | Geothermal | Biomass | Wind | Wind | OOS Wind | OOS Wind | Offshore Wind | Offshore Wind | Distributed Solar | Solar | Solar | Li_Battery | PSH | Geothermal | Biomass | Wind | Wind | OOS Wind | OOS Wind | Offshore Wind | Offshore Wind | Distributed Solar | Solar | Solar | Li_Battery | PSH | Solar | Wind | Substation Flag | Geothermal | Biomass | Wind | Wind | OOS Wind | OOS Wind | Offshore Wind | Offshore Wind | Distributed Solar | Solar | Solar | Li_Battery | PSH | Solar | Wind | Substation Flag
Area | Substation | Voltage | FCDS | FCDS | FCDS | EODS | FCDS | EODS | FCDS | EODS | FCDS | FCDS | EODS | FCDS | FCDS | FCDS | FCDS | FCDS | EODS | FCDS | EODS | FCDS | EODS | FCDS | FCDS | EODS | FCDS | FCDS |  | FCDS | FCDS | FCDS | EODS | FCDS | EODS | FCDS | EODS | FCDS | FCDS | EODS | FCDS | FCDS | FCDS | FCDS | FCDS | EODS | FCDS | EODS | FCDS | EODS | FCDS | FCDS | EODS | FCDS | FCDS | Total | Total |  | FCDS | FCDS | FCDS | EODS | FCDS | EODS | FCDS | EODS | FCDS | FCDS | EODS | FCDS | FCDS | Total | Total
PG&E East Kern Study Area | 7th Standard | 115 | 0 | 0 | 0 | 0 | 0 | 0 | 0 | 0 | 0 | 0 | 0 | 0 | 0 | 0 | 0 | 0 | 0 | 0 | 0 | 0 | 0 | 0 | 0 | 0 | 0 | 0 | 0 | 0 | 0 | 0 | 0 | 0 | 0 | 0 | 0 | 0 | 0 | 0 | 0 | 0 | 1 | 1 | 1 | 1 | 1 | 1 | 1 | 1 | 1 | 1 | 1 | 1 | 1 | 1 | 1 | 0 | 1 | 1 | 1 | 1 | 1 | 1 | 1 | 1 | 1 | 1 | 1 | 1 | 1 | 1 | 1 | 0
SCE Metro Study Area | Alamitos | 230 | 0 | 0 | 0 | 0 | 0 | 0 | 0 | 0 | 0 | 0 | 0 | 0 | 0 | 0 | 0 | 0 | 0 | 0 | 0 | 0 | 0 | 0 | 0 | 0 | 0 | 0 | 0 | 0 | 0 | 0 | 0 | 0 | 0 | 0 | 0 | 0 | 0 | 0 | 82 | 0 | 1 | 1 | 1 | 1 | 1 | 1 | 1 | 1 | 1 | 1 | 1 | 1 | 1 | 1 | 1 | 0 | 1 | 1 | 1 | 1 | 1 | 1 | 1 | 1 | 1 | 1 | 1 | 1 | 1 | 1 | 1 | 0
PG&E Fresno Study Area | Alpaugh | 115 | 0 | 3 | 0 | 0 | 0 | 0 | 0 | 0 | 0 | 0 | 0 | 0 | 0 | 0 | 3 | 0 | 0 | 0 | 0 | 0 | 0 | 0 | 20 | 200 | 145 | 0 | 0 | 0 | 0 | 0 | 0 | 0 | 0 | 0 | 0 | 3 | 20 | 25 | 10 | 0 | 1 | 3 | 1 | 1 | 1 | 1 | 1 | 1 | 1 | 1 | 1 | 1 | 1 | 1 | 1 | 1 | 1 | 3 | 1 | 1 | 1 | 1 | 1 | 1 | 1 | 1 | 3 | 3 | 1 | 3 | 1 | 1
SCE Northern Area | Antelope | 500 | 0 | 0 | 0 | 0 | 0 | 0 | 0 | 0 | 0 | 0 | 0 | 0 | 0 | 0 | 0 | 0 | 0 | 0 | 0 | 0 | 0 | 0 | 0 | 0 | 0 | 0 | 0 | 0 | 0 | 0 | 0 | 0 | 0 | 0 | 0 | 0 | 0 | 0 | 0 | 0 | 1 | 1 | 1 | 1 | 1 | 1 | 1 | 1 | 1 | 1 | 1 | 1 | 1 | 1 | 1 | 0 | 1 | 1 | 1 | 1 | 1 | 1 | 1 | 1 | 1 | 1 | 1 | 1 | 1 | 1 | 1 | 0
SCE Northern Area | Antelope | 230 | 0 | 0 | 0 | 0 | 0 | 0 | 0 | 0 | 3 | 450 | 497 | 438.8 | 0 | 0 | 0 | 0 | 0 | 0 | 0 | 0 | 0 | 3 | 650 | 622 | 513.8 | 0 | 1 | 0 | 0 | 3 | 0 | 0 | 0 | 0 | 0 | 3 | 770 | 402 | 423.8 | 0 | 1 | 1 | 1 | 1 | 1 | 1 | 1 | 1 | 1 | 1 | 2 | 2 | 1 | 1 | 1 | 1 | 1 | 1 | 1 | 1 | 1 | 1 | 1 | 1 | 1 | 1 | 2 | 2 | 1 | 2 | 1 | 1
PG&E East Kern Study Area | Arco | 230 | 0 | 0 | 0 | 0 | 0 | 0 | 0 | 0 | 0 | 125 | 28 | 75.64 | 0 | 0 | 0 | 0 | 0 | 0 | 0 | 0 | 0 | 0 | 130 | 521 | 380.64 | 0 | 0 | 0 | 0 | 0 | 0 | 0 | 0 | 0 | 0 | 5 | 130 | 281 | 98.64 | 0 | 1 | 1 | 1 | 1 | 1 | 1 | 1 | 1 | 1 | 1 | 1 | 1 | 1 | 1 | 1 | 0 | 1 | 1 | 1 | 1 | 1 | 1 | 1 | 1 | 1 | 1 | 2 | 3 | 1 | 2 | 1 | 1
SCE Metro Study Area | Arcogen | 230 | 0 | 0 | 0 | 0 | 0 | 0 | 0 | 0 | 0 | 0 | 0 | 0 | 0 | 0 | 0 | 0 | 0 | 0 | 0 | 0 | 0 | 0 | 0 | 0 | 0 | 0 | 0 | 0 | 0 | 0 | 0 | 0 | 0 | 0 | 0 | 0 | 0 | 0 | 0 | 0 | 1 | 1 | 1 | 1 | 1 | 1 | 1 | 1 | 1 | 1 | 1 | 1 | 1 | 1 | 1 | 0 | 1 | 1 | 1 | 1 | 1 | 1 | 1 | 1 | 1 | 1 | 1 | 1 | 1 | 1 | 1 | 0
PG&E East Kern Study Area | Avenal | 115 | 0 | 0 | 0 | 0 | 0 | 0 | 0 | 0 | 0 | 0 | 0 | 0 | 0 | 0 | 0 | 0 | 0 | 0 | 0 | 0 | 0 | 0 | 0 | 0 | 0 | 0 | 0 | 0 | 0 | 0 | 0 | 0 | 0 | 0 | 0 | 0 | 0 | 0 | 9.88 | 0 | 1 | 1 | 1 | 1 | 1 | 1 | 1 | 1 | 1 | 1 | 1 | 1 | 1 | 1 | 1 | 0 | 1 | 1 | 1 | 1 | 1 | 1 | 1 | 1 | 1 | 1 | 1 | 1 | 1 | 1 | 1 | 0
SCE Northern Area | Bailey | 230 | 0 | 0 | 0 | 0 | 0 | 0 | 0 | 0 | 0 | 0 | 0 | 0 | 0 | 0 | 0 | 0 | 0 | 0 | 0 | 0 | 0 | 0 | 0 | 0 | 0 | 0 | 0 | 0 | 0 | 0 | 0 | 0 | 0 | 0 | 0 | 0 | 0 | 0 | 0 | 0 | 1 | 1 | 1 | 1 | 1 | 1 | 1 | 1 | 1 | 1 | 1 | 1 | 1 | 1 | 1 | 0 | 1 | 1 | 1 | 1 | 1 | 1 | 1 | 1 | 1 | 1 | 1 | 1 | 1 | 1 | 1 | 0
PG&E East Kern Study Area | Bakersfield | 230 | 0 | 0 | 0 | 0 | 0 | 0 | 0 | 0 | 0 | 0 | 0 | 0 | 0 | 0 | 0 | 0 | 0 | 0 | 0 | 0 | 0 | 0 | 0 | 0 | 0 | 0 | 0 | 0 | 0 | 0 | 0 | 0 | 0 | 0 | 0 | 0 | 0 | 0 | 0 | 0 | 1 | 1 | 1 | 1 | 1 | 1 | 1 | 1 | 1 | 1 | 1 | 1 | 1 | 1 | 1 | 0 | 1 | 1 | 1 | 1 | 1 | 1 | 1 | 1 | 1 | 1 | 1 | 1 | 1 | 1 | 1 | 0
SCE Metro Study Area | Barre | 230 | 0 | 0 | 0 | 0 | 0 | 0 | 0 | 0 | 0 | 0 | 0 | 10 | 0 | 0 | 0 | 0 | 0 | 0 | 0 | 0 | 0 | 0 | 0 | 0 | 55 | 0 | 0 | 0 | 0 | 0 | 0 | 0 | 0 | 0 | 0 | 20 | 0 | 0 | 70 | 0 | 1 | 1 | 1 | 1 | 1 | 1 | 1 | 1 | 1 | 1 | 1 | 1 | 1 | 1 | 1 | 0 | 1 | 1 | 1 | 1 | 1 | 1 | 1 | 1 | 1 | 1 | 1 | 1 | 1 | 1 | 1 | 0
SDG&E Study Area | Bay Boulevard | 230 | 0 | 0 | 0 | 0 | 0 | 0 | 0 | 0 | 0 | 0 | 0 | 0 | 0 | 0 | 0 | 0 | 0 | 0 | 0 | 0 | 0 | 0 | 0 | 0 | 0 | 0 | 0 | 0 | 0 | 0 | 0 | 0 | 0 | 0 | 0 | 0 | 0 | 0 | 0 | 0 | 1 | 1 | 1 | 1 | 1 | 1 | 1 | 1 | 1 | 1 | 1 | 1 | 1 | 1 | 1 | 0 | 1 | 1 | 1 | 1 | 1 | 1 | 1 | 1 | 1 | 1 | 1 | 1 | 1 | 1 | 1 | 0
East of Pisgah Study Area | Beatty | 138 | 440 | 0 | 0 | 0 | 0 | 0 | 0 | 0 | 0 | 0 | 0 | 0 | 0 | 440 | 0 | 0 | 0 | 0 | 0 | 0 | 0 | 0 | 100 | 300 | 215 | 0 | 0 | 500 | 0 | 0 | 0 | 0 | 0 | 0 | 0 | 0 | 0 | 0 | 0 | 0 | 1 | 1 | 1 | 1 | 1 | 1 | 1 | 1 | 1 | 1 | 1 | 1 | 1 | 1 | 1 | 0 | 1 | 1 | 1 | 1 | 1 | 1 | 1 | 1 | 1 | 3 | 3 | 3 | 1 | 3 | 1 | 1
PG&E North of Greater Bay Study Area | Bellota | 230 | 0 | 0 | 0 | 0 | 0 | 0 | 0 | 0 | 0 | 0 | 0 | 0 | 0 | 0 | 0 | 0 | 0 | 0 | 0 | 0 | 0 | 0 | 100 | 250 | 175 | 0 | 0 | 0 | 0 | 0 | 0 | 0 | 0 | 0 | 0 | 0 | 100 | 0 | 0 | 0 | 1 | 1 | 1 | 1 | 1 | 1 | 1 | 1 | 1 | 1 | 1 | 1 | 1 | 1 | 1 | 0 | 1 | 1 | 1 | 1 | 1 | 1 | 1 | 1 | 1 | 1 | 3 | 3 | 1 | 3 | 1 | 1
PG&E North of Greater Bay Study Area | Bellota | 115 | 0 | 4 | 0 | 0 | 0 | 0 | 0 | 0 | 0 | 0 | 0 | 132 | 0 | 0 | 4 | 0 | 0 | 0 | 0 | 0 | 0 | 0 | 0 | 240 | 244 | 0 | 0 | 0 | 4 | 0 | 0 | 0 | 0 | 0 | 0 | 0 | 0 | 250 | 160 | 0 | 1 | 1 | 1 | 1 | 1 | 1 | 1 | 1 | 1 | 1 | 1 | 1 | 1 | 1 | 1 | 0 | 1 | 1 | 1 | 1 | 1 | 1 | 1 | 1 | 1 | 1 | 1 | 2 | 1 | 1 | 1 | 1
PG&E North of Greater Bay Study Area | Bellevue | 115 | 0 | 0 | 0 | 0 | 0 | 0 | 0 | 0 | 0 | 0 | 0 | 0 | 0 | 0 | 0 | 0 | 0 | 0 | 0 | 0 | 0 | 0 | 0 | 0 | 0 | 0 | 0 | 0 | 0 | 0 | 0 | 0 | 0 | 0 | 0 | 1 | 0 | 0 | 0 | 0 | 1 | 1 | 1 | 1 | 1 | 1 | 1 | 1 | 1 | 1 | 1 | 1 | 1 | 1 | 1 | 0 | 1 | 1 | 1 | 1 | 1 | 1 | 1 | 1 | 1 | 1 | 1 | 1 | 1 | 1 | 1 | 0
SCE Northern Area | Big Creek Hydro Facilities | 230 | 0 | 6 | 0 | 0 | 0 | 0 | 0 | 0 | 0 | 0 | 0 | 0 | 0 | 0 | 6 | 0 | 0 | 0 | 0 | 0 | 0 | 0 | 0 | 0 | 0 | 0 | 0 | 0 | 6 | 0 | 0 | 0 | 0 | 0 | 0 | 0 | 0 | 0 | 0 | 0 | 1 | 1 | 1 | 1 | 1 | 1 | 1 | 1 | 1 | 1 | 1 | 1 | 1 | 1 | 1 | 0 | 1 | 1 | 1 | 1 | 1 | 1 | 1 | 1 | 1 | 1 | 1 | 1 | 1 | 1 | 1 | 0
PG&E North of Greater Bay Study Area | Birds Landing | 230 | 0 | 0 | 120 | 0 | 0 | 0 | 0 | 0 | 0 | 0 | 0 | 0 | 0 | 0 | 0 | 120 | 0 | 0 | 0 | 0 | 0 | 0 | 0 | 100 | 70 | 0 | 1 | 0 | 0 | 90 | 45 | 0 | 0 | 0 | 0 | 0 | 0 | 0 | 0 | 0 | 1 | 1 | 2 | 1 | 1 | 1 | 1 | 1 | 1 | 1 | 1 | 1 | 1 | 1 | 1 | 1 | 1 | 1 | 2 | 1 | 1 | 1 | 1 | 1 | 1 | 1 | 3 | 3 | 1 | 3 | 1 | 1
SDG&E Study Area | BlytheSC 161 kV | 161 | 0 | 0 | 0 | 0 | 0 | 0 | 0 | 0 | 0 | 0 | 0 | 0 | 0 | 0 | 0 | 0 | 0 | 0 | 0 | 0 | 0 | 0 | 0 | 0 | 0 | 0 | 0 | 0 | 0 | 0 | 0 | 0 | 0 | 0 | 0 | 0 | 0 | 0 | 0 | 0 | 1 | 1 | 1 | 1 | 1 | 1 | 1 | 1 | 1 | 1 | 1 | 1 | 1 | 1 | 1 | 0 | 1 | 1 | 1 | 1 | 1 | 1 | 1 | 1 | 1 | 1 | 1 | 1 | 1 | 1 | 1 | 0
PG&E Fresno Study Area | Borden | 230 | 0 | 0 | 0 | 0 | 0 | 0 | 0 | 0 | 0 | 0 | 0 | 0 | 0 | 0 | 0 | 0 | 0 | 0 | 0 | 0 | 0 | 0 | 0 | 200 | 150 | 0 | 0 | 0 | 0 | 0 | 0 | 0 | 0 | 0 | 0 | 0 | 0 | 0 | 0 | 0 | 1 | 1 | 1 | 1 | 1 | 1 | 1 | 1 | 1 | 1 | 1 | 1 | 1 | 1 | 1 | 0 | 1 | 1 | 1 | 1 | 1 | 1 | 1 | 1 | 1 | 1 | 3 | 3 | 1 | 3 | 1 | 1
PG&E North of Greater Bay Study Area | Brentwood | 230 | 0 | 0 | 0 | 0 | 0 | 0 | 0 | 0 | 0 | 0 | 0 | 0 | 0 | 0 | 0 | 0 | 0 | 0 | 0 | 0 | 0 | 0 | 0 | 0 | 0 | 0 | 0 | 0 | 1 | 0 | 0 | 0 | 0 | 0 | 0 | 0 | 0 | 0 | 0 | 0 | 1 | 1 | 1 | 1 | 1 | 1 | 1 | 1 | 1 | 1 | 1 | 1 | 1 | 1 | 1 | 0 | 1 | 1 | 1 | 1 | 1 | 1 | 1 | 1 | 1 | 1 | 1 | 1 | 1 | 1 | 1 | 0
PG&E North of Greater Bay Study Area | Bridgeville | 115 | 0 | 0 | 0 | 0 | 0 | 0 | 0 | 0 | 0 | 0 | 0 | 0 | 0 | 0 | 0 | 0 | 0 | 0 | 0 | 0 | 0 | 0 | 0 | 0 | 0 | 0 | 0 | 0 | 2 | 0 | 0 | 0 | 0 | 0 | 0 | 0 | 0 | 0 | 0 | 0 | 1 | 1 | 1 | 1 | 1 | 1 | 1 | 1 | 1 | 1 | 1 | 1 | 1 | 1 | 1 | 0 | 1 | 1 | 1 | 1 | 1 | 1 | 1 | 1 | 1 | 1 | 1 | 1 | 1 | 1 | 1 | 0
PG&E Fresno Study Area | Cabrillo | 115 | 0 | 0 | 99 | 0 | 0 | 0 | 0 | 0 | 0 | 0 | 0 | 0 | 0 | 0 | 0 | 99 | 0 | 0 | 0 | 0 | 0 | 0 | 0 | 0 | 0 | 0 | 1 | 0 | 0 | 99 | 0 | 0 | 0 | 0 | 0 | 0 | 0 | 0 | 0 | 0 | 1 | 1 | 1 | 1 | 1 | 1 | 1 | 1 | 1 | 1 | 1 | 1 | 1 | 1 | 1 | 0 | 1 | 1 | 1 | 1 | 1 | 1 | 1 | 1 | 1 | 1 | 1 | 1 | 1 | 1 | 1 | 0
PG&E Fresno Study Area | Cal Ave | 115 | 0 | 0 | 0 | 0 | 0 | 0 | 0 | 0 | 0 | 0 | 0 | 0 | 0 | 0 | 0 | 0 | 0 | 0 | 0 | 0 | 0 | 0 | 0 | 0 | 0 | 0 | 0 | 0 | 0 | 0 | 0 | 0 | 0 | 0 | 0 | 0 | 0 | 0 | 0 | 0 | 1 | 1 | 1 | 1 | 1 | 1 | 1 | 1 | 1 | 1 | 1 | 1 | 1 | 1 | 1 | 0 | 1 | 1 | 1 | 1 | 1 | 1 | 1 | 1 | 1 | 1 | 1 | 1 | 1 | 1 | 1 | 0
SCE North of Lugo (NOL) Study Area | Calcite | 230 | 0 | 0 | 0 | 0 | 0 | 0 | 0 | 0 | 0 | 50 | 350 | 250 | 0 | 0 | 0 | 0 | 0 | 0 | 0 | 0 | 0 | 0 | 130 | 300 | 250 | 0 | 0 | 0 | 0 | 0 | 0 | 0 | 0 | 0 | 0 | 0 | 200 | 200 | 186 | 0 | 1 | 1 | 1 | 1 | 1 | 1 | 1 | 1 | 1 | 1 | 2 | 2 | 1 | 1 | 1 | 1 | 1 | 1 | 1 | 1 | 1 | 1 | 1 | 1 | 1 | 1 | 2 | 2 | 1 | 2 | 1 | 1
PG&E East Kern Study Area | Caliente | 230 | 0 | 2 | 0 | 0 | 0 | 0 | 0 | 0 | 0 | 0 | 0 | 0 | 0 | 0 | 2 | 0 | 0 | 0 | 0 | 0 | 0 | 0 | 100 | 0 | 0 | 0 | 1 | 0 | 2 | 180 | 0 | 0 | 0 | 0 | 0 | 0 | 100 | 0 | 0 | 0 | 1 | 1 | 1 | 1 | 1 | 1 | 1 | 1 | 1 | 1 | 1 | 1 | 1 | 1 | 1 | 0 | 1 | 1 | 1 | 1 | 1 | 1 | 1 | 1 | 1 | 1 | 1 | 1 | 1 | 1 | 1 | 0
PG&E East Kern Study Area | California Water | 115 | 0 | 0 | 0 | 0 | 0 | 0 | 0 | 0 | 0 | 0 | 0 | 0 | 0 | 0 | 0 | 0 | 0 | 0 | 0 | 0 | 0 | 0 | 0 | 0 | 0 | 0 | 0 | 0 | 0 | 0 | 0 | 0 | 0 | 0 | 0 | 0 | 0 | 0 | 0 | 0 | 1 | 1 | 1 | 1 | 1 | 1 | 1 | 1 | 1 | 1 | 1 | 1 | 1 | 1 | 1 | 0 | 1 | 1 | 1 | 1 | 1 | 1 | 1 | 1 | 1 | 1 | 1 | 1 | 1 | 1 | 1 | 0
PG&E Fresno Study Area | Cantua | 115 | 0 | 0 | 0 | 0 | 0 | 0 | 0 | 0 | 0 | 0 | 0 | 0 | 0 | 0 | 0 | 0 | 0 | 0 | 0 | 0 | 0 | 0 | 0 | 0 | 0 | 0 | 0 | 0 | 0 | 0 | 0 | 0 | 0 | 0 | 0 | 0 | 0 | 0 | 0 | 0 | 1 | 1 | 1 | 1 | 1 | 1 | 1 | 1 | 1 | 1 | 1 | 1 | 1 | 1 | 1 | 0 | 1 | 1 | 1 | 1 | 1 | 1 | 1 | 1 | 1 | 1 | 1 | 1 | 1 | 1 | 1 | 0
SDG&E Study Area | Capistrano | 230 | 0 | 0 | 0 | 0 | 0 | 0 | 0 | 0 | 0 | 0 | 0 | 0 | 0 | 0 | 0 | 0 | 0 | 0 | 0 | 0 | 0 | 0 | 0 | 0 | 0 | 0 | 0 | 0 | 0 | 0 | 0 | 0 | 0 | 0 | 0 | 0 | 0 | 0 | 0 | 0 | 1 | 1 | 1 | 1 | 1 | 1 | 1 | 1 | 1 | 1 | 1 | 1 | 1 | 1 | 1 | 0 | 1 | 1 | 1 | 1 | 1 | 1 | 1 | 1 | 1 | 1 | 1 | 1 | 1 | 1 | 1 | 0
SDG&E Study Area | Capistrano | 138 | 0 | 0 | 0 | 0 | 0 | 0 | 0 | 0 | 0 | 0 | 0 | 200 | 0 | 0 | 0 | 0 | 0 | 0 | 0 | 0 | 0 | 0 | 0 | 0 | 200 | 0 | 0 | 0 | 0 | 0 | 0 | 0 | 0 | 0 | 0 | 0 | 0 | 0 | 250 | 0 | 1 | 1 | 1 | 1 | 1 | 1 | 1 | 1 | 1 | 1 | 1 | 1 | 1 | 1 | 1 | 0 | 1 | 1 | 1 | 1 | 1 | 1 | 1 | 1 | 1 | 1 | 1 | 1 | 1 | 1 | 1 | 0
East of Pisgah Study Area | Carpenter Canyon (fka Gamebird) | 230 | 0 | 0 | 0 | 0 | 0 | 0 | 0 | 0 | 0 | 150 | 60 | 40 | 0 | 0 | 0 | 0 | 0 | 0 | 0 | 0 | 0 | 0 | 250 | 470 | 310 | 0 | 0 | 0 | 0 | 0 | 0 | 0 | 0 | 0 | 0 | 0 | 250 | 110 | 50 | 0 | 1 | 1 | 1 | 1 | 1 | 1 | 1 | 1 | 1 | 1 | 1 | 1 | 1 | 1 | 1 | 0 | 1 | 1 | 1 | 1 | 1 | 1 | 1 | 1 | 1 | 1 | 3 | 3 | 1 | 2 | 1 | 1
PG&E North of Greater Bay Study Area | Carquinez | 115 | 0 | 0 | 0 | 0 | 0 | 0 | 0 | 0 | 0 | 0 | 0 | 0 | 0 | 0 | 0 | 0 | 0 | 0 | 0 | 0 | 0 | 0 | 0 | 0 | 0 | 0 | 0 | 0 | 1 | 0 | 0 | 0 | 0 | 0 | 0 | 5 | 0 | 0 | 0 | 0 | 1 | 1 | 1 | 1 | 1 | 1 | 1 | 1 | 1 | 1 | 1 | 1 | 1 | 1 | 1 | 0 | 1 | 1 | 1 | 1 | 1 | 1 | 1 | 1 | 1 | 1 | 1 | 1 | 1 | 1 | 1 | 0
PG&E North of Greater Bay Study Area | Cayetano | 230 | 0 | 0 | 0 | 0 | 0 | 0 | 0 | 0 | 0 | 0 | 0 | 0 | 0 | 0 | 0 | 0 | 0 | 0 | 0 | 0 | 0 | 0 | 10 | 100 | 80 | 0 | 0 | 0 | 0 | 0 | 0 | 0 | 0 | 0 | 0 | 0 | 0 | 100 | 100 | 0 | 1 | 1 | 1 | 1 | 1 | 1 | 1 | 1 | 1 | 1 | 1 | 1 | 1 | 1 | 1 | 0 | 1 | 1 | 1 | 1 | 1 | 1 | 1 | 1 | 1 | 3 | 1 | 1 | 1 | 2 | 1 | 1
SCE Metro Study Area | Center | 230 | 0 | 0 | 0 | 0 | 0 | 0 | 0 | 0 | 0 | 0 | 0 | 0 | 0 | 0 | 0 | 0 | 0 | 0 | 0 | 0 | 0 | 0 | 0 | 0 | 0 | 0 | 0 | 0 | 1 | 0 | 0 | 0 | 0 | 0 | 0 | 0 | 0 | 0 | 0 | 0 | 1 | 1 | 1 | 1 | 1 | 1 | 1 | 1 | 1 | 1 | 1 | 1 | 1 | 1 | 1 | 0 | 1 | 1 | 1 | 1 | 1 | 1 | 1 | 1 | 1 | 1 | 1 | 1 | 1 | 1 | 1 | 0
PG&E Fresno Study Area | Cheney | 115 | 0 | 0 | 0 | 0 | 0 | 0 | 0 | 0 | 0 | 0 | 0 | 0 | 0 | 0 | 0 | 0 | 0 | 0 | 0 | 0 | 0 | 0 | 0 | 0 | 0 | 0 | 0 | 0 | 0 | 0 | 0 | 0 | 0 | 0 | 0 | 0 | 0 | 0 | 0 | 0 | 1 | 1 | 1 | 1 | 1 | 1 | 1 | 1 | 1 | 1 | 1 | 1 | 1 | 1 | 1 | 0 | 1 | 1 | 1 | 1 | 1 | 1 | 1 | 1 | 1 | 1 | 1 | 1 | 1 | 1 | 1 | 0
SCE Metro Study Area | Chevmain | 230 | 0 | 0 | 0 | 0 | 0 | 0 | 0 | 0 | 0 | 0 | 0 | 0 | 0 | 0 | 0 | 0 | 0 | 0 | 0 | 0 | 0 | 0 | 0 | 0 | 0 | 0 | 0 | 0 | 0 | 0 | 0 | 0 | 0 | 0 | 0 | 0 | 0 | 0 | 0 | 0 | 1 | 1 | 1 | 1 | 1 | 1 | 1 | 1 | 1 | 1 | 1 | 1 | 1 | 1 | 1 | 0 | 1 | 1 | 1 | 1 | 1 | 1 | 1 | 1 | 1 | 1 | 1 | 1 | 1 | 1 | 1 | 0
SCE Metro Study Area | Chino | 230 | 0 | 0 | 0 | 0 | 0 | 0 | 0 | 0 | 0 | 0 | 0 | 0 | 0 | 0 | 0 | 0 | 0 | 0 | 0 | 0 | 0 | 0 | 0 | 0 | 0 | 0 | 0 | 0 | 0 | 0 | 0 | 0 | 0 | 0 | 0 | 0 | 0 | 0 | 30 | 0 | 1 | 1 | 1 | 1 | 1 | 1 | 1 | 1 | 1 | 1 | 1 | 1 | 1 | 1 | 1 | 0 | 1 | 1 | 1 | 1 | 1 | 1 | 1 | 1 | 1 | 1 | 1 | 1 | 1 | 1 | 1 | 0
PG&E East Kern Study Area | Cholame | 70 | 0 | 0 | 60 | 0 | 0 | 0 | 0 | 0 | 0 | 0 | 0 | 0 | 0 | 0 | 0 | 60 | 0 | 0 | 0 | 0 | 0 | 0 | 0 | 0 | 0 | 0 | 1 | 0 | 0 | 0 | 0 | 0 | 0 | 0 | 0 | 0 | 0 | 0 | 0 | 0 | 1 | 1 | 3 | 1 | 1 | 1 | 1 | 1 | 1 | 1 | 1 | 1 | 1 | 1 | 3 | 1 | 1 | 1 | 3 | 1 | 1 | 1 | 1 | 1 | 1 | 1 | 1 | 1 | 1 | 1 | 3 | 1
PG&E North of Greater Bay Study Area | Clayton | 115 | 0 | 0 | 0 | 0 | 0 | 0 | 0 | 0 | 0 | 0 | 0 | 0 | 0 | 0 | 0 | 0 | 0 | 0 | 0 | 0 | 0 | 0 | 0 | 0 | 0 | 0 | 0 | 0 | 0 | 0 | 0 | 0 | 0 | 0 | 0 | 0 | 0 | 0 | 0 | 0 | 1 | 1 | 1 | 1 | 1 | 1 | 1 | 1 | 1 | 1 | 1 | 1 | 1 | 1 | 1 | 0 | 1 | 1 | 1 | 1 | 1 | 1 | 1 | 1 | 1 | 1 | 1 | 1 | 1 | 1 | 1 | 0
PG&E North of Greater Bay Study Area | Cloverdale | 115 | 0 | 4 | 0 | 0 | 0 | 0 | 0 | 0 | 0 | 0 | 0 | 0 | 0 | 0 | 4 | 0 | 0 | 0 | 0 | 0 | 0 | 0 | 0 | 0 | 0 | 0 | 0 | 0 | 0 | 0 | 0 | 0 | 0 | 0 | 0 | 0 | 0 | 0 | 0 | 0 | 1 | 3 | 1 | 1 | 1 | 1 | 1 | 1 | 1 | 1 | 1 | 1 | 1 | 1 | 1 | 1 | 1 | 3 | 1 | 1 | 1 | 1 | 1 | 1 | 1 | 1 | 1 | 1 | 1 | 1 | 1 | 1
PG&E Fresno Study Area | Coburn | 230 | 0 | 0 | 0 | 0 | 0 | 0 | 0 | 0 | 0 | 0 | 0 | 0 | 0 | 0 | 0 | 0 | 0 | 0 | 0 | 0 | 0 | 0 | 0 | 120 | 90 | 0 | 0 | 0 | 2.82 | 0 | 0 | 0 | 0 | 0 | 0 | 0 | 0 | 0 | 6 | 0 | 1 | 1 | 1 | 1 | 1 | 1 | 1 | 1 | 1 | 1 | 1 | 1 | 1 | 1 | 1 | 0 | 1 | 1 | 1 | 1 | 1 | 1 | 1 | 1 | 1 | 1 | 3 | 3 | 1 | 3 | 1 | 1
SCE Eastern Study Area | Colorado River | 500 | 0 | 0 | 0 | 0 | 0 | 0 | 0 | 0 | 0 | 100 | 518 | 523 | 0 | 0 | 0 | 0 | 0 | 0 | 0 | 0 | 0 | 0 | 355 | 763 | 628 | 0 | 0 | 0 | 0 | 0 | 0 | 0 | 0 | 0 | 0 | 0 | 334.6965 | 165.3035 | 0 | 0 | 1 | 1 | 1 | 1 | 1 | 1 | 1 | 1 | 1 | 1 | 3 | 3 | 1 | 2 | 1 | 1 | 1 | 1 | 1 | 1 | 1 | 1 | 1 | 1 | 1 | 2 | 3 | 3 | 1 | 3 | 1 | 1
SCE Eastern Study Area | Colorado River | 230 | 0 | 0 | 0 | 0 | 0 | 0 | 0 | 0 | 0 | 100 | 350 | 250 | 0 | 0 | 0 | 0 | 0 | 0 | 0 | 0 | 0 | 0 | 400 | 1100 | 945 | 0 | 0 | 0 | 0 | 0 | 0 | 0 | 0 | 0 | 0 | 0 | 908.52 | 1505.38 | 1559.51 | 0 | 1 | 1 | 1 | 1 | 1 | 1 | 1 | 1 | 1 | 1 | 1 | 1 | 1 | 1 | 1 | 0 | 1 | 1 | 1 | 1 | 1 | 1 | 1 | 1 | 1 | 1 | 1 | 1 | 1 | 1 | 1 | 0
PG&E East Kern Study Area | Columbus | 115 | 0 | 0 | 0 | 0 | 0 | 0 | 0 | 0 | 0 | 0 | 0 | 0 | 0 | 0 | 0 | 0 | 0 | 0 | 0 | 0 | 0 | 0 | 0 | 0 | 0 | 0 | 0 | 0 | 0 | 0 | 0 | 0 | 0 | 0 | 0 | 0 | 0 | 0 | 0 | 0 | 1 | 1 | 1 | 1 | 1 | 1 | 1 | 1 | 1 | 1 | 1 | 1 | 1 | 1 | 1 | 0 | 1 | 1 | 1 | 1 | 1 | 1 | 1 | 1 | 1 | 1 | 1 | 1 | 1 | 1 | 1 | 0
PG&E North of Greater Bay Study Area | Contra Costa | 230 | 0 | 0 | 0 | 0 | 0 | 0 | 0 | 0 | 0 | 0 | 0 | 0 | 0 | 0 | 0 | 0 | 0 | 0 | 0 | 0 | 0 | 0 | 0 | 0 | 0 | 0 | 0 | 0 | 0 | 0 | 0 | 0 | 0 | 0 | 0 | 1 | 0 | 0 | 0 | 0 | 1 | 1 | 1 | 1 | 1 | 1 | 1 | 1 | 1 | 1 | 1 | 1 | 1 | 1 | 1 | 0 | 1 | 1 | 1 | 1 | 1 | 1 | 1 | 1 | 1 | 1 | 1 | 1 | 1 | 1 | 1 | 0
SCE North of Lugo (NOL) Study Area | Control | 115 | 40 | 0 | 0 | 0 | 0 | 0 | 0 | 0 | 0 | 0 | 0 | 0 | 0 | 48 | 0 | 0 | 0 | 0 | 0 | 0 | 0 | 0 | 0 | 0 | 0 | 0 | 0 | 53 | 0 | 0 | 0 | 0 | 0 | 0 | 0 | 0 | 0 | 0 | 0 | 0 | 1 | 1 | 1 | 1 | 1 | 1 | 1 | 1 | 1 | 1 | 1 | 1 | 1 | 1 | 1 | 0 | 1 | 1 | 1 | 1 | 1 | 1 | 1 | 1 | 1 | 1 | 1 | 1 | 1 | 1 | 1 | 0
SCE North of Lugo (NOL) Study Area | Coolwater | 230 | 0 | 0 | 0 | 0 | 0 | 0 | 0 | 0 | 0 | 0 | 0 | 0 | 0 | 0 | 0 | 0 | 0 | 0 | 0 | 0 | 0 | 0 | 0 | 0 | 0 | 0 | 0 | 0 | 0 | 0 | 0 | 0 | 0 | 0 | 0 | 0 | 0 | 0 | 0 | 0 | 1 | 1 | 1 | 1 | 1 | 1 | 1 | 1 | 1 | 1 | 1 | 1 | 1 | 1 | 1 | 0 | 1 | 1 | 1 | 1 | 1 | 1 | 1 | 1 | 1 | 1 | 1 | 1 | 1 | 1 | 1 | 0
SCE North of Lugo (NOL) Study Area | Coolwater | 115 | 0 | 0 | 0 | 0 | 0 | 0 | 0 | 0 | 0 | 0 | 148.96 | 100 | 0 | 0 | 0 | 0 | 0 | 0 | 0 | 0 | 0 | 0 | 105 | 193.96 | 144 | 0 | 0 | 0 | 0 | 0 | 0 | 0 | 0 | 0 | 0 | 0 | 150 | 199.96 | 104 | 0 | 1 | 1 | 1 | 1 | 1 | 1 | 1 | 1 | 1 | 1 | 1 | 1 | 1 | 1 | 1 | 0 | 1 | 1 | 1 | 1 | 1 | 1 | 1 | 1 | 1 | 1 | 1 | 2 | 1 | 1 | 1 | 1
PG&E East Kern Study Area | Corcoran | 115 | 0 | 0 | 0 | 0 | 0 | 0 | 0 | 0 | 0 | 0 | 0 | 0 | 0 | 0 | 0 | 0 | 0 | 0 | 0 | 0 | 0 | 0 | 0 | 0 | 0 | 0 | 0 | 0 | 0 | 0 | 0 | 0 | 0 | 0 | 0 | 0 | 0 | 0 | 0 | 0 | 1 | 1 | 1 | 1 | 1 | 1 | 1 | 1 | 1 | 1 | 1 | 1 | 1 | 1 | 1 | 0 | 1 | 1 | 1 | 1 | 1 | 1 | 1 | 1 | 1 | 1 | 1 | 1 | 1 | 1 | 1 | 0
PG&E North of Greater Bay Study Area | Cortina | 115 | 0 | 0 | 0 | 0 | 0 | 0 | 0 | 0 | 0 | 0 | 0 | 0 | 0 | 0 | 0 | 49 | 47.6 | 0 | 0 | 0 | 0 | 0 | 0 | 0 | 0 | 0 | 1 | 0 | 7 | 0 | 0 | 0 | 0 | 0 | 0 | 0 | 0 | 230 | 150 | 0 | 1 | 1 | 1 | 1 | 1 | 1 | 1 | 1 | 1 | 1 | 1 | 1 | 1 | 1 | 1 | 0 | 1 | 1 | 3 | 3 | 1 | 1 | 1 | 1 | 1 | 1 | 1 | 1 | 1 | 1 | 3 | 1
PG&E North of Greater Bay Study Area | Cottonwood | 230 | 0 | 0 | 0 | 0 | 0 | 0 | 0 | 0 | 0 | 0 | 0 | 0 | 0 | 0 | 0 | 0 | 0 | 0 | 0 | 0 | 0 | 0 | 0 | 0 | 0 | 0 | 0 | 0 | 0 | 0 | 0 | 0 | 0 | 0 | 0 | 0 | 0 | 0 | 0 | 0 | 1 | 1 | 1 | 1 | 1 | 1 | 1 | 1 | 1 | 1 | 1 | 1 | 1 | 1 | 1 | 0 | 1 | 1 | 1 | 1 | 1 | 1 | 1 | 1 | 1 | 1 | 1 | 1 | 1 | 1 | 1 | 0
PG&E Fresno Study Area | Cove Rd | 230 | 0 | 0 | 0 | 0 | 0 | 0 | 0 | 0 | 0 | 0 | 0 | 0 | 0 | 0 | 0 | 0 | 0 | 0 | 0 | 0 | 0 | 0 | 0 | 0 | 0 | 0 | 0 | 0 | 0 | 0 | 0 | 0 | 0 | 0 | 0 | 0 | 0 | 0 | 0 | 0 | 1 | 1 | 1 | 1 | 1 | 1 | 1 | 1 | 1 | 1 | 1 | 1 | 1 | 1 | 1 | 0 | 1 | 1 | 1 | 1 | 1 | 1 | 1 | 1 | 1 | 1 | 1 | 1 | 1 | 1 | 1 | 0
PG&E North of Greater Bay Study Area | Curtis | 115 | 0 | 9 | 0 | 0 | 0 | 0 | 0 | 0 | 0 | 0 | 0 | 0 | 0 | 0 | 9 | 0 | 0 | 0 | 0 | 0 | 0 | 0 | 0 | 0 | 0 | 0 | 0 | 0 | 5 | 0 | 0 | 0 | 0 | 0 | 0 | 0 | 0 | 0 | 10 | 0 | 1 | 2 | 1 | 1 | 1 | 1 | 1 | 1 | 1 | 1 | 1 | 1 | 1 | 1 | 1 | 1 | 1 | 2 | 1 | 1 | 1 | 1 | 1 | 1 | 1 | 1 | 1 | 1 | 1 | 1 | 1 | 1
PG&E Fresno Study Area | Dairyland | 115 | 0 | 0 | 0 | 0 | 0 | 0 | 0 | 0 | 0 | 0 | 0 | 0 | 0 | 0 | 0 | 0 | 0 | 0 | 0 | 0 | 0 | 0 | 0 | 0 | 0 | 0 | 0 | 0 | 0 | 0 | 0 | 0 | 0 | 0 | 0 | 0 | 0 | 0 | 0 | 0 | 1 | 1 | 1 | 1 | 1 | 1 | 1 | 1 | 1 | 1 | 1 | 1 | 1 | 1 | 1 | 0 | 1 | 1 | 1 | 1 | 1 | 1 | 1 | 1 | 1 | 1 | 1 | 1 | 1 | 1 | 1 | 0
PG&E North of Greater Bay Study Area | Davis | 115 | 0 | 0 | 0 | 0 | 0 | 0 | 0 | 0 | 0 | 0 | 0 | 0 | 0 | 0 | 0 | 0 | 0 | 0 | 0 | 0 | 0 | 0 | 0 | 0 | 0 | 0 | 0 | 0 | 0 | 0 | 0 | 0 | 0 | 0 | 0 | 0 | 0 | 0 | 0 | 0 | 1 | 1 | 1 | 1 | 1 | 1 | 1 | 1 | 1 | 1 | 1 | 1 | 1 | 1 | 1 | 0 | 1 | 1 | 1 | 1 | 1 | 1 | 1 | 1 | 1 | 1 | 1 | 1 | 1 | 1 | 1 | 0
SCE Metro Study Area | Del Amo | 230 | 0 | 0 | 0 | 0 | 0 | 0 | 0 | 0 | 0 | 0 | 0 | 0 | 0 | 0 | 0 | 0 | 0 | 0 | 0 | 0 | 0 | 0 | 0 | 0 | 0 | 0 | 0 | 0 | 0 | 0 | 0 | 0 | 0 | 0 | 0 | 0 | 0 | 0 | 0 | 0 | 1 | 1 | 1 | 1 | 1 | 1 | 1 | 1 | 1 | 1 | 1 | 1 | 1 | 1 | 1 | 0 | 1 | 1 | 1 | 1 | 1 | 1 | 1 | 1 | 1 | 1 | 1 | 1 | 1 | 1 | 1 | 0
SCE Eastern Study Area | Delaney | 500 | 0 | 0 | 0 | 0 | 0 | 0 | 0 | 0 | 0 | 400 | 610 | 490.109 | 0 | 0 | 0 | 0 | 0 | 0 | 0 | 0 | 0 | 0 | 250 | 1755 | 1240.109 | 0 | 0 | 0 | 0 | 0 | 0 | 0 | 0 | 0 | 0 | 0 | 1000 | 1200 | 706.979 | 0 | 1 | 1 | 1 | 1 | 1 | 1 | 1 | 1 | 1 | 1 | 1 | 1 | 1 | 1 | 1 | 0 | 1 | 1 | 1 | 1 | 1 | 1 | 1 | 1 | 1 | 1 | 2 | 2 | 1 | 1 | 1 | 1
PG&E North of Greater Bay Study Area | Delevan | 230 | 0 | 0 | 50 | 33 | 0 | 0 | 0 | 0 | 0 | 0 | 0 | 0 | 0 | 0 | 0 | 50 | 33 | 0 | 0 | 0 | 0 | 0 | 50 | 300 | 240 | 0 | 1 | 0 | 0 | 0 | 0 | 0 | 0 | 0 | 0 | 0 | 0 | 0 | 0 | 0 | 1 | 1 | 3 | 3 | 1 | 1 | 1 | 1 | 1 | 1 | 1 | 1 | 1 | 1 | 3 | 1 | 1 | 1 | 3 | 3 | 1 | 1 | 1 | 1 | 1 | 3 | 3 | 3 | 1 | 3 | 3 | 1
PG&E North of Greater Bay Study Area | Delta Switching Yard | 230 | 0 | 0 | 0 | 0 | 0 | 0 | 0 | 0 | 0 | 0 | 0 | 0 | 0 | 0 | 0 | 0 | 0 | 0 | 0 | 0 | 0 | 0 | 0 | 0 | 0 | 0 | 1 | 0 | 3.6 | 80 | 0 | 0 | 0 | 0 | 0 | 8 | 0 | 0 | 0 | 0 | 1 | 1 | 1 | 1 | 1 | 1 | 1 | 1 | 1 | 1 | 1 | 1 | 1 | 1 | 1 | 0 | 1 | 1 | 1 | 1 | 1 | 1 | 1 | 1 | 1 | 1 | 1 | 1 | 1 | 1 | 1 | 0
East of Pisgah Study Area | Desert View | 230 | 0 | 0 | 0 | 0 | 0 | 0 | 0 | 0 | 0 | 50 | 50 | 40 | 0 | 0 | 0 | 0 | 0 | 0 | 0 | 0 | 0 | 0 | 100 | 250 | 170 | 0 | 0 | 0 | 0 | 0 | 0 | 0 | 0 | 0 | 0 | 0 | 100 | 50 | 40 | 0 | 1 | 1 | 1 | 1 | 1 | 1 | 1 | 1 | 1 | 1 | 1 | 1 | 1 | 1 | 1 | 0 | 1 | 1 | 1 | 1 | 1 | 1 | 1 | 1 | 1 | 1 | 3 | 3 | 1 | 3 | 1 | 1
SCE Eastern Study Area | Devers | 500 | 0 | 0 | 0 | 0 | 0 | 0 | 0 | 0 | 0 | 0 | 0 | 0 | 0 | 0 | 0 | 0 | 0 | 0 | 0 | 0 | 0 | 0 | 0 | 0 | 0 | 0 | 0 | 0 | 0 | 0 | 0 | 0 | 0 | 0 | 0 | 0 | 0 | 0 | 0 | 0 | 1 | 1 | 1 | 1 | 1 | 1 | 1 | 1 | 1 | 1 | 1 | 1 | 1 | 1 | 1 | 0 | 1 | 1 | 1 | 1 | 1 | 1 | 1 | 1 | 1 | 1 | 1 | 1 | 1 | 1 | 1 | 0
SCE Eastern Study Area | Devers | 230 | 0 | 0 | 105.5 | 0 | 0 | 0 | 0 | 0 | 0 | 0 | 0 | 405 | 0 | 0 | 0 | 115.5 | 0 | 0 | 0 | 0 | 0 | 0 | 100 | 130 | 585 | 0 | 1 | 0 | 0 | 107 | 20 | 0 | 0 | 0 | 0 | 0 | 150 | 225 | 403 | 0 | 1 | 1 | 1 | 1 | 1 | 1 | 1 | 1 | 1 | 1 | 1 | 2 | 1 | 1 | 1 | 1 | 1 | 1 | 2 | 1 | 1 | 1 | 1 | 1 | 1 | 1 | 1 | 2 | 1 | 1 | 1 | 1
PG&E East Kern Study Area | Diablo | 230 | 0 | 0 | 0 | 0 | 0 | 0 | 0 | 0 | 0 | 0 | 0 | 0 | 0 | 0 | 0 | 0 | 0 | 0 | 0 | 0 | 0 | 0 | 0 | 0 | 0 | 0 | 0 | 0 | 0 | 0 | 0 | 0 | 0 | 0 | 0 | 0 | 0 | 0 | 0 | 0 | 1 | 1 | 1 | 1 | 1 | 1 | 1 | 1 | 1 | 1 | 1 | 1 | 1 | 1 | 1 | 0 | 1 | 1 | 1 | 1 | 1 | 1 | 1 | 1 | 1 | 1 | 1 | 1 | 1 | 1 | 1 | 0
PG&E S500 Study Area | Diablo | 500 | 0 | 0 | 0 | 0 | 0 | 0 | 0 | 0 | 0 | 0 | 0 | 0 | 0 | 0 | 0 | 0 | 0 | 0 | 0 | 3100 | 0 | 0 | 0 | 0 | 0 | 0 | 0 | 0 | 0 | 0 | 0 | 0 | 0 | 3100 | 0 | 0 | 0 | 0 | 0 | 0 | 1 | 1 | 1 | 1 | 1 | 1 | 1 | 1 | 1 | 1 | 1 | 1 | 1 | 1 | 1 | 0 | 1 | 1 | 1 | 1 | 1 | 1 | 1 | 1 | 1 | 1 | 1 | 1 | 1 | 1 | 1 | 0
PG&E North of Greater Bay Study Area | Donnells | 115 | 0 | 0 | 0 | 0 | 0 | 0 | 0 | 0 | 0 | 0 | 0 | 0 | 0 | 0 | 0 | 0 | 0 | 0 | 0 | 0 | 0 | 0 | 0 | 0 | 0 | 0 | 0 | 0 | 3 | 0 | 0 | 0 | 0 | 0 | 0 | 0 | 0 | 0 | 0 | 0 | 1 | 1 | 1 | 1 | 1 | 1 | 1 | 1 | 1 | 1 | 1 | 1 | 1 | 1 | 1 | 0 | 1 | 1 | 1 | 1 | 1 | 1 | 1 | 1 | 1 | 1 | 1 | 1 | 1 | 1 | 1 | 0
SCE Northern Area | Eagle Rock | 230 | 0 | 0 | 0 | 0 | 0 | 0 | 0 | 0 | 0 | 0 | 0 | 0 | 0 | 0 | 0 | 0 | 0 | 0 | 0 | 0 | 0 | 0 | 0 | 0 | 0 | 0 | 0 | 0 | 0 | 0 | 0 | 0 | 0 | 0 | 0 | 0 | 0 | 0 | 0 | 0 | 1 | 1 | 1 | 1 | 1 | 1 | 1 | 1 | 1 | 1 | 1 | 1 | 1 | 1 | 1 | 0 | 1 | 1 | 1 | 1 | 1 | 1 | 1 | 1 | 1 | 1 | 1 | 1 | 1 | 1 | 1 | 0
PG&E North of Greater Bay Study Area | Eagle Rock | 115 | 0 | 0 | 0 | 0 | 0 | 0 | 0 | 0 | 0 | 0 | 0 | 0 | 0 | 0 | 0 | 0 | 0 | 0 | 0 | 0 | 0 | 0 | 0 | 0 | 0 | 0 | 0 | 0 | 1 | 0 | 0 | 0 | 0 | 0 | 0 | 0 | 0 | 0 | 0 | 0 | 1 | 1 | 1 | 1 | 1 | 1 | 1 | 1 | 1 | 1 | 1 | 1 | 1 | 1 | 1 | 0 | 1 | 1 | 1 | 1 | 1 | 1 | 1 | 1 | 1 | 1 | 1 | 1 | 1 | 1 | 1 | 0
PG&E North of Greater Bay Study Area | East Marysville | 115 | 0 | 0 | 0 | 0 | 0 | 0 | 0 | 0 | 0 | 0 | 0 | 0 | 0 | 0 | 0 | 0 | 0 | 0 | 0 | 0 | 0 | 0 | 0 | 0 | 0 | 0 | 0 | 0 | 0 | 0 | 0 | 0 | 0 | 0 | 0 | 0 | 0 | 0 | 0 | 0 | 1 | 1 | 1 | 1 | 1 | 1 | 1 | 1 | 1 | 1 | 1 | 1 | 1 | 1 | 1 | 0 | 1 | 1 | 1 | 1 | 1 | 1 | 1 | 1 | 1 | 1 | 1 | 1 | 1 | 1 | 1 | 0
SDG&E Study Area | ECO | 500 | 0 | 0 | 0 | 0 | 0 | 0 | 0 | 0 | 0 | 0 | 0 | 0 | 0 | 0 | 0 | 0 | 0 | 0 | 0 | 0 | 0 | 0 | 0 | 0 | 0 | 0 | 0 | 0 | 0 | 0 | 0 | 0 | 0 | 0 | 0 | 0 | 0 | 0 | 0 | 0 | 1 | 1 | 1 | 1 | 1 | 1 | 1 | 1 | 1 | 1 | 1 | 1 | 1 | 1 | 1 | 0 | 1 | 1 | 1 | 1 | 1 | 1 | 1 | 1 | 1 | 1 | 1 | 1 | 1 | 1 | 1 | 0
SDG&E Study Area | ECO | 230 | 0 | 0 | 600 | 0 | 0 | 0 | 0 | 0 | 0 | 0 | 0 | 0 | 0 | 0 | 0 | 600 | 0 | 0 | 0 | 0 | 0 | 0 | 0 | 0 | 0 | 0 | 1 | 0 | 0 | 105 | 360 | 0 | 0 | 0 | 0 | 0 | 0 | 0 | 0 | 0 | 1 | 1 | 3 | 1 | 1 | 1 | 1 | 1 | 1 | 1 | 1 | 1 | 1 | 1 | 2 | 1 | 1 | 1 | 3 | 1 | 1 | 1 | 1 | 1 | 1 | 1 | 1 | 1 | 1 | 1 | 2 | 1
SDG&E Study Area | ECO | 115 | 0 | 0 | 0 | 0 | 0 | 0 | 0 | 0 | 0 | 0 | 0 | 0 | 0 | 0 | 0 | 0 | 0 | 0 | 0 | 0 | 0 | 0 | 0 | 90 | 70 | 0 | 1 | 0 | 0 | 135 | 0 | 0 | 0 | 0 | 0 | 0 | 0 | 110 | 97.5 | 0 | 1 | 1 | 1 | 1 | 1 | 1 | 1 | 1 | 1 | 1 | 1 | 1 | 1 | 1 | 1 | 0 | 1 | 1 | 1 | 1 | 1 | 1 | 1 | 1 | 1 | 1 | 1 | 1 | 1 | 1 | 1 | 0
SCE Eastern Study Area | El Casco | 230 | 0 | 0 | 0 | 0 | 0 | 0 | 0 | 0 | 0 | 0 | 0 | 0 | 0 | 0 | 0 | 0 | 0 | 0 | 0 | 0 | 0 | 0 | 0 | 0 | 0 | 0 | 0 | 0 | 0 | 0 | 0 | 0 | 0 | 0 | 0 | 0 | 0 | 0 | 165 | 0 | 1 | 1 | 1 | 1 | 1 | 1 | 1 | 1 | 1 | 1 | 1 | 1 | 1 | 1 | 1 | 0 | 1 | 1 | 1 | 1 | 1 | 1 | 1 | 1 | 1 | 1 | 1 | 1 | 1 | 1 | 1 | 0
SCE Metro Study Area | El Nido | 230 | 0 | 0 | 0 | 0 | 0 | 0 | 0 | 0 | 0 | 0 | 0 | 0 | 0 | 0 | 0 | 0 | 0 | 0 | 0 | 0 | 0 | 0 | 0 | 0 | 13 | 0 | 0 | 0 | 0 | 0 | 0 | 0 | 0 | 0 | 0 | 0 | 0 | 0 | 0 | 0 | 1 | 1 | 1 | 1 | 1 | 1 | 1 | 1 | 1 | 1 | 1 | 1 | 1 | 1 | 1 | 0 | 1 | 1 | 1 | 1 | 1 | 1 | 1 | 1 | 1 | 1 | 1 | 3 | 1 | 1 | 1 | 1
SCE Metro Study Area | El Segundo | 230 | 0 | 0 | 0 | 0 | 0 | 0 | 0 | 0 | 0 | 0 | 0 | 0 | 0 | 0 | 0 | 0 | 0 | 0 | 0 | 0 | 0 | 0 | 0 | 0 | 0 | 0 | 0 | 0 | 0 | 0 | 0 | 0 | 0 | 0 | 0 | 0 | 0 | 0 | 0 | 0 | 1 | 1 | 1 | 1 | 1 | 1 | 1 | 1 | 1 | 1 | 1 | 1 | 1 | 1 | 1 | 0 | 1 | 1 | 1 | 1 | 1 | 1 | 1 | 1 | 1 | 1 | 1 | 1 | 1 | 1 | 1 | 0
East of Pisgah Study Area | Eldorado | 500 | 0 | 0 | 136 | 0 | 1062 | 0 | 0 | 0 | 0 | 0 | 0 | 0 | 0 | 327 | 0 | 136 | 0 | 2500 | 0 | 0 | 0 | 0 | 0 | 0 | 0 | 0 | 1 | 231 | 0 | 271 | 100 | 2500 | 0 | 0 | 0 | 0 | 0 | 0 | 0 | 0 | 1 | 1 | 1 | 1 | 1 | 1 | 1 | 1 | 1 | 1 | 1 | 1 | 1 | 1 | 1 | 0 | 2 | 1 | 1 | 1 | 1 | 1 | 1 | 1 | 1 | 1 | 1 | 1 | 1 | 1 | 1 | 1
East of Pisgah Study Area | Eldorado | 230 | 0 | 0 | 0 | 0 | 0 | 0 | 0 | 0 | 0 | 0 | 300 | 308 | 0 | 0 | 0 | 0 | 0 | 0 | 0 | 0 | 0 | 0 | 0 | 300 | 333 | 0 | 0 | 100 | 0 | 0 | 0 | 0 | 0 | 0 | 0 | 0 | 0 | 300 | 300 | 0 | 1 | 1 | 1 | 1 | 1 | 1 | 1 | 1 | 1 | 1 | 1 | 2 | 1 | 1 | 1 | 1 | 1 | 1 | 1 | 1 | 1 | 1 | 1 | 1 | 1 | 1 | 1 | 2 | 1 | 1 | 1 | 1
PG&E Fresno Study Area | Elk Hills | 230 | 0 | 0 | 0 | 0 | 0 | 0 | 0 | 0 | 0 | 0 | 0 | 0 | 0 | 0 | 0 | 0 | 0 | 0 | 0 | 0 | 0 | 0 | 0 | 0 | 0 | 0 | 0 | 0 | 0 | 0 | 0 | 0 | 0 | 0 | 0 | 2.25 | 0 | 0 | 0 | 0 | 1 | 1 | 1 | 1 | 1 | 1 | 1 | 1 | 1 | 1 | 1 | 1 | 1 | 1 | 1 | 0 | 1 | 1 | 1 | 1 | 1 | 1 | 1 | 1 | 1 | 1 | 1 | 1 | 1 | 1 | 1 | 0
SCE Metro Study Area | Ellis | 230 | 0 | 0 | 0 | 0 | 0 | 0 | 0 | 0 | 0 | 0 | 0 | 0 | 0 | 0 | 0 | 0 | 0 | 0 | 0 | 0 | 0 | 0 | 0 | 0 | 0 | 0 | 0 | 0 | 0 | 0 | 0 | 0 | 0 | 0 | 0 | 0 | 0 | 0 | 0 | 0 | 1 | 1 | 1 | 1 | 1 | 1 | 1 | 1 | 1 | 1 | 1 | 1 | 1 | 1 | 1 | 0 | 1 | 1 | 1 | 1 | 1 | 1 | 1 | 1 | 1 | 1 | 1 | 1 | 1 | 1 | 1 | 0
SDG&E Study Area | Encina | 230 | 0 | 0 | 0 | 0 | 0 | 0 | 0 | 0 | 0 | 0 | 0 | 0 | 0 | 0 | 0 | 0 | 0 | 0 | 0 | 0 | 0 | 0 | 0 | 0 | 0 | 0 | 0 | 0 | 0 | 0 | 0 | 0 | 0 | 0 | 0 | 0 | 0 | 0 | 0 | 0 | 1 | 1 | 1 | 1 | 1 | 1 | 1 | 1 | 1 | 1 | 1 | 1 | 1 | 1 | 1 | 0 | 1 | 1 | 1 | 1 | 1 | 1 | 1 | 1 | 1 | 1 | 1 | 1 | 1 | 1 | 1 | 0
SDG&E Study Area | Encina | 115 | 0 | 0 | 0 | 0 | 0 | 0 | 0 | 0 | 0 | 0 | 0 | 60 | 0 | 0 | 0 | 0 | 0 | 0 | 0 | 0 | 0 | 0 | 0 | 0 | 0 | 0 | 0 | 0 | 0 | 0 | 0 | 0 | 0 | 0 | 0 | 0 | 0 | 0 | 0 | 0 | 1 | 1 | 1 | 1 | 1 | 1 | 1 | 1 | 1 | 1 | 1 | 3 | 1 | 1 | 1 | 1 | 1 | 1 | 1 | 1 | 1 | 1 | 1 | 1 | 1 | 1 | 1 | 1 | 1 | 1 | 1 | 0
SDG&E Study Area | Escondido | 230 | 0 | 0 | 0 | 0 | 0 | 0 | 0 | 0 | 0 | 0 | 0 | 189 | 0 | 0 | 0 | 0 | 0 | 0 | 0 | 0 | 0 | 0 | 0 | 0 | 274 | 0 | 0 | 0 | 0 | 0 | 0 | 0 | 0 | 0 | 0 | 0 | 0 | 0 | 214 | 0 | 1 | 1 | 1 | 1 | 1 | 1 | 1 | 1 | 1 | 1 | 1 | 1 | 1 | 1 | 1 | 0 | 1 | 1 | 1 | 1 | 1 | 1 | 1 | 1 | 1 | 1 | 1 | 2 | 1 | 1 | 1 | 1
SCE Metro Study Area | Etiwanda | 230 | 0 | 0 | 0 | 0 | 0 | 0 | 0 | 0 | 0 | 0 | 0 | 101 | 0 | 0 | 0 | 0 | 0 | 0 | 0 | 0 | 0 | 0 | 0 | 0 | 201 | 0 | 0 | 0 | 0 | 0 | 0 | 0 | 0 | 0 | 0 | 0 | 0 | 0 | 200 | 0 | 1 | 1 | 1 | 1 | 1 | 1 | 1 | 1 | 1 | 1 | 1 | 1 | 1 | 1 | 1 | 0 | 1 | 1 | 1 | 1 | 1 | 1 | 1 | 1 | 1 | 1 | 1 | 2 | 1 | 1 | 1 | 1
PG&E North of Greater Bay Study Area | Fulton | 230 | 0 | 0 | 0 | 0 | 0 | 0 | 0 | 0 | 0 | 0 | 0 | 0 | 0 | 0 | 0 | 0 | 0 | 0 | 0 | 0 | 0 | 0 | 0 | 0 | 0 | 0 | 0 | 56 | 1 | 0 | 0 | 0 | 0 | 0 | 0 | 0 | 0 | 0 | 0 | 0 | 1 | 1 | 1 | 1 | 1 | 1 | 1 | 1 | 1 | 1 | 1 | 1 | 1 | 1 | 1 | 0 | 1 | 1 | 1 | 1 | 1 | 1 | 1 | 1 | 1 | 1 | 1 | 1 | 1 | 1 | 1 | 0
East of Pisgah Study Area | Gamebird | 115 | 0 | 0 | 0 | 0 | 0 | 0 | 0 | 0 | 0 | 0 | 0 | 0 | 0 | 0 | 0 | 0 | 0 | 0 | 0 | 0 | 0 | 0 | 0 | 0 | 0 | 0 | 0 | 0 | 0 | 0 | 0 | 0 | 0 | 0 | 0 | 0 | 0 | 0 | 0 | 0 | 1 | 1 | 1 | 1 | 1 | 1 | 1 | 1 | 1 | 1 | 1 | 1 | 1 | 1 | 1 | 0 | 1 | 1 | 1 | 1 | 1 | 1 | 1 | 1 | 1 | 1 | 1 | 1 | 1 | 1 | 1 | 0
PG&E S500 Study Area | Gates | 500 | 0 | 0 | 0 | 0 | 0 | 0 | 0 | 0 | 0 | 0 | 0 | 0 | 0 | 0 | 0 | 0 | 0 | 0 | 0 | 0 | 0 | 0 | 0 | 0 | 0 | 0 | 0 | 0 | 0 | 0 | 0 | 0 | 0 | 0 | 0 | 0 | 0 | 0 | 0 | 0 | 1 | 1 | 1 | 1 | 1 | 1 | 1 | 1 | 1 | 1 | 1 | 1 | 1 | 1 | 1 | 0 | 1 | 1 | 1 | 1 | 1 | 1 | 1 | 1 | 1 | 1 | 1 | 1 | 1 | 1 | 1 | 0
PG&E East Kern Study Area | Gates | 230 | 0 | 0 | 0 | 0 | 0 | 0 | 0 | 0 | 0 | 50 | 377 | 175 | 0 | 0 | 0 | 0 | 0 | 0 | 0 | 0 | 0 | 0 | 850 | 827 | 620 | 0 | 0 | 0 | 0 | 0 | 0 | 0 | 0 | 0 | 0 | 0 | 1300 | 376 | 380 | 0 | 1 | 1 | 1 | 1 | 1 | 1 | 1 | 1 | 1 | 1 | 2 | 1 | 1 | 1 | 1 | 1 | 1 | 1 | 1 | 1 | 1 | 1 | 1 | 1 | 1 | 1 | 3 | 2 | 1 | 2 | 1 | 1
PG&E North of Greater Bay Study Area | Geysers | 230 | 79 | 0 | 0 | 0 | 0 | 0 | 0 | 0 | 0 | 0 | 0 | 0 | 0 | 79 | 0 | 0 | 0 | 0 | 0 | 0 | 0 | 0 | 0 | 0 | 0 | 0 | 0 | 83 | 0 | 0 | 0 | 0 | 0 | 0 | 0 | 0 | 0 | 0 | 0 | 0 | 1 | 1 | 1 | 1 | 1 | 1 | 1 | 1 | 1 | 1 | 1 | 1 | 1 | 1 | 1 | 0 | 1 | 1 | 1 | 1 | 1 | 1 | 1 | 1 | 1 | 1 | 1 | 1 | 1 | 1 | 1 | 0
PG&E North of Greater Bay Study Area | Glenn | 230 | 0 | 0 | 100 | 68 | 0 | 0 | 0 | 0 | 0 | 0 | 0 | 0 | 0 | 0 | 0 | 100 | 68 | 0 | 0 | 0 | 0 | 0 | 0 | 0 | 0 | 0 | 1 | 0 | 1 | 30 | 98 | 0 | 0 | 0 | 0 | 0 | 0 | 0 | 0 | 0 | 1 | 1 | 3 | 1 | 1 | 1 | 1 | 1 | 1 | 1 | 1 | 1 | 1 | 1 | 2 | 1 | 1 | 1 | 3 | 1 | 1 | 1 | 1 | 1 | 1 | 1 | 1 | 1 | 1 | 1 | 2 | 1
PG&E North of Greater Bay Study Area | Gold Hill | 115 | 0 | 0 | 0 | 0 | 0 | 0 | 0 | 0 | 0 | 0 | 0 | 0 | 0 | 0 | 0 | 0 | 0 | 0 | 0 | 0 | 0 | 0 | 0 | 0 | 0 | 0 | 0 | 0 | 0 | 0 | 0 | 0 | 0 | 0 | 0 | 0 | 0 | 0 | 0 | 0 | 1 | 1 | 1 | 1 | 1 | 1 | 1 | 1 | 1 | 1 | 1 | 1 | 1 | 1 | 1 | 0 | 1 | 1 | 1 | 1 | 1 | 1 | 1 | 1 | 1 | 1 | 1 | 1 | 1 | 1 | 1 | 0
SCE Northern Area | Goleta | 230 | 0 | 3.74 | 0 | 0 | 0 | 0 | 0 | 0 | 0 | 0 | 0 | 70 | 0 | 0 | 3.74 | 0 | 0 | 0 | 0 | 0 | 0 | 0 | 0 | 0 | 125 | 0 | 0 | 0 | 2.274 | 0 | 0 | 0 | 0 | 0 | 0 | 0 | 0 | 0 | 80 | 0 | 1 | 2 | 1 | 1 | 1 | 1 | 1 | 1 | 1 | 1 | 1 | 1 | 1 | 1 | 1 | 1 | 1 | 2 | 1 | 1 | 1 | 1 | 1 | 1 | 1 | 1 | 1 | 2 | 1 | 1 | 1 | 1
SCE Northern Area | Goodrich | 230 | 0 | 0 | 0 | 0 | 0 | 0 | 0 | 0 | 0 | 0 | 0 | 0 | 0 | 0 | 0 | 0 | 0 | 0 | 0 | 0 | 0 | 0 | 0 | 0 | 0 | 0 | 0 | 0 | 0 | 0 | 0 | 0 | 0 | 0 | 0 | 0 | 0 | 0 | 0 | 0 | 1 | 1 | 1 | 1 | 1 | 1 | 1 | 1 | 1 | 1 | 1 | 1 | 1 | 1 | 1 | 0 | 1 | 1 | 1 | 1 | 1 | 1 | 1 | 1 | 1 | 1 | 1 | 1 | 1 | 1 | 1 | 0
PG&E East Kern Study Area | Goose Lake | 115 | 0 | 0 | 0 | 0 | 0 | 0 | 0 | 0 | 0 | 0 | 0 | 0 | 0 | 0 | 0 | 0 | 0 | 0 | 0 | 0 | 0 | 0 | 0 | 0 | 0 | 0 | 0 | 0 | 0 | 0 | 0 | 0 | 0 | 0 | 0 | 0 | 0 | 0 | 0 | 0 | 1 | 1 | 1 | 1 | 1 | 1 | 1 | 1 | 1 | 1 | 1 | 1 | 1 | 1 | 1 | 0 | 1 | 1 | 1 | 1 | 1 | 1 | 1 | 1 | 1 | 1 | 1 | 1 | 1 | 1 | 1 | 0
SCE Northern Area | Gould | 230 | 0 | 0 | 0 | 0 | 0 | 0 | 0 | 0 | 0 | 0 | 0 | 0 | 0 | 0 | 0 | 0 | 0 | 0 | 0 | 0 | 0 | 0 | 0 | 0 | 0 | 0 | 0 | 0 | 0 | 0 | 0 | 0 | 0 | 0 | 0 | 0 | 0 | 0 | 0 | 0 | 1 | 1 | 1 | 1 | 1 | 1 | 1 | 1 | 1 | 1 | 1 | 1 | 1 | 1 | 1 | 0 | 1 | 1 | 1 | 1 | 1 | 1 | 1 | 1 | 1 | 1 | 1 | 1 | 1 | 1 | 1 | 0
PG&E North of Greater Bay Study Area | Grand Island | 115 | 0 | 0 | 0 | 0 | 0 | 0 | 0 | 0 | 0 | 0 | 0 | 0 | 0 | 0 | 0 | 0 | 0 | 0 | 0 | 0 | 0 | 0 | 0 | 0 | 0 | 0 | 0 | 0 | 0 | 0 | 0 | 0 | 0 | 0 | 0 | 0 | 0 | 0 | 0 | 0 | 1 | 1 | 1 | 1 | 1 | 1 | 1 | 1 | 1 | 1 | 1 | 1 | 1 | 1 | 1 | 0 | 1 | 1 | 1 | 1 | 1 | 1 | 1 | 1 | 1 | 1 | 1 | 1 | 1 | 1 | 1 | 0
PG&E North of Greater Bay Study Area | Green Ridge Midway | 115 | 0 | 0 | 0 | 0 | 0 | 0 | 0 | 0 | 0 | 0 | 0 | 0 | 0 | 0 | 0 | 0 | 0 | 0 | 0 | 0 | 0 | 0 | 0 | 0 | 0 | 0 | 0 | 0 | 0 | 0 | 0 | 0 | 0 | 0 | 0 | 0 | 0 | 0 | 0 | 0 | 1 | 1 | 1 | 1 | 1 | 1 | 1 | 1 | 1 | 1 | 1 | 1 | 1 | 1 | 1 | 0 | 1 | 1 | 1 | 1 | 1 | 1 | 1 | 1 | 1 | 1 | 1 | 1 | 1 | 1 | 1 | 0
PG&E East Kern Study Area | Gregg | 230 | 0 | 3 | 0 | 0 | 0 | 0 | 0 | 0 | 0 | 0 | 0 | 0 | 0 | 0 | 3 | 0 | 0 | 0 | 0 | 0 | 0 | 0 | 0 | 150 | 110 | 0 | 0 | 0 | 0 | 0 | 0 | 0 | 0 | 0 | 0 | 0 | 0 | 0 | 0 | 0 | 1 | 3 | 1 | 1 | 1 | 1 | 1 | 1 | 1 | 1 | 1 | 1 | 1 | 1 | 1 | 1 | 1 | 3 | 1 | 1 | 1 | 1 | 1 | 1 | 1 | 1 | 3 | 3 | 1 | 3 | 1 | 1
PG&E Fresno Study Area | Grimway | 115 | 0 | 0 | 0 | 0 | 0 | 0 | 0 | 0 | 0 | 0 | 0 | 0 | 0 | 0 | 0 | 0 | 0 | 0 | 0 | 0 | 0 | 0 | 0 | 0 | 0 | 0 | 0 | 0 | 0 | 0 | 0 | 0 | 0 | 0 | 0 | 0 | 0 | 0 | 0 | 0 | 1 | 1 | 1 | 1 | 1 | 1 | 1 | 1 | 1 | 1 | 1 | 1 | 1 | 1 | 1 | 0 | 1 | 1 | 1 | 1 | 1 | 1 | 1 | 1 | 1 | 1 | 1 | 1 | 1 | 1 | 1 | 0
PG&E East Kern Study Area | GWF Hanford Sw Sta | 115 | 0 | 0 | 0 | 0 | 0 | 0 | 0 | 0 | 0 | 0 | 0 | 0 | 0 | 0 | 0 | 0 | 0 | 0 | 0 | 0 | 0 | 0 | 0 | 0 | 0 | 0 | 0 | 0 | 0 | 0 | 0 | 0 | 0 | 0 | 0 | 0 | 0 | 0 | 0 | 0 | 1 | 1 | 1 | 1 | 1 | 1 | 1 | 1 | 1 | 1 | 1 | 1 | 1 | 1 | 1 | 0 | 1 | 1 | 1 | 1 | 1 | 1 | 1 | 1 | 1 | 1 | 1 | 1 | 1 | 1 | 1 | 0
SCE Metro Study Area | Harborgen | 230 | 0 | 0 | 0 | 0 | 0 | 0 | 0 | 0 | 0 | 0 | 0 | 0 | 0 | 0 | 0 | 0 | 0 | 0 | 0 | 0 | 0 | 0 | 0 | 0 | 0 | 0 | 0 | 0 | 0 | 0 | 0 | 0 | 0 | 0 | 0 | 0 | 0 | 0 | 0 | 0 | 1 | 1 | 1 | 1 | 1 | 1 | 1 | 1 | 1 | 1 | 1 | 1 | 1 | 1 | 1 | 0 | 1 | 1 | 1 | 1 | 1 | 1 | 1 | 1 | 1 | 1 | 1 | 1 | 1 | 1 | 1 | 0
SDG&E Study Area | Hassayampa | 500 | 0 | 0 | 0 | 0 | 0 | 0 | 0 | 0 | 0 | 200 | 671 | 269 | 0 | 0 | 0 | 0 | 0 | 0 | 0 | 0 | 0 | 0 | 134 | 371 | 169 | 0 | 0 | 0 | 0 | 0 | 0 | 0 | 0 | 0 | 0 | 0 | 300 | 71 | 20 | 0 | 1 | 1 | 1 | 1 | 1 | 1 | 1 | 1 | 1 | 1 | 3 | 3 | 1 | 3 | 1 | 1 | 1 | 1 | 1 | 1 | 1 | 1 | 1 | 1 | 1 | 1 | 3 | 3 | 1 | 2 | 1 | 1
PG&E Fresno Study Area | Helm | 230 | 0 | 0 | 0 | 0 | 0 | 0 | 0 | 0 | 0 | 65 | 120.1746 | 89 | 0 | 0 | 0 | 0 | 0 | 0 | 0 | 0 | 0 | 0 | 165 | 560.1746 | 409 | 0 | 0 | 0 | 0 | 0 | 0 | 0 | 0 | 0 | 0 | 0 | 0 | 0 | 0 | 0 | 1 | 1 | 1 | 1 | 1 | 1 | 1 | 1 | 1 | 3 | 3 | 3 | 1 | 3 | 1 | 1 | 1 | 1 | 1 | 1 | 1 | 1 | 1 | 1 | 1 | 3 | 3 | 3 | 1 | 3 | 1 | 1
PG&E Fresno Study Area | Henrietta | 115 | 0 | 0 | 0 | 0 | 0 | 0 | 0 | 0 | 0 | 15 | 88 | 49 | 0 | 0 | 0 | 0 | 0 | 0 | 0 | 0 | 0 | 0 | 25 | 88 | 64 | 0 | 0 | 0 | 0 | 0 | 0 | 0 | 0 | 0 | 0 | 0 | 0 | 60 | 32 | 0 | 1 | 1 | 1 | 1 | 1 | 1 | 1 | 1 | 1 | 3 | 2 | 2 | 1 | 2 | 1 | 1 | 1 | 1 | 1 | 1 | 1 | 1 | 1 | 1 | 1 | 3 | 2 | 2 | 1 | 2 | 1 | 1
PG&E North of Greater Bay Study Area | Higgins | 115 | 0 | 25 | 0 | 0 | 0 | 0 | 0 | 0 | 0 | 0 | 0 | 0 | 0 | 0 | 25 | 0 | 0 | 0 | 0 | 0 | 0 | 0 | 0 | 0 | 0 | 0 | 0 | 0 | 16.4 | 0 | 0 | 0 | 0 | 0 | 0 | 0 | 0 | 0 | 0 | 0 | 1 | 2 | 1 | 1 | 1 | 1 | 1 | 1 | 1 | 1 | 1 | 1 | 1 | 1 | 1 | 1 | 1 | 2 | 1 | 1 | 1 | 1 | 1 | 1 | 1 | 1 | 1 | 1 | 1 | 1 | 1 | 1
SCE Northern Area | Highwind | 230 | 0 | 0 | 0 | 0 | 0 | 0 | 0 | 0 | 0 | 0 | 0 | 0 | 0 | 0 | 0 | 0 | 0 | 0 | 0 | 0 | 0 | 0 | 0 | 0 | 0 | 0 | 0 | 0 | 0 | 0 | 0 | 0 | 0 | 0 | 0 | 0 | 0 | 0 | 0 | 0 | 1 | 1 | 1 | 1 | 1 | 1 | 1 | 1 | 1 | 1 | 1 | 1 | 1 | 1 | 1 | 0 | 1 | 1 | 1 | 1 | 1 | 1 | 1 | 1 | 1 | 1 | 1 | 1 | 1 | 1 | 1 | 0
SCE Metro Study Area | Hinson | 230 | 0 | 0 | 0 | 0 | 0 | 0 | 0 | 0 | 0 | 0 | 0 | 200 | 0 | 0 | 0 | 0 | 0 | 0 | 0 | 0 | 0 | 0 | 0 | 0 | 246 | 0 | 0 | 0 | 2.8 | 0 | 0 | 0 | 0 | 0 | 0 | 0 | 0 | 0 | 200 | 0 | 1 | 1 | 1 | 1 | 1 | 1 | 1 | 1 | 1 | 1 | 1 | 1 | 1 | 1 | 1 | 0 | 1 | 1 | 1 | 1 | 1 | 1 | 1 | 1 | 1 | 1 | 1 | 2 | 1 | 1 | 1 | 1
PG&E North of Greater Bay Study Area | Honcut | 115 | 0 | 0 | 0 | 0 | 0 | 0 | 0 | 0 | 0 | 0 | 0 | 0 | 0 | 0 | 0 | 0 | 0 | 0 | 0 | 0 | 0 | 0 | 0 | 0 | 0 | 0 | 0 | 0 | 0 | 0 | 0 | 0 | 0 | 0 | 0 | 0 | 0 | 0 | 0 | 0 | 1 | 1 | 1 | 1 | 1 | 1 | 1 | 1 | 1 | 1 | 1 | 1 | 1 | 1 | 1 | 0 | 1 | 1 | 1 | 1 | 1 | 1 | 1 | 1 | 1 | 1 | 1 | 1 | 1 | 1 | 1 | 0
SDG&E Study Area | Hoodoo Wash | 500 | 0 | 0 | 0 | 0 | 0 | 0 | 0 | 0 | 0 | 0 | 0 | 0 | 0 | 0 | 0 | 0 | 0 | 0 | 0 | 0 | 0 | 0 | 250 | 466 | 389 | 0 | 0 | 0 | 0 | 0 | 0 | 0 | 0 | 0 | 0 | 0 | 250 | 636 | 485 | 0 | 1 | 1 | 1 | 1 | 1 | 1 | 1 | 1 | 1 | 1 | 1 | 1 | 1 | 1 | 1 | 0 | 1 | 1 | 1 | 1 | 1 | 1 | 1 | 1 | 1 | 1 | 1 | 1 | 1 | 1 | 1 | 0
PG&E North of Greater Bay Study Area | Humboldt | 115 | 0 | 0 | 0 | 0 | 0 | 0 | 0 | 120 | 0 | 0 | 0 | 15 | 0 | 0 | 0 | 0 | 0 | 0 | 0 | 0 | 120 | 0 | 0 | 0 | 15 | 0 | 0 | 0 | 0 | 0 | 0 | 0 | 0 | 0 | 161 | 2 | 0 | 0 | 0 | 0 | 1 | 1 | 1 | 1 | 1 | 1 | 1 | 1 | 1 | 1 | 1 | 3 | 1 | 1 | 1 | 1 | 1 | 1 | 1 | 1 | 1 | 1 | 1 | 1 | 1 | 1 | 1 | 3 | 1 | 1 | 1 | 1
PG&E North of Greater Bay Study Area | Humboldt (Proposed) | 500 | 0 | 0 | 0 | 0 | 0 | 0 | 0 | 0 | 0 | 0 | 0 | 0 | 0 | 0 | 0 | 0 | 0 | 0 | 0 | 1487 | 0 | 0 | 0 | 0 | 0 | 0 | 0 | 0 | 0 | 0 | 0 | 0 | 0 | 0 | 0 | 0 | 0 | 0 | 0 | 0 | 1 | 1 | 1 | 1 | 1 | 1 | 1 | 1 | 1 | 1 | 1 | 1 | 1 | 1 | 1 | 0 | 1 | 1 | 1 | 1 | 1 | 1 | 3 | 1 | 1 | 1 | 1 | 1 | 1 | 1 | 1 | 1
SCE Metro Study Area | Huntington Beach | 230 | 0 | 0 | 0 | 0 | 0 | 0 | 0 | 0 | 0 | 0 | 0 | 0 | 0 | 0 | 0 | 0 | 0 | 0 | 0 | 0 | 0 | 0 | 0 | 0 | 0 | 0 | 0 | 0 | 0 | 0 | 0 | 0 | 0 | 0 | 0 | 0 | 0 | 0 | 0 | 0 | 1 | 1 | 1 | 1 | 1 | 1 | 1 | 1 | 1 | 1 | 1 | 1 | 1 | 1 | 1 | 0 | 1 | 1 | 1 | 1 | 1 | 1 | 1 | 1 | 1 | 1 | 1 | 1 | 1 | 1 | 1 | 0
SDG&E Study Area | IID System | 230 | 600 | 0 | 0 | 0 | 0 | 0 | 0 | 0 | 0 | 0 | 0 | 0 | 0 | 900 | 0 | 0 | 0 | 0 | 0 | 0 | 0 | 0 | 0 | 0 | 0 | 0 | 0 | 750 | 0 | 0 | 0 | 0 | 0 | 0 | 0 | 0 | 0 | 100 | 150 | 0 | 1 | 1 | 1 | 1 | 1 | 1 | 1 | 1 | 1 | 1 | 1 | 1 | 1 | 1 | 1 | 0 | 2 | 1 | 1 | 1 | 1 | 1 | 1 | 1 | 1 | 1 | 1 | 1 | 1 | 1 | 1 | 1
SDG&E Study Area | IID System | 161 | 0 | 0 | 0 | 0 | 0 | 0 | 0 | 0 | 0 | 0 | 0 | 0 | 0 | 0 | 0 | 0 | 0 | 0 | 0 | 0 | 0 | 0 | 0 | 0 | 0 | 0 | 0 | 50 | 0 | 0 | 0 | 0 | 0 | 0 | 0 | 0 | 20 | 0 | 0 | 0 | 1 | 1 | 1 | 1 | 1 | 1 | 1 | 1 | 1 | 1 | 1 | 1 | 1 | 1 | 1 | 0 | 1 | 1 | 1 | 1 | 1 | 1 | 1 | 1 | 1 | 1 | 1 | 1 | 1 | 1 | 1 | 0
SDG&E Study Area | Imperial Valley | 500 | 0 | 0 | 0 | 0 | 0 | 0 | 0 | 0 | 0 | 0 | 0 | 0 | 0 | 0 | 0 | 0 | 0 | 0 | 0 | 0 | 0 | 0 | 0 | 0 | 0 | 0 | 0 | 0 | 0 | 0 | 0 | 0 | 0 | 0 | 0 | 0 | 0 | 0 | 0 | 0 | 1 | 1 | 1 | 1 | 1 | 1 | 1 | 1 | 1 | 1 | 1 | 1 | 1 | 1 | 1 | 0 | 1 | 1 | 1 | 1 | 1 | 1 | 1 | 1 | 1 | 1 | 1 | 1 | 1 | 1 | 1 | 0
SDG&E Study Area | Imperial Valley | 230 | 0 | 0 | 0 | 0 | 0 | 0 | 0 | 0 | 0 | 100 | 200 | 50 | 0 | 0 | 0 | 0 | 0 | 0 | 0 | 0 | 0 | 0 | 100 | 463 | 345 | 0 | 0 | 0 | 0 | 0 | 0 | 0 | 0 | 0 | 0 | 0 | 100 | 363 | 214 | 0 | 1 | 1 | 1 | 1 | 1 | 1 | 1 | 1 | 1 | 1 | 1 | 1 | 1 | 1 | 1 | 0 | 1 | 1 | 1 | 1 | 1 | 1 | 1 | 1 | 1 | 1 | 2 | 2 | 1 | 2 | 1 | 1
East of Pisgah Study Area | Innovation | 230 | 0 | 0 | 139 | 0 | 0 | 0 | 0 | 0 | 0 | 145 | 200 | 125 | 0 | 0 | 0 | 139 | 0 | 0 | 0 | 0 | 0 | 0 | 145 | 200 | 125 | 0 | 1 | 0 | 0 | 93 | 0 | 0 | 0 | 0 | 0 | 0 | 237 | 65 | 150 | 0 | 1 | 1 | 2 | 1 | 1 | 1 | 1 | 1 | 1 | 1 | 3 | 1 | 1 | 2 | 2 | 1 | 1 | 1 | 2 | 1 | 1 | 1 | 1 | 1 | 1 | 1 | 3 | 1 | 1 | 2 | 2 | 1
East of Pisgah Study Area | Innovation | 115 | 0 | 0 | 0 | 0 | 0 | 0 | 0 | 0 | 0 | 0 | 0 | 0 | 0 | 0 | 0 | 0 | 0 | 0 | 0 | 0 | 0 | 0 | 0 | 0 | 0 | 0 | 0 | 0 | 0 | 0 | 0 | 0 | 0 | 0 | 0 | 0 | 0 | 0 | 0 | 0 | 1 | 1 | 1 | 1 | 1 | 1 | 1 | 1 | 1 | 1 | 1 | 1 | 1 | 1 | 1 | 0 | 1 | 1 | 1 | 1 | 1 | 1 | 1 | 1 | 1 | 1 | 1 | 1 | 1 | 1 | 1 | 0
East of Pisgah Study Area | Innovation | 138 | 0 | 0 | 0 | 0 | 0 | 0 | 0 | 0 | 0 | 0 | 0 | 0 | 0 | 0 | 0 | 0 | 0 | 0 | 0 | 0 | 0 | 0 | 0 | 0 | 0 | 0 | 0 | 0 | 0 | 0 | 0 | 0 | 0 | 0 | 0 | 0 | 0 | 0 | 0 | 0 | 1 | 1 | 1 | 1 | 1 | 1 | 1 | 1 | 1 | 1 | 1 | 1 | 1 | 1 | 1 | 0 | 1 | 1 | 1 | 1 | 1 | 1 | 1 | 1 | 1 | 1 | 1 | 1 | 1 | 1 | 1 | 0
SCE North of Lugo (NOL) Study Area | Inyo | 115 | 0 | 0 | 0 | 0 | 0 | 0 | 0 | 0 | 0 | 0 | 0 | 0 | 0 | 0 | 0 | 0 | 0 | 0 | 0 | 0 | 0 | 0 | 0 | 0 | 0 | 0 | 0 | 0 | 0 | 0 | 0 | 0 | 0 | 0 | 0 | 0 | 0 | 0 | 0 | 0 | 1 | 1 | 1 | 1 | 1 | 1 | 1 | 1 | 1 | 1 | 1 | 1 | 1 | 1 | 1 | 0 | 1 | 1 | 1 | 1 | 1 | 1 | 1 | 1 | 1 | 1 | 1 | 1 | 1 | 1 | 1 | 0
SCE North of Lugo (NOL) Study Area | Inyokern | 115 | 0 | 0 | 0 | 0 | 0 | 0 | 0 | 0 | 0 | 0 | 0 | 0 | 0 | 0 | 0 | 0 | 0 | 0 | 0 | 0 | 0 | 0 | 0 | 0 | 0 | 0 | 0 | 0 | 0 | 0 | 0 | 0 | 0 | 0 | 0 | 2.078 | 0 | 0 | 0 | 0 | 1 | 1 | 1 | 1 | 1 | 1 | 1 | 1 | 1 | 1 | 1 | 1 | 1 | 1 | 1 | 0 | 1 | 1 | 1 | 1 | 1 | 1 | 1 | 1 | 1 | 1 | 1 | 1 | 1 | 1 | 1 | 0
East of Pisgah Study Area | Ivanpah | 230 | 0 | 0 | 0 | 0 | 0 | 0 | 0 | 0 | 0 | 0 | 0 | 0 | 0 | 0 | 0 | 0 | 0 | 0 | 0 | 0 | 0 | 0 | 0 | 0 | 0 | 0 | 0 | 0 | 0 | 0 | 0 | 0 | 0 | 0 | 0 | 0 | 0 | 0 | 0 | 0 | 1 | 1 | 1 | 1 | 1 | 1 | 1 | 1 | 1 | 1 | 1 | 1 | 1 | 1 | 1 | 0 | 1 | 1 | 1 | 1 | 1 | 1 | 1 | 1 | 1 | 1 | 1 | 1 | 1 | 1 | 1 | 0
East of Pisgah Study Area | Ivanpah | 115 | 0 | 0 | 0 | 0 | 0 | 0 | 0 | 0 | 0 | 0 | 0 | 0 | 0 | 0 | 0 | 0 | 0 | 0 | 0 | 0 | 0 | 0 | 0 | 0 | 0 | 0 | 0 | 0 | 0 | 0 | 0 | 0 | 0 | 0 | 0 | 0 | 0 | 0 | 0 | 0 | 1 | 1 | 1 | 1 | 1 | 1 | 1 | 1 | 1 | 1 | 1 | 1 | 1 | 1 | 1 | 0 | 1 | 1 | 1 | 1 | 1 | 1 | 1 | 1 | 1 | 1 | 1 | 1 | 1 | 1 | 1 | 0
PG&E North of Greater Bay Study Area | Jessup | 115 | 0 | 5 | 0 | 0 | 0 | 0 | 0 | 0 | 0 | 0 | 0 | 0 | 0 | 0 | 5 | 0 | 0 | 0 | 0 | 0 | 0 | 0 | 0 | 0 | 0 | 0 | 0 | 0 | 5.5 | 0 | 0 | 0 | 0 | 0 | 0 | 0 | 0 | 0 | 0 | 0 | 1 | 1 | 1 | 1 | 1 | 1 | 1 | 1 | 1 | 1 | 1 | 1 | 1 | 1 | 1 | 0 | 1 | 1 | 1 | 1 | 1 | 1 | 1 | 1 | 1 | 1 | 1 | 1 | 1 | 1 | 1 | 0
SCE Metro Study Area | Johanna | 230 | 0 | 0 | 0 | 0 | 0 | 0 | 0 | 0 | 0 | 0 | 0 | 50 | 0 | 0 | 0 | 0 | 0 | 0 | 0 | 0 | 0 | 0 | 0 | 0 | 140 | 0 | 0 | 0 | 0 | 0 | 0 | 0 | 0 | 0 | 0 | 0 | 0 | 0 | 155 | 0 | 1 | 1 | 1 | 1 | 1 | 1 | 1 | 1 | 1 | 1 | 1 | 1 | 1 | 1 | 1 | 0 | 1 | 1 | 1 | 1 | 1 | 1 | 1 | 1 | 1 | 1 | 1 | 1 | 1 | 1 | 1 | 0
PG&E Fresno Study Area | Kearney | 230 | 0 | 0 | 0 | 0 | 0 | 0 | 0 | 0 | 0 | 0 | 0 | 0 | 0 | 0 | 0 | 0 | 0 | 0 | 0 | 0 | 0 | 0 | 0 | 0 | 0 | 0 | 0 | 0 | 0.6 | 0 | 0 | 0 | 0 | 0 | 0 | 10 | 0 | 0 | 0 | 0 | 1 | 1 | 1 | 1 | 1 | 1 | 1 | 1 | 1 | 1 | 1 | 1 | 1 | 1 | 1 | 0 | 1 | 1 | 1 | 1 | 1 | 1 | 1 | 1 | 1 | 1 | 1 | 1 | 1 | 1 | 1 | 0
SDG&E Study Area | Kearny | 115 | 0 | 0 | 0 | 0 | 0 | 0 | 0 | 0 | 0 | 0 | 0 | 0 | 0 | 0 | 0 | 0 | 0 | 0 | 0 | 0 | 0 | 0 | 0 | 0 | 20 | 0 | 0 | 0 | 0 | 0 | 0 | 0 | 0 | 0 | 0 | 0 | 0 | 0 | 30 | 0 | 1 | 1 | 1 | 1 | 1 | 1 | 1 | 1 | 1 | 1 | 1 | 1 | 1 | 1 | 1 | 0 | 1 | 1 | 1 | 1 | 1 | 1 | 1 | 1 | 1 | 1 | 1 | 1 | 1 | 1 | 1 | 0
PG&E North of Greater Bay Study Area | Kelso | 230 | 0 | 0 | 52 | 48 | 0 | 0 | 0 | 0 | 0 | 0 | 0 | 0 | 0 | 0 | 0 | 52 | 48 | 0 | 0 | 0 | 0 | 0 | 0 | 0 | 0 | 0 | 1 | 0 | 0 | 101.6 | 5 | 0 | 0 | 0 | 0 | 0 | 0 | 0 | 0 | 0 | 1 | 1 | 1 | 3 | 1 | 1 | 1 | 1 | 1 | 1 | 1 | 1 | 1 | 1 | 1 | 1 | 1 | 1 | 1 | 3 | 1 | 1 | 1 | 1 | 1 | 1 | 1 | 1 | 1 | 1 | 1 | 1
PG&E East Kern Study Area | Kern | 115 | 0 | 0 | 0 | 0 | 0 | 0 | 0 | 0 | 0 | 0 | 0 | 0 | 0 | 0 | 0 | 0 | 0 | 0 | 0 | 0 | 0 | 0 | 0 | 200 | 150 | 0 | 0 | 0 | 0 | 0 | 0 | 0 | 0 | 0 | 0 | 0 | 0 | 0 | 0 | 0 | 1 | 1 | 1 | 1 | 1 | 1 | 1 | 1 | 1 | 1 | 1 | 1 | 1 | 1 | 1 | 0 | 1 | 1 | 1 | 1 | 1 | 1 | 1 | 1 | 1 | 1 | 3 | 3 | 1 | 3 | 1 | 1
PG&E East Kern Study Area | Kern Oil | 115 | 0 | 0 | 0 | 0 | 0 | 0 | 0 | 0 | 10 | 0 | 0 | 0 | 0 | 0 | 0 | 0 | 0 | 0 | 0 | 0 | 0 | 10 | 0 | 0 | 0 | 0 | 0 | 0 | 0 | 0 | 0 | 0 | 0 | 0 | 0 | 0 | 0 | 0 | 0 | 0 | 1 | 1 | 1 | 1 | 1 | 1 | 1 | 1 | 3 | 1 | 1 | 1 | 1 | 1 | 1 | 1 | 1 | 1 | 1 | 1 | 1 | 1 | 1 | 1 | 3 | 1 | 1 | 1 | 1 | 1 | 1 | 1
PG&E East Kern Study Area | Kern Power | 115 | 0 | 0 | 0 | 0 | 0 | 0 | 0 | 0 | 0 | 0 | 0 | 0 | 0 | 0 | 0 | 0 | 0 | 0 | 0 | 0 | 0 | 0 | 0 | 0 | 0 | 0 | 0 | 0 | 0 | 0 | 0 | 0 | 0 | 0 | 0 | 0 | 0 | 0 | 0 | 0 | 1 | 1 | 1 | 1 | 1 | 1 | 1 | 1 | 1 | 1 | 1 | 1 | 1 | 1 | 1 | 0 | 1 | 1 | 1 | 1 | 1 | 1 | 1 | 1 | 1 | 1 | 1 | 1 | 1 | 1 | 1 | 0
PG&E Fresno Study Area | Kingsburg | 115 | 0 | 0 | 0 | 0 | 0 | 0 | 0 | 0 | 0 | 0 | 0 | 0 | 0 | 0 | 0 | 0 | 0 | 0 | 0 | 0 | 0 | 0 | 0 | 0 | 0 | 0 | 0 | 0 | 0 | 0 | 0 | 0 | 0 | 0 | 0 | 0 | 0 | 0 | 0 | 0 | 1 | 1 | 1 | 1 | 1 | 1 | 1 | 1 | 1 | 1 | 1 | 1 | 1 | 1 | 1 | 0 | 1 | 1 | 1 | 1 | 1 | 1 | 1 | 1 | 1 | 1 | 1 | 1 | 1 | 1 | 1 | 0
SCE North of Lugo (NOL) Study Area | Kramer | 230 | 0 | 0 | 0 | 0 | 0 | 0 | 0 | 0 | 0 | 135 | 245.7657 | 234 | 0 | 0 | 0 | 0 | 0 | 0 | 0 | 0 | 0 | 0 | 465 | 1025.7657 | 865 | 0 | 0 | 0 | 0 | 0 | 0 | 0 | 0 | 0 | 0 | 0 | 615 | 449.9957 | 600 | 0 | 1 | 1 | 1 | 1 | 1 | 1 | 1 | 1 | 1 | 1 | 1 | 1 | 1 | 1 | 1 | 0 | 1 | 1 | 1 | 1 | 1 | 1 | 1 | 1 | 1 | 1 | 3 | 2 | 1 | 2 | 1 | 1
SCE North of Lugo (NOL) Study Area | Kramer | 115 | 0 | 0 | 0 | 0 | 0 | 0 | 0 | 0 | 0 | 90 | 0 | 75 | 0 | 0 | 0 | 0 | 0 | 0 | 0 | 0 | 0 | 0 | 90 | 0 | 75 | 0 | 0 | 0 | 0 | 0 | 0 | 0 | 0 | 0 | 0 | 0 | 95 | 0 | 75 | 0 | 1 | 1 | 1 | 1 | 1 | 1 | 1 | 1 | 1 | 1 | 1 | 1 | 1 | 1 | 1 | 0 | 1 | 1 | 1 | 1 | 1 | 1 | 1 | 1 | 1 | 1 | 1 | 1 | 1 | 1 | 1 | 0
SCE Metro Study Area | La Cienega | 230 | 0 | 0 | 0 | 0 | 0 | 0 | 0 | 0 | 0 | 0 | 0 | 0 | 0 | 0 | 0 | 0 | 0 | 0 | 0 | 0 | 0 | 0 | 0 | 0 | 0 | 0 | 0 | 0 | 0 | 0 | 0 | 0 | 0 | 0 | 0 | 0 | 0 | 0 | 0 | 0 | 1 | 1 | 1 | 1 | 1 | 1 | 1 | 1 | 1 | 1 | 1 | 1 | 1 | 1 | 1 | 0 | 1 | 1 | 1 | 1 | 1 | 1 | 1 | 1 | 1 | 1 | 1 | 1 | 1 | 1 | 1 | 0
SCE Metro Study Area | La Fresa | 230 | 0 | 0 | 0 | 0 | 0 | 0 | 0 | 0 | 0 | 0 | 0 | 0 | 0 | 0 | 0 | 0 | 0 | 0 | 0 | 0 | 0 | 0 | 0 | 0 | 0 | 0 | 0 | 0 | 0 | 0 | 0 | 0 | 0 | 0 | 0 | 0 | 0 | 0 | 0 | 0 | 1 | 1 | 1 | 1 | 1 | 1 | 1 | 1 | 1 | 1 | 1 | 1 | 1 | 1 | 1 | 0 | 1 | 1 | 1 | 1 | 1 | 1 | 1 | 1 | 1 | 1 | 1 | 1 | 1 | 1 | 1 | 0
SCE Metro Study Area | Laguna Bell | 230 | 0 | 0 | 0 | 0 | 0 | 0 | 0 | 0 | 0 | 0 | 0 | 500 | 0 | 0 | 0 | 0 | 0 | 0 | 0 | 0 | 0 | 0 | 0 | 0 | 400 | 0 | 0 | 0 | 0 | 0 | 0 | 0 | 0 | 0 | 0 | 0 | 0 | 0 | 300 | 0 | 1 | 1 | 1 | 1 | 1 | 1 | 1 | 1 | 1 | 1 | 1 | 2 | 1 | 1 | 1 | 1 | 1 | 1 | 1 | 1 | 1 | 1 | 1 | 1 | 1 | 1 | 1 | 2 | 1 | 1 | 1 | 1
PG&E North of Greater Bay Study Area | Lakeville | 230 | 0 | 0 | 0 | 0 | 0 | 0 | 0 | 0 | 0 | 0 | 0 | 0 | 0 | 0 | 0 | 0 | 0 | 0 | 0 | 0 | 0 | 0 | 0 | 0 | 0 | 0 | 0 | 0 | 1 | 0 | 0 | 0 | 0 | 0 | 0 | 0 | 0 | 0 | 33 | 0 | 1 | 1 | 1 | 1 | 1 | 1 | 1 | 1 | 1 | 1 | 1 | 1 | 1 | 1 | 1 | 0 | 1 | 1 | 1 | 1 | 1 | 1 | 1 | 1 | 1 | 1 | 1 | 1 | 1 | 1 | 1 | 0
PG&E East Kern Study Area | Lamont | 115 | 0 | 0 | 0 | 0 | 0 | 0 | 0 | 0 | 4 | 0 | 105 | 95 | 0 | 0 | 0 | 0 | 0 | 0 | 0 | 0 | 0 | 4 | 130 | 170 | 135 | 0 | 0 | 0 | 0 | 0 | 0 | 0 | 0 | 0 | 0 | 2 | 50 | 100 | 95 | 0 | 1 | 1 | 1 | 1 | 1 | 1 | 1 | 1 | 2 | 1 | 2 | 1 | 1 | 1 | 1 | 1 | 1 | 1 | 1 | 1 | 1 | 1 | 1 | 1 | 2 | 3 | 2 | 2 | 1 | 2 | 1 | 1
East of Pisgah Study Area | Lathrop | 138 | 0 | 0 | 0 | 0 | 0 | 0 | 0 | 0 | 0 | 0 | 0 | 0 | 0 | 0 | 0 | 0 | 0 | 0 | 0 | 0 | 0 | 0 | 100 | 400 | 270 | 0 | 0 | 0 | 0 | 0 | 0 | 0 | 0 | 0 | 0 | 0 | 136 | 0 | 0 | 0 | 1 | 1 | 1 | 1 | 1 | 1 | 1 | 1 | 1 | 1 | 1 | 1 | 1 | 1 | 1 | 0 | 1 | 1 | 1 | 1 | 1 | 1 | 1 | 1 | 1 | 1 | 3 | 3 | 1 | 3 | 1 | 1
PG&E Fresno Study Area | Le Grand | 115 | 0 | 0 | 0 | 0 | 0 | 0 | 0 | 0 | 0 | 0 | 0 | 0 | 0 | 0 | 0 | 0 | 0 | 0 | 0 | 0 | 0 | 0 | 0 | 100 | 75 | 0 | 0 | 0 | 0 | 0 | 0 | 0 | 0 | 0 | 0 | 3 | 60 | 59.11 | 0 | 0 | 1 | 1 | 1 | 1 | 1 | 1 | 1 | 1 | 1 | 1 | 1 | 1 | 1 | 1 | 1 | 0 | 1 | 1 | 1 | 1 | 1 | 1 | 1 | 1 | 1 | 1 | 2 | 3 | 1 | 1 | 1 | 1
SCE Eastern Study Area | Lee Lake (Proposed) | 500 | 0 | 0 | 0 | 0 | 0 | 0 | 0 | 0 | 0 | 0 | 0 | 0 | 0 | 0 | 0 | 0 | 0 | 0 | 0 | 0 | 0 | 0 | 0 | 0 | 0 | 0 | 0 | 0 | 0 | 0 | 0 | 0 | 0 | 0 | 0 | 0 | 0 | 0 | 0 | 0 | 1 | 1 | 1 | 1 | 1 | 1 | 1 | 1 | 1 | 1 | 1 | 1 | 1 | 1 | 1 | 0 | 1 | 1 | 1 | 1 | 1 | 1 | 1 | 1 | 1 | 1 | 1 | 1 | 1 | 1 | 1 | 0
PG&E Fresno Study Area | Leprino Jct | 115 | 0 | 0 | 0 | 0 | 0 | 0 | 0 | 0 | 0 | 0 | 0 | 0 | 0 | 0 | 0 | 0 | 0 | 0 | 0 | 0 | 0 | 0 | 0 | 0 | 0 | 0 | 0 | 0 | 0 | 0 | 0 | 0 | 0 | 0 | 0 | 0 | 0 | 0 | 0 | 0 | 1 | 1 | 1 | 1 | 1 | 1 | 1 | 1 | 1 | 1 | 1 | 1 | 1 | 1 | 1 | 0 | 1 | 1 | 1 | 1 | 1 | 1 | 1 | 1 | 1 | 1 | 1 | 1 | 1 | 1 | 1 | 0
PG&E East Kern Study Area | Lerdo | 115 | 0 | 0 | 0 | 0 | 0 | 0 | 0 | 0 | 5 | 0 | 0 | 0 | 0 | 0 | 0 | 0 | 0 | 0 | 0 | 0 | 0 | 5 | 0 | 0 | 0 | 0 | 0 | 0 | 0 | 0 | 0 | 0 | 0 | 0 | 0 | 0 | 0 | 0 | 0 | 0 | 1 | 1 | 1 | 1 | 1 | 1 | 1 | 1 | 3 | 1 | 1 | 1 | 1 | 1 | 1 | 1 | 1 | 1 | 1 | 1 | 1 | 1 | 1 | 1 | 3 | 1 | 1 | 1 | 1 | 1 | 1 | 1
SCE Metro Study Area | Lewis | 230 | 0 | 0 | 0 | 0 | 0 | 0 | 0 | 0 | 0 | 0 | 0 | 0 | 0 | 0 | 0 | 0 | 0 | 0 | 0 | 0 | 0 | 0 | 0 | 0 | 0 | 0 | 0 | 0 | 0 | 0 | 0 | 0 | 0 | 0 | 0 | 0 | 0 | 0 | 0 | 0 | 1 | 1 | 1 | 1 | 1 | 1 | 1 | 1 | 1 | 1 | 1 | 1 | 1 | 1 | 1 | 0 | 1 | 1 | 1 | 1 | 1 | 1 | 1 | 1 | 1 | 1 | 1 | 1 | 1 | 1 | 1 | 0
SCE Metro Study Area | Lighthipe | 230 | 0 | 0 | 0 | 0 | 0 | 0 | 0 | 0 | 0 | 0 | 0 | 0 | 0 | 0 | 0 | 0 | 0 | 0 | 0 | 0 | 0 | 0 | 0 | 0 | 50 | 0 | 0 | 0 | 0 | 0 | 0 | 0 | 0 | 0 | 0 | 0 | 0 | 0 | 100 | 0 | 1 | 1 | 1 | 1 | 1 | 1 | 1 | 1 | 1 | 1 | 1 | 1 | 1 | 1 | 1 | 0 | 1 | 1 | 1 | 1 | 1 | 1 | 1 | 1 | 1 | 1 | 1 | 1 | 1 | 1 | 1 | 0
PG&E North of Greater Bay Study Area | Lockeford | 115 | 0 | 0 | 0 | 0 | 0 | 0 | 0 | 0 | 0 | 0 | 0 | 0 | 0 | 0 | 0 | 0 | 0 | 0 | 0 | 0 | 0 | 0 | 0 | 0 | 0 | 0 | 0 | 0 | 0 | 0 | 0 | 0 | 0 | 0 | 0 | 0 | 0 | 0 | 0 | 0 | 1 | 1 | 1 | 1 | 1 | 1 | 1 | 1 | 1 | 1 | 1 | 1 | 1 | 1 | 1 | 0 | 1 | 1 | 1 | 1 | 1 | 1 | 1 | 1 | 1 | 1 | 1 | 1 | 1 | 1 | 1 | 0
PG&E North of Greater Bay Study Area | Lone Tree | 230 | 0 | 0 | 0 | 0 | 0 | 0 | 0 | 0 | 0 | 0 | 0 | 0 | 0 | 0 | 0 | 0 | 0 | 0 | 0 | 0 | 0 | 0 | 0 | 0 | 0 | 0 | 0 | 0 | 0 | 0 | 0 | 0 | 0 | 0 | 0 | 1 | 0 | 0 | 0 | 0 | 1 | 1 | 1 | 1 | 1 | 1 | 1 | 1 | 1 | 1 | 1 | 1 | 1 | 1 | 1 | 0 | 1 | 1 | 1 | 1 | 1 | 1 | 1 | 1 | 1 | 1 | 1 | 1 | 1 | 1 | 1 | 0
SCE Metro Study Area | Long Beach | 230 | 0 | 0 | 0 | 0 | 0 | 0 | 0 | 0 | 0 | 0 | 0 | 0 | 0 | 0 | 0 | 0 | 0 | 0 | 0 | 0 | 0 | 0 | 0 | 0 | 0 | 0 | 0 | 0 | 0 | 0 | 0 | 0 | 0 | 0 | 0 | 0 | 0 | 0 | 0 | 0 | 1 | 1 | 1 | 1 | 1 | 1 | 1 | 1 | 1 | 1 | 1 | 1 | 1 | 1 | 1 | 0 | 1 | 1 | 1 | 1 | 1 | 1 | 1 | 1 | 1 | 1 | 1 | 1 | 1 | 1 | 1 | 0
PG&E Fresno Study Area | Los Banos | 230 | 0 | 0 | 186 | 0 | 0 | 0 | 0 | 0 | 0 | 0 | 190 | 80 | 0 | 0 | 0 | 186 | 0 | 0 | 0 | 0 | 0 | 0 | 200 | 190 | 145 | 0 | 1 | 0 | 0 | 150 | 0 | 0 | 0 | 0 | 0 | 1 | 300 | 200 | 80 | 0 | 1 | 1 | 2 | 1 | 1 | 1 | 1 | 1 | 1 | 1 | 1 | 1 | 1 | 1 | 2 | 1 | 1 | 1 | 2 | 1 | 1 | 1 | 1 | 1 | 1 | 1 | 1 | 2 | 1 | 1 | 2 | 1
PG&E S500 Study Area | Los Banos | 500 | 0 | 0 | 0 | 0 | 0 | 0 | 0 | 0 | 0 | 0 | 0 | 0 | 0 | 0 | 0 | 0 | 0 | 0 | 0 | 0 | 0 | 0 | 400 | 450 | 350 | 0 | 0 | 0 | 0 | 0 | 0 | 0 | 0 | 0 | 0 | 0 | 0 | 0 | 0 | 0 | 1 | 1 | 1 | 1 | 1 | 1 | 1 | 1 | 1 | 1 | 1 | 1 | 1 | 1 | 1 | 0 | 1 | 1 | 1 | 1 | 1 | 1 | 1 | 1 | 1 | 3 | 3 | 3 | 1 | 3 | 1 | 1
PG&E North of Greater Bay Study Area | Los Esteros | 115 | 0 | 5 | 0 | 0 | 0 | 0 | 0 | 0 | 10 | 0 | 0 | 90 | 0 | 0 | 5 | 0 | 0 | 0 | 0 | 0 | 0 | 10 | 0 | 0 | 200 | 0 | 0 | 0 | 3 | 0 | 0 | 0 | 0 | 0 | 0 | 5 | 0 | 0 | 200 | 0 | 1 | 2 | 1 | 1 | 1 | 1 | 1 | 1 | 2 | 1 | 1 | 1 | 1 | 1 | 1 | 1 | 1 | 2 | 1 | 1 | 1 | 1 | 1 | 1 | 2 | 1 | 1 | 1 | 1 | 1 | 1 | 1
SCE North of Lugo (NOL) Study Area | Lugo | 500 | 0 | 0 | 0 | 0 | 0 | 0 | 0 | 0 | 0 | 0 | 0 | 0 | 0 | 0 | 0 | 0 | 0 | 0 | 0 | 0 | 0 | 0 | 0 | 0 | 0 | 0 | 0 | 0 | 0 | 0 | 0 | 0 | 0 | 0 | 0 | 0 | 0 | 0 | 0 | 0 | 1 | 1 | 1 | 1 | 1 | 1 | 1 | 1 | 1 | 1 | 1 | 1 | 1 | 1 | 1 | 0 | 1 | 1 | 1 | 1 | 1 | 1 | 1 | 1 | 1 | 1 | 1 | 1 | 1 | 1 | 1 | 0
SCE North of Lugo (NOL) Study Area | Lugo | 230 | 0 | 0 | 0 | 0 | 0 | 0 | 0 | 0 | 0 | 0 | 0 | 0 | 0 | 0 | 0 | 0 | 0 | 0 | 0 | 0 | 0 | 0 | 0 | 0 | 0 | 0 | 0 | 0 | 0 | 0 | 0 | 0 | 0 | 0 | 0 | 0 | 0 | 0 | 0 | 0 | 1 | 1 | 1 | 1 | 1 | 1 | 1 | 1 | 1 | 1 | 1 | 1 | 1 | 1 | 1 | 0 | 1 | 1 | 1 | 1 | 1 | 1 | 1 | 1 | 1 | 1 | 1 | 1 | 1 | 1 | 1 | 0
SCE Northern Area | Magunden | 230 | 0 | 0 | 0 | 0 | 0 | 0 | 0 | 0 | 0 | 0 | 0 | 0 | 0 | 0 | 0 | 0 | 0 | 0 | 0 | 0 | 0 | 0 | 0 | 0 | 0 | 0 | 0 | 0 | 0 | 0 | 0 | 0 | 0 | 0 | 0 | 0 | 0 | 0 | 0 | 0 | 1 | 1 | 1 | 1 | 1 | 1 | 1 | 1 | 1 | 1 | 1 | 1 | 1 | 1 | 1 | 0 | 1 | 1 | 1 | 1 | 1 | 1 | 1 | 1 | 1 | 1 | 1 | 1 | 1 | 1 | 1 | 0
SCE Northern Area | Magunden | 115 | 0 | 0 | 0 | 0 | 0 | 0 | 0 | 0 | 0 | 0 | 0 | 0 | 0 | 0 | 0 | 0 | 0 | 0 | 0 | 0 | 0 | 0 | 0 | 0 | 0 | 0 | 0 | 0 | 0 | 0 | 0 | 0 | 0 | 0 | 0 | 0 | 0 | 0 | 0 | 0 | 1 | 1 | 1 | 1 | 1 | 1 | 1 | 1 | 1 | 1 | 1 | 1 | 1 | 1 | 1 | 0 | 1 | 1 | 1 | 1 | 1 | 1 | 1 | 1 | 1 | 1 | 1 | 1 | 1 | 1 | 1 | 0
PG&E Fresno Study Area | Malaga | 115 | 0 | 0 | 0 | 0 | 0 | 0 | 0 | 0 | 0 | 0 | 0 | 0 | 0 | 0 | 0 | 0 | 0 | 0 | 0 | 0 | 0 | 0 | 0 | 0 | 0 | 0 | 0 | 0 | 3.88 | 0 | 0 | 0 | 0 | 0 | 0 | 0 | 0 | 0 | 0 | 0 | 1 | 1 | 1 | 1 | 1 | 1 | 1 | 1 | 1 | 1 | 1 | 1 | 1 | 1 | 1 | 0 | 1 | 1 | 1 | 1 | 1 | 1 | 1 | 1 | 1 | 1 | 1 | 1 | 1 | 1 | 1 | 0
SCE Northern Area | Mandalay | 230 | 0 | 0 | 0 | 0 | 0 | 0 | 0 | 0 | 0 | 0 | 0 | 0 | 0 | 0 | 0 | 0 | 0 | 0 | 0 | 0 | 0 | 0 | 0 | 0 | 155 | 0 | 0 | 0 | 0 | 0 | 0 | 0 | 0 | 0 | 0 | 0 | 0 | 0 | 0 | 0 | 1 | 1 | 1 | 1 | 1 | 1 | 1 | 1 | 1 | 1 | 1 | 1 | 1 | 1 | 1 | 0 | 1 | 1 | 1 | 1 | 1 | 1 | 1 | 1 | 1 | 1 | 1 | 3 | 1 | 1 | 1 | 1
PG&E North of Greater Bay Study Area | Martin (San Francisco H) | 115 | 0 | 0 | 0 | 0 | 0 | 0 | 0 | 0 | 19 | 0 | 0 | 90 | 0 | 0 | 0 | 0 | 0 | 0 | 0 | 0 | 0 | 19 | 0 | 0 | 190 | 0 | 0 | 0 | 0 | 0 | 0 | 0 | 0 | 0 | 0 | 8 | 0 | 0 | 179.62 | 0 | 1 | 1 | 1 | 1 | 1 | 1 | 1 | 1 | 3 | 1 | 1 | 1 | 1 | 1 | 1 | 1 | 1 | 1 | 1 | 1 | 1 | 1 | 1 | 1 | 3 | 1 | 1 | 2 | 1 | 1 | 1 | 1
PG&E North of Greater Bay Study Area | Martinez | 115 | 0 | 0 | 0 | 0 | 0 | 0 | 0 | 0 | 0 | 0 | 0 | 0 | 0 | 0 | 0 | 0 | 0 | 0 | 0 | 0 | 0 | 0 | 0 | 0 | 0 | 0 | 0 | 0 | 0 | 0 | 0 | 0 | 0 | 0 | 0 | 0 | 0 | 0 | 20 | 0 | 1 | 1 | 1 | 1 | 1 | 1 | 1 | 1 | 1 | 1 | 1 | 1 | 1 | 1 | 1 | 0 | 1 | 1 | 1 | 1 | 1 | 1 | 1 | 1 | 1 | 1 | 1 | 1 | 1 | 1 | 1 | 0
PG&E Fresno Study Area | McCall | 230 | 0 | 0 | 0 | 0 | 0 | 0 | 0 | 0 | 0 | 0 | 100 | 100 | 0 | 0 | 0 | 0 | 0 | 0 | 0 | 0 | 0 | 0 | 0 | 100 | 100 | 0 | 0 | 0 | 0 | 0 | 0 | 0 | 0 | 0 | 0 | 0 | 0 | 0 | 0 | 0 | 1 | 1 | 1 | 1 | 1 | 1 | 1 | 1 | 1 | 1 | 3 | 3 | 1 | 3 | 1 | 1 | 1 | 1 | 1 | 1 | 1 | 1 | 1 | 1 | 1 | 1 | 3 | 3 | 1 | 3 | 1 | 1
PG&E Fresno Study Area | McCall | 115 | 0 | 0 | 0 | 0 | 0 | 0 | 0 | 0 | 0 | 0 | 0 | 0 | 0 | 0 | 0 | 0 | 0 | 0 | 0 | 0 | 0 | 0 | 0 | 0 | 0 | 0 | 0 | 0 | 0 | 0 | 0 | 0 | 0 | 0 | 0 | 1.75 | 0 | 0 | 0 | 0 | 1 | 1 | 1 | 1 | 1 | 1 | 1 | 1 | 1 | 1 | 1 | 1 | 1 | 1 | 1 | 0 | 1 | 1 | 1 | 1 | 1 | 1 | 1 | 1 | 1 | 1 | 1 | 1 | 1 | 1 | 1 | 0
PG&E Fresno Study Area | Mc Mullin | 230 | 0 | 0 | 0 | 0 | 0 | 0 | 0 | 0 | 0 | 0 | 0 | 0 | 0 | 0 | 0 | 0 | 0 | 0 | 0 | 0 | 0 | 0 | 0 | 0 | 0 | 0 | 0 | 0 | 0 | 0 | 0 | 0 | 0 | 0 | 0 | 0 | 0 | 0 | 0 | 0 | 1 | 1 | 1 | 1 | 1 | 1 | 1 | 1 | 1 | 1 | 1 | 1 | 1 | 1 | 1 | 0 | 1 | 1 | 1 | 1 | 1 | 1 | 1 | 1 | 1 | 1 | 1 | 1 | 1 | 1 | 1 | 0
East of Pisgah Study Area | Mead | 230 | 0 | 0 | 350 | 0 | 0 | 0 | 0 | 0 | 0 | 0 | 0 | 0 | 0 | 0 | 0 | 350 | 0 | 0 | 0 | 0 | 0 | 0 | 0 | 0 | 0 | 0 | 1 | 0 | 0 | 300 | 0 | 0 | 0 | 0 | 0 | 0 | 0 | 0 | 0 | 0 | 1 | 1 | 2 | 1 | 1 | 1 | 1 | 1 | 1 | 1 | 1 | 1 | 1 | 1 | 2 | 1 | 1 | 1 | 2 | 1 | 1 | 1 | 1 | 1 | 1 | 1 | 1 | 1 | 1 | 1 | 2 | 1
PG&E North of Greater Bay Study Area | Mendocino | 115 | 0 | 0 | 0 | 0 | 0 | 0 | 0 | 0 | 0 | 0 | 0 | 5 | 0 | 0 | 0 | 0 | 0 | 0 | 0 | 0 | 0 | 0 | 0 | 0 | 5 | 0 | 0 | 0 | 1 | 0 | 0 | 0 | 0 | 0 | 0 | 0 | 0 | 0 | 0 | 0 | 1 | 1 | 1 | 1 | 1 | 1 | 1 | 1 | 1 | 1 | 1 | 3 | 1 | 1 | 1 | 1 | 1 | 1 | 1 | 1 | 1 | 1 | 1 | 1 | 1 | 1 | 1 | 3 | 1 | 1 | 1 | 1
PG&E Fresno Study Area | Mendota | 115 | 0 | 0 | 0 | 0 | 0 | 0 | 0 | 0 | 0 | 160 | 0 | 0 | 0 | 0 | 0 | 0 | 0 | 0 | 0 | 0 | 0 | 0 | 160 | 0 | 0 | 0 | 0 | 0 | 0 | 0 | 0 | 0 | 0 | 0 | 0 | 0 | 160 | 0 | 0 | 0 | 1 | 1 | 1 | 1 | 1 | 1 | 1 | 1 | 1 | 1 | 1 | 1 | 1 | 1 | 1 | 0 | 1 | 1 | 1 | 1 | 1 | 1 | 1 | 1 | 1 | 1 | 1 | 1 | 1 | 1 | 1 | 0
PG&E Fresno Study Area | Merced | 115 | 0 | 5 | 0 | 0 | 0 | 0 | 0 | 0 | 10 | 0 | 0 | 0 | 0 | 0 | 5 | 0 | 0 | 0 | 0 | 0 | 0 | 10 | 0 | 0 | 0 | 0 | 0 | 0 | 0 | 0 | 0 | 0 | 0 | 0 | 0 | 6 | 0 | 0 | 0 | 0 | 1 | 3 | 1 | 1 | 1 | 1 | 1 | 1 | 2 | 1 | 1 | 1 | 1 | 1 | 1 | 1 | 1 | 3 | 1 | 1 | 1 | 1 | 1 | 1 | 2 | 1 | 1 | 1 | 1 | 1 | 1 | 1
PG&E East Kern Study Area | Mesa | 115 | 0 | 0 | 0 | 0 | 0 | 0 | 0 | 0 | 0 | 0 | 0 | 50 | 0 | 0 | 0 | 0 | 0 | 0 | 0 | 0 | 0 | 0 | 0 | 0 | 50 | 0 | 0 | 0 | 0 | 0 | 0 | 0 | 0 | 0 | 0 | 0 | 0 | 0 | 50 | 0 | 1 | 1 | 1 | 1 | 1 | 1 | 1 | 1 | 1 | 1 | 1 | 1 | 1 | 1 | 1 | 0 | 1 | 1 | 1 | 1 | 1 | 1 | 1 | 1 | 1 | 1 | 1 | 1 | 1 | 1 | 1 | 0
PG&E East Kern Study Area | Mesa | 230 | 0 | 0 | 0 | 0 | 0 | 0 | 0 | 0 | 0 | 0 | 0 | 0 | 0 | 0 | 0 | 0 | 0 | 0 | 0 | 0 | 0 | 0 | 0 | 0 | 0 | 0 | 0 | 0 | 0 | 0 | 0 | 0 | 0 | 0 | 0 | 0 | 0 | 0 | 99.701 | 0 | 1 | 1 | 1 | 1 | 1 | 1 | 1 | 1 | 1 | 1 | 1 | 1 | 1 | 1 | 1 | 0 | 1 | 1 | 1 | 1 | 1 | 1 | 1 | 1 | 1 | 1 | 1 | 1 | 1 | 1 | 1 | 0
SCE Northern Area | Mesa (SCE) | 230 | 0 | 0 | 0 | 0 | 0 | 0 | 0 | 0 | 0 | 0 | 0 | 0 | 0 | 0 | 0 | 0 | 0 | 0 | 0 | 0 | 0 | 0 | 0 | 0 | 0 | 0 | 0 | 0 | 0 | 0 | 0 | 0 | 0 | 0 | 0 | 0 | 0 | 0 | 0 | 0 | 1 | 1 | 1 | 1 | 1 | 1 | 1 | 1 | 1 | 1 | 1 | 1 | 1 | 1 | 1 | 0 | 1 | 1 | 1 | 1 | 1 | 1 | 1 | 1 | 1 | 1 | 1 | 1 | 1 | 1 | 1 | 0
PG&E North of Greater Bay Study Area | Metcalf | 230 | 0 | 4 | 0 | 0 | 0 | 0 | 0 | 0 | 35 | 0 | 0 | 75 | 0 | 0 | 4 | 0 | 0 | 0 | 0 | 0 | 0 | 35 | 0 | 0 | 195 | 0 | 0 | 0 | 2 | 0 | 0 | 0 | 0 | 0 | 0 | 4 | 0 | 0 | 115.38 | 0 | 1 | 2 | 1 | 1 | 1 | 1 | 1 | 1 | 3 | 1 | 1 | 1 | 1 | 1 | 1 | 1 | 1 | 2 | 1 | 1 | 1 | 1 | 1 | 1 | 3 | 1 | 1 | 2 | 1 | 1 | 1 | 1
PG&E East Kern Study Area | Midway | 230 | 0 | 0 | 0 | 0 | 0 | 0 | 0 | 0 | 0 | 0 | 125.1844 | 60 | 0 | 0 | 0 | 0 | 0 | 0 | 0 | 0 | 0 | 0 | 8 | 425.1844 | 310 | 0 | 0 | 0 | 0 | 0 | 0 | 0 | 0 | 0 | 0 | 0 | 50 | 200.0044 | 92 | 0 | 1 | 1 | 1 | 1 | 1 | 1 | 1 | 1 | 1 | 1 | 1 | 1 | 1 | 1 | 1 | 0 | 1 | 1 | 1 | 1 | 1 | 1 | 1 | 1 | 1 | 1 | 3 | 3 | 1 | 2 | 1 | 1
PG&E East Kern Study Area | Midway | 500 | 0 | 0 | 0 | 0 | 0 | 0 | 0 | 0 | 0 | 0 | 0 | 0 | 0 | 0 | 0 | 0 | 0 | 0 | 0 | 0 | 0 | 0 | 200 | 600 | 500 | 0 | 0 | 0 | 0 | 0 | 0 | 0 | 0 | 0 | 0 | 0 | 0 | 0 | 0 | 0 | 1 | 1 | 1 | 1 | 1 | 1 | 1 | 1 | 1 | 1 | 1 | 1 | 1 | 1 | 1 | 0 | 1 | 1 | 1 | 1 | 1 | 1 | 1 | 1 | 1 | 3 | 3 | 3 | 1 | 3 | 1 | 1
PG&E East Kern Study Area | Midway | 115 | 0 | 0 | 0 | 0 | 0 | 0 | 0 | 0 | 0 | 0 | 100 | 89 | 0 | 0 | 0 | 0 | 0 | 0 | 0 | 0 | 0 | 0 | 0 | 100 | 89 | 0 | 0 | 0 | 0 | 0 | 0 | 0 | 0 | 0 | 0 | 0 | 200 | 0 | 0 | 0 | 1 | 1 | 1 | 1 | 1 | 1 | 1 | 1 | 1 | 1 | 3 | 3 | 1 | 1 | 1 | 1 | 1 | 1 | 1 | 1 | 1 | 1 | 1 | 1 | 1 | 1 | 3 | 3 | 1 | 1 | 1 | 1
SDG&E Study Area | Miguel | 500 | 0 | 0 | 0 | 0 | 0 | 0 | 0 | 0 | 0 | 0 | 0 | 0 | 0 | 0 | 0 | 0 | 0 | 0 | 0 | 0 | 0 | 0 | 0 | 0 | 0 | 0 | 0 | 0 | 0 | 0 | 0 | 0 | 0 | 0 | 0 | 0 | 0 | 0 | 0 | 0 | 1 | 1 | 1 | 1 | 1 | 1 | 1 | 1 | 1 | 1 | 1 | 1 | 1 | 1 | 1 | 0 | 1 | 1 | 1 | 1 | 1 | 1 | 1 | 1 | 1 | 1 | 1 | 1 | 1 | 1 | 1 | 0
SDG&E Study Area | Miguel | 230 | 0 | 0 | 0 | 0 | 0 | 0 | 0 | 0 | 0 | 0 | 0 | 0 | 0 | 0 | 0 | 0 | 0 | 0 | 0 | 0 | 0 | 0 | 0 | 0 | 0 | 0 | 0 | 0 | 0 | 0 | 0 | 0 | 0 | 0 | 0 | 0 | 0 | 0 | 10 | 0 | 1 | 1 | 1 | 1 | 1 | 1 | 1 | 1 | 1 | 1 | 1 | 1 | 1 | 1 | 1 | 0 | 1 | 1 | 1 | 1 | 1 | 1 | 1 | 1 | 1 | 1 | 1 | 1 | 1 | 1 | 1 | 0
SCE Metro Study Area | Mira Loma | 500 | 0 | 0 | 0 | 0 | 0 | 0 | 0 | 0 | 0 | 0 | 0 | 0 | 0 | 0 | 0 | 0 | 0 | 0 | 0 | 0 | 0 | 0 | 0 | 0 | 0 | 0 | 0 | 0 | 0 | 0 | 0 | 0 | 0 | 0 | 0 | 0 | 0 | 0 | 0 | 0 | 1 | 1 | 1 | 1 | 1 | 1 | 1 | 1 | 1 | 1 | 1 | 1 | 1 | 1 | 1 | 0 | 1 | 1 | 1 | 1 | 1 | 1 | 1 | 1 | 1 | 1 | 1 | 1 | 1 | 1 | 1 | 0
SCE Metro Study Area | Mira Loma | 230 | 0 | 0 | 0 | 0 | 0 | 0 | 0 | 0 | 0 | 0 | 0 | 0 | 0 | 0 | 0 | 0 | 0 | 0 | 0 | 0 | 0 | 0 | 0 | 0 | 200 | 0 | 0 | 0 | 0 | 0 | 0 | 0 | 0 | 0 | 0 | 0 | 0 | 0 | 150 | 0 | 1 | 1 | 1 | 1 | 1 | 1 | 1 | 1 | 1 | 1 | 1 | 1 | 1 | 1 | 1 | 0 | 1 | 1 | 1 | 1 | 1 | 1 | 1 | 1 | 1 | 1 | 1 | 2 | 1 | 1 | 1 | 1
SDG&E Study Area | Mission | 230 | 0 | 0 | 0 | 0 | 0 | 0 | 0 | 0 | 0 | 0 | 0 | 0 | 0 | 0 | 0 | 0 | 0 | 0 | 0 | 0 | 0 | 0 | 0 | 0 | 0 | 0 | 0 | 0 | 0 | 0 | 0 | 0 | 0 | 0 | 0 | 0 | 0 | 0 | 10 | 0 | 1 | 1 | 1 | 1 | 1 | 1 | 1 | 1 | 1 | 1 | 1 | 1 | 1 | 1 | 1 | 0 | 1 | 1 | 1 | 1 | 1 | 1 | 1 | 1 | 1 | 1 | 1 | 1 | 1 | 1 | 1 | 0
SDG&E Study Area | Mission | 138 | 0 | 0 | 0 | 0 | 0 | 0 | 0 | 0 | 0 | 0 | 0 | 0 | 0 | 0 | 0 | 0 | 0 | 0 | 0 | 0 | 0 | 0 | 0 | 0 | 50 | 0 | 0 | 0 | 0 | 0 | 0 | 0 | 0 | 0 | 0 | 0 | 0 | 0 | 50 | 0 | 1 | 1 | 1 | 1 | 1 | 1 | 1 | 1 | 1 | 1 | 1 | 1 | 1 | 1 | 1 | 0 | 1 | 1 | 1 | 1 | 1 | 1 | 1 | 1 | 1 | 1 | 1 | 1 | 1 | 1 | 1 | 0
East of Pisgah Study Area | Mohave | 500 | 0 | 0 | 0 | 0 | 0 | 0 | 0 | 0 | 0 | 0 | 568 | 228.0034 | 0 | 0 | 0 | 0 | 0 | 0 | 0 | 0 | 0 | 0 | 0 | 568 | 228.0034 | 0 | 0 | 0 | 0 | 0 | 0 | 0 | 0 | 0 | 0 | 0 | 520 | 700 | 700 | 0 | 1 | 1 | 1 | 1 | 1 | 1 | 1 | 1 | 1 | 1 | 1 | 1 | 1 | 1 | 1 | 0 | 1 | 1 | 1 | 1 | 1 | 1 | 1 | 1 | 1 | 1 | 1 | 1 | 1 | 1 | 1 | 0
SCE Northern Area | Moorpark | 230 | 0 | 0 | 0 | 0 | 0 | 0 | 0 | 0 | 0 | 0 | 500 | 500 | 0 | 0 | 0 | 0 | 0 | 0 | 0 | 0 | 0 | 0 | 0 | 500 | 500 | 0 | 0 | 0 | 0 | 0 | 0 | 0 | 0 | 0 | 0 | 0 | 0 | 400 | 385 | 0 | 1 | 1 | 1 | 1 | 1 | 1 | 1 | 1 | 1 | 1 | 2 | 2 | 1 | 2 | 1 | 1 | 1 | 1 | 1 | 1 | 1 | 1 | 1 | 1 | 1 | 1 | 2 | 2 | 1 | 2 | 1 | 1
PG&E East Kern Study Area | Morro Bay | 230 | 0 | 0 | 0 | 0 | 0 | 0 | 0 | 0 | 0 | 0 | 0 | 0 | 0 | 0 | 0 | 0 | 0 | 0 | 0 | 0 | 0 | 0 | 0 | 0 | 0 | 300 | 0 | 0 | 0 | 0 | 0 | 0 | 0 | 0 | 0 | 0 | 0 | 0 | 0 | 0 | 1 | 1 | 1 | 1 | 1 | 1 | 1 | 1 | 1 | 1 | 1 | 1 | 1 | 1 | 1 | 0 | 1 | 1 | 1 | 1 | 1 | 1 | 1 | 1 | 1 | 1 | 1 | 1 | 3 | 1 | 1 | 1
PG&E East Kern Study Area | Morro Bay (Proposed) | 500 | 0 | 0 | 0 | 0 | 0 | 0 | 1588 | 0 | 0 | 0 | 0 | 0 | 0 | 0 | 0 | 0 | 0 | 0 | 0 | 0 | 0 | 0 | 0 | 0 | 0 | 0 | 0 | 0 | 0 | 0 | 0 | 0 | 0 | 0 | 0 | 0 | 0 | 0 | 0 | 0 | 1 | 1 | 1 | 1 | 1 | 1 | 3 | 1 | 1 | 1 | 1 | 1 | 1 | 1 | 1 | 1 | 1 | 1 | 1 | 1 | 1 | 1 | 1 | 1 | 1 | 1 | 1 | 1 | 1 | 1 | 1 | 0
PG&E Fresno Study Area | Moss Landing | 500 | 0 | 0 | 0 | 0 | 0 | 0 | 0 | 0 | 0 | 0 | 0 | 400 | 0 | 0 | 0 | 0 | 0 | 0 | 0 | 0 | 0 | 0 | 0 | 0 | 400 | 0 | 0 | 0 | 0 | 0 | 0 | 0 | 0 | 0 | 0 | 0 | 0 | 0 | 750 | 0 | 1 | 1 | 1 | 1 | 1 | 1 | 1 | 1 | 1 | 1 | 1 | 1 | 1 | 1 | 1 | 0 | 1 | 1 | 1 | 1 | 1 | 1 | 1 | 1 | 1 | 1 | 1 | 1 | 1 | 1 | 1 | 0
PG&E Fresno Study Area | Moss Landing | 230 | 0 | 0 | 0 | 0 | 0 | 0 | 0 | 0 | 0 | 0 | 0 | 0 | 0 | 0 | 0 | 0 | 0 | 0 | 0 | 0 | 0 | 0 | 0 | 0 | 0 | 0 | 0 | 0 | 0 | 0 | 0 | 0 | 0 | 0 | 0 | 0 | 0 | 0 | 192.5 | 0 | 1 | 1 | 1 | 1 | 1 | 1 | 1 | 1 | 1 | 1 | 1 | 1 | 1 | 1 | 1 | 0 | 1 | 1 | 1 | 1 | 1 | 1 | 1 | 1 | 1 | 1 | 1 | 1 | 1 | 1 | 1 | 0
PG&E East Kern Study Area | Mustang | 230 | 0 | 0 | 0 | 0 | 0 | 0 | 0 | 0 | 0 | 100 | 0 | 0 | 0 | 0 | 0 | 0 | 0 | 0 | 0 | 0 | 0 | 0 | 150 | 250 | 200 | 0 | 0 | 0 | 0 | 0 | 0 | 0 | 0 | 0 | 0 | 0 | 250.5 | 287 | 375 | 0 | 1 | 1 | 1 | 1 | 1 | 1 | 1 | 1 | 1 | 1 | 1 | 1 | 1 | 1 | 1 | 0 | 1 | 1 | 1 | 1 | 1 | 1 | 1 | 1 | 1 | 1 | 1 | 1 | 1 | 1 | 1 | 0
PG&E Fresno Study Area | Newhall | 115 | 0 | 0 | 0 | 0 | 0 | 0 | 0 | 0 | 0 | 0 | 0 | 0 | 0 | 0 | 0 | 0 | 0 | 0 | 0 | 0 | 0 | 0 | 0 | 0 | 0 | 0 | 0 | 0 | 0 | 0 | 0 | 0 | 0 | 0 | 0 | 0 | 0 | 0 | 0 | 0 | 1 | 1 | 1 | 1 | 1 | 1 | 1 | 1 | 1 | 1 | 1 | 1 | 1 | 1 | 1 | 0 | 1 | 1 | 1 | 1 | 1 | 1 | 1 | 1 | 1 | 1 | 1 | 1 | 1 | 1 | 1 | 0
PG&E East Kern Study Area | Norco | 115 | 0 | 0 | 0 | 0 | 0 | 0 | 0 | 0 | 0 | 0 | 0 | 0 | 0 | 0 | 0 | 0 | 0 | 0 | 0 | 0 | 0 | 0 | 0 | 0 | 0 | 0 | 0 | 0 | 0 | 0 | 0 | 0 | 0 | 0 | 0 | 0 | 0 | 0 | 0 | 0 | 1 | 1 | 1 | 1 | 1 | 1 | 1 | 1 | 1 | 1 | 1 | 1 | 1 | 1 | 1 | 0 | 1 | 1 | 1 | 1 | 1 | 1 | 1 | 1 | 1 | 1 | 1 | 1 | 1 | 1 | 1 | 0
SDG&E Study Area | North Gila | 500 | 0 | 0 | 0 | 0 | 0 | 0 | 0 | 0 | 0 | 0 | 0 | 0 | 0 | 0 | 0 | 0 | 0 | 0 | 0 | 0 | 0 | 0 | 0 | 0 | 0 | 0 | 0 | 0 | 0 | 0 | 0 | 0 | 0 | 0 | 0 | 0 | 0 | 0 | 0 | 0 | 1 | 1 | 1 | 1 | 1 | 1 | 1 | 1 | 1 | 1 | 1 | 1 | 1 | 1 | 1 | 0 | 1 | 1 | 1 | 1 | 1 | 1 | 1 | 1 | 1 | 1 | 1 | 1 | 1 | 1 | 1 | 0
SDG&E Study Area | Ocotillo | 500 | 0 | 0 | 0 | 0 | 0 | 0 | 0 | 0 | 0 | 0 | 0 | 0 | 0 | 0 | 0 | 0 | 0 | 0 | 0 | 0 | 0 | 0 | 0 | 0 | 0 | 0 | 0 | 0 | 0 | 0 | 0 | 0 | 0 | 0 | 0 | 0 | 0 | 0 | 0 | 0 | 1 | 1 | 1 | 1 | 1 | 1 | 1 | 1 | 1 | 1 | 1 | 1 | 1 | 1 | 1 | 0 | 1 | 1 | 1 | 1 | 1 | 1 | 1 | 1 | 1 | 1 | 1 | 1 | 1 | 1 | 1 | 0
SDG&E Study Area | Old Town | 230 | 0 | 0 | 0 | 0 | 0 | 0 | 0 | 0 | 0 | 0 | 0 | 0 | 0 | 0 | 0 | 0 | 0 | 0 | 0 | 0 | 0 | 0 | 0 | 0 | 0 | 0 | 0 | 0 | 0 | 0 | 0 | 0 | 0 | 0 | 0 | 0 | 0 | 0 | 0 | 0 | 1 | 1 | 1 | 1 | 1 | 1 | 1 | 1 | 1 | 1 | 1 | 1 | 1 | 1 | 1 | 0 | 1 | 1 | 1 | 1 | 1 | 1 | 1 | 1 | 1 | 1 | 1 | 1 | 1 | 1 | 1 | 0
SCE Metro Study Area | Olinda | 230 | 0 | 0 | 0 | 0 | 0 | 0 | 0 | 0 | 0 | 0 | 0 | 0 | 0 | 0 | 0 | 0 | 0 | 0 | 0 | 0 | 0 | 0 | 0 | 0 | 0 | 0 | 0 | 0 | 0 | 0 | 0 | 0 | 0 | 0 | 0 | 0 | 0 | 0 | 0 | 0 | 1 | 1 | 1 | 1 | 1 | 1 | 1 | 1 | 1 | 1 | 1 | 1 | 1 | 1 | 1 | 0 | 1 | 1 | 1 | 1 | 1 | 1 | 1 | 1 | 1 | 1 | 1 | 1 | 1 | 1 | 1 | 0
PG&E East Kern Study Area | Olive | 115 | 0 | 0 | 0 | 0 | 0 | 0 | 0 | 0 | 0 | 0 | 40 | 10 | 0 | 0 | 0 | 0 | 0 | 0 | 0 | 0 | 0 | 0 | 0 | 40 | 30 | 0 | 0 | 0 | 0 | 0 | 0 | 0 | 0 | 0 | 0 | 0 | 40 | 0 | 20 | 0 | 1 | 1 | 1 | 1 | 1 | 1 | 1 | 1 | 1 | 1 | 3 | 1 | 1 | 1 | 1 | 1 | 1 | 1 | 1 | 1 | 1 | 1 | 1 | 1 | 1 | 1 | 3 | 2 | 1 | 1 | 1 | 1
PG&E North of Greater Bay Study Area | Olivehurst | 115 | 0 | 0 | 0 | 0 | 0 | 0 | 0 | 0 | 0 | 0 | 0 | 0 | 0 | 0 | 0 | 0 | 0 | 0 | 0 | 0 | 0 | 0 | 0 | 0 | 0 | 0 | 0 | 0 | 0 | 0 | 0 | 0 | 0 | 0 | 0 | 0 | 0 | 0 | 0 | 0 | 1 | 1 | 1 | 1 | 1 | 1 | 1 | 1 | 1 | 1 | 1 | 1 | 1 | 1 | 1 | 0 | 1 | 1 | 1 | 1 | 1 | 1 | 1 | 1 | 1 | 1 | 1 | 1 | 1 | 1 | 1 | 0
PG&E Fresno Study Area | Oro Loma | 115 | 0 | 0 | 0 | 0 | 0 | 0 | 0 | 0 | 0 | 0 | 0 | 0 | 0 | 0 | 0 | 0 | 0 | 0 | 0 | 0 | 0 | 0 | 0 | 0 | 0 | 0 | 0 | 0 | 0 | 0 | 0 | 0 | 0 | 0 | 0 | 0 | 0 | 0 | 0 | 0 | 1 | 1 | 1 | 1 | 1 | 1 | 1 | 1 | 1 | 1 | 1 | 1 | 1 | 1 | 1 | 0 | 1 | 1 | 1 | 1 | 1 | 1 | 1 | 1 | 1 | 1 | 1 | 1 | 1 | 1 | 1 | 0
SDG&E Study Area | Otay Mesa | 230 | 0 | 0 | 0 | 0 | 0 | 0 | 0 | 0 | 0 | 0 | 0 | 150 | 0 | 0 | 0 | 0 | 0 | 0 | 0 | 0 | 0 | 0 | 0 | 0 | 250 | 0 | 0 | 0 | 0 | 0 | 0 | 0 | 0 | 0 | 0 | 0 | 0 | 0 | 250 | 0 | 1 | 1 | 1 | 1 | 1 | 1 | 1 | 1 | 1 | 1 | 1 | 1 | 1 | 1 | 1 | 0 | 1 | 1 | 1 | 1 | 1 | 1 | 1 | 1 | 1 | 1 | 1 | 1 | 1 | 1 | 1 | 0
SCE Metro Study Area | Padua | 230 | 0 | 0 | 0 | 0 | 0 | 0 | 0 | 0 | 0 | 0 | 0 | 0 | 0 | 0 | 0 | 0 | 0 | 0 | 0 | 0 | 0 | 0 | 0 | 0 | 0 | 0 | 0 | 0 | 0 | 0 | 0 | 0 | 0 | 0 | 0 | 0 | 0 | 0 | 123.68 | 0 | 1 | 1 | 1 | 1 | 1 | 1 | 1 | 1 | 1 | 1 | 1 | 1 | 1 | 1 | 1 | 0 | 1 | 1 | 1 | 1 | 1 | 1 | 1 | 1 | 1 | 1 | 1 | 1 | 1 | 1 | 1 | 0
East of Pisgah Study Area | Pahrump | 230 | 0 | 0 | 0 | 0 | 0 | 0 | 0 | 0 | 0 | 0 | 0 | 0 | 0 | 0 | 0 | 0 | 0 | 0 | 0 | 0 | 0 | 0 | 0 | 0 | 0 | 0 | 0 | 0 | 0 | 0 | 0 | 0 | 0 | 0 | 0 | 0 | 0 | 0 | 0 | 0 | 1 | 1 | 1 | 1 | 1 | 1 | 1 | 1 | 1 | 1 | 1 | 1 | 1 | 1 | 1 | 0 | 1 | 1 | 1 | 1 | 1 | 1 | 1 | 1 | 1 | 1 | 1 | 1 | 1 | 1 | 1 | 0
East of Pisgah Study Area | Pahrump | 138 | 0 | 0 | 0 | 0 | 0 | 0 | 0 | 0 | 0 | 0 | 0 | 0 | 0 | 0 | 0 | 0 | 0 | 0 | 0 | 0 | 0 | 0 | 0 | 0 | 0 | 0 | 0 | 0 | 0 | 0 | 0 | 0 | 0 | 0 | 0 | 0 | 0 | 0 | 0 | 0 | 1 | 1 | 1 | 1 | 1 | 1 | 1 | 1 | 1 | 1 | 1 | 1 | 1 | 1 | 1 | 0 | 1 | 1 | 1 | 1 | 1 | 1 | 1 | 1 | 1 | 1 | 1 | 1 | 1 | 1 | 1 | 0
PG&E North of Greater Bay Study Area | Palermo | 230 | 0 | 5 | 0 | 0 | 0 | 0 | 0 | 0 | 0 | 0 | 0 | 0 | 0 | 0 | 5 | 0 | 0 | 0 | 0 | 0 | 0 | 0 | 0 | 0 | 0 | 0 | 0 | 0 | 9.92 | 0 | 0 | 0 | 0 | 0 | 0 | 0 | 0 | 0 | 0 | 0 | 1 | 1 | 1 | 1 | 1 | 1 | 1 | 1 | 1 | 1 | 1 | 1 | 1 | 1 | 1 | 0 | 1 | 1 | 1 | 1 | 1 | 1 | 1 | 1 | 1 | 1 | 1 | 1 | 1 | 1 | 1 | 0
SCE Eastern Study Area | Palo Verde | 500 | 0 | 0 | 124 | 0 | 438 | 0 | 0 | 0 | 0 | 0 | 0 | 0 | 0 | 0 | 0 | 124 | 0 | 2328 | 0 | 0 | 0 | 0 | 0 | 0 | 0 | 0 | 1 | 0 | 0 | 119 | 0 | 2328 | 0 | 0 | 0 | 0 | 0 | 0 | 0 | 0 | 1 | 1 | 2 | 1 | 1 | 1 | 1 | 1 | 1 | 1 | 1 | 1 | 1 | 1 | 2 | 1 | 1 | 1 | 2 | 1 | 1 | 1 | 1 | 1 | 1 | 1 | 1 | 1 | 1 | 1 | 2 | 1
SDG&E Study Area | Palomar | 230 | 0 | 0 | 0 | 0 | 0 | 0 | 0 | 0 | 0 | 0 | 0 | 0 | 0 | 0 | 0 | 0 | 0 | 0 | 0 | 0 | 0 | 0 | 0 | 0 | 0 | 0 | 0 | 0 | 0 | 0 | 0 | 0 | 0 | 0 | 0 | 0 | 0 | 0 | 0 | 0 | 1 | 1 | 1 | 1 | 1 | 1 | 1 | 1 | 1 | 1 | 1 | 1 | 1 | 1 | 1 | 0 | 1 | 1 | 1 | 1 | 1 | 1 | 1 | 1 | 1 | 1 | 1 | 1 | 1 | 1 | 1 | 0
PG&E Fresno Study Area | Panoche | 115 | 0 | 0 | 0 | 0 | 0 | 0 | 0 | 0 | 0 | 0 | 0 | 0 | 0 | 0 | 0 | 0 | 0 | 0 | 0 | 0 | 0 | 0 | 0 | 0 | 0 | 0 | 0 | 0 | 0 | 0 | 0 | 0 | 0 | 0 | 0 | 0 | 0 | 0 | 0 | 0 | 1 | 1 | 1 | 1 | 1 | 1 | 1 | 1 | 1 | 1 | 1 | 1 | 1 | 1 | 1 | 0 | 1 | 1 | 1 | 1 | 1 | 1 | 1 | 1 | 1 | 1 | 1 | 1 | 1 | 1 | 1 | 0
PG&E Fresno Study Area | Panoche | 230 | 0 | 0 | 0 | 0 | 0 | 0 | 0 | 0 | 0 | 0 | 180 | 110 | 0 | 0 | 0 | 0 | 0 | 0 | 0 | 0 | 0 | 0 | 0 | 370 | 270 | 0 | 0 | 0 | 0 | 0 | 0 | 0 | 0 | 0 | 0 | 0 | 50 | 150 | 80 | 0 | 1 | 1 | 1 | 1 | 1 | 1 | 1 | 1 | 1 | 1 | 2 | 2 | 1 | 1 | 1 | 1 | 1 | 1 | 1 | 1 | 1 | 1 | 1 | 1 | 1 | 1 | 3 | 3 | 1 | 2 | 1 | 1
SCE Northern Area | Pardee | 230 | 0 | 0 | 0 | 0 | 0 | 0 | 0 | 0 | 0 | 0 | 0 | 0 | 0 | 0 | 0 | 0 | 0 | 0 | 0 | 0 | 0 | 0 | 0 | 0 | 0 | 0 | 0 | 0 | 0 | 0 | 0 | 0 | 0 | 0 | 0 | 0 | 0 | 0 | 95 | 0 | 1 | 1 | 1 | 1 | 1 | 1 | 1 | 1 | 1 | 1 | 1 | 1 | 1 | 1 | 1 | 0 | 1 | 1 | 1 | 1 | 1 | 1 | 1 | 1 | 1 | 1 | 1 | 1 | 1 | 1 | 1 | 0
SCE Northern Area | Pastoria | 230 | 0 | 0 | 0 | 0 | 0 | 0 | 0 | 0 | 0 | 0 | 106.875 | 80 | 0 | 0 | 0 | 0 | 0 | 0 | 0 | 0 | 0 | 0 | 0 | 106.875 | 80 | 0 | 0 | 0 | 0 | 0 | 0 | 0 | 0 | 0 | 0 | 0 | 40 | 66.875 | 80 | 0 | 1 | 1 | 1 | 1 | 1 | 1 | 1 | 1 | 1 | 1 | 2 | 1 | 1 | 1 | 1 | 1 | 1 | 1 | 1 | 1 | 1 | 1 | 1 | 1 | 1 | 1 | 2 | 1 | 1 | 1 | 1 | 1
PG&E North of Greater Bay Study Area | Peabody | 230 | 0 | 0 | 0 | 0 | 0 | 0 | 0 | 0 | 0 | 0 | 0 | 0 | 0 | 0 | 0 | 0 | 0 | 0 | 0 | 0 | 0 | 0 | 0 | 0 | 0 | 0 | 0 | 0 | 0 | 0 | 0 | 0 | 0 | 0 | 0 | 0 | 0 | 0 | 0 | 0 | 1 | 1 | 1 | 1 | 1 | 1 | 1 | 1 | 1 | 1 | 1 | 1 | 1 | 1 | 1 | 0 | 1 | 1 | 1 | 1 | 1 | 1 | 1 | 1 | 1 | 1 | 1 | 1 | 1 | 1 | 1 | 0
PG&E North of Greater Bay Study Area | Pease | 115 | 0 | 0 | 0 | 0 | 0 | 0 | 0 | 0 | 0 | 0 | 0 | 0 | 0 | 0 | 0 | 0 | 0 | 0 | 0 | 0 | 0 | 0 | 0 | 0 | 0 | 0 | 0 | 0 | 2.85 | 0 | 0 | 0 | 0 | 0 | 0 | 0 | 0 | 0 | 5 | 0 | 1 | 1 | 1 | 1 | 1 | 1 | 1 | 1 | 1 | 1 | 1 | 1 | 1 | 1 | 1 | 0 | 1 | 1 | 1 | 1 | 1 | 1 | 1 | 1 | 1 | 1 | 1 | 1 | 1 | 1 | 1 | 0
SDG&E Study Area | Penasquitos | 230 | 0 | 0 | 0 | 0 | 0 | 0 | 0 | 0 | 0 | 0 | 0 | 0 | 0 | 0 | 0 | 0 | 0 | 0 | 0 | 0 | 0 | 0 | 0 | 0 | 0 | 0 | 0 | 0 | 0 | 0 | 0 | 0 | 0 | 0 | 0 | 0 | 0 | 0 | 30 | 0 | 1 | 1 | 1 | 1 | 1 | 1 | 1 | 1 | 1 | 1 | 1 | 1 | 1 | 1 | 1 | 0 | 1 | 1 | 1 | 1 | 1 | 1 | 1 | 1 | 1 | 1 | 1 | 1 | 1 | 1 | 1 | 0
SDG&E Study Area | Penasquitos | 138 | 0 | 0 | 0 | 0 | 0 | 0 | 0 | 0 | 0 | 0 | 0 | 0 | 0 | 0 | 0 | 0 | 0 | 0 | 0 | 0 | 0 | 0 | 0 | 0 | 0 | 0 | 0 | 0 | 0 | 0 | 0 | 0 | 0 | 0 | 0 | 0 | 0 | 0 | 0 | 0 | 1 | 1 | 1 | 1 | 1 | 1 | 1 | 1 | 1 | 1 | 1 | 1 | 1 | 1 | 1 | 0 | 1 | 1 | 1 | 1 | 1 | 1 | 1 | 1 | 1 | 1 | 1 | 1 | 1 | 1 | 1 | 0
PG&E North of Greater Bay Study Area | Peoria | 115 | 0 | 0 | 0 | 0 | 0 | 0 | 0 | 0 | 0 | 0 | 0 | 0 | 0 | 0 | 0 | 0 | 0 | 0 | 0 | 0 | 0 | 0 | 0 | 0 | 0 | 0 | 0 | 0 | 0 | 0 | 0 | 0 | 0 | 0 | 0 | 0 | 0 | 0 | 0 | 0 | 1 | 1 | 1 | 1 | 1 | 1 | 1 | 1 | 1 | 1 | 1 | 1 | 1 | 1 | 1 | 0 | 1 | 1 | 1 | 1 | 1 | 1 | 1 | 1 | 1 | 1 | 1 | 1 | 1 | 1 | 1 | 0
SCE North of Lugo (NOL) Study Area | Pisgah | 230 | 0 | 0 | 0 | 0 | 0 | 0 | 0 | 0 | 0 | 0 | 0 | 0 | 0 | 0 | 0 | 100 | 0 | 0 | 0 | 0 | 0 | 0 | 0 | 250 | 190 | 0 | 1 | 0 | 0 | 0 | 0 | 0 | 0 | 0 | 0 | 0 | 100 | 0 | 0 | 0 | 1 | 1 | 1 | 1 | 1 | 1 | 1 | 1 | 1 | 1 | 1 | 1 | 1 | 1 | 1 | 0 | 1 | 1 | 3 | 1 | 1 | 1 | 1 | 1 | 1 | 1 | 3 | 3 | 1 | 3 | 3 | 1
PG&E North of Greater Bay Study Area | Pit 1 | 230 | 0 | 5 | 0 | 0 | 0 | 0 | 0 | 0 | 0 | 0 | 0 | 0 | 0 | 0 | 5 | 0 | 0 | 0 | 0 | 0 | 0 | 0 | 0 | 0 | 0 | 0 | 0 | 0 | 7 | 0 | 0 | 0 | 0 | 0 | 0 | 0 | 0 | 0 | 0 | 0 | 1 | 1 | 1 | 1 | 1 | 1 | 1 | 1 | 1 | 1 | 1 | 1 | 1 | 1 | 1 | 0 | 1 | 1 | 1 | 1 | 1 | 1 | 1 | 1 | 1 | 1 | 1 | 1 | 1 | 1 | 1 | 0
PG&E North of Greater Bay Study Area | Pittsburg | 230 | 0 | 0 | 0 | 0 | 0 | 0 | 0 | 0 | 0 | 0 | 0 | 200 | 0 | 0 | 0 | 0 | 0 | 0 | 0 | 0 | 0 | 0 | 0 | 0 | 400 | 0 | 0 | 0 | 0 | 0 | 0 | 0 | 0 | 0 | 0 | 0 | 0 | 0 | 200 | 0 | 1 | 1 | 1 | 1 | 1 | 1 | 1 | 1 | 1 | 1 | 1 | 1 | 1 | 1 | 1 | 0 | 1 | 1 | 1 | 1 | 1 | 1 | 1 | 1 | 1 | 1 | 1 | 2 | 1 | 1 | 1 | 1
PG&E North of Greater Bay Study Area | Pittsburg PP | 230 | 0 | 0 | 0 | 0 | 0 | 0 | 0 | 0 | 0 | 0 | 0 | 0 | 0 | 0 | 0 | 0 | 0 | 0 | 0 | 0 | 0 | 0 | 0 | 0 | 0 | 0 | 0 | 0 | 0 | 0 | 0 | 0 | 0 | 0 | 0 | 0 | 0 | 0 | 0 | 0 | 1 | 1 | 1 | 1 | 1 | 1 | 1 | 1 | 1 | 1 | 1 | 1 | 1 | 1 | 1 | 0 | 1 | 1 | 1 | 1 | 1 | 1 | 1 | 1 | 1 | 1 | 1 | 1 | 1 | 1 | 1 | 0
PG&E North of Greater Bay Study Area | Placerville | 115 | 0 | 3 | 0 | 0 | 0 | 0 | 0 | 0 | 0 | 0 | 0 | 0 | 0 | 0 | 3 | 0 | 0 | 0 | 0 | 0 | 0 | 0 | 0 | 0 | 0 | 0 | 0 | 0 | 3 | 0 | 0 | 0 | 0 | 0 | 0 | 0 | 0 | 0 | 0 | 0 | 1 | 1 | 1 | 1 | 1 | 1 | 1 | 1 | 1 | 1 | 1 | 1 | 1 | 1 | 1 | 0 | 1 | 1 | 1 | 1 | 1 | 1 | 1 | 1 | 1 | 1 | 1 | 1 | 1 | 1 | 1 | 0
PG&E North of Greater Bay Study Area | Pleasant Grove | 115 | 0 | 0 | 0 | 0 | 0 | 0 | 0 | 0 | 0 | 0 | 0 | 0 | 0 | 0 | 0 | 0 | 0 | 0 | 0 | 0 | 0 | 0 | 0 | 0 | 0 | 0 | 0 | 0 | 0 | 0 | 0 | 0 | 0 | 0 | 0 | 0 | 0 | 0 | 0 | 0 | 1 | 1 | 1 | 1 | 1 | 1 | 1 | 1 | 1 | 1 | 1 | 1 | 1 | 1 | 1 | 0 | 1 | 1 | 1 | 1 | 1 | 1 | 1 | 1 | 1 | 1 | 1 | 1 | 1 | 1 | 1 | 0
PG&E East Kern Study Area | Poso Mountain | 115 | 0 | 0 | 0 | 0 | 0 | 0 | 0 | 0 | 0 | 0 | 0 | 0 | 0 | 0 | 0 | 0 | 0 | 0 | 0 | 0 | 0 | 0 | 0 | 0 | 0 | 0 | 0 | 0 | 0 | 0 | 0 | 0 | 0 | 0 | 0 | 0 | 0 | 0 | 0 | 0 | 1 | 1 | 1 | 1 | 1 | 1 | 1 | 1 | 1 | 1 | 1 | 1 | 1 | 1 | 1 | 0 | 1 | 1 | 1 | 1 | 1 | 1 | 1 | 1 | 1 | 1 | 1 | 1 | 1 | 1 | 1 | 0
East of Pisgah Study Area | Primm | 230 | 0 | 0 | 0 | 0 | 0 | 0 | 0 | 0 | 0 | 0 | 0 | 0 | 0 | 0 | 0 | 0 | 0 | 0 | 0 | 0 | 0 | 0 | 0 | 0 | 0 | 0 | 0 | 0 | 0 | 0 | 0 | 0 | 0 | 0 | 0 | 0 | 0 | 0 | 0 | 0 | 1 | 1 | 1 | 1 | 1 | 1 | 1 | 1 | 1 | 1 | 1 | 1 | 1 | 1 | 1 | 0 | 1 | 1 | 1 | 1 | 1 | 1 | 1 | 1 | 1 | 1 | 1 | 1 | 1 | 1 | 1 | 0
PG&E Fresno Study Area | Pumpjack | 115 | 0 | 0 | 0 | 0 | 0 | 0 | 0 | 0 | 0 | 0 | 0 | 0 | 0 | 0 | 0 | 0 | 0 | 0 | 0 | 0 | 0 | 0 | 0 | 0 | 0 | 0 | 0 | 0 | 0 | 0 | 0 | 0 | 0 | 0 | 0 | 0 | 0 | 0 | 0 | 0 | 1 | 1 | 1 | 1 | 1 | 1 | 1 | 1 | 1 | 1 | 1 | 1 | 1 | 1 | 1 | 0 | 1 | 1 | 1 | 1 | 1 | 1 | 1 | 1 | 1 | 1 | 1 | 1 | 1 | 1 | 1 | 0
PG&E North of Greater Bay Study Area | Putah Creek | 115 | 0 | 0 | 0 | 0 | 0 | 0 | 0 | 0 | 0 | 0 | 0 | 0 | 0 | 0 | 0 | 0 | 0 | 0 | 0 | 0 | 0 | 0 | 0 | 0 | 0 | 0 | 0 | 0 | 0 | 0 | 0 | 0 | 0 | 0 | 0 | 0 | 0 | 3 | 3 | 0 | 1 | 1 | 1 | 1 | 1 | 1 | 1 | 1 | 1 | 1 | 1 | 1 | 1 | 1 | 1 | 0 | 1 | 1 | 1 | 1 | 1 | 1 | 1 | 1 | 1 | 1 | 1 | 1 | 1 | 1 | 1 | 0
PG&E North of Greater Bay Study Area | Quinto | 230 | 0 | 0 | 0 | 0 | 0 | 0 | 0 | 0 | 0 | 0 | 0 | 0 | 0 | 0 | 0 | 0 | 0 | 0 | 0 | 0 | 0 | 0 | 0 | 0 | 0 | 0 | 0 | 0 | 0 | 0 | 0 | 0 | 0 | 0 | 0 | 0 | 0 | 0 | 0 | 0 | 1 | 1 | 1 | 1 | 1 | 1 | 1 | 1 | 1 | 1 | 1 | 1 | 1 | 1 | 1 | 0 | 1 | 1 | 1 | 1 | 1 | 1 | 1 | 1 | 1 | 1 | 1 | 1 | 1 | 1 | 1 | 0
SCE Metro Study Area | Rancho Vista | 500 | 0 | 0 | 0 | 0 | 0 | 0 | 0 | 0 | 0 | 0 | 0 | 0 | 0 | 0 | 0 | 0 | 0 | 0 | 0 | 0 | 0 | 0 | 0 | 0 | 0 | 0 | 0 | 0 | 0 | 0 | 0 | 0 | 0 | 0 | 0 | 0 | 0 | 0 | 0 | 0 | 1 | 1 | 1 | 1 | 1 | 1 | 1 | 1 | 1 | 1 | 1 | 1 | 1 | 1 | 1 | 0 | 1 | 1 | 1 | 1 | 1 | 1 | 1 | 1 | 1 | 1 | 1 | 1 | 1 | 1 | 1 | 0
SCE Metro Study Area | Rancho Vista | 230 | 0 | 0 | 0 | 0 | 0 | 0 | 0 | 0 | 0 | 0 | 0 | 0 | 0 | 0 | 0 | 0 | 0 | 0 | 0 | 0 | 0 | 0 | 0 | 0 | 0 | 0 | 0 | 0 | 0 | 0 | 0 | 0 | 0 | 0 | 0 | 0 | 0 | 0 | 0 | 0 | 1 | 1 | 1 | 1 | 1 | 1 | 1 | 1 | 1 | 1 | 1 | 1 | 1 | 1 | 1 | 0 | 1 | 1 | 1 | 1 | 1 | 1 | 1 | 1 | 1 | 1 | 1 | 1 | 1 | 1 | 1 | 0
SCE North of Lugo (NOL) Study Area | Ransburg | 115 | 0 | 0 | 0 | 0 | 0 | 0 | 0 | 0 | 0 | 0 | 0 | 0 | 0 | 0 | 0 | 0 | 0 | 0 | 0 | 0 | 0 | 0 | 0 | 0 | 0 | 0 | 0 | 0 | 0 | 0 | 0 | 0 | 0 | 0 | 0 | 0 | 0 | 0 | 0 | 0 | 1 | 1 | 1 | 1 | 1 | 1 | 1 | 1 | 1 | 1 | 1 | 1 | 1 | 1 | 1 | 0 | 1 | 1 | 1 | 1 | 1 | 1 | 1 | 1 | 1 | 1 | 1 | 1 | 1 | 1 | 1 | 0
SCE Northern Area | Rector | 230 | 0 | 0 | 0 | 0 | 0 | 0 | 0 | 0 | 0 | 0 | 0 | 0 | 0 | 0 | 0 | 0 | 0 | 0 | 0 | 0 | 0 | 0 | 0 | 100 | 0 | 0 | 0 | 0 | 0 | 0 | 0 | 0 | 0 | 0 | 0 | 3 | 100 | 100 | 0 | 0 | 1 | 1 | 1 | 1 | 1 | 1 | 1 | 1 | 1 | 1 | 1 | 1 | 1 | 1 | 1 | 0 | 1 | 1 | 1 | 1 | 1 | 1 | 1 | 1 | 1 | 1 | 1 | 1 | 1 | 1 | 1 | 0
SCE Eastern Study Area | Redbluff | 500 | 0 | 0 | 0 | 0 | 0 | 0 | 0 | 0 | 0 | 0 | 0 | 0 | 0 | 0 | 0 | 0 | 0 | 0 | 0 | 0 | 0 | 0 | 150 | 650 | 500.4 | 700 | 0 | 0 | 0 | 0 | 0 | 0 | 0 | 0 | 0 | 0 | 0 | 900 | 500 | 524 | 1 | 1 | 1 | 1 | 1 | 1 | 1 | 1 | 1 | 1 | 1 | 1 | 1 | 1 | 1 | 0 | 1 | 1 | 1 | 1 | 1 | 1 | 1 | 1 | 1 | 3 | 1 | 1 | 2 | 1 | 1 | 1
SCE Eastern Study Area | Redbluff | 230 | 0 | 0 | 0 | 0 | 0 | 0 | 0 | 0 | 0 | 662 | 238 | 430.1536 | 0 | 0 | 0 | 0 | 0 | 0 | 0 | 0 | 0 | 0 | 812 | 852 | 771.1536 | 0 | 0 | 0 | 0 | 0 | 0 | 0 | 0 | 0 | 0 | 0 | 565 | 1439 | 1245.0036 | 0 | 1 | 1 | 1 | 1 | 1 | 1 | 1 | 1 | 1 | 2 | 1 | 1 | 1 | 1 | 1 | 1 | 1 | 1 | 1 | 1 | 1 | 1 | 1 | 1 | 1 | 2 | 1 | 1 | 1 | 1 | 1 | 1
SCE Metro Study Area | Redondo | 230 | 0 | 0 | 0 | 0 | 0 | 0 | 0 | 0 | 0 | 0 | 0 | 0 | 0 | 0 | 0 | 0 | 0 | 0 | 0 | 0 | 0 | 0 | 0 | 0 | 0 | 0 | 0 | 0 | 0 | 0 | 0 | 0 | 0 | 0 | 0 | 0 | 0 | 0 | 0 | 0 | 1 | 1 | 1 | 1 | 1 | 1 | 1 | 1 | 1 | 1 | 1 | 1 | 1 | 1 | 1 | 0 | 1 | 1 | 1 | 1 | 1 | 1 | 1 | 1 | 1 | 1 | 1 | 1 | 1 | 1 | 1 | 0
PG&E Fresno Study Area | Reedley | 115 | 0 | 0 | 0 | 0 | 0 | 0 | 0 | 0 | 0 | 0 | 0 | 0 | 0 | 0 | 0 | 0 | 0 | 0 | 0 | 0 | 0 | 0 | 0 | 0 | 0 | 0 | 0 | 0 | 0 | 0 | 0 | 0 | 0 | 0 | 0 | 0 | 0 | 0 | 0 | 0 | 1 | 1 | 1 | 1 | 1 | 1 | 1 | 1 | 1 | 1 | 1 | 1 | 1 | 1 | 1 | 0 | 1 | 1 | 1 | 1 | 1 | 1 | 1 | 1 | 1 | 1 | 1 | 1 | 1 | 1 | 1 | 0
PG&E Fresno Study Area | Regulus | 115 | 0 | 0 | 0 | 0 | 0 | 0 | 0 | 0 | 0 | 0 | 0 | 0 | 0 | 0 | 0 | 0 | 0 | 0 | 0 | 0 | 0 | 0 | 0 | 0 | 0 | 0 | 0 | 0 | 0 | 0 | 0 | 0 | 0 | 0 | 0 | 0 | 0 | 0 | 0 | 0 | 1 | 1 | 1 | 1 | 1 | 1 | 1 | 1 | 1 | 1 | 1 | 1 | 1 | 1 | 1 | 0 | 1 | 1 | 1 | 1 | 1 | 1 | 1 | 1 | 1 | 1 | 1 | 1 | 1 | 1 | 1 | 0
PG&E East Kern Study Area | Renfro | 115 | 0 | 0 | 0 | 0 | 0 | 0 | 0 | 0 | 0 | 0 | 0 | 0 | 0 | 0 | 0 | 0 | 0 | 0 | 0 | 0 | 0 | 0 | 0 | 0 | 0 | 0 | 0 | 0 | 0 | 0 | 0 | 0 | 0 | 0 | 0 | 0 | 0 | 0 | 0 | 0 | 1 | 1 | 1 | 1 | 1 | 1 | 1 | 1 | 1 | 1 | 1 | 1 | 1 | 1 | 1 | 0 | 1 | 1 | 1 | 1 | 1 | 1 | 1 | 1 | 1 | 1 | 1 | 1 | 1 | 1 | 1 | 0
East of Pisgah Study Area | Rest of VEA 138 kV System | 138 | 0 | 0 | 0 | 0 | 0 | 0 | 0 | 0 | 0 | 0 | 0 | 0 | 0 | 0 | 0 | 0 | 0 | 0 | 0 | 0 | 0 | 0 | 0 | 0 | 0 | 0 | 0 | 0 | 0 | 0 | 0 | 0 | 0 | 0 | 0 | 0 | 0 | 0 | 0 | 0 | 1 | 1 | 1 | 1 | 1 | 1 | 1 | 1 | 1 | 1 | 1 | 1 | 1 | 1 | 1 | 0 | 1 | 1 | 1 | 1 | 1 | 1 | 1 | 1 | 1 | 1 | 1 | 1 | 1 | 1 | 1 | 0
PG&E North of Greater Bay Study Area | Richmond | 115 | 0 | 0 | 0 | 0 | 0 | 0 | 0 | 0 | 0 | 0 | 0 | 0 | 0 | 0 | 0 | 0 | 0 | 0 | 0 | 0 | 0 | 0 | 0 | 0 | 0 | 0 | 0 | 0 | 0 | 0 | 0 | 0 | 0 | 0 | 0 | 0 | 0 | 0 | 55 | 0 | 1 | 1 | 1 | 1 | 1 | 1 | 1 | 1 | 1 | 1 | 1 | 1 | 1 | 1 | 1 | 0 | 1 | 1 | 1 | 1 | 1 | 1 | 1 | 1 | 1 | 1 | 1 | 1 | 1 | 1 | 1 | 0
PG&E East Kern Study Area | Rio Bravo | 115 | 0 | 0 | 0 | 0 | 0 | 0 | 0 | 0 | 0 | 0 | 0 | 0 | 0 | 0 | 0 | 0 | 0 | 0 | 0 | 0 | 0 | 0 | 0 | 55 | 55 | 0 | 0 | 0 | 0 | 0 | 0 | 0 | 0 | 0 | 0 | 0 | 0 | 0 | 0 | 0 | 1 | 1 | 1 | 1 | 1 | 1 | 1 | 1 | 1 | 1 | 1 | 1 | 1 | 1 | 1 | 0 | 1 | 1 | 1 | 1 | 1 | 1 | 1 | 1 | 1 | 1 | 3 | 3 | 1 | 3 | 1 | 1
SCE Metro Study Area | Rio Hondo | 230 | 0 | 0 | 0 | 0 | 0 | 0 | 0 | 0 | 0 | 0 | 0 | 0 | 0 | 0 | 0 | 0 | 0 | 0 | 0 | 0 | 0 | 0 | 0 | 0 | 0 | 0 | 0 | 0 | 0 | 0 | 0 | 0 | 0 | 0 | 0 | 0 | 0 | 0 | 0 | 0 | 1 | 1 | 1 | 1 | 1 | 1 | 1 | 1 | 1 | 1 | 1 | 1 | 1 | 1 | 1 | 0 | 1 | 1 | 1 | 1 | 1 | 1 | 1 | 1 | 1 | 1 | 1 | 1 | 1 | 1 | 1 | 0
PG&E North of Greater Bay Study Area | Rio Oso | 230 | 0 | 0 | 0 | 0 | 0 | 0 | 0 | 0 | 0 | 0 | 0 | 0 | 0 | 0 | 0 | 0 | 0 | 0 | 0 | 0 | 0 | 0 | 120 | 150 | 110 | 0 | 0 | 0 | 0 | 0 | 0 | 0 | 0 | 0 | 0 | 0 | 0 | 0 | 0 | 0 | 1 | 1 | 1 | 1 | 1 | 1 | 1 | 1 | 1 | 1 | 1 | 1 | 1 | 1 | 1 | 0 | 1 | 1 | 1 | 1 | 1 | 1 | 1 | 1 | 1 | 3 | 3 | 3 | 1 | 3 | 1 | 1
PG&E North of Greater Bay Study Area | Ripon | 115 | 0 | 0 | 0 | 0 | 0 | 0 | 0 | 0 | 0 | 0 | 0 | 0 | 0 | 0 | 0 | 0 | 0 | 0 | 0 | 0 | 0 | 0 | 0 | 0 | 0 | 0 | 0 | 0 | 0 | 0 | 0 | 0 | 0 | 0 | 0 | 0 | 0 | 0 | 0 | 0 | 1 | 1 | 1 | 1 | 1 | 1 | 1 | 1 | 1 | 1 | 1 | 1 | 1 | 1 | 1 | 0 | 1 | 1 | 1 | 1 | 1 | 1 | 1 | 1 | 1 | 1 | 1 | 1 | 1 | 1 | 1 | 0
PG&E North of Greater Bay Study Area | Riverbank | 115 | 0 | 0 | 0 | 0 | 0 | 0 | 0 | 0 | 0 | 0 | 0 | 0 | 0 | 0 | 0 | 0 | 0 | 0 | 0 | 0 | 0 | 0 | 0 | 0 | 0 | 0 | 0 | 0 | 0 | 0 | 0 | 0 | 0 | 0 | 0 | 0 | 0 | 0 | 0 | 0 | 1 | 1 | 1 | 1 | 1 | 1 | 1 | 1 | 1 | 1 | 1 | 1 | 1 | 1 | 1 | 0 | 1 | 1 | 1 | 1 | 1 | 1 | 1 | 1 | 1 | 1 | 1 | 1 | 1 | 1 | 1 | 0
SCE North of Lugo (NOL) Study Area | Roadway | 115 | 0 | 0 | 0 | 0 | 0 | 0 | 0 | 0 | 0 | 0 | 220.92 | 159.94 | 0 | 0 | 0 | 0 | 0 | 0 | 0 | 0 | 0 | 0 | 0 | 220.92 | 159.94 | 0 | 0 | 0 | 2.7 | 0 | 0 | 0 | 0 | 0 | 0 | 3 | 50 | 150 | 149.94 | 0 | 1 | 1 | 1 | 1 | 1 | 1 | 1 | 1 | 1 | 1 | 2 | 2 | 1 | 2 | 1 | 1 | 1 | 1 | 1 | 1 | 1 | 1 | 1 | 1 | 1 | 1 | 2 | 2 | 1 | 2 | 1 | 1
PG&E East Kern Study Area | Rosedale | 115 | 0 | 0 | 0 | 0 | 0 | 0 | 0 | 0 | 0 | 0 | 0 | 0 | 0 | 0 | 0 | 0 | 0 | 0 | 0 | 0 | 0 | 0 | 0 | 0 | 0 | 0 | 0 | 0 | 0 | 0 | 0 | 0 | 0 | 0 | 0 | 0 | 0 | 0 | 0 | 0 | 1 | 1 | 1 | 1 | 1 | 1 | 1 | 1 | 1 | 1 | 1 | 1 | 1 | 1 | 1 | 0 | 1 | 1 | 1 | 1 | 1 | 1 | 1 | 1 | 1 | 1 | 1 | 1 | 1 | 1 | 1 | 0
PG&E North of Greater Bay Study Area | Round Mountain | 230 | 0 | 22 | 115 | 209.5 | 0 | 0 | 0 | 0 | 0 | 0 | 0 | 0 | 0 | 0 | 22 | 115 | 209.5 | 0 | 0 | 0 | 0 | 0 | 0 | 0 | 0 | 0 | 1 | 0 | 14.5 | 200 | 10.5 | 0 | 0 | 0 | 0 | 0 | 0 | 0 | 0 | 0 | 1 | 2 | 1 | 3 | 1 | 1 | 1 | 1 | 1 | 1 | 1 | 1 | 1 | 1 | 2 | 1 | 1 | 2 | 1 | 3 | 1 | 1 | 1 | 1 | 1 | 1 | 1 | 1 | 1 | 1 | 2 | 1
PG&E North of Greater Bay Study Area | Round Mountain | 500 | 0 | 0 | 0 | 0 | 0 | 0 | 0 | 0 | 0 | 0 | 0 | 0 | 0 | 0 | 0 | 0 | 0 | 0 | 0 | 0 | 0 | 0 | 0 | 0 | 0 | 0 | 0 | 0 | 0 | 0 | 0 | 0 | 0 | 0 | 0 | 0 | 0 | 0 | 0 | 0 | 1 | 1 | 1 | 1 | 1 | 1 | 1 | 1 | 1 | 1 | 1 | 1 | 1 | 1 | 1 | 0 | 1 | 1 | 1 | 1 | 1 | 1 | 1 | 1 | 1 | 1 | 1 | 1 | 1 | 1 | 1 | 0
PG&E Fresno Study Area | S0478 | 115 | 0 | 0 | 0 | 0 | 0 | 0 | 0 | 0 | 0 | 0 | 0 | 0 | 0 | 0 | 0 | 0 | 0 | 0 | 0 | 0 | 0 | 0 | 0 | 0 | 0 | 0 | 0 | 0 | 0 | 0 | 0 | 0 | 0 | 0 | 0 | 0 | 0 | 0 | 0 | 0 | 1 | 1 | 1 | 1 | 1 | 1 | 1 | 1 | 1 | 1 | 1 | 1 | 1 | 1 | 1 | 0 | 1 | 1 | 1 | 1 | 1 | 1 | 1 | 1 | 1 | 1 | 1 | 1 | 1 | 1 | 1 | 0
SCE Eastern Study Area | San Bernardino | 230 | 0 | 0 | 0 | 0 | 0 | 0 | 0 | 0 | 0 | 0 | 0 | 0 | 0 | 0 | 0 | 0 | 0 | 0 | 0 | 0 | 0 | 0 | 0 | 0 | 0 | 0 | 0 | 0 | 0 | 0 | 0 | 0 | 0 | 0 | 0 | 0 | 0 | 0 | 0 | 0 | 1 | 1 | 1 | 1 | 1 | 1 | 1 | 1 | 1 | 1 | 1 | 1 | 1 | 1 | 1 | 0 | 1 | 1 | 1 | 1 | 1 | 1 | 1 | 1 | 1 | 1 | 1 | 1 | 1 | 1 | 1 | 0
PG&E East Kern Study Area | San Luis Obispo | 115 | 0 | 0 | 0 | 0 | 0 | 0 | 0 | 0 | 0 | 0 | 0 | 0 | 0 | 0 | 0 | 0 | 0 | 0 | 0 | 0 | 0 | 0 | 0 | 0 | 0 | 0 | 0 | 0 | 0 | 0 | 0 | 0 | 0 | 0 | 0 | 0 | 0 | 0 | 0 | 0 | 1 | 1 | 1 | 1 | 1 | 1 | 1 | 1 | 1 | 1 | 1 | 1 | 1 | 1 | 1 | 0 | 1 | 1 | 1 | 1 | 1 | 1 | 1 | 1 | 1 | 1 | 1 | 1 | 1 | 1 | 1 | 0
SDG&E Study Area | San Luis Rey | 230 | 0 | 0 | 0 | 0 | 0 | 0 | 0 | 0 | 0 | 0 | 0 | 0 | 0 | 0 | 0 | 0 | 0 | 0 | 0 | 0 | 0 | 0 | 0 | 0 | 60 | 0 | 0 | 0 | 0 | 0 | 0 | 0 | 0 | 0 | 0 | 0 | 0 | 0 | 80 | 0 | 1 | 1 | 1 | 1 | 1 | 1 | 1 | 1 | 1 | 1 | 1 | 1 | 1 | 1 | 1 | 0 | 1 | 1 | 1 | 1 | 1 | 1 | 1 | 1 | 1 | 1 | 1 | 1 | 1 | 1 | 1 | 0
SDG&E Study Area | San Onofre | 230 | 0 | 0 | 0 | 0 | 0 | 0 | 0 | 0 | 0 | 0 | 0 | 0 | 0 | 0 | 0 | 0 | 0 | 0 | 0 | 0 | 0 | 0 | 0 | 0 | 0 | 0 | 0 | 0 | 0 | 0 | 0 | 0 | 0 | 0 | 0 | 0 | 0 | 0 | 0 | 0 | 1 | 1 | 1 | 1 | 1 | 1 | 1 | 1 | 1 | 1 | 1 | 1 | 1 | 1 | 1 | 0 | 1 | 1 | 1 | 1 | 1 | 1 | 1 | 1 | 1 | 1 | 1 | 1 | 1 | 1 | 1 | 0
East of Pisgah Study Area | Sandy | 138 | 0 | 0 | 0 | 0 | 0 | 0 | 0 | 0 | 0 | 0 | 0 | 0 | 0 | 0 | 0 | 0 | 0 | 0 | 0 | 0 | 0 | 0 | 0 | 0 | 0 | 0 | 0 | 0 | 0 | 0 | 0 | 0 | 0 | 0 | 0 | 0 | 0 | 0 | 0 | 0 | 1 | 1 | 1 | 1 | 1 | 1 | 1 | 1 | 1 | 1 | 1 | 1 | 1 | 1 | 1 | 0 | 1 | 1 | 1 | 1 | 1 | 1 | 1 | 1 | 1 | 1 | 1 | 1 | 1 | 1 | 1 | 0
PG&E Fresno Study Area | Sanger | 115 | 0 | 0 | 0 | 0 | 0 | 0 | 0 | 0 | 0 | 0 | 0 | 0 | 0 | 0 | 0 | 0 | 0 | 0 | 0 | 0 | 0 | 0 | 0 | 0 | 0 | 0 | 0 | 0 | 0 | 0 | 0 | 0 | 0 | 0 | 0 | 0 | 0 | 0 | 0 | 0 | 1 | 1 | 1 | 1 | 1 | 1 | 1 | 1 | 1 | 1 | 1 | 1 | 1 | 1 | 1 | 0 | 1 | 1 | 1 | 1 | 1 | 1 | 1 | 1 | 1 | 1 | 1 | 1 | 1 | 1 | 1 | 0
SCE Northern Area | Santa Clara | 230 | 0 | 0 | 0 | 0 | 0 | 0 | 0 | 0 | 0 | 0 | 0 | 121 | 0 | 0 | 0 | 0 | 0 | 0 | 0 | 0 | 0 | 0 | 125 | 125 | 146 | 0 | 0 | 0 | 0 | 0 | 0 | 0 | 0 | 0 | 0 | 0 | 0 | 0 | 141 | 0 | 1 | 1 | 1 | 1 | 1 | 1 | 1 | 1 | 1 | 1 | 1 | 1 | 1 | 1 | 1 | 0 | 1 | 1 | 1 | 1 | 1 | 1 | 1 | 1 | 1 | 3 | 3 | 2 | 1 | 3 | 1 | 1
SCE Metro Study Area | Santiago | 230 | 0 | 0 | 0 | 0 | 0 | 0 | 0 | 0 | 0 | 0 | 0 | 0 | 0 | 0 | 0 | 0 | 0 | 0 | 0 | 0 | 0 | 0 | 0 | 0 | 0 | 0 | 0 | 0 | 0 | 0 | 0 | 0 | 0 | 0 | 0 | 0 | 0 | 0 | 0 | 0 | 1 | 1 | 1 | 1 | 1 | 1 | 1 | 1 | 1 | 1 | 1 | 1 | 1 | 1 | 1 | 0 | 1 | 1 | 1 | 1 | 1 | 1 | 1 | 1 | 1 | 1 | 1 | 1 | 1 | 1 | 1 | 0
SCE Northern Area | Saugus | 230 | 0 | 0 | 0 | 0 | 0 | 0 | 0 | 0 | 0 | 0 | 0 | 0 | 0 | 0 | 0 | 0 | 0 | 0 | 0 | 0 | 0 | 0 | 0 | 0 | 0 | 0 | 0 | 0 | 0 | 0 | 0 | 0 | 0 | 0 | 0 | 0 | 0 | 0 | 0 | 0 | 1 | 1 | 1 | 1 | 1 | 1 | 1 | 1 | 1 | 1 | 1 | 1 | 1 | 1 | 1 | 0 | 1 | 1 | 1 | 1 | 1 | 1 | 1 | 1 | 1 | 1 | 1 | 1 | 1 | 1 | 1 | 0
PG&E Fresno Study Area | Schindler | 115 | 0 | 0 | 0 | 0 | 0 | 0 | 0 | 0 | 0 | 0 | 0 | 0 | 0 | 0 | 0 | 0 | 0 | 0 | 0 | 0 | 0 | 0 | 50 | 100 | 75 | 0 | 0 | 0 | 0 | 0 | 0 | 0 | 0 | 0 | 0 | 0 | 0 | 0 | 0 | 0 | 1 | 1 | 1 | 1 | 1 | 1 | 1 | 1 | 1 | 1 | 1 | 1 | 1 | 1 | 1 | 0 | 1 | 1 | 1 | 1 | 1 | 1 | 1 | 1 | 1 | 3 | 3 | 3 | 1 | 3 | 1 | 1
PG&E North of Greater Bay Study Area | Schulte Switching Station | 115 | 0 | 0 | 0 | 0 | 0 | 0 | 0 | 0 | 0 | 0 | 0 | 0 | 0 | 0 | 0 | 0 | 0 | 0 | 0 | 0 | 0 | 0 | 0 | 0 | 0 | 0 | 0 | 0 | 0 | 0 | 0 | 0 | 0 | 0 | 0 | 0 | 0 | 0 | 0 | 0 | 1 | 1 | 1 | 1 | 1 | 1 | 1 | 1 | 1 | 1 | 1 | 1 | 1 | 1 | 1 | 0 | 1 | 1 | 1 | 1 | 1 | 1 | 1 | 1 | 1 | 1 | 1 | 1 | 1 | 1 | 1 | 0
PG&E Fresno Study Area | Semitropic | 115 | 0 | 3 | 0 | 0 | 0 | 0 | 0 | 0 | 9 | 0 | 0 | 0 | 0 | 0 | 3 | 0 | 0 | 0 | 0 | 0 | 0 | 9 | 0 | 100 | 75 | 0 | 0 | 0 | 0 | 0 | 0 | 0 | 0 | 0 | 0 | 10 | 0 | 0 | 0 | 0 | 1 | 3 | 1 | 1 | 1 | 1 | 1 | 1 | 1 | 1 | 1 | 1 | 1 | 1 | 1 | 1 | 1 | 3 | 1 | 1 | 1 | 1 | 1 | 1 | 1 | 1 | 3 | 3 | 1 | 3 | 1 | 1
SCE Metro Study Area | Serrano | 500 | 0 | 0 | 0 | 0 | 0 | 0 | 0 | 0 | 0 | 0 | 0 | 0 | 0 | 0 | 0 | 0 | 0 | 0 | 0 | 0 | 0 | 0 | 0 | 0 | 0 | 0 | 0 | 0 | 0 | 0 | 0 | 0 | 0 | 0 | 0 | 0 | 0 | 0 | 0 | 0 | 1 | 1 | 1 | 1 | 1 | 1 | 1 | 1 | 1 | 1 | 1 | 1 | 1 | 1 | 1 | 0 | 1 | 1 | 1 | 1 | 1 | 1 | 1 | 1 | 1 | 1 | 1 | 1 | 1 | 1 | 1 | 0
SCE Metro Study Area | Serrano | 230 | 0 | 0 | 0 | 0 | 0 | 0 | 0 | 0 | 0 | 0 | 0 | 0 | 0 | 0 | 0 | 0 | 0 | 0 | 0 | 0 | 0 | 0 | 0 | 0 | 0 | 0 | 0 | 0 | 0 | 0 | 0 | 0 | 0 | 0 | 0 | 0 | 0 | 0 | 0 | 0 | 1 | 1 | 1 | 1 | 1 | 1 | 1 | 1 | 1 | 1 | 1 | 1 | 1 | 1 | 1 | 0 | 1 | 1 | 1 | 1 | 1 | 1 | 1 | 1 | 1 | 1 | 1 | 1 | 1 | 1 | 1 | 0
PG&E East Kern Study Area | Shafter | 115 | 0 | 0 | 0 | 0 | 0 | 0 | 0 | 0 | 3 | 0 | 0 | 0 | 0 | 0 | 0 | 0 | 0 | 0 | 0 | 0 | 0 | 3 | 0 | 110 | 80 | 0 | 0 | 0 | 0 | 0 | 0 | 0 | 0 | 0 | 0 | 2.6 | 0 | 0 | 0 | 0 | 1 | 1 | 1 | 1 | 1 | 1 | 1 | 1 | 1 | 1 | 1 | 1 | 1 | 1 | 1 | 0 | 1 | 1 | 1 | 1 | 1 | 1 | 1 | 1 | 1 | 1 | 3 | 3 | 1 | 3 | 1 | 1
PG&E North of Greater Bay Study Area | Shilo III | 230 | 0 | 0 | 0 | 0 | 0 | 0 | 0 | 0 | 0 | 0 | 0 | 0 | 0 | 0 | 0 | 0 | 0 | 0 | 0 | 0 | 0 | 0 | 0 | 0 | 0 | 0 | 0 | 0 | 0 | 0 | 0 | 0 | 0 | 0 | 0 | 0 | 0 | 0 | 0 | 0 | 1 | 1 | 1 | 1 | 1 | 1 | 1 | 1 | 1 | 1 | 1 | 1 | 1 | 1 | 1 | 0 | 1 | 1 | 1 | 1 | 1 | 1 | 1 | 1 | 1 | 1 | 1 | 1 | 1 | 1 | 1 | 0
SDG&E Study Area | Silvergate | 230 | 0 | 0 | 0 | 0 | 0 | 0 | 0 | 0 | 0 | 0 | 0 | 200 | 0 | 0 | 0 | 0 | 0 | 0 | 0 | 0 | 0 | 0 | 0 | 0 | 200 | 0 | 0 | 0 | 0 | 0 | 0 | 0 | 0 | 0 | 0 | 0 | 0 | 0 | 150 | 0 | 1 | 1 | 1 | 1 | 1 | 1 | 1 | 1 | 1 | 1 | 1 | 2 | 1 | 1 | 1 | 1 | 1 | 1 | 1 | 1 | 1 | 1 | 1 | 1 | 1 | 1 | 1 | 2 | 1 | 1 | 1 | 1
PG&E East Kern Study Area | Sisquoc | 115 | 0 | 0 | 0 | 0 | 0 | 0 | 0 | 0 | 0 | 0 | 0 | 0 | 0 | 0 | 0 | 0 | 0 | 0 | 0 | 0 | 0 | 0 | 0 | 0 | 0 | 0 | 0 | 0 | 0 | 0 | 0 | 0 | 0 | 0 | 0 | 0 | 0 | 0 | 10 | 0 | 1 | 1 | 1 | 1 | 1 | 1 | 1 | 1 | 1 | 1 | 1 | 1 | 1 | 1 | 1 | 0 | 1 | 1 | 1 | 1 | 1 | 1 | 1 | 1 | 1 | 1 | 1 | 1 | 1 | 1 | 1 | 0
East of Pisgah Study Area | Sloan Canyon (fka Bob) | 230 | 0 | 0 | 303 | 0 | 0 | 0 | 0 | 0 | 0 | 0 | 0 | 0 | 0 | 0 | 0 | 303 | 0 | 0 | 0 | 0 | 0 | 0 | 0 | 0 | 0 | 0 | 1 | 0 | 0 | 310 | 0 | 0 | 0 | 0 | 0 | 0 | 0 | 0 | 0 | 0 | 1 | 1 | 1 | 1 | 1 | 1 | 1 | 1 | 1 | 1 | 1 | 1 | 1 | 1 | 1 | 0 | 1 | 1 | 1 | 1 | 1 | 1 | 1 | 1 | 1 | 1 | 1 | 1 | 1 | 1 | 1 | 0
PG&E East Kern Study Area | Smyrna | 115 | 0 | 0 | 0 | 0 | 0 | 0 | 0 | 0 | 0 | 0 | 0 | 0 | 0 | 0 | 0 | 0 | 0 | 0 | 0 | 0 | 0 | 0 | 0 | 0 | 0 | 0 | 0 | 0 | 0 | 0 | 0 | 0 | 0 | 0 | 0 | 0 | 0 | 0 | 0 | 0 | 1 | 1 | 1 | 1 | 1 | 1 | 1 | 1 | 1 | 1 | 1 | 1 | 1 | 1 | 1 | 0 | 1 | 1 | 1 | 1 | 1 | 1 | 1 | 1 | 1 | 1 | 1 | 1 | 1 | 1 | 1 | 0
PG&E East Kern Study Area | Solar SS | 230 | 0 | 0 | 0 | 0 | 0 | 0 | 0 | 0 | 0 | 0 | 0 | 0 | 0 | 0 | 0 | 0 | 0 | 0 | 0 | 0 | 0 | 0 | 60 | 65 | 55 | 0 | 0 | 0 | 0 | 0 | 0 | 0 | 0 | 0 | 0 | 0 | 130 | 0 | 0 | 0 | 1 | 1 | 1 | 1 | 1 | 1 | 1 | 1 | 1 | 1 | 1 | 1 | 1 | 1 | 1 | 0 | 1 | 1 | 1 | 1 | 1 | 1 | 1 | 1 | 1 | 1 | 3 | 3 | 1 | 1 | 1 | 1
PG&E East Kern Study Area | Solar SW | 230 | 0 | 0 | 0 | 0 | 0 | 0 | 0 | 0 | 0 | 0 | 0 | 0 | 0 | 0 | 0 | 0 | 0 | 0 | 0 | 0 | 0 | 0 | 0 | 0 | 0 | 0 | 0 | 0 | 0 | 0 | 0 | 0 | 0 | 0 | 0 | 0 | 0 | 0 | 0 | 0 | 1 | 1 | 1 | 1 | 1 | 1 | 1 | 1 | 1 | 1 | 1 | 1 | 1 | 1 | 1 | 0 | 1 | 1 | 1 | 1 | 1 | 1 | 1 | 1 | 1 | 1 | 1 | 1 | 1 | 1 | 1 | 0
SCE Northern Area | Springville | 230 | 0 | 4 | 0 | 0 | 0 | 0 | 0 | 0 | 0 | 0 | 0 | 0 | 0 | 0 | 4 | 0 | 0 | 0 | 0 | 0 | 0 | 0 | 50 | 140 | 50 | 0 | 0 | 0 | 3 | 0 | 0 | 0 | 0 | 0 | 0 | 0 | 200 | 0 | 0 | 0 | 1 | 2 | 1 | 1 | 1 | 1 | 1 | 1 | 1 | 1 | 1 | 1 | 1 | 1 | 1 | 1 | 1 | 2 | 1 | 1 | 1 | 1 | 1 | 1 | 1 | 1 | 3 | 3 | 1 | 1 | 1 | 1
PG&E North of Greater Bay Study Area | Stagg | 230 | 0 | 0 | 0 | 0 | 0 | 0 | 0 | 0 | 0 | 0 | 0 | 0 | 0 | 0 | 0 | 0 | 0 | 0 | 0 | 0 | 0 | 0 | 0 | 0 | 0 | 0 | 0 | 0 | 0 | 0 | 0 | 0 | 0 | 0 | 0 | 0 | 0 | 0 | 0 | 0 | 1 | 1 | 1 | 1 | 1 | 1 | 1 | 1 | 1 | 1 | 1 | 1 | 1 | 1 | 1 | 0 | 1 | 1 | 1 | 1 | 1 | 1 | 1 | 1 | 1 | 1 | 1 | 1 | 1 | 1 | 1 | 0
PG&E East Kern Study Area | Stockdale | 230 | 0 | 0 | 0 | 0 | 0 | 0 | 0 | 0 | 4 | 0 | 0 | 0 | 0 | 0 | 0 | 0 | 0 | 0 | 0 | 0 | 0 | 4 | 0 | 0 | 0 | 0 | 0 | 0 | 0 | 0 | 0 | 0 | 0 | 0 | 0 | 0 | 0 | 0 | 0 | 0 | 1 | 1 | 1 | 1 | 1 | 1 | 1 | 1 | 3 | 1 | 1 | 1 | 1 | 1 | 1 | 1 | 1 | 1 | 1 | 1 | 1 | 1 | 1 | 1 | 3 | 1 | 1 | 1 | 1 | 1 | 1 | 1
PG&E Fresno Study Area | Stockdale A | 230 | 0 | 0 | 0 | 0 | 0 | 0 | 0 | 0 | 0 | 0 | 0 | 0 | 0 | 0 | 0 | 0 | 0 | 0 | 0 | 0 | 0 | 0 | 0 | 0 | 0 | 0 | 0 | 0 | 0 | 0 | 0 | 0 | 0 | 0 | 0 | 0 | 0 | 0 | 0 | 0 | 1 | 1 | 1 | 1 | 1 | 1 | 1 | 1 | 1 | 1 | 1 | 1 | 1 | 1 | 1 | 0 | 1 | 1 | 1 | 1 | 1 | 1 | 1 | 1 | 1 | 1 | 1 | 1 | 1 | 1 | 1 | 0
PG&E North of Greater Bay Study Area | Summit | 115 | 0 | 0 | 0 | 0 | 0 | 0 | 0 | 0 | 0 | 0 | 0 | 0 | 0 | 0 | 0 | 0 | 0 | 0 | 0 | 0 | 0 | 0 | 0 | 0 | 0 | 0 | 0 | 40 | 0 | 0 | 0 | 0 | 0 | 0 | 0 | 0 | 0 | 0 | 0 | 0 | 1 | 1 | 1 | 1 | 1 | 1 | 1 | 1 | 1 | 1 | 1 | 1 | 1 | 1 | 1 | 0 | 1 | 1 | 1 | 1 | 1 | 1 | 1 | 1 | 1 | 1 | 1 | 1 | 1 | 1 | 1 | 0
SDG&E Study Area | Suncrest | 500 | 0 | 0 | 0 | 0 | 0 | 0 | 0 | 0 | 0 | 0 | 0 | 0 | 0 | 0 | 0 | 0 | 0 | 0 | 0 | 0 | 0 | 0 | 0 | 0 | 0 | 0 | 0 | 0 | 0 | 0 | 0 | 0 | 0 | 0 | 0 | 0 | 0 | 0 | 0 | 0 | 1 | 1 | 1 | 1 | 1 | 1 | 1 | 1 | 1 | 1 | 1 | 1 | 1 | 1 | 1 | 0 | 1 | 1 | 1 | 1 | 1 | 1 | 1 | 1 | 1 | 1 | 1 | 1 | 1 | 1 | 1 | 0
SDG&E Study Area | Suncrest | 230 | 0 | 0 | 0 | 0 | 0 | 0 | 0 | 0 | 0 | 0 | 0 | 0 | 0 | 0 | 0 | 0 | 0 | 0 | 0 | 0 | 0 | 0 | 0 | 0 | 0 | 0 | 0 | 0 | 0 | 0 | 0 | 0 | 0 | 0 | 0 | 0 | 0 | 0 | 0 | 0 | 1 | 1 | 1 | 1 | 1 | 1 | 1 | 1 | 1 | 1 | 1 | 1 | 1 | 1 | 1 | 0 | 1 | 1 | 1 | 1 | 1 | 1 | 1 | 1 | 1 | 1 | 1 | 1 | 1 | 1 | 1 | 0
SDG&E Study Area | Sycamore | 230 | 0 | 0 | 0 | 0 | 0 | 0 | 0 | 0 | 0 | 0 | 0 | 0 | 500 | 0 | 0 | 0 | 0 | 0 | 0 | 0 | 0 | 0 | 0 | 0 | 0 | 500 | 0 | 0 | 0 | 0 | 0 | 0 | 0 | 0 | 0 | 0 | 0 | 0 | 0 | 500 | 1 | 1 | 1 | 1 | 1 | 1 | 1 | 1 | 1 | 1 | 1 | 1 | 1 | 1 | 1 | 0 | 1 | 1 | 1 | 1 | 1 | 1 | 1 | 1 | 1 | 1 | 1 | 1 | 1 | 1 | 1 | 0
SDG&E Study Area | Sycamore | 138 | 0 | 0 | 0 | 0 | 0 | 0 | 0 | 0 | 0 | 0 | 0 | 300 | 0 | 0 | 0 | 0 | 0 | 0 | 0 | 0 | 0 | 0 | 0 | 0 | 400 | 0 | 0 | 0 | 0 | 0 | 0 | 0 | 0 | 0 | 0 | 0 | 0 | 0 | 400 | 0 | 1 | 1 | 1 | 1 | 1 | 1 | 1 | 1 | 1 | 1 | 1 | 1 | 1 | 1 | 1 | 0 | 1 | 1 | 1 | 1 | 1 | 1 | 1 | 1 | 1 | 1 | 1 | 1 | 1 | 1 | 1 | 0
SCE Northern Area | Sylmar | 230 | 0 | 0 | 0 | 0 | 0 | 0 | 0 | 0 | 0 | 0 | 0 | 0 | 0 | 0 | 0 | 0 | 0 | 0 | 0 | 0 | 0 | 0 | 0 | 0 | 0 | 0 | 0 | 0 | 0 | 0 | 0 | 0 | 0 | 0 | 0 | 0 | 0 | 0 | 0 | 0 | 1 | 1 | 1 | 1 | 1 | 1 | 1 | 1 | 1 | 1 | 1 | 1 | 1 | 1 | 1 | 0 | 1 | 1 | 1 | 1 | 1 | 1 | 1 | 1 | 1 | 1 | 1 | 1 | 1 | 1 | 1 | 0
PG&E North of Greater Bay Study Area | Table Mountain | 115 | 0 | 0 | 0 | 0 | 0 | 0 | 0 | 0 | 0 | 0 | 0 | 0 | 0 | 0 | 0 | 0 | 0 | 0 | 0 | 0 | 0 | 0 | 0 | 0 | 0 | 0 | 0 | 0 | 1 | 0 | 0 | 0 | 0 | 0 | 0 | 3 | 0 | 0 | 0 | 0 | 1 | 1 | 1 | 1 | 1 | 1 | 1 | 1 | 1 | 1 | 1 | 1 | 1 | 1 | 1 | 0 | 1 | 1 | 1 | 1 | 1 | 1 | 1 | 1 | 1 | 1 | 1 | 1 | 1 | 1 | 1 | 0
PG&E East Kern Study Area | Taft | 115 | 0 | 0 | 0 | 0 | 0 | 0 | 0 | 0 | 0 | 0 | 0 | 0 | 0 | 0 | 0 | 0 | 0 | 0 | 0 | 0 | 0 | 0 | 0 | 0 | 0 | 0 | 0 | 0 | 0 | 0 | 0 | 0 | 0 | 0 | 0 | 3.17 | 0 | 0 | 3 | 0 | 1 | 1 | 1 | 1 | 1 | 1 | 1 | 1 | 1 | 1 | 1 | 1 | 1 | 1 | 1 | 0 | 1 | 1 | 1 | 1 | 1 | 1 | 1 | 1 | 1 | 1 | 1 | 1 | 1 | 1 | 1 | 0
SDG&E Study Area | Talega | 230 | 0 | 0 | 0 | 0 | 0 | 0 | 0 | 0 | 0 | 0 | 0 | 0 | 0 | 0 | 0 | 0 | 0 | 0 | 0 | 0 | 0 | 0 | 0 | 0 | 100 | 0 | 0 | 0 | 0 | 0 | 0 | 0 | 0 | 0 | 0 | 0 | 0 | 0 | 0 | 0 | 1 | 1 | 1 | 1 | 1 | 1 | 1 | 1 | 1 | 1 | 1 | 1 | 1 | 1 | 1 | 0 | 1 | 1 | 1 | 1 | 1 | 1 | 1 | 1 | 1 | 1 | 1 | 3 | 1 | 1 | 1 | 1
PG&E East Kern Study Area | Temblor | 115 | 0 | 0 | 0 | 0 | 0 | 0 | 0 | 0 | 6 | 0 | 0 | 0 | 0 | 0 | 0 | 0 | 0 | 0 | 0 | 0 | 0 | 6 | 0 | 0 | 0 | 0 | 0 | 0 | 0 | 0 | 0 | 0 | 0 | 0 | 0 | 0 | 0 | 0 | 0 | 0 | 1 | 1 | 1 | 1 | 1 | 1 | 1 | 1 | 3 | 1 | 1 | 1 | 1 | 1 | 1 | 1 | 1 | 1 | 1 | 1 | 1 | 1 | 1 | 1 | 3 | 1 | 1 | 1 | 1 | 1 | 1 | 1
PG&E East Kern Study Area | Templeton | 115 | 0 | 0 | 0 | 0 | 0 | 0 | 0 | 0 | 0 | 0 | 0 | 0 | 0 | 0 | 0 | 0 | 0 | 0 | 0 | 0 | 0 | 0 | 0 | 0 | 0 | 0 | 0 | 0 | 0 | 0 | 0 | 0 | 0 | 0 | 0 | 0 | 0 | 0 | 0 | 0 | 1 | 1 | 1 | 1 | 1 | 1 | 1 | 1 | 1 | 1 | 1 | 1 | 1 | 1 | 1 | 0 | 1 | 1 | 1 | 1 | 1 | 1 | 1 | 1 | 1 | 1 | 1 | 1 | 1 | 1 | 1 | 0
PG&E East Kern Study Area | Templeton | 230 | 0 | 0 | 188 | 0 | 0 | 0 | 0 | 0 | 0 | 0 | 0 | 0 | 0 | 0 | 0 | 188 | 0 | 0 | 0 | 0 | 0 | 0 | 0 | 0 | 0 | 0 | 1 | 0 | 0 | 74.8 | 0 | 0 | 0 | 0 | 0 | 0 | 0 | 0 | 0 | 0 | 1 | 1 | 3 | 1 | 1 | 1 | 1 | 1 | 1 | 1 | 1 | 1 | 1 | 1 | 3 | 1 | 1 | 1 | 3 | 1 | 1 | 1 | 1 | 1 | 1 | 1 | 1 | 1 | 1 | 1 | 3 | 1
PG&E North of Greater Bay Study Area | Tesla | 115 | 0 | 0 | 0 | 0 | 0 | 0 | 0 | 0 | 0 | 0 | 0 | 0 | 0 | 0 | 0 | 0 | 0 | 0 | 0 | 0 | 0 | 0 | 0 | 0 | 0 | 0 | 0 | 0 | 0 | 0 | 0 | 0 | 0 | 0 | 0 | 0 | 0 | 0 | 0 | 0 | 1 | 1 | 1 | 1 | 1 | 1 | 1 | 1 | 1 | 1 | 1 | 1 | 1 | 1 | 1 | 0 | 1 | 1 | 1 | 1 | 1 | 1 | 1 | 1 | 1 | 1 | 1 | 1 | 1 | 1 | 1 | 0
PG&E North of Greater Bay Study Area | Tesla | 230 | 0 | 0 | 100 | 100 | 0 | 0 | 0 | 0 | 0 | 0 | 0 | 0 | 0 | 0 | 0 | 100 | 100 | 0 | 0 | 0 | 0 | 0 | 0 | 0 | 0 | 0 | 1 | 0 | 0 | 80 | 5 | 0 | 0 | 0 | 0 | 0 | 0 | 0 | 400 | 0 | 1 | 1 | 2 | 3 | 1 | 1 | 1 | 1 | 1 | 1 | 1 | 1 | 1 | 1 | 3 | 1 | 1 | 1 | 2 | 3 | 1 | 1 | 1 | 1 | 1 | 1 | 1 | 1 | 1 | 1 | 3 | 1
PG&E North of Greater Bay Study Area | Tesla | 500 | 0 | 0 | 0 | 0 | 0 | 0 | 0 | 0 | 0 | 0 | 0 | 0 | 0 | 0 | 0 | 0 | 0 | 0 | 0 | 0 | 0 | 0 | 50 | 350 | 250 | 0 | 1 | 0 | 0 | 330 | 20 | 0 | 0 | 0 | 0 | 0 | 400 | 10 | 0 | 0 | 1 | 1 | 1 | 1 | 1 | 1 | 1 | 1 | 1 | 1 | 1 | 1 | 1 | 1 | 1 | 0 | 1 | 1 | 1 | 1 | 1 | 1 | 1 | 1 | 1 | 1 | 3 | 3 | 1 | 1 | 1 | 1
PG&E East Kern Study Area | Tevis | 115 | 0 | 0 | 0 | 0 | 0 | 0 | 0 | 0 | 0 | 0 | 0 | 0 | 0 | 0 | 0 | 0 | 0 | 0 | 0 | 0 | 0 | 0 | 0 | 0 | 0 | 0 | 0 | 0 | 0 | 0 | 0 | 0 | 0 | 0 | 0 | 0 | 0 | 0 | 0 | 0 | 1 | 1 | 1 | 1 | 1 | 1 | 1 | 1 | 1 | 1 | 1 | 1 | 1 | 1 | 1 | 0 | 1 | 1 | 1 | 1 | 1 | 1 | 1 | 1 | 1 | 1 | 1 | 1 | 1 | 1 | 1 | 0
PG&E North of Greater Bay Study Area | Thermalito | 230 | 0 | 0 | 40 | 40 | 0 | 0 | 0 | 0 | 0 | 0 | 0 | 0 | 0 | 0 | 0 | 40 | 40 | 0 | 0 | 0 | 0 | 0 | 0 | 0 | 0 | 0 | 1 | 0 | 0 | 0 | 0 | 0 | 0 | 0 | 0 | 0 | 0 | 0 | 0 | 0 | 1 | 1 | 3 | 3 | 1 | 1 | 1 | 1 | 1 | 1 | 1 | 1 | 1 | 1 | 3 | 1 | 1 | 1 | 3 | 3 | 1 | 1 | 1 | 1 | 1 | 1 | 1 | 1 | 1 | 1 | 3 | 1
SDG&E Study Area | Trabuco | 138 | 0 | 0 | 0 | 0 | 0 | 0 | 0 | 0 | 0 | 0 | 0 | 0 | 0 | 0 | 0 | 0 | 0 | 0 | 0 | 0 | 0 | 0 | 0 | 0 | 0 | 0 | 0 | 0 | 0 | 0 | 0 | 0 | 0 | 0 | 0 | 0 | 0 | 0 | 0 | 0 | 1 | 1 | 1 | 1 | 1 | 1 | 1 | 1 | 1 | 1 | 1 | 1 | 1 | 1 | 1 | 0 | 1 | 1 | 1 | 1 | 1 | 1 | 1 | 1 | 1 | 1 | 1 | 1 | 1 | 1 | 1 | 0
PG&E Fresno Study Area | Tranquility | 230 | 0 | 0 | 0 | 0 | 0 | 0 | 0 | 0 | 0 | 166 | 133 | 75 | 0 | 0 | 0 | 0 | 0 | 0 | 0 | 0 | 0 | 0 | 416 | 833 | 575 | 0 | 0 | 0 | 0 | 0 | 0 | 0 | 0 | 0 | 0 | 0 | 400 | 500 | 472 | 0 | 1 | 1 | 1 | 1 | 1 | 1 | 1 | 1 | 1 | 1 | 1 | 1 | 1 | 1 | 1 | 0 | 1 | 1 | 1 | 1 | 1 | 1 | 1 | 1 | 1 | 2 | 2 | 2 | 1 | 2 | 1 | 1
East of Pisgah Study Area | Trout Canyon (fka Crazy Eyes) | 230 | 0 | 0 | 0 | 0 | 0 | 0 | 0 | 0 | 0 | 425 | 718 | 455 | 0 | 0 | 0 | 0 | 0 | 0 | 0 | 0 | 0 | 0 | 525 | 1558 | 955 | 0 | 0 | 0 | 0 | 0 | 0 | 0 | 0 | 0 | 0 | 0 | 650 | 806 | 570 | 0 | 1 | 1 | 1 | 1 | 1 | 1 | 1 | 1 | 1 | 1 | 1 | 1 | 1 | 1 | 1 | 0 | 1 | 1 | 1 | 1 | 1 | 1 | 1 | 1 | 1 | 1 | 2 | 2 | 1 | 2 | 1 | 1
PG&E North of Greater Bay Study Area | Tulucay | 230 | 0 | 0 | 0 | 0 | 0 | 0 | 0 | 0 | 0 | 0 | 0 | 0 | 0 | 0 | 0 | 0 | 0 | 0 | 0 | 0 | 0 | 0 | 0 | 0 | 0 | 0 | 0 | 0 | 0 | 0 | 0 | 0 | 0 | 0 | 0 | 1.78 | 0 | 0 | 0 | 0 | 1 | 1 | 1 | 1 | 1 | 1 | 1 | 1 | 1 | 1 | 1 | 1 | 1 | 1 | 1 | 0 | 1 | 1 | 1 | 1 | 1 | 1 | 1 | 1 | 1 | 1 | 1 | 1 | 1 | 1 | 1 | 0
PG&E East Kern Study Area | Tupman | 115 | 0 | 0 | 0 | 0 | 0 | 0 | 0 | 0 | 0 | 0 | 0 | 0 | 0 | 0 | 0 | 0 | 0 | 0 | 0 | 0 | 0 | 0 | 0 | 0 | 0 | 0 | 0 | 0 | 0 | 0 | 0 | 0 | 0 | 0 | 0 | 0 | 0 | 0 | 0 | 0 | 1 | 1 | 1 | 1 | 1 | 1 | 1 | 1 | 1 | 1 | 1 | 1 | 1 | 1 | 1 | 0 | 1 | 1 | 1 | 1 | 1 | 1 | 1 | 1 | 1 | 1 | 1 | 1 | 1 | 1 | 1 | 0
PG&E North of Greater Bay Study Area | UltraPower Chinese Station | 115 | 0 | 0 | 0 | 0 | 0 | 0 | 0 | 0 | 0 | 0 | 0 | 0 | 0 | 0 | 0 | 0 | 0 | 0 | 0 | 0 | 0 | 0 | 0 | 0 | 0 | 0 | 0 | 0 | 2 | 0 | 0 | 0 | 0 | 0 | 0 | 0 | 0 | 0 | 0 | 0 | 1 | 1 | 1 | 1 | 1 | 1 | 1 | 1 | 1 | 1 | 1 | 1 | 1 | 1 | 1 | 0 | 1 | 1 | 1 | 1 | 1 | 1 | 1 | 1 | 1 | 1 | 1 | 1 | 1 | 1 | 1 | 0
PG&E North of Greater Bay Study Area | Vaca Dixon | 500 | 0 | 0 | 0 | 0 | 0 | 0 | 0 | 0 | 0 | 0 | 0 | 0 | 0 | 0 | 0 | 0 | 0 | 0 | 0 | 0 | 0 | 0 | 0 | 0 | 0 | 0 | 0 | 0 | 0 | 0 | 0 | 0 | 0 | 0 | 0 | 0 | 0 | 0 | 0 | 0 | 1 | 1 | 1 | 1 | 1 | 1 | 1 | 1 | 1 | 1 | 1 | 1 | 1 | 1 | 1 | 0 | 1 | 1 | 1 | 1 | 1 | 1 | 1 | 1 | 1 | 1 | 1 | 1 | 1 | 1 | 1 | 0
PG&E North of Greater Bay Study Area | Vaca Dixon | 115 | 0 | 0 | 0 | 0 | 0 | 0 | 0 | 0 | 0 | 0 | 0 | 0 | 0 | 0 | 0 | 0 | 0 | 0 | 0 | 0 | 0 | 0 | 14 | 10 | 12 | 0 | 0 | 0 | 0 | 0 | 0 | 0 | 0 | 0 | 0 | 0 | 5 | 20 | 135 | 0 | 1 | 1 | 1 | 1 | 1 | 1 | 1 | 1 | 1 | 1 | 1 | 1 | 1 | 1 | 1 | 0 | 1 | 1 | 1 | 1 | 1 | 1 | 1 | 1 | 1 | 3 | 1 | 1 | 1 | 1 | 1 | 1
SCE Eastern Study Area | Valley | 500 | 0 | 0 | 0 | 0 | 0 | 0 | 0 | 0 | 0 | 0 | 0 | 0 | 0 | 0 | 0 | 0 | 0 | 0 | 0 | 0 | 0 | 0 | 0 | 0 | 680 | 0 | 0 | 0 | 0 | 0 | 0 | 0 | 0 | 0 | 0 | 0 | 0 | 0 | 690 | 0 | 1 | 1 | 1 | 1 | 1 | 1 | 1 | 1 | 1 | 1 | 1 | 1 | 1 | 1 | 1 | 0 | 1 | 1 | 1 | 1 | 1 | 1 | 1 | 1 | 1 | 1 | 1 | 1 | 1 | 1 | 1 | 0
East of Pisgah Study Area | Valley (VEA) | 138 | 0 | 0 | 0 | 0 | 0 | 0 | 0 | 0 | 0 | 0 | 50 | 40 | 0 | 0 | 0 | 0 | 0 | 0 | 0 | 0 | 0 | 0 | 0 | 50 | 40 | 0 | 0 | 0 | 0 | 0 | 0 | 0 | 0 | 0 | 0 | 0 | 50 | 0 | 40 | 0 | 1 | 1 | 1 | 1 | 1 | 1 | 1 | 1 | 1 | 1 | 3 | 1 | 1 | 1 | 1 | 1 | 1 | 1 | 1 | 1 | 1 | 1 | 1 | 1 | 1 | 1 | 3 | 1 | 1 | 1 | 1 | 1
SCE Northern Area | Vestal | 230 | 0 | 0 | 0 | 0 | 0 | 0 | 0 | 0 | 0 | 350 | 266.13 | 300 | 0 | 0 | 0 | 0 | 0 | 0 | 0 | 0 | 0 | 0 | 350 | 451.13 | 358 | 0 | 0 | 0 | 0 | 0 | 0 | 0 | 0 | 0 | 0 | 0 | 350 | 511.13 | 350 | 0 | 1 | 1 | 1 | 1 | 1 | 1 | 1 | 1 | 1 | 1 | 1 | 1 | 1 | 1 | 1 | 0 | 1 | 1 | 1 | 1 | 1 | 1 | 1 | 1 | 1 | 1 | 1 | 2 | 1 | 1 | 1 | 1
SCE North of Lugo (NOL) Study Area | Victor | 230 | 0 | 2.7 | 0 | 0 | 0 | 0 | 0 | 0 | 7 | 110 | 105.3943 | 50 | 0 | 0 | 2.7 | 0 | 0 | 0 | 0 | 0 | 0 | 7 | 110 | 290.3943 | 220 | 0 | 0 | 0 | 0 | 0 | 0 | 0 | 0 | 0 | 0 | 2 | 100 | 0 | 50 | 0 | 1 | 3 | 1 | 1 | 1 | 1 | 1 | 1 | 3 | 2 | 3 | 1 | 1 | 3 | 1 | 1 | 1 | 3 | 1 | 1 | 1 | 1 | 1 | 1 | 3 | 2 | 3 | 3 | 1 | 3 | 1 | 1
SCE North of Lugo (NOL) Study Area | Victor | 115 | 0 | 0 | 0 | 0 | 0 | 0 | 0 | 0 | 0 | 0 | 0 | 0 | 0 | 0 | 0 | 0 | 0 | 0 | 0 | 0 | 0 | 0 | 0 | 0 | 0 | 0 | 0 | 0 | 0 | 0 | 0 | 0 | 0 | 0 | 0 | 0 | 0 | 0 | 0 | 0 | 1 | 1 | 1 | 1 | 1 | 1 | 1 | 1 | 1 | 1 | 1 | 1 | 1 | 1 | 1 | 0 | 1 | 1 | 1 | 1 | 1 | 1 | 1 | 1 | 1 | 1 | 1 | 1 | 1 | 1 | 1 | 0
SCE Metro Study Area | Viejo | 230 | 0 | 0 | 0 | 0 | 0 | 0 | 0 | 0 | 0 | 0 | 0 | 0 | 0 | 0 | 0 | 0 | 0 | 0 | 0 | 0 | 0 | 0 | 0 | 0 | 0 | 0 | 0 | 0 | 0 | 0 | 0 | 0 | 0 | 0 | 0 | 0 | 0 | 0 | 0 | 0 | 1 | 1 | 1 | 1 | 1 | 1 | 1 | 1 | 1 | 1 | 1 | 1 | 1 | 1 | 1 | 0 | 1 | 1 | 1 | 1 | 1 | 1 | 1 | 1 | 1 | 1 | 1 | 1 | 1 | 1 | 1 | 0
PG&E North of Greater Bay Study Area | Vierra | 115 | 0 | 0 | 0 | 0 | 0 | 0 | 0 | 0 | 0 | 0 | 0 | 0 | 0 | 0 | 0 | 0 | 0 | 0 | 0 | 0 | 0 | 0 | 0 | 0 | 0 | 0 | 0 | 0 | 0 | 0 | 0 | 0 | 0 | 0 | 0 | 0 | 0 | 0 | 0 | 0 | 1 | 1 | 1 | 1 | 1 | 1 | 1 | 1 | 1 | 1 | 1 | 1 | 1 | 1 | 1 | 0 | 1 | 1 | 1 | 1 | 1 | 1 | 1 | 1 | 1 | 1 | 1 | 1 | 1 | 1 | 1 | 0
SCE Metro Study Area | Villa Park | 230 | 0 | 0 | 0 | 0 | 0 | 0 | 0 | 0 | 0 | 0 | 0 | 0 | 0 | 0 | 0 | 0 | 0 | 0 | 0 | 0 | 0 | 0 | 0 | 0 | 0 | 0 | 0 | 0 | 0 | 0 | 0 | 0 | 0 | 0 | 0 | 0 | 0 | 0 | 0 | 0 | 1 | 1 | 1 | 1 | 1 | 1 | 1 | 1 | 1 | 1 | 1 | 1 | 1 | 1 | 1 | 0 | 1 | 1 | 1 | 1 | 1 | 1 | 1 | 1 | 1 | 1 | 1 | 1 | 1 | 1 | 1 | 0
SCE Northern Area | Vincent | 230 | 0 | 0 | 0 | 0 | 0 | 0 | 0 | 0 | 0 | 0 | 1003 | 808.59 | 0 | 0 | 0 | 0 | 0 | 0 | 0 | 0 | 0 | 0 | 0 | 1303 | 1223.59 | 0 | 1 | 0 | 0 | 60.3 | 0 | 0 | 0 | 0 | 0 | 0 | 0 | 951 | 753.59 | 0 | 1 | 1 | 1 | 1 | 1 | 1 | 1 | 1 | 1 | 1 | 2 | 2 | 1 | 2 | 1 | 1 | 1 | 1 | 1 | 1 | 1 | 1 | 1 | 1 | 1 | 1 | 2 | 2 | 1 | 2 | 1 | 1
SCE Eastern Study Area | Vista | 230 | 0 | 3 | 0 | 0 | 0 | 0 | 0 | 0 | 0 | 0 | 0 | 0 | 0 | 0 | 3 | 0 | 0 | 0 | 0 | 0 | 0 | 0 | 0 | 0 | 0 | 0 | 0 | 0 | 2.6 | 0 | 0 | 0 | 0 | 0 | 0 | 0 | 0 | 0 | 200 | 0 | 1 | 1 | 1 | 1 | 1 | 1 | 1 | 1 | 1 | 1 | 1 | 1 | 1 | 1 | 1 | 0 | 1 | 1 | 1 | 1 | 1 | 1 | 1 | 1 | 1 | 1 | 1 | 1 | 1 | 1 | 1 | 0
East of Pisgah Study Area | Vista (VEA) | 138 | 0 | 0 | 0 | 0 | 0 | 0 | 0 | 0 | 0 | 0 | 0 | 0 | 0 | 0 | 0 | 0 | 0 | 0 | 0 | 0 | 0 | 0 | 100 | 100 | 65 | 0 | 0 | 0 | 0 | 0 | 0 | 0 | 0 | 0 | 0 | 0 | 0 | 0 | 0 | 0 | 1 | 1 | 1 | 1 | 1 | 1 | 1 | 1 | 1 | 1 | 1 | 1 | 1 | 1 | 1 | 0 | 1 | 1 | 1 | 1 | 1 | 1 | 1 | 1 | 1 | 3 | 3 | 3 | 1 | 3 | 1 | 1
PG&E Fresno Study Area | Wahtoke | 115 | 0 | 0 | 0 | 0 | 0 | 0 | 0 | 0 | 0 | 0 | 0 | 0 | 0 | 0 | 0 | 0 | 0 | 0 | 0 | 0 | 0 | 0 | 0 | 0 | 0 | 0 | 0 | 0 | 0 | 0 | 0 | 0 | 0 | 0 | 0 | 0 | 0 | 0 | 0 | 0 | 1 | 1 | 1 | 1 | 1 | 1 | 1 | 1 | 1 | 1 | 1 | 1 | 1 | 1 | 1 | 0 | 1 | 1 | 1 | 1 | 1 | 1 | 1 | 1 | 1 | 1 | 1 | 1 | 1 | 1 | 1 | 0
SCE Metro Study Area | Walnut | 230 | 0 | 0 | 0 | 0 | 0 | 0 | 0 | 0 | 0 | 0 | 0 | 300 | 0 | 0 | 0 | 0 | 0 | 0 | 0 | 0 | 0 | 0 | 0 | 0 | 300 | 0 | 0 | 0 | 0 | 0 | 0 | 0 | 0 | 0 | 0 | 0 | 0 | 0 | 200 | 0 | 1 | 1 | 1 | 1 | 1 | 1 | 1 | 1 | 1 | 1 | 1 | 2 | 1 | 1 | 1 | 1 | 1 | 1 | 1 | 1 | 1 | 1 | 1 | 1 | 1 | 1 | 1 | 2 | 1 | 1 | 1 | 1
PG&E Fresno Study Area | Westley | 230 | 0 | 4 | 0 | 0 | 0 | 0 | 0 | 0 | 0 | 41 | 119.32 | 99.5 | 0 | 0 | 4 | 0 | 0 | 0 | 0 | 0 | 0 | 0 | 91 | 119.32 | 99.5 | 0 | 0 | 0 | 2 | 0 | 0 | 0 | 0 | 0 | 0 | 0 | 227 | 23 | 170 | 0 | 1 | 2 | 1 | 1 | 1 | 1 | 1 | 1 | 1 | 1 | 3 | 1 | 1 | 1 | 1 | 1 | 1 | 2 | 1 | 1 | 1 | 1 | 1 | 1 | 1 | 1 | 3 | 1 | 1 | 1 | 1 | 1
PG&E Fresno Study Area | West Fresno | 115 | 0 | 0 | 0 | 0 | 0 | 0 | 0 | 0 | 0 | 0 | 0 | 0 | 0 | 0 | 0 | 0 | 0 | 0 | 0 | 0 | 0 | 0 | 0 | 0 | 0 | 0 | 0 | 0 | 0 | 0 | 0 | 0 | 0 | 0 | 0 | 0 | 0 | 0 | 0 | 0 | 1 | 1 | 1 | 1 | 1 | 1 | 1 | 1 | 1 | 1 | 1 | 1 | 1 | 1 | 1 | 0 | 1 | 1 | 1 | 1 | 1 | 1 | 1 | 1 | 1 | 1 | 1 | 1 | 1 | 1 | 1 | 0
PG&E East Kern Study Area | Westpark | 115 | 0 | 0 | 0 | 0 | 0 | 0 | 0 | 0 | 0 | 0 | 0 | 0 | 0 | 0 | 0 | 0 | 0 | 0 | 0 | 0 | 0 | 0 | 0 | 0 | 0 | 0 | 0 | 0 | 0 | 0 | 0 | 0 | 0 | 0 | 0 | 0 | 0 | 0 | 0 | 0 | 1 | 1 | 1 | 1 | 1 | 1 | 1 | 1 | 1 | 1 | 1 | 1 | 1 | 1 | 1 | 0 | 1 | 1 | 1 | 1 | 1 | 1 | 1 | 1 | 1 | 1 | 1 | 1 | 1 | 1 | 1 | 0
PG&E East Kern Study Area | Wheeler Ridge | 115 | 0 | 0 | 0 | 0 | 0 | 0 | 0 | 0 | 0 | 100 | 75.321 | 67 | 0 | 0 | 0 | 0 | 0 | 0 | 0 | 0 | 0 | 0 | 170 | 155.321 | 117 | 0 | 0 | 0 | 0 | 0 | 0 | 0 | 0 | 0 | 0 | 2.4 | 100 | 75.321 | 90 | 0 | 1 | 1 | 1 | 1 | 1 | 1 | 1 | 1 | 1 | 1 | 1 | 1 | 1 | 1 | 1 | 0 | 1 | 1 | 1 | 1 | 1 | 1 | 1 | 1 | 1 | 2 | 3 | 2 | 1 | 2 | 1 | 1
PG&E East Kern Study Area | Wheeler Ridge | 230 | 0 | 0 | 0 | 0 | 0 | 0 | 0 | 0 | 0 | 200 | 0 | 0 | 0 | 0 | 0 | 0 | 0 | 0 | 0 | 0 | 0 | 0 | 210 | 240 | 170 | 0 | 0 | 0 | 0 | 0 | 0 | 0 | 0 | 0 | 0 | 0 | 210 | 0 | 0 | 0 | 1 | 1 | 1 | 1 | 1 | 1 | 1 | 1 | 1 | 1 | 1 | 1 | 1 | 1 | 1 | 0 | 1 | 1 | 1 | 1 | 1 | 1 | 1 | 1 | 1 | 1 | 3 | 3 | 1 | 3 | 1 | 1
SCE Northern Area | Whirlwind | 500 | 0 | 0 | 0 | 0 | 0 | 0 | 0 | 0 | 0 | 0 | 0 | 0 | 0 | 0 | 0 | 0 | 0 | 0 | 0 | 0 | 0 | 0 | 0 | 0 | 0 | 0 | 0 | 0 | 0 | 0 | 0 | 0 | 0 | 0 | 0 | 0 | 0 | 0 | 0 | 0 | 1 | 1 | 1 | 1 | 1 | 1 | 1 | 1 | 1 | 1 | 1 | 1 | 1 | 1 | 1 | 0 | 1 | 1 | 1 | 1 | 1 | 1 | 1 | 1 | 1 | 1 | 1 | 1 | 1 | 1 | 1 | 0
SCE Northern Area | Whirlwind | 230 | 0 | 0 | 92.9 | 0 | 0 | 0 | 0 | 0 | 0 | 450 | 978.995 | 1216.62 | 500 | 0 | 0 | 92.9 | 0 | 0 | 0 | 0 | 0 | 0 | 650 | 1878.995 | 1516.62 | 500 | 1 | 0 | 0 | 100.9 | 0 | 0 | 0 | 0 | 0 | 0 | 1059.8 | 589.195 | 986.62 | 500 | 1 | 1 | 1 | 1 | 1 | 1 | 1 | 1 | 1 | 1 | 2 | 2 | 1 | 1 | 1 | 1 | 1 | 1 | 1 | 1 | 1 | 1 | 1 | 1 | 1 | 1 | 3 | 2 | 1 | 2 | 1 | 1
SCE Northern Area | Windhub | 500 | 0 | 0 | 0 | 0 | 0 | 0 | 0 | 0 | 0 | 0 | 0 | 0 | 0 | 0 | 0 | 0 | 0 | 0 | 0 | 0 | 0 | 0 | 650 | 500 | 350 | 0 | 0 | 0 | 0 | 0 | 0 | 0 | 0 | 0 | 0 | 0 | 780 | 0 | 0 | 0 | 1 | 1 | 1 | 1 | 1 | 1 | 1 | 1 | 1 | 1 | 1 | 1 | 1 | 1 | 1 | 0 | 1 | 1 | 1 | 1 | 1 | 1 | 1 | 1 | 1 | 1 | 3 | 3 | 1 | 2 | 1 | 1
SCE Northern Area | Windhub | 230 | 0 | 0 | 182.1 | 0 | 0 | 0 | 0 | 0 | 0 | 501 | 1153 | 1015.205 | 0 | 0 | 0 | 188 | 0 | 0 | 0 | 0 | 0 | 0 | 681 | 1153 | 1015.205 | 0 | 1 | 0 | 0 | 180.9 | 0 | 0 | 0 | 0 | 0 | 0 | 845.7 | 863.3 | 1005.205 | 0 | 1 | 1 | 2 | 1 | 1 | 1 | 1 | 1 | 1 | 1 | 2 | 2 | 1 | 1 | 2 | 1 | 1 | 1 | 2 | 1 | 1 | 1 | 1 | 1 | 1 | 1 | 2 | 2 | 1 | 2 | 2 | 1
PG&E North of Greater Bay Study Area | Woodland | 115 | 0 | 0 | 0 | 0 | 0 | 0 | 0 | 0 | 0 | 0 | 0 | 0 | 0 | 0 | 0 | 0 | 0 | 0 | 0 | 0 | 0 | 0 | 0 | 12 | 12 | 0 | 0 | 0 | 0 | 0 | 0 | 0 | 0 | 0 | 0 | 0 | 0 | 12 | 12 | 0 | 1 | 1 | 1 | 1 | 1 | 1 | 1 | 1 | 1 | 1 | 1 | 1 | 1 | 1 | 1 | 0 | 1 | 1 | 1 | 1 | 1 | 1 | 1 | 1 | 1 | 1 | 1 | 1 | 1 | 1 | 1 | 0
PG&E North of Greater Bay Study Area | Wyandotte | 115 | 0 | 3.6 | 0 | 0 | 0 | 0 | 0 | 0 | 0 | 0 | 0 | 0 | 0 | 0 | 3.6 | 0 | 0 | 0 | 0 | 0 | 0 | 0 | 0 | 0 | 0 | 0 | 0 | 0 | 3.6 | 0 | 0 | 0 | 0 | 0 | 0 | 0 | 0 | 0 | 0 | 0 | 1 | 1 | 1 | 1 | 1 | 1 | 1 | 1 | 1 | 1 | 1 | 1 | 1 | 1 | 1 | 0 | 1 | 1 | 1 | 1 | 1 | 1 | 1 | 1 | 1 | 1 | 1 | 1 | 1 | 1 | 1 | 0

## PreviousTPP_Portfolios
|  |  | 2022_2023 TPP Base Case Resources | [13 empty] | 2022_2023 TPP 30 MMT HE Sensitivity
|  |  | 2032 Resources Mapped to substations | [12 empty] | Sub Count | 2035 Resources Mapped to substations | [12 empty] | Sub Count
|  |  | Geothermal | Biomass | Wind | Wind | OOS Wind | OOS Wind | Offshore Wind | Offshore Wind | Distributed Solar | Solar | Solar | Li_Battery | PSH | 109 | Geothermal | Biomass | Wind | Wind | OOS Wind | OOS Wind | Offshore Wind | Offshore Wind | Distributed Solar | Solar | Solar | Li_Battery | PSH | 143
CAISO Study Area | Substation | Voltage | FCDS | FCDS | FCDS | EODS | FCDS | EODS | FCDS | EODS | FCDS | FCDS | EODS | FCDS | FCDS | Is in Base Case | FCDS | FCDS | FCDS | EODS | FCDS | EODS | FCDS | EODS | FCDS | FCDS | EODS | FCDS | FCDS | Is in Base Case
PG&E East Kern Study Area | 7th Standard | 115 | 0 | 0 | 0 | 0 | 0 | 0 | 0 | 0 | 0 | 0 | 0 | 0 | 0 | 0 | 0 | 0 | 0 | 0 | 0 | 0 | 0 | 0 | 0 | 0 | 0 | 0 | 0 | 0
SCE Metro Study Area | Alamitos | 230 | 0 | 0 | 0 | 0 | 0 | 0 | 0 | 0 | 0 | 0 | 0 | 0 | 0 | 0 | 0 | 0 | 0 | 0 | 0 | 0 | 0 | 0 | 0 | 0 | 0 | 0 | 0 | 0
PG&E Fresno Study Area | Alpaugh | 115 | 0 | 3 | 0 | 0 | 0 | 0 | 0 | 0 | 0 | 0 | 0 | 0 | 0 | 1 | 0 | 3 | 0 | 0 | 0 | 0 | 0 | 0 | 0 | 20 | 200 | 145 | 0 | 1
SCE Northern Area | Antelope | 500 | 0 | 0 | 0 | 0 | 0 | 0 | 0 | 0 | 0 | 0 | 0 | 0 | 0 | 0 | 0 | 0 | 0 | 0 | 0 | 0 | 0 | 0 | 0 | 0 | 0 | 0 | 0 | 0
SCE Northern Area | Antelope | 230 | 0 | 0 | 0 | 0 | 0 | 0 | 0 | 0 | 3 | 450 | 497 | 438.8 | 0 | 1 | 0 | 0 | 0 | 0 | 0 | 0 | 0 | 0 | 3 | 650 | 622 | 513.8 | 0 | 1
PG&E East Kern Study Area | Arco | 230 | 0 | 0 | 0 | 0 | 0 | 0 | 0 | 0 | 0 | 125 | 28 | 75.64 | 0 | 1 | 0 | 0 | 0 | 0 | 0 | 0 | 0 | 0 | 0 | 130 | 521 | 380.64 | 0 | 1
SCE Metro Study Area | Arcogen | 230 | 0 | 0 | 0 | 0 | 0 | 0 | 0 | 0 | 0 | 0 | 0 | 0 | 0 | 0 | 0 | 0 | 0 | 0 | 0 | 0 | 0 | 0 | 0 | 0 | 0 | 0 | 0 | 0
PG&E East Kern Study Area | Avenal | 115 | 0 | 0 | 0 | 0 | 0 | 0 | 0 | 0 | 0 | 0 | 0 | 0 | 0 | 0 | 0 | 0 | 0 | 0 | 0 | 0 | 0 | 0 | 0 | 0 | 0 | 0 | 0 | 0
SCE Northern Area | Bailey | 230 | 0 | 0 | 0 | 0 | 0 | 0 | 0 | 0 | 0 | 0 | 0 | 0 | 0 | 0 | 0 | 0 | 0 | 0 | 0 | 0 | 0 | 0 | 0 | 0 | 0 | 0 | 0 | 0
PG&E East Kern Study Area | Bakersfield | 230 | 0 | 0 | 0 | 0 | 0 | 0 | 0 | 0 | 0 | 0 | 0 | 0 | 0 | 0 | 0 | 0 | 0 | 0 | 0 | 0 | 0 | 0 | 0 | 0 | 0 | 0 | 0 | 0
SCE Metro Study Area | Barre | 230 | 0 | 0 | 0 | 0 | 0 | 0 | 0 | 0 | 0 | 0 | 0 | 10 | 0 | 1 | 0 | 0 | 0 | 0 | 0 | 0 | 0 | 0 | 0 | 0 | 0 | 55 | 0 | 1
SDG&E Study Area | Bay Boulevard | 230 | 0 | 0 | 0 | 0 | 0 | 0 | 0 | 0 | 0 | 0 | 0 | 0 | 0 | 0 | 0 | 0 | 0 | 0 | 0 | 0 | 0 | 0 | 0 | 0 | 0 | 0 | 0 | 0
East of Pisgah Study Area | Beatty | 138 | 440 | 0 | 0 | 0 | 0 | 0 | 0 | 0 | 0 | 0 | 0 | 0 | 0 | 1 | 440 | 0 | 0 | 0 | 0 | 0 | 0 | 0 | 0 | 100 | 300 | 215 | 0 | 1
PG&E North of Greater Bay Study Area | Bellota | 230 | 0 | 0 | 0 | 0 | 0 | 0 | 0 | 0 | 0 | 0 | 0 | 0 | 0 | 0 | 0 | 0 | 0 | 0 | 0 | 0 | 0 | 0 | 0 | 100 | 250 | 175 | 0 | 1
PG&E North of Greater Bay Study Area | Bellota | 115 | 0 | 4 | 0 | 0 | 0 | 0 | 0 | 0 | 0 | 0 | 0 | 132 | 0 | 1 | 0 | 4 | 0 | 0 | 0 | 0 | 0 | 0 | 0 | 0 | 240 | 244 | 0 | 1
PG&E North of Greater Bay Study Area | Bellevue | 115 | 0 | 0 | 0 | 0 | 0 | 0 | 0 | 0 | 0 | 0 | 0 | 0 | 0 | 0 | 0 | 0 | 0 | 0 | 0 | 0 | 0 | 0 | 0 | 0 | 0 | 0 | 0 | 0
SCE Northern Area | Big Creek Hydro Facilities | 230 | 0 | 6 | 0 | 0 | 0 | 0 | 0 | 0 | 0 | 0 | 0 | 0 | 0 | 1 | 0 | 6 | 0 | 0 | 0 | 0 | 0 | 0 | 0 | 0 | 0 | 0 | 0 | 1
PG&E North of Greater Bay Study Area | Birds Landing | 230 | 0 | 0 | 120 | 0 | 0 | 0 | 0 | 0 | 0 | 0 | 0 | 0 | 0 | 1 | 0 | 0 | 120 | 0 | 0 | 0 | 0 | 0 | 0 | 0 | 100 | 70 | 0 | 1
SDG&E Study Area | BlytheSC 161 kV | 161 | 0 | 0 | 0 | 0 | 0 | 0 | 0 | 0 | 0 | 0 | 0 | 0 | 0 | 0 | 0 | 0 | 0 | 0 | 0 | 0 | 0 | 0 | 0 | 0 | 0 | 0 | 0 | 0
PG&E Fresno Study Area | Borden | 230 | 0 | 0 | 0 | 0 | 0 | 0 | 0 | 0 | 0 | 0 | 0 | 0 | 0 | 0 | 0 | 0 | 0 | 0 | 0 | 0 | 0 | 0 | 0 | 0 | 200 | 150 | 0 | 1
PG&E North of Greater Bay Study Area | Brentwood | 230 | 0 | 0 | 0 | 0 | 0 | 0 | 0 | 0 | 0 | 0 | 0 | 0 | 0 | 0 | 0 | 0 | 0 | 0 | 0 | 0 | 0 | 0 | 0 | 0 | 0 | 0 | 0 | 0
PG&E North of Greater Bay Study Area | Bridgeville | 115 | 0 | 0 | 0 | 0 | 0 | 0 | 0 | 0 | 0 | 0 | 0 | 0 | 0 | 0 | 0 | 0 | 0 | 0 | 0 | 0 | 0 | 0 | 0 | 0 | 0 | 0 | 0 | 0
PG&E Fresno Study Area | Cabrillo | 115 | 0 | 0 | 99 | 0 | 0 | 0 | 0 | 0 | 0 | 0 | 0 | 0 | 0 | 1 | 0 | 0 | 99 | 0 | 0 | 0 | 0 | 0 | 0 | 0 | 0 | 0 | 0 | 1
PG&E Fresno Study Area | Cal Ave | 115 | 0 | 0 | 0 | 0 | 0 | 0 | 0 | 0 | 0 | 0 | 0 | 0 | 0 | 0 | 0 | 0 | 0 | 0 | 0 | 0 | 0 | 0 | 0 | 0 | 0 | 0 | 0 | 0
SCE North of Lugo (NOL) Study Area | Calcite | 230 | 0 | 0 | 0 | 0 | 0 | 0 | 0 | 0 | 0 | 50 | 350 | 250 | 0 | 1 | 0 | 0 | 0 | 0 | 0 | 0 | 0 | 0 | 0 | 130 | 300 | 250 | 0 | 1
PG&E East Kern Study Area | Caliente | 230 | 0 | 2 | 0 | 0 | 0 | 0 | 0 | 0 | 0 | 0 | 0 | 0 | 0 | 1 | 0 | 2 | 0 | 0 | 0 | 0 | 0 | 0 | 0 | 100 | 0 | 0 | 0 | 1
PG&E East Kern Study Area | California Water | 115 | 0 | 0 | 0 | 0 | 0 | 0 | 0 | 0 | 0 | 0 | 0 | 0 | 0 | 0 | 0 | 0 | 0 | 0 | 0 | 0 | 0 | 0 | 0 | 0 | 0 | 0 | 0 | 0
PG&E Fresno Study Area | Cantua | 115 | 0 | 0 | 0 | 0 | 0 | 0 | 0 | 0 | 0 | 0 | 0 | 0 | 0 | 0 | 0 | 0 | 0 | 0 | 0 | 0 | 0 | 0 | 0 | 0 | 0 | 0 | 0 | 0
SDG&E Study Area | Capistrano | 230 | 0 | 0 | 0 | 0 | 0 | 0 | 0 | 0 | 0 | 0 | 0 | 0 | 0 | 0 | 0 | 0 | 0 | 0 | 0 | 0 | 0 | 0 | 0 | 0 | 0 | 0 | 0 | 0
SDG&E Study Area | Capistrano | 138 | 0 | 0 | 0 | 0 | 0 | 0 | 0 | 0 | 0 | 0 | 0 | 200 | 0 | 1 | 0 | 0 | 0 | 0 | 0 | 0 | 0 | 0 | 0 | 0 | 0 | 200 | 0 | 1
East of Pisgah Study Area | Carpenter Canyon (fka Gamebird) | 230 | 0 | 0 | 0 | 0 | 0 | 0 | 0 | 0 | 0 | 150 | 60 | 40 | 0 | 1 | 0 | 0 | 0 | 0 | 0 | 0 | 0 | 0 | 0 | 250 | 470 | 310 | 0 | 1
PG&E North of Greater Bay Study Area | Carquinez | 115 | 0 | 0 | 0 | 0 | 0 | 0 | 0 | 0 | 0 | 0 | 0 | 0 | 0 | 0 | 0 | 0 | 0 | 0 | 0 | 0 | 0 | 0 | 0 | 0 | 0 | 0 | 0 | 0
PG&E North of Greater Bay Study Area | Cayetano | 230 | 0 | 0 | 0 | 0 | 0 | 0 | 0 | 0 | 0 | 0 | 0 | 0 | 0 | 0 | 0 | 0 | 0 | 0 | 0 | 0 | 0 | 0 | 0 | 10 | 100 | 80 | 0 | 1
SCE Metro Study Area | Center | 230 | 0 | 0 | 0 | 0 | 0 | 0 | 0 | 0 | 0 | 0 | 0 | 0 | 0 | 0 | 0 | 0 | 0 | 0 | 0 | 0 | 0 | 0 | 0 | 0 | 0 | 0 | 0 | 0
PG&E Fresno Study Area | Cheney | 115 | 0 | 0 | 0 | 0 | 0 | 0 | 0 | 0 | 0 | 0 | 0 | 0 | 0 | 0 | 0 | 0 | 0 | 0 | 0 | 0 | 0 | 0 | 0 | 0 | 0 | 0 | 0 | 0
SCE Metro Study Area | Chevmain | 230 | 0 | 0 | 0 | 0 | 0 | 0 | 0 | 0 | 0 | 0 | 0 | 0 | 0 | 0 | 0 | 0 | 0 | 0 | 0 | 0 | 0 | 0 | 0 | 0 | 0 | 0 | 0 | 0
SCE Metro Study Area | Chino | 230 | 0 | 0 | 0 | 0 | 0 | 0 | 0 | 0 | 0 | 0 | 0 | 0 | 0 | 0 | 0 | 0 | 0 | 0 | 0 | 0 | 0 | 0 | 0 | 0 | 0 | 0 | 0 | 0
PG&E East Kern Study Area | Cholame | 70 | 0 | 0 | 60 | 0 | 0 | 0 | 0 | 0 | 0 | 0 | 0 | 0 | 0 | 1 | 0 | 0 | 60 | 0 | 0 | 0 | 0 | 0 | 0 | 0 | 0 | 0 | 0 | 1
PG&E North of Greater Bay Study Area | Clayton | 115 | 0 | 0 | 0 | 0 | 0 | 0 | 0 | 0 | 0 | 0 | 0 | 0 | 0 | 0 | 0 | 0 | 0 | 0 | 0 | 0 | 0 | 0 | 0 | 0 | 0 | 0 | 0 | 0
PG&E North of Greater Bay Study Area | Cloverdale | 115 | 0 | 4 | 0 | 0 | 0 | 0 | 0 | 0 | 0 | 0 | 0 | 0 | 0 | 1 | 0 | 4 | 0 | 0 | 0 | 0 | 0 | 0 | 0 | 0 | 0 | 0 | 0 | 1
PG&E Fresno Study Area | Coburn | 230 | 0 | 0 | 0 | 0 | 0 | 0 | 0 | 0 | 0 | 0 | 0 | 0 | 0 | 0 | 0 | 0 | 0 | 0 | 0 | 0 | 0 | 0 | 0 | 0 | 120 | 90 | 0 | 1
SCE Eastern Study Area | Colorado River | 500 | 0 | 0 | 0 | 0 | 0 | 0 | 0 | 0 | 0 | 100 | 518 | 523 | 0 | 1 | 0 | 0 | 0 | 0 | 0 | 0 | 0 | 0 | 0 | 355 | 763 | 628 | 0 | 1
SCE Eastern Study Area | Colorado River | 230 | 0 | 0 | 0 | 0 | 0 | 0 | 0 | 0 | 0 | 100 | 350 | 250 | 0 | 1 | 0 | 0 | 0 | 0 | 0 | 0 | 0 | 0 | 0 | 400 | 1100 | 945 | 0 | 1
PG&E East Kern Study Area | Columbus | 115 | 0 | 0 | 0 | 0 | 0 | 0 | 0 | 0 | 0 | 0 | 0 | 0 | 0 | 0 | 0 | 0 | 0 | 0 | 0 | 0 | 0 | 0 | 0 | 0 | 0 | 0 | 0 | 0
PG&E North of Greater Bay Study Area | Contra Costa | 230 | 0 | 0 | 0 | 0 | 0 | 0 | 0 | 0 | 0 | 0 | 0 | 0 | 0 | 0 | 0 | 0 | 0 | 0 | 0 | 0 | 0 | 0 | 0 | 0 | 0 | 0 | 0 | 0
SCE North of Lugo (NOL) Study Area | Control | 115 | 40 | 0 | 0 | 0 | 0 | 0 | 0 | 0 | 0 | 0 | 0 | 0 | 0 | 1 | 48 | 0 | 0 | 0 | 0 | 0 | 0 | 0 | 0 | 0 | 0 | 0 | 0 | 1
SCE North of Lugo (NOL) Study Area | Coolwater | 230 | 0 | 0 | 0 | 0 | 0 | 0 | 0 | 0 | 0 | 0 | 0 | 0 | 0 | 0 | 0 | 0 | 0 | 0 | 0 | 0 | 0 | 0 | 0 | 0 | 0 | 0 | 0 | 0
SCE North of Lugo (NOL) Study Area | Coolwater | 115 | 0 | 0 | 0 | 0 | 0 | 0 | 0 | 0 | 0 | 0 | 148.96 | 100 | 0 | 1 | 0 | 0 | 0 | 0 | 0 | 0 | 0 | 0 | 0 | 105 | 193.96 | 144 | 0 | 1
PG&E East Kern Study Area | Corcoran | 115 | 0 | 0 | 0 | 0 | 0 | 0 | 0 | 0 | 0 | 0 | 0 | 0 | 0 | 0 | 0 | 0 | 0 | 0 | 0 | 0 | 0 | 0 | 0 | 0 | 0 | 0 | 0 | 0
PG&E North of Greater Bay Study Area | Cortina | 115 | 0 | 0 | 0 | 0 | 0 | 0 | 0 | 0 | 0 | 0 | 0 | 0 | 0 | 0 | 0 | 0 | 49 | 47.6 | 0 | 0 | 0 | 0 | 0 | 0 | 0 | 0 | 0 | 1
PG&E North of Greater Bay Study Area | Cottonwood | 230 | 0 | 0 | 0 | 0 | 0 | 0 | 0 | 0 | 0 | 0 | 0 | 0 | 0 | 0 | 0 | 0 | 0 | 0 | 0 | 0 | 0 | 0 | 0 | 0 | 0 | 0 | 0 | 0
PG&E Fresno Study Area | Cove Rd | 230 | 0 | 0 | 0 | 0 | 0 | 0 | 0 | 0 | 0 | 0 | 0 | 0 | 0 | 0 | 0 | 0 | 0 | 0 | 0 | 0 | 0 | 0 | 0 | 0 | 0 | 0 | 0 | 0
PG&E North of Greater Bay Study Area | Curtis | 115 | 0 | 9 | 0 | 0 | 0 | 0 | 0 | 0 | 0 | 0 | 0 | 0 | 0 | 1 | 0 | 9 | 0 | 0 | 0 | 0 | 0 | 0 | 0 | 0 | 0 | 0 | 0 | 1
PG&E Fresno Study Area | Dairyland | 115 | 0 | 0 | 0 | 0 | 0 | 0 | 0 | 0 | 0 | 0 | 0 | 0 | 0 | 0 | 0 | 0 | 0 | 0 | 0 | 0 | 0 | 0 | 0 | 0 | 0 | 0 | 0 | 0
PG&E North of Greater Bay Study Area | Davis | 115 | 0 | 0 | 0 | 0 | 0 | 0 | 0 | 0 | 0 | 0 | 0 | 0 | 0 | 0 | 0 | 0 | 0 | 0 | 0 | 0 | 0 | 0 | 0 | 0 | 0 | 0 | 0 | 0
SCE Metro Study Area | Del Amo | 230 | 0 | 0 | 0 | 0 | 0 | 0 | 0 | 0 | 0 | 0 | 0 | 0 | 0 | 0 | 0 | 0 | 0 | 0 | 0 | 0 | 0 | 0 | 0 | 0 | 0 | 0 | 0 | 0
SCE Eastern Study Area | Delaney | 500 | 0 | 0 | 0 | 0 | 0 | 0 | 0 | 0 | 0 | 400 | 610 | 490.109 | 0 | 1 | 0 | 0 | 0 | 0 | 0 | 0 | 0 | 0 | 0 | 250 | 1755 | 1240.109 | 0 | 1
PG&E North of Greater Bay Study Area | Delevan | 230 | 0 | 0 | 50 | 33 | 0 | 0 | 0 | 0 | 0 | 0 | 0 | 0 | 0 | 1 | 0 | 0 | 50 | 33 | 0 | 0 | 0 | 0 | 0 | 50 | 300 | 240 | 0 | 1
PG&E North of Greater Bay Study Area | Delta Switching Yard | 230 | 0 | 0 | 0 | 0 | 0 | 0 | 0 | 0 | 0 | 0 | 0 | 0 | 0 | 0 | 0 | 0 | 0 | 0 | 0 | 0 | 0 | 0 | 0 | 0 | 0 | 0 | 0 | 0
East of Pisgah Study Area | Desert View | 230 | 0 | 0 | 0 | 0 | 0 | 0 | 0 | 0 | 0 | 50 | 50 | 40 | 0 | 1 | 0 | 0 | 0 | 0 | 0 | 0 | 0 | 0 | 0 | 100 | 250 | 170 | 0 | 1
SCE Eastern Study Area | Devers | 500 | 0 | 0 | 0 | 0 | 0 | 0 | 0 | 0 | 0 | 0 | 0 | 0 | 0 | 0 | 0 | 0 | 0 | 0 | 0 | 0 | 0 | 0 | 0 | 0 | 0 | 0 | 0 | 0
SCE Eastern Study Area | Devers | 230 | 0 | 0 | 105.5 | 0 | 0 | 0 | 0 | 0 | 0 | 0 | 0 | 405 | 0 | 1 | 0 | 0 | 115.5 | 0 | 0 | 0 | 0 | 0 | 0 | 100 | 130 | 585 | 0 | 1
PG&E East Kern Study Area | Diablo | 230 | 0 | 0 | 0 | 0 | 0 | 0 | 0 | 0 | 0 | 0 | 0 | 0 | 0 | 0 | 0 | 0 | 0 | 0 | 0 | 0 | 0 | 0 | 0 | 0 | 0 | 0 | 0 | 0
PG&E S500 Study Area | Diablo | 500 | 0 | 0 | 0 | 0 | 0 | 0 | 0 | 0 | 0 | 0 | 0 | 0 | 0 | 0 | 0 | 0 | 0 | 0 | 0 | 0 | 3100 | 0 | 0 | 0 | 0 | 0 | 0 | 1
PG&E North of Greater Bay Study Area | Donnells | 115 | 0 | 0 | 0 | 0 | 0 | 0 | 0 | 0 | 0 | 0 | 0 | 0 | 0 | 0 | 0 | 0 | 0 | 0 | 0 | 0 | 0 | 0 | 0 | 0 | 0 | 0 | 0 | 0
SCE Northern Area | Eagle Rock | 230 | 0 | 0 | 0 | 0 | 0 | 0 | 0 | 0 | 0 | 0 | 0 | 0 | 0 | 0 | 0 | 0 | 0 | 0 | 0 | 0 | 0 | 0 | 0 | 0 | 0 | 0 | 0 | 0
PG&E North of Greater Bay Study Area | Eagle Rock | 115 | 0 | 0 | 0 | 0 | 0 | 0 | 0 | 0 | 0 | 0 | 0 | 0 | 0 | 0 | 0 | 0 | 0 | 0 | 0 | 0 | 0 | 0 | 0 | 0 | 0 | 0 | 0 | 0
PG&E North of Greater Bay Study Area | East Marysville | 115 | 0 | 0 | 0 | 0 | 0 | 0 | 0 | 0 | 0 | 0 | 0 | 0 | 0 | 0 | 0 | 0 | 0 | 0 | 0 | 0 | 0 | 0 | 0 | 0 | 0 | 0 | 0 | 0
SDG&E Study Area | ECO | 500 | 0 | 0 | 0 | 0 | 0 | 0 | 0 | 0 | 0 | 0 | 0 | 0 | 0 | 0 | 0 | 0 | 0 | 0 | 0 | 0 | 0 | 0 | 0 | 0 | 0 | 0 | 0 | 0
SDG&E Study Area | ECO | 230 | 0 | 0 | 600 | 0 | 0 | 0 | 0 | 0 | 0 | 0 | 0 | 0 | 0 | 1 | 0 | 0 | 600 | 0 | 0 | 0 | 0 | 0 | 0 | 0 | 0 | 0 | 0 | 1
SDG&E Study Area | ECO | 115 | 0 | 0 | 0 | 0 | 0 | 0 | 0 | 0 | 0 | 0 | 0 | 0 | 0 | 0 | 0 | 0 | 0 | 0 | 0 | 0 | 0 | 0 | 0 | 0 | 90 | 70 | 0 | 1
SCE Eastern Study Area | El Casco | 230 | 0 | 0 | 0 | 0 | 0 | 0 | 0 | 0 | 0 | 0 | 0 | 0 | 0 | 0 | 0 | 0 | 0 | 0 | 0 | 0 | 0 | 0 | 0 | 0 | 0 | 0 | 0 | 0
SCE Metro Study Area | El Nido | 230 | 0 | 0 | 0 | 0 | 0 | 0 | 0 | 0 | 0 | 0 | 0 | 0 | 0 | 0 | 0 | 0 | 0 | 0 | 0 | 0 | 0 | 0 | 0 | 0 | 0 | 13 | 0 | 1
SCE Metro Study Area | El Segundo | 230 | 0 | 0 | 0 | 0 | 0 | 0 | 0 | 0 | 0 | 0 | 0 | 0 | 0 | 0 | 0 | 0 | 0 | 0 | 0 | 0 | 0 | 0 | 0 | 0 | 0 | 0 | 0 | 0
East of Pisgah Study Area | Eldorado | 500 | 0 | 0 | 136 | 0 | 1062 | 0 | 0 | 0 | 0 | 0 | 0 | 0 | 0 | 1 | 327 | 0 | 136 | 0 | 2500 | 0 | 0 | 0 | 0 | 0 | 0 | 0 | 0 | 1
East of Pisgah Study Area | Eldorado | 230 | 0 | 0 | 0 | 0 | 0 | 0 | 0 | 0 | 0 | 0 | 300 | 308 | 0 | 1 | 0 | 0 | 0 | 0 | 0 | 0 | 0 | 0 | 0 | 0 | 300 | 333 | 0 | 1
PG&E Fresno Study Area | Elk Hills | 230 | 0 | 0 | 0 | 0 | 0 | 0 | 0 | 0 | 0 | 0 | 0 | 0 | 0 | 0 | 0 | 0 | 0 | 0 | 0 | 0 | 0 | 0 | 0 | 0 | 0 | 0 | 0 | 0
SCE Metro Study Area | Ellis | 230 | 0 | 0 | 0 | 0 | 0 | 0 | 0 | 0 | 0 | 0 | 0 | 0 | 0 | 0 | 0 | 0 | 0 | 0 | 0 | 0 | 0 | 0 | 0 | 0 | 0 | 0 | 0 | 0
SDG&E Study Area | Encina | 230 | 0 | 0 | 0 | 0 | 0 | 0 | 0 | 0 | 0 | 0 | 0 | 0 | 0 | 0 | 0 | 0 | 0 | 0 | 0 | 0 | 0 | 0 | 0 | 0 | 0 | 0 | 0 | 0
SDG&E Study Area | Encina | 115 | 0 | 0 | 0 | 0 | 0 | 0 | 0 | 0 | 0 | 0 | 0 | 60 | 0 | 1 | 0 | 0 | 0 | 0 | 0 | 0 | 0 | 0 | 0 | 0 | 0 | 0 | 0 | 0
SDG&E Study Area | Escondido | 230 | 0 | 0 | 0 | 0 | 0 | 0 | 0 | 0 | 0 | 0 | 0 | 189 | 0 | 1 | 0 | 0 | 0 | 0 | 0 | 0 | 0 | 0 | 0 | 0 | 0 | 274 | 0 | 1
SCE Metro Study Area | Etiwanda | 230 | 0 | 0 | 0 | 0 | 0 | 0 | 0 | 0 | 0 | 0 | 0 | 101 | 0 | 1 | 0 | 0 | 0 | 0 | 0 | 0 | 0 | 0 | 0 | 0 | 0 | 201 | 0 | 1
PG&E North of Greater Bay Study Area | Fulton | 230 | 0 | 0 | 0 | 0 | 0 | 0 | 0 | 0 | 0 | 0 | 0 | 0 | 0 | 0 | 0 | 0 | 0 | 0 | 0 | 0 | 0 | 0 | 0 | 0 | 0 | 0 | 0 | 0
East of Pisgah Study Area | Gamebird | 115 | 0 | 0 | 0 | 0 | 0 | 0 | 0 | 0 | 0 | 0 | 0 | 0 | 0 | 0 | 0 | 0 | 0 | 0 | 0 | 0 | 0 | 0 | 0 | 0 | 0 | 0 | 0 | 0
PG&E S500 Study Area | Gates | 500 | 0 | 0 | 0 | 0 | 0 | 0 | 0 | 0 | 0 | 0 | 0 | 0 | 0 | 0 | 0 | 0 | 0 | 0 | 0 | 0 | 0 | 0 | 0 | 0 | 0 | 0 | 0 | 0
PG&E East Kern Study Area | Gates | 230 | 0 | 0 | 0 | 0 | 0 | 0 | 0 | 0 | 0 | 50 | 377 | 175 | 0 | 1 | 0 | 0 | 0 | 0 | 0 | 0 | 0 | 0 | 0 | 850 | 827 | 620 | 0 | 1
PG&E North of Greater Bay Study Area | Geysers | 230 | 79 | 0 | 0 | 0 | 0 | 0 | 0 | 0 | 0 | 0 | 0 | 0 | 0 | 1 | 79 | 0 | 0 | 0 | 0 | 0 | 0 | 0 | 0 | 0 | 0 | 0 | 0 | 1
PG&E North of Greater Bay Study Area | Glenn | 230 | 0 | 0 | 100 | 68 | 0 | 0 | 0 | 0 | 0 | 0 | 0 | 0 | 0 | 1 | 0 | 0 | 100 | 68 | 0 | 0 | 0 | 0 | 0 | 0 | 0 | 0 | 0 | 1
PG&E North of Greater Bay Study Area | Gold Hill | 115 | 0 | 0 | 0 | 0 | 0 | 0 | 0 | 0 | 0 | 0 | 0 | 0 | 0 | 0 | 0 | 0 | 0 | 0 | 0 | 0 | 0 | 0 | 0 | 0 | 0 | 0 | 0 | 0
SCE Northern Area | Goleta | 230 | 0 | 3.74 | 0 | 0 | 0 | 0 | 0 | 0 | 0 | 0 | 0 | 70 | 0 | 1 | 0 | 3.74 | 0 | 0 | 0 | 0 | 0 | 0 | 0 | 0 | 0 | 125 | 0 | 1
SCE Northern Area | Goodrich | 230 | 0 | 0 | 0 | 0 | 0 | 0 | 0 | 0 | 0 | 0 | 0 | 0 | 0 | 0 | 0 | 0 | 0 | 0 | 0 | 0 | 0 | 0 | 0 | 0 | 0 | 0 | 0 | 0
PG&E East Kern Study Area | Goose Lake | 115 | 0 | 0 | 0 | 0 | 0 | 0 | 0 | 0 | 0 | 0 | 0 | 0 | 0 | 0 | 0 | 0 | 0 | 0 | 0 | 0 | 0 | 0 | 0 | 0 | 0 | 0 | 0 | 0
SCE Northern Area | Gould | 230 | 0 | 0 | 0 | 0 | 0 | 0 | 0 | 0 | 0 | 0 | 0 | 0 | 0 | 0 | 0 | 0 | 0 | 0 | 0 | 0 | 0 | 0 | 0 | 0 | 0 | 0 | 0 | 0
PG&E North of Greater Bay Study Area | Grand Island | 115 | 0 | 0 | 0 | 0 | 0 | 0 | 0 | 0 | 0 | 0 | 0 | 0 | 0 | 0 | 0 | 0 | 0 | 0 | 0 | 0 | 0 | 0 | 0 | 0 | 0 | 0 | 0 | 0
PG&E North of Greater Bay Study Area | Green Ridge Midway | 115 | 0 | 0 | 0 | 0 | 0 | 0 | 0 | 0 | 0 | 0 | 0 | 0 | 0 | 0 | 0 | 0 | 0 | 0 | 0 | 0 | 0 | 0 | 0 | 0 | 0 | 0 | 0 | 0
PG&E East Kern Study Area | Gregg | 230 | 0 | 3 | 0 | 0 | 0 | 0 | 0 | 0 | 0 | 0 | 0 | 0 | 0 | 1 | 0 | 3 | 0 | 0 | 0 | 0 | 0 | 0 | 0 | 0 | 150 | 110 | 0 | 1
PG&E Fresno Study Area | Grimway | 115 | 0 | 0 | 0 | 0 | 0 | 0 | 0 | 0 | 0 | 0 | 0 | 0 | 0 | 0 | 0 | 0 | 0 | 0 | 0 | 0 | 0 | 0 | 0 | 0 | 0 | 0 | 0 | 0
PG&E East Kern Study Area | GWF Hanford Sw Sta | 115 | 0 | 0 | 0 | 0 | 0 | 0 | 0 | 0 | 0 | 0 | 0 | 0 | 0 | 0 | 0 | 0 | 0 | 0 | 0 | 0 | 0 | 0 | 0 | 0 | 0 | 0 | 0 | 0
SCE Metro Study Area | Harborgen | 230 | 0 | 0 | 0 | 0 | 0 | 0 | 0 | 0 | 0 | 0 | 0 | 0 | 0 | 0 | 0 | 0 | 0 | 0 | 0 | 0 | 0 | 0 | 0 | 0 | 0 | 0 | 0 | 0
SDG&E Study Area | Hassayampa | 500 | 0 | 0 | 0 | 0 | 0 | 0 | 0 | 0 | 0 | 200 | 671 | 269 | 0 | 1 | 0 | 0 | 0 | 0 | 0 | 0 | 0 | 0 | 0 | 134 | 371 | 169 | 0 | 1
PG&E Fresno Study Area | Helm | 230 | 0 | 0 | 0 | 0 | 0 | 0 | 0 | 0 | 0 | 65 | 120.1746 | 89 | 0 | 1 | 0 | 0 | 0 | 0 | 0 | 0 | 0 | 0 | 0 | 165 | 560.1746 | 409 | 0 | 1
PG&E Fresno Study Area | Henrietta | 115 | 0 | 0 | 0 | 0 | 0 | 0 | 0 | 0 | 0 | 15 | 88 | 49 | 0 | 1 | 0 | 0 | 0 | 0 | 0 | 0 | 0 | 0 | 0 | 25 | 88 | 64 | 0 | 1
PG&E North of Greater Bay Study Area | Higgins | 115 | 0 | 25 | 0 | 0 | 0 | 0 | 0 | 0 | 0 | 0 | 0 | 0 | 0 | 1 | 0 | 25 | 0 | 0 | 0 | 0 | 0 | 0 | 0 | 0 | 0 | 0 | 0 | 1
SCE Northern Area | Highwind | 230 | 0 | 0 | 0 | 0 | 0 | 0 | 0 | 0 | 0 | 0 | 0 | 0 | 0 | 0 | 0 | 0 | 0 | 0 | 0 | 0 | 0 | 0 | 0 | 0 | 0 | 0 | 0 | 0
SCE Metro Study Area | Hinson | 230 | 0 | 0 | 0 | 0 | 0 | 0 | 0 | 0 | 0 | 0 | 0 | 200 | 0 | 1 | 0 | 0 | 0 | 0 | 0 | 0 | 0 | 0 | 0 | 0 | 0 | 246 | 0 | 1
PG&E North of Greater Bay Study Area | Honcut | 115 | 0 | 0 | 0 | 0 | 0 | 0 | 0 | 0 | 0 | 0 | 0 | 0 | 0 | 0 | 0 | 0 | 0 | 0 | 0 | 0 | 0 | 0 | 0 | 0 | 0 | 0 | 0 | 0
SDG&E Study Area | Hoodoo Wash | 500 | 0 | 0 | 0 | 0 | 0 | 0 | 0 | 0 | 0 | 0 | 0 | 0 | 0 | 0 | 0 | 0 | 0 | 0 | 0 | 0 | 0 | 0 | 0 | 250 | 466 | 389 | 0 | 1
PG&E North of Greater Bay Study Area | Humboldt | 115 | 0 | 0 | 0 | 0 | 0 | 0 | 0 | 120 | 0 | 0 | 0 | 15 | 0 | 1 | 0 | 0 | 0 | 0 | 0 | 0 | 0 | 120 | 0 | 0 | 0 | 15 | 0 | 1
PG&E North of Greater Bay Study Area | Humboldt (Proposed) | 500 | 0 | 0 | 0 | 0 | 0 | 0 | 0 | 0 | 0 | 0 | 0 | 0 | 0 | 0 | 0 | 0 | 0 | 0 | 0 | 0 | 1487 | 0 | 0 | 0 | 0 | 0 | 0 | 1
SCE Metro Study Area | Huntington Beach | 230 | 0 | 0 | 0 | 0 | 0 | 0 | 0 | 0 | 0 | 0 | 0 | 0 | 0 | 0 | 0 | 0 | 0 | 0 | 0 | 0 | 0 | 0 | 0 | 0 | 0 | 0 | 0 | 0
SDG&E Study Area | IID System | 230 | 600 | 0 | 0 | 0 | 0 | 0 | 0 | 0 | 0 | 0 | 0 | 0 | 0 | 1 | 900 | 0 | 0 | 0 | 0 | 0 | 0 | 0 | 0 | 0 | 0 | 0 | 0 | 1
SDG&E Study Area | IID System | 161 | 0 | 0 | 0 | 0 | 0 | 0 | 0 | 0 | 0 | 0 | 0 | 0 | 0 | 0 | 0 | 0 | 0 | 0 | 0 | 0 | 0 | 0 | 0 | 0 | 0 | 0 | 0 | 0
SDG&E Study Area | Imperial Valley | 500 | 0 | 0 | 0 | 0 | 0 | 0 | 0 | 0 | 0 | 0 | 0 | 0 | 0 | 0 | 0 | 0 | 0 | 0 | 0 | 0 | 0 | 0 | 0 | 0 | 0 | 0 | 0 | 0
SDG&E Study Area | Imperial Valley | 230 | 0 | 0 | 0 | 0 | 0 | 0 | 0 | 0 | 0 | 100 | 200 | 50 | 0 | 1 | 0 | 0 | 0 | 0 | 0 | 0 | 0 | 0 | 0 | 100 | 463 | 345 | 0 | 1
East of Pisgah Study Area | Innovation | 230 | 0 | 0 | 139 | 0 | 0 | 0 | 0 | 0 | 0 | 145 | 200 | 125 | 0 | 1 | 0 | 0 | 139 | 0 | 0 | 0 | 0 | 0 | 0 | 145 | 200 | 125 | 0 | 1
East of Pisgah Study Area | Innovation | 115 | 0 | 0 | 0 | 0 | 0 | 0 | 0 | 0 | 0 | 0 | 0 | 0 | 0 | 0 | 0 | 0 | 0 | 0 | 0 | 0 | 0 | 0 | 0 | 0 | 0 | 0 | 0 | 0
East of Pisgah Study Area | Innovation | 138 | 0 | 0 | 0 | 0 | 0 | 0 | 0 | 0 | 0 | 0 | 0 | 0 | 0 | 0 | 0 | 0 | 0 | 0 | 0 | 0 | 0 | 0 | 0 | 0 | 0 | 0 | 0 | 0
SCE North of Lugo (NOL) Study Area | Inyo | 115 | 0 | 0 | 0 | 0 | 0 | 0 | 0 | 0 | 0 | 0 | 0 | 0 | 0 | 0 | 0 | 0 | 0 | 0 | 0 | 0 | 0 | 0 | 0 | 0 | 0 | 0 | 0 | 0
SCE North of Lugo (NOL) Study Area | Inyokern | 115 | 0 | 0 | 0 | 0 | 0 | 0 | 0 | 0 | 0 | 0 | 0 | 0 | 0 | 0 | 0 | 0 | 0 | 0 | 0 | 0 | 0 | 0 | 0 | 0 | 0 | 0 | 0 | 0
East of Pisgah Study Area | Ivanpah | 230 | 0 | 0 | 0 | 0 | 0 | 0 | 0 | 0 | 0 | 0 | 0 | 0 | 0 | 0 | 0 | 0 | 0 | 0 | 0 | 0 | 0 | 0 | 0 | 0 | 0 | 0 | 0 | 0
East of Pisgah Study Area | Ivanpah | 115 | 0 | 0 | 0 | 0 | 0 | 0 | 0 | 0 | 0 | 0 | 0 | 0 | 0 | 0 | 0 | 0 | 0 | 0 | 0 | 0 | 0 | 0 | 0 | 0 | 0 | 0 | 0 | 0
PG&E North of Greater Bay Study Area | Jessup | 115 | 0 | 5 | 0 | 0 | 0 | 0 | 0 | 0 | 0 | 0 | 0 | 0 | 0 | 1 | 0 | 5 | 0 | 0 | 0 | 0 | 0 | 0 | 0 | 0 | 0 | 0 | 0 | 1
SCE Metro Study Area | Johanna | 230 | 0 | 0 | 0 | 0 | 0 | 0 | 0 | 0 | 0 | 0 | 0 | 50 | 0 | 1 | 0 | 0 | 0 | 0 | 0 | 0 | 0 | 0 | 0 | 0 | 0 | 140 | 0 | 1
PG&E Fresno Study Area | Kearney | 230 | 0 | 0 | 0 | 0 | 0 | 0 | 0 | 0 | 0 | 0 | 0 | 0 | 0 | 0 | 0 | 0 | 0 | 0 | 0 | 0 | 0 | 0 | 0 | 0 | 0 | 0 | 0 | 0
SDG&E Study Area | Kearny | 115 | 0 | 0 | 0 | 0 | 0 | 0 | 0 | 0 | 0 | 0 | 0 | 0 | 0 | 0 | 0 | 0 | 0 | 0 | 0 | 0 | 0 | 0 | 0 | 0 | 0 | 20 | 0 | 1
PG&E North of Greater Bay Study Area | Kelso | 230 | 0 | 0 | 52 | 48 | 0 | 0 | 0 | 0 | 0 | 0 | 0 | 0 | 0 | 1 | 0 | 0 | 52 | 48 | 0 | 0 | 0 | 0 | 0 | 0 | 0 | 0 | 0 | 1
PG&E East Kern Study Area | Kern | 115 | 0 | 0 | 0 | 0 | 0 | 0 | 0 | 0 | 0 | 0 | 0 | 0 | 0 | 0 | 0 | 0 | 0 | 0 | 0 | 0 | 0 | 0 | 0 | 0 | 200 | 150 | 0 | 1
PG&E East Kern Study Area | Kern Oil | 115 | 0 | 0 | 0 | 0 | 0 | 0 | 0 | 0 | 10 | 0 | 0 | 0 | 0 | 1 | 0 | 0 | 0 | 0 | 0 | 0 | 0 | 0 | 10 | 0 | 0 | 0 | 0 | 1
PG&E East Kern Study Area | Kern Power | 115 | 0 | 0 | 0 | 0 | 0 | 0 | 0 | 0 | 0 | 0 | 0 | 0 | 0 | 0 | 0 | 0 | 0 | 0 | 0 | 0 | 0 | 0 | 0 | 0 | 0 | 0 | 0 | 0
PG&E Fresno Study Area | Kingsburg | 115 | 0 | 0 | 0 | 0 | 0 | 0 | 0 | 0 | 0 | 0 | 0 | 0 | 0 | 0 | 0 | 0 | 0 | 0 | 0 | 0 | 0 | 0 | 0 | 0 | 0 | 0 | 0 | 0
SCE North of Lugo (NOL) Study Area | Kramer | 230 | 0 | 0 | 0 | 0 | 0 | 0 | 0 | 0 | 0 | 135 | 245.7657 | 234 | 0 | 1 | 0 | 0 | 0 | 0 | 0 | 0 | 0 | 0 | 0 | 465 | 1025.7657 | 865 | 0 | 1
SCE North of Lugo (NOL) Study Area | Kramer | 115 | 0 | 0 | 0 | 0 | 0 | 0 | 0 | 0 | 0 | 90 | 0 | 75 | 0 | 1 | 0 | 0 | 0 | 0 | 0 | 0 | 0 | 0 | 0 | 90 | 0 | 75 | 0 | 1
SCE Metro Study Area | La Cienega | 230 | 0 | 0 | 0 | 0 | 0 | 0 | 0 | 0 | 0 | 0 | 0 | 0 | 0 | 0 | 0 | 0 | 0 | 0 | 0 | 0 | 0 | 0 | 0 | 0 | 0 | 0 | 0 | 0
SCE Metro Study Area | La Fresa | 230 | 0 | 0 | 0 | 0 | 0 | 0 | 0 | 0 | 0 | 0 | 0 | 0 | 0 | 0 | 0 | 0 | 0 | 0 | 0 | 0 | 0 | 0 | 0 | 0 | 0 | 0 | 0 | 0
SCE Metro Study Area | Laguna Bell | 230 | 0 | 0 | 0 | 0 | 0 | 0 | 0 | 0 | 0 | 0 | 0 | 500 | 0 | 1 | 0 | 0 | 0 | 0 | 0 | 0 | 0 | 0 | 0 | 0 | 0 | 400 | 0 | 1
PG&E North of Greater Bay Study Area | Lakeville | 230 | 0 | 0 | 0 | 0 | 0 | 0 | 0 | 0 | 0 | 0 | 0 | 0 | 0 | 0 | 0 | 0 | 0 | 0 | 0 | 0 | 0 | 0 | 0 | 0 | 0 | 0 | 0 | 0
PG&E East Kern Study Area | Lamont | 115 | 0 | 0 | 0 | 0 | 0 | 0 | 0 | 0 | 4 | 0 | 105 | 95 | 0 | 1 | 0 | 0 | 0 | 0 | 0 | 0 | 0 | 0 | 4 | 130 | 170 | 135 | 0 | 1
East of Pisgah Study Area | Lathrop | 138 | 0 | 0 | 0 | 0 | 0 | 0 | 0 | 0 | 0 | 0 | 0 | 0 | 0 | 0 | 0 | 0 | 0 | 0 | 0 | 0 | 0 | 0 | 0 | 100 | 400 | 270 | 0 | 1
PG&E Fresno Study Area | Le Grand | 115 | 0 | 0 | 0 | 0 | 0 | 0 | 0 | 0 | 0 | 0 | 0 | 0 | 0 | 0 | 0 | 0 | 0 | 0 | 0 | 0 | 0 | 0 | 0 | 0 | 100 | 75 | 0 | 1
SCE Eastern Study Area | Lee Lake (Proposed) | 500 | 0 | 0 | 0 | 0 | 0 | 0 | 0 | 0 | 0 | 0 | 0 | 0 | 0 | 0 | 0 | 0 | 0 | 0 | 0 | 0 | 0 | 0 | 0 | 0 | 0 | 0 | 0 | 0
PG&E Fresno Study Area | Leprino Jct | 115 | 0 | 0 | 0 | 0 | 0 | 0 | 0 | 0 | 0 | 0 | 0 | 0 | 0 | 0 | 0 | 0 | 0 | 0 | 0 | 0 | 0 | 0 | 0 | 0 | 0 | 0 | 0 | 0
PG&E East Kern Study Area | Lerdo | 115 | 0 | 0 | 0 | 0 | 0 | 0 | 0 | 0 | 5 | 0 | 0 | 0 | 0 | 1 | 0 | 0 | 0 | 0 | 0 | 0 | 0 | 0 | 5 | 0 | 0 | 0 | 0 | 1
SCE Metro Study Area | Lewis | 230 | 0 | 0 | 0 | 0 | 0 | 0 | 0 | 0 | 0 | 0 | 0 | 0 | 0 | 0 | 0 | 0 | 0 | 0 | 0 | 0 | 0 | 0 | 0 | 0 | 0 | 0 | 0 | 0
SCE Metro Study Area | Lighthipe | 230 | 0 | 0 | 0 | 0 | 0 | 0 | 0 | 0 | 0 | 0 | 0 | 0 | 0 | 0 | 0 | 0 | 0 | 0 | 0 | 0 | 0 | 0 | 0 | 0 | 0 | 50 | 0 | 1
PG&E North of Greater Bay Study Area | Lockeford | 115 | 0 | 0 | 0 | 0 | 0 | 0 | 0 | 0 | 0 | 0 | 0 | 0 | 0 | 0 | 0 | 0 | 0 | 0 | 0 | 0 | 0 | 0 | 0 | 0 | 0 | 0 | 0 | 0
PG&E North of Greater Bay Study Area | Lone Tree | 230 | 0 | 0 | 0 | 0 | 0 | 0 | 0 | 0 | 0 | 0 | 0 | 0 | 0 | 0 | 0 | 0 | 0 | 0 | 0 | 0 | 0 | 0 | 0 | 0 | 0 | 0 | 0 | 0
SCE Metro Study Area | Long Beach | 230 | 0 | 0 | 0 | 0 | 0 | 0 | 0 | 0 | 0 | 0 | 0 | 0 | 0 | 0 | 0 | 0 | 0 | 0 | 0 | 0 | 0 | 0 | 0 | 0 | 0 | 0 | 0 | 0
PG&E Fresno Study Area | Los Banos | 230 | 0 | 0 | 186 | 0 | 0 | 0 | 0 | 0 | 0 | 0 | 190 | 80 | 0 | 1 | 0 | 0 | 186 | 0 | 0 | 0 | 0 | 0 | 0 | 200 | 190 | 145 | 0 | 1
PG&E S500 Study Area | Los Banos | 500 | 0 | 0 | 0 | 0 | 0 | 0 | 0 | 0 | 0 | 0 | 0 | 0 | 0 | 0 | 0 | 0 | 0 | 0 | 0 | 0 | 0 | 0 | 0 | 400 | 450 | 350 | 0 | 1
PG&E North of Greater Bay Study Area | Los Esteros | 115 | 0 | 5 | 0 | 0 | 0 | 0 | 0 | 0 | 10 | 0 | 0 | 90 | 0 | 1 | 0 | 5 | 0 | 0 | 0 | 0 | 0 | 0 | 10 | 0 | 0 | 200 | 0 | 1
SCE North of Lugo (NOL) Study Area | Lugo | 500 | 0 | 0 | 0 | 0 | 0 | 0 | 0 | 0 | 0 | 0 | 0 | 0 | 0 | 0 | 0 | 0 | 0 | 0 | 0 | 0 | 0 | 0 | 0 | 0 | 0 | 0 | 0 | 0
SCE North of Lugo (NOL) Study Area | Lugo | 230 | 0 | 0 | 0 | 0 | 0 | 0 | 0 | 0 | 0 | 0 | 0 | 0 | 0 | 0 | 0 | 0 | 0 | 0 | 0 | 0 | 0 | 0 | 0 | 0 | 0 | 0 | 0 | 0
SCE Northern Area | Magunden | 230 | 0 | 0 | 0 | 0 | 0 | 0 | 0 | 0 | 0 | 0 | 0 | 0 | 0 | 0 | 0 | 0 | 0 | 0 | 0 | 0 | 0 | 0 | 0 | 0 | 0 | 0 | 0 | 0
SCE Northern Area | Magunden | 115 | 0 | 0 | 0 | 0 | 0 | 0 | 0 | 0 | 0 | 0 | 0 | 0 | 0 | 0 | 0 | 0 | 0 | 0 | 0 | 0 | 0 | 0 | 0 | 0 | 0 | 0 | 0 | 0
PG&E Fresno Study Area | Malaga | 115 | 0 | 0 | 0 | 0 | 0 | 0 | 0 | 0 | 0 | 0 | 0 | 0 | 0 | 0 | 0 | 0 | 0 | 0 | 0 | 0 | 0 | 0 | 0 | 0 | 0 | 0 | 0 | 0
SCE Northern Area | Mandalay | 230 | 0 | 0 | 0 | 0 | 0 | 0 | 0 | 0 | 0 | 0 | 0 | 0 | 0 | 0 | 0 | 0 | 0 | 0 | 0 | 0 | 0 | 0 | 0 | 0 | 0 | 155 | 0 | 1
PG&E North of Greater Bay Study Area | Martin (San Francisco H) | 115 | 0 | 0 | 0 | 0 | 0 | 0 | 0 | 0 | 19 | 0 | 0 | 90 | 0 | 1 | 0 | 0 | 0 | 0 | 0 | 0 | 0 | 0 | 19 | 0 | 0 | 190 | 0 | 1
PG&E North of Greater Bay Study Area | Martinez | 115 | 0 | 0 | 0 | 0 | 0 | 0 | 0 | 0 | 0 | 0 | 0 | 0 | 0 | 0 | 0 | 0 | 0 | 0 | 0 | 0 | 0 | 0 | 0 | 0 | 0 | 0 | 0 | 0
PG&E Fresno Study Area | McCall | 230 | 0 | 0 | 0 | 0 | 0 | 0 | 0 | 0 | 0 | 0 | 100 | 100 | 0 | 1 | 0 | 0 | 0 | 0 | 0 | 0 | 0 | 0 | 0 | 0 | 100 | 100 | 0 | 1
PG&E Fresno Study Area | McCall | 115 | 0 | 0 | 0 | 0 | 0 | 0 | 0 | 0 | 0 | 0 | 0 | 0 | 0 | 0 | 0 | 0 | 0 | 0 | 0 | 0 | 0 | 0 | 0 | 0 | 0 | 0 | 0 | 0
PG&E Fresno Study Area | Mc Mullin | 230 | 0 | 0 | 0 | 0 | 0 | 0 | 0 | 0 | 0 | 0 | 0 | 0 | 0 | 0 | 0 | 0 | 0 | 0 | 0 | 0 | 0 | 0 | 0 | 0 | 0 | 0 | 0 | 0
East of Pisgah Study Area | Mead | 230 | 0 | 0 | 350 | 0 | 0 | 0 | 0 | 0 | 0 | 0 | 0 | 0 | 0 | 1 | 0 | 0 | 350 | 0 | 0 | 0 | 0 | 0 | 0 | 0 | 0 | 0 | 0 | 1
PG&E North of Greater Bay Study Area | Mendocino | 115 | 0 | 0 | 0 | 0 | 0 | 0 | 0 | 0 | 0 | 0 | 0 | 5 | 0 | 1 | 0 | 0 | 0 | 0 | 0 | 0 | 0 | 0 | 0 | 0 | 0 | 5 | 0 | 1
PG&E Fresno Study Area | Mendota | 115 | 0 | 0 | 0 | 0 | 0 | 0 | 0 | 0 | 0 | 160 | 0 | 0 | 0 | 1 | 0 | 0 | 0 | 0 | 0 | 0 | 0 | 0 | 0 | 160 | 0 | 0 | 0 | 1
PG&E Fresno Study Area | Merced | 115 | 0 | 5 | 0 | 0 | 0 | 0 | 0 | 0 | 10 | 0 | 0 | 0 | 0 | 1 | 0 | 5 | 0 | 0 | 0 | 0 | 0 | 0 | 10 | 0 | 0 | 0 | 0 | 1
PG&E East Kern Study Area | Mesa | 115 | 0 | 0 | 0 | 0 | 0 | 0 | 0 | 0 | 0 | 0 | 0 | 50 | 0 | 1 | 0 | 0 | 0 | 0 | 0 | 0 | 0 | 0 | 0 | 0 | 0 | 50 | 0 | 1
PG&E East Kern Study Area | Mesa | 230 | 0 | 0 | 0 | 0 | 0 | 0 | 0 | 0 | 0 | 0 | 0 | 0 | 0 | 0 | 0 | 0 | 0 | 0 | 0 | 0 | 0 | 0 | 0 | 0 | 0 | 0 | 0 | 0
SCE Northern Area | Mesa (SCE) | 230 | 0 | 0 | 0 | 0 | 0 | 0 | 0 | 0 | 0 | 0 | 0 | 0 | 0 | 0 | 0 | 0 | 0 | 0 | 0 | 0 | 0 | 0 | 0 | 0 | 0 | 0 | 0 | 0
PG&E North of Greater Bay Study Area | Metcalf | 230 | 0 | 4 | 0 | 0 | 0 | 0 | 0 | 0 | 35 | 0 | 0 | 75 | 0 | 1 | 0 | 4 | 0 | 0 | 0 | 0 | 0 | 0 | 35 | 0 | 0 | 195 | 0 | 1
PG&E East Kern Study Area | Midway | 230 | 0 | 0 | 0 | 0 | 0 | 0 | 0 | 0 | 0 | 0 | 125.1844 | 60 | 0 | 1 | 0 | 0 | 0 | 0 | 0 | 0 | 0 | 0 | 0 | 8 | 425.1844 | 310 | 0 | 1
PG&E East Kern Study Area | Midway | 500 | 0 | 0 | 0 | 0 | 0 | 0 | 0 | 0 | 0 | 0 | 0 | 0 | 0 | 0 | 0 | 0 | 0 | 0 | 0 | 0 | 0 | 0 | 0 | 200 | 600 | 500 | 0 | 1
PG&E East Kern Study Area | Midway | 115 | 0 | 0 | 0 | 0 | 0 | 0 | 0 | 0 | 0 | 0 | 100 | 89 | 0 | 1 | 0 | 0 | 0 | 0 | 0 | 0 | 0 | 0 | 0 | 0 | 100 | 89 | 0 | 1
SDG&E Study Area | Miguel | 500 | 0 | 0 | 0 | 0 | 0 | 0 | 0 | 0 | 0 | 0 | 0 | 0 | 0 | 0 | 0 | 0 | 0 | 0 | 0 | 0 | 0 | 0 | 0 | 0 | 0 | 0 | 0 | 0
SDG&E Study Area | Miguel | 230 | 0 | 0 | 0 | 0 | 0 | 0 | 0 | 0 | 0 | 0 | 0 | 0 | 0 | 0 | 0 | 0 | 0 | 0 | 0 | 0 | 0 | 0 | 0 | 0 | 0 | 0 | 0 | 0
SCE Metro Study Area | Mira Loma | 500 | 0 | 0 | 0 | 0 | 0 | 0 | 0 | 0 | 0 | 0 | 0 | 0 | 0 | 0 | 0 | 0 | 0 | 0 | 0 | 0 | 0 | 0 | 0 | 0 | 0 | 0 | 0 | 0
SCE Metro Study Area | Mira Loma | 230 | 0 | 0 | 0 | 0 | 0 | 0 | 0 | 0 | 0 | 0 | 0 | 0 | 0 | 0 | 0 | 0 | 0 | 0 | 0 | 0 | 0 | 0 | 0 | 0 | 0 | 200 | 0 | 1
SDG&E Study Area | Mission | 230 | 0 | 0 | 0 | 0 | 0 | 0 | 0 | 0 | 0 | 0 | 0 | 0 | 0 | 0 | 0 | 0 | 0 | 0 | 0 | 0 | 0 | 0 | 0 | 0 | 0 | 0 | 0 | 0
SDG&E Study Area | Mission | 138 | 0 | 0 | 0 | 0 | 0 | 0 | 0 | 0 | 0 | 0 | 0 | 0 | 0 | 0 | 0 | 0 | 0 | 0 | 0 | 0 | 0 | 0 | 0 | 0 | 0 | 50 | 0 | 1
East of Pisgah Study Area | Mohave | 500 | 0 | 0 | 0 | 0 | 0 | 0 | 0 | 0 | 0 | 0 | 568 | 228.0034 | 0 | 1 | 0 | 0 | 0 | 0 | 0 | 0 | 0 | 0 | 0 | 0 | 568 | 228.0034 | 0 | 1
SCE Northern Area | Moorpark | 230 | 0 | 0 | 0 | 0 | 0 | 0 | 0 | 0 | 0 | 0 | 500 | 500 | 0 | 1 | 0 | 0 | 0 | 0 | 0 | 0 | 0 | 0 | 0 | 0 | 500 | 500 | 0 | 1
PG&E East Kern Study Area | Morro Bay | 230 | 0 | 0 | 0 | 0 | 0 | 0 | 0 | 0 | 0 | 0 | 0 | 0 | 0 | 0 | 0 | 0 | 0 | 0 | 0 | 0 | 0 | 0 | 0 | 0 | 0 | 0 | 300 | 1
PG&E East Kern Study Area | Morro Bay (Proposed) | 500 | 0 | 0 | 0 | 0 | 0 | 0 | 1588 | 0 | 0 | 0 | 0 | 0 | 0 | 1 | 0 | 0 | 0 | 0 | 0 | 0 | 0 | 0 | 0 | 0 | 0 | 0 | 0 | 0
PG&E Fresno Study Area | Moss Landing | 500 | 0 | 0 | 0 | 0 | 0 | 0 | 0 | 0 | 0 | 0 | 0 | 400 | 0 | 1 | 0 | 0 | 0 | 0 | 0 | 0 | 0 | 0 | 0 | 0 | 0 | 400 | 0 | 1
PG&E Fresno Study Area | Moss Landing | 230 | 0 | 0 | 0 | 0 | 0 | 0 | 0 | 0 | 0 | 0 | 0 | 0 | 0 | 0 | 0 | 0 | 0 | 0 | 0 | 0 | 0 | 0 | 0 | 0 | 0 | 0 | 0 | 0
PG&E East Kern Study Area | Mustang | 230 | 0 | 0 | 0 | 0 | 0 | 0 | 0 | 0 | 0 | 100 | 0 | 0 | 0 | 1 | 0 | 0 | 0 | 0 | 0 | 0 | 0 | 0 | 0 | 150 | 250 | 200 | 0 | 1
PG&E Fresno Study Area | Newhall | 115 | 0 | 0 | 0 | 0 | 0 | 0 | 0 | 0 | 0 | 0 | 0 | 0 | 0 | 0 | 0 | 0 | 0 | 0 | 0 | 0 | 0 | 0 | 0 | 0 | 0 | 0 | 0 | 0
PG&E East Kern Study Area | Norco | 115 | 0 | 0 | 0 | 0 | 0 | 0 | 0 | 0 | 0 | 0 | 0 | 0 | 0 | 0 | 0 | 0 | 0 | 0 | 0 | 0 | 0 | 0 | 0 | 0 | 0 | 0 | 0 | 0
SDG&E Study Area | North Gila | 500 | 0 | 0 | 0 | 0 | 0 | 0 | 0 | 0 | 0 | 0 | 0 | 0 | 0 | 0 | 0 | 0 | 0 | 0 | 0 | 0 | 0 | 0 | 0 | 0 | 0 | 0 | 0 | 0
SDG&E Study Area | Ocotillo | 500 | 0 | 0 | 0 | 0 | 0 | 0 | 0 | 0 | 0 | 0 | 0 | 0 | 0 | 0 | 0 | 0 | 0 | 0 | 0 | 0 | 0 | 0 | 0 | 0 | 0 | 0 | 0 | 0
SDG&E Study Area | Old Town | 230 | 0 | 0 | 0 | 0 | 0 | 0 | 0 | 0 | 0 | 0 | 0 | 0 | 0 | 0 | 0 | 0 | 0 | 0 | 0 | 0 | 0 | 0 | 0 | 0 | 0 | 0 | 0 | 0
SCE Metro Study Area | Olinda | 230 | 0 | 0 | 0 | 0 | 0 | 0 | 0 | 0 | 0 | 0 | 0 | 0 | 0 | 0 | 0 | 0 | 0 | 0 | 0 | 0 | 0 | 0 | 0 | 0 | 0 | 0 | 0 | 0
PG&E East Kern Study Area | Olive | 115 | 0 | 0 | 0 | 0 | 0 | 0 | 0 | 0 | 0 | 0 | 40 | 10 | 0 | 1 | 0 | 0 | 0 | 0 | 0 | 0 | 0 | 0 | 0 | 0 | 40 | 30 | 0 | 1
PG&E North of Greater Bay Study Area | Olivehurst | 115 | 0 | 0 | 0 | 0 | 0 | 0 | 0 | 0 | 0 | 0 | 0 | 0 | 0 | 0 | 0 | 0 | 0 | 0 | 0 | 0 | 0 | 0 | 0 | 0 | 0 | 0 | 0 | 0
PG&E Fresno Study Area | Oro Loma | 115 | 0 | 0 | 0 | 0 | 0 | 0 | 0 | 0 | 0 | 0 | 0 | 0 | 0 | 0 | 0 | 0 | 0 | 0 | 0 | 0 | 0 | 0 | 0 | 0 | 0 | 0 | 0 | 0
SDG&E Study Area | Otay Mesa | 230 | 0 | 0 | 0 | 0 | 0 | 0 | 0 | 0 | 0 | 0 | 0 | 150 | 0 | 1 | 0 | 0 | 0 | 0 | 0 | 0 | 0 | 0 | 0 | 0 | 0 | 250 | 0 | 1
SCE Metro Study Area | Padua | 230 | 0 | 0 | 0 | 0 | 0 | 0 | 0 | 0 | 0 | 0 | 0 | 0 | 0 | 0 | 0 | 0 | 0 | 0 | 0 | 0 | 0 | 0 | 0 | 0 | 0 | 0 | 0 | 0
East of Pisgah Study Area | Pahrump | 230 | 0 | 0 | 0 | 0 | 0 | 0 | 0 | 0 | 0 | 0 | 0 | 0 | 0 | 0 | 0 | 0 | 0 | 0 | 0 | 0 | 0 | 0 | 0 | 0 | 0 | 0 | 0 | 0
East of Pisgah Study Area | Pahrump | 138 | 0 | 0 | 0 | 0 | 0 | 0 | 0 | 0 | 0 | 0 | 0 | 0 | 0 | 0 | 0 | 0 | 0 | 0 | 0 | 0 | 0 | 0 | 0 | 0 | 0 | 0 | 0 | 0
PG&E North of Greater Bay Study Area | Palermo | 230 | 0 | 5 | 0 | 0 | 0 | 0 | 0 | 0 | 0 | 0 | 0 | 0 | 0 | 1 | 0 | 5 | 0 | 0 | 0 | 0 | 0 | 0 | 0 | 0 | 0 | 0 | 0 | 1
SCE Eastern Study Area | Palo Verde | 500 | 0 | 0 | 124 | 0 | 438 | 0 | 0 | 0 | 0 | 0 | 0 | 0 | 0 | 1 | 0 | 0 | 124 | 0 | 2328 | 0 | 0 | 0 | 0 | 0 | 0 | 0 | 0 | 1
SDG&E Study Area | Palomar | 230 | 0 | 0 | 0 | 0 | 0 | 0 | 0 | 0 | 0 | 0 | 0 | 0 | 0 | 0 | 0 | 0 | 0 | 0 | 0 | 0 | 0 | 0 | 0 | 0 | 0 | 0 | 0 | 0
PG&E Fresno Study Area | Panoche | 115 | 0 | 0 | 0 | 0 | 0 | 0 | 0 | 0 | 0 | 0 | 0 | 0 | 0 | 0 | 0 | 0 | 0 | 0 | 0 | 0 | 0 | 0 | 0 | 0 | 0 | 0 | 0 | 0
PG&E Fresno Study Area | Panoche | 230 | 0 | 0 | 0 | 0 | 0 | 0 | 0 | 0 | 0 | 0 | 180 | 110 | 0 | 1 | 0 | 0 | 0 | 0 | 0 | 0 | 0 | 0 | 0 | 0 | 370 | 270 | 0 | 1
SCE Northern Area | Pardee | 230 | 0 | 0 | 0 | 0 | 0 | 0 | 0 | 0 | 0 | 0 | 0 | 0 | 0 | 0 | 0 | 0 | 0 | 0 | 0 | 0 | 0 | 0 | 0 | 0 | 0 | 0 | 0 | 0
SCE Northern Area | Pastoria | 230 | 0 | 0 | 0 | 0 | 0 | 0 | 0 | 0 | 0 | 0 | 106.875 | 80 | 0 | 1 | 0 | 0 | 0 | 0 | 0 | 0 | 0 | 0 | 0 | 0 | 106.875 | 80 | 0 | 1
PG&E North of Greater Bay Study Area | Peabody | 230 | 0 | 0 | 0 | 0 | 0 | 0 | 0 | 0 | 0 | 0 | 0 | 0 | 0 | 0 | 0 | 0 | 0 | 0 | 0 | 0 | 0 | 0 | 0 | 0 | 0 | 0 | 0 | 0
PG&E North of Greater Bay Study Area | Pease | 115 | 0 | 0 | 0 | 0 | 0 | 0 | 0 | 0 | 0 | 0 | 0 | 0 | 0 | 0 | 0 | 0 | 0 | 0 | 0 | 0 | 0 | 0 | 0 | 0 | 0 | 0 | 0 | 0
SDG&E Study Area | Penasquitos | 230 | 0 | 0 | 0 | 0 | 0 | 0 | 0 | 0 | 0 | 0 | 0 | 0 | 0 | 0 | 0 | 0 | 0 | 0 | 0 | 0 | 0 | 0 | 0 | 0 | 0 | 0 | 0 | 0
SDG&E Study Area | Penasquitos | 138 | 0 | 0 | 0 | 0 | 0 | 0 | 0 | 0 | 0 | 0 | 0 | 0 | 0 | 0 | 0 | 0 | 0 | 0 | 0 | 0 | 0 | 0 | 0 | 0 | 0 | 0 | 0 | 0
PG&E North of Greater Bay Study Area | Peoria | 115 | 0 | 0 | 0 | 0 | 0 | 0 | 0 | 0 | 0 | 0 | 0 | 0 | 0 | 0 | 0 | 0 | 0 | 0 | 0 | 0 | 0 | 0 | 0 | 0 | 0 | 0 | 0 | 0
SCE North of Lugo (NOL) Study Area | Pisgah | 230 | 0 | 0 | 0 | 0 | 0 | 0 | 0 | 0 | 0 | 0 | 0 | 0 | 0 | 0 | 0 | 0 | 100 | 0 | 0 | 0 | 0 | 0 | 0 | 0 | 250 | 190 | 0 | 1
PG&E North of Greater Bay Study Area | Pit 1 | 230 | 0 | 5 | 0 | 0 | 0 | 0 | 0 | 0 | 0 | 0 | 0 | 0 | 0 | 1 | 0 | 5 | 0 | 0 | 0 | 0 | 0 | 0 | 0 | 0 | 0 | 0 | 0 | 1
PG&E North of Greater Bay Study Area | Pittsburg | 230 | 0 | 0 | 0 | 0 | 0 | 0 | 0 | 0 | 0 | 0 | 0 | 200 | 0 | 1 | 0 | 0 | 0 | 0 | 0 | 0 | 0 | 0 | 0 | 0 | 0 | 400 | 0 | 1
PG&E North of Greater Bay Study Area | Pittsburg PP | 230 | 0 | 0 | 0 | 0 | 0 | 0 | 0 | 0 | 0 | 0 | 0 | 0 | 0 | 0 | 0 | 0 | 0 | 0 | 0 | 0 | 0 | 0 | 0 | 0 | 0 | 0 | 0 | 0
PG&E North of Greater Bay Study Area | Placerville | 115 | 0 | 3 | 0 | 0 | 0 | 0 | 0 | 0 | 0 | 0 | 0 | 0 | 0 | 1 | 0 | 3 | 0 | 0 | 0 | 0 | 0 | 0 | 0 | 0 | 0 | 0 | 0 | 1
PG&E North of Greater Bay Study Area | Pleasant Grove | 115 | 0 | 0 | 0 | 0 | 0 | 0 | 0 | 0 | 0 | 0 | 0 | 0 | 0 | 0 | 0 | 0 | 0 | 0 | 0 | 0 | 0 | 0 | 0 | 0 | 0 | 0 | 0 | 0
PG&E East Kern Study Area | Poso Mountain | 115 | 0 | 0 | 0 | 0 | 0 | 0 | 0 | 0 | 0 | 0 | 0 | 0 | 0 | 0 | 0 | 0 | 0 | 0 | 0 | 0 | 0 | 0 | 0 | 0 | 0 | 0 | 0 | 0
East of Pisgah Study Area | Primm | 230 | 0 | 0 | 0 | 0 | 0 | 0 | 0 | 0 | 0 | 0 | 0 | 0 | 0 | 0 | 0 | 0 | 0 | 0 | 0 | 0 | 0 | 0 | 0 | 0 | 0 | 0 | 0 | 0
PG&E Fresno Study Area | Pumpjack | 115 | 0 | 0 | 0 | 0 | 0 | 0 | 0 | 0 | 0 | 0 | 0 | 0 | 0 | 0 | 0 | 0 | 0 | 0 | 0 | 0 | 0 | 0 | 0 | 0 | 0 | 0 | 0 | 0
PG&E North of Greater Bay Study Area | Putah Creek | 115 | 0 | 0 | 0 | 0 | 0 | 0 | 0 | 0 | 0 | 0 | 0 | 0 | 0 | 0 | 0 | 0 | 0 | 0 | 0 | 0 | 0 | 0 | 0 | 0 | 0 | 0 | 0 | 0
PG&E North of Greater Bay Study Area | Quinto | 230 | 0 | 0 | 0 | 0 | 0 | 0 | 0 | 0 | 0 | 0 | 0 | 0 | 0 | 0 | 0 | 0 | 0 | 0 | 0 | 0 | 0 | 0 | 0 | 0 | 0 | 0 | 0 | 0
SCE Metro Study Area | Rancho Vista | 500 | 0 | 0 | 0 | 0 | 0 | 0 | 0 | 0 | 0 | 0 | 0 | 0 | 0 | 0 | 0 | 0 | 0 | 0 | 0 | 0 | 0 | 0 | 0 | 0 | 0 | 0 | 0 | 0
SCE Metro Study Area | Rancho Vista | 230 | 0 | 0 | 0 | 0 | 0 | 0 | 0 | 0 | 0 | 0 | 0 | 0 | 0 | 0 | 0 | 0 | 0 | 0 | 0 | 0 | 0 | 0 | 0 | 0 | 0 | 0 | 0 | 0
SCE North of Lugo (NOL) Study Area | Ransburg | 115 | 0 | 0 | 0 | 0 | 0 | 0 | 0 | 0 | 0 | 0 | 0 | 0 | 0 | 0 | 0 | 0 | 0 | 0 | 0 | 0 | 0 | 0 | 0 | 0 | 0 | 0 | 0 | 0
SCE Northern Area | Rector | 230 | 0 | 0 | 0 | 0 | 0 | 0 | 0 | 0 | 0 | 0 | 0 | 0 | 0 | 0 | 0 | 0 | 0 | 0 | 0 | 0 | 0 | 0 | 0 | 0 | 100 | 0 | 0 | 1
SCE Eastern Study Area | Redbluff | 500 | 0 | 0 | 0 | 0 | 0 | 0 | 0 | 0 | 0 | 0 | 0 | 0 | 0 | 0 | 0 | 0 | 0 | 0 | 0 | 0 | 0 | 0 | 0 | 150 | 650 | 500.4 | 700 | 1
SCE Eastern Study Area | Redbluff | 230 | 0 | 0 | 0 | 0 | 0 | 0 | 0 | 0 | 0 | 662 | 238 | 430.1536 | 0 | 1 | 0 | 0 | 0 | 0 | 0 | 0 | 0 | 0 | 0 | 812 | 852 | 771.1536 | 0 | 1
SCE Metro Study Area | Redondo | 230 | 0 | 0 | 0 | 0 | 0 | 0 | 0 | 0 | 0 | 0 | 0 | 0 | 0 | 0 | 0 | 0 | 0 | 0 | 0 | 0 | 0 | 0 | 0 | 0 | 0 | 0 | 0 | 0
PG&E Fresno Study Area | Reedley | 115 | 0 | 0 | 0 | 0 | 0 | 0 | 0 | 0 | 0 | 0 | 0 | 0 | 0 | 0 | 0 | 0 | 0 | 0 | 0 | 0 | 0 | 0 | 0 | 0 | 0 | 0 | 0 | 0
PG&E Fresno Study Area | Regulus | 115 | 0 | 0 | 0 | 0 | 0 | 0 | 0 | 0 | 0 | 0 | 0 | 0 | 0 | 0 | 0 | 0 | 0 | 0 | 0 | 0 | 0 | 0 | 0 | 0 | 0 | 0 | 0 | 0
PG&E East Kern Study Area | Renfro | 115 | 0 | 0 | 0 | 0 | 0 | 0 | 0 | 0 | 0 | 0 | 0 | 0 | 0 | 0 | 0 | 0 | 0 | 0 | 0 | 0 | 0 | 0 | 0 | 0 | 0 | 0 | 0 | 0
East of Pisgah Study Area | Rest of VEA 138 kV System | 138 | 0 | 0 | 0 | 0 | 0 | 0 | 0 | 0 | 0 | 0 | 0 | 0 | 0 | 0 | 0 | 0 | 0 | 0 | 0 | 0 | 0 | 0 | 0 | 0 | 0 | 0 | 0 | 0
PG&E North of Greater Bay Study Area | Richmond | 115 | 0 | 0 | 0 | 0 | 0 | 0 | 0 | 0 | 0 | 0 | 0 | 0 | 0 | 0 | 0 | 0 | 0 | 0 | 0 | 0 | 0 | 0 | 0 | 0 | 0 | 0 | 0 | 0
PG&E East Kern Study Area | Rio Bravo | 115 | 0 | 0 | 0 | 0 | 0 | 0 | 0 | 0 | 0 | 0 | 0 | 0 | 0 | 0 | 0 | 0 | 0 | 0 | 0 | 0 | 0 | 0 | 0 | 0 | 55 | 55 | 0 | 1
SCE Metro Study Area | Rio Hondo | 230 | 0 | 0 | 0 | 0 | 0 | 0 | 0 | 0 | 0 | 0 | 0 | 0 | 0 | 0 | 0 | 0 | 0 | 0 | 0 | 0 | 0 | 0 | 0 | 0 | 0 | 0 | 0 | 0
PG&E North of Greater Bay Study Area | Rio Oso | 230 | 0 | 0 | 0 | 0 | 0 | 0 | 0 | 0 | 0 | 0 | 0 | 0 | 0 | 0 | 0 | 0 | 0 | 0 | 0 | 0 | 0 | 0 | 0 | 120 | 150 | 110 | 0 | 1
PG&E North of Greater Bay Study Area | Ripon | 115 | 0 | 0 | 0 | 0 | 0 | 0 | 0 | 0 | 0 | 0 | 0 | 0 | 0 | 0 | 0 | 0 | 0 | 0 | 0 | 0 | 0 | 0 | 0 | 0 | 0 | 0 | 0 | 0
PG&E North of Greater Bay Study Area | Riverbank | 115 | 0 | 0 | 0 | 0 | 0 | 0 | 0 | 0 | 0 | 0 | 0 | 0 | 0 | 0 | 0 | 0 | 0 | 0 | 0 | 0 | 0 | 0 | 0 | 0 | 0 | 0 | 0 | 0
SCE North of Lugo (NOL) Study Area | Roadway | 115 | 0 | 0 | 0 | 0 | 0 | 0 | 0 | 0 | 0 | 0 | 220.92 | 159.94 | 0 | 1 | 0 | 0 | 0 | 0 | 0 | 0 | 0 | 0 | 0 | 0 | 220.92 | 159.94 | 0 | 1
PG&E East Kern Study Area | Rosedale | 115 | 0 | 0 | 0 | 0 | 0 | 0 | 0 | 0 | 0 | 0 | 0 | 0 | 0 | 0 | 0 | 0 | 0 | 0 | 0 | 0 | 0 | 0 | 0 | 0 | 0 | 0 | 0 | 0
PG&E North of Greater Bay Study Area | Round Mountain | 230 | 0 | 22 | 115 | 209.5 | 0 | 0 | 0 | 0 | 0 | 0 | 0 | 0 | 0 | 1 | 0 | 22 | 115 | 209.5 | 0 | 0 | 0 | 0 | 0 | 0 | 0 | 0 | 0 | 1
PG&E North of Greater Bay Study Area | Round Mountain | 500 | 0 | 0 | 0 | 0 | 0 | 0 | 0 | 0 | 0 | 0 | 0 | 0 | 0 | 0 | 0 | 0 | 0 | 0 | 0 | 0 | 0 | 0 | 0 | 0 | 0 | 0 | 0 | 0
PG&E Fresno Study Area | S0478 | 115 | 0 | 0 | 0 | 0 | 0 | 0 | 0 | 0 | 0 | 0 | 0 | 0 | 0 | 0 | 0 | 0 | 0 | 0 | 0 | 0 | 0 | 0 | 0 | 0 | 0 | 0 | 0 | 0
SCE Eastern Study Area | San Bernardino | 230 | 0 | 0 | 0 | 0 | 0 | 0 | 0 | 0 | 0 | 0 | 0 | 0 | 0 | 0 | 0 | 0 | 0 | 0 | 0 | 0 | 0 | 0 | 0 | 0 | 0 | 0 | 0 | 0
PG&E East Kern Study Area | San Luis Obispo | 115 | 0 | 0 | 0 | 0 | 0 | 0 | 0 | 0 | 0 | 0 | 0 | 0 | 0 | 0 | 0 | 0 | 0 | 0 | 0 | 0 | 0 | 0 | 0 | 0 | 0 | 0 | 0 | 0
SDG&E Study Area | San Luis Rey | 230 | 0 | 0 | 0 | 0 | 0 | 0 | 0 | 0 | 0 | 0 | 0 | 0 | 0 | 0 | 0 | 0 | 0 | 0 | 0 | 0 | 0 | 0 | 0 | 0 | 0 | 60 | 0 | 1
SDG&E Study Area | San Onofre | 230 | 0 | 0 | 0 | 0 | 0 | 0 | 0 | 0 | 0 | 0 | 0 | 0 | 0 | 0 | 0 | 0 | 0 | 0 | 0 | 0 | 0 | 0 | 0 | 0 | 0 | 0 | 0 | 0
East of Pisgah Study Area | Sandy | 138 | 0 | 0 | 0 | 0 | 0 | 0 | 0 | 0 | 0 | 0 | 0 | 0 | 0 | 0 | 0 | 0 | 0 | 0 | 0 | 0 | 0 | 0 | 0 | 0 | 0 | 0 | 0 | 0
PG&E Fresno Study Area | Sanger | 115 | 0 | 0 | 0 | 0 | 0 | 0 | 0 | 0 | 0 | 0 | 0 | 0 | 0 | 0 | 0 | 0 | 0 | 0 | 0 | 0 | 0 | 0 | 0 | 0 | 0 | 0 | 0 | 0
SCE Northern Area | Santa Clara | 230 | 0 | 0 | 0 | 0 | 0 | 0 | 0 | 0 | 0 | 0 | 0 | 121 | 0 | 1 | 0 | 0 | 0 | 0 | 0 | 0 | 0 | 0 | 0 | 125 | 125 | 146 | 0 | 1
SCE Metro Study Area | Santiago | 230 | 0 | 0 | 0 | 0 | 0 | 0 | 0 | 0 | 0 | 0 | 0 | 0 | 0 | 0 | 0 | 0 | 0 | 0 | 0 | 0 | 0 | 0 | 0 | 0 | 0 | 0 | 0 | 0
SCE Northern Area | Saugus | 230 | 0 | 0 | 0 | 0 | 0 | 0 | 0 | 0 | 0 | 0 | 0 | 0 | 0 | 0 | 0 | 0 | 0 | 0 | 0 | 0 | 0 | 0 | 0 | 0 | 0 | 0 | 0 | 0
PG&E Fresno Study Area | Schindler | 115 | 0 | 0 | 0 | 0 | 0 | 0 | 0 | 0 | 0 | 0 | 0 | 0 | 0 | 0 | 0 | 0 | 0 | 0 | 0 | 0 | 0 | 0 | 0 | 50 | 100 | 75 | 0 | 1
PG&E North of Greater Bay Study Area | Schulte Switching Station | 115 | 0 | 0 | 0 | 0 | 0 | 0 | 0 | 0 | 0 | 0 | 0 | 0 | 0 | 0 | 0 | 0 | 0 | 0 | 0 | 0 | 0 | 0 | 0 | 0 | 0 | 0 | 0 | 0
PG&E Fresno Study Area | Semitropic | 115 | 0 | 3 | 0 | 0 | 0 | 0 | 0 | 0 | 9 | 0 | 0 | 0 | 0 | 1 | 0 | 3 | 0 | 0 | 0 | 0 | 0 | 0 | 9 | 0 | 100 | 75 | 0 | 1
SCE Metro Study Area | Serrano | 500 | 0 | 0 | 0 | 0 | 0 | 0 | 0 | 0 | 0 | 0 | 0 | 0 | 0 | 0 | 0 | 0 | 0 | 0 | 0 | 0 | 0 | 0 | 0 | 0 | 0 | 0 | 0 | 0
SCE Metro Study Area | Serrano | 230 | 0 | 0 | 0 | 0 | 0 | 0 | 0 | 0 | 0 | 0 | 0 | 0 | 0 | 0 | 0 | 0 | 0 | 0 | 0 | 0 | 0 | 0 | 0 | 0 | 0 | 0 | 0 | 0
PG&E East Kern Study Area | Shafter | 115 | 0 | 0 | 0 | 0 | 0 | 0 | 0 | 0 | 3 | 0 | 0 | 0 | 0 | 1 | 0 | 0 | 0 | 0 | 0 | 0 | 0 | 0 | 3 | 0 | 110 | 80 | 0 | 1
PG&E North of Greater Bay Study Area | Shilo III | 230 | 0 | 0 | 0 | 0 | 0 | 0 | 0 | 0 | 0 | 0 | 0 | 0 | 0 | 0 | 0 | 0 | 0 | 0 | 0 | 0 | 0 | 0 | 0 | 0 | 0 | 0 | 0 | 0
SDG&E Study Area | Silvergate | 230 | 0 | 0 | 0 | 0 | 0 | 0 | 0 | 0 | 0 | 0 | 0 | 200 | 0 | 1 | 0 | 0 | 0 | 0 | 0 | 0 | 0 | 0 | 0 | 0 | 0 | 200 | 0 | 1
PG&E East Kern Study Area | Sisquoc | 115 | 0 | 0 | 0 | 0 | 0 | 0 | 0 | 0 | 0 | 0 | 0 | 0 | 0 | 0 | 0 | 0 | 0 | 0 | 0 | 0 | 0 | 0 | 0 | 0 | 0 | 0 | 0 | 0
East of Pisgah Study Area | Sloan Canyon (fka Bob) | 230 | 0 | 0 | 303 | 0 | 0 | 0 | 0 | 0 | 0 | 0 | 0 | 0 | 0 | 1 | 0 | 0 | 303 | 0 | 0 | 0 | 0 | 0 | 0 | 0 | 0 | 0 | 0 | 1
PG&E East Kern Study Area | Smyrna | 115 | 0 | 0 | 0 | 0 | 0 | 0 | 0 | 0 | 0 | 0 | 0 | 0 | 0 | 0 | 0 | 0 | 0 | 0 | 0 | 0 | 0 | 0 | 0 | 0 | 0 | 0 | 0 | 0
PG&E East Kern Study Area | Solar SS | 230 | 0 | 0 | 0 | 0 | 0 | 0 | 0 | 0 | 0 | 0 | 0 | 0 | 0 | 0 | 0 | 0 | 0 | 0 | 0 | 0 | 0 | 0 | 0 | 60 | 65 | 55 | 0 | 1
PG&E East Kern Study Area | Solar SW | 230 | 0 | 0 | 0 | 0 | 0 | 0 | 0 | 0 | 0 | 0 | 0 | 0 | 0 | 0 | 0 | 0 | 0 | 0 | 0 | 0 | 0 | 0 | 0 | 0 | 0 | 0 | 0 | 0
SCE Northern Area | Springville | 230 | 0 | 4 | 0 | 0 | 0 | 0 | 0 | 0 | 0 | 0 | 0 | 0 | 0 | 1 | 0 | 4 | 0 | 0 | 0 | 0 | 0 | 0 | 0 | 50 | 140 | 50 | 0 | 1
PG&E North of Greater Bay Study Area | Stagg | 230 | 0 | 0 | 0 | 0 | 0 | 0 | 0 | 0 | 0 | 0 | 0 | 0 | 0 | 0 | 0 | 0 | 0 | 0 | 0 | 0 | 0 | 0 | 0 | 0 | 0 | 0 | 0 | 0
PG&E East Kern Study Area | Stockdale | 230 | 0 | 0 | 0 | 0 | 0 | 0 | 0 | 0 | 4 | 0 | 0 | 0 | 0 | 1 | 0 | 0 | 0 | 0 | 0 | 0 | 0 | 0 | 4 | 0 | 0 | 0 | 0 | 1
PG&E Fresno Study Area | Stockdale A | 230 | 0 | 0 | 0 | 0 | 0 | 0 | 0 | 0 | 0 | 0 | 0 | 0 | 0 | 0 | 0 | 0 | 0 | 0 | 0 | 0 | 0 | 0 | 0 | 0 | 0 | 0 | 0 | 0
SDG&E Study Area | Suncrest | 500 | 0 | 0 | 0 | 0 | 0 | 0 | 0 | 0 | 0 | 0 | 0 | 0 | 0 | 0 | 0 | 0 | 0 | 0 | 0 | 0 | 0 | 0 | 0 | 0 | 0 | 0 | 0 | 0
SDG&E Study Area | Suncrest | 230 | 0 | 0 | 0 | 0 | 0 | 0 | 0 | 0 | 0 | 0 | 0 | 0 | 0 | 0 | 0 | 0 | 0 | 0 | 0 | 0 | 0 | 0 | 0 | 0 | 0 | 0 | 0 | 0
SDG&E Study Area | Sycamore | 230 | 0 | 0 | 0 | 0 | 0 | 0 | 0 | 0 | 0 | 0 | 0 | 0 | 500 | 1 | 0 | 0 | 0 | 0 | 0 | 0 | 0 | 0 | 0 | 0 | 0 | 0 | 500 | 1
SDG&E Study Area | Sycamore | 138 | 0 | 0 | 0 | 0 | 0 | 0 | 0 | 0 | 0 | 0 | 0 | 300 | 0 | 1 | 0 | 0 | 0 | 0 | 0 | 0 | 0 | 0 | 0 | 0 | 0 | 400 | 0 | 1
SCE Northern Area | Sylmar | 230 | 0 | 0 | 0 | 0 | 0 | 0 | 0 | 0 | 0 | 0 | 0 | 0 | 0 | 0 | 0 | 0 | 0 | 0 | 0 | 0 | 0 | 0 | 0 | 0 | 0 | 0 | 0 | 0
PG&E North of Greater Bay Study Area | Table Mountain | 115 | 0 | 0 | 0 | 0 | 0 | 0 | 0 | 0 | 0 | 0 | 0 | 0 | 0 | 0 | 0 | 0 | 0 | 0 | 0 | 0 | 0 | 0 | 0 | 0 | 0 | 0 | 0 | 0
PG&E East Kern Study Area | Taft | 115 | 0 | 0 | 0 | 0 | 0 | 0 | 0 | 0 | 0 | 0 | 0 | 0 | 0 | 0 | 0 | 0 | 0 | 0 | 0 | 0 | 0 | 0 | 0 | 0 | 0 | 0 | 0 | 0
SDG&E Study Area | Talega | 230 | 0 | 0 | 0 | 0 | 0 | 0 | 0 | 0 | 0 | 0 | 0 | 0 | 0 | 0 | 0 | 0 | 0 | 0 | 0 | 0 | 0 | 0 | 0 | 0 | 0 | 100 | 0 | 1
PG&E East Kern Study Area | Temblor | 115 | 0 | 0 | 0 | 0 | 0 | 0 | 0 | 0 | 6 | 0 | 0 | 0 | 0 | 1 | 0 | 0 | 0 | 0 | 0 | 0 | 0 | 0 | 6 | 0 | 0 | 0 | 0 | 1
PG&E East Kern Study Area | Templeton | 115 | 0 | 0 | 0 | 0 | 0 | 0 | 0 | 0 | 0 | 0 | 0 | 0 | 0 | 0 | 0 | 0 | 0 | 0 | 0 | 0 | 0 | 0 | 0 | 0 | 0 | 0 | 0 | 0
PG&E East Kern Study Area | Templeton | 230 | 0 | 0 | 188 | 0 | 0 | 0 | 0 | 0 | 0 | 0 | 0 | 0 | 0 | 1 | 0 | 0 | 188 | 0 | 0 | 0 | 0 | 0 | 0 | 0 | 0 | 0 | 0 | 1
PG&E North of Greater Bay Study Area | Tesla | 115 | 0 | 0 | 0 | 0 | 0 | 0 | 0 | 0 | 0 | 0 | 0 | 0 | 0 | 0 | 0 | 0 | 0 | 0 | 0 | 0 | 0 | 0 | 0 | 0 | 0 | 0 | 0 | 0
PG&E North of Greater Bay Study Area | Tesla | 230 | 0 | 0 | 100 | 100 | 0 | 0 | 0 | 0 | 0 | 0 | 0 | 0 | 0 | 1 | 0 | 0 | 100 | 100 | 0 | 0 | 0 | 0 | 0 | 0 | 0 | 0 | 0 | 1
PG&E North of Greater Bay Study Area | Tesla | 500 | 0 | 0 | 0 | 0 | 0 | 0 | 0 | 0 | 0 | 0 | 0 | 0 | 0 | 0 | 0 | 0 | 0 | 0 | 0 | 0 | 0 | 0 | 0 | 50 | 350 | 250 | 0 | 1
PG&E East Kern Study Area | Tevis | 115 | 0 | 0 | 0 | 0 | 0 | 0 | 0 | 0 | 0 | 0 | 0 | 0 | 0 | 0 | 0 | 0 | 0 | 0 | 0 | 0 | 0 | 0 | 0 | 0 | 0 | 0 | 0 | 0
PG&E North of Greater Bay Study Area | Thermalito | 230 | 0 | 0 | 40 | 40 | 0 | 0 | 0 | 0 | 0 | 0 | 0 | 0 | 0 | 1 | 0 | 0 | 40 | 40 | 0 | 0 | 0 | 0 | 0 | 0 | 0 | 0 | 0 | 1
SDG&E Study Area | Trabuco | 138 | 0 | 0 | 0 | 0 | 0 | 0 | 0 | 0 | 0 | 0 | 0 | 0 | 0 | 0 | 0 | 0 | 0 | 0 | 0 | 0 | 0 | 0 | 0 | 0 | 0 | 0 | 0 | 0
PG&E Fresno Study Area | Tranquility | 230 | 0 | 0 | 0 | 0 | 0 | 0 | 0 | 0 | 0 | 166 | 133 | 75 | 0 | 1 | 0 | 0 | 0 | 0 | 0 | 0 | 0 | 0 | 0 | 416 | 833 | 575 | 0 | 1
East of Pisgah Study Area | Trout Canyon (fka Crazy Eyes) | 230 | 0 | 0 | 0 | 0 | 0 | 0 | 0 | 0 | 0 | 425 | 718 | 455 | 0 | 1 | 0 | 0 | 0 | 0 | 0 | 0 | 0 | 0 | 0 | 525 | 1558 | 955 | 0 | 1
PG&E North of Greater Bay Study Area | Tulucay | 230 | 0 | 0 | 0 | 0 | 0 | 0 | 0 | 0 | 0 | 0 | 0 | 0 | 0 | 0 | 0 | 0 | 0 | 0 | 0 | 0 | 0 | 0 | 0 | 0 | 0 | 0 | 0 | 0
PG&E East Kern Study Area | Tupman | 115 | 0 | 0 | 0 | 0 | 0 | 0 | 0 | 0 | 0 | 0 | 0 | 0 | 0 | 0 | 0 | 0 | 0 | 0 | 0 | 0 | 0 | 0 | 0 | 0 | 0 | 0 | 0 | 0
PG&E North of Greater Bay Study Area | UltraPower Chinese Station | 115 | 0 | 0 | 0 | 0 | 0 | 0 | 0 | 0 | 0 | 0 | 0 | 0 | 0 | 0 | 0 | 0 | 0 | 0 | 0 | 0 | 0 | 0 | 0 | 0 | 0 | 0 | 0 | 0
PG&E North of Greater Bay Study Area | Vaca Dixon | 500 | 0 | 0 | 0 | 0 | 0 | 0 | 0 | 0 | 0 | 0 | 0 | 0 | 0 | 0 | 0 | 0 | 0 | 0 | 0 | 0 | 0 | 0 | 0 | 0 | 0 | 0 | 0 | 0
PG&E North of Greater Bay Study Area | Vaca Dixon | 115 | 0 | 0 | 0 | 0 | 0 | 0 | 0 | 0 | 0 | 0 | 0 | 0 | 0 | 0 | 0 | 0 | 0 | 0 | 0 | 0 | 0 | 0 | 0 | 14 | 10 | 12 | 0 | 1
SCE Eastern Study Area | Valley | 500 | 0 | 0 | 0 | 0 | 0 | 0 | 0 | 0 | 0 | 0 | 0 | 0 | 0 | 0 | 0 | 0 | 0 | 0 | 0 | 0 | 0 | 0 | 0 | 0 | 0 | 680 | 0 | 1
East of Pisgah Study Area | Valley (VEA) | 138 | 0 | 0 | 0 | 0 | 0 | 0 | 0 | 0 | 0 | 0 | 50 | 40 | 0 | 1 | 0 | 0 | 0 | 0 | 0 | 0 | 0 | 0 | 0 | 0 | 50 | 40 | 0 | 1
SCE Northern Area | Vestal | 230 | 0 | 0 | 0 | 0 | 0 | 0 | 0 | 0 | 0 | 350 | 266.13 | 300 | 0 | 1 | 0 | 0 | 0 | 0 | 0 | 0 | 0 | 0 | 0 | 350 | 451.13 | 358 | 0 | 1
SCE North of Lugo (NOL) Study Area | Victor | 230 | 0 | 2.7 | 0 | 0 | 0 | 0 | 0 | 0 | 7 | 110 | 105.3943 | 50 | 0 | 1 | 0 | 2.7 | 0 | 0 | 0 | 0 | 0 | 0 | 7 | 110 | 290.3943 | 220 | 0 | 1
SCE North of Lugo (NOL) Study Area | Victor | 115 | 0 | 0 | 0 | 0 | 0 | 0 | 0 | 0 | 0 | 0 | 0 | 0 | 0 | 0 | 0 | 0 | 0 | 0 | 0 | 0 | 0 | 0 | 0 | 0 | 0 | 0 | 0 | 0
SCE Metro Study Area | Viejo | 230 | 0 | 0 | 0 | 0 | 0 | 0 | 0 | 0 | 0 | 0 | 0 | 0 | 0 | 0 | 0 | 0 | 0 | 0 | 0 | 0 | 0 | 0 | 0 | 0 | 0 | 0 | 0 | 0
PG&E North of Greater Bay Study Area | Vierra | 115 | 0 | 0 | 0 | 0 | 0 | 0 | 0 | 0 | 0 | 0 | 0 | 0 | 0 | 0 | 0 | 0 | 0 | 0 | 0 | 0 | 0 | 0 | 0 | 0 | 0 | 0 | 0 | 0
SCE Metro Study Area | Villa Park | 230 | 0 | 0 | 0 | 0 | 0 | 0 | 0 | 0 | 0 | 0 | 0 | 0 | 0 | 0 | 0 | 0 | 0 | 0 | 0 | 0 | 0 | 0 | 0 | 0 | 0 | 0 | 0 | 0
SCE Northern Area | Vincent | 230 | 0 | 0 | 0 | 0 | 0 | 0 | 0 | 0 | 0 | 0 | 1003 | 808.59 | 0 | 1 | 0 | 0 | 0 | 0 | 0 | 0 | 0 | 0 | 0 | 0 | 1303 | 1223.59 | 0 | 1
SCE Eastern Study Area | Vista | 230 | 0 | 3 | 0 | 0 | 0 | 0 | 0 | 0 | 0 | 0 | 0 | 0 | 0 | 1 | 0 | 3 | 0 | 0 | 0 | 0 | 0 | 0 | 0 | 0 | 0 | 0 | 0 | 1
East of Pisgah Study Area | Vista (VEA) | 138 | 0 | 0 | 0 | 0 | 0 | 0 | 0 | 0 | 0 | 0 | 0 | 0 | 0 | 0 | 0 | 0 | 0 | 0 | 0 | 0 | 0 | 0 | 0 | 100 | 100 | 65 | 0 | 1
PG&E Fresno Study Area | Wahtoke | 115 | 0 | 0 | 0 | 0 | 0 | 0 | 0 | 0 | 0 | 0 | 0 | 0 | 0 | 0 | 0 | 0 | 0 | 0 | 0 | 0 | 0 | 0 | 0 | 0 | 0 | 0 | 0 | 0
SCE Metro Study Area | Walnut | 230 | 0 | 0 | 0 | 0 | 0 | 0 | 0 | 0 | 0 | 0 | 0 | 300 | 0 | 1 | 0 | 0 | 0 | 0 | 0 | 0 | 0 | 0 | 0 | 0 | 0 | 300 | 0 | 1
PG&E Fresno Study Area | Westley | 230 | 0 | 4 | 0 | 0 | 0 | 0 | 0 | 0 | 0 | 41 | 119.32 | 99.5 | 0 | 1 | 0 | 4 | 0 | 0 | 0 | 0 | 0 | 0 | 0 | 91 | 119.32 | 99.5 | 0 | 1
PG&E Fresno Study Area | West Fresno | 115 | 0 | 0 | 0 | 0 | 0 | 0 | 0 | 0 | 0 | 0 | 0 | 0 | 0 | 0 | 0 | 0 | 0 | 0 | 0 | 0 | 0 | 0 | 0 | 0 | 0 | 0 | 0 | 0
PG&E East Kern Study Area | Westpark | 115 | 0 | 0 | 0 | 0 | 0 | 0 | 0 | 0 | 0 | 0 | 0 | 0 | 0 | 0 | 0 | 0 | 0 | 0 | 0 | 0 | 0 | 0 | 0 | 0 | 0 | 0 | 0 | 0
PG&E East Kern Study Area | Wheeler Ridge | 115 | 0 | 0 | 0 | 0 | 0 | 0 | 0 | 0 | 0 | 100 | 75.321 | 67 | 0 | 1 | 0 | 0 | 0 | 0 | 0 | 0 | 0 | 0 | 0 | 170 | 155.321 | 117 | 0 | 1
PG&E East Kern Study Area | Wheeler Ridge | 230 | 0 | 0 | 0 | 0 | 0 | 0 | 0 | 0 | 0 | 200 | 0 | 0 | 0 | 1 | 0 | 0 | 0 | 0 | 0 | 0 | 0 | 0 | 0 | 210 | 240 | 170 | 0 | 1
SCE Northern Area | Whirlwind | 500 | 0 | 0 | 0 | 0 | 0 | 0 | 0 | 0 | 0 | 0 | 0 | 0 | 0 | 0 | 0 | 0 | 0 | 0 | 0 | 0 | 0 | 0 | 0 | 0 | 0 | 0 | 0 | 0
SCE Northern Area | Whirlwind | 230 | 0 | 0 | 92.9 | 0 | 0 | 0 | 0 | 0 | 0 | 450 | 978.995 | 1216.62 | 500 | 1 | 0 | 0 | 92.9 | 0 | 0 | 0 | 0 | 0 | 0 | 650 | 1878.995 | 1516.62 | 500 | 1
SCE Northern Area | Windhub | 500 | 0 | 0 | 0 | 0 | 0 | 0 | 0 | 0 | 0 | 0 | 0 | 0 | 0 | 0 | 0 | 0 | 0 | 0 | 0 | 0 | 0 | 0 | 0 | 650 | 500 | 350 | 0 | 1
SCE Northern Area | Windhub | 230 | 0 | 0 | 182.1 | 0 | 0 | 0 | 0 | 0 | 0 | 501 | 1153 | 1015.205 | 0 | 1 | 0 | 0 | 188 | 0 | 0 | 0 | 0 | 0 | 0 | 681 | 1153 | 1015.205 | 0 | 1
PG&E North of Greater Bay Study Area | Woodland | 115 | 0 | 0 | 0 | 0 | 0 | 0 | 0 | 0 | 0 | 0 | 0 | 0 | 0 | 0 | 0 | 0 | 0 | 0 | 0 | 0 | 0 | 0 | 0 | 0 | 12 | 12 | 0 | 1
PG&E North of Greater Bay Study Area | Wyandotte | 115 | 0 | 3.6 | 0 | 0 | 0 | 0 | 0 | 0 | 0 | 0 | 0 | 0 | 0 | 1 | 0 | 3.6 | 0 | 0 | 0 | 0 | 0 | 0 | 0 | 0 | 0 | 0 | 0 | 1

## Substation_Info
Working Tab that Assigns all substations to the CAISO white paper transmission constraints and RESOVLE resource areas
|  |  | Substation Constraints determined from updated CAISO 2021 Transmission Capability Estimates White Paper and 21-22 TPP Information, March 2022 | [43 empty] | RESOLVE Resouce Names per substation
|  |  | SCE Northern Area -- South of Magunden Constraint | Tehachapi – Windhub 500/230 kV Transformer Constraint | Tehachapi – Antelope – Vincent Constraint | Mesa – Laguna Bell Constraint | SCE Metro Area “Default” Constraint | South of Kramer – Kramer to Victor Area Constraint | South of Kramer –Victor to Lugo Constraint | Lugo 500/230 kV transformer constraint | Colorado River 500/230 kV Transformer Constraint | Devers-Red Bluff Constraint | Serrano-Alberhill-Valley Constraint | Eldorado 500/230 kV Transformer #5 onstraint | GLW-VEA Constraint | Mohave/Edorado 500 kV “Default” Constraint | East of Miguel Area Constraint | Imperial Valley Transformer Constraint | Encina-San Luis Rey Area Constraint | Internal San Diego Constraint | San Luis Rey-San Onofre Constraint | Silvergate-Bay Boulevard Constraint | SDG&E Orange County Area “Default” Constraint | Humboldt–Trinity 115 kV Line Constraint | Cortina-Vaca-Dixion 230kV Line Constraint | Rio Oso-SPI-Lincoln 115 kV Constraint | Woodland-Davis 115 kV Line Constraint | Vierra-Tracy-Kasson 115 kV On-Peak Constraint | Melones-Tulloch 115kV On-Peak Constraint | Contra Costa-Delta Switchyard 230kV line (Bay Area) Constraint | Midway-Gates 230 kV Line Constraint | Gates 500/230 kV Transformer Bank #13 Constraint | Los Banos 500/230kV Transformer Bank (Manning Substation) Constraint | Wilson-Storey-Borden 230 kV Constraint | Tesla-Westley 230 kV Constraint | Gates-Panoche #1 and #2 230 kV Constraint | Morro Bay-Templeton 230kV Line Constraint | Las Aguillas-Panoche 230 kV Line Constraint (OPDS) | Los Banos - Gates 500 kV Line Constraint (OPDS) | Moss Landing Los Banos 230 kV Line Constraint (OPDS) | Warnerville-Wilson 230 kV Line Constraint (OPDS) | Kern-Lamont-Stockdale 115 kV Line Constraint (OPDS) | Moss Landing - Aguillas 230 kV Constraint (OPDS) | Moss Landing 500 kV constraint | Morro Bay Offshore Wind constraint | Humboldt Offshore Wind constraint | [7 empty] | Battery Mapping Criteria Data
Area | Substation | Voltage | South of Magunden Constraint | Windhub 500/230 kV Transformer Constraint | Antelope – Vincent Constraint | Laguna Bell – Mesa Constraint | SCE Metro Area | Kramer- Victor/Roadway -Victor Constraint | Victor-Lugo Constraint | Lugo 500/230 kV Transformer Constraint | Colorado River 500/230 kV Transformer Constraint | Devers – Red Bluff 500 kV Constraint | Serrano – Alberhill – Valley 500 kV Constraint | Eldorado 500/230 kV Transformer #5 Constraint | GLW-VEA Area Constraint | Mohave/Eldorado 500 kV | East of Miguel Constraint | Imperial Valley transformer Constraint | Encina-San Luis Rey Constraint | San Diego Internal Constraint | San Luis Rey-San Onofre Constraint | Silvergate-Bay Boulevard Constraint | Orange County Area | Humboldt-Trinity 115 kV Line | Cortina -Vaca-Dixon 230kV Line | Rio Oso-SPI-Lincoln 115 kV Line | Woodland-Davis 115 kV Lines | Vierra-Tracy-Kasson 115 kV Line | Melones-Tulloch 115 kV Line | Contra Costa-Delta Switchyard 230kV Line | Midway – Gates 230kV Line | Gates 500/230kV Bank #13 Constraint | Los Banos 500/230kV TB | Wilson-Storey-Borden #1 & #2 230 kV Lines | Tesla-Westley 230kV Line | Gates-Panoche #1 and #2 230kV Lines | Morro Bay-Templeton 230kV Line | Las Aguillas-Panoche #1 and #2 230kV | Los Bano-Gates #1 500kV line | Moss Landing-Los Banos 230kV | Warnerville-Wilson 230kV | Kern–Lamont-Stockdale 115kV Line | Moss Landing-Las Aguilas 230kV | Moss Landing 500kV | Morro Bay Offshore Wind | Humboldt Offshore Wind Line (Proposed) | Li_Battery | Solar | Geothermal | Wind | OOS Wind | OSW Wind | PSH | inLCRArea | inDAC | inAQ_ozone_NA_Zone | inAQ_PM25_NA_Zone | CAISO Curtailment Value
PG&E East Kern Study Area | 7th Standard | 115 | [28 empty] | 1 | 1 |  |  |  |  | 1 |  | 1 | 1 | [6 empty] | Southern_PGAE_Li_Battery | Southern_PGAE_Solar | [5 empty] | No Data | No Data | No Data | No Data | No Data
SCE Metro Study Area | Alamitos | 230 |  |  |  |  | 1 | [39 empty] | Greater_LA_Li_Battery | Greater_LA_Solar | [5 empty] | 0 | 0 | 1 | 1 | 0
PG&E Fresno Study Area | Alpaugh | 115 | [36 empty] | 1 | 1 | [6 empty] | Southern_PGAE_Li_Battery | Southern_PGAE_Solar | [5 empty] | 0 | 1 | 1 | 1 | 0
SCE Northern Area | Antelope | 500 |  |  | 1 | [41 empty] | Tehachapi_Li_Battery | Tehachapi_Solar |  | Tehachapi_Wind |  |  |  | 1 | 1 | 1 | 1 | 0.25
SCE Northern Area | Antelope | 230 |  |  | 1 | [41 empty] | Tehachapi_Li_Battery | Tehachapi_Solar |  | Tehachapi_Wind |  |  |  | 1 | 1 | 1 | 1 | 0.25
PG&E East Kern Study Area | Arco | 230 | [28 empty] | 1 | 1 |  |  |  | 1 | 1 |  | 1 | 1 | [6 empty] | Southern_PGAE_Li_Battery | Southern_PGAE_Solar | [5 empty] | 0 | 1 | 1 | 1 | 0.25
SCE Metro Study Area | Arcogen | 230 |  |  |  |  | 1 | [39 empty] | Greater_LA_Li_Battery | Greater_LA_Solar | [5 empty] | 1 | 1 | 1 | 1 | 0
PG&E East Kern Study Area | Avenal | 115 | [30 empty] | 1 | [13 empty] | Southern_PGAE_Li_Battery | Southern_PGAE_Solar | [5 empty] | 0 | 1 | 1 | 1 | 0
SCE Northern Area | Bailey | 230 |  |  | 1 | 1 | [40 empty] | Tehachapi_Li_Battery | Tehachapi_Solar | [5 empty] | 0 | 0 | 1 | 1 | 0
PG&E East Kern Study Area | Bakersfield | 230 | [28 empty] | 1 | 1 |  |  |  |  | 1 |  | 1 | 1 | [6 empty] | Southern_PGAE_Li_Battery | Southern_PGAE_Solar | [5 empty] | 0 | 1 | 1 | 1 | 0
SCE Metro Study Area | Barre | 230 |  |  |  |  | 1 | [39 empty] | Greater_LA_Li_Battery | Greater_LA_Solar | [5 empty] | 1 | 1 | 1 | 1 | 0
SDG&E Study Area | Bay Boulevard | 230 | [16 empty] | 1 | 1 | 1 | 1 | [24 empty] | San_Diego_Li_Battery | San_Diego_Solar | [5 empty] | 1 | 0 | 1 | 0 | 0
East of Pisgah Study Area | Beatty | 138 | [11 empty] | 1 | 1 | [31 empty] | Southern_NV_Eldorado_Li_Battery | Southern_NV_Eldorado_Solar | Southern_Nevada_Geothermal |  |  |  |  | 0 | 0 | 0 | 0 | 0
PG&E North of Greater Bay Study Area | Bellota | 230 | [22 empty] | 1 | [21 empty] | Northern_California_Li_Battery | Northern_California_Solar | [5 empty] | 0 | 0 | 1 | 1 | 0
PG&E North of Greater Bay Study Area | Bellota | 115 | [22 empty] | 1 | [21 empty] | Northern_California_Li_Battery | Northern_California_Solar | [5 empty] | 0 | 0 | 1 | 1 | 0
PG&E North of Greater Bay Study Area | Bellevue | 115 | [22 empty] | 1 |  |  |  |  | 1 | [16 empty] | Northern_California_Li_Battery | Northern_California_Solar | [5 empty] | 0 | 0 | 1 | 0 | 0
SCE Northern Area | Big Creek Hydro Facilities | 230 | 1 |  | 1 | 1 | [40 empty] | Tehachapi_Li_Battery | Tehachapi_Solar | [5 empty] | 0 | 0 | 1 | 1 | 0
PG&E North of Greater Bay Study Area | Birds Landing | 230 | [22 empty] | 1 |  |  |  |  | 1 | [16 empty] | Northern_California_Li_Battery | Northern_California_Solar |  | Solano_Wind |  |  |  | 1 | 0 | 1 | 0 | 0
SDG&E Study Area | BlytheSC 161 kV | 161 | [14 empty] | 1 | [29 empty] | Imperial_Li_Battery | Imperial_Solar | [5 empty] | 0 | 1 | 0 | 0 | 0
PG&E Fresno Study Area | Borden | 230 | [29 empty] | 1 | 1 | 1 | 1 |  | 1 | [9 empty] | Southern_PGAE_Li_Battery | Southern_PGAE_Solar | [5 empty] | 0 | 1 | 1 | 1 | 0
PG&E North of Greater Bay Study Area | Brentwood | 230 | [22 empty] | 1 |  |  |  |  | 1 | [16 empty] | Northern_California_Li_Battery | Northern_California_Solar | [5 empty] | 0 | 0 | 1 | 0 | 0
PG&E North of Greater Bay Study Area | Bridgeville | 115 | [21 empty] | 1 | 1 | [21 empty] | Northern_California_Li_Battery | Northern_California_Solar |  | Humboldt_Wind |  |  |  | 0 | 0 | 0 | 0 | 0
PG&E Fresno Study Area | Cabrillo | 115 | [36 empty] | 1 | 1 | [6 empty] | Southern_PGAE_Li_Battery | Southern_PGAE_Solar |  | Carrizo_Wind |  |  |  | 0 | 0 | 0 | 0 | 0
PG&E Fresno Study Area | Cal Ave | 115 | [40 empty] | 1 |  |  |  | Southern_PGAE_Li_Battery | Southern_PGAE_Solar | [5 empty] | 0 | 1 | 1 | 1 | 0
SCE North of Lugo (NOL) Study Area | Calcite | 230 | [7 empty] | 1 | [36 empty] | Greater_Kramer_Li_Battery | Greater_Kramer_Solar | [5 empty] | 0 | 0 | 1 | 0 | 0
PG&E East Kern Study Area | Caliente | 230 | [28 empty] | 1 | 1 |  |  |  |  | 1 |  | 1 | 1 | [6 empty] | Southern_PGAE_Li_Battery | Southern_PGAE_Solar |  | Kern_Greater_Carrizo_Wind |  |  |  | 0 | 0 | 1 | 0 | 0
PG&E East Kern Study Area | California Water | 115 | [28 empty] | 1 | 1 |  |  |  |  | 1 | [9 empty] | Southern_PGAE_Li_Battery | Southern_PGAE_Solar | [5 empty] | No Data | No Data | No Data | No Data | No Data
PG&E Fresno Study Area | Cantua | 115 | [40 empty] | 1 |  |  |  | Southern_PGAE_Li_Battery | Southern_PGAE_Solar | [5 empty] | 0 | 0 | 1 | 1 | 0
SDG&E Study Area | Capistrano | 230 | [20 empty] | 1 | [23 empty] | Greater_LA_Li_Battery | Greater_LA_Solar | [5 empty] | 1 | 0 | 1 | 1 | 0
SDG&E Study Area | Capistrano | 138 | [20 empty] | 1 | [23 empty] | Greater_LA_Li_Battery | Greater_LA_Solar | [5 empty] | 1 | 0 | 1 | 1 | 0
East of Pisgah Study Area | Carpenter Canyon (fka Gamebird) | 230 | [11 empty] | 1 | 1 | [31 empty] | Southern_NV_Eldorado_Li_Battery | Southern_NV_Eldorado_Solar |  | Southern_Nevada_Wind |  |  |  | 0 | 0 | 0 | 0 | 1
PG&E North of Greater Bay Study Area | Carquinez | 115 | [22 empty] | 1 |  |  |  |  | 1 | [16 empty] | Northern_California_Li_Battery | Northern_California_Solar |  | Solano_Wind |  |  |  | 0 | 1 | 1 | 0 | 0
PG&E North of Greater Bay Study Area | Cayetano | 230 | [22 empty] | 1 |  |  |  |  | 1 | [16 empty] | Northern_California_Li_Battery | Northern_California_Solar | [5 empty] | 1 | 0 | 1 | 0 | 0
SCE Metro Study Area | Center | 230 |  |  |  |  | 1 | [39 empty] | Greater_LA_Li_Battery | Greater_LA_Solar | [5 empty] | 1 | 1 | 1 | 1 | 0
PG&E Fresno Study Area | Cheney | 115 | [29 empty] | 1 | 1 |  | 1 |  | 1 | [9 empty] | Southern_PGAE_Li_Battery | Southern_PGAE_Solar | [5 empty] | 0 | 1 | 1 | 1 | 0
SCE Metro Study Area | Chevmain | 230 |  |  |  |  | 1 | [39 empty] | Greater_LA_Li_Battery | Greater_LA_Solar | [5 empty] | 1 | 1 | 1 | 1 | 0
SCE Metro Study Area | Chino | 230 |  |  |  |  | 1 | [39 empty] | Greater_LA_Li_Battery | Greater_LA_Solar | [5 empty] | 1 | 0 | 1 | 1 | 0
PG&E East Kern Study Area | Cholame | 70 | [34 empty] | 1 |  | 1 | 1 | [6 empty] | Southern_PGAE_Li_Battery | Southern_PGAE_Solar |  | Kern_Greater_Carrizo_Wind |  |  |  | 0 | 0 | 0 | 0 | 0.25
PG&E North of Greater Bay Study Area | Clayton | 115 | [22 empty] | 1 |  |  |  |  | 1 | [16 empty] | Northern_California_Li_Battery | Northern_California_Solar | [5 empty] | 0 | 0 | 1 | 0 | 0
PG&E North of Greater Bay Study Area | Cloverdale | 115 | [22 empty] | 1 |  |  |  |  | 1 | [16 empty] | Northern_California_Li_Battery | Northern_California_Solar | [5 empty] | 0 | 0 | 0 | 0 | 0
PG&E Fresno Study Area | Coburn | 230 | [40 empty] | 1 |  |  |  | Southern_PGAE_Li_Battery | Southern_PGAE_Solar | [5 empty] | 0 | 0 | 0 | 0 | 0
SCE Eastern Study Area | Colorado River | 500 | [9 empty] | 1 | 1 | [33 empty] | Riverside_Li_Battery | Riverside_Solar |  | Riverside_Palm_Springs_Wind |  |  |  | 0 | 0 | 0 | 0 | 0.25
SCE Eastern Study Area | Colorado River | 230 | [8 empty] | 1 | 1 | 1 | [33 empty] | Riverside_Li_Battery | Riverside_Solar | Riverside_Palm_Springs_Geothermal | Riverside_Palm_Springs_Wind |  |  |  | 0 | 0 | 0 | 0 | 0.25
PG&E East Kern Study Area | Columbus | 115 | [28 empty] | 1 | 1 |  |  |  |  | 1 | [9 empty] | Southern_PGAE_Li_Battery | Southern_PGAE_Solar | [5 empty] | 0 | 0 | 1 | 1 | 0
PG&E North of Greater Bay Study Area | Contra Costa | 230 | [22 empty] | 1 |  |  |  |  | 1 | [16 empty] | Northern_California_Li_Battery | Northern_California_Solar |  | Solano_Wind |  |  |  | 1 | 0 | 1 | 0 | 0
SCE North of Lugo (NOL) Study Area | Control | 115 | [5 empty] | 1 | 1 | 1 | [36 empty] | Greater_Kramer_Li_Battery | Greater_Kramer_Solar | Inyokern_North_Kramer_Geothermal |  |  |  |  | 0 | 0 | 0 | 0 | 0
SCE North of Lugo (NOL) Study Area | Coolwater | 230 | [5 empty] | 1 | 1 | 1 | [36 empty] | Greater_Kramer_Li_Battery | Greater_Kramer_Solar |  | North_Victor_Wind |  |  |  | 0 | 1 | 1 | 0 | 0
SCE North of Lugo (NOL) Study Area | Coolwater | 115 | [5 empty] | 1 | 1 | 1 | [36 empty] | Greater_Kramer_Li_Battery | Greater_Kramer_Solar |  | North_Victor_Wind |  |  |  | 0 | 1 | 1 | 0 | 0
PG&E East Kern Study Area | Corcoran | 115 | [28 empty] | 1 | 1 |  |  |  |  | 1 |  | 1 |  | 1 | [5 empty] | Southern_PGAE_Li_Battery | Southern_PGAE_Solar | [5 empty] | 1 | 1 | 1 | 1 | 0
PG&E North of Greater Bay Study Area | Cortina | 115 | [21 empty] | 1 | 1 |  |  |  |  | 1 | [16 empty] | Northern_California_Li_Battery | Northern_California_Solar |  | Solano_Wind |  |  |  | 0 | 0 | 0 | 0 | 0
PG&E North of Greater Bay Study Area | Cottonwood | 230 | [22 empty] | 1 | [21 empty] | Northern_California_Li_Battery | Northern_California_Solar | [5 empty] | 0 | 0 | 1 | 0 | 0
PG&E Fresno Study Area | Cove Rd | 230 | [36 empty] | 1 | [7 empty] | Southern_PGAE_Li_Battery | Southern_PGAE_Solar | [5 empty] | No Data | No Data | No Data | No Data | No Data
PG&E North of Greater Bay Study Area | Curtis | 115 | [22 empty] | 1 |  |  | 1 | 1 | [17 empty] | Northern_California_Li_Battery | Northern_California_Solar | [5 empty] | 0 | 0 | 1 | 0 | 0
PG&E Fresno Study Area | Dairyland | 115 | [35 empty] | 1 | 1 | 1 | 1 |  | 1 |  |  |  | Southern_PGAE_Li_Battery | Southern_PGAE_Solar | [5 empty] | 0 | 1 | 1 | 1 | 0
PG&E North of Greater Bay Study Area | Davis | 115 | [22 empty] | 1 | 1 | 1 | [19 empty] | Northern_California_Li_Battery | Northern_California_Solar | [5 empty] | 0 | 0 | 1 | 0 | 0
SCE Metro Study Area | Del Amo | 230 |  |  |  |  | 1 | [39 empty] | Greater_LA_Li_Battery | Greater_LA_Solar | [5 empty] | 0 | 0 | 1 | 1 | 0
SCE Eastern Study Area | Delaney | 500 | [9 empty] | 1 | 1 | [33 empty] | Arizona_Li_Battery | Arizona_Solar | [5 empty] | 0 | 0 | 1 | 0 | 0.25
PG&E North of Greater Bay Study Area | Delevan | 230 | [22 empty] | 1 |  |  |  |  | 1 | [16 empty] | Northern_California_Li_Battery | Northern_California_Solar |  | Northern_California_Wind |  |  |  | 0 | 0 | 0 | 0 | 0
PG&E North of Greater Bay Study Area | Delta Switching Yard | 230 | [22 empty] | 1 |  |  |  |  | 1 | [16 empty] | Northern_California_Li_Battery | Northern_California_Solar |  | Solano_Wind |  |  |  | 0 | 0 | 1 | 0 | 0
East of Pisgah Study Area | Desert View | 230 | [11 empty] | 1 | 1 | [31 empty] | Southern_NV_Eldorado_Li_Battery | Southern_NV_Eldorado_Solar |  | Southern_Nevada_Wind |  |  |  | 0 | 0 | 1 | 0 | 0.25
SCE Eastern Study Area | Devers | 500 | [10 empty] | 1 | [33 empty] | Riverside_Li_Battery | Riverside_Solar |  | Riverside_Palm_Springs_Wind |  |  |  | 1 | 0 | 1 | 0 | 0
SCE Eastern Study Area | Devers | 230 | [10 empty] | 1 | [33 empty] | Riverside_Li_Battery | Riverside_Solar |  | Riverside_Palm_Springs_Wind |  |  |  | 1 | 0 | 1 | 0 | 0
PG&E East Kern Study Area | Diablo | 230 | [28 empty] | 1 | 1 |  |  |  | 1 | 1 | [9 empty] | Southern_PGAE_Li_Battery | Southern_PGAE_Solar |  |  |  | Diablo_Canyon_Offshore_Wind |  | 0 | 0 | 0 | 0 | 0
PG&E S500 Study Area | Diablo | 500 | [33 empty] | 1 | [10 empty] | Southern_PGAE_Li_Battery | Southern_PGAE_Solar |  |  |  | Diablo_Canyon_Offshore_Wind |  | 0 | 0 | 0 | 0 | 0
PG&E North of Greater Bay Study Area | Donnells | 115 | [22 empty] | 1 |  |  | 1 | 1 | [17 empty] | Northern_California_Li_Battery | Northern_California_Solar | [5 empty] | 0 | 0 | 1 | 0 | 0
SCE Northern Area | Eagle Rock | 230 |  |  |  | 1 | [40 empty] | Greater_LA_Li_Battery | Greater_LA_Solar | [5 empty] | 0 | 0 | 1 | 1 | 0
PG&E North of Greater Bay Study Area | Eagle Rock | 115 | [21 empty] | 1 | 1 |  |  |  |  | 1 | [16 empty] | Northern_California_Li_Battery | Northern_California_Solar | Solano_Geothermal | Solano_Wind |  |  |  | 0 | 0 | 1 | 1 | 0
PG&E North of Greater Bay Study Area | East Marysville | 115 | [22 empty] | 1 | 1 | 1 | [19 empty] | Northern_California_Li_Battery | Northern_California_Solar | [5 empty] | No Data | No Data | No Data | No Data | No Data
SDG&E Study Area | ECO | 500 | [14 empty] | 1 |  | 1 | 1 | 1 | 1 | [24 empty] | Imperial_Li_Battery | Imperial_Solar |  | Baja_California_Wind |  |  |  | 1 | 0 | 1 | 0 | 0
SDG&E Study Area | ECO | 230 | [14 empty] | 1 |  | 1 | 1 | 1 | 1 | [24 empty] | Imperial_Li_Battery | Imperial_Solar |  | Baja_California_Wind |  |  |  | 1 | 0 | 1 | 0 | 0
SDG&E Study Area | ECO | 115 | [14 empty] | 1 |  | 1 | 1 | 1 | 1 | [24 empty] | Imperial_Li_Battery | Imperial_Solar |  | Baja_California_Wind |  |  |  | 1 | 0 | 1 | 0 | 0
SCE Eastern Study Area | El Casco | 230 | [10 empty] | 1 | [33 empty] | Riverside_Li_Battery | Riverside_Solar | [5 empty] | 0 | 0 | 1 | 1 | 0
SCE Metro Study Area | El Nido | 230 |  |  |  |  | 1 | [39 empty] | Greater_LA_Li_Battery | Greater_LA_Solar | [5 empty] | 0 | 1 | 1 | 1 | 0
SCE Metro Study Area | El Segundo | 230 |  |  |  |  | 1 | [39 empty] | Greater_LA_Li_Battery | Greater_LA_Solar | [5 empty] | 0 | 1 | 1 | 1 | 0
East of Pisgah Study Area | Eldorado | 500 | [13 empty] | 1 | [30 empty] | Southern_NV_Eldorado_Li_Battery | Southern_NV_Eldorado_Solar | Northern_Nevada_Geothermal | SW_Ext_Tx_Wind | Wyoming_Wind |  |  | 0 | 0 | 0 | 0 | 1
East of Pisgah Study Area | Eldorado | 230 | [11 empty] | 1 | [32 empty] | Southern_NV_Eldorado_Li_Battery | Southern_NV_Eldorado_Solar | Northern_Nevada_Geothermal | Southern_Nevada_Wind |  |  |  | 0 | 0 | 0 | 0 | 1
PG&E Fresno Study Area | Elk Hills | 230 | [36 empty] | 1 | 1 | [6 empty] | Southern_PGAE_Li_Battery | Southern_PGAE_Solar | [5 empty] | 0 | 0 | 1 | 0 | 0
SCE Metro Study Area | Ellis | 230 |  |  |  |  | 1 | [39 empty] | Greater_LA_Li_Battery | Greater_LA_Solar | [5 empty] | 0 | 0 | 1 | 1 | 0
SDG&E Study Area | Encina | 230 | [16 empty] | 1 |  | 1 | [25 empty] | San_Diego_Li_Battery | San_Diego_Solar | [5 empty] | 0 | 0 | 1 | 0 | 0
SDG&E Study Area | Encina | 115 | [16 empty] | 1 |  | 1 | [25 empty] | San_Diego_Li_Battery | San_Diego_Solar | [5 empty] | 0 | 0 | 1 | 0 | 0
SDG&E Study Area | Escondido | 230 | [16 empty] | 1 | 1 | 1 | [25 empty] | San_Diego_Li_Battery | San_Diego_Solar | [5 empty] | 1 | 0 | 1 | 0 | 0
SCE Metro Study Area | Etiwanda | 230 |  |  |  |  | 1 | [39 empty] | Greater_LA_Li_Battery | Greater_LA_Solar | [5 empty] | 1 | 1 | 1 | 1 | 0
PG&E North of Greater Bay Study Area | Fulton | 230 | [22 empty] | 1 |  |  |  |  | 1 | [16 empty] | Northern_California_Li_Battery | Northern_California_Solar | Solano_Geothermal |  |  |  |  | 1 | 0 | 1 | 0 | 0
East of Pisgah Study Area | Gamebird | 115 | [11 empty] | 1 | 1 | [31 empty] | Southern_NV_Eldorado_Li_Battery | Southern_NV_Eldorado_Solar | [5 empty] | 0 | 0 | 0 | 0 | 1
PG&E S500 Study Area | Gates | 500 | [33 empty] | 1 | 1 | [9 empty] | Southern_PGAE_Li_Battery | Southern_PGAE_Solar | [5 empty] | 0 | 0 | 1 | 0 | 0
PG&E East Kern Study Area | Gates | 230 | [28 empty] | 1 | 1 | 1 |  |  | 1 | 1 |  | 1 | 1 | [6 empty] | Southern_PGAE_Li_Battery | Southern_PGAE_Solar | [5 empty] | 0 | 0 | 1 | 0 | 0
PG&E North of Greater Bay Study Area | Geysers | 230 | [22 empty] | 1 |  |  |  |  | 1 | [16 empty] | Northern_California_Li_Battery | Northern_California_Solar | Solano_Geothermal | Solano_Wind |  |  |  | 0 | 0 | 0 | 0 | 0
PG&E North of Greater Bay Study Area | Glenn | 230 | [22 empty] | 1 |  |  |  |  | 1 | [16 empty] | Northern_California_Li_Battery | Northern_California_Solar |  | Northern_California_Wind |  |  |  | 0 | 0 | 0 | 0 | 0
PG&E North of Greater Bay Study Area | Gold Hill | 115 | [22 empty] | 1 | [21 empty] | Northern_California_Li_Battery | Northern_California_Solar | [5 empty] | 1 | 0 | 1 | 0 | 0
SCE Northern Area | Goleta | 230 |  |  |  | 1 | [40 empty] | Greater_LA_Li_Battery | Greater_LA_Solar | [5 empty] | 0 | 0 | 0 | 0 | 0
SCE Northern Area | Goodrich | 230 |  |  |  | 1 | [40 empty] | Greater_LA_Li_Battery | Greater_LA_Solar | [5 empty] | 0 | 0 | 1 | 1 | 0
PG&E East Kern Study Area | Goose Lake | 115 | [28 empty] | 1 | 1 |  |  |  |  | 1 |  | 1 | 1 | [6 empty] | Southern_PGAE_Li_Battery | Southern_PGAE_Solar | [5 empty] | 0 | 1 | 1 | 1 | 0
SCE Northern Area | Gould | 230 |  |  |  | 1 | [40 empty] | Greater_LA_Li_Battery | Greater_LA_Solar | [5 empty] | 0 | 0 | 1 | 1 | 0
PG&E North of Greater Bay Study Area | Grand Island | 115 | [22 empty] | 1 | 1 | [20 empty] | Northern_California_Li_Battery | Northern_California_Solar |  | Solano_Wind |  |  |  | 0 | 0 | 1 | 0 | 0
PG&E North of Greater Bay Study Area | Green Ridge Midway | 115 | [22 empty] | 1 | [21 empty] | Northern_California_Li_Battery | Northern_California_Solar | [5 empty] | No Data | No Data | No Data | No Data | No Data
PG&E East Kern Study Area | Gregg | 230 | [36 empty] | 1 | [7 empty] | Southern_PGAE_Li_Battery | Southern_PGAE_Solar | [5 empty] | 0 | 1 | 1 | 1 | 0
PG&E Fresno Study Area | Grimway | 115 | [29 empty] | 1 | [14 empty] | Southern_PGAE_Li_Battery | Southern_PGAE_Solar | [5 empty] | No Data | No Data | No Data | No Data | No Data
PG&E East Kern Study Area | GWF Hanford Sw Sta | 115 | [28 empty] | 1 | 1 | 1 | 1 |  |  | 1 |  |  | 1 | 1 | [5 empty] | Southern_PGAE_Li_Battery | Southern_PGAE_Solar | [5 empty] | No Data | No Data | No Data | No Data | No Data
SCE Metro Study Area | Harborgen | 230 |  |  |  |  | 1 | [39 empty] | Greater_LA_Li_Battery | Greater_LA_Solar | [5 empty] | 0 | 1 | 1 | 1 | 0
SDG&E Study Area | Hassayampa | 500 | [9 empty] | 1 | 1 |  |  |  | 1 | [29 empty] | Arizona_Li_Battery | Arizona_Solar | [5 empty] | 0 | 0 | 1 | 0 | 0.25
PG&E Fresno Study Area | Helm | 230 | [35 empty] | 1 |  |  | 1 |  | 1 |  |  |  | Southern_PGAE_Li_Battery | Southern_PGAE_Solar | [5 empty] | 0 | 1 | 1 | 1 | 0
PG&E Fresno Study Area | Henrietta | 115 | [36 empty] | 1 | 1 | 1 | [5 empty] | Southern_PGAE_Li_Battery | Southern_PGAE_Solar | [5 empty] | 1 | 1 | 1 | 1 | 0
PG&E North of Greater Bay Study Area | Higgins | 115 | [22 empty] | 1 | [21 empty] | Northern_California_Li_Battery | Northern_California_Solar | [5 empty] | 0 | 0 | 1 | 0 | 0
SCE Northern Area | Highwind | 230 |  | 1 | 1 | [41 empty] | Tehachapi_Li_Battery | Tehachapi_Solar |  | Tehachapi_Wind |  |  |  | 0 | 0 | 1 | 0 | 0.25
SCE Metro Study Area | Hinson | 230 |  |  |  |  | 1 | [39 empty] | Greater_LA_Li_Battery | Greater_LA_Solar | [5 empty] | 0 | 1 | 1 | 1 | 0
PG&E North of Greater Bay Study Area | Honcut | 115 | [22 empty] | 1 | 1 | [20 empty] | Northern_California_Li_Battery | Northern_California_Solar | [5 empty] | No Data | No Data | No Data | No Data | No Data
SDG&E Study Area | Hoodoo Wash | 500 | [9 empty] | 1 | 1 |  |  |  | 1 |  | 1 |  | 1 | [25 empty] | Arizona_Li_Battery | Arizona_Solar | [5 empty] | 0 | 0 | 0 | 0 | 0
PG&E North of Greater Bay Study Area | Humboldt | 115 | [21 empty] | 1 | 1 | [21 empty] | Northern_California_Li_Battery | Northern_California_Solar |  | Humboldt_Wind |  | Humboldt_Bay_Offshore_Wind |  | 0 | 0 | 0 | 0 | 0
PG&E North of Greater Bay Study Area | Humboldt (Proposed) | 500 | [43 empty] | 1 | Northern_California_Li_Battery | Northern_California_Solar |  |  |  | Humboldt_Bay_Offshore_Wind |  | No Data | No Data | No Data | No Data | No Data
SCE Metro Study Area | Huntington Beach | 230 |  |  |  |  | 1 | [39 empty] | Greater_LA_Li_Battery | Greater_LA_Solar | [5 empty] | 0 | 0 | 1 | 1 | 0
SDG&E Study Area | IID System | 230 | [10 empty] | 1 |  |  |  | 0 | 0 | 0 | 0 | 0 | 0 | [24 empty] | Imperial_Li_Battery | Imperial_Solar | Greater_Imperial_Geothermal |  |  |  |  | 0 | 1 | 1 | 0 | 0
SDG&E Study Area | IID System | 161 | [10 empty] | 1 |  |  |  | 1 | 1 | 1 | 0 | 1 | 1 | [24 empty] | Imperial_Li_Battery | Imperial_Solar | Greater_Imperial_Geothermal |  |  |  |  | 0 | 1 | 1 | 1 | 0
SDG&E Study Area | Imperial Valley | 500 | [10 empty] | 1 |  |  |  | 1 |  | 1 | 1 | 1 | 1 | [24 empty] | Imperial_Li_Battery | Imperial_Solar | [5 empty] | 1 | 0 | 0 | 0 | 0
SDG&E Study Area | Imperial Valley | 230 | [10 empty] | 1 |  |  |  | 1 | 1 | 1 | 1 | 1 | 1 | [24 empty] | Imperial_Li_Battery | Imperial_Solar | [5 empty] | 1 | 0 | 0 | 0 | 0
East of Pisgah Study Area | Innovation | 230 | [11 empty] | 1 | 1 | [31 empty] | Southern_NV_Eldorado_Li_Battery | Southern_NV_Eldorado_Solar |  | Southern_Nevada_Wind |  |  |  | 0 | 0 | 0 | 0 | 0.25
East of Pisgah Study Area | Innovation | 115 | [11 empty] | 1 | 1 | [31 empty] | Southern_NV_Eldorado_Li_Battery | Southern_NV_Eldorado_Solar |  | Southern_Nevada_Wind |  |  |  | 0 | 0 | 0 | 0 | 0.25
East of Pisgah Study Area | Innovation | 138 | [11 empty] | 1 | 1 | [31 empty] | Southern_NV_Eldorado_Li_Battery | Southern_NV_Eldorado_Solar |  | Southern_Nevada_Wind |  |  |  | 0 | 0 | 0 | 0 | 0.25
SCE North of Lugo (NOL) Study Area | Inyo | 115 | [5 empty] | 1 | 1 | 1 | [36 empty] | Greater_Kramer_Li_Battery | Greater_Kramer_Solar | [5 empty] | 0 | 0 | 0 | 0 | 0
SCE North of Lugo (NOL) Study Area | Inyokern | 115 | [5 empty] | 1 | 1 | 1 | [36 empty] | Greater_Kramer_Li_Battery | Greater_Kramer_Solar | [5 empty] | 0 | 0 | 0 | 0 | 0
East of Pisgah Study Area | Ivanpah | 230 | [11 empty] | 1 | [32 empty] | Southern_NV_Eldorado_Li_Battery | Southern_NV_Eldorado_Solar | [5 empty] | 0 | 1 | 0 | 0 | 0
East of Pisgah Study Area | Ivanpah | 115 | [11 empty] | 1 | [32 empty] | Southern_NV_Eldorado_Li_Battery | Southern_NV_Eldorado_Solar | [5 empty] | 0 | 1 | 0 | 0 | 0
PG&E North of Greater Bay Study Area | Jessup | 115 | [22 empty] | 1 | [21 empty] | Northern_California_Li_Battery | Northern_California_Solar |  | Northern_California_Wind |  |  |  | 0 | 0 | 0 | 0 | 0
SCE Metro Study Area | Johanna | 230 |  |  |  |  | 1 | [39 empty] | Greater_LA_Li_Battery | Greater_LA_Solar | [5 empty] | 1 | 1 | 1 | 1 | 0
PG&E Fresno Study Area | Kearney | 230 | [35 empty] | 1 | 1 | 1 | 1 |  | 1 |  |  |  | Southern_PGAE_Li_Battery | Southern_PGAE_Solar | [5 empty] | No Data | No Data | No Data | No Data | No Data
SDG&E Study Area | Kearny | 115 | [16 empty] | 1 |  | 1 | [25 empty] | San_Diego_Li_Battery | San_Diego_Solar | [5 empty] | No Data | No Data | No Data | No Data | No Data
PG&E North of Greater Bay Study Area | Kelso | 230 | [22 empty] | 1 | [21 empty] | Northern_California_Li_Battery | Northern_California_Solar |  | Solano_Wind |  |  |  | 0 | 0 | 1 | 0 | 0
PG&E East Kern Study Area | Kern | 115 | [39 empty] | 1 |  |  |  |  | Southern_PGAE_Li_Battery | Southern_PGAE_Solar | [5 empty] | 0 | 0 | 1 | 1 | 0
PG&E East Kern Study Area | Kern Oil | 115 | [28 empty] | 1 | 1 |  |  |  |  | 1 | [9 empty] | Southern_PGAE_Li_Battery | Southern_PGAE_Solar | [5 empty] | 0 | 1 | 1 | 1 | 0
PG&E East Kern Study Area | Kern Power | 115 | [28 empty] | 1 | 1 |  |  |  |  | 1 | [9 empty] | Southern_PGAE_Li_Battery | Southern_PGAE_Solar | [5 empty] | 0 | 0 | 1 | 1 | 0
PG&E Fresno Study Area | Kingsburg | 115 | [35 empty] | 1 | 1 | 1 | 1 | [5 empty] | Southern_PGAE_Li_Battery | Southern_PGAE_Solar | [5 empty] | 0 | 1 | 1 | 1 | 0
SCE North of Lugo (NOL) Study Area | Kramer | 230 | [5 empty] | 1 | 1 | 1 | [36 empty] | Greater_Kramer_Li_Battery | Greater_Kramer_Solar | [5 empty] | 0 | 0 | 1 | 0 | 0
SCE North of Lugo (NOL) Study Area | Kramer | 115 | [5 empty] | 1 | 1 | 1 | [36 empty] | Greater_Kramer_Li_Battery | Greater_Kramer_Solar | [5 empty] | 0 | 0 | 1 | 0 | 0
SCE Metro Study Area | La Cienega | 230 |  |  |  |  | 1 | [39 empty] | Greater_LA_Li_Battery | Greater_LA_Solar | [5 empty] | 1 | 0 | 1 | 1 | 0
SCE Metro Study Area | La Fresa | 230 |  |  |  |  | 1 | [39 empty] | Greater_LA_Li_Battery | Greater_LA_Solar | [5 empty] | 0 | 0 | 1 | 1 | 0
SCE Metro Study Area | Laguna Bell | 230 |  |  |  |  | 1 | [39 empty] | Greater_LA_Li_Battery | Greater_LA_Solar | [5 empty] | 0 | 1 | 1 | 1 | 0
PG&E North of Greater Bay Study Area | Lakeville | 230 | [22 empty] | 1 |  |  |  |  | 1 | [16 empty] | Northern_California_Li_Battery | Northern_California_Solar |  | Solano_Wind |  |  |  | 0 | 0 | 1 | 0 | 0
PG&E East Kern Study Area | Lamont | 115 | [28 empty] | 1 | 1 |  |  |  |  | 1 |  | 1 | 1 |  | 1 |  |  |  |  | Southern_PGAE_Li_Battery | Southern_PGAE_Solar | [5 empty] | 0 | 1 | 1 | 1 | 0
East of Pisgah Study Area | Lathrop | 138 | [11 empty] | 1 | 1 | [31 empty] | Southern_NV_Eldorado_Li_Battery | Southern_NV_Eldorado_Solar | [5 empty] | 0 | 0 | 0 | 0 | 0
PG&E Fresno Study Area | Le Grand | 115 | [35 empty] | 1 | 1 | 1 | 1 |  | 1 |  |  |  | Southern_PGAE_Li_Battery | Southern_PGAE_Solar | [5 empty] | 0 | 1 | 1 | 1 | 0
SCE Eastern Study Area | Lee Lake (Proposed) | 500 |  |  |  |  | 1 | [45 empty] | Riverside_West_Pumped_Storage | No Data | No Data | No Data | No Data | No Data
PG&E Fresno Study Area | Leprino Jct | 115 | [36 empty] | 1 | 1 | 1 | [5 empty] | Southern_PGAE_Li_Battery | Southern_PGAE_Solar | [5 empty] | No Data | No Data | No Data | No Data | No Data
PG&E East Kern Study Area | Lerdo | 115 | [28 empty] | 1 | 1 |  |  |  |  | 1 | [9 empty] | Southern_PGAE_Li_Battery | Southern_PGAE_Solar | [5 empty] | 0 | 1 | 1 | 1 | 0
SCE Metro Study Area | Lewis | 230 |  |  |  |  | 1 | [39 empty] | Greater_LA_Li_Battery | Greater_LA_Solar | [5 empty] | 0 | 0 | 1 | 1 | 0
SCE Metro Study Area | Lighthipe | 230 |  |  |  |  | 1 | [39 empty] | Greater_LA_Li_Battery | Greater_LA_Solar | [5 empty] | 0 | 1 | 1 | 1 | 0
PG&E North of Greater Bay Study Area | Lockeford | 115 | [22 empty] | 1 | [21 empty] | Northern_California_Li_Battery | Northern_California_Solar | [5 empty] | 0 | 0 | 1 | 1 | 0
PG&E North of Greater Bay Study Area | Lone Tree | 230 | [22 empty] | 1 |  |  |  |  | 1 | [16 empty] | Northern_California_Li_Battery | Northern_California_Solar |  | Solano_Wind |  |  |  | 0 | 0 | 1 | 0 | 0
SCE Metro Study Area | Long Beach | 230 |  |  |  |  | 1 | [39 empty] | Greater_LA_Li_Battery | Greater_LA_Solar | [5 empty] | 0 | 1 | 1 | 0 | 0
PG&E Fresno Study Area | Los Banos | 230 | [29 empty] | 1 | 1 |  | 1 |  | 1 |  |  | 1 | [6 empty] | Southern_PGAE_Li_Battery | Southern_PGAE_Solar |  | Central_Valley_North_Los_Banos_Wind |  |  |  | 0 | 1 | 1 | 1 | 0
PG&E S500 Study Area | Los Banos | 500 | [33 empty] | 1 | [10 empty] | Southern_PGAE_Li_Battery | Southern_PGAE_Solar | [5 empty] | 0 | 1 | 1 | 1 | 0
PG&E North of Greater Bay Study Area | Los Esteros | 115 | [27 empty] | 1 | [16 empty] | Northern_California_Li_Battery | Northern_California_Solar | [5 empty] | 1 | 1 | 1 | 0 | 0
SCE North of Lugo (NOL) Study Area | Lugo | 500 | [44 empty] | Greater_Kramer_Li_Battery | Greater_Kramer_Solar | [5 empty] | 0 | 0 | 1 | 0 | 0
SCE North of Lugo (NOL) Study Area | Lugo | 230 | [7 empty] | 1 | [36 empty] | Greater_Kramer_Li_Battery | Greater_Kramer_Solar | [5 empty] | 0 | 0 | 1 | 0 | 0
SCE Northern Area | Magunden | 230 | 1 |  | 1 | 1 | [24 empty] | 1 | 1 |  |  |  |  | 1 | [9 empty] | Tehachapi_Li_Battery | Tehachapi_Solar | [5 empty] | 1 | 0 | 1 | 1 | 0
SCE Northern Area | Magunden | 115 | [36 empty] | 1 | 1 | [6 empty] | Tehachapi_Li_Battery | Tehachapi_Solar | [5 empty] | 1 | 0 | 1 | 1 | 0
PG&E Fresno Study Area | Malaga | 115 | [40 empty] | 1 |  |  |  | Southern_PGAE_Li_Battery | Southern_PGAE_Solar | [5 empty] | No Data | No Data | No Data | No Data | No Data
SCE Northern Area | Mandalay | 230 |  |  |  | 1 | [40 empty] | Greater_LA_Li_Battery | Greater_LA_Solar | [5 empty] | 0 | 1 | 1 | 0 | 0
PG&E North of Greater Bay Study Area | Martin (San Francisco H) | 115 | [27 empty] | 1 | [16 empty] | Northern_California_Li_Battery | Northern_California_Solar | [5 empty] | 1 | 0 | 1 | 0 | 0
PG&E North of Greater Bay Study Area | Martinez | 115 | [22 empty] | 1 |  |  |  |  | 1 | [16 empty] | Northern_California_Li_Battery | Northern_California_Solar |  | Solano_Wind |  |  |  | 0 | 1 | 1 | 0 | 0
PG&E Fresno Study Area | McCall | 230 | [29 empty] | 1 | [7 empty] | 1 | [6 empty] | Southern_PGAE_Li_Battery | Southern_PGAE_Solar | [5 empty] | 0 | 1 | 1 | 1 | 0
PG&E Fresno Study Area | McCall | 115 | [29 empty] | 1 | [10 empty] | 1 |  |  |  | Southern_PGAE_Li_Battery | Southern_PGAE_Solar | [5 empty] | 0 | 1 | 1 | 1 | 0
PG&E Fresno Study Area | Mc Mullin | 230 | [28 empty] | 1 | 1 | 1 | 1 |  |  | 1 | 1 | 1 | 1 | 1 |  | 1 |  |  |  | Southern_PGAE_Li_Battery | Southern_PGAE_Solar | [5 empty] | 0 | 1 | 1 | 1 | 0
East of Pisgah Study Area | Mead | 230 | [11 empty] | 1 | [32 empty] | Southern_NV_Eldorado_Li_Battery | Southern_NV_Eldorado_Solar |  | SW_Ext_Tx_Wind |  |  |  | 0 | 0 | 0 | 0 | 0
PG&E North of Greater Bay Study Area | Mendocino | 115 | [21 empty] | 1 | 1 |  |  |  |  | 1 | [16 empty] | Northern_California_Li_Battery | Northern_California_Solar | [5 empty] | No Data | No Data | No Data | No Data | No Data
PG&E Fresno Study Area | Mendota | 115 | [29 empty] | 1 | 1 |  | 1 |  | 1 | 1 |  | 1 |  |  | 1 |  |  |  | Southern_PGAE_Li_Battery | Southern_PGAE_Solar | [5 empty] | 0 | 1 | 1 | 1 | 0
PG&E Fresno Study Area | Merced | 115 | [29 empty] | 1 | 1 |  | 1 |  | 1 | [9 empty] | Southern_PGAE_Li_Battery | Southern_PGAE_Solar | [5 empty] | 0 | 1 | 1 | 1 | 0
PG&E East Kern Study Area | Mesa | 115 | [28 empty] | 1 | 1 |  |  |  | 1 | 1 | [9 empty] | Southern_PGAE_Li_Battery | Southern_PGAE_Solar | [5 empty] | 0 | 0 | 0 | 0 | 0
PG&E East Kern Study Area | Mesa | 230 | [28 empty] | 1 | 1 |  |  |  | 1 | 1 | [9 empty] | Southern_PGAE_Li_Battery | Southern_PGAE_Solar | [5 empty] | 0 | 0 | 0 | 0 | 0
SCE Northern Area | Mesa (SCE) | 230 |  |  |  | 1 | [40 empty] | Greater_LA_Li_Battery | Greater_LA_Solar | [5 empty] | 0 | 0 | 1 | 1 | 0
PG&E North of Greater Bay Study Area | Metcalf | 230 | [27 empty] | 1 | [16 empty] | Northern_California_Li_Battery | Northern_California_Solar | [5 empty] | 0 | 0 | 1 | 0 | 0
PG&E East Kern Study Area | Midway | 230 | [28 empty] | 1 | 1 |  |  |  | 1 | 1 |  | 1 | 1 | [6 empty] | Southern_PGAE_Li_Battery | Southern_PGAE_Solar | [5 empty] | 0 | 0 | 1 | 0 | 0.25
PG&E East Kern Study Area | Midway | 500 | [28 empty] | 1 |  |  |  |  | 1 |  |  | 1 | 1 | [6 empty] | Southern_PGAE_Li_Battery | Southern_PGAE_Solar | [5 empty] | 0 | 0 | 1 | 0 | 0.25
PG&E East Kern Study Area | Midway | 115 | [28 empty] | 1 | 1 |  |  |  |  | 1 |  | 1 | 1 | [6 empty] | Southern_PGAE_Li_Battery | Southern_PGAE_Solar | [5 empty] | 0 | 0 | 1 | 0 | 0.25
SDG&E Study Area | Miguel | 500 | [16 empty] | 1 | 1 | 1 | 1 | [24 empty] | San_Diego_Li_Battery | San_Diego_Solar | [5 empty] | 0 | 0 | 1 | 0 | 0
SDG&E Study Area | Miguel | 230 | [16 empty] | 1 | 1 | 1 | 1 | [24 empty] | San_Diego_Li_Battery | San_Diego_Solar | [5 empty] | 0 | 0 | 1 | 0 | 0
SCE Metro Study Area | Mira Loma | 500 |  |  |  |  | 1 | [39 empty] | Greater_LA_Li_Battery | Greater_LA_Solar | [5 empty] | 0 | 1 | 1 | 1 | 0
SCE Metro Study Area | Mira Loma | 230 |  |  |  |  | 1 | [39 empty] | Greater_LA_Li_Battery | Greater_LA_Solar | [5 empty] | 0 | 1 | 1 | 1 | 0
SDG&E Study Area | Mission | 230 | [16 empty] | 1 | 1 | 1 | [25 empty] | San_Diego_Li_Battery | San_Diego_Solar | [5 empty] | 0 | 0 | 1 | 0 | 0
SDG&E Study Area | Mission | 138 | [16 empty] | 1 | 1 | 1 | [25 empty] | San_Diego_Li_Battery | San_Diego_Solar | [5 empty] | 0 | 0 | 1 | 0 | 0
East of Pisgah Study Area | Mohave | 500 | [13 empty] | 1 | [30 empty] | Southern_NV_Eldorado_Li_Battery | Southern_NV_Eldorado_Solar | [5 empty] | 0 | 0 | 0 | 0 | 1
SCE Northern Area | Moorpark | 230 |  |  |  | 1 | [40 empty] | Greater_LA_Li_Battery | Greater_LA_Solar |  | Tehachapi_Wind |  |  |  | 1 | 0 | 1 | 0 | 0
PG&E East Kern Study Area | Morro Bay | 230 | [28 empty] | 1 | 1 |  |  |  | 1 | 1 |  | 1 | 1 | [6 empty] | Southern_PGAE_Li_Battery | Southern_PGAE_Solar |  |  |  | Morro_Bay_Offshore_Wind |  | 0 | 0 | 0 | 0 | 0.25
PG&E East Kern Study Area | Morro Bay (Proposed) | 500 | [33 empty] | 1 | [8 empty] | 1 |  | Southern_PGAE_Li_Battery | Southern_PGAE_Solar |  |  |  | Morro_Bay_Offshore_Wind |  | No Data | No Data | No Data | No Data | No Data
PG&E Fresno Study Area | Moss Landing | 500 | [41 empty] | 1 |  |  | Southern_PGAE_Li_Battery | Southern_PGAE_Solar | [5 empty] | 1 | 0 | 0 | 0 | 0.25
PG&E Fresno Study Area | Moss Landing | 230 | [30 empty] | 1 | [9 empty] | 1 |  |  |  | Southern_PGAE_Li_Battery | Southern_PGAE_Solar | [5 empty] | 1 | 0 | 0 | 0 | 0.25
PG&E East Kern Study Area | Mustang | 230 | [28 empty] | 1 | 1 | 1 | 1 |  | 1 | 1 |  | 1 | 1 | [6 empty] | Southern_PGAE_Li_Battery | Southern_PGAE_Solar | [5 empty] | 1 | 1 | 1 | 1 | 0
PG&E Fresno Study Area | Newhall | 115 | [40 empty] | 1 |  |  |  | Southern_PGAE_Li_Battery | Southern_PGAE_Solar | [5 empty] | 0 | 1 | 1 | 1 | 0
PG&E East Kern Study Area | Norco | 115 | [28 empty] | 1 | 1 |  |  |  |  | 1 | [9 empty] | Southern_PGAE_Li_Battery | Southern_PGAE_Solar | [5 empty] | 0 | 1 | 1 | 1 | 0
SDG&E Study Area | North Gila | 500 | [9 empty] | 1 | 1 |  |  |  | 1 |  | 1 |  | 1 | [25 empty] | Arizona_Li_Battery | Arizona_Solar | [5 empty] | 0 | 0 | 0 | 0 | 0
SDG&E Study Area | Ocotillo | 500 | [14 empty] | 1 |  | 1 |  | 1 | 1 | [24 empty] | Imperial_Li_Battery | Imperial_Solar |  | Baja_California_Wind |  |  |  | 0 | 0 | 1 | 0 | 0
SDG&E Study Area | Old Town | 230 | [16 empty] | 1 |  | 1 | [25 empty] | San_Diego_Li_Battery | San_Diego_Solar | [5 empty] | 0 | 0 | 1 | 0 | 0
SCE Metro Study Area | Olinda | 230 |  |  |  |  | 1 | [39 empty] | Greater_LA_Li_Battery | Greater_LA_Solar | [5 empty] | 0 | 0 | 1 | 1 | 0
PG&E East Kern Study Area | Olive | 115 | [28 empty] | 1 | 1 |  |  |  |  | 1 |  | 1 | 1 | [6 empty] | Southern_PGAE_Li_Battery | Southern_PGAE_Solar | [5 empty] | 0 | 1 | 1 | 1 | 0
PG&E North of Greater Bay Study Area | Olivehurst | 115 | [22 empty] | 1 | 1 | 1 | [19 empty] | Northern_California_Li_Battery | Northern_California_Solar |  | Northern_California_Wind |  |  |  | 0 | 0 | 0 | 0 | 0
PG&E Fresno Study Area | Oro Loma | 115 | [40 empty] | 1 |  |  |  | Southern_PGAE_Li_Battery | Southern_PGAE_Solar | [5 empty] | 0 | 1 | 1 | 1 | 0
SDG&E Study Area | Otay Mesa | 230 | [16 empty] | 1 | 1 | 1 | 1 | [24 empty] | San_Diego_Li_Battery | San_Diego_Solar | [5 empty] | 0 | 0 | 1 | 0 | 0
SCE Metro Study Area | Padua | 230 |  |  |  |  | 1 | [39 empty] | Greater_LA_Li_Battery | Greater_LA_Solar | [5 empty] | 0 | 0 | 1 | 1 | 0
East of Pisgah Study Area | Pahrump | 230 | [11 empty] | 1 | 1 | [31 empty] | Southern_NV_Eldorado_Li_Battery | Southern_NV_Eldorado_Solar |  | Southern_Nevada_Wind |  |  |  | 0 | 0 | 0 | 0 | 0
East of Pisgah Study Area | Pahrump | 138 | [11 empty] | 1 | 1 | [31 empty] | Southern_NV_Eldorado_Li_Battery | Southern_NV_Eldorado_Solar |  | Southern_Nevada_Wind |  |  |  | 0 | 0 | 0 | 0 | 0
PG&E North of Greater Bay Study Area | Palermo | 230 | [22 empty] | 1 | [21 empty] | Northern_California_Li_Battery | Northern_California_Solar | [5 empty] | 0 | 0 | 1 | 0 | 0
SCE Eastern Study Area | Palo Verde | 500 | [9 empty] | 1 | 1 | [33 empty] | Arizona_Li_Battery | Arizona_Solar |  | SW_Ext_Tx_Wind | New_Mexico_Wind |  |  | 0 | 0 | 1 | 0 | 0.25
SDG&E Study Area | Palomar | 230 | [16 empty] | 1 | 1 | 1 | [25 empty] | San_Diego_Li_Battery | San_Diego_Solar | [5 empty] | 0 | 0 | 1 | 0 | 0
PG&E Fresno Study Area | Panoche | 115 | [30 empty] | 1 |  |  |  | 1 | 1 | 1 | 1 |  |  | 1 |  |  |  | Southern_PGAE_Li_Battery | Southern_PGAE_Solar | [5 empty] | 1 | 1 | 1 | 1 | 0
PG&E Fresno Study Area | Panoche | 230 | [29 empty] | 1 | 1 |  | 1 |  | 1 | 1 |  |  | 1 |  | 1 |  |  |  | Southern_PGAE_Li_Battery | Southern_PGAE_Solar | [5 empty] | 1 | 1 | 1 | 1 | 0
SCE Northern Area | Pardee | 230 |  |  |  | 1 | [40 empty] | Greater_LA_Li_Battery | Greater_LA_Solar | [5 empty] | 0 | 0 | 1 | 1 | 0
SCE Northern Area | Pastoria | 230 | 1 |  | 1 | 1 | [40 empty] | Tehachapi_Li_Battery | Tehachapi_Solar | [5 empty] | 0 | 0 | 1 | 1 | 0
PG&E North of Greater Bay Study Area | Peabody | 230 | [22 empty] | 1 |  |  |  |  | 1 | [16 empty] | Northern_California_Li_Battery | Northern_California_Solar |  | Solano_Wind |  |  |  | 0 | 0 | 1 | 0 | 0
PG&E North of Greater Bay Study Area | Pease | 115 | [22 empty] | 1 | 1 | 1 | [19 empty] | Northern_California_Li_Battery | Northern_California_Solar |  | Northern_California_Wind |  |  |  | 0 | 0 | 0 | 0 | 0
SDG&E Study Area | Penasquitos | 230 | [16 empty] | 1 |  | 1 | [25 empty] | San_Diego_Li_Battery | San_Diego_Solar | [5 empty] | 0 | 0 | 1 | 0 | 0
SDG&E Study Area | Penasquitos | 138 | [16 empty] | 1 |  | 1 | [25 empty] | San_Diego_Li_Battery | San_Diego_Solar | [5 empty] | 0 | 0 | 1 | 0 | 0
PG&E North of Greater Bay Study Area | Peoria | 115 | [22 empty] | 1 | [21 empty] | Northern_California_Li_Battery | Northern_California_Solar | [5 empty] | 0 | 0 | 1 | 0 | 0
SCE North of Lugo (NOL) Study Area | Pisgah | 230 | [7 empty] | 1 | [36 empty] | Greater_Kramer_Li_Battery | Greater_Kramer_Solar |  | North_Victor_Wind |  |  |  | 0 | 1 | 1 | 0 | 0
PG&E North of Greater Bay Study Area | Pit 1 | 230 | [22 empty] | 1 | [21 empty] | Northern_California_Li_Battery | Northern_California_Solar | Northern_California_Geothermal | Northern_California_Wind |  |  |  | 0 | 0 | 0 | 0 | 0
PG&E North of Greater Bay Study Area | Pittsburg | 230 | [22 empty] | 1 |  |  |  |  | 1 | [16 empty] | Northern_California_Li_Battery | Northern_California_Solar |  | Solano_Wind |  |  |  | 0 | 1 | 1 | 0 | 0
PG&E North of Greater Bay Study Area | Pittsburg PP | 230 | [22 empty] | 1 | [21 empty] | Northern_California_Li_Battery | Northern_California_Solar | [5 empty] | 0 | 1 | 1 | 0 | 0
PG&E North of Greater Bay Study Area | Placerville | 115 | [22 empty] | 1 | [21 empty] | Northern_California_Li_Battery | Northern_California_Solar | [5 empty] | 0 | 0 | 1 | 0 | 0
PG&E North of Greater Bay Study Area | Pleasant Grove | 115 | [22 empty] | 1 |  | 1 | [19 empty] | Northern_California_Li_Battery | Northern_California_Solar |  | Northern_California_Wind |  |  |  | 0 | 0 | 1 | 0 | 0
PG&E East Kern Study Area | Poso Mountain | 115 | [28 empty] | 1 | 1 |  |  |  |  | 1 | [9 empty] | Southern_PGAE_Li_Battery | Southern_PGAE_Solar | [5 empty] | 0 | 0 | 1 | 1 | 0
East of Pisgah Study Area | Primm | 230 | [11 empty] | 1 | [32 empty] | Southern_NV_Eldorado_Li_Battery | Southern_NV_Eldorado_Solar |  | Southern_Nevada_Wind |  |  |  | 0 | 0 | 0 | 0 | 0
PG&E Fresno Study Area | Pumpjack | 115 | [36 empty] | 1 | 1 | [6 empty] | Southern_PGAE_Li_Battery | Southern_PGAE_Solar | [5 empty] | No Data | No Data | No Data | No Data | No Data
PG&E North of Greater Bay Study Area | Putah Creek | 115 | [22 empty] | 1 |  |  |  |  | 1 | [16 empty] | Northern_California_Li_Battery | Northern_California_Solar |  | Solano_Wind |  |  |  | 0 | 0 | 1 | 0 | 0
PG&E North of Greater Bay Study Area | Quinto | 230 | [22 empty] | 1 | [6 empty] | 1 | 1 |  | 1 | [11 empty] | Southern_PGAE_Li_Battery | Southern_PGAE_Solar | [5 empty] | No Data | No Data | No Data | No Data | No Data
SCE Metro Study Area | Rancho Vista | 500 |  |  |  |  | 1 | [39 empty] | Greater_LA_Li_Battery | Greater_LA_Solar | [5 empty] | 0 | 1 | 1 | 1 | 0
SCE Metro Study Area | Rancho Vista | 230 |  |  |  |  | 1 | [39 empty] | Greater_LA_Li_Battery | Greater_LA_Solar | [5 empty] | 0 | 1 | 1 | 0 | 0
SCE North of Lugo (NOL) Study Area | Ransburg | 115 | [5 empty] | 1 | 1 | 1 | [36 empty] | Greater_Kramer_Li_Battery | Greater_Kramer_Solar | Inyokern_North_Kramer_Geothermal |  |  |  |  | 0 | 1 | 1 | 0 | 0
SCE Northern Area | Rector | 230 | 1 |  | 1 | 1 | [40 empty] | Tehachapi_Li_Battery | Tehachapi_Solar | [5 empty] | 1 | 0 | 1 | 1 | 0
SCE Eastern Study Area | Redbluff | 500 | [9 empty] | 1 | 1 | [33 empty] | Riverside_Li_Battery | Riverside_Solar |  | Riverside_Palm_Springs_Wind |  |  | Riverside_East_Pumped_Storage | 0 | 0 | 0 | 0 | 0.25
SCE Eastern Study Area | Redbluff | 230 | [9 empty] | 1 | 1 | [33 empty] | Riverside_Li_Battery | Riverside_Solar |  | Riverside_Palm_Springs_Wind |  |  |  | 0 | 0 | 0 | 0 | 0.25
SCE Metro Study Area | Redondo | 230 |  |  |  |  | 1 | [39 empty] | Greater_LA_Li_Battery | Greater_LA_Solar | [5 empty] | 0 | 0 | 1 | 1 | 0
PG&E Fresno Study Area | Reedley | 115 | [40 empty] | 1 |  |  |  | Southern_PGAE_Li_Battery | Southern_PGAE_Solar | [5 empty] | 0 | 1 | 1 | 1 | 0
PG&E Fresno Study Area | Regulus | 115 | [36 empty] | 1 | 1 |  | 1 |  |  |  |  | Southern_PGAE_Li_Battery | Southern_PGAE_Solar | [5 empty] | No Data | No Data | No Data | No Data | No Data
PG&E East Kern Study Area | Renfro | 115 | [28 empty] | 1 | 1 |  |  |  |  | 1 | [9 empty] | Southern_PGAE_Li_Battery | Southern_PGAE_Solar | [5 empty] | 0 | 0 | 1 | 1 | 0
East of Pisgah Study Area | Rest of VEA 138 kV System | 138 | [11 empty] | 1 | 1 | [31 empty] | Southern_NV_Eldorado_Li_Battery | Southern_NV_Eldorado_Solar | Southern_Nevada_Geothermal | Southern_Nevada_Wind |  |  |  | No Data | No Data | No Data | No Data | No Data
PG&E North of Greater Bay Study Area | Richmond | 115 | [22 empty] | 1 |  |  |  |  | 1 | [16 empty] | Northern_California_Li_Battery | Northern_California_Solar | [5 empty] | No Data | No Data | No Data | No Data | No Data
PG&E East Kern Study Area | Rio Bravo | 115 | [28 empty] | 1 | 1 |  |  |  |  | 1 |  | 1 | 1 | [6 empty] | Southern_PGAE_Li_Battery | Southern_PGAE_Solar | [5 empty] | 0 | 1 | 1 | 1 | 0
SCE Metro Study Area | Rio Hondo | 230 |  |  |  |  | 1 | [39 empty] | Greater_LA_Li_Battery | Greater_LA_Solar | [5 empty] | 0 | 0 | 1 | 1 | 0
PG&E North of Greater Bay Study Area | Rio Oso | 230 | [22 empty] | 1 | 1 | 1 | [19 empty] | Northern_California_Li_Battery | Northern_California_Solar |  | Northern_California_Wind |  |  |  | 0 | 0 | 1 | 0 | 0
PG&E North of Greater Bay Study Area | Ripon | 115 | [22 empty] | 1 |  |  | 1 | 1 | [17 empty] | Northern_California_Li_Battery | Northern_California_Solar | [5 empty] | 1 | 0 | 1 | 1 | 0
PG&E North of Greater Bay Study Area | Riverbank | 115 | [22 empty] | 1 |  |  | 1 |  | 1 | [16 empty] | Northern_California_Li_Battery | Northern_California_Solar | [5 empty] | 0 | 0 | 1 | 1 | 0
SCE North of Lugo (NOL) Study Area | Roadway | 115 | [5 empty] | 1 | 1 | 1 | [36 empty] | Greater_Kramer_Li_Battery | Greater_Kramer_Solar |  | North_Victor_Wind |  |  |  | 0 | 1 | 1 | 0 | 0
PG&E East Kern Study Area | Rosedale | 115 | [28 empty] | 1 | 1 |  |  |  |  | 1 | [9 empty] | Southern_PGAE_Li_Battery | Southern_PGAE_Solar | [5 empty] | No Data | No Data | No Data | No Data | No Data
PG&E North of Greater Bay Study Area | Round Mountain | 230 | [22 empty] | 1 |  |  |  |  | 1 | [16 empty] | Northern_California_Li_Battery | Northern_California_Solar | Northern_California_Geothermal | Northern_California_Wind | NW_Ext_Tx_Wind |  |  | 0 | 0 | 0 | 0 | 0
PG&E North of Greater Bay Study Area | Round Mountain | 500 | [22 empty] | 1 | [21 empty] | Northern_California_Li_Battery | Northern_California_Solar | Northern_California_Geothermal | Northern_California_Wind | NW_Ext_Tx_Wind |  |  | 0 | 0 | 0 | 0 | 0
PG&E Fresno Study Area | S0478 | 115 | [35 empty] | 1 | 1 | 1 | 1 | [5 empty] | Southern_PGAE_Li_Battery | Southern_PGAE_Solar | [5 empty] | No Data | No Data | No Data | No Data | No Data
SCE Eastern Study Area | San Bernardino | 230 | [10 empty] | 1 | [33 empty] | Riverside_Li_Battery | Riverside_Solar | [5 empty] | 1 | 0 | 1 | 1 | 0
PG&E East Kern Study Area | San Luis Obispo | 115 | [28 empty] | 1 | 1 |  |  |  | 1 | 1 |  | 1 | 1 | [6 empty] | Southern_PGAE_Li_Battery | Southern_PGAE_Solar | [5 empty] | 0 | 0 | 0 | 0 | 0
SDG&E Study Area | San Luis Rey | 230 | [16 empty] | 1 |  | 1 | [25 empty] | San_Diego_Li_Battery | San_Diego_Solar | [5 empty] | 0 | 0 | 1 | 0 | 0
SDG&E Study Area | San Onofre | 230 | [20 empty] | 1 | [23 empty] | Greater_LA_Li_Battery | Greater_LA_Solar | [5 empty] | 0 | 0 | 1 | 0 | 0
East of Pisgah Study Area | Sandy | 138 | [11 empty] | 1 | 1 | [31 empty] | Southern_NV_Eldorado_Li_Battery | Southern_NV_Eldorado_Solar |  | Southern_Nevada_Wind |  |  |  | No Data | No Data | No Data | No Data | No Data
PG&E Fresno Study Area | Sanger | 115 | [40 empty] | 1 |  |  |  | Southern_PGAE_Li_Battery | Southern_PGAE_Solar | [5 empty] | 0 | 0 | 1 | 1 | 0
SCE Northern Area | Santa Clara | 230 |  |  |  | 1 | [40 empty] | Greater_LA_Li_Battery | Greater_LA_Solar | [5 empty] | 0 | 0 | 1 | 0 | 0
SCE Metro Study Area | Santiago | 230 |  |  |  |  | 1 | [39 empty] | Greater_LA_Li_Battery | Greater_LA_Solar | [5 empty] | 0 | 0 | 1 | 1 | 0
SCE Northern Area | Saugus | 230 |  |  |  | 1 | [40 empty] | Greater_LA_Li_Battery | Greater_LA_Solar | [5 empty] | 0 | 0 | 1 | 1 | 0
PG&E Fresno Study Area | Schindler | 115 | [35 empty] | 1 | 1 | 1 |  |  | 1 |  |  |  | Southern_PGAE_Li_Battery | Southern_PGAE_Solar | [5 empty] | 1 | 1 | 1 | 1 | 0
PG&E North of Greater Bay Study Area | Schulte Switching Station | 115 | [22 empty] | 1 | [21 empty] | Northern_California_Li_Battery | Northern_California_Solar | [5 empty] | No Data | No Data | No Data | No Data | No Data
PG&E Fresno Study Area | Semitropic | 115 | [36 empty] | 1 | [7 empty] | Southern_PGAE_Li_Battery | Southern_PGAE_Solar | [5 empty] | 0 | 1 | 1 | 1 | 0
SCE Metro Study Area | Serrano | 500 |  |  |  |  | 1 | [39 empty] | Greater_LA_Li_Battery | Greater_LA_Solar | [5 empty] | 0 | 0 | 1 | 1 | 0
SCE Metro Study Area | Serrano | 230 |  |  |  |  | 1 | [39 empty] | Greater_LA_Li_Battery | Greater_LA_Solar | [5 empty] | 0 | 0 | 1 | 1 | 0
PG&E East Kern Study Area | Shafter | 115 | [28 empty] | 1 | 1 |  |  |  |  | 1 | [9 empty] | Southern_PGAE_Li_Battery | Southern_PGAE_Solar | [5 empty] | 0 | 1 | 1 | 1 | 0
PG&E North of Greater Bay Study Area | Shilo III | 230 | [22 empty] | 1 |  |  |  |  | 1 | [16 empty] | Northern_California_Li_Battery | Northern_California_Solar |  | Solano_Wind |  |  |  | 0 | 0 | 1 | 0 | 0
SDG&E Study Area | Silvergate | 230 | [16 empty] | 1 | 1 | 1 | [25 empty] | San_Diego_Li_Battery | San_Diego_Solar | [5 empty] | 1 | 1 | 1 | 0 | 0
PG&E East Kern Study Area | Sisquoc | 115 | [28 empty] | 1 | 1 |  |  |  | 1 | 1 |  | 1 | 1 | [6 empty] | Southern_PGAE_Li_Battery | Southern_PGAE_Solar | [5 empty] | 0 | 0 | 0 | 0 | 0
East of Pisgah Study Area | Sloan Canyon (fka Bob) | 230 | [11 empty] | 1 | 1 | [31 empty] | Southern_NV_Eldorado_Li_Battery | Southern_NV_Eldorado_Solar |  | Southern_Nevada_Wind |  |  |  | No Data | No Data | No Data | No Data | No Data
PG&E East Kern Study Area | Smyrna | 115 | [28 empty] | 1 | 1 |  |  |  |  | 1 |  | 1 | 1 | [6 empty] | Southern_PGAE_Li_Battery | Southern_PGAE_Solar | [5 empty] | 0 | 1 | 1 | 1 | 0
PG&E East Kern Study Area | Solar SS | 230 | [36 empty] | 1 | 1 | [6 empty] | Southern_PGAE_Li_Battery | Southern_PGAE_Solar | [5 empty] | 0 | 0 | 1 | 0 | 0
PG&E East Kern Study Area | Solar SW | 230 | [28 empty] | 1 |  |  |  |  | 1 | [10 empty] | Southern_PGAE_Li_Battery | Southern_PGAE_Solar | [5 empty] | 0 | 0 | 1 | 0 | 0
SCE Northern Area | Springville | 230 | 1 |  | 1 | 1 | [40 empty] | Tehachapi_Li_Battery | Tehachapi_Solar | [5 empty] | 0 | 1 | 1 | 1 | 0
PG&E North of Greater Bay Study Area | Stagg | 230 | [22 empty] | 1 | [21 empty] | Northern_California_Li_Battery | Northern_California_Solar | [5 empty] | 0 | 0 | 1 | 1 | 0
PG&E East Kern Study Area | Stockdale | 230 | [28 empty] | 1 | [15 empty] | Southern_PGAE_Li_Battery | Southern_PGAE_Solar | [5 empty] | 0 | 0 | 1 | 1 | 0
PG&E Fresno Study Area | Stockdale A | 230 | [29 empty] | 1 |  |  |  |  | 1 | [9 empty] | Southern_PGAE_Li_Battery | Southern_PGAE_Solar | [5 empty] | 0 | 0 | 1 | 1 | 0
PG&E North of Greater Bay Study Area | Summit | 115 | [22 empty] | 1 | [21 empty] | Northern_California_Li_Battery | Northern_California_Solar | Northern_Nevada_Geothermal
SDG&E Study Area | Suncrest | 500 | [16 empty] | 1 |  | 1 | [25 empty] | San_Diego_Li_Battery | San_Diego_Solar |  | Baja_California_Wind |  |  |  | 0 | 0 | 1 | 0 | 0
SDG&E Study Area | Suncrest | 230 | [16 empty] | 1 |  | 1 | [25 empty] | San_Diego_Li_Battery | San_Diego_Solar |  | Baja_California_Wind |  |  |  | 0 | 0 | 1 | 0 | 0
SDG&E Study Area | Sycamore | 230 | [16 empty] | 1 | 1 | 1 | [25 empty] | San_Diego_Li_Battery | San_Diego_Solar |  |  |  |  | San_Diego_Pumped_Storage | 1 | 0 | 1 | 0 | 0
SDG&E Study Area | Sycamore | 138 | [16 empty] | 1 | 1 | 1 | [25 empty] | San_Diego_Li_Battery | San_Diego_Solar | [5 empty] | 1 | 0 | 1 | 0 | 0
SCE Northern Area | Sylmar | 230 |  |  |  | 1 | [40 empty] | Greater_LA_Li_Battery | Greater_LA_Solar | [5 empty] | 0 | 1 | 1 | 1 | 0
PG&E North of Greater Bay Study Area | Table Mountain | 115 | [22 empty] | 1 | [21 empty] | Northern_California_Li_Battery | Northern_California_Solar |  | Northern_California_Wind |  |  |  | 0 | 1 | 1 | 0 | 0
PG&E East Kern Study Area | Taft | 115 | [28 empty] | 1 | 1 |  |  |  |  | 1 |  | 1 | 1 | [6 empty] | Southern_PGAE_Li_Battery | Southern_PGAE_Solar | [5 empty] | 0 | 0 | 1 | 1 | 0
SDG&E Study Area | Talega | 230 | [20 empty] | 1 | [23 empty] | Greater_LA_Li_Battery | Greater_LA_Solar | [5 empty] | 0 | 0 | 1 | 0 | 0
PG&E East Kern Study Area | Temblor | 115 | [28 empty] | 1 |  |  |  |  | 1 |  |  | 1 | [7 empty] | Southern_PGAE_Li_Battery | Southern_PGAE_Solar | [5 empty] | 0 | 1 | 1 | 1 | 0
PG&E East Kern Study Area | Templeton | 115 | [37 empty] | 1 | [6 empty] | Southern_PGAE_Li_Battery | Southern_PGAE_Solar |  | Carrizo_Wind |  |  |  | 0 | 0 | 0 | 0 | 0
PG&E East Kern Study Area | Templeton | 230 | [28 empty] | 1 | 1 | 1 |  |  | 1 | 1 |  | 1 | 1 | [6 empty] | Southern_PGAE_Li_Battery | Southern_PGAE_Solar |  | Carrizo_Wind |  |  |  | 0 | 0 | 0 | 0 | 0
PG&E North of Greater Bay Study Area | Tesla | 115 | [22 empty] | 1 | [21 empty] | Northern_California_Li_Battery | Northern_California_Solar |  | Solano_Wind |  |  |  | 0 | 0 | 1 | 0 | 0
PG&E North of Greater Bay Study Area | Tesla | 230 | [22 empty] | 1 | [21 empty] | Northern_California_Li_Battery | Northern_California_Solar |  | Solano_Wind |  |  |  | 0 | 0 | 1 | 0 | 0
PG&E North of Greater Bay Study Area | Tesla | 500 | [22 empty] | 1 | [21 empty] | Northern_California_Li_Battery | Northern_California_Solar |  | Solano_Wind |  |  |  | 0 | 0 | 1 | 0 | 0
PG&E East Kern Study Area | Tevis | 115 | [28 empty] | 1 | 1 |  |  |  |  | 1 | [9 empty] | Southern_PGAE_Li_Battery | Southern_PGAE_Solar | [5 empty] | No Data | No Data | No Data | No Data | No Data
PG&E North of Greater Bay Study Area | Thermalito | 230 | [22 empty] | 1 | [21 empty] | Northern_California_Li_Battery | Northern_California_Solar |  | Northern_California_Wind |  |  |  | 0 | 1 | 1 | 0 | 0
SDG&E Study Area | Trabuco | 138 | [20 empty] | 1 | [23 empty] | Greater_LA_Li_Battery | Greater_LA_Solar | [5 empty] | 0 | 0 | 1 | 1 | 0
PG&E Fresno Study Area | Tranquility | 230 | [29 empty] | 1 | 1 | 1 | 1 |  | 1 | 1 | 1 | 1 | 1 |  | 1 |  |  |  | Southern_PGAE_Li_Battery | Southern_PGAE_Solar | [5 empty] | 0 | 1 | 1 | 1 | 0
East of Pisgah Study Area | Trout Canyon (fka Crazy Eyes) | 230 | [11 empty] | 1 | 1 | [31 empty] | Southern_NV_Eldorado_Li_Battery | Southern_NV_Eldorado_Solar |  | Southern_Nevada_Wind |  |  |  | 0 | 0 | 0 | 0 | 0.25
PG&E North of Greater Bay Study Area | Tulucay | 230 | [22 empty] | 1 |  |  |  |  | 1 | [16 empty] | Northern_California_Li_Battery | Northern_California_Solar |  | Solano_Wind |  |  |  | 0 | 0 | 1 | 0 | 0
PG&E East Kern Study Area | Tupman | 115 | [28 empty] | 1 | 1 |  |  |  |  | 1 |  | 1 | 1 | [6 empty] | Southern_PGAE_Li_Battery | Southern_PGAE_Solar | [5 empty] | 0 | 1 | 1 | 1 | 0
PG&E North of Greater Bay Study Area | UltraPower Chinese Station | 115 | [22 empty] | 1 |  |  | 1 | 1 | [17 empty] | Northern_California_Li_Battery | Northern_California_Solar | [5 empty] | 0 | 1 | 1 | 1 | 0
PG&E North of Greater Bay Study Area | Vaca Dixon | 500 | [22 empty] | 1 |  |  |  |  | 1 | 1 | [15 empty] | Northern_California_Li_Battery | Northern_California_Solar |  | Solano_Wind |  |  |  | 0 | 0 | 1 | 0 | 0
PG&E North of Greater Bay Study Area | Vaca Dixon | 115 | [22 empty] | 1 |  |  |  |  | 1 | [16 empty] | Northern_California_Li_Battery | Northern_California_Solar |  | Solano_Wind |  |  |  | 0 | 0 | 1 | 0 | 0
SCE Eastern Study Area | Valley | 500 | [10 empty] | 1 | [33 empty] | Riverside_Li_Battery | Riverside_Solar |  |  |  |  | Riverside_West_Pumped_Storage | 1 | 0 | 0 | 0 | 0
East of Pisgah Study Area | Valley (VEA) | 138 | [11 empty] | 1 | 1 | [31 empty] | Southern_NV_Eldorado_Li_Battery | Southern_NV_Eldorado_Solar |  | Southern_Nevada_Wind |  |  |  | 1 | 0 | 0 | 0 | 0
SCE Northern Area | Vestal | 230 | 1 |  | 1 | 1 | [40 empty] | Tehachapi_Li_Battery | Tehachapi_Solar | [5 empty] | 1 | 1 | 1 | 1 | 0
SCE North of Lugo (NOL) Study Area | Victor | 230 | [6 empty] | 1 | 1 | [36 empty] | Greater_Kramer_Li_Battery | Greater_Kramer_Solar | [5 empty] | 0 | 0 | 1 | 0 | 0
SCE North of Lugo (NOL) Study Area | Victor | 115 | [6 empty] | 1 | 1 | [36 empty] | Greater_Kramer_Li_Battery | Greater_Kramer_Solar | [5 empty] | 0 | 0 | 1 | 0 | 0
SCE Metro Study Area | Viejo | 230 |  |  |  |  | 1 | [39 empty] | Greater_LA_Li_Battery | Greater_LA_Solar | [5 empty] | 0 | 0 | 1 | 1 | 0
PG&E North of Greater Bay Study Area | Vierra | 115 | [22 empty] | 1 |  |  | 1 | 1 | [17 empty] | Northern_California_Li_Battery | Northern_California_Solar |  | Solano_Wind |  |  |  | 0 | 1 | 1 | 1 | 0
SCE Metro Study Area | Villa Park | 230 |  |  |  |  | 1 | [39 empty] | Greater_LA_Li_Battery | Greater_LA_Solar | [5 empty] | 0 | 0 | 1 | 1 | 0
SCE Northern Area | Vincent | 230 |  |  |  | 1 | [40 empty] | Greater_LA_Li_Battery | Greater_LA_Solar |  | Tehachapi_Wind |  |  |  | 0 | 0 | 1 | 0 | 0.25
SCE Eastern Study Area | Vista | 230 | [10 empty] | 1 | [33 empty] | Riverside_Li_Battery | Riverside_Solar | [5 empty] | 0 | 1 | 1 | 1 | 0
East of Pisgah Study Area | Vista (VEA) | 138 | [11 empty] | 1 | 1 | [31 empty] | Southern_NV_Eldorado_Li_Battery | Southern_NV_Eldorado_Solar | [5 empty] | 0 | 0 | 0 | 0 | 0
PG&E Fresno Study Area | Wahtoke | 115 | [40 empty] | 1 |  |  |  | Southern_PGAE_Li_Battery | Southern_PGAE_Solar | [5 empty] | 0 | 1 | 1 | 1 | 0
SCE Metro Study Area | Walnut | 230 |  |  |  |  | 1 | [39 empty] | Greater_LA_Li_Battery | Greater_LA_Solar | [5 empty] | 1 | 1 | 1 | 1 | 0
PG&E Fresno Study Area | Westley | 230 | [29 empty] | 1 | 1 |  | 1 |  |  |  |  | 1 | [6 empty] | Southern_PGAE_Li_Battery | Southern_PGAE_Solar | [5 empty] | 0 | 1 | 1 | 1 | 0
PG&E Fresno Study Area | West Fresno | 115 | [40 empty] | 1 |  |  |  | Southern_PGAE_Li_Battery | Southern_PGAE_Solar | [5 empty] | 0 | 1 | 1 | 1 | 0
PG&E East Kern Study Area | Westpark | 115 | [28 empty] | 1 | 1 |  |  |  |  | 1 | [9 empty] | Southern_PGAE_Li_Battery | Southern_PGAE_Solar | [5 empty] | 0 | 1 | 1 | 1 | 0
PG&E East Kern Study Area | Wheeler Ridge | 115 | [37 empty] | 1 | [6 empty] | Southern_PGAE_Li_Battery | Southern_PGAE_Solar | [5 empty] | 0 | 1 | 1 | 1 | 0.25
PG&E East Kern Study Area | Wheeler Ridge | 230 | [28 empty] | 1 | 1 |  |  |  |  | 1 |  | 1 | 1 | [6 empty] | Southern_PGAE_Li_Battery | Southern_PGAE_Solar | [5 empty] | 0 | 1 | 1 | 1 | 0.25
SCE Northern Area | Whirlwind | 500 |  |  | 1 | [41 empty] | Tehachapi_Li_Battery | Tehachapi_Solar |  | Tehachapi_Wind |  |  | Tehachapi_Pumped_Storage | 0 | 0 | 1 | 0 | 0.25
SCE Northern Area | Whirlwind | 230 |  |  | 1 | [41 empty] | Tehachapi_Li_Battery | Tehachapi_Solar |  | Tehachapi_Wind |  |  | Tehachapi_Pumped_Storage | 0 | 0 | 1 | 0 | 0.25
SCE Northern Area | Windhub | 500 |  |  | 1 | [41 empty] | Tehachapi_Li_Battery | Tehachapi_Solar |  | Tehachapi_Wind |  |  | Tehachapi_Pumped_Storage | 0 | 0 | 1 | 0 | 0.25
SCE Northern Area | Windhub | 230 |  | 1 | 1 | [41 empty] | Tehachapi_Li_Battery | Tehachapi_Solar |  | Tehachapi_Wind |  |  | Tehachapi_Pumped_Storage | 0 | 0 | 1 | 0 | 0.25
PG&E North of Greater Bay Study Area | Woodland | 115 | [22 empty] | 1 | 1 | 1 | [19 empty] | Northern_California_Li_Battery | Northern_California_Solar |  | Northern_California_Wind |  |  |  | 1 | 0 | 1 | 0 | 0
PG&E North of Greater Bay Study Area | Wyandotte | 115 | [22 empty] | 1 | 1 | [20 empty] | Northern_California_Li_Battery | Northern_California_Solar |  | Northern_California_Wind |  |  |  | 0 | 0 | 1 | 0 | 0