## Read Me
Tab Name | Description
Aggregated 25 MMT Plans | Contains summary of aggregated resources from unadjusted LSE plans for planned new resources for the 25 MMT scenario
Aggregated 30 MMT Plans | Contains summary of aggregated resources from unadjusted LSE plans for planned new resources for the 30 MMT scenario
RESOLVE Adjusted 25 MMT Plans | Contains summary of aggregated resources from LSE plans for planned new resources for the 25 MMT scenario adjusted for incorporation in RESOLVE analysis
RESOLVE Adjusted 30 MMT Plans | Contains summary of aggregated resources from LSE plans for planned new resources for the 30 MMT scenario adjusted for incorporation in RESOLVE analysis
Online + In-dev Resources | Contains details of the baseline (online and development resources)
Tab(s) | Term | Definition
Aggregated 25MMT/30MMT Plans | Resource | Name for the specific resource included in LSE plans as submitted in their 11/1/2022 filings
Aggregated 25MMT/30MMT Plans | Technology | Type of the resource (solar, wind, etc.)
Aggregated 25MMT/30MMT Plans | Contract Status - PlannedNew | Contract (or decision to own resource) that is planned for the future as of 11/1/2022. Includes both planned bilateral contracts and planned RFOs.
Aggregated 25MMT/30MMT Plans | Contract Status - Review | Contract that has been selected and is under review by LSE’s highest decision-making authority (e.g. board of directors) as of 11/1/2022.
RESOLVE Adjusted 25MMT/30MMT Plans | Generic Minimum Build Constraint | Indicates resource build constraint - RESOLVE is required to build a minimum of this capacity of each technology to meet the LSE plan requirements
RESOLVE Adjusted 25MMT/30MMT Plans | Resource Specific Minimum Build Constraint | Indicates resource build constraint - RESOLVE is required to build a minimum of this capacity of each specific locational resource to meet the LSE plan requirements
Online + In-dev Resources | SERVM Region | SERVM region where unit is contracted to deliver energy
Online + In-dev Resources | Generator Name | Name of unit in SERVM database
Online + In-dev Resources | Generator Status | "Online" if operational as of 11/1/2022, "In-Development" if contracted and/or under construction with expected operational date
Online + In-dev Resources | SERVM Technology | Type of the resource (solar, wind, etc) in SERVM database
Online + In-dev Resources | CapMax | Nameplate capacity*
Online + In-dev Resources | Remote Generator | If TRUE, the unit is physically located in a different SERVM Region than the one it is contracted to deliver energy in
*Biomass, Biogas, Cogen, and Geothermal Units have Nameplate Capacity set at NQC to account for availability derates seen in historical production data
Description of adjustments made for RESOLVE
Adjustment | Description
Hybrid Resources | Aggregated hybrid solar and standalone solar into a single category (solar), and similarly for Battery Storage, as RESOLVE does not model hybrid configurations
Battery Durations | Split Battery Storage plans into 4-hr and 8-hr categories for RESOLVE to model them separately
Geothermal Time Lag | Delayed Geothermal plans by two years to account for long lead time in achieving interconnection and commerical operations (i.e. no planned geothermal online before 2026)

## Aggregated 25MMT Plans
25 MMT
Resource | Technology | Contract Status | 2023 | 2024 | 2025 | 2026 | 2027 | 2028 | 2029 | 2030 | 2031 | 2032 | 2033 | 2034 | 2035 | 2036 | 2037 | 2038 | 2039 | 2040 | 2041 | 2042 | 2043 | 2044 | 2045
GENERIC_BATTERY_STORAGE | Battery Storage | PlannedNew | 0 | 3554 | 5228 | 6793 | 7053 | 7869 | 7946 | 8753 | 9083 | 9827 | 10553 | 11794 | 13622 | 13622 | 13622 | 13622 | 13622 | 13622 | 13622 | 13622 | 13622 | 13622 | 13622
GENERIC_BATTERY_STORAGE_EO | Battery Storage | PlannedNew | 0 | 0 | 0 | 0 | 0 | 8 | 8 | 1708 | 1708 | 1708 | 1708 | 1708 | 1708 | 1708 | 1708 | 1708 | 1708 | 1708 | 1708 | 1708 | 1708 | 1708 | 1708
GENERIC_COMBINED_CYCLE | Battery Storage | PlannedNew | 0 | 8 | 8 | 8 | 8 | 8 | 8 | 8 | 8 | 8 | 8 | 8 | 8 | 8 | 8 | 8 | 8 | 8 | 8 | 8 | 8 | 8 | 8
GENERIC_BIOGAS_LANDFILLGAS | Biomass | PlannedNew | 0 | 0 | 28 | 39 | 39 | 39 | 39 | 39 | 39 | 39 | 39 | 39 | 39 | 39 | 39 | 39 | 39 | 39 | 39 | 39 | 39 | 39 | 39
GENERIC_BIOMASS/WOOD | Biomass | PlannedNew | 0 | 11 | 41 | 53 | 86 | 86 | 86 | 86 | 86 | 86 | 86 | 86 | 86 | 86 | 86 | 86 | 86 | 86 | 86 | 86 | 86 | 86 | 86
INSTATE_BIOMASS | Biomass | PlannedNew | 0 | 0 | 0 | 0 | 0 | 46 | 46 | 46 | 46 | 46 | 46 | 46 | 46 | 46 | 46 | 46 | 46 | 46 | 46 | 46 | 46 | 46 | 46
GENERIC_GEOTHERMAL_EO | Geothermal | PlannedNew | 0 | 137 | 189 | 1017 | 1029 | 1123 | 1123 | 1331 | 1331 | 1361 | 1361 | 1361 | 1387 | 1387 | 1387 | 1387 | 1387 | 1387 | 1387 | 1387 | 1387 | 1387 | 1387
GREATER_IMPERIAL_GEOTHERMAL_EO | Geothermal | PlannedNew | 0 | 0 | 0 | 0 | 0 | 0 | 0 | 111.4274 | 111.4274 | 111.4274 | 111.4274 | 111.4274 | 111.4274 | 111.4274 | 111.4274 | 111.4274 | 111.4274 | 111.4274 | 111.4274 | 111.4274 | 111.4274 | 111.4274 | 111.4274
PACIFIC_NORTHWEST_GEOTHERMAL_EO | Geothermal | Review | 0 | 0 | 0 | 13 | 13 | 13 | 13 | 13 | 13 | 13 | 13 | 13 | 13 | 13 | 13 | 13 | 13 | 13 | 13 | 13 | 13 | 13 | 13
SOLANO_GEOTHERMAL_EO | Geothermal | PlannedNew | 0 | 0 | 0 | 0 | 3 | 3 | 3 | 48 | 48 | 68 | 88 | 88 | 88 | 88 | 88 | 88 | 88 | 88 | 88 | 88 | 88 | 88 | 88
SOUTHERN_NEVADA_GEOTHERMAL_EO | Geothermal | PlannedNew | 0 | 0 | 0 | 4 | 4 | 4 | 4 | 40 | 40 | 40 | 40 | 40 | 40 | 40 | 40 | 40 | 40 | 40 | 40 | 40 | 40 | 40 | 40
DISTRIBUTED_SOLAR | Hybrid Battery Storage | PlannedNew | 0 | 0 | 2 | 6 | 8 | 8 | 8 | 10 | 10 | 10 | 10 | 10 | 10 | 10 | 10 | 10 | 10 | 10 | 10 | 10 | 10 | 10 | 10
GENERIC_HYBRID_BATTSTORAGE | Hybrid Battery Storage | PlannedNew | 0 | 109 | 373 | 373 | 373 | 373 | 373 | 379 | 379 | 379 | 379 | 379 | 401 | 401 | 401 | 401 | 401 | 401 | 401 | 401 | 401 | 401 | 401
GENERIC_HYBRID_BATTSTORAGE_EO | Hybrid Battery Storage | PlannedNew | 0 | 0 | 0 | 0 | 0 | 0 | 0 | 121 | 121 | 121 | 121 | 121 | 121 | 121 | 121 | 121 | 121 | 121 | 121 | 121 | 121 | 121 | 121
GENERIC_SOLAR_1AXIS | Hybrid Battery Storage | PlannedNew | 0 | 319 | 680 | 1236 | 1336 | 1789 | 1789 | 1809 | 1867 | 1992 | 2660 | 2772 | 2792 | 2792 | 2792 | 2792 | 2792 | 2792 | 2792 | 2792 | 2792 | 2792 | 2792
GENERIC_SOLAR_2AXIS | Hybrid Battery Storage | PlannedNew | 0 | 4 | 4 | 4 | 4 | 4 | 4 | 4 | 4 | 4 | 4 | 4 | 4 | 4 | 4 | 4 | 4 | 4 | 4 | 4 | 4 | 4 | 4
GREATER_KRAMER_SOLAR | Hybrid Battery Storage | PlannedNew | 0 | 0 | 0 | 0 | 0 | 0 | 0 | 100 | 100 | 100 | 100 | 100 | 100 | 100 | 100 | 100 | 100 | 100 | 100 | 100 | 100 | 100 | 100
NORTHERN_CALIFORNIA_EX_SOLAR | Hybrid Battery Storage | Review | 0 | 3 | 3 | 8 | 8 | 8 | 9 | 9 | 14 | 14 | 14 | 14 | 14 | 14 | 14 | 14 | 14 | 14 | 14 | 14 | 14 | 14 | 14
SOUTHERN_CALIFORNIA_DESERT_EX_SOLAR | Hybrid Battery Storage | PlannedNew | 0 | 0 | 0 | 94 | 94 | 94 | 94 | 94 | 94 | 94 | 94 | 94 | 94 | 94 | 94 | 94 | 94 | 94 | 94 | 94 | 94 | 94 | 94
TEHACHAPI_SOLAR | Hybrid Battery Storage | PlannedNew | 0 | 0 | 0 | 0 | 0 | 0 | 0 | 0 | 0 | 0 | 0 | 0 | 50 | 50 | 50 | 50 | 50 | 50 | 50 | 50 | 50 | 50 | 50
WESTLANDS_SOLAR | Hybrid Battery Storage | PlannedNew | 0 | 0 | 0 | 0 | 125 | 125 | 125 | 125 | 125 | 125 | 125 | 125 | 125 | 125 | 125 | 125 | 125 | 125 | 125 | 125 | 125 | 125 | 125
DISTRIBUTED_SOLAR | Hybrid Solar |  | 0 | 0 | 2 | 6 | 8 | 8 | 8 | 10 | 10 | 10 | 10 | 10 | 10 | 10 | 10 | 10 | 10 | 10 | 10 | 10 | 10 | 10 | 10
GENERIC_BATTERY_STORAGE | Hybrid Solar |  | 0 | 50 | 244 | 244 | 244 | 244 | 244 | 244 | 244 | 244 | 244 | 244 | 244 | 244 | 244 | 244 | 244 | 244 | 244 | 244 | 244 | 244 | 244
GENERIC_HYBRID_SOLAR_1AXIS | Hybrid Solar |  | 0 | 517 | 1432 | 2171 | 2336 | 2796 | 2796 | 2824 | 2939 | 3144 | 3854 | 4039 | 4079 | 4079 | 4079 | 4079 | 4079 | 4079 | 4079 | 4079 | 4079 | 4079 | 4118
GENERIC_HYBRID_SOLAR_1AXIS_EO | Hybrid Solar |  | 0 | 0 | 0 | 0 | 0 | 0 | 0 | 243 | 243 | 243 | 243 | 243 | 243 | 243 | 243 | 243 | 243 | 243 | 243 | 243 | 243 | 243 | 243
GENERIC_SOLAR_1AXIS | Hybrid Solar |  | 0 | 13 | 13 | 13 | 13 | 13 | 13 | 13 | 13 | 13 | 13 | 13 | 13 | 13 | 13 | 13 | 13 | 13 | 13 | 13 | 13 | 13 | 13
GREATER_KRAMER_HYBRID_SOLAR_1AXIS | Hybrid Solar |  | 0 | 0 | 0 | 0 | 0 | 0 | 0 | 50 | 50 | 50 | 50 | 50 | 50 | 50 | 50 | 50 | 50 | 50 | 50 | 50 | 50 | 50 | 50
KERN_GREATER_CARRIZO_SOLAR | Hybrid Solar |  | 0 | 0 | 27 | 72 | 72 | 72 | 72 | 72 | 72 | 72 | 72 | 72 | 72 | 72 | 72 | 72 | 72 | 72 | 72 | 72 | 72 | 72 | 72
NORTHERN_CALIFORNIA_EX_HYBRID_SOLAR_1AXIS | Hybrid Solar |  | 0 | 6 | 6 | 11 | 11 | 11 | 14 | 14 | 19 | 19 | 19 | 19 | 19 | 19 | 19 | 19 | 19 | 19 | 19 | 19 | 19 | 19 | 19
SOUTHERN_CALIFORNIA_DESERT_EX_SOLAR | Hybrid Solar |  | 0 | 0 | 0 | 189 | 189 | 189 | 189 | 189 | 189 | 189 | 189 | 189 | 189 | 189 | 189 | 189 | 189 | 189 | 189 | 189 | 189 | 189 | 189
TEHACHAPI_SOLAR | Hybrid Solar |  | 0 | 0 | 0 | 0 | 0 | 0 | 0 | 0 | 0 | 0 | 0 | 0 | 100 | 100 | 100 | 100 | 100 | 100 | 100 | 100 | 100 | 100 | 100
WESTLANDS_SOLAR | Hybrid Solar |  | 0 | 0 | 0 | 0 | 125 | 125 | 125 | 175 | 175 | 175 | 175 | 175 | 175 | 175 | 175 | 175 | 175 | 175 | 175 | 175 | 175 | 175 | 175
GENERIC_INSTATE_SMALL_HYDRO | Pumped Hydro Storage | PlannedNew | 0 | 0 | 0 | 8 | 8 | 8 | 8 | 8 | 8 | 8 | 8 | 8 | 8 | 8 | 8 | 8 | 8 | 8 | 8 | 8 | 8 | 8 | 8
GENERIC_PUMPED_STORAGE_HYDRO | Pumped Hydro Storage | PlannedNew | 0 | 0 | 0 | 457 | 457 | 469 | 469 | 469 | 469 | 469 | 469 | 469 | 469 | 469 | 469 | 469 | 469 | 469 | 469 | 469 | 469 | 469 | 469
BTM_DR | Shed DR | PlannedNew | 0 | 3 | 3 | 3 | 3 | 3 | 3 | 3 | 3 | 3 | 3 | 3 | 3 | 3 | 3 | 3 | 3 | 3 | 3 | 3 | 3 | 3 | 3
GENERIC_DR | Shed DR | PlannedNew | 0 | 24 | 26 | 28 | 97 | 98 | 99 | 100 | 100 | 100 | 100 | 100 | 100 | 100 | 100 | 100 | 100 | 100 | 100 | 100 | 100 | 100 | 100
ARIZONA_SOLAR | Solar |  | 0 | 0 | 0 | 0 | 169 | 169 | 169 | 169 | 169 | 169 | 169 | 169 | 169 | 169 | 169 | 169 | 169 | 169 | 169 | 169 | 169 | 169 | 169
GENERIC_SOLAR_1AXIS | Solar |  | 0 | 523 | 1515 | 1975 | 1975 | 2061 | 2219 | 8142 | 8330 | 8361 | 8424 | 8536 | 10989 | 10989 | 10989 | 10989 | 10989 | 10989 | 10989 | 10989 | 10989 | 10989 | 10989
GENERIC_SOLAR_2AXIS_EO | Solar |  | 0 | 0 | 0 | 0 | 0 | 0 | 0 | 100.5993 | 100.5993 | 100.5993 | 100.5993 | 100.5993 | 100.5993 | 100.5993 | 100.5993 | 100.5993 | 100.5993 | 100.5993 | 100.5993 | 100.5993 | 100.5993 | 100.5993 | 100.5993
GENERIC_SOLAR_FIXED | Solar |  | 0 | 156 | 851 | 851 | 851 | 851 | 851 | 851 | 851 | 851 | 851 | 851 | 851 | 851 | 851 | 851 | 851 | 851 | 851 | 851 | 851 | 851 | 851
GREATER_IMPERIAL_SOLAR | Solar |  | 0 | 0 | 0 | 0 | 0 | 0 | 0 | 39 | 39 | 39 | 39 | 39 | 39 | 39 | 39 | 39 | 39 | 39 | 39 | 39 | 39 | 39 | 39
GREATER_KRAMER_SOLAR_1AXIS | Solar |  | 0 | 0 | 0 | 0 | 769 | 769 | 769 | 769 | 769 | 769 | 769 | 769 | 769 | 769 | 769 | 769 | 769 | 769 | 769 | 769 | 769 | 769 | 769
NORTHERN_CALIFORNIA_EX_SOLAR_1AXIS | Solar |  | 0 | 1 | 1 | 1 | 1 | 1 | 1 | 1 | 1 | 1 | 1 | 1 | 1 | 1 | 1 | 1 | 1 | 1 | 1 | 1 | 1 | 1 | 1
RIVERSIDE_PALM_SPRINGS_SOLAR | Solar |  | 0 | 0 | 0 | 0 | 659 | 659 | 659 | 659 | 659 | 659 | 659 | 659 | 659 | 659 | 659 | 659 | 659 | 659 | 659 | 659 | 659 | 659 | 659
SCADSNV_SOLAR_1AXIS_EO | Solar |  | 0 | 0 | 0 | 0 | 0 | 0 | 0 | 86.4318 | 86.4318 | 86.4318 | 86.4318 | 86.4318 | 86.4318 | 86.4318 | 86.4318 | 86.4318 | 86.4318 | 86.4318 | 86.4318 | 86.4318 | 86.4318 | 86.4318 | 86.4318
SOLANO_SOLAR | Solar |  | 0 | 0 | 6 | 6 | 6 | 6 | 6 | 6 | 6 | 6 | 6 | 6 | 6 | 6 | 6 | 6 | 6 | 6 | 6 | 6 | 6 | 6 | 6
TEHACHAPI_EX_SOLAR | Solar |  | 0 | 0 | 0 | 0 | 554 | 554 | 554 | 554 | 554 | 554 | 554 | 554 | 554 | 554 | 554 | 554 | 554 | 554 | 554 | 554 | 554 | 554 | 554
CAPE_MENDOCINO_OFFSHORE_WIND | Offshore Wind | PlannedNew | 0 | 0 | 0 | 0 | 0 | 0 | 0 | 0 | 0 | 0 | 0 | 0 | 288 | 288 | 288 | 288 | 288 | 288 | 288 | 288 | 288 | 288 | 288
DIABLO_CANYON_OFFSHORE_WIND | Offshore Wind | PlannedNew | 0 | 0 | 0 | 0 | 0 | 0 | 0 | 0 | 0 | 40 | 40 | 40 | 40 | 40 | 40 | 40 | 40 | 40 | 40 | 40 | 40 | 40 | 40
HUMBOLDT_BAY_OFFSHORE_WIND | Offshore Wind | PlannedNew | 0 | 0 | 0 | 0 | 0 | 0 | 0 | 806 | 1117 | 1622 | 1937 | 2461 | 2849 | 2849 | 2849 | 2849 | 2849 | 2849 | 2849 | 2849 | 2849 | 2849 | 2849
MORRO_BAY_OFFSHORE_WIND | Offshore Wind | PlannedNew | 0 | 0 | 0 | 0 | 0 | 0 | 0 | 774 | 774 | 1074 | 1354 | 1354 | 1354 | 1354 | 1354 | 1354 | 1354 | 1354 | 1354 | 1354 | 1354 | 1354 | 1354
ARIZONA_WIND | Wind | PlannedNew | 0 | 0 | 0 | 0 | 0 | 0 | 0 | 250 | 250 | 250 | 250 | 250 | 250 | 250 | 250 | 250 | 250 | 250 | 250 | 250 | 250 | 250 | 250
BAJA_CALIFORNIA_WIND | Wind | PlannedNew | 0 | 0 | 0 | 0 | 111 | 111 | 111 | 111 | 111 | 111 | 111 | 111 | 111 | 111 | 111 | 111 | 111 | 111 | 111 | 111 | 111 | 111 | 111
CARRIZO_WIND | Wind | PlannedNew | 0 | 0 | 0 | 0 | 53 | 53 | 53 | 53 | 53 | 53 | 53 | 53 | 53 | 53 | 53 | 53 | 53 | 53 | 53 | 53 | 53 | 53 | 53
CENTRAL_VALLEY_NORTH_LOS_BANOS_WIND | Wind | PlannedNew | 0 | 0 | 0 | 0 | 32 | 32 | 32 | 32 | 32 | 32 | 32 | 32 | 32 | 32 | 32 | 32 | 32 | 32 | 32 | 32 | 32 | 32 | 32
GENERIC_WIND | Wind | PlannedNew | 0 | 225 | 785 | 995 | 1239 | 1314 | 1364 | 2221 | 2221 | 2221 | 2221 | 2336 | 2825 | 2825 | 2825 | 2825 | 2825 | 2825 | 2825 | 2825 | 2825 | 2825 | 2825
HUMBOLDT_WIND | Wind | PlannedNew | 0 | 0 | 0 | 0 | 6 | 6 | 6 | 111 | 111 | 111 | 111 | 111 | 111 | 111 | 111 | 111 | 111 | 111 | 111 | 111 | 111 | 111 | 111
IDAHO_WIND | Wind | PlannedNew | 0 | 0 | 0 | 100 | 100 | 100 | 100 | 100 | 100 | 100 | 100 | 100 | 100 | 100 | 100 | 100 | 100 | 100 | 100 | 100 | 100 | 100 | 100
IDAHO_WIND_EO | Wind | PlannedNew | 0 | 0 | 0 | 0 | 0 | 0 | 0 | 200 | 200 | 200 | 200 | 200 | 200 | 200 | 200 | 200 | 200 | 200 | 200 | 200 | 200 | 200 | 200
KERN_GREATER_CARRIZO_WIND | Wind | PlannedNew | 0 | 0 | 0 | 0 | 0 | 0 | 11 | 11 | 11 | 11 | 11 | 11 | 11 | 11 | 11 | 11 | 11 | 11 | 11 | 11 | 11 | 11 | 11
NEW_MEXICO_WIND | Wind | PlannedNew | 0 | 0 | 0 | 800 | 1338 | 1393 | 1413 | 1840 | 1840 | 1840 | 1840 | 1840 | 1840 | 1840 | 1840 | 1840 | 1840 | 1840 | 1840 | 1840 | 1840 | 1840 | 1840
NEW_MEXICO_WIND_EO | Wind | PlannedNew | 0 | 0 | 0 | 0 | 0 | 0 | 0 | 34.9801 | 34.9801 | 34.9801 | 34.9801 | 34.9801 | 34.9801 | 34.9801 | 34.9801 | 34.9801 | 34.9801 | 34.9801 | 34.9801 | 34.9801 | 34.9801 | 34.9801 | 34.9801
NORTHERN_CALIFORNIA_EX_WIND | Wind | PlannedNew | 0 | 100 | 200 | 220 | 220 | 370 | 530 | 549 | 549 | 549 | 549 | 549 | 549 | 549 | 549 | 549 | 549 | 549 | 549 | 549 | 549 | 549 | 549
NORTHERN_CALIFORNIA_EX_WIND_EO | Wind | PlannedNew | 0 | 0 | 0 | 0 | 0 | 0 | 0 | 299.3576 | 299.3576 | 299.3576 | 299.3576 | 299.3576 | 299.3576 | 299.3576 | 299.3576 | 299.3576 | 299.3576 | 299.3576 | 299.3576 | 299.3576 | 299.3576 | 299.3576 | 299.3576
PACIFIC_NORTHWEST_WIND | Wind | PlannedNew | 0 | 0 | 0 | 280 | 300 | 300 | 300 | 304 | 304 | 304 | 304 | 304 | 304 | 304 | 304 | 304 | 304 | 304 | 304 | 304 | 304 | 304 | 304
SOLANO_WIND | Wind | PlannedNew | 0 | 0 | 0 | 0 | 104 | 104 | 104 | 104 | 104 | 104 | 104 | 104 | 104 | 104 | 104 | 104 | 104 | 104 | 104 | 104 | 104 | 104 | 104
SOUTHERN_CALIFORNIA_DESERT_EX_WIND | Wind | PlannedNew | 0 | 0 | 60 | 60 | 60 | 60 | 60 | 60 | 60 | 60 | 60 | 60 | 60 | 60 | 60 | 60 | 60 | 60 | 60 | 60 | 60 | 60 | 60
SOUTHERN_NEVADA_WIND | Wind | PlannedNew | 0 | 0 | 0 | 0 | 0 | 0 | 82 | 82 | 82 | 82 | 82 | 82 | 82 | 82 | 82 | 82 | 82 | 82 | 82 | 82 | 82 | 82 | 82
SW_EXT_TX_WIND | Wind | PlannedNew | 0 | 0 | 0 | 0 | 93 | 93 | 93 | 93 | 93 | 93 | 93 | 93 | 93 | 93 | 93 | 93 | 93 | 93 | 93 | 93 | 93 | 93 | 93
TEHACHAPI_WIND | Wind | PlannedNew | 0 | 0 | 0 | 0 | 51 | 51 | 51 | 156 | 156 | 156 | 156 | 156 | 156 | 156 | 156 | 156 | 156 | 156 | 156 | 156 | 156 | 156 | 156
WYOMING_WIND | Wind | PlannedNew | 0 | 0 | 0 | 40 | 70 | 501 | 601 | 601 | 601 | 601 | 701 | 701 | 731 | 731 | 731 | 731 | 731 | 731 | 731 | 731 | 731 | 731 | 731

## Aggregated 30MMT Plans
30 MMT
Resource | Technology | Contract Status | 2023 | 2024 | 2025 | 2026 | 2027 | 2028 | 2029 | 2030 | 2031 | 2032 | 2033 | 2034 | 2035 | 2036 | 2037 | 2038 | 2039 | 2040 | 2041 | 2042 | 2043 | 2044 | 2045
GENERIC_BATTERY_STORAGE | Battery Storage | PlannedNew | 0 | 3554 | 5228 | 6793 | 7053 | 7869 | 7919 | 8759 | 9263 | 10017 | 10754 | 12022 | 13514 | 13514 | 13514 | 13514 | 13514 | 13514 | 13514 | 13514 | 13514 | 13514 | 13514
GENERIC_BATTERY_STORAGE_EO | Battery Storage | PlannedNew | 0 | 0 | 0 | 0 | 0 | 8 | 8 | 1008 | 1008 | 1008 | 1008 | 1008 | 1008 | 1008 | 1008 | 1008 | 1008 | 1008 | 1008 | 1008 | 1008 | 1008 | 1008
GENERIC_COMBINED_CYCLE | Battery Storage | PlannedNew | 0 | 8 | 8 | 8 | 8 | 8 | 8 | 8 | 8 | 8 | 8 | 8 | 8 | 8 | 8 | 8 | 8 | 8 | 8 | 8 | 8 | 8 | 8
GENERIC_BIOGAS_LANDFILLGAS | Biomass | PlannedNew | 0 | 0 | 28 | 39 | 39 | 39 | 39 | 39 | 39 | 39 | 39 | 39 | 39 | 39 | 39 | 39 | 39 | 39 | 39 | 39 | 39 | 39 | 39
GENERIC_BIOMASS/WOOD | Biomass | PlannedNew | 0 | 11 | 41 | 53 | 86 | 86 | 86 | 86 | 86 | 86 | 86 | 86 | 86 | 86 | 86 | 86 | 86 | 86 | 86 | 86 | 86 | 86 | 86
INSTATE_BIOMASS | Biomass | PlannedNew | 0 | 0 | 0 | 0 | 0 | 46 | 46 | 46 | 46 | 46 | 46 | 46 | 46 | 46 | 46 | 46 | 46 | 46 | 46 | 46 | 46 | 46 | 46
GENERIC_GEOTHERMAL_EO | Geothermal | PlannedNew | 0 | 137 | 189 | 1017 | 1029 | 1123 | 1123 | 1331 | 1331 | 1361 | 1361 | 1361 | 1387 | 1387 | 1387 | 1387 | 1387 | 1387 | 1387 | 1387 | 1387 | 1387 | 1387
GREATER_IMPERIAL_GEOTHERMAL_EO | Geothermal | PlannedNew | 0 | 0 | 0 | 0 | 0 | 0 | 0 | 94.3586 | 94.3586 | 94.3586 | 94.3586 | 94.3586 | 94.3586 | 94.3586 | 94.3586 | 94.3586 | 94.3586 | 94.3586 | 94.3586 | 94.3586 | 94.3586 | 94.3586 | 94.3586
PACIFIC_NORTHWEST_GEOTHERMAL_EO | Geothermal | Review | 0 | 0 | 0 | 10 | 10 | 10 | 10 | 10 | 10 | 10 | 10 | 10 | 10 | 10 | 10 | 10 | 10 | 10 | 10 | 10 | 10 | 10 | 10
SOLANO_GEOTHERMAL_EO | Geothermal | PlannedNew | 0 | 0 | 0 | 0 | 3 | 3 | 3 | 48 | 48 | 68 | 88 | 88 | 88 | 88 | 88 | 88 | 88 | 88 | 88 | 88 | 88 | 88 | 88
SOUTHERN_NEVADA_GEOTHERMAL_EO | Geothermal | PlannedNew | 0 | 0 | 0 | 4 | 4 | 4 | 4 | 40 | 40 | 40 | 40 | 40 | 40 | 40 | 40 | 40 | 40 | 40 | 40 | 40 | 40 | 40 | 40
DISTRIBUTED_SOLAR | Hybrid Battery Storage | PlannedNew | 0 | 0 | 2 | 6 | 8 | 8 | 8 | 10 | 10 | 10 | 10 | 10 | 10 | 10 | 10 | 10 | 10 | 10 | 10 | 10 | 10 | 10 | 10
GENERIC_HYBRID_BATTERYSTORAGE | Hybrid Battery Storage | PlannedNew | 0 | 109 | 373 | 373 | 373 | 373 | 373 | 373 | 373 | 373 | 373 | 373 | 373 | 373 | 373 | 373 | 373 | 373 | 373 | 373 | 373 | 373 | 373
GENERIC_HYBRID_BATTSTORAGE_EO | Hybrid Battery Storage | PlannedNew | 0 | 0 | 0 | 0 | 0 | 0 | 0 | 196 | 196 | 196 | 196 | 196 | 196 | 196 | 196 | 196 | 196 | 196 | 196 | 196 | 196 | 196 | 196
GENERIC_SOLAR_1AXIS | Hybrid Battery Storage | PlannedNew | 0 | 319 | 680 | 1236 | 1336 | 1789 | 1789 | 1809 | 1867 | 1992 | 2660 | 2772 | 2792 | 2792 | 2792 | 2792 | 2792 | 2792 | 2792 | 2792 | 2792 | 2792 | 2792
GENERIC_SOLAR_2AXIS | Hybrid Battery Storage | PlannedNew | 0 | 4 | 4 | 4 | 4 | 4 | 4 | 4 | 4 | 4 | 4 | 4 | 4 | 4 | 4 | 4 | 4 | 4 | 4 | 4 | 4 | 4 | 4
GREATER_KRAMER_SOLAR | Hybrid Battery Storage | PlannedNew | 0 | 0 | 0 | 0 | 0 | 0 | 0 | 100 | 100 | 100 | 100 | 100 | 100 | 100 | 100 | 100 | 100 | 100 | 100 | 100 | 100 | 100 | 100
NORTHERN_CALIFORNIA_EX_SOLAR | Hybrid Battery Storage | Review | 0 | 3 | 3 | 8 | 8 | 8 | 9 | 9 | 14 | 14 | 14 | 14 | 14 | 14 | 14 | 14 | 14 | 14 | 14 | 14 | 14 | 14 | 14
SOUTHERN_CALIFORNIA_DESERT_EX_SOLAR | Hybrid Battery Storage | PlannedNew | 0 | 0 | 0 | 94 | 94 | 94 | 94 | 94 | 94 | 94 | 94 | 94 | 94 | 94 | 94 | 94 | 94 | 94 | 94 | 94 | 94 | 94 | 94
TEHACHAPI_SOLAR | Hybrid Battery Storage | PlannedNew | 0 | 0 | 0 | 0 | 0 | 0 | 0 | 0 | 0 | 0 | 0 | 0 | 50 | 50 | 50 | 50 | 50 | 50 | 50 | 50 | 50 | 50 | 50
WESTLANDS_SOLAR | Hybrid Battery Storage | PlannedNew | 0 | 0 | 0 | 0 | 125 | 125 | 125 | 125 | 125 | 125 | 125 | 125 | 125 | 125 | 125 | 125 | 125 | 125 | 125 | 125 | 125 | 125 | 125
DISTRIBUTED_SOLAR | Hybrid Solar |  | 0 | 0 | 2 | 6 | 8 | 8 | 8 | 10 | 10 | 10 | 10 | 10 | 10 | 10 | 10 | 10 | 10 | 10 | 10 | 10 | 10 | 10 | 10
GENERIC_BATTERY_STORAGE | Hybrid Solar |  | 0 | 50 | 244 | 244 | 244 | 244 | 244 | 244 | 244 | 244 | 244 | 244 | 244 | 244 | 244 | 244 | 244 | 244 | 244 | 244 | 244 | 244 | 244
GENERIC_HYBRID_SOLAR_1AXIS | Hybrid Solar |  | 0 | 511 | 1426 | 2166 | 2331 | 2791 | 2791 | 2819 | 2934 | 3139 | 3849 | 4034 | 4074 | 4074 | 4074 | 4074 | 4074 | 4074 | 4074 | 4074 | 4074 | 4074 | 4074
GENERIC_HYBRID_SOLAR_1AXIS_EO | Hybrid Solar |  | 0 | 0 | 0 | 0 | 0 | 0 | 0 | 392 | 392 | 392 | 392 | 392 | 392 | 392 | 392 | 392 | 392 | 392 | 392 | 392 | 392 | 392 | 392
GENERIC_SOLAR_1AXIS | Hybrid Solar |  | 0 | 13 | 13 | 13 | 13 | 13 | 13 | 13 | 13 | 13 | 13 | 13 | 13 | 13 | 13 | 13 | 13 | 13 | 13 | 13 | 13 | 13 | 13
GREATER_KRAMER_HYBRID_SOLAR_1AXIS | Hybrid Solar |  | 0 | 0 | 0 | 0 | 0 | 0 | 0 | 50 | 50 | 50 | 50 | 50 | 50 | 50 | 50 | 50 | 50 | 50 | 50 | 50 | 50 | 50 | 50
KERN_GREATER_CARRIZO_SOLAR | Hybrid Solar |  | 0 | 0 | 27 | 72 | 72 | 72 | 72 | 72 | 72 | 72 | 72 | 72 | 72 | 72 | 72 | 72 | 72 | 72 | 72 | 72 | 72 | 72 | 72
NORTHERN_CALIFORNIA_EX_HYBRID_SOLAR_1AXIS | Hybrid Solar |  | 0 | 6 | 6 | 11 | 11 | 11 | 14 | 14 | 19 | 19 | 19 | 19 | 19 | 19 | 19 | 19 | 19 | 19 | 19 | 19 | 19 | 19 | 19
SOUTHERN_CALIFORNIA_DESERT_EX_SOLAR | Hybrid Solar |  | 0 | 0 | 0 | 189 | 189 | 189 | 189 | 189 | 189 | 189 | 189 | 189 | 189 | 189 | 189 | 189 | 189 | 189 | 189 | 189 | 189 | 189 | 189
TEHACHAPI_SOLAR | Hybrid Solar |  | 0 | 0 | 0 | 0 | 0 | 0 | 0 | 0 | 0 | 0 | 0 | 0 | 100 | 100 | 100 | 100 | 100 | 100 | 100 | 100 | 100 | 100 | 100
WESTLANDS_SOLAR | Hybrid Solar |  | 0 | 0 | 0 | 0 | 125 | 125 | 125 | 175 | 175 | 175 | 175 | 175 | 175 | 175 | 175 | 175 | 175 | 175 | 175 | 175 | 175 | 175 | 175
GENERIC_INSTATE_SMALL_HYDRO | Pumped Hydro Storage | PlannedNew | 0 | 0 | 0 | 8 | 8 | 8 | 8 | 8 | 8 | 8 | 8 | 8 | 8 | 8 | 8 | 8 | 8 | 8 | 8 | 8 | 8 | 8 | 8
GENERIC_PUMPED_STORAGE_HYDRO | Pumped Hydro Storage | PlannedNew | 0 | 0 | 0 | 457 | 457 | 469 | 469 | 469 | 469 | 469 | 469 | 469 | 469 | 469 | 469 | 469 | 469 | 469 | 469 | 469 | 469 | 469 | 469
BTM_DR | Shed DR | PlannedNew | 0 | 3 | 3 | 3 | 3 | 3 | 3 | 3 | 3 | 3 | 3 | 3 | 3 | 3 | 3 | 3 | 3 | 3 | 3 | 3 | 3 | 3 | 3
GENERIC_DR | Shed DR | PlannedNew | 0 | 24 | 26 | 28 | 97 | 98 | 99 | 100 | 100 | 100 | 100 | 100 | 100 | 100 | 100 | 100 | 100 | 100 | 100 | 100 | 100 | 100 | 100
ARIZONA_SOLAR | Solar |  | 0 | 0 | 0 | 0 | 134 | 134 | 134 | 134 | 134 | 134 | 134 | 134 | 134 | 134 | 134 | 134 | 134 | 134 | 134 | 134 | 134 | 134 | 134
GENERIC_SOLAR_1AXIS | Solar |  | 0 | 523 | 1515 | 1975 | 1975 | 2061 | 2219 | 6154 | 6342 | 6373 | 6436 | 6548 | 9646 | 9646 | 9646 | 9646 | 9646 | 9646 | 9646 | 9646 | 9646 | 9646 | 9646
GENERIC_SOLAR_2AXIS_EO | Solar |  | 0 | 0 | 0 | 0 | 0 | 0 | 0 | 101 | 101 | 101 | 101 | 101 | 101 | 101 | 101 | 101 | 101 | 101 | 101 | 101 | 101 | 101 | 101
GENERIC_SOLAR_FIXED | Solar |  | 0 | 156 | 851 | 851 | 851 | 851 | 851 | 851 | 851 | 851 | 851 | 851 | 851 | 851 | 851 | 851 | 851 | 851 | 851 | 851 | 851 | 851 | 851
GREATER_IMPERIAL_SOLAR | Solar |  | 0 | 0 | 0 | 0 | 0 | 0 | 0 | 39 | 39 | 39 | 39 | 39 | 39 | 39 | 39 | 39 | 39 | 39 | 39 | 39 | 39 | 39 | 39
GREATER_KRAMER_SOLAR_1AXIS | Solar |  | 0 | 0 | 0 | 0 | 468 | 468 | 468 | 468 | 468 | 468 | 468 | 468 | 468 | 468 | 468 | 468 | 468 | 468 | 468 | 468 | 468 | 468 | 468
NORTHERN_CALIFORNIA_EX_SOLAR_1AXIS | Solar |  | 0 | 1 | 1 | 1 | 1 | 1 | 1 | 1 | 1 | 1 | 1 | 1 | 1 | 1 | 1 | 1 | 1 | 1 | 1 | 1 | 1 | 1 | 1
RIVERSIDE_PALM_SPRINGS_SOLAR | Solar |  | 0 | 0 | 0 | 0 | 749 | 749 | 749 | 749 | 749 | 749 | 749 | 749 | 749 | 749 | 749 | 749 | 749 | 749 | 749 | 749 | 749 | 749 | 749
SCADSNV_SOLAR_1AXIS_EO | Solar |  | 0 | 0 | 0 | 0 | 0 | 0 | 0 | 86 | 86 | 86 | 86 | 86 | 86 | 86 | 86 | 86 | 86 | 86 | 86 | 86 | 86 | 86 | 86
SOLANO_SOLAR | Solar |  | 0 | 0 | 6 | 6 | 6 | 6 | 6 | 6 | 6 | 6 | 6 | 6 | 6 | 6 | 6 | 6 | 6 | 6 | 6 | 6 | 6 | 6 | 6
TEHACHAPI_EX_SOLAR | Solar |  | 0 | 0 | 0 | 0 | 626 | 626 | 626 | 626 | 626 | 626 | 626 | 626 | 626 | 626 | 626 | 626 | 626 | 626 | 626 | 626 | 626 | 626 | 626
CAPE_MENDOCINO_OFFSHORE_WIND | Offshore Wind | PlannedNew | 0 | 0 | 0 | 0 | 0 | 0 | 0 | 0 | 0 | 0 | 0 | 0 | 288 | 288 | 288 | 288 | 288 | 288 | 288 | 288 | 288 | 288 | 288
DIABLO_CANYON_OFFSHORE_WIND | Offshore Wind | PlannedNew | 0 | 0 | 0 | 0 | 0 | 0 | 0 | 0 | 0 | 40 | 40 | 40 | 40 | 40 | 40 | 40 | 40 | 40 | 40 | 40 | 40 | 40 | 40
HUMBOLDT_BAY_OFFSHORE_WIND | Offshore Wind | PlannedNew | 0 | 0 | 0 | 0 | 0 | 0 | 0 | 806 | 1117 | 1622 | 1937 | 2210 | 2887 | 2887 | 2887 | 2887 | 2887 | 2887 | 2887 | 2887 | 2887 | 2887 | 2887
MORRO_BAY_OFFSHORE_WIND | Offshore Wind | PlannedNew | 0 | 0 | 0 | 0 | 0 | 0 | 0 | 853 | 853 | 1153 | 1433 | 1433 | 1433 | 1433 | 1433 | 1433 | 1433 | 1433 | 1433 | 1433 | 1433 | 1433 | 1433
ARIZONA_WIND | Wind | PlannedNew | 0 | 0 | 0 | 0 | 0 | 0 | 0 | 250 | 250 | 250 | 250 | 250 | 250 | 250 | 250 | 250 | 250 | 250 | 250 | 250 | 250 | 250 | 250
BAJA_CALIFORNIA_WIND | Wind | PlannedNew | 0 | 0 | 0 | 0 | 126 | 126 | 126 | 126 | 126 | 126 | 126 | 126 | 126 | 126 | 126 | 126 | 126 | 126 | 126 | 126 | 126 | 126 | 126
CARRIZO_WIND | Wind | PlannedNew | 0 | 0 | 0 | 0 | 60 | 60 | 60 | 60 | 60 | 60 | 60 | 60 | 60 | 60 | 60 | 60 | 60 | 60 | 60 | 60 | 60 | 60 | 60
CENTRAL_VALLEY_NORTH_LOS_BANOS_WIND | Wind | PlannedNew | 0 | 0 | 0 | 0 | 36 | 36 | 36 | 36 | 36 | 36 | 36 | 36 | 36 | 36 | 36 | 36 | 36 | 36 | 36 | 36 | 36 | 36 | 36
GENERIC_WIND | Wind | PlannedNew | 0 | 225 | 785 | 995 | 1239 | 1314 | 1364 | 2033 | 2033 | 2033 | 2033 | 2148 | 2682 | 2682 | 2682 | 2682 | 2682 | 2682 | 2682 | 2682 | 2682 | 2682 | 2682
HUMBOLDT_WIND | Wind | PlannedNew | 0 | 0 | 0 | 0 | 7 | 7 | 7 | 112 | 112 | 112 | 112 | 112 | 112 | 112 | 112 | 112 | 112 | 112 | 112 | 112 | 112 | 112 | 112
IDAHO_WIND | Wind | PlannedNew | 0 | 0 | 0 | 100 | 100 | 100 | 100 | 100 | 100 | 100 | 100 | 100 | 100 | 100 | 100 | 100 | 100 | 100 | 100 | 100 | 100 | 100 | 100
IDAHO_WIND_EO | Wind | PlannedNew | 0 | 0 | 0 | 0 | 0 | 0 | 0 | 200 | 200 | 200 | 200 | 200 | 200 | 200 | 200 | 200 | 200 | 200 | 200 | 200 | 200 | 200 | 200
KERN_GREATER_CARRIZO_WIND | Wind | PlannedNew | 0 | 0 | 0 | 0 | 0 | 0 | 13 | 13 | 13 | 13 | 13 | 13 | 13 | 13 | 13 | 13 | 13 | 13 | 13 | 13 | 13 | 13 | 13
NEW_MEXICO_WIND | Wind | PlannedNew | 0 | 0 | 0 | 800 | 875 | 1457 | 1477 | 1832 | 1832 | 1904 | 1904 | 1904 | 1904 | 1904 | 1904 | 1904 | 1904 | 1904 | 1904 | 1904 | 1904 | 1904 | 1904
NEW_MEXICO_WIND_EO | Wind | PlannedNew | 0 | 0 | 0 | 0 | 0 | 0 | 0 | 34.9801 | 34.9801 | 34.9801 | 34.9801 | 34.9801 | 34.9801 | 34.9801 | 34.9801 | 34.9801 | 34.9801 | 34.9801 | 34.9801 | 34.9801 | 34.9801 | 34.9801 | 34.9801
NORTHERN_CALIFORNIA_EX_WIND | Wind | PlannedNew | 0 | 100 | 200 | 220 | 220 | 370 | 553 | 572 | 572 | 572 | 572 | 572 | 572 | 572 | 572 | 572 | 572 | 572 | 572 | 572 | 572 | 572 | 572
NORTHERN_CALIFORNIA_EX_WIND_EO | Wind | PlannedNew | 0 | 0 | 0 | 0 | 0 | 0 | 0 | 299.3576 | 299.3576 | 299.3576 | 299.3576 | 299.3576 | 299.3576 | 299.3576 | 299.3576 | 299.3576 | 299.3576 | 299.3576 | 299.3576 | 299.3576 | 299.3576 | 299.3576 | 299.3576
PACIFIC_NORTHWEST_WIND | Wind | PlannedNew | 0 | 0 | 0 | 280 | 300 | 300 | 300 | 304 | 304 | 304 | 304 | 304 | 304 | 304 | 304 | 304 | 304 | 304 | 304 | 304 | 304 | 304 | 304
SOLANO_WIND | Wind | PlannedNew | 0 | 0 | 0 | 0 | 118 | 118 | 118 | 118 | 118 | 118 | 118 | 118 | 118 | 118 | 118 | 118 | 118 | 118 | 118 | 118 | 118 | 118 | 118
SOUTHERN_CALIFORNIA_DESERT_EX_WIND | Wind | PlannedNew | 0 | 0 | 60 | 60 | 60 | 60 | 60 | 60 | 60 | 60 | 60 | 60 | 60 | 60 | 60 | 60 | 60 | 60 | 60 | 60 | 60 | 60 | 60
SOUTHERN_NEVADA_WIND | Wind | PlannedNew | 0 | 0 | 0 | 0 | 0 | 0 | 58 | 58 | 58 | 58 | 58 | 58 | 58 | 58 | 58 | 58 | 58 | 58 | 58 | 58 | 58 | 58 | 58
SW_EXT_TX_WIND | Wind | PlannedNew | 0 | 0 | 0 | 0 | 56 | 56 | 56 | 56 | 56 | 56 | 56 | 56 | 56 | 56 | 56 | 56 | 56 | 56 | 56 | 56 | 56 | 56 | 56
TEHACHAPI_WIND | Wind | PlannedNew | 0 | 0 | 0 | 0 | 58 | 58 | 58 | 163 | 163 | 163 | 163 | 163 | 163 | 163 | 163 | 163 | 163 | 163 | 163 | 163 | 163 | 163 | 163
WYOMING_WIND | Wind | PlannedNew | 0 | 0 | 0 | 40 | 70 | 70 | 170 | 661 | 661 | 661 | 761 | 761 | 791 | 791 | 791 | 791 | 791 | 791 | 791 | 791 | 791 | 791 | 791

## RESOLVE Adjusted 25MMT Plans
Generic Minimum Build Constraint
Technology | Unit | 2023 | 2024 | 2025 | 2026 | 2027 | 2028 | 2029 | 2030 | 2031 | 2032 | 2033 | 2034 | 2035 | 2036 | 2037 | 2038 | 2039 | 2040 | 2041 | 2042 | 2043 | 2044 | 2045
4-hr Battery Storage | MW | 0 | 3989 | 6284 | 7996 | 8253 | 9028 | 9079 | 11581 | 11924 | 12673 | 14017 | 14958 | 15707 | 15707 | 15707 | 15707 | 15707 | 15707 | 15707 | 15707 | 15707 | 15707 | 15707
8-hr Battery Storage | MW | 0 | 8 | 14 | 526 | 556 | 1058 | 1085 | 1339 | 1389 | 1509 | 1559 | 1971 | 3142 | 3142 | 3142 | 3142 | 3142 | 3142 | 3142 | 3142 | 3142 | 3142 | 3142
A-CAES | MW | 0 | 0 | 0 | 0 | 200 | 200 | 200 | 200 | 200 | 200 | 200 | 200 | 200 | 200 | 200 | 200 | 200 | 200 | 200 | 200 | 200 | 200 | 200
Biomass | MW | 0 | 11 | 69 | 92 | 125 | 171 | 171 | 171 | 171 | 171 | 171 | 171 | 171 | 171 | 171 | 171 | 171 | 171 | 171 | 171 | 171 | 171 | 171
Geothermal | MW | 0 | 0 | 0 | 845 | 860 | 954 | 954 | 1354 | 1354 | 1404 | 1424 | 1424 | 1450 | 1450 | 1450 | 1450 | 1450 | 1450 | 1450 | 1450 | 1450 | 1450 | 1450
Pumped Hydro Storage | MW | 0 | 0 | 0 | 465 | 465 | 477 | 477 | 477 | 477 | 477 | 477 | 477 | 477 | 477 | 477 | 477 | 477 | 477 | 477 | 477 | 477 | 477 | 477
Shed DR | MW | 0 | 27 | 29 | 31 | 100 | 101 | 102 | 103 | 103 | 103 | 103 | 103 | 103 | 103 | 103 | 103 | 103 | 103 | 103 | 103 | 103 | 103 | 103
Solar | MW | 0 | 1266 | 4097 | 5539 | 7982 | 8528 | 8689 | 15211 | 15519 | 15755 | 16528 | 16825 | 19418 | 19418 | 19418 | 19418 | 19418 | 19418 | 19418 | 19418 | 19418 | 19418 | 19457
Offshore Wind | MW | 0 | 0 | 0 | 0 | 0 | 0 | 0 | 1580 | 1891 | 2736 | 3331 | 3855 | 4531 | 4531 | 4531 | 4531 | 4531 | 4531 | 4531 | 4531 | 4531 | 4531 | 4531
Wind | MW | 0 | 325 | 1045 | 2495 | 3777 | 4488 | 4911 | 7212 | 7212 | 7212 | 7312 | 7427 | 7946 | 7946 | 7946 | 7946 | 7946 | 7946 | 7946 | 7946 | 7946 | 7946 | 7946
Resource Specific Minimum Build Constraint (Included within Generic Minimum Build Constraint)
Resource | Unit | 2023 | 2024 | 2025 | 2026 | 2027 | 2028 | 2029 | 2030 | 2031 | 2032 | 2033 | 2034 | 2035 | 2036 | 2037 | 2038 | 2039 | 2040 | 2041 | 2042 | 2043 | 2044 | 2045
Arizona_Solar | MW | 0 | 0 | 0 | 0 | 169 | 169 | 169 | 169 | 169 | 169 | 169 | 169 | 169 | 169 | 169 | 169 | 169 | 169 | 169 | 169 | 169 | 169 | 169
Baja_California_Wind | MW | 0 | 0 | 0 | 0 | 111 | 111 | 111 | 111 | 111 | 111 | 111 | 111 | 111 | 111 | 111 | 111 | 111 | 111 | 111 | 111 | 111 | 111 | 111
Cape_Mendocino_Offshore_Wind | MW | 0 | 0 | 0 | 0 | 0 | 0 | 0 | 0 | 0 | 0 | 0 | 0 | 288 | 288 | 288 | 288 | 288 | 288 | 288 | 288 | 288 | 288 | 288
Central_Nevada_Geothermal | MW | 0 | 0 | 0 | 4 | 4 | 4 | 4 | 40 | 40 | 40 | 40 | 40 | 40 | 40 | 40 | 40 | 40 | 40 | 40 | 40 | 40 | 40 | 40
Central_Valley_North_Los_Banos_Wind | MW | 0 | 0 | 0 | 0 | 32 | 32 | 32 | 32 | 32 | 32 | 32 | 32 | 32 | 32 | 32 | 32 | 32 | 32 | 32 | 32 | 32 | 32 | 32
Distributed_Li_Battery_4hr | MW | 0 | 0 | 2 | 6 | 8 | 8 | 8 | 10 | 10 | 10 | 10 | 10 | 10 | 10 | 10 | 10 | 10 | 10 | 10 | 10 | 10 | 10 | 10
Gretaer_Imperial_Geothermal | MW | 0 | 0 | 0 | 0 | 0 | 0 | 0 | 111 | 111 | 111 | 111 | 111 | 111 | 111 | 111 | 111 | 111 | 111 | 111 | 111 | 111 | 111 | 111
Greater_Imperial_Solar | MW | 0 | 0 | 0 | 0 | 0 | 0 | 0 | 39 | 39 | 39 | 39 | 39 | 39 | 39 | 39 | 39 | 39 | 39 | 39 | 39 | 39 | 39 | 39
Greater_Kramer_Li_Battery_8hr | MW | 0 | 0 | 0 | 0 | 0 | 0 | 0 | 100 | 100 | 100 | 100 | 100 | 100 | 100 | 100 | 100 | 100 | 100 | 100 | 100 | 100 | 100 | 100
Greater_Kramer_Solar | MW | 0 | 0 | 0 | 0 | 769 | 769 | 769 | 819 | 819 | 819 | 819 | 819 | 819 | 819 | 819 | 819 | 819 | 819 | 819 | 819 | 819 | 819 | 819
Humboldt_Bay_Offshore_Wind | MW | 0 | 0 | 0 | 0 | 0 | 0 | 0 | 806 | 1117 | 1622 | 1937 | 2461 | 2849 | 2849 | 2849 | 2849 | 2849 | 2849 | 2849 | 2849 | 2849 | 2849 | 2849
Humboldt_Wind | MW | 0 | 0 | 0 | 0 | 6 | 6 | 6 | 111 | 111 | 111 | 111 | 111 | 111 | 111 | 111 | 111 | 111 | 111 | 111 | 111 | 111 | 111 | 111
Idaho_Wind | MW | 0 | 0 | 0 | 100 | 100 | 100 | 100 | 300 | 300 | 300 | 300 | 300 | 300 | 300 | 300 | 300 | 300 | 300 | 300 | 300 | 300 | 300 | 300
Kern_Greater_Carrizo_Wind | MW | 0 | 0 | 0 | 0 | 53 | 53 | 64 | 64 | 64 | 64 | 64 | 64 | 64 | 64 | 64 | 64 | 64 | 64 | 64 | 64 | 64 | 64 | 64
Morro_Bay_Offshore_Wind | MW | 0 | 0 | 0 | 0 | 0 | 0 | 0 | 774 | 774 | 1074 | 1354 | 1354 | 1354 | 1354 | 1354 | 1354 | 1354 | 1354 | 1354 | 1354 | 1354 | 1354 | 1354
New_Mexico_Wind | MW | 0 | 0 | 0 | 800 | 1431 | 1486 | 1506 | 1968 | 1968 | 1968 | 1968 | 1968 | 1968 | 1968 | 1968 | 1968 | 1968 | 1968 | 1968 | 1968 | 1968 | 1968 | 1968
Northern_California_Geothermal | MW | 0 | 137 | 137 | 137 | 140 | 140 | 140 | 185 | 185 | 205 | 225 | 225 | 225 | 225 | 225 | 225 | 225 | 225 | 225 | 225 | 225 | 225 | 225
Northern_California_Li_Battery_4hr | MW | 0 | 3 | 3 | 8 | 8 | 8 | 9 | 9 | 14 | 14 | 14 | 14 | 14 | 14 | 14 | 14 | 14 | 14 | 14 | 14 | 14 | 14 | 14
Northern_California_Solar | MW | 0 | 7 | 13 | 18 | 18 | 18 | 21 | 21 | 26 | 26 | 26 | 26 | 26 | 26 | 26 | 26 | 26 | 26 | 26 | 26 | 26 | 26 | 26
Northern_California_Wind | MW | 0 | 100 | 200 | 220 | 220 | 370 | 530 | 848 | 848 | 848 | 848 | 848 | 848 | 848 | 848 | 848 | 848 | 848 | 848 | 848 | 848 | 848 | 848
Pacific_Northwest_Geothermal | MW | 0 | 0 | 0 | 13 | 13 | 13 | 13 | 13 | 13 | 13 | 13 | 13 | 13 | 13 | 13 | 13 | 13 | 13 | 13 | 13 | 13 | 13 | 13
Riverside_Solar | MW | 0 | 0 | 0 | 0 | 659 | 659 | 659 | 659 | 659 | 659 | 659 | 659 | 659 | 659 | 659 | 659 | 659 | 659 | 659 | 659 | 659 | 659 | 659
Solano_Wind | MW | 0 | 0 | 0 | 0 | 104 | 104 | 104 | 104 | 104 | 104 | 104 | 104 | 104 | 104 | 104 | 104 | 104 | 104 | 104 | 104 | 104 | 104 | 104
Southern_NV_Eldorado_Li_Battery_4hr | MW | 0 | 0 | 0 | 94 | 94 | 94 | 94 | 94 | 94 | 94 | 94 | 94 | 94 | 94 | 94 | 94 | 94 | 94 | 94 | 94 | 94 | 94 | 94
Southern_NV_Eldorado_Solar | MW | 0 | 0 | 0 | 189 | 189 | 189 | 189 | 275 | 275 | 275 | 275 | 275 | 275 | 275 | 275 | 275 | 275 | 275 | 275 | 275 | 275 | 275 | 275
Southern_NV_Eldorado_Wind | MW | 0 | 0 | 60 | 60 | 60 | 60 | 142 | 142 | 142 | 142 | 142 | 142 | 142 | 142 | 142 | 142 | 142 | 142 | 142 | 142 | 142 | 142 | 142
Southern_PGAE_Li_Battery_4hr | MW | 0 | 0 | 0 | 0 | 125 | 125 | 125 | 125 | 125 | 125 | 125 | 125 | 125 | 125 | 125 | 125 | 125 | 125 | 125 | 125 | 125 | 125 | 125
Southern_PGAE_Solar | MW | 0 | 0 | 27 | 72 | 197 | 197 | 197 | 247 | 247 | 247 | 247 | 247 | 247 | 247 | 247 | 247 | 247 | 247 | 247 | 247 | 247 | 247 | 247
Tehachapi_Li_Battery_4hr | MW | 0 | 0 | 0 | 0 | 0 | 0 | 0 | 0 | 0 | 0 | 0 | 0 | 50 | 50 | 50 | 50 | 50 | 50 | 50 | 50 | 50 | 50 | 50
Tehachapi_Solar | MW | 0 | 0 | 0 | 0 | 554 | 554 | 554 | 554 | 554 | 554 | 554 | 554 | 654 | 654 | 654 | 654 | 654 | 654 | 654 | 654 | 654 | 654 | 654
Tehachapi_Wind | MW | 0 | 0 | 0 | 0 | 51 | 51 | 51 | 156 | 156 | 156 | 156 | 156 | 156 | 156 | 156 | 156 | 156 | 156 | 156 | 156 | 156 | 156 | 156
Wyoming_Wind | MW | 0 | 0 | 0 | 40 | 70 | 501 | 601 | 601 | 601 | 601 | 701 | 701 | 731 | 731 | 731 | 731 | 731 | 731 | 731 | 731 | 731 | 731 | 731

## RESOLVE Adjusted 30MMT Plans
Generic Minimum Build Constraint
Technology | Unit | 2023 | 2024 | 2025 | 2026 | 2027 | 2028 | 2029 | 2030 | 2031 | 2032 | 2033 | 2034 | 2035 | 2036 | 2037 | 2038 | 2039 | 2040 | 2041 | 2042 | 2043 | 2044 | 2045
4-hr Battery Storage | MW | 0 | 3989 | 6284 | 7996 | 8253 | 9028 | 9079 | 10983 | 11500 | 12259 | 13614 | 14944 | 16136 | 16136 | 16136 | 16136 | 16136 | 16136 | 16136 | 16136 | 16136 | 16136 | 16136
8-hr Battery Storage | MW | 0 | 8 | 14 | 526 | 556 | 1058 | 1058 | 1312 | 1362 | 1482 | 1532 | 1582 | 1952 | 1952 | 1952 | 1952 | 1952 | 1952 | 1952 | 1952 | 1952 | 1952 | 1952
CAES | MW | 0 | 0 | 0 | 0 | 200 | 200 | 200 | 200 | 200 | 200 | 200 | 200 | 200 | 200 | 200 | 200 | 200 | 200 | 200 | 200 | 200 | 200 | 200
Biomass | MW | 0 | 11 | 69 | 92 | 125 | 171 | 171 | 171 | 171 | 171 | 171 | 171 | 171 | 171 | 171 | 171 | 171 | 171 | 171 | 171 | 171 | 171 | 171
Geothermal | MW | 0 | 0 | 0 | 842 | 857 | 951 | 951 | 1334 | 1334 | 1384 | 1404 | 1404 | 1430 | 1430 | 1430 | 1430 | 1430 | 1430 | 1430 | 1430 | 1430 | 1430 | 1430
Pumped Hydro Storage | MW | 0 | 0 | 0 | 465 | 465 | 477 | 477 | 477 | 477 | 477 | 477 | 477 | 477 | 477 | 477 | 477 | 477 | 477 | 477 | 477 | 477 | 477 | 477
Shed DR | MW | 0 | 27 | 29 | 31 | 100 | 101 | 102 | 103 | 103 | 103 | 103 | 103 | 103 | 103 | 103 | 103 | 103 | 103 | 103 | 103 | 103 | 103 | 103
Solar | MW | 0 | 1260 | 4091 | 5534 | 7803 | 8349 | 8510 | 13193 | 13501 | 13737 | 14510 | 14807 | 18045 | 18045 | 18045 | 18045 | 18045 | 18045 | 18045 | 18045 | 18045 | 18045 | 18045
Offshore Wind | MW | 0 | 0 | 0 | 0 | 0 | 0 | 0 | 1659 | 1970 | 2815 | 3410 | 3683 | 4648 | 4648 | 4648 | 4648 | 4648 | 4648 | 4648 | 4648 | 4648 | 4648 | 4648
Wind | MW | 0 | 325 | 1045 | 2495 | 3325 | 4132 | 4556 | 7088 | 7088 | 7160 | 7260 | 7375 | 7939 | 7939 | 7939 | 7939 | 7939 | 7939 | 7939 | 7939 | 7939 | 7939 | 7939
Resource Specific Minimum Build Constraint (Included within Generic Minimum Build Constraint)
Resource | Unit | 2023 | 2024 | 2025 | 2026 | 2027 | 2028 | 2029 | 2030 | 2031 | 2032 | 2033 | 2034 | 2035 | 2036 | 2037 | 2038 | 2039 | 2040 | 2041 | 2042 | 2043 | 2044 | 2045
Arizona_Solar | MW | 0 | 0 | 0 | 0 | 134 | 134 | 134 | 134 | 134 | 134 | 134 | 134 | 134 | 134 | 134 | 134 | 134 | 134 | 134 | 134 | 134 | 134 | 134
Baja_California_Wind | MW | 0 | 0 | 0 | 0 | 126 | 126 | 126 | 126 | 126 | 126 | 126 | 126 | 126 | 126 | 126 | 126 | 126 | 126 | 126 | 126 | 126 | 126 | 126
Cape_Mendocino_Offshore_Wind | MW | 0 | 0 | 0 | 0 | 0 | 0 | 0 | 0 | 0 | 0 | 0 | 0 | 288 | 288 | 288 | 288 | 288 | 288 | 288 | 288 | 288 | 288 | 288
Central_Nevada_Geothermal | MW | 0 | 0 | 0 | 4 | 4 | 4 | 4 | 40 | 40 | 40 | 40 | 40 | 40 | 40 | 40 | 40 | 40 | 40 | 40 | 40 | 40 | 40 | 40
Central_Valley_North_Los_Banos_Wind | MW | 0 | 0 | 0 | 0 | 36 | 36 | 36 | 36 | 36 | 36 | 36 | 36 | 36 | 36 | 36 | 36 | 36 | 36 | 36 | 36 | 36 | 36 | 36
Distributed_Li_Battery_4hr | MW | 0 | 0 | 2 | 6 | 8 | 8 | 8 | 10 | 10 | 10 | 10 | 10 | 10 | 10 | 10 | 10 | 10 | 10 | 10 | 10 | 10 | 10 | 10
Greater_Imperial_Geothermal | MW | 0 | 0 | 0 | 0 | 0 | 0 | 0 | 94 | 94 | 94 | 94 | 94 | 94 | 94 | 94 | 94 | 94 | 94 | 94 | 94 | 94 | 94 | 94
Greater_Imperial_Solar | MW | 0 | 0 | 0 | 0 | 0 | 0 | 0 | 39 | 39 | 39 | 39 | 39 | 39 | 39 | 39 | 39 | 39 | 39 | 39 | 39 | 39 | 39 | 39
Greater_Kramer_Li_Battery_8hr | MW | 0 | 0 | 0 | 0 | 0 | 0 | 0 | 100 | 100 | 100 | 100 | 100 | 100 | 100 | 100 | 100 | 100 | 100 | 100 | 100 | 100 | 100 | 100
Greater_Kramer_Solar | MW | 0 | 0 | 0 | 0 | 468 | 468 | 468 | 518 | 518 | 518 | 518 | 518 | 518 | 518 | 518 | 518 | 518 | 518 | 518 | 518 | 518 | 518 | 518
Humboldt_Bay_Offshore_Wind | MW | 0 | 0 | 0 | 0 | 0 | 0 | 0 | 806 | 1117 | 1622 | 1937 | 2210 | 2887 | 2887 | 2887 | 2887 | 2887 | 2887 | 2887 | 2887 | 2887 | 2887 | 2887
Humboldt_Wind | MW | 0 | 0 | 0 | 0 | 7 | 7 | 7 | 112 | 112 | 112 | 112 | 112 | 112 | 112 | 112 | 112 | 112 | 112 | 112 | 112 | 112 | 112 | 112
Idaho_Wind | MW | 0 | 0 | 0 | 100 | 100 | 100 | 100 | 300 | 300 | 300 | 300 | 300 | 300 | 300 | 300 | 300 | 300 | 300 | 300 | 300 | 300 | 300 | 300
Kern_Greater_Carrizo_Wind | MW | 0 | 0 | 0 | 0 | 60 | 60 | 73 | 73 | 73 | 73 | 73 | 73 | 73 | 73 | 73 | 73 | 73 | 73 | 73 | 73 | 73 | 73 | 73
Morro_Bay_Offshore_Wind | MW | 0 | 0 | 0 | 0 | 0 | 0 | 0 | 853 | 853 | 1153 | 1433 | 1433 | 1433 | 1433 | 1433 | 1433 | 1433 | 1433 | 1433 | 1433 | 1433 | 1433 | 1433
New_Mexico_Wind | MW | 0 | 0 | 0 | 800 | 931 | 1513 | 1533 | 1923 | 1923 | 1995 | 1995 | 1995 | 1995 | 1995 | 1995 | 1995 | 1995 | 1995 | 1995 | 1995 | 1995 | 1995 | 1995
Northern_California_Geothermal | MW | 0 | 0 | 137 | 137 | 140 | 140 | 140 | 185 | 185 | 205 | 225 | 225 | 225 | 225 | 225 | 225 | 225 | 225 | 225 | 225 | 225 | 225 | 225
Northern_California_Li_Battery_4hr | MW | 0 | 3 | 3 | 8 | 8 | 8 | 9 | 9 | 14 | 14 | 14 | 14 | 14 | 14 | 14 | 14 | 14 | 14 | 14 | 14 | 14 | 14 | 14
Northern_California_Solar | MW | 0 | 7 | 13 | 18 | 18 | 18 | 21 | 21 | 26 | 26 | 26 | 26 | 26 | 26 | 26 | 26 | 26 | 26 | 26 | 26 | 26 | 26 | 26
Northern_California_Wind | MW | 0 | 100 | 200 | 220 | 220 | 370 | 553 | 871 | 871 | 871 | 871 | 871 | 871 | 871 | 871 | 871 | 871 | 871 | 871 | 871 | 871 | 871 | 871
Pacific_Northwest_Geothermal | MW | 0 | 0 | 0 | 10 | 10 | 10 | 10 | 10 | 10 | 10 | 10 | 10 | 10 | 10 | 10 | 10 | 10 | 10 | 10 | 10 | 10 | 10 | 10
Riverside_Solar | MW | 0 | 0 | 0 | 0 | 749 | 749 | 749 | 749 | 749 | 749 | 749 | 749 | 749 | 749 | 749 | 749 | 749 | 749 | 749 | 749 | 749 | 749 | 749
Solano_Wind | MW | 0 | 0 | 0 | 0 | 118 | 118 | 118 | 118 | 118 | 118 | 118 | 118 | 118 | 118 | 118 | 118 | 118 | 118 | 118 | 118 | 118 | 118 | 118
Southern_NV_Eldorado_Li_Battery_4hr | MW | 0 | 0 | 0 | 94 | 94 | 94 | 94 | 94 | 94 | 94 | 94 | 94 | 94 | 94 | 94 | 94 | 94 | 94 | 94 | 94 | 94 | 94 | 94
Southern_NV_Eldorado_Solar | MW | 0 | 0 | 0 | 189 | 189 | 189 | 189 | 275 | 275 | 275 | 275 | 275 | 275 | 275 | 275 | 275 | 275 | 275 | 275 | 275 | 275 | 275 | 275
Southern_NV_Eldorado_Wind | MW | 0 | 0 | 60 | 60 | 60 | 60 | 118 | 118 | 118 | 118 | 118 | 118 | 118 | 118 | 118 | 118 | 118 | 118 | 118 | 118 | 118 | 118 | 118
Southern_PGAE_Li_Battery_4hr | MW | 0 | 0 | 0 | 0 | 125 | 125 | 125 | 125 | 125 | 125 | 125 | 125 | 125 | 125 | 125 | 125 | 125 | 125 | 125 | 125 | 125 | 125 | 125
Southern_PGAE_Solar | MW | 0 | 0 | 27 | 72 | 197 | 197 | 197 | 247 | 247 | 247 | 247 | 247 | 247 | 247 | 247 | 247 | 247 | 247 | 247 | 247 | 247 | 247 | 247
Tehachapi_Li_Battery_4hr | MW | 0 | 0 | 0 | 0 | 0 | 0 | 0 | 0 | 0 | 0 | 0 | 0 | 50 | 50 | 50 | 50 | 50 | 50 | 50 | 50 | 50 | 50 | 50
Tehachapi_Solar | MW | 0 | 0 | 0 | 0 | 626 | 626 | 626 | 626 | 626 | 626 | 626 | 626 | 726 | 726 | 726 | 726 | 726 | 726 | 726 | 726 | 726 | 726 | 726
Tehachapi_Wind | MW | 0 | 0 | 0 | 0 | 58 | 58 | 58 | 163 | 163 | 163 | 163 | 163 | 163 | 163 | 163 | 163 | 163 | 163 | 163 | 163 | 163 | 163 | 163
Wyoming_Wind | MW | 0 | 0 | 0 | 40 | 70 | 70 | 170 | 661 | 661 | 661 | 761 | 761 | 791 | 791 | 791 | 791 | 791 | 791 | 791 | 791 | 791 | 791 | 791

## Online + In-dev Resources
SERVM Region | Generator Name | Generator Status | SERVM Technology | CapMax | Remote Generator
MW
AZPS | AESAguaFriaBESS | In-Development | Battery Storage | 200 | FALSE
AZPS | AESWestwingEnergyStorage | In-Development | Battery Storage | 200 | FALSE
AZPS | AguaFriaHSPVAgg | Online | Solar_Fixed | 2.3 | FALSE
AZPS | AjoSolar | Online | Solar_Fixed | 4.5 | FALSE
AZPS | AllOtherSolar | Online | Solar_Fixed | 1 | FALSE
AZPS | ArizonaSolar1 | In-Development | Solar_Fixed | 1463 | FALSE
AZPS | ArizonaStateUPVAgg | Online | Solar_Fixed | 4.8 | FALSE
AZPS | ArizonaWesternCollegePVAgg | Online | Solar_Fixed | 6.4 | FALSE
AZPS | AZPS Hoover Hydro_New | Online | Hydro | 266 | FALSE
AZPS | AZPSPV2021 | In-Development | Solar_1Axis | 150 | FALSE
AZPS | AZPSPVAggMaricopaCo1 | Online | Solar_Fixed | 2.1 | FALSE
AZPS | AZPSPVAggPinalCo2 | Online | Solar_Fixed | 1.5 | FALSE
AZPS | Babbit_Ranch | In-Development | Wind | 161 | FALSE
AZPS | Badger | Online | Solar_1Axis | 15 | FALSE
AZPS | Bagdad | Online | Solar_1Axis | 15 | FALSE
AZPS | BatteryGeneric1 | In-Development | Battery Storage | 426.2 | FALSE
AZPS | BUCKEYEUNIONHIGHSCHDIST | Online | Solar_Fixed | 1 | FALSE
AZPS | BuckeyeUnionHSDistrict | Online | Solar_Fixed | 3.3 | FALSE
AZPS | CASAGRANDEUNIONHIGHSCHOOL | Online | Solar_Fixed | 1.1 | FALSE
AZPS | Chevlon_Butte_Wind | In-Development | Wind | 238 | FALSE
AZPS | ChinoValley | Online | Solar_1Axis | 19 | FALSE
AZPS | ChinoValleyBESS | In-Development | Battery Storage | 19 | FALSE
AZPS | CityofPhoenixSH1PVAgg | Online | Solar_Fixed | 3 | FALSE
AZPS | CityofPhoenixWSPVAgg | Online | Solar_Fixed | 6.4 | FALSE
AZPS | Clenara_CoBar | In-Development | Solar_1Axis | 400 | FALSE
AZPS | COBarSolarA | In-Development | Solar_Fixed | 80 | FALSE
AZPS | COBarSolarB | In-Development | Solar_Fixed | 80 | FALSE
AZPS | Cotton_Center_BESS | Online | Battery Storage | 17 | FALSE
AZPS | CottonCenter | Online | Solar_1Axis | 17 | FALSE
AZPS | CottonCenterBESS | Online | Battery Storage | 17 | FALSE
AZPS | DearValleyUSDPVAgg | Online | Solar_Fixed | 2.1 | FALSE
AZPS | Desert_Star_BESS | Online | Battery Storage | 10 | FALSE
AZPS | DesertStar | Online | Solar_1Axis | 10 | FALSE
AZPS | DesertStarBESS | Online | Battery Storage | 10 | FALSE
AZPS | Douglas_1 | Online | CT | 16 | FALSE
AZPS | Dry_Lake_Wind_1_1 | Online | Wind | 21 | FALSE
AZPS | Dry_Lake_Wind_1_2 | Online | Wind | 21 | FALSE
AZPS | Dry_Lake_Wind_1_3 | Online | Wind | 21 | FALSE
AZPS | Dry_Lake_Wind_2_1 | Online | Wind | 21 | FALSE
AZPS | Dry_Lake_Wind_2_2 | Online | Wind | 21 | FALSE
AZPS | Dry_Lake_Wind_2_3 | Online | Wind | 21 | FALSE
AZPS | East_Line_Solar | Online | Solar_1Axis | 100 | FALSE
AZPS | ElSolEnergyStorage1 | Online | Battery Storage | 24 | FALSE
AZPS | ElSolEnergyStorage2 | Online | Battery Storage | 26 | FALSE
AZPS | Foothills_1_BESS | Online | Battery Storage | 37 | FALSE
AZPS | Foothills_2_BESS | Online | Battery Storage | 18 | FALSE
AZPS | Foothills_Solar_1 | Online | Solar_1Axis | 18 | FALSE
AZPS | Foothills_Solar_2 | Online | Solar_1Axis | 20 | FALSE
AZPS | Foothills1BESS | Online | Battery Storage | 37 | FALSE
AZPS | Foothills2BESS | Online | Battery Storage | 18 | FALSE
AZPS | Four_Corners_4 | Online | Coal | 818.1 | FALSE
AZPS | Four_Corners_5 | Online | Coal | 818.1 | FALSE
AZPS | FritoLayInc | Online | Solar_Fixed | 2.8 | FALSE
AZPS | Gila_Bend_BESS | Online | Battery Storage | 37 | FALSE
AZPS | GilaBend | Online | Solar_1Axis | 33 | FALSE
AZPS | GilaBendBESS | Online | Battery Storage | 37 | FALSE
AZPS | Gillespie1Solar | Online | Solar_1Axis | 15 | FALSE
AZPS | HarquahalaCC1_Total | Online | CC | 360 | FALSE
AZPS | HarquahalaCC2_Total | Online | CC | 360 | FALSE
AZPS | HarquahalaCC3_Total | Online | CC | 360 | FALSE
AZPS | Hyder1_1 | Online | Solar_1Axis | 11 | FALSE
AZPS | Hyder1_2 | Online | Solar_1Axis | 5 | FALSE
AZPS | Hyder1BESS | Online | Battery Storage | 11 | FALSE
AZPS | Hyder2BESS | Online | Battery Storage | 5 | FALSE
AZPS | HyderII | Online | Solar_1Axis | 14 | FALSE
AZPS | HyderIIBESS | Online | Battery Storage | 14 | FALSE
AZPS | InaLevineJCC | Online | Solar_Fixed | 1.1 | FALSE
AZPS | LukeAirForceBase | Online | Solar_1Axis | 10 | FALSE
AZPS | MacysPVAgg | Online | Solar_Fixed | 5.8 | FALSE
AZPS | Mesquite_CC1 | Online | CC | 609 | FALSE
AZPS | Mesquite_Solar_5 | In-Development | Solar_1Axis | 300 | FALSE
AZPS | MesquiteCC2_Total | Online | CC | 625 | FALSE
AZPS | NEWREDRCK | Online | Solar_Fixed | 42.5 | FALSE
AZPS | NTUASolar | Online | Solar_1Axis | 25 | FALSE
AZPS | Ocotillo_GT1 | Online | CT | 62 | FALSE
AZPS | Ocotillo_GT2 | Online | CT | 62 | FALSE
AZPS | Ocotillo_GT3 | Online | CT | 104.7 | FALSE
AZPS | Ocotillo_GT4 | Online | CT | 104.7 | FALSE
AZPS | Ocotillo_GT5 | Online | CT | 104.7 | FALSE
AZPS | Ocotillo_GT6 | Online | CT | 104.7 | FALSE
AZPS | Ocotillo_GT7 | Online | CT | 104.7 | FALSE
AZPS | Palo_Verde_1 | Online | Nuclear | 1311 | FALSE
AZPS | Palo_Verde_2 | Online | Nuclear | 1314 | FALSE
AZPS | Palo_Verde_3 | Online | Nuclear | 373 | FALSE
AZPS | Paloma | Online | Solar_1Axis | 17 | FALSE
AZPS | PalomaBESS | Online | Battery Storage | 17 | FALSE
AZPS | PARADISEVALLEYUSD | Online | Solar_Fixed | 1 | FALSE
AZPS | PaysonUSD | Online | Solar_Fixed | 1 | FALSE
AZPS | Perrin_Ranch_CedarMt | Online | Wind | 100.8 | FALSE
AZPS | PrescottPVAgg | Online | Solar_Fixed | 13 | FALSE
AZPS | Red_Rock_BESS | In-Development | Battery Storage | 42.5 | FALSE
AZPS | Redhawk_CC1 | Online | CC | 487.1 | FALSE
AZPS | Redhawk_CC2 | Online | CC | 487.1 | FALSE
AZPS | Redhawk_CC3 | In-Development | CC | 486.4 | FALSE
AZPS | Redhawk_CC4 | In-Development | CC | 486.4 | FALSE
AZPS | SaddleMountainTonopah | Online | Solar_1Axis | 15 | FALSE
AZPS | Saguaro_AZ_1 | Online | CT | 62 | FALSE
AZPS | Saguaro_AZ_2 | Online | CT | 79 | FALSE
AZPS | Saguaro_GE1 | Online | CT | 62 | FALSE
AZPS | SCE_S_Nevada_Solar_1 | Online | Solar_1Axis | 100.8 | FALSE
AZPS | SMTInvestors | Online | Solar_Fixed | 2 | FALSE
AZPS | Snowflake_White_Mtn | Online | Biomass/Wood | 16 | FALSE
AZPS | Solana_1 | Online | Solar_Thermal | 140 | FALSE
AZPS | Solana_2 | Online | Solar_Thermal | 140 | FALSE
AZPS | SouthwestJuniorHigh | Online | Solar_Fixed | 0.4 | FALSE
AZPS | Star_Peak_2 | Online | Geothermal | 14 | TRUE
AZPS | Sundance_AZ_01 | Online | CT | 44 | FALSE
AZPS | Sundance_AZ_02 | Online | CT | 44 | FALSE
AZPS | Sundance_AZ_03 | Online | CT | 44 | FALSE
AZPS | Sundance_AZ_04 | Online | CT | 44 | FALSE
AZPS | Sundance_AZ_05 | Online | CT | 44 | FALSE
AZPS | Sundance_AZ_06 | Online | CT | 44 | FALSE
AZPS | Sundance_AZ_07 | Online | CT | 44 | FALSE
AZPS | Sundance_AZ_08 | Online | CT | 44 | FALSE
AZPS | Sundance_AZ_09 | Online | CT | 44 | FALSE
AZPS | Sundance_AZ_10 | Online | CT | 44 | FALSE
AZPS | SunStreams2 | Online | Solar_1Axis | 65 | FALSE
AZPS | Vulcan_Expander | Online | Geothermal | 10.5 | TRUE
AZPS | WalmartCasaGrande | Online | Solar_Fixed | 2 | FALSE
AZPS | WalmartStoresInc | Online | Solar_Fixed | 0.9 | FALSE
AZPS | WasteManagementLandfill1 | Online | Biogas | 1.6 | FALSE
AZPS | WasteManagementLandfill2 | Online | Biogas | 1.6 | FALSE
AZPS | West_Phoenix_1B | Online | CC | 95 | FALSE
AZPS | West_Phoenix_2B | Online | CC | 95 | FALSE
AZPS | West_Phoenix_3B | Online | CC | 95 | FALSE
AZPS | West_Phoenix_GT1 | Online | CT | 50 | FALSE
AZPS | West_Phoenix_GT2 | Online | CT | 50 | FALSE
AZPS | WestPhoenix_CC4 | Online | CC | 118.8 | FALSE
AZPS | WestPhoenix_CC5 | Online | CC | 252.5 | FALSE
AZPS | Yucca_GT1 | Online | CT | 22 | FALSE
AZPS | Yucca_GT2 | Online | CT | 22 | FALSE
AZPS | Yucca_GT3 | Online | CT | 53 | FALSE
AZPS | Yucca_GT4 | Online | CT | 53 | FALSE
AZPS | Yucca_GT5 | Online | CT | 49.3 | FALSE
AZPS | Yucca_GT6 | Online | CT | 49.3 | FALSE
AZPS | Yuma_Cogen_CC | Online | CC | 55.6 | FALSE
AZPS | ARLINT_5_SCEDYN | Online | CC | 565 | FALSE
BPAT | Aberdeen | Online | Biomass/Wood | 18 | FALSE
BPAT | AlkaliSolar | Online | Solar_Fixed | 10 | FALSE
BPAT | ArlingtonCommunitySolar | Online | Solar_Fixed | 0.5 | FALSE
BPAT | ArlingtonWind | Online | Wind | 102.9 | FALSE
BPAT | BadgerMountainSolar | In-Development | Solar_1Axis | 200 | FALSE
BPAT | BakeovenIISolar | In-Development | Solar_1Axis | 140 | FALSE
BPAT | BakeovenSolar | In-Development | Solar_1Axis | 60 | FALSE
BPAT | BatteryStorageSOregon1 | In-Development | Battery Storage | 41.5 | FALSE
BPAT | Big_Horn_Wind_1_2 | Online | Wind | 199.5 | FALSE
BPAT | Big_Horn_Wind_2 | Online | Wind | 50 | FALSE
BPAT | BigHorn2 | Online | Wind | 50 | FALSE
BPAT | BlueBirdSolar | In-Development | Solar_1Axis | 100 | FALSE
BPAT | BoulderPark1 | Online | ICE | 4.1 | FALSE
BPAT | BoulderPark2 | Online | ICE | 4.1 | FALSE
BPAT | BoulderPark3 | Online | ICE | 4.1 | FALSE
BPAT | BoulderPark4 | Online | ICE | 4.1 | FALSE
BPAT | BoulderPark5 | Online | ICE | 4.1 | FALSE
BPAT | BoulderPark6 | Online | ICE | 4.1 | FALSE
BPAT | Burlington | Online | Biomass/Wood | 28 | FALSE
BPAT | CartyGenStaCC2_Total | Online | CC | 505.1 | FALSE
BPAT | ChehalisCC_Total | Online | CC | 514 | FALSE
BPAT | ClarkCommunitySolar | Online | Solar_1Axis | 0.3 | FALSE
BPAT | ClearwaterPaper3 | Online | Biomass/Wood | 28.8 | FALSE
BPAT | ClearwaterPaper4 | Online | Biomass/Wood | 65 | FALSE
BPAT | Coffin_Butte_1 | Online | Biomass/Wood | 1.2 | FALSE
BPAT | Coffin_Butte_2 | Online | Biomass/Wood | 0.8 | FALSE
BPAT | Coffin_Butte_3 | Online | Biomass/Wood | 0.8 | FALSE
BPAT | Coffin_Butte_4 | Online | Biomass/Wood | 1.5 | FALSE
BPAT | Coffin_Butte_5 | Online | Biomass/Wood | 1.5 | FALSE
BPAT | Columbia2 | Online | Nuclear | 1170 | FALSE
BPAT | ColumbiaRidgeLandfillAgg | Online | Biogas | 12.8 | FALSE
BPAT | Condon_Wind | Online | Wind | 24.6 | FALSE
BPAT | Condon_Wind_2 | Online | Wind | 25.2 | FALSE
BPAT | Cosmo_1_2 | Online | Biomass/Wood | 17.2 | FALSE
BPAT | CoyoteSprgCC2_Total | Online | CC | 310 | FALSE
BPAT | CrystalMountain1 | Online | Biomass/Wood | 2.8 | FALSE
BPAT | DecaturSolarPV | Online | Solar_Fixed | 0.3 | FALSE
BPAT | E_Washington_Solarn | In-Development | Solar_Fixed | 200 | FALSE
BPAT | EncogenCC_Total | Online | CC | 176.4 | FALSE
BPAT | EurusCombinHill | Online | Wind | 63 | FALSE
BPAT | EWashingtonSolarnPV1 | In-Development | Solar_Fixed | 25 | FALSE
BPAT | EWashingtonSolarnPV2 | In-Development | Solar_Fixed | 25 | FALSE
BPAT | FarmPowerAgg | Online | Biogas | 2 | FALSE
BPAT | FerndaleCC_Total | Online | CC | 253.5 | FALSE
BPAT | FightingCreekLandfillAgg | Online | Biogas | 3.2 | FALSE
BPAT | FlatheadCountyLandfillAgg | Online | Biogas | 1.6 | FALSE
BPAT | FortRock1 | Online | Solar_Fixed | 10 | FALSE
BPAT | FortRock2 | Online | Solar_Fixed | 9 | FALSE
BPAT | Frederickson1 | Online | CT | 88.9 | FALSE
BPAT | Frederickson2 | Online | CT | 88.9 | FALSE
BPAT | FredericksonCC_Total | Online | CC | 270 | FALSE
BPAT | Fredonia_1 | Online | CT | 129.1 | FALSE
BPAT | Fredonia_2 | Online | CT | 129.1 | FALSE
BPAT | Fredonia_3 | Online | CT | 58.9 | FALSE
BPAT | Fredonia_4 | Online | CT | 58.9 | FALSE
BPAT | Generic_Wind_BPAT | In-Development | Wind | 50 | FALSE
BPAT | GeorgiaPacificToledo | Online | Biomass/Wood | 24 | FALSE
BPAT | Golden_Hills_Wind | Online | Wind | 400 | FALSE
BPAT | Golden_Hills_Wind_2 | Online | Wind | 200 | FALSE
BPAT | GoldendaleCC_Total | Online | CC | 291.8 | FALSE
BPAT | GP_Wauna_Mill__CG | Online | Biomass/Wood | 23.7 | FALSE
BPAT | GrandCouleePG07 | Online | PSH | 83.3 | FALSE
BPAT | GrandCouleePG08 | Online | PSH | 83.3 | FALSE
BPAT | GrandCouleePG09 | Online | PSH | 83.3 | FALSE
BPAT | GrandCouleePG10 | Online | PSH | 83.3 | FALSE
BPAT | GrandCouleePG11 | Online | PSH | 83.3 | FALSE
BPAT | GrandCouleePG12 | Online | PSH | 83.3 | FALSE
BPAT | Grayland_Wind_Coastal | Online | Wind | 6 | FALSE
BPAT | GraysHarborCC_Total | Online | CC | 657 | FALSE
BPAT | HamptonLumberMill | Online | Biomass/Wood | 7.3 | FALSE
BPAT | HarbourPointeBA1 | Online | Battery Storage | 2 | FALSE
BPAT | Harvest_Wind | Online | Wind | 98.9 | FALSE
BPAT | Hay_Canyon_Wind | Online | Wind | 100.8 | FALSE
BPAT | HermistnCC_Total | Online | CC | 648 | FALSE
BPAT | Hopkins_Ridge_Wind_1_2 | Online | Wind | 149.4 | FALSE
BPAT | HornRapidsBatteryBA1 | Online | Battery Storage | 1 | FALSE
BPAT | HornRapidsSolar | Online | Solar_Fixed | 3.2 | FALSE
BPAT | Horseshoe_Bend_Wind | Online | Wind | 145 | FALSE
BPAT | InternationalPaperEnergyCenter | Online | Biomass/Wood | 25 | FALSE
BPAT | InternationalPaperEnergyCenter2 | Online | Biomass/Wood | 40 | FALSE
BPAT | IP_Springfield4 | Online | Biomass/Wood | 40 | FALSE
BPAT | JCBiomethane | Online | Biomass/Wood | 1.6 | FALSE
BPAT | JuniperCanyon1 | Online | Wind | 151.2 | FALSE
BPAT | KettleFalls1 | Online | Biomass/Wood | 50.7 | FALSE
BPAT | KettleFalls2 | Online | CT | 7.2 | FALSE
BPAT | Klondike_Wind_1_2 | Online | Wind | 24 | FALSE
BPAT | Klondike_Wind_III_1 | Online | Wind | 221 | FALSE
BPAT | Klondike_Wind_III_2 | Online | Wind | 76.5 | FALSE
BPAT | Leaning_Juniper_Wind_2A | Online | Wind | 91 | FALSE
BPAT | Leaning_Juniper_Wind_2B | Online | Wind | 110 | FALSE
BPAT | LindenWind | Online | Wind | 50 | FALSE
BPAT | LongviewFibre4 | Online | Biomass/Wood | 10 | FALSE
BPAT | LongviewFibre6 | Online | Biomass/Wood | 20 | FALSE
BPAT | LongviewFibre7 | Online | Biomass/Wood | 25 | FALSE
BPAT | Lower_Snake_River_A | Online | Wind | 151.8 | FALSE
BPAT | Lower_Snake_River_B | Online | Wind | 190.9 | FALSE
BPAT | LSRW_DutchFlats | Online | Wind | 222.5 | FALSE
BPAT | LSRW_KuhlRidge | Online | Wind | 168 | FALSE
BPAT | Lund_Hill_Solar | Online | Solar_1Axis | 193 | FALSE
BPAT | MarchPointCC_Total | Online | CC | 167 | FALSE
BPAT | MetroWastewaterTreatment | Online | Biomass/Wood | 1 | FALSE
BPAT | MillCreekSolar | Online | Solar_Fixed | 2.2 | FALSE
BPAT | MintFarmCC_Total | Online | CC | 312.5 | FALSE
BPAT | Montague_Wind | Online | Wind | 404 | FALSE
BPAT | MontagueSolar | Online | Solar_1Axis | 162 | FALSE
BPAT | MorrowPwrGT | Online | CT | 31 | FALSE
BPAT | MoyerTollesSolarStation | Online | Solar_Fixed | 1 | FALSE
BPAT | NewLIND | Online | Solar_Fixed | 19.2 | FALSE
BPAT | Newman_PV | Online | Solar_Fixed | 0.6 | FALSE
BPAT | Nine_Canyon_Wind | Online | Wind | 48.1 | FALSE
BPAT | NipponBiomass | Online | Biomass/Wood | 20 | FALSE
BPAT | North_Hurlburt_Wind | Online | Wind | 132.5 | FALSE
BPAT | Northeast | Online | CT | 60 | FALSE
BPAT | NW Hydro_New | Online | Hydro | 21737.8 | FALSE
BPAT | ORSolar6LakeviewSolar | Online | Solar_Fixed | 10 | FALSE
BPAT | PaisleyGeothermal1ST3.7 | Online | Geothermal | 3.7 | FALSE
BPAT | Palouse_1 | Online | Wind | 105 | FALSE
BPAT | PaTu_Wind | Online | Wind | 9 | FALSE
BPAT | PebbleSprings | Online | Wind | 98.7 | FALSE
BPAT | Plummer_Cgn | Online | Biomass/Wood | 6.2 | FALSE
BPAT | PortTownsendPaperMill | Online | Biomass/Wood | 7.5 | FALSE
BPAT | QualcoDairyDigester | Online | Biomass/Wood | 0.5 | FALSE
BPAT | Rathdrum_1 | Online | CT | 83.2 | FALSE
BPAT | Rathdrum_2 | Online | CT | 83.2 | FALSE
BPAT | RathdrumCC_Total | Online | CC | 291.6 | FALSE
BPAT | Rattlesnake_Wind | In-Development | Wind | 15 | FALSE
BPAT | RFPResourcenPV | In-Development | Solar_Fixed | 100 | FALSE
BPAT | RileySolarPV | Online | Solar_Fixed | 10 | FALSE
BPAT | River_Road | Online | CC | 248 | FALSE
BPAT | RiverBendLandfillAgg | Online | Biogas | 4.8 | FALSE
BPAT | RockGardenPV | Online | Solar_Fixed | 10 | FALSE
BPAT | RooseveltBioCC_Total | Online | Biomass/Wood | 26 | FALSE
BPAT | RooseveltBioIC | Online | Biomass/Wood | 10.5 | FALSE
BPAT | SagebrushWind | Online | Wind | 100.8 | FALSE
BPAT | SenecaSustainableEnergyProj | Online | Biomass/Wood | 19.8 | FALSE
BPAT | SimpsonTacoma | Online | Biomass/Wood | 64 | FALSE
BPAT | SnohomishCo1 | Online | Battery Storage | 3.4 | FALSE
BPAT | South_Hurlburt_Wind | Online | Wind | 145 | FALSE
BPAT | Spokane1 | Online | Biomass/Wood | 26 | FALSE
BPAT | Stanton_1 | Online | Solar_Fixed | 0.3 | FALSE
BPAT | Star_Point_Wind | Online | Wind | 98.7 | FALSE
BPAT | StarvationRidge | Online | Solar_1Axis | 6 | FALSE
BPAT | StoltzeBiomass | Online | Biomass/Wood | 2.9 | FALSE
BPAT | SumasPowerCC_Total | Online | CC | 139.2 | FALSE
BPAT | SuntexSolarPV | Online | Solar_Fixed | 10 | FALSE
BPAT | ThomasCreekSolar | Online | Solar_Fixed | 2.2 | FALSE
BPAT | TowerRdSolar | In-Development | Solar_1Axis | 120 | FALSE
BPAT | Tuolumne_Wind | Online | Wind | 68.3 | FALSE
BPAT | UofOR_CC_Total | Online | CC | 3.5 | FALSE
BPAT | ValleyCreekSolarPGRC6 | Online | Solar_Fixed | 2.2 | FALSE
BPAT | Vansycle_I | Online | Wind | 25.1 | FALSE
BPAT | Vansycle_OR | Online | Wind | 119.5 | FALSE
BPAT | Vansycle_WA | Online | Wind | 180.2 | FALSE
BPAT | Vantage | Online | Wind | 96 | FALSE
BPAT | West_Butte_Wind | Online | Wind | 104 | FALSE
BPAT | WestHines | Online | Solar_Fixed | 10 | FALSE
BPAT | WestPointTPAgrr | Online | Biogas | 4.6 | FALSE
BPAT | WeyerhaeuserWA1 | Online | Biomass/Wood | 5 | FALSE
BPAT | WeyerhaeuserWA2 | Online | Biomass/Wood | 7.8 | FALSE
BPAT | WeyerhaeuserWA3 | Online | Biomass/Wood | 18 | FALSE
BPAT | WeyerhaeuserWA4 | Online | Biomass/Wood | 31.3 | FALSE
BPAT | Wheat_Field | Online | Wind | 96.6 | FALSE
BPAT | Wheatridge | Online | Wind | 100 | FALSE
BPAT | White_Creek1 | Online | Wind | 102.4 | FALSE
BPAT | White_Creek2 | Online | Wind | 102.4 | FALSE
BPAT | WhiteBluffsSolar | Online | Solar_Fixed | 0 | FALSE
BPAT | Whitehorn_2 | Online | CT | 84.6 | FALSE
BPAT | Whitehorn_3 | Online | CT | 84.6 | FALSE
BPAT | Wild_Horse_W3 | Online | Wind | 44 | FALSE
BPAT | Wild_Horse_Wind_1 | Online | Wind | 113.3 | FALSE
BPAT | Wild_Horse_Wind_2_3 | Online | Wind | 115.3 | FALSE
BPAT | WillowCreekEC | Online | Wind | 72 | FALSE
BPAT | Windy_Flats_Wind | Online | Wind | 202.4 | FALSE
BPAT | WindyFlats2 | Online | Wind | 59.8 | FALSE
BPAT | WindyFlats3 | Online | Wind | 98.9 | FALSE
BPAT | Wrangler | Online | Solar_1Axis | 0.5 | FALSE
BPAT | WSMR_I_WSMR1 | Online | Solar_Fixed | 4.2 | FALSE
BPAT | WSMR_I_WSMR2 | Online | Solar_Fixed | 0.4 | FALSE
BPAT | WSUBiotech | Online | Biomass/Wood | 1 | FALSE
BPAT | WSUGrimesWayAgg | Online | Biogas | 3.9 | FALSE
BPAT | WyEastSolar | Online | Solar_1Axis | 10 | FALSE
BPAT | Centralia2 | Online | Coal | 670 | FALSE
IID | CETurbo | Online | Geothermal | 11.5 | FALSE
IID | CitizenSolar | Online | Solar_1Axis | 30 | FALSE
IID | Coachella_1 | Online | CT | 20 | FALSE
IID | Coachella_2 | Online | CT | 20 | FALSE
IID | Coachella_3 | Online | CT | 20 | FALSE
IID | Coachella_4 | Online | CT | 20 | FALSE
IID | Coachella_Battery | Online | Battery Storage | 31 | FALSE
IID | COLGNS_2_CNSSR1 | Online | Solar_Fixed | 74.8 | FALSE
IID | CommunitySolar | Online | Solar_Fixed | 14.4 | FALSE
IID | Desert_View | Online | Biomass/Wood | 50 | FALSE
IID | El_Centro_CC2 | Online | CC | 108.8 | FALSE
IID | El_Centro_CC3 | Online | CC | 146.5 | FALSE
IID | El_Centro_CC4 | Online | CC | 187 | FALSE
IID | Geo_East_Mesa_2_1 | Online | Geothermal | 22 | FALSE
IID | Geo_East_Mesa_3_1 | Online | Geothermal | 22 | FALSE
IID | Geo_East_Mesa_3_2 | Online | Geothermal | 10 | FALSE
IID | GeoGenCo | In-Development | Biogas | 15 | FALSE
IID | Heber_Geo_1 | Online | Geothermal | 17 | FALSE
IID | Heber_Geo_2 | Online | Geothermal | 17 | FALSE
IID | Heber_Geo_Complex | Online | Geothermal | 52 | FALSE
IID | Heber_Solar_PV | Online | Solar_Fixed | 10 | FALSE
IID | Hudson_Ranch_I | Online | Geothermal | 64.8 | FALSE
IID | IIDPVTAggImperialCo1 | Online | Solar_1Axis | 8 | FALSE
IID | Imperial_ValleyIVSC2 | Online | Solar_Fixed | 20 | FALSE
IID | Mesquite_Recovery | Online | Biomass/Wood | 27 | FALSE
IID | MIDWYS_2_MIDSL1 | Online | Solar_Fixed | 49.9 | FALSE
IID | NEWMDWY | Online | Solar_Fixed | 30 | FALSE
IID | Niland_1 | Online | CT | 50 | FALSE
IID | Niland_2 | Online | CT | 50 | FALSE
IID | Niland_GTA | In-Development | CT | 45 | FALSE
IID | Niland_GTB | In-Development | CT | 45 | FALSE
IID | North_Brawley_01 | Online | Geothermal | 16 | FALSE
IID | North_Brawley_02 | Online | Geothermal | 16 | FALSE
IID | North_Brawley_03 | Online | Geothermal | 16 | FALSE
IID | North_Brawley_04 | Online | Geothermal | 16 | FALSE
IID | North_Brawley_05 | Online | Geothermal | 16 | FALSE
IID | North_Brawley_06 | Online | Geothermal | 16 | FALSE
IID | Ormesa_1_E | Online | Geothermal | 12.9 | FALSE
IID | Ormesa_1_H | Online | Geothermal | 12.9 | FALSE
IID | Ormesa_I | Online | Geothermal | 33.5 | FALSE
IID | Ormesa_II_OEC22 | Online | Geothermal | 15 | FALSE
IID | Rockwood_1 | Online | CT | 25 | FALSE
IID | Rockwood_2 | Online | CT | 25 | FALSE
IID | Salton_Sea_5 | Online | Geothermal | 50 | FALSE
IID | Salton_SeaIV | In-Development | Geothermal | 44 | FALSE
IID | SaltonSea1 | Online | Geothermal | 9.6 | FALSE
IID | SaltonSea3 | Online | Geothermal | 51.9 | FALSE
IID | SDSU_GEN | Online | Solar_Fixed | 7 | FALSE
IID | Second_Imperial01_12 | Online | Geothermal | 33 | FALSE
IID | Second_Imperial13 | Online | Geothermal | 16 | FALSE
IID | Second_Imperial14 | Online | Geothermal | 16 | FALSE
IID | Seville_2 | Online | Solar_1Axis | 32.5 | FALSE
IID | SOL_GEN | Online | Solar_Fixed | 20 | FALSE
IID | SunPeak_IID | Online | Solar_Fixed | 23 | FALSE
IID | TITANS_2_TTSSR1 | Online | Solar_1Axis | 70 | FALSE
IID | V2_GEN | Online | Solar_Fixed | 3.1 | FALSE
IID | V3_GEN | Online | Solar_Fixed | 3.1 | FALSE
IID | VEGA_BESS | In-Development | Battery Storage | 100 | FALSE
IID | VIKINGPCCSOLAR | In-Development | Hybrid_Solar_1Axis | 150 | FALSE
IID | VIKINGPCCSTORAGE | In-Development | Hybrid_BattStorage | 100 | FALSE
IID | Yucca_GT21 | Online | CT | 22 | FALSE
IID | Yucca_ST1 | Online | Steam | 86.7 | FALSE
LADWP | Adelanto_Solar | Online | Solar_Fixed | 10 | FALSE
LADWP | AlamoSolar | Online | Solar_Fixed | 20 | FALSE
LADWP | Apex_CC | Online | CC | 538.7 | FALSE
LADWP | Beacon_Solar_Project | Online | Solar_1Axis | 250 | FALSE
LADWP | BeaconBatteryEnergyStorage | Online | Battery Storage | 20 | FALSE
LADWP | Castaic_1 | Online | PSH | 240 | FALSE
LADWP | Castaic_2 | Online | PSH | 250 | FALSE
LADWP | Castaic_3 | Online | PSH | 240 | FALSE
LADWP | Castaic_4 | Online | PSH | 240 | FALSE
LADWP | Castaic_5 | Online | PSH | 240 | FALSE
LADWP | Castaic_6 | Online | PSH | 250 | FALSE
LADWP | Copper_Mountain_3_01 | Online | Solar_Fixed | 26 | FALSE
LADWP | Copper_Mountain_3_02 | Online | Solar_Fixed | 27 | FALSE
LADWP | Copper_Mountain_3_03 | Online | Solar_Fixed | 26 | FALSE
LADWP | Copper_Mountain_3_04 | Online | Solar_Fixed | 28 | FALSE
LADWP | Copper_Mountain_3_05 | Online | Solar_Fixed | 25 | FALSE
LADWP | Copper_Mountain_3_06 | Online | Solar_Fixed | 26 | FALSE
LADWP | Copper_Mountain_3_07 | Online | Solar_Fixed | 27 | FALSE
LADWP | Copper_Mountain_3_08 | Online | Solar_Fixed | 26 | FALSE
LADWP | Copper_Mountain_3_09 | Online | Solar_Fixed | 24 | FALSE
LADWP | Copper_Mountain_3_10 | Online | Solar_Fixed | 20 | FALSE
LADWP | DWPBuiltSolar1 | Online | Solar_Fixed | 6.8 | FALSE
LADWP | DWPSolarRooftop | Online | Solar_Fixed | 3 | FALSE
LADWP | Eland1BatteryEnergyStorage | In-Development | Battery Storage | 300 | FALSE
LADWP | Eland2BatteryEnergyStorage | In-Development | Battery Storage | 300 | FALSE
LADWP | ElandSolarPV1 | In-Development | Solar_Fixed | 375 | FALSE
LADWP | Grayson_CC | Online | CC | 102 | FALSE
LADWP | Harbor_CC | Online | CC | 231 | FALSE
LADWP | Harbor_Unit_10 | Online | CT | 49 | FALSE
LADWP | Harbor_Unit_11 | Online | CT | 49 | FALSE
LADWP | Harbor_Unit_12 | Online | CT | 49 | FALSE
LADWP | Harbor_Unit_13 | Online | CT | 49 | FALSE
LADWP | Harbor_Unit_14 | Online | CT | 49 | FALSE
LADWP | Haynes_11 | Online | CT | 96 | FALSE
LADWP | Haynes_12 | Online | CT | 96 | FALSE
LADWP | Haynes_13 | Online | CT | 96 | FALSE
LADWP | Haynes_14 | Online | CT | 96 | FALSE
LADWP | Haynes_15 | Online | CT | 96 | FALSE
LADWP | Haynes_16 | Online | CT | 96 | FALSE
LADWP | Haynes_CC | Online | CC | 590 | FALSE
LADWP | Haynes12CC | In-Development | CC | 444 | FALSE
LADWP | Intermountain_CC1 | In-Development | CC | 398 | FALSE
LADWP | Intermountain_CC2 | In-Development | CC | 398 | FALSE
LADWP | K_Road_Moapa | Online | Solar_Fixed | 250 | FALSE
LADWP | LADWP Hoover Hydro_New | Online | Hydro | 216.2 | FALSE
LADWP | LADWP Hydro_New | Online | Hydro | 789.3 | FALSE
LADWP | Lake | Online | CT | 51 | FALSE
LADWP | LoneValleySolarPark | Online | Solar_Fixed | 20 | FALSE
LADWP | LongboatSolar | Online | Solar_Fixed | 20 | FALSE
LADWP | Magnolia_CC | Online | CC | 301 | FALSE
LADWP | MammothG11BT10 | Online | Geothermal | 10 | FALSE
LADWP | MammothG31BT14 | Online | Geothermal | 14 | FALSE
LADWP | Milford_Wind_1_1 | Online | Wind | 145 | FALSE
LADWP | Milford_Wind_1_2 | Online | Wind | 58.5 | FALSE
LADWP | Milford_Wind_2 | Online | Wind | 100 | FALSE
LADWP | NewSOPPA | Online | Solar_1Axis | 60 | FALSE
LADWP | NVGeothermalPortfolio1 | Online | Geothermal | 126.7 | FALSE
LADWP | Olive_O1 | Online | Steam | 44 | FALSE
LADWP | Olive_O2 | Online | Steam | 55 | FALSE
LADWP | Palo_Verde_3_LADWP_slice | Online | Nuclear | 407 | FALSE
LADWP | PicoRivera1 | Online | Solar_Fixed | 0.9 | FALSE
LADWP | Pine_Tree_Solar | Online | Solar_Fixed | 8.5 | FALSE
LADWP | Pine_Tree_Wind | Online | Wind | 120 | FALSE
LADWP | Scattergood_6 | Online | CT | 89 | FALSE
LADWP | Scattergood_7 | Online | CT | 89 | FALSE
LADWP | Scattergood_CC3 | Online | CC | 311 | FALSE
LADWP | Scattergood_CC4 | In-Development | CC | 311 | FALSE
LADWP | SolarCNMSB1 | Online | Solar_Fixed | 395 | FALSE
LADWP | SolarFeedInTariff | Online | Solar_Fixed | 90.2 | FALSE
LADWP | SolarFIT2020 | Online | Solar_Fixed | 13 | FALSE
LADWP | SolarFITAgg1 | Online | Solar_Fixed | 37.8 | FALSE
LADWP | SolarFITAgg2 | Online | Solar_Fixed | 27.3 | FALSE
LADWP | SolarFITAgg3 | Online | Solar_Fixed | 26.6 | FALSE
LADWP | SolarOwens2017 | Online | Solar_Fixed | 50 | FALSE
LADWP | SolarOwens2018 | Online | Solar_Fixed | 50 | FALSE
LADWP | SolarOwens2020 | Online | Solar_Fixed | 50 | FALSE
LADWP | SolarSB1Agg1 | In-Development | Solar_Fixed | 27 | FALSE
LADWP | SolarSB1Agg2 | In-Development | Solar_Fixed | 30 | FALSE
LADWP | SolarSB1Agg3 | Online | Solar_Fixed | 23 | FALSE
LADWP | Springbok_1 | Online | Solar_1Axis | 108 | FALSE
LADWP | Springbok_2 | Online | Solar_1Axis | 165 | FALSE
LADWP | Springbok_3 | Online | Solar_1Axis | 90 | FALSE
LADWP | TexEquilonLARefineryG1 | Online | Cogen | 30 | FALSE
LADWP | TexEquilonLARefineryG2 | Online | Cogen | 30 | FALSE
LADWP | TexEquilonLARefineryG3 | Online | Cogen | 23 | FALSE
LADWP | Tosco2 | Online | Cogen | 58.5 | FALSE
LADWP | ToyanLFGICAgg | Online | Biogas | 3.6 | FALSE
LADWP | UCLA_Chiller_CG1 | Online | Cogen | 14 | FALSE
LADWP | UCLA_Chiller_CG2 | Online | Cogen | 14 | FALSE
LADWP | UCLA_Chiller_CG3 | Online | Cogen | 14 | FALSE
LADWP | Valley_CC | Online | CC | 529 | FALSE
LADWP | Valley_Unit_5 | Online | CT | 47 | FALSE
LADWP | Intermountain_1 | Online | Coal | 610 | FALSE
LADWP | Intermountain_2 | Online | Coal | 610 | FALSE
LADWP | Scattergood_1 | Online | Steam | 174 | FALSE
LADWP | Scattergood_2 | Online | Steam | 177 | FALSE
LADWP | Grayson_4 | Online | Steam | 40 | FALSE
LADWP | Grayson_5 | Online | Steam | 40 | FALSE
LADWP | Grayson_9 | In-Development | CT | 57 | FALSE
LADWP | Grayson9BatteryEnergyStorage | In-Development | Battery Storage | 75 | FALSE
NEVP | AiyaSolar | In-Development | Solar_1Axis | 100 | FALSE
NEVP | AlphaSolar | In-Development | Solar_1Axis | 80 | FALSE
NEVP | Apex_Solar_Power | Online | Solar_Fixed | 20 | FALSE
NEVP | ApexLREGF | Online | Biogas | 12 | FALSE
NEVP | ApexSolar | In-Development | Solar_1Axis | 690 | FALSE
NEVP | Apple_Solar | Online | Solar_Fixed | 19.9 | FALSE
NEVP | ArrowCanyonBattery | In-Development | Battery Storage | 75 | FALSE
NEVP | BannockPV | In-Development | Solar_1Axis | 35 | FALSE
NEVP | Battle_Mountain_Solar | Online | Solar_1Axis | 101 | FALSE
NEVP | BattleMountainSolarBattery | Online | Battery Storage | 25 | FALSE
NEVP | BEOWAWE | Online | Geothermal | 1.7 | FALSE
NEVP | Beowawe_Power_1_2 | Online | Geothermal | 18.9 | FALSE
NEVP | BOULDER2PV_G | Online | Solar_Fixed | 50 | FALSE
NEVP | BoulderSolarIII | In-Development | Solar_1Axis | 127.9 | FALSE
NEVP | Brady_Hot_Springs_1 | Online | Geothermal | 8 | FALSE
NEVP | Brunswick | Online | Battery Storage | 125 | FALSE
NEVP | BrunswickAgg1 | Online | Biogas | 6 | FALSE
NEVP | C_Lenzie_CC1 | Online | CC | 585 | FALSE
NEVP | C_Lenzie_CC2 | Online | CC | 585 | FALSE
NEVP | Carson_Lakes | In-Development | Geothermal | 20 | FALSE
NEVP | Chuckwalla | In-Development | Solar_Fixed | 200 | FALSE
NEVP | ChuckwallaSolarBESS | In-Development | Battery Storage | 180 | FALSE
NEVP | Clark_11 | Online | CT | 57 | FALSE
NEVP | Clark_12 | Online | CT | 57 | FALSE
NEVP | Clark_13 | Online | CT | 57 | FALSE
NEVP | Clark_14 | Online | CT | 57 | FALSE
NEVP | Clark_15 | Online | CT | 57 | FALSE
NEVP | Clark_16 | Online | CT | 57 | FALSE
NEVP | Clark_17 | Online | CT | 57 | FALSE
NEVP | Clark_18 | Online | CT | 57 | FALSE
NEVP | Clark_19 | Online | CT | 57 | FALSE
NEVP | Clark_20 | Online | CT | 57 | FALSE
NEVP | Clark_21 | Online | CT | 57 | FALSE
NEVP | Clark_22 | Online | CT | 57 | FALSE
NEVP | Clark_CC1 | Online | CC | 250 | FALSE
NEVP | Clark_CC2 | Online | CC | 250 | FALSE
NEVP | Clark_Mountain_3 | Online | CT | 70 | FALSE
NEVP | Clark_Mountain_4 | Online | CT | 70 | FALSE
NEVP | CopperMountainV1 | Online | Solar_1Axis | 150 | FALSE
NEVP | CopperMountainV2 | Online | Solar_1Axis | 100 | FALSE
NEVP | Crescent_Dunes | Online | Solar_Thermal | 120 | FALSE
NEVP | Desert_Peak_2 | Online | Geothermal | 13.5 | FALSE
NEVP | DesertObsidian | In-Development | Solar_1Axis | 50 | FALSE
NEVP | DESRT_P2 | Online | Geothermal | 11 | FALSE
NEVP | DIXIE_M_P1 | Online | Geothermal | 22.5 | FALSE
NEVP | DIXIE_M_P12 | Online | Geothermal | 22.5 | FALSE
NEVP | Dixie_Valley_Geo_1 | Online | Geothermal | 13.3 | FALSE
NEVP | Dixie_Valley_Geo_2 | Online | Geothermal | 10.1 | FALSE
NEVP | DixieMeadows_Bannock | Online | Geothermal | 57.5 | FALSE
NEVP | Dodge_Flat_Solar | Online | Solar_1Axis | 100 | FALSE
NEVP | DodgeFlat2 | In-Development | Solar_1Axis | 200 | FALSE
NEVP | DodgeFlat5 | In-Development | Solar_1Axis | 200 | FALSE
NEVP | DodgeFlatBattery1 | Online | Battery Storage | 100.3 | FALSE
NEVP | DodgeFlatII | In-Development | Battery Storage | 25 | FALSE
NEVP | DryLakeSolar | In-Development | Solar_1Axis | 150 | FALSE
NEVP | DryLakeSolar1 | In-Development | Battery Storage | 100 | FALSE
NEVP | Eagle_Shadow_Mountain | Online | Solar_1Axis | 26 | FALSE
NEVP | EagleShadow3 | Online | Solar_1Axis | 100 | FALSE
NEVP | EagleShadowMountain1 | In-Development | Solar_1Axis | 150 | FALSE
NEVP | EagleShadowMountain2 | In-Development | Solar_1Axis | 150 | FALSE
NEVP | Fish_Springs_Solar | Online | Solar_1Axis | 26 | FALSE
NEVP | FISHLAKEGEOTHERMAL | In-Development | Geothermal | 13 | FALSE
NEVP | FishSpringsRanch1 | Online | Solar_1Axis | 100 | FALSE
NEVP | FishSpringsRanchBESS | Online | Battery Storage | 25 | FALSE
NEVP | Fort_Churchill_1 | Online | Steam | 117 | FALSE
NEVP | Fort_Churchill_2 | Online | Steam | 117 | FALSE
NEVP | Galena_3_1 | Online | Geothermal | 15 | FALSE
NEVP | Galena_3_2 | Online | Geothermal | 15 | FALSE
NEVP | Galena2 | Online | Geothermal | 13.5 | FALSE
NEVP | GeminiBESS | In-Development | Battery Storage | 380 | FALSE
NEVP | GoldstrikeGridBESS | Online | Battery Storage | 50 | FALSE
NEVP | GoldstrikeGridBESS2 | Online | Battery Storage | 30 | FALSE
NEVP | Harry_Allen_CC | Online | CC | 521.7 | FALSE
NEVP | Harry_Allen_GT1 | Online | CT | 72 | FALSE
NEVP | Harry_Allen_GT4 | Online | CT | 72 | FALSE
NEVP | HarryAllenSolar | Online | Solar_1Axis | 100 | FALSE
NEVP | Higgins_CC | Online | CC | 641.4 | FALSE
NEVP | HotPotSolar | In-Development | Solar_1Axis | 350 | FALSE
NEVP | IronPoint | In-Development | Solar_1Axis | 100 | FALSE
NEVP | IronPoint2 | In-Development | Solar_1Axis | 150 | FALSE
NEVP | IRPHA | Online | Solar_Fixed | 100 | FALSE
NEVP | Jersey_Valley_1 | Online | Geothermal | 18 | FALSE
NEVP | Jersey_Valley_2 | Online | Geothermal | 15 | FALSE
NEVP | KingsBeachAgg | Online | Biogas | 15 | FALSE
NEVP | Las_Vegas_Cogen_1CC | Online | CC | 54.9 | FALSE
NEVP | Las_Vegas_Cogen_2CC1 | Online | CC | 120 | FALSE
NEVP | Las_Vegas_Cogen_2CC2 | Online | CC | 120 | FALSE
NEVP | LaughlinSolar | In-Development | Solar_1Axis | 50 | FALSE
NEVP | Luning_Solar | Online | Solar_Fixed | 55 | FALSE
NEVP | McGinness_4 | In-Development | Geothermal | 70 | FALSE
NEVP | McGinness_Hills_1_1 | Online | Geothermal | 20 | FALSE
NEVP | McGinness_Hills_1_2 | Online | Geothermal | 20 | FALSE
NEVP | McGinness_Hills_1_3 | Online | Geothermal | 12 | FALSE
NEVP | McGinness_Hills_2_1 | Online | Geothermal | 20 | FALSE
NEVP | McGinness_Hills_2_2 | Online | Geothermal | 20 | FALSE
NEVP | McGinness_Hills_2_3 | Online | Geothermal | 12 | FALSE
NEVP | McGinnessHills31 | Online | Geothermal | 37 | FALSE
NEVP | McGinnessHills32 | Online | Geothermal | 37 | FALSE
NEVP | MoapaSolar | Online | Solar_1Axis | 200 | FALSE
NEVP | MormonMesa | In-Development | Solar_1Axis | 350 | FALSE
NEVP | MTV_G1 | Online | Solar_Fixed | 20 | FALSE
NEVP | MTV_G2 | Online | Solar_Fixed | 20 | FALSE
NEVP | NellisSolarAgg | Online | Solar_Fixed | 14 | FALSE
NEVP | Nevada_Solar_One | Online | Solar_Thermal | 65 | FALSE
NEVP | NevadaCogen_CC1 | Online | CC | 88.5 | FALSE
NEVP | NevadaCogen_CC2 | Online | CC | 88.5 | FALSE
NEVP | NEVP Hoover Hydro_New | Online | Hydro | 328.1 | FALSE
NEVP | Newmont_TS_Power | Online | Coal | 226 | FALSE
NEVP | NGP_Blue_Mountain_1 | Online | Geothermal | 14.2 | FALSE
NEVP | NGP_Blue_Mountain_2 | Online | Geothermal | 13.8 | FALSE
NEVP | NGP_Blue_Mountain_3 | Online | Geothermal | 11.7 | FALSE
NEVP | NGPPGEN | Online | Geothermal | 6.5 | FALSE
NEVP | NVE_IRP_SH_CC | In-Development | CC | 735 | FALSE
NEVP | NVGeothermalPortfolio | Online | Geothermal | 50 | FALSE
NEVP | ORMATGEOTHERMAL | In-Development | Geothermal | 126 | FALSE
NEVP | Patua_1A1 | Online | Geothermal | 12 | FALSE
NEVP | Patua_1A3 | Online | Geothermal | 12 | FALSE
NEVP | Patua_1A5 | Online | Geothermal | 12 | FALSE
NEVP | PatuaSolar | Online | Solar_1Axis | 10.6 | FALSE
NEVP | PershingSolar | Online | Solar_1Axis | 240 | FALSE
NEVP | PLAYA2_G | Online | Solar_Fixed | 79 | FALSE
NEVP | PrescoEnergy | Online | Geothermal | 15 | FALSE
NEVP | Richard_Burdette_1 | Online | Geothermal | 15 | FALSE
NEVP | Richard_Burdette_2 | Online | Geothermal | 15 | FALSE
NEVP | RockSprings | In-Development | Solar_1Axis | 120 | FALSE
NEVP | Saguaro_CC1 | Online | CC | 105 | FALSE
NEVP | Saguaro_CC2 | In-Development | CC | 605.2 | FALSE
NEVP | Salt_Wells_1_2 | Online | Geothermal | 31 | FALSE
NEVP | San_Emidio | Online | Geothermal | 13.7 | FALSE
NEVP | San_Emidio_2 | In-Development | Geothermal | 45 | FALSE
NEVP | Searchlight | Online | Solar_Fixed | 18.3 | FALSE
NEVP | Silver_State_North_1 | Online | Solar_Fixed | 30 | FALSE
NEVP | Silver_State_North_2 | Online | Solar_Fixed | 28 | FALSE
NEVP | Silverhawk_CC | Online | CC | 566 | FALSE
NEVP | Soda_Lake_Geothermal | Online | Geothermal | 12 | FALSE
NEVP | SouthernBighornBattery1 | In-Development | Battery Storage | 67.5 | FALSE
NEVP | SouthernBighornBattery2 | In-Development | Battery Storage | 67.5 | FALSE
NEVP | SouthernBighornSolar1 | In-Development | Solar_1Axis | 150 | FALSE
NEVP | SouthernBighornSolar2 | In-Development | Solar_1Axis | 150 | FALSE
NEVP | Spectrum | Online | Solar_Fixed | 30 | FALSE
NEVP | Spring_Valley_Wind | Online | Wind | 150 | FALSE
NEVP | Steamboat_2_1 | Online | Geothermal | 11.3 | FALSE
NEVP | Steamboat_2_2 | Online | Geothermal | 11.3 | FALSE
NEVP | Steamboat_3_1 | Online | Geothermal | 11.3 | FALSE
NEVP | Steamboat_3_2 | Online | Geothermal | 11.3 | FALSE
NEVP | Stillwater_Geo_1 | Online | Geothermal | 11.2 | FALSE
NEVP | Stillwater_Geo_2 | Online | Geothermal | 11.2 | FALSE
NEVP | Stillwater_Geo_3 | Online | Geothermal | 11.2 | FALSE
NEVP | Stillwater_Geo_4 | Online | Geothermal | 11.2 | FALSE
NEVP | Stillwater_Solar | Online | Solar_Fixed | 22 | FALSE
NEVP | SunPeak_NVE_5657 | Online | CT | 70 | FALSE
NEVP | SunPeak_NVE_5658 | Online | CT | 70 | FALSE
NEVP | SunPeak_NVE_5659 | Online | CT | 70 | FALSE
NEVP | Techren_V | Online | Solar_1Axis | 100 | FALSE
NEVP | TechrenV2 | Online | Solar_1Axis | 300 | FALSE
NEVP | Tracy_3 | Online | Steam | 113 | FALSE
NEVP | Tracy_NV_CC1 | Online | CC | 110.2 | FALSE
NEVP | Tracy_NV_CC2 | Online | CC | 555 | FALSE
NEVP | Treeline | Online | Solar_Fixed | 3 | FALSE
NEVP | TUNGSTEN_P1 | Online | Geothermal | 77 | FALSE
NEVP | TURQ_GEN | Online | Solar_1Axis | 61 | FALSE
NEVP | Tuscarora_G9200 | Online | Geothermal | 12 | FALSE
NEVP | Tuscarora_G9201 | Online | Geothermal | 12 | FALSE
NEVP | WasteManagementLockwoodLFG | Online | Biogas | 1.6 | FALSE
NEVP | Western_A101 | Online | ICE | 8.3 | FALSE
NEVP | Western_B102 | Online | ICE | 8.3 | FALSE
NEVP | Western_B202 | Online | ICE | 8.3 | FALSE
NEVP | Western_C102 | Online | ICE | 8.3 | FALSE
NEVP | Western_C202 | Online | ICE | 8.3 | FALSE
NEVP | Western_D101 | Online | ICE | 8.3 | FALSE
NEVP | Western_E102 | Online | ICE | 8.3 | FALSE
NEVP | Western_E202 | Online | ICE | 8.3 | FALSE
NEVP | Western_F102 | Online | ICE | 8.3 | FALSE
NEVP | Western_F202 | Online | ICE | 8.3 | FALSE
NEVP | Western_G102 | Online | ICE | 8.3 | FALSE
NEVP | Western_G202 | Online | ICE | 8.3 | FALSE
NEVP | Western_H102 | Online | ICE | 8.3 | FALSE
NEVP | Western_H202 | Online | ICE | 8.3 | FALSE
NEVP | Western102 | Online | Solar_Fixed | 1 | FALSE
NEVP | White_Pine_Pumped_Storage | Online | PSH | 750 | FALSE
NEVP | Wild_Rose_1 | Online | Geothermal | 25 | FALSE
NEVP | Wild_Rose_2 | Online | Geothermal | 25 | FALSE
NEVP | YELLOWPINESOLAR | Online | Paired_Solar_1Axis | 125 | FALSE
NEVP | YELLOWPINESTORAGE | Online | Paired_BattStorage | 50 | FALSE
NEVP | NorthValmy2 | Online | Coal | 268 | FALSE
PACW | AirportSolarSEOR | Online | Solar_Fixed | 47.3 | FALSE
PACW | BatteryStorageYakima1 | In-Development | Battery Storage | 20 | FALSE
PACW | BearCreekSolarCtr | Online | Solar_Fixed | 10 | FALSE
PACW | BiomassOneGE2 | Online | Biomass/Wood | 15 | FALSE
PACW | BlySolarCenter | Online | Solar_1Axis | 8.5 | FALSE
PACW | CAPTJackSolar_RogueRiver | Online | Solar_Fixed | 2.7 | FALSE
PACW | ChiloquinSolarLLC | Online | Solar_Fixed | 9.9 | FALSE
PACW | ChopinWind | Online | Wind | 10 | FALSE
PACW | CoGen2DRJohnson | Online | Biomass/Wood | 7.5 | FALSE
PACW | Combine_Hills | Online | Wind | 41 | FALSE
PACW | ECHOWIND | Online | Wind | 13.5 | FALSE
PACW | Evergreen_Bio | Online | Biomass/Wood | 10 | FALSE
PACW | FinleyBioEnergyAgg | Online | Biogas | 4.8 | FALSE
PACW | Four_Corners_Windfarm | Online | Wind | 20 | FALSE
PACW | Goodnoe_Hills1 | Online | Wind | 103.4 | FALSE
PACW | HermistnGenCC1_Total | Online | CC | 243 | FALSE
PACW | HermistnGenCC2_Total | Online | CC | 243 | FALSE
PACW | KlamathCogenCC_Total | Online | CC | 540 | FALSE
PACW | KlamathExpGT1 | Online | CT | 29.4 | FALSE
PACW | KlamathExpGT2 | Online | CT | 29.4 | FALSE
PACW | KlamathFallsSolar2 | Online | Solar_1Axis | 2.9 | FALSE
PACW | LakeviewSolar | Online | Solar_1Axis | 10 | FALSE
PACW | Leaning_Juniper_Wind_1 | Online | Wind | 100.5 | FALSE
PACW | MarengoWind1 | Online | Wind | 140.4 | FALSE
PACW | MarengoWind2 | Online | Wind | 70.2 | FALSE
PACW | MillicanSolarEnergy | Online | Solar_1Axis | 61 | FALSE
PACW | ObsidianRenewables | Online | Solar_1Axis | 8 | FALSE
PACW | OldMillSolar | Online | Solar_Fixed | 5 | FALSE
PACW | Orchard_Wind_1 | Online | Wind | 10 | FALSE
PACW | Orchard_Wind_2 | Online | Wind | 10 | FALSE
PACW | Orchard_Wind_3 | Online | Wind | 10 | FALSE
PACW | Orchard_Wind_4 | Online | Wind | 10 | FALSE
PACW | ORSolar2LLCAgateBaySolar | Online | Solar_1Axis | 10 | FALSE
PACW | ORSolar3LLCTurkeyHillSolar | Online | Solar_Fixed | 10 | FALSE
PACW | ORSolar5MerrillSolar | Online | Solar_1Axis | 8 | FALSE
PACW | ORSolar8DairySolar | Online | Solar_Fixed | 10 | FALSE
PACW | OutbackChristms | Online | Solar_Fixed | 5 | FALSE
PACW | PACIFICNORTHWESTGEOTHERMAL | In-Development | Geothermal | 20 | FALSE
PACW | PACW Hydro_New | Online | Hydro | 651 | FALSE
PACW | PrinevilleSolarEnergyLLC | Online | Solar_1Axis | 40.7 | FALSE
PACW | Prospect_SOregon1 | In-Development | Battery Storage | 52.5 | FALSE
PACW | RoseburgBiomass | Online | Biomass/Wood | 5.4 | FALSE
PACW | RoseburgForestProductsCompanyDillard1 | Online | Biomass/Wood | 5 | FALSE
PACW | RoseburgForestProductsCompanyDillard2 | Online | Biomass/Wood | 5 | FALSE
PACW | RoseburgForestProductsCompanyDillard3 | Online | Biomass/Wood | 8 | FALSE
PACW | RoseburgForestProductsCompanyDillard4 | Online | Biomass/Wood | 13.8 | FALSE
PACW | RoseburgForestProductsCompanyDillard5 | Online | Biomass/Wood | 11.5 | FALSE
PACW | RoseburgForestProductsCompanyDillard6 | Online | Biomass/Wood | 11.5 | FALSE
PACW | RoseburgLandfillGasEnergySouthGate | Online | Biogas | 1.6 | FALSE
PACW | S_Oregon1PV | In-Development | Solar_Fixed | 209 | FALSE
PACW | S_Oregon2PV | In-Development | Solar_Fixed | 377 | FALSE
PACW | SE_Oregon_Solarn | In-Development | Solar_Fixed | 100 | FALSE
PACW | SheepSolar | Online | Solar_Fixed | 2.2 | FALSE
PACW | SkysolLLC | In-Development | Solar_Fixed | 55 | FALSE
PACW | SOregon1BESS | In-Development | Battery Storage | 377 | FALSE
PACW | SunnysideSolar | In-Development | Solar_Fixed | 5 | FALSE
PACW | Three_Mile_Canyon | Online | Wind | 9.9 | FALSE
PACW | TumbleweedSolarLLC | Online | Solar_1Axis | 9.9 | FALSE
PACW | Utility_Wind_Portland_North_Coast1 | In-Development | Wind | 130 | FALSE
PACW | Utility_Wind_Portland_North_Coast2 | In-Development | Wind | 450 | FALSE
PACW | Utility_Wind_Storage_Yakima1 | In-Development | Wind | 160 | FALSE
PACW | Utility_Wind_Willamette_Valley1 | In-Development | Wind | 615 | FALSE
PACW | UtilitySolar_StoragePVSOregon1 | In-Development | Solar_Fixed | 83 | FALSE
PACW | UtilitySolar_StoragePVYakima1 | In-Development | Solar_Fixed | 180 | FALSE
PACW | Vansycle_II | Online | Wind | 100 | FALSE
PACW | Wheatridge_II | Online | Wind | 200 | FALSE
PACW | WoodlineSolar1 | Online | Solar_1Axis | 8 | FALSE
PACW | Yakima1BESS | In-Development | Battery Storage | 160 | FALSE
PACW | Yakima1PV | In-Development | Solar_Fixed | 180 | FALSE
PACW | DCFPGEN | Online | Biomass/Wood | 1 | FALSE
PGE | 7STDRD_1_SOLAR1 | Online | Solar_1Axis | 20 | FALSE
PGE | ADERA_1_SOLAR1 | Online | Solar_Fixed | 20 | FALSE
PGE | ADLIN_1_UNITS | Online | Geothermal | 22 | FALSE
PGE | ADMEST_6_SOLAR | Online | Solar_Fixed | 19 | FALSE
PGE | ADOBEE_1_SOLAR | Online | Solar_1Axis | 20 | FALSE
PGE | AGRICO_6_PL3N5 | Online | CT | 22.7 | FALSE
PGE | AGRICO_7_UNIT | Online | CC | 48.6 | FALSE
PGE | AKINGS_6_AMESR1 | Online | Solar_1Axis | 123 | FALSE
PGE | ALMEGT_1_UNIT_1 | Online | CT | 25 | FALSE
PGE | ALMEGT_1_UNIT_2 | Online | CT | 25 | FALSE
PGE | ALPSLR_1_NTHSLR | Online | Solar_Fixed | 20 | FALSE
PGE | ALPSLR_1_SPSSLR | Online | Solar_Fixed | 50 | FALSE
PGE | AMCOR | In-Development | Battery Storage | 10 | FALSE
PGE | ANTLPE_2_QF | Online | Wind | 4 | FALSE
PGE | AQUAWS_2_AQWSR1 | Online | Solar_1Axis | 250 | FALSE
PGE | ARATINASOLAR | In-Development | Paired_Solar_1Axis | 150 | FALSE
PGE | ARATINASTORAGE | In-Development | Paired_BattStorage | 50 | FALSE
PGE | ARVINN_6_ORION1 | Online | Solar_Fixed | 12 | FALSE
PGE | ATWELL_1_SOLAR | Online | Solar_Fixed | 20 | FALSE
PGE | AVENAL_6_AVPARK | Online | Solar_Fixed | 6 | FALSE
PGE | AVENAL_6_AVSLR1 | Online | Solar_1Axis | 7.9 | FALSE
PGE | AVENAL_6_AVSLR2 | Online | Solar_1Axis | 7.9 | FALSE
PGE | AVENAL_6_SANDDG | Online | Solar_Fixed | 19 | FALSE
PGE | AVENAL_6_SUNCTY | Online | Solar_Fixed | 20 | FALSE
PGE | AZALEASOLAR | In-Development | Paired_Solar_1Axis | 60 | FALSE
PGE | AZALEASTORAGE | In-Development | Paired_BattStorage | 38 | FALSE
PGE | BAHIA_2_LKHSR1 | Online | Solar_1Axis | 5 | FALSE
PGE | BANKPP_2_NSPIN | Online | DR | 127 | FALSE
PGE | BASICE_2_UNITS | Online | Cogen | 120 | FALSE
PGE | BDGRCK_1_UNITS | Online | CT | 48.1 | FALSE
PGE | BEARMT_1_UNIT | Online | CT | 49.2 | FALSE
PGE | BIOMAS_1_UNIT_1 | Online | Biomass/Wood | 15.6 | FALSE
PGE | BKRFLD_2_SOLAR1 | Online | Solar_1Axis | 1.4 | FALSE
PGE | BLCKWL_6_SOLAR1 | Online | Solar_1Axis | 12 | FALSE
PGE | BLKDIA_2_BDEBT1 | Online | Battery Storage | 200 | FALSE
PGE | BLM_W_2_COSBT1 | Online | Battery Storage | 60 | FALSE
PGE | Blue_Mountain_Electric_Company | Online | Biomass/Wood | 2.8 | FALSE
PGE | BLULKE_6_BLUELK | Online | Biomass/Wood | 11.4 | FALSE
PGE | BODEGAENERGY | In-Development | Battery Storage | 10 | FALSE
PGE | BOGUE_1_UNITA1 | Online | CT | 47.6 | FALSE
PGE | BRDSLD_2_HIWIND | Online | Wind | 162 | FALSE
PGE | BRDSLD_2_MTZUM2 | Online | Wind | 78.2 | FALSE
PGE | BRDSLD_2_MTZUMA | Online | Wind | 36.8 | FALSE
PGE | BRDSLD_2_SHILO1 | Online | Wind | 150 | FALSE
PGE | BRDSLD_2_SHILO2 | Online | Wind | 150 | FALSE
PGE | BRDSLD_2_SHLO3A | Online | Wind | 102.5 | FALSE
PGE | BRDSLD_2_SHLO3B | Online | Wind | 100 | FALSE
PGE | BRODIE_2_WIND | Online | Wind | 102 | FALSE
PGE | BURNYF_2_UNIT_1 | Online | Biomass/Wood | 29 | FALSE
PGE | CABALLEROCASTORAGE | In-Development | Battery Storage | 99.7 | FALSE
PGE | CABALO_2_M2BSR1 | Online | Solar_1Axis | 50 | FALSE
PGE | CABALO_2_M2WSR2 | Online | Solar_1Axis | 100 | FALSE
PGE | CALFTN_2_CFSBT1 | Online | Paired_BattStorage | 60 | FALSE
PGE | CALFTN_2_SOLAR | Online | Paired_Solar_Fixed | 130 | FALSE
PGE | CALFTS_2_CFSSR1 | Online | Solar_1Axis | 150 | FALSE
PGE | CALPIN_1_AGNEW | Online | CC | 28.6 | FALSE
PGE | CAMDEN_6_RDDBM1 | Online | Biomass/Wood | 0.5 | FALSE
PGE | CAMLOT_2_SOLAR1 | Online | Solar_Fixed | 45 | FALSE
PGE | CANTUA_1_SOLAR | Online | Solar_Fixed | 20 | FALSE
PGE | CAPTESTATIONGEOTHERMAL | In-Development | Geothermal | 33 | FALSE
PGE | CASCADESTORAGE | In-Development | Battery Storage | 25 | FALSE
PGE | CASTVL_2_FCELL | Online | Biomass/Wood | 1.3 | FALSE
PGE | CAVLSR_2_BSOLAR | Online | Solar_Fixed | 40 | FALSE
PGE | CAVLSR_2_RSOLAR | Online | Solar_Fixed | 210 | FALSE
PGE | CAYTNO_2_VASCO | Online | Biogas | 4.1 | FALSE
PGE | CDWR07_2_GEN | Online | DR | 415.3 | FALSE
PGE | CENT40_1_C40SR1 | Online | Solar_1Axis | 40 | FALSE
PGE | CHALANSOLAR | In-Development | Paired_Solar_1Axis | 64.9 | FALSE
PGE | CHALANSTORAGE | In-Development | Paired_BattStorage | 25 | FALSE
PGE | CHALK_1_UNIT | Online | CT | 48.7 | FALSE
PGE | CHEVCD_6_UNIT | Online | Cogen | 1.9 | FALSE
PGE | CHEVCO_6_UNIT_1 | Online | Cogen | 2.9 | FALSE
PGE | CHEVCO_6_UNIT_2 | Online | Cogen | 1.1 | FALSE
PGE | CHEVCY_1_UNIT | Online | Cogen | 4.8 | FALSE
PGE | CHWCHL_1_BIOMAS | Online | Biomass/Wood | 9.8 | FALSE
PGE | CHWCHL_1_UNIT | Online | ICE | 48.6 | FALSE
PGE | CLOVDL_1_SOLAR | Online | Solar_Fixed | 1.5 | FALSE
PGE | COCOPP_2_CTG1 | Online | CT | 204.2 | FALSE
PGE | COCOPP_2_CTG2 | Online | CT | 202.7 | FALSE
PGE | COCOPP_2_CTG3 | Online | CT | 209 | FALSE
PGE | COCOPP_2_CTG4 | Online | CT | 204.3 | FALSE
PGE | COCOSB_6_SOLAR | Online | Solar_Fixed | 1.5 | FALSE
PGE | COGNAT_1_UNIT | Online | Cogen | 45 | FALSE
PGE | COLPIN_6_COLLNS | Online | Biomass/Wood | - | FALSE
PGE | COLUSA_2_PL1X3 | Online | CC | 641 | FALSE
PGE | CORBYENERGYSTORAGE | In-Development | Battery Storage | 300 | FALSE
PGE | CORCAN_1_SOLAR1 | Online | Solar_Fixed | 20 | FALSE
PGE | CORCAN_1_SOLAR2 | Online | Solar_1Axis | 11 | FALSE
PGE | CORRAL_6_SJOAQN | Online | Biogas | 4.3 | FALSE
PGE | CORSACGEOTHERMAL | In-Development | Geothermal | 40 | FALSE
PGE | CROKET_7_UNIT | Online | Cogen | 229.1 | FALSE
PGE | CRWCKS_1_SOLAR1 | Online | Solar_1Axis | 20 | FALSE
PGE | CSCGNR_1_UNIT_1 | Online | CT | 24.8 | FALSE
PGE | CSCGNR_1_UNIT_2 | Online | CT | 24.8 | FALSE
PGE | CSTRVL_7_PL1X2 | Online | Biogas | 4.2 | FALSE
PGE | CSTRVL_7_QFUNTS | Online | Biogas | 2 | FALSE
PGE | CUMBIA_1_SOLAR | Online | Solar_1Axis | 19 | FALSE
PGE | CUYAMS_6_CUYSR1 | Online | Solar_1Axis | 40 | FALSE
PGE | DAIRLD_1_CR1BM1 | Online | Biogas | 1.9 | FALSE
PGE | DAIRLD_1_MD1SL1 | Online | Solar_1Axis | 1.5 | FALSE
PGE | DALYCT_1_FCELL | Online | Biomass/Wood | 1.5 | FALSE
PGE | David_Tevelde_Dairy_Digester | Online | Biogas | 0.9 | FALSE
PGE | DAVIS_1_SOLAR1 | Online | Solar_2Axis | 1 | FALSE
PGE | DAVIS_1_SOLAR2 | Online | Solar_2Axis | 1 | FALSE
PGE | DAVIS_7_MNMETH | Online | Biogas | 2.5 | FALSE
PGE | DELTA_2_PL1X4 | Online | CC | 880 | FALSE
PGE | DEXZEL_1_UNIT | Online | Cogen | 17.5 | FALSE
PGE | DIABLO_7_UNIT_1 | Online | Nuclear | 1150 | FALSE
PGE | DIABLO_7_UNIT_2 | Online | Nuclear | 1150 | FALSE
PGE | DISCOV_1_CHEVRN | Online | Cogen | 7.2 | FALSE
PGE | DIXNLD_1_LNDFL | Online | Biomass/Wood | 0.9 | FALSE
PGE | DOSMGO_2_NSPIN | Online | DR | 16.3 | FALSE
PGE | DOUBLC_1_UNITS | Online | CT | 52.2 | FALSE
PGE | DUANE_1_PL1X3 | Online | CC | 147.8 | FALSE
PGE | DYERSM_6_DSWWD1 | Online | Wind | 44.8 | FALSE
PGE | EEKTMN_6_SOLAR1 | Online | Solar_1Axis | 20 | FALSE
PGE | ELCAP_1_SOLAR | Online | Solar_1Axis | 1.5 | FALSE
PGE | ELKHIL_2_PL1X3 | Online | CC | 551.7 | FALSE
PGE | ELKHRN_1_EESX3 | Online | Battery Storage | 182.5 | FALSE
PGE | ELNIDP_6_BIOMAS | Online | Biomass/Wood | 9.5 | FALSE
PGE | EXCLSG_1_SOLAR | Online | Solar_1Axis | 60 | FALSE
PGE | FAIRHV_6_UNIT | Online | Biomass/Wood | 17.8 | FALSE
PGE | FELLOW_7_QFUNTS | Online | Cogen | 2.6 | FALSE
PGE | FLOWD2_2_FPLWND | Online | Wind | 18 | FALSE
PGE | FRESHW_1_SOLAR1 | Online | Solar_1Axis | 20 | FALSE
PGE | FRESNOSOLAR | In-Development | Paired_Solar_1Axis | 100 | FALSE
PGE | FRESNOSTORAGE | In-Development | Paired_BattStorage | 10 | FALSE
PGE | FRITO_1_LAY | Online | Cogen | 0.2 | FALSE
PGE | FRNTBW_6_SOLAR1 | Online | Solar_1Axis | 20 | FALSE
PGE | GATES_2_SOLAR | Online | Solar_Fixed | 20 | FALSE
PGE | GATES_2_WSOLAR | Online | Solar_Fixed | 10 | FALSE
PGE | GATWAY_2_PL1X3 | Online | CC | 585 | FALSE
PGE | GENESI_2_STG | Online | Solar_Thermal | 250 | FALSE
PGE | GEYS12_7_UNIT12 | Online | Geothermal | 50 | FALSE
PGE | GEYS13_7_UNIT13 | Online | Geothermal | 56 | FALSE
PGE | GEYS14_7_UNIT14 | Online | Geothermal | 70 | FALSE
PGE | GEYS17_7_UNIT17 | Online | Geothermal | 75.5 | FALSE
PGE | GEYS18_7_UNIT18 | Online | Geothermal | 72 | FALSE
PGE | GIFENS_6_BUGSL1 | Online | Solar_1Axis | 20 | FALSE
PGE | GIFFEN_6_SOLAR | Online | Solar_Fixed | 10 | FALSE
PGE | GIFFEN_6_SOLAR1 | Online | Solar_1Axis | 9 | FALSE
PGE | GILROY_1_UNIT | Online | CT | 120 | FALSE
PGE | GILRPP_1_PL1X2 | Online | CT | 95.2 | FALSE
PGE | GILRPP_1_PL3X4 | Online | CT | 46.2 | FALSE
PGE | GONZAGAWIND | In-Development | Wind | 76.4 | FALSE
PGE | GONZLS_6_UNIT | Online | Biogas | 1.4 | FALSE
PGE | GOOSLK_1_SOLAR1 | Online | Solar_1Axis | 12 | FALSE
PGE | GREENVALLEY | In-Development | Battery Storage | 16 | FALSE
PGE | GRIDLY_6_SOLAR | Online | Solar_Fixed | 2.5 | FALSE
PGE | GRNLF1_1_PL1X2 | Online | CT | 60 | FALSE
PGE | GRNLF2_1_UNIT | Online | Cogen | 49.2 | FALSE
PGE | GRNVLY_7_SCLAND | Online | Biogas | 3 | FALSE
PGE | GRZZLY_1_BERKLY | Online | CT | 26.4 | FALSE
PGE | GUERNS_6_SOLAR | Online | Solar_1Axis | 20 | FALSE
PGE | GWFPWR_1_UNITS | Online | CT | 98.5 | FALSE
PGE | GYS5X6_7_UNITS | Online | Geothermal | 85 | FALSE
PGE | GYS7X8_7_UNITS | Online | Geothermal | 95.8 | FALSE
PGE | HARDWK_6_STWBM1 | Online | Biogas | 0 | FALSE
PGE | Hat_Creek_Bioenergy__LLC | Online | Biomass/Wood | 2.7 | FALSE
PGE | HATRDG_2_WIND | Online | Wind | 102 | FALSE
PGE | HELMPG_7_UNIT_1 | Online | PSH | 407 | FALSE
PGE | HELMPG_7_UNIT_2 | Online | PSH | 407 | FALSE
PGE | HELMPG_7_UNIT_3 | Online | PSH | 404 | FALSE
PGE | HENRTA_6_SOLAR1 | Online | Solar_1Axis | 1.5 | FALSE
PGE | HENRTA_6_SOLAR2 | Online | Solar_1Axis | 2 | FALSE
PGE | HENRTA_6_UNITA1 | Online | CT | 50 | FALSE
PGE | HENRTA_6_UNITA2 | Online | CT | 49.4 | FALSE
PGE | HENRTS_1_SOLAR | Online | Solar_1Axis | 100 | FALSE
PGE | HERDLN_6_BYHSR1 | Online | Solar_Fixed | 5 | FALSE
PGE | HOLGAT_1_BORAX | Online | Cogen | 17.2 | FALSE
PGE | HOLSTR_1_SOLAR | Online | Solar_Fixed | 1.5 | FALSE
PGE | HOLSTR_1_SOLAR2 | Online | Solar_1Axis | 1.5 | FALSE
PGE | HUMBPP_1_UNITS3 | Online | ICE | 65.1 | FALSE
PGE | HUMBPP_6_UNITS | Online | ICE | 97.6 | FALSE
PGE | HUMMINGBIRDSTORAGE | In-Development | Battery Storage | 75 | FALSE
PGE | HURON_6_SOLAR | Online | Solar_Fixed | 20 | FALSE
PGE | IGNACO_1_QF | Online | Solar_1Axis | 0.5 | FALSE
PGE | INTTRB_6_UNIT | Online | Wind | 18.4 | FALSE
PGE | JANCRK_6_RCABT1 | Online | Battery Storage | 1.8 | FALSE
PGE | JAVASR_1_JAVSR1 | Online | Solar_1Axis | 13.5 | FALSE
PGE | JAWBNE_2_NSRWND | Online | Wind | 160 | FALSE
PGE | JAYNE_6_WLSLR | Online | Solar_Fixed | 18 | FALSE
PGE | KANSAS_6_SOLAR | Online | Solar_Fixed | 20 | FALSE
PGE | KELSO_2_UNITS | Online | CT | 198 | FALSE
PGE | KERMAN_6_SOLAR1 | Online | Solar_1Axis | 1.5 | FALSE
PGE | KERMAN_6_SOLAR2 | Online | Solar_1Axis | 1.5 | FALSE
PGE | KERNFT_1_UNITS | Online | Cogen | 52.4 | FALSE
PGE | KERNRG_1_UNITS | Online | CT | 55.2 | FALSE
PGE | KINGCO_1_KINGBR | Online | CT | 34.5 | FALSE
PGE | KIRKER_7_KELCYN | Online | Biogas | 3.6 | FALSE
PGE | KNGBRG_1_KBSLR1 | Online | Solar_Fixed | 1.5 | FALSE
PGE | KNGBRG_1_KBSLR2 | Online | Solar_Fixed | 1.5 | FALSE
PGE | KNGCTY_6_UNITA1 | Online | CT | 44.6 | FALSE
PGE | KNTSTH_6_SOLAR | Online | Solar_Fixed | 20 | FALSE
PGE | KNTSTH_6_WALSR1 | In-Development | Solar_1Axis | 19.9 | FALSE
PGE | KOLAENERGYSTORAGE | In-Development | Battery Storage | 400 | FALSE
PGE | LAMONT_1_SOLAR1 | Online | Solar_1Axis | 60 | FALSE
PGE | LAMONT_1_SOLAR2 | Online | Solar_1Axis | 20 | FALSE
PGE | LAMONT_1_SOLAR3 | Online | Solar_1Axis | 15 | FALSE
PGE | LAMONT_1_SOLAR4 | Online | Solar_1Axis | 26.7 | FALSE
PGE | LAMONT_1_SOLAR5 | Online | Solar_Fixed | 16.7 | FALSE
PGE | LAPAC_6_UNIT | Online | Biomass/Wood | 19 | FALSE
PGE | LAPLMA_2_UNIT_1 | Online | CC | 267 | FALSE
PGE | LAPLMA_2_UNIT_2 | Online | CC | 266 | FALSE
PGE | LAPLMA_2_UNIT_3 | Online | CC | 266 | FALSE
PGE | LAPLMA_2_UNIT_4 | Online | CC | 267 | FALSE
PGE | LASSEN_6_UNITS | Online | Biomass/Wood | 30 | FALSE
PGE | LAWRNC_7_SUNYVL | Online | Biogas | 0.2 | FALSE
PGE | LECEF_1_UNITS | Online | CC | 309.8 | FALSE
PGE | LEPRFD_1_KANSAS | Online | Solar_Fixed | 20 | FALSE
PGE | LHILLS_6_SOLAR1 | Online | Solar_1Axis | 20 | FALSE
PGE | LIVEOK_6_SOLAR | Online | Solar_Fixed | 1.3 | FALSE
PGE | LIVOAK_1_UNIT_1 | Online | CT | 49.7 | FALSE
PGE | LLAGAS | Online | Battery Storage | 20 | FALSE
PGE | LMBEPK_2_UNITA1 | Online | CT | 47.5 | FALSE
PGE | LMBEPK_2_UNITA2 | Online | CT | 47.6 | FALSE
PGE | LMBEPK_2_UNITA3 | Online | CT | 47.4 | FALSE
PGE | LMEC_1_PL1X3 | Online | CC | 580 | FALSE
PGE | LOCKFD_1_BEARCK | Online | Solar_Fixed | 1.5 | FALSE
PGE | LOCKFD_1_KSOLAR | Online | Solar_Fixed | 1 | FALSE
PGE | LODI25_2_UNIT_1 | Online | CT | 25 | FALSE
PGE | LODIEC_2_PL1X2 | Online | CC | 302.6 | FALSE
PGE | LOTUS_6_LSFSR1 | Online | Solar_1Axis | 51.3 | FALSE
PGE | LTBEAR_1_LB3SR3 | Online | Solar_1Axis | 20 | FALSE
PGE | LTBEAR_1_LB4SR4 | Online | Solar_1Axis | 50 | FALSE
PGE | LTBEAR_1_LB4SR5 | Online | Solar_1Axis | 50 | FALSE
PGE | LTBERA_1_LB1SR1 | Online | Solar_1Axis | 40 | FALSE
PGE | MAGUND_1_BKISR1 | Online | Solar_1Axis | 1 | FALSE
PGE | MAGUND_1_BKSSR2 | Online | Solar_1Axis | 5.3 | FALSE
PGE | MALAGA_1_PL1X2 | Online | CT | 96 | FALSE
PGE | MALIN_5_IBERDR | Online | Wind | 100 | TRUE
PGE | MALIN_5_INHRED | Online | Wind | 50 | TRUE
PGE | MALIN_5_INHRPG | Online | Wind | 50 | TRUE
PGE | MANTEC_1_ML1SR1 | Online | Solar_1Axis | 1 | FALSE
PGE | MARCPW_6_SOLAR1 | Online | Solar_1Axis | 20 | FALSE
PGE | MARTIN_1_SUNSET | Online | Solar_Fixed | 4.5 | FALSE
PGE | MCARTH_6_FRIVRB | Online | Solar_Fixed | 1.5 | FALSE
PGE | MENBIO_6_RENEW1 | Online | Solar_Fixed | 5 | FALSE
PGE | MERCED_1_SOLAR1 | Online | Solar_1Axis | 1.5 | FALSE
PGE | MERCED_1_SOLAR2 | Online | Solar_1Axis | 1.5 | FALSE
PGE | METEC_2_PL1X3 | Online | CC | 593.2 | FALSE
PGE | MIDSUN_1_PL1X2 | Online | CT | 9.6 | FALSE
PGE | MISSIX_1_QF | Online | Cogen | 0 | FALSE
PGE | MKTRCK_1_UNIT_1 | Online | CT | 47.5 | FALSE
PGE | MNDOTA_1_SOLAR1 | Online | Solar_1Axis | 60 | FALSE
PGE | MNDOTA_1_SOLAR2 | Online | Solar_Fixed | 5 | FALSE
PGE | MNOCAERSSTORAGE | Online | Battery Storage | 10 | FALSE
PGE | MOSSLANDING3 | In-Development | Battery Storage | 74.6 | FALSE
PGE | MOSSLD_1_QF | Online | Cogen | 0.1 | FALSE
PGE | MOSSLD_2_PSP1 | Online | CC | 510 | FALSE
PGE | MOSSLD_2_PSP2 | Online | CC | 510 | FALSE
PGE | MRLSDS_6_SOLAR1 | Online | Solar_1Axis | 15 | FALSE
PGE | MSTANG_2_MTGBT1 | Online | Battery Storage | 75 | FALSE
PGE | MSTANG_2_SOLAR | Online | Solar_1Axis | 30 | FALSE
PGE | MSTANG_2_SOLAR3 | Online | Solar_1Axis | 40 | FALSE
PGE | MSTANG_2_SOLAR4 | Online | Solar_1Axis | 30 | FALSE
PGE | MTNPOS_1_UNIT | Online | Biomass/Wood | 43.6 | FALSE
PGE | Napa_Recycling_Biomass_Plant | Online | Biomass/Wood | 0.9 | FALSE
PGE | NCPA_7_GP1UN1 | Online | Geothermal | 38.9 | FALSE
PGE | NCPA_7_GP1UN2 | Online | Geothermal | 39.9 | FALSE
PGE | NCPA_7_GP2UN4 | Online | Geothermal | 52.7 | FALSE
PGE | NEWARK_1_QF | Online | Wind | 1.1 | FALSE
PGE | North_Fork_Community_Power | Online | Biomass/Wood | 1.9 | FALSE
PGE | NORTHCENTRALVALLEY | In-Development | Battery Storage | 150 | FALSE
PGE | NOVATO_6_LNDFL | Online | Biogas | 3.7 | FALSE
PGE | NZWIND_2_WDSTR5 | Online | Wind | 6.3 | FALSE
PGE | OAK_C_1_EBMUD | Online | Biogas | 1.8 | FALSE
PGE | OAK_C_7_UNIT_1 | Online | CT | 55 | FALSE
PGE | OAK_C_7_UNIT_2 | Online | CT | 55 | FALSE
PGE | OAK_C_7_UNIT_3 | Online | CT | 55 | FALSE
PGE | OLDRIV_6_BIOGAS | Online | Biogas | 1.8 | FALSE
PGE | OLDRIV_6_CESDBM | Online | Biogas | 1 | FALSE
PGE | OLDRIV_6_LKVBM1 | Online | Biogas | 1 | FALSE
PGE | OLDRV1_6_SOLAR | Online | Solar_Fixed | 20 | FALSE
PGE | OLIVEP_1_SOLAR | Online | Solar_Fixed | 20 | FALSE
PGE | OLIVEP_1_SOLAR2 | Online | Solar_Fixed | 19.8 | FALSE
PGE | ONLLPP_6_UNITS | Online | PSH | 25.2 | FALSE
PGE | ORLND_6_SOLAR1 | Online | Solar_1Axis | 1.5 | FALSE
PGE | OROLOM_1_SOLAR1 | Online | Solar_1Axis | 10 | FALSE
PGE | OROLOM_1_SOLAR2 | Online | Solar_1Axis | 10 | FALSE
PGE | OROVIL_6_UNIT | Online | Cogen | 7.5 | FALSE
PGE | ORTGA_6_ME1SL1 | Online | Solar_1Axis | 3 | FALSE
PGE | OXMTN_6_LNDFIL | Online | Biogas | 10.6 | FALSE
PGE | PACLUM_6_UNIT | Online | Biomass/Wood | 15.7 | FALSE
PGE | PAIGES_6_SOLAR | Online | Solar_1Axis | 20 | FALSE
PGE | PALALT_7_COBUG | Online | CT | 4.5 | FALSE
PGE | PAULSELLENERGYCENTERSTORAGE | In-Development | Paired_BattStorage | 20 | FALSE
PGE | PAULSELLSOLARENERGYCENTER | In-Development | Paired_Solar_1Axis | 20 | FALSE
PGE | PEABDY_2_LNDFIL | Online | Biogas | 1.6 | FALSE
PGE | PEABDY_2_LNDFL1 | Online | Biogas | 7.7 | FALSE
PGE | PEASE_1_TBEBT1 | Online | Battery Storage | 5 | FALSE
PGE | PEORIA_1_SOLAR | Online | Solar_Fixed | 1.5 | FALSE
PGE | PGE Emergency Hydro_New | Online | Hydro | 676.9 | FALSE
PGE | PGE Hydro_New | Online | Hydro | 4347.7 | FALSE
PGE | PGE_Bay_BIP_DO | Online | DR | 111 | FALSE
PGE | PGE_Bay_CBP DA_NonRes | Online | DR | 15 | FALSE
PGE | PGE_Bay_CBP DA_Res | Online | DR | 2 | FALSE
PGE | PGE_Bay_PDP_Non_Res | Online | DR | 5 | FALSE
PGE | PGE_Bay_SmartAC_Non_Res | Online | DR | 0.1 | FALSE
PGE | PGE_Bay_SmartAC_Res | Online | DR | 27 | FALSE
PGE | PGE_Bay_SmartRate_Res | Online | DR | 1 | FALSE
PGE | PGE_Val_BIP_DO | Online | DR | 322 | FALSE
PGE | PGE_Val_CBP_DA | Online | DR | 30 | FALSE
PGE | PGE_Val_CBP_DA_Res | Online | DR | 5 | FALSE
PGE | PGE_Val_SmartAC_Non_Res | Online | DR | 0.1 | FALSE
PGE | PGE_Val_SmartAC_Res | Online | DR | 55 | FALSE
PGE | PGE_Val_SmartRate_Res | Online | DR | 9 | FALSE
PGE | PIT1_6_FRIVRA | Online | Solar_Fixed | 1.5 | FALSE
PGE | PLMSSR_6_HISIER | Online | Cogen | 6 | FALSE
PGE | PLSNTG_7_LNCLND | Online | Biogas | 3.7 | FALSE
PGE | PNCHEG_2_PL1X4 | Online | CT | 417 | FALSE
PGE | PNCHPP_1_PL1X2 | Online | CT | 119.9 | FALSE
PGE | PNCHVS_2_SOLAR | Online | Solar_1Axis | 140 | FALSE
PGE | PNOCHE_1_PL1X2 | Online | CT | 50 | FALSE
PGE | PNOCHE_1_UNITA1 | Online | CT | 52 | FALSE
PGE | PROXIMASOLAR | In-Development | Paired_Solar_1Axis | 50 | FALSE
PGE | PROXIMASTORAGE | In-Development | Paired_BattStorage | 5 | FALSE
PGE | PUTHCR_1_PCNSB1 | Online | Solar_1Axis | 3 | FALSE
PGE | PUTHCR_1_SOLAR1 | Online | Solar_Fixed | 2 | FALSE
PGE | RABBITBRUSHSTORAGE | Online | Paired_BattStorage | 20 | FALSE
PGE | RACEWAYSOLAR | In-Development | Paired_Solar_1Axis | 125 | FALSE
PGE | RACEWAYSTORAGE | In-Development | Paired_BattStorage | 80 | FALSE
PGE | RAVAMESATORAGE | In-Development | Battery Storage | 6 | FALSE
PGE | RCPASTORAGE | In-Development | Battery Storage | 10 | FALSE
PGE | REDBLF_6_UNIT | Online | ICE | 48 | FALSE
PGE | REEDLY_6_SOLAR | Online | Solar_2Axis | 1.2 | FALSE
PGE | REXFORDSOLAR | In-Development | Paired_Solar_1Axis | 300 | FALSE
PGE | REXFORDSTORAGE | In-Development | Paired_BattStorage | 180 | FALSE
PGE | RICHMN_1_CHVSR2 | Online | Solar_1Axis | 8.5 | FALSE
PGE | RICHMN_1_SOLAR | Online | Solar_1Axis | 2 | FALSE
PGE | RICHMN_7_BAYENV | Online | Biogas | 0.5 | FALSE
PGE | RUSCTY_2_UNITS | Online | CC | 615.2 | FALSE
PGE | RVRVEW_1_UNITA1 | Online | CT | 47.6 | FALSE
PGE | S_RITA_6_SOLAR1 | Online | Solar_1Axis | 1.5 | FALSE
PGE | SALIRV_2_UNIT | Online | Cogen | 23.7 | FALSE
PGE | SANDRINISOL | In-Development | Solar_1Axis | 100 | FALSE
PGE | SANLOB_1_OSFBM1 | Online | Biogas | 0 | FALSE
PGE | SANTFG_7_UNITS | Online | Geothermal | 72 | FALSE
PGE | SCHLTE_1_PL1X3 | Online | CC | 336 | FALSE
PGE | SCHNDR_1_FIVPTS | Online | Solar_Fixed | 15 | FALSE
PGE | SCHNDR_1_WSTSDE | Online | Solar_Fixed | 15 | FALSE
PGE | SGREGY_6_SANGER | Online | CC | 48.3 | FALSE
PGE | SHELRF_1_UNITS | Online | CT | 100 | FALSE
PGE | SIERRA_1_UNITS | Online | CT | 52.4 | FALSE
PGE | SIERRASTORAGE | In-Development | Battery Storage | 10 | FALSE
PGE | SISQUC_1_SMARIA | Online | Biogas | 1.1 | FALSE
PGE | SKERN_6_SOLAR1 | Online | Solar_1Axis | 20 | FALSE
PGE | SKERN_6_SOLAR2 | Online | Solar_1Axis | 10 | FALSE
PGE | SLATE_2_SLASR1 | Online | Solar_1Axis | 51 | FALSE
PGE | SLATE_2_SLASR2_LESR | Online | Hybrid_BattStorage | 46.5 | FALSE
PGE | SLATE_2_SLASR2_SUN | Online | Hybrid_Solar_1Axis | 46.5 | FALSE
PGE | SLATE_2_SLASR3_LESR | Online | Hybrid_BattStorage | 34 | FALSE
PGE | SLATE_2_SLASR3_SUN | Online | Hybrid_Solar_1Axis | 34 | FALSE
PGE | SLATE_2_SLASR4_LESR | Online | Hybrid_BattStorage | 63 | FALSE
PGE | SLATE_2_SLASR4_SUN | Online | Hybrid_Solar_1Axis | 13 | FALSE
PGE | SLATE_2_SLASR5_LESR | Online | Hybrid_BattStorage | 10 | FALSE
PGE | SLATE_2_SLASR5_SUN | Online | Hybrid_Solar_1Axis | 16 | FALSE
PGE | SLST13_2_SOLAR1 | Online | Solar_1Axis | 107.6 | FALSE
PGE | SLUISP_2_UNITS | Online | DR | 43.9 | FALSE
PGE | SMPRIP_1_SMPSON | Online | Cogen | 46.1 | FALSE
PGE | SMUDGO_7_UNIT_1 | Online | Geothermal | 47 | FALSE
PGE | SMYRNA_1_DL1SR1 | Online | Solar_1Axis | 1 | FALSE
PGE | SNMALF_6_UNITS | Online | Biogas | 3.4 | FALSE
PGE | SOLANOGEOTHERMAL | In-Development | Geothermal | 20.8 | FALSE
PGE | SONRISASOLAR | In-Development | Paired_Solar_1Axis | 100 | FALSE
PGE | SONRISASTORAGE | In-Development | Paired_BattStorage | 30 | FALSE
PGE | SPBURN_2_UNIT_1 | Online | Biomass/Wood | 12.6 | FALSE
PGE | SPI_LI_2_UNIT_1 | Online | Biomass/Wood | 9.7 | FALSE
PGE | SPIAND_1_ANDSN2 | Online | Biomass/Wood | 18.7 | FALSE
PGE | SPIFBD_1_PL1X2 | Online | Biomass/Wood | 3.7 | FALSE
PGE | SPQUIN_6_SRPCQU | Online | Biomass/Wood | 21.5 | FALSE
PGE | SRINTL_6_UNIT | Online | Cogen | 1.3 | FALSE
PGE | STIGCT_2_LODI | Online | CT | 49.9 | FALSE
PGE | STNRES_1_UNIT | Online | Biomass/Wood | 19.8 | FALSE
PGE | STOILS_1_UNITS | Online | Cogen | 16.6 | FALSE
PGE | STROUD_6_SOLAR | Online | Solar_Fixed | 20 | FALSE
PGE | STROUD_6_WWHSR1 | Online | Solar_1Axis | 1.5 | FALSE
PGE | SUMWHT_6_SWSSR1 | Online | Solar_1Axis | 18.5 | FALSE
PGE | SUNRIS_2_PL1X3 | Online | CC | 586 | FALSE
PGE | SUNSET_2_UNITS | Online | Cogen | 248 | FALSE
PGE | SUTTER_2_CISO | Online | CC | 275 | FALSE
PGE | SWIFT_1_NAS | Online | Battery Storage | 4.8 | FALSE
PGE | TIDWTR_2_UNITS | Online | Cogen | 62.6 | FALSE
PGE | TMPLTN_2_SOLAR | Online | Solar_Fixed | 1.5 | FALSE
PGE | TOPAZ_2_SOLAR | Online | Solar_Fixed | 550 | FALSE
PGE | TRNQL8_2_AMASR1 | Online | Solar_1Axis | 20 | FALSE
PGE | TRNQL8_2_AZUSR1 | Online | Solar_1Axis | 20 | FALSE
PGE | TRNQL8_2_ROJSR1 | Online | Solar_1Axis | 100 | FALSE
PGE | TRNQL8_2_VERSR1 | Online | Solar_1Axis | 60 | FALSE
PGE | TRNQLT_2_RETBT1 | Online | Paired_BattStorage | 72 | FALSE
PGE | TRNQLT_2_SOLAR | Online | Paired_Solar_Fixed | 200 | FALSE
PGE | TUPMAN_1_BIOGAS | Online | Biogas | 0.4 | FALSE
PGE | TWISSL_6_SOLAR | Online | Solar_Fixed | 1.5 | FALSE
PGE | TX_ELK_6_SOLAR1 | Online | Solar_1Axis | 1.5 | FALSE
PGE | TXMCKT_6_UNIT | Online | Cogen | 5.1 | FALSE
PGE | ULTPCH_1_UCSBT1 | In-Development | Battery Storage | 10 | FALSE
PGE | ULTPCH_1_UNIT_1 | Online | Biomass/Wood | 18 | FALSE
PGE | ULTPFR_1_UNIT_1 | Online | Biomass/Wood | 24.3 | FALSE
PGE | ULTRCK_2_UNIT | Online | Biomass/Wood | 23.9 | FALSE
PGE | UNCHEM_1_UNIT | Online | Cogen | 13.6 | FALSE
PGE | UNOCAL_1_UNITS | Online | Cogen | 6.9 | FALSE
PGE | UNVRSY_1_UNIT_1 | Online | Cogen | 36 | FALSE
PGE | USWND2_1_WIND1 | Online | Wind | 43 | FALSE
PGE | USWND2_1_WIND2 | Online | Wind | 43 | FALSE
PGE | USWND2_1_WIND3 | Online | Wind | 46 | FALSE
PGE | USWND4_2_UNIT2 | Online | Biogas | 7.4 | FALSE
PGE | USWNDR_2_LABWD1 | Online | Wind | 9 | FALSE
PGE | USWPFK_6_FRICK | Online | Wind | 10 | FALSE
PGE | USWPJR_2_UNITS | Online | Wind | 78.2 | FALSE
PGE | VACADX_1_NAS | Online | Battery Storage | 1.9 | FALSE
PGE | VACADX_1_SOLAR | Online | Solar_Fixed | 2.5 | FALSE
PGE | VACADX_1_UNITA1 | Online | CT | 50.6 | FALSE
PGE | Van_Der_Kooi_Dairy_Digester | Online | Biogas | 0.8 | FALSE
PGE | VEDDER_1_SEKERN | Online | Cogen | 3.5 | FALSE
PGE | VEGA_6_SOLAR1 | Online | Solar_1Axis | 20 | FALSE
PGE | VESTAL_2_TS5SR1 | Online | Solar_1Axis | 55.8 | FALSE
PGE | VISTRA_5_DALBT1 | Online | Battery Storage | 100 | FALSE
PGE | VISTRA_5_DALBT2 | Online | Battery Storage | 100 | FALSE
PGE | VISTRA_5_DALBT3 | Online | Battery Storage | 100 | FALSE
PGE | VISTRA_5_DALBT4 | Online | Battery Storage | 100 | FALSE
PGE | VISTRA_5_PLABT1 | In-Development | Battery Storage | 100.4 | FALSE
PGE | VISTRA_5_PLABT2 | In-Development | Battery Storage | 100.4 | FALSE
PGE | VISTRA_5_PLABT3 | In-Development | Battery Storage | 74.6 | FALSE
PGE | WADHAM_6_UNIT | Online | Biomass/Wood | 25.1 | FALSE
PGE | WAUKNA_1_SOLAR | Online | Solar_Fixed | 20 | FALSE
PGE | WAUKNA_1_SOLAR2 | Online | Solar_1Axis | 19.8 | FALSE
PGE | WEBER_6_FORWRD | Online | Biogas | 4.1 | FALSE
PGE | WFRESN_1_SOLAR | Online | Solar_Fixed | 1.5 | FALSE
PGE | WHEATL_6_LNDFIL | Online | Biogas | 3.4 | FALSE
PGE | WHITNY_6_SOLAR | Online | Solar_1Axis | 20 | FALSE
PGE | WILLMS_6_ARBBM1 | Online | Biomass/Wood | 2.8 | FALSE
PGE | WNDMAS_2_UNIT_1 | Online | Wind | 38 | FALSE
PGE | WOLFSK_1_UNITA1 | Online | CT | 46.9 | FALSE
PGE | WRGTSR_2_WSFSR1 | Online | Hybrid_Solar_Fixed | 200 | FALSE
PGE | WRIGHTFREEMANSTORAGE | In-Development | Hybrid_BattStorage | 80 | FALSE
PGE | WSENGY_1_UNIT_1 | Online | Biomass/Wood | 36.3 | FALSE
PGE | YUBACT_1_SUNSWT | Online | Cogen | 50 | FALSE
PGE | YUBACT_6_UNITA1 | Online | CT | 47.6 | FALSE
PGE | ZOND_6_UNIT | Online | Wind | 17.1 | FALSE
PGE | TANHIL_6_SOLART | Online | Cogen | 11.1 | FALSE
PGE | ESQUON_6_LNDFIL | Online | Biogas | 0 | FALSE
PGE | GANSO_1_WSTBM1 | Online | Biogas | 0 | FALSE
PGE | GUERNS_6_HD3BM3 | Online | Biogas | 0 | FALSE
PGE | GUERNS_6_VH2BM1 | Online | Biogas | 0 | FALSE
PGE | SCHNDR_1_OS2BM2 | Online | Biogas | 0 | FALSE
PGE | DAIRLD_1_MD2BM1 | Online | Biomass/Wood | 0 | FALSE
PortlandGE | ButlerSolarLLC1 | Online | Solar_Fixed | 4 | FALSE
PortlandGE | BellevueSolarINV1 | Online | Solar_Fixed | 1.6 | FALSE
PortlandGE | CaseCreekSolar | Online | Solar_Fixed | 2.2 | FALSE
PortlandGE | AdamsSolarOR | Online | Solar_Fixed | 10 | FALSE
PortlandGE | BaldockSolarHighwayPV | Online | Solar_Fixed | 1.7 | FALSE
PortlandGE | BallstonSolarLLCBSPV1 | Online | Solar_Fixed | 2.2 | FALSE
PortlandGE | Beaver8 | Online | CT | 24.5 | FALSE
PortlandGE | BeaverCC_Total | Online | CC | 476.7 | FALSE
PortlandGE | BellevueSolarProject | Online | Solar_Fixed | 1.6 | FALSE
PortlandGE | BighornSolar | Online | Solar_Fixed | 2.2 | FALSE
PortlandGE | BiglowCanyon1 | Online | Wind | 125.4 | FALSE
PortlandGE | BiglowCanyon2 | Online | Wind | 149.5 | FALSE
PortlandGE | BiglowCanyon3 | Online | Wind | 174.8 | FALSE
PortlandGE | BoringSolar | Online | Solar_Fixed | 2.2 | FALSE
PortlandGE | BristolSolar | Online | Solar_Fixed | 3 | FALSE
PortlandGE | BrushCreekSolar | Online | Solar_Fixed | 2.2 | FALSE
PortlandGE | CartyGenStaCC_Total | Online | CC | 480 | FALSE
PortlandGE | ColtonSolar | Online | Solar_Fixed | 2.2 | FALSE
PortlandGE | CoyoteSprgCC1_Total | Online | CC | 270 | FALSE
PortlandGE | DayHillSolarLLC | Online | Solar_Fixed | 2.3 | FALSE
PortlandGE | DaytonCutoffSolar | Online | Solar_Fixed | 2.2 | FALSE
PortlandGE | DriftCreekSolar | Online | Solar_Fixed | 2.2 | FALSE
PortlandGE | DunnRoadSolar | Online | Solar_Fixed | 1.8 | FALSE
PortlandGE | DuusSolarLLCORDUS | Online | Solar_Fixed | 10 | FALSE
PortlandGE | ElbeSolarCenter | Online | Solar_Fixed | 10 | FALSE
PortlandGE | FirwoodSolar | Online | Solar_Fixed | 10 | FALSE
PortlandGE | ForestGlenOaksDairy | Online | Biomass/Wood | 0.4 | FALSE
PortlandGE | GrandRondeSolar | Online | Solar_Fixed | 2.2 | FALSE
PortlandGE | GreenparkSolar | Online | Solar_Fixed | 1.3 | FALSE
PortlandGE | InterstateSolar | Online | Solar_Fixed | 2.2 | FALSE
PortlandGE | KalePatchSolar | Online | Solar_Fixed | 2.2 | FALSE
PortlandGE | LabishSolar | Online | Solar_Fixed | 2.2 | FALSE
PortlandGE | Marion_Inc | Online | Biomass/Wood | 13.1 | FALSE
PortlandGE | MilfordSolar | Online | Solar_Fixed | 3 | FALSE
PortlandGE | MinkeSolarPGR | Online | Solar_Fixed | 2.2 | FALSE
PortlandGE | MtHopeSolar | Online | Solar_Fixed | 2.5 | FALSE
PortlandGE | OneillCreekSolar | Online | Solar_Fixed | 2.2 | FALSE
PortlandGE | PalmerCreekSolar | Online | Solar_Fixed | 2.3 | FALSE
PortlandGE | PikaSolar | Online | Solar_Fixed | 2.2 | FALSE
PortlandGE | PortWestwrd1CC_Total | Online | CC | 430 | FALSE
PortlandGE | PortWestwrd2_01 | Online | ICE | 18.7 | FALSE
PortlandGE | PortWestwrd2_02 | Online | ICE | 18.7 | FALSE
PortlandGE | PortWestwrd2_03 | Online | ICE | 18.7 | FALSE
PortlandGE | PortWestwrd2_04 | Online | ICE | 18.7 | FALSE
PortlandGE | PortWestwrd2_05 | Online | ICE | 18.7 | FALSE
PortlandGE | PortWestwrd2_06 | Online | ICE | 18.7 | FALSE
PortlandGE | PortWestwrd2_07 | Online | ICE | 18.7 | FALSE
PortlandGE | PortWestwrd2_08 | Online | ICE | 18.7 | FALSE
PortlandGE | PortWestwrd2_09 | Online | ICE | 18.7 | FALSE
PortlandGE | PortWestwrd2_10 | Online | ICE | 18.7 | FALSE
PortlandGE | PortWestwrd2_11 | Online | ICE | 18.7 | FALSE
PortlandGE | PortWestwrd2_12 | Online | ICE | 18.7 | FALSE
PortlandGE | RafaelSolarPV | Online | Solar_Fixed | 2.2 | FALSE
PortlandGE | RiverValleySolar1PV | Online | Solar_Fixed | 1.9 | FALSE
PortlandGE | SalemSmartPowerCenterSSPC | Online | Battery Storage | 5 | FALSE
PortlandGE | SilvertonSolar | Online | Solar_Fixed | 2.2 | FALSE
PortlandGE | SSDClackamas1 | Online | Solar_Fixed | 4 | FALSE
PortlandGE | SSDClackamas4 | Online | Solar_Fixed | 2 | FALSE
PortlandGE | SSDClackamas7 | Online | Solar_Fixed | 2 | FALSE
PortlandGE | SSDMarion1 | Online | Solar_Fixed | 2 | FALSE
PortlandGE | SSDMarion3 | Online | Solar_Fixed | 2 | FALSE
PortlandGE | SSDMarion5 | Online | Solar_Fixed | 2 | FALSE
PortlandGE | SSDMarion6 | Online | Solar_Fixed | 2 | FALSE
PortlandGE | SteelBridgeSolar | Online | Solar_Fixed | 2.3 | FALSE
PortlandGE | StLouisSolar | Online | Solar_Fixed | 2.2 | FALSE
PortlandGE | SulusSolar1 | Online | Solar_Fixed | 3.1 | FALSE
PortlandGE | SulusSolar2 | Online | Solar_Fixed | 3 | FALSE
PortlandGE | SulusSolar3 | Online | Solar_Fixed | 2.2 | FALSE
PortlandGE | SulusSolar4 | Online | Solar_Fixed | 3 | FALSE
PortlandGE | SulusSolar5 | Online | Solar_Fixed | 2.6 | FALSE
PortlandGE | SulusSolar6 | Online | Solar_Fixed | 3 | FALSE
PortlandGE | SulusSolar7 | Online | Solar_Fixed | 3 | FALSE
PortlandGE | TickleCreekSolar | Online | Solar_Fixed | 1.9 | FALSE
PortlandGE | Tucannon_River_Wind | Online | Wind | 9 | FALSE
PortlandGE | WilliamsAcresSolar | Online | Solar_Fixed | 2.5 | FALSE
PortlandGE | YamhillSolar1 | Online | Solar_Fixed | 1 | FALSE
SCE | ACACIA_6_SOLAR | Online | Solar_Fixed | 20 | FALSE
SCE | ALAMIT_2_PL1X3 | Online | CC | 674.7 | FALSE
SCE | ALAMIT_7_ES1 | Online | Battery Storage | 100 | FALSE
SCE | ALMASL_2_AL6BT6 | Online | Paired_BattStorage | 50 | FALSE
SCE | ALMASL_2_GS1SR1 | Online | Solar_1Axis | 125 | FALSE
SCE | ALMASL_2_GS4SR4 | Online | Solar_1Axis | 100 | FALSE
SCE | ALMASL_2_GS6SR6 | Online | Paired_Solar_1Axis | 100 | FALSE
SCE | ALMASL_2_GS7SR7 | Online | Solar_1Axis | 132 | FALSE
SCE | ALT6DN_2_WIND7 | Online | Wind | 168 | FALSE
SCE | ALT6DS_2_WIND9 | Online | Wind | 132 | FALSE
SCE | ALTA3A_2_CPCE4 | Online | Wind | 102 | FALSE
SCE | ALTA3A_2_CPCE5 | Online | Wind | 168 | FALSE
SCE | ALTA3A_2_CPCE8 | Online | Wind | 150 | FALSE
SCE | ALTA4A_2_CPCW1 | Online | Wind | 150 | FALSE
SCE | ALTA4B_2_CPCW2 | Online | Wind | 150 | FALSE
SCE | ALTA4B_2_CPCW3 | Online | Wind | 150 | FALSE
SCE | ALTA4B_2_CPCW6 | Online | Wind | 150 | FALSE
SCE | ALTA6B_2_WIND11 | Online | Wind | 90 | FALSE
SCE | ALTA6E_2_WIND10 | Online | Wind | 138 | FALSE
SCE | ALTAGASSTORAGE | Online | Battery Storage | 40 | FALSE
SCE | ALTWD_1_QF | Online | Wind | 28.8 | FALSE
SCE | ALTWD_2_AT3WD3 | Online | Wind | 9.8 | FALSE
SCE | ALTWD_2_COAWD1 | Online | Wind | 50.4 | FALSE
SCE | ANAHM_2_CANYN1 | Online | CT | 49.4 | FALSE
SCE | ANAHM_2_CANYN2 | Online | CT | 49.4 | FALSE
SCE | ANAHM_2_CANYN3 | Online | CT | 49.4 | FALSE
SCE | ANAHM_2_CANYN4 | Online | CT | 49.4 | FALSE
SCE | ARBWD_6_QF | Online | Wind | 20 | FALSE
SCE | ARCOGN_2_UNITS | Online | Cogen | 305 | FALSE
SCE | ARLINGTONENERGYCENTERSOLAR | In-Development | Paired_Solar_1Axis | 233 | FALSE
SCE | ARLNTN_2_AR1SR1 | Online | Solar_1Axis | 100 | FALSE
SCE | ARLNTN_2_ASUSR1 | Online | Solar_1Axis | 131 | FALSE
SCE | ARVINN_6_ORION2 | Online | Solar_1Axis | 8 | FALSE
SCE | ASTORA_2_SOLAR1 | Online | Solar_1Axis | 100 | FALSE
SCE | ASTORA_2_SOLAR2 | Online | Solar_1Axis | 75 | FALSE
SCE | ATHOS_5_AP1X2 | Online | Solar_1Axis | 250 | FALSE
SCE | ATHOS_5_AP2X2 | Online | Solar_1Axis | 200 | FALSE
SCE | ATWEL2_1_SOLAR1 | Online | Solar_1Axis | 20 | FALSE
SCE | AVSOLR_2_SOLAR | Online | Solar_Fixed | 241.5 | FALSE
SCE | BARRE_2_ALASB1 | In-Development | Battery Storage | 10 | FALSE
SCE | BARRE_6_PEAKER | Online | CT | 55 | FALSE
SCE | BEAUMONTESS | In-Development | Battery Storage | 100 | FALSE
SCE | BEJNLS_5_BV2SCEDYN | Online | Wind | 167 | TRUE
SCE | BEKWJS_5_BV1SCEDYN | Online | Wind | 130 | TRUE
SCE | BGSKYN_2_AS2SR1 | Online | Solar_1Axis | 105 | FALSE
SCE | BGSKYN_2_ASPSR2 | Online | Solar_1Axis | 100 | FALSE
SCE | BGSKYN_2_ASSR1B | Online | Solar_1Axis | 17 | FALSE
SCE | BGSKYN_2_ASSR3A | Online | Solar_1Axis | 15 | FALSE
SCE | BGSKYN_2_ASSR3B | Online | Solar_1Axis | 5 | FALSE
SCE | BGSKYN_2_BS3SR3 | Online | Solar_1Axis | 20 | FALSE
SCE | BIGBEAUSTORAGE | Online | Hybrid_BattStorage | 40 | FALSE
SCE | BIGSKY_2_AS2BT1 | Online | Battery Storage | 127 | FALSE
SCE | BIGSKY_2_ASLBT2 | Online | Battery Storage | 100 | FALSE
SCE | BIGSKY_2_BSKSR6 | Online | Solar_1Axis | 20 | FALSE
SCE | BIGSKY_2_BSKSR7 | Online | Solar_1Axis | 20 | FALSE
SCE | BIGSKY_2_BSKSR8 | Online | Solar_1Axis | 20 | FALSE
SCE | BIGSKY_2_SOLAR1 | Online | Solar_1Axis | 20 | FALSE
SCE | BIGSKY_2_SOLAR2 | Online | Solar_1Axis | 40 | FALSE
SCE | BIGSKY_2_SOLAR3 | Online | Solar_1Axis | 20 | FALSE
SCE | BIGSKY_2_SOLAR4 | Online | Solar_1Axis | 20 | FALSE
SCE | BIGSKY_2_SOLAR5 | Online | Solar_1Axis | 5 | FALSE
SCE | BIGSKY_2_SOLAR6 | Online | Solar_1Axis | 85 | FALSE
SCE | BIGSKY_2_SOLAR7 | Online | Solar_1Axis | 50 | FALSE
SCE | BigSky1 | Online | Biomass/Wood | 0.7 | FALSE
SCE | BigSky2 | Online | Biomass/Wood | 0.7 | FALSE
SCE | BiomassOneGE1 | Online | Biomass/Wood | 13.6 | FALSE
SCE | BLACKWALNUT | In-Development | Battery Storage | 15 | FALSE
SCE | BLAST_1_WIND | Online | Wind | 49 | FALSE
SCE | BLKCRK_2_GMCBT1 | Online | Hybrid_BattStorage | 230 | FALSE
SCE | BLKCRK_2_SOLAR1 | Online | Solar_1Axis | 250 | FALSE
SCE | BLM_2_UNITS | Online | Geothermal | 47 | FALSE
SCE | BLYTHE_1_SOLAR1 | Online | Solar_Fixed | 21 | FALSE
SCE | BLYTHE_1_SOLAR2 | Online | Solar_1Axis | 20 | FALSE
SCE | BUCKBL_2_PL1X3 | Online | CC | 493.6 | FALSE
SCE | BUCKWD_1_NPALM1 | Online | Solar_1Axis | 2.4 | FALSE
SCE | BUCKWD_1_QF | Online | Wind | 16.5 | FALSE
SCE | BUCKWD_7_WINTCV | Online | Wind | 1.3 | FALSE
SCE | CABZON_1_WINDA1 | Online | Wind | 41 | FALSE
SCE | CALGEN_1_UNITS | Online | Geothermal | 80 | FALSE
SCE | CAMLOT_2_SOLAR2 | Online | Solar_Fixed | 15 | FALSE
SCE | CANYONCOUNTRYESS | In-Development | Battery Storage | 80 | FALSE
SCE | CAPWD_1_QF | Online | Wind | 19.6 | FALSE
SCE | CargillB6Bio1 | Online | Biomass/Wood | 1.1 | FALSE
SCE | CargillB6Bio2 | Online | Biomass/Wood | 1.1 | FALSE
SCE | CASADB_1_CD4GT1 | Online | Geothermal | 31 | FALSE
SCE | CATLNA_2_SOLAR | Online | Solar_Fixed | 110 | FALSE
SCE | CATLNA_2_SOLAR2 | Online | Solar_1Axis | 18 | FALSE
SCE | CBRLLO_6_PLSTP1 | Online | Biomass/Wood | 2.2 | FALSE
SCE | CEDUCR_2_SOLAR1 | Online | Solar_1Axis | 20 | FALSE
SCE | CEDUCR_2_SOLAR2 | Online | Solar_1Axis | 20 | FALSE
SCE | CEDUCR_2_SOLAR3 | Online | Solar_1Axis | 15 | FALSE
SCE | CEDUCR_2_SOLAR4 | Online | Solar_1Axis | 20 | FALSE
SCE | CENTER_2_SOLAR1 | Online | Solar_Fixed | 0.9 | FALSE
SCE | CENTER_6_PEAKER | Online | CT | 47.1 | FALSE
SCE | CENTPD_2_BMSSX2 | In-Development | Hybrid_Solar_1Axis | 223.6 | FALSE
SCE | CENTPD_2_BMSX2 | In-Development | Hybrid_BattStorage | 112 | FALSE
SCE | CENTRY_6_PL1X4 | Online | CT | 41.4 | FALSE
SCE | CHARMN_2_PGONG1 | Online | Biomass/Wood | 19.9 | FALSE
SCE | CHEVMN_2_UNITS | Online | Cogen | 26.4 | FALSE
SCE | CHINO_2_APEBT1 | Online | Battery Storage | 20 | FALSE
SCE | CHINO_2_JURUPA | Online | Solar_Fixed | 1.5 | FALSE
SCE | CHINO_2_SASOLR | Online | Solar_Fixed | 1.5 | FALSE
SCE | CHINO_2_SOLAR | Online | Solar_Fixed | 1 | FALSE
SCE | CHINO_2_SOLAR2 | Online | Solar_Fixed | 1.5 | FALSE
SCE | CHINO_6_CIMGEN | Online | Cogen | 26 | FALSE
SCE | CHINO_7_MILIKN | Online | Biogas | 1.8 | FALSE
SCE | COLTON_6_AGUAM1 | Online | CT | 43 | FALSE
SCE | CONTRL_1_CASAD1 | Online | Geothermal | 7.2 | FALSE
SCE | CONTRL_1_CASAD2 | Online | Geothermal | 10.2 | FALSE
SCE | CONTRL_1_CASAD3 | Online | Geothermal | 13.1 | FALSE
SCE | CONTRL_1_OXBOW | Online | Geothermal | 59.7 | FALSE
SCE | CONTRL_1_QF | Online | Cogen | 1.6 | FALSE
SCE | COPMT2_2_SOLAR2 | Online | Solar_Fixed | 155 | TRUE
SCE | COPMT4_2_SOLAR4 | Online | Solar_Fixed | 92 | TRUE
SCE | COPMTN_2_CM10 | Online | Solar_Fixed | 10 | TRUE
SCE | COPMTN_2_SOLAR1 | Online | Solar_Fixed | 48 | TRUE
SCE | CORONS_2_SOLAR | Online | Solar_Fixed | 1 | FALSE
SCE | CORONS_6_CLRWTR | Online | CC | 28 | FALSE
SCE | CRIMSN_2_CRMBT1 | Online | Battery Storage | 200 | FALSE
SCE | CRIMSN_2_CRMBT2 | Online | Battery Storage | 150 | FALSE
SCE | CUMMNG_6_SUNCT1 | Online | Cogen | 3.6 | FALSE
SCE | DAGGETTSOLAR | In-Development | Paired_Solar_1Axis | 182 | FALSE
SCE | DAGGETTSTORAGE | In-Development | Paired_BattStorage | 130 | FALSE
SCE | DELAMO_2_ALASB2 | Online | Battery Storage | 10 | FALSE
SCE | DELAMO_2_SOLAR1 | Online | Solar_Fixed | 1.5 | FALSE
SCE | DELAMO_2_SOLAR2 | Online | Solar_Fixed | 1.8 | FALSE
SCE | DELAMO_2_SOLAR3 | Online | Solar_Fixed | 1.3 | FALSE
SCE | DELAMO_2_SOLAR4 | Online | Solar_Fixed | 1.3 | FALSE
SCE | DELAMO_2_SOLAR5 | Online | Solar_Fixed | 1 | FALSE
SCE | DELAMO_2_SOLAR6 | Online | Solar_Fixed | 2 | FALSE
SCE | DELAMO_2_SOLRC1 | Online | Solar_Fixed | 1.2 | FALSE
SCE | DELAMO_2_SOLRD | Online | Solar_Fixed | 1.3 | FALSE
SCE | DELSUR_6_BSOLAR | Online | Solar_Fixed | 3 | FALSE
SCE | DELSUR_6_CREST | Online | Solar_Fixed | 10 | FALSE
SCE | DELSUR_6_DRYFRB | Online | Solar_1Axis | 5 | FALSE
SCE | DELSUR_6_HORSR1 | In-Development | Solar_1Axis | 3 | FALSE
SCE | DELSUR_6_SOLAR1 | Online | Solar_1Axis | 6.5 | FALSE
SCE | DELSUR_6_SOLAR4 | Online | Solar_1Axis | 1.5 | FALSE
SCE | DELSUR_6_SOLAR5 | Online | Solar_1Axis | 1.5 | FALSE
SCE | DEVERS_1_SEPV05 | Online | Solar_Fixed | 2 | FALSE
SCE | DEVERS_1_SOLAR | Online | Solar_Fixed | 18.5 | FALSE
SCE | DEVERS_1_SOLAR1 | Online | Solar_1Axis | 12 | FALSE
SCE | DEVERS_1_SOLAR2 | Online | Solar_1Axis | 9 | FALSE
SCE | DEVERS_2_CS2SR4 | Online | Solar_1Axis | 0.9 | FALSE
SCE | DEVERS_2_DHSPG2 | Online | Solar_1Axis | 1.4 | FALSE
SCE | DoubleADigester1 | Online | Biomass/Wood | 1.4 | FALSE
SCE | DoubleADigester2 | Online | Biomass/Wood | 1.4 | FALSE
SCE | DoubleADigester3 | Online | Biomass/Wood | 1.4 | FALSE
SCE | DRACKR_2_D4SR4B | Online | Solar_1Axis | 62.5 | FALSE
SCE | DRACKR_2_DS3SR3 | Online | Paired_Solar_Fixed | 125 | FALSE
SCE | DRACKR_2_DS4SR4 | Online | Solar_1Axis | 62.5 | FALSE
SCE | DRACKR_2_DSUBT1 | Online | Paired_BattStorage | 63 | FALSE
SCE | DRACKR_2_DSUBT2 | Online | Paired_BattStorage | 115 | FALSE
SCE | DRACKR_2_DSUBT3 | Online | Paired_BattStorage | 115 | FALSE
SCE | DRACKR_2_DSUBT4 | Online | Battery Storage | 47 | FALSE
SCE | DRACKR_2_SOLAR1 | Online | Paired_Solar_Fixed | 110 | FALSE
SCE | DRACKR_2_SOLAR2 | Online | Paired_Solar_Fixed | 125 | FALSE
SCE | DREWS_6_PL1X4 | Online | CT | 41.4 | FALSE
SCE | DSFLWR_2_W9CSB1 | Online | Solar_1Axis | 100 | FALSE
SCE | DSFLWR_2_W9CSB2 | Online | Solar_1Axis | 100 | FALSE
SCE | DSFLWR_2_WS2SR1 | Online | Solar_1Axis | 100 | FALSE
SCE | DSRTHV_2_DH1SR1 | Online | Solar_1Axis | 80 | FALSE
SCE | DSRTHV_2_DH2BT1 | Online | Battery Storage | 35 | FALSE
SCE | DSRTHV_2_DH2SR2 | Online | Solar_1Axis | 35 | FALSE
SCE | DSRTSL_2_SOLAR1 | Online | Solar_Fixed | 296.2 | FALSE
SCE | DSRTSN_2_DS2X2 | Online | Battery Storage | 230 | FALSE
SCE | DSRTSN_2_SOLAR1 | Online | Solar_Fixed | 300 | FALSE
SCE | DSRTSN_2_SOLAR2 | Online | Solar_Fixed | 250 | FALSE
SCE | DTCHWD_2_BT3WND | Online | Wind | 4.5 | FALSE
SCE | DTCHWD_2_BT4WND | Online | Wind | 6.5 | FALSE
SCE | DURNMESA_3_WBDYN | Online | Wind | 105.1 | TRUE
SCE | EASTWD_7_UNIT | Online | PSH | 200 | FALSE
SCE | EDMONS_2_NSPIN | Online | DR | 236 | FALSE
SCE | EDWARD_2_E21SB1_LESR | Online | Battery Storage | 71 | FALSE
SCE | EDWARD_2_E21SB1_SUN | Online | Solar_1Axis | 95 | FALSE
SCE | EDWARD_2_E23SB1_LESR | Online | Battery Storage | 12 | FALSE
SCE | EDWARD_2_ES2BT3_LESR | Online | Battery Storage | 66 | FALSE
SCE | EDWARD_2_ES2BT3_SUN | Online | Solar_1Axis | 85 | FALSE
SCE | EDWARD_2_ESSSB1 | In-Development | Battery Storage | 116 | FALSE
SCE | EDWARD_2_ESSSB2 | In-Development | Battery Storage | 132 | FALSE
SCE | ELCABO_5_ECWSCEDYN | Online | Wind | 298 | TRUE
SCE | ELLIS_2_QF | Online | Biogas | 1 | FALSE
SCE | ELSEGN_2_UN1011 | Online | CC | 274.3 | FALSE
SCE | ELSEGN_2_UN2021 | Online | CC | 271.3 | FALSE
SCE | ENELBELLASTORAGE | Online | Battery Storage | 10 | FALSE
SCE | Energetics_PV | Online | Solar_1Axis | 4.8 | FALSE
SCE | ENWIND_2_WIND1 | Online | Wind | 47.1 | FALSE
SCE | ENWIND_2_WIND2 | Online | Wind | 38.2 | FALSE
SCE | ESNHWR_2_WC1BT1 | Online | Battery Storage | 3 | FALSE
SCE | ESTWND_2_OPPWD1 | Online | Wind | 57.1 | FALSE
SCE | ETIWND_2_CHMPNE | Online | Solar_Fixed | 1 | FALSE
SCE | ETIWND_2_RTS010 | Online | Solar_Fixed | 1.5 | FALSE
SCE | ETIWND_2_RTS015 | Online | Solar_Fixed | 3 | FALSE
SCE | ETIWND_2_RTS017 | Online | Solar_Fixed | 3.5 | FALSE
SCE | ETIWND_2_RTS018 | Online | Solar_Fixed | 1.5 | FALSE
SCE | ETIWND_2_RTS023 | Online | Solar_Fixed | 2.5 | FALSE
SCE | ETIWND_2_RTS026 | Online | Solar_1Axis | 6 | FALSE
SCE | ETIWND_2_RTS027 | Online | Solar_Fixed | 2 | FALSE
SCE | ETIWND_2_SOLAR1 | Online | Solar_1Axis | 1 | FALSE
SCE | ETIWND_2_SOLAR2 | Online | Solar_Fixed | 1 | FALSE
SCE | ETIWND_2_SOLAR5 | Online | Solar_Fixed | 2 | FALSE
SCE | ETIWND_2_UNIT1 | Online | Solar_Fixed | 33.6 | FALSE
SCE | ETIWND_6_GRPLND | Online | CT | 47.4 | FALSE
SCE | FLOWD_2_RT2WD2 | Online | Wind | 27.4 | FALSE
SCE | FLOWD_2_WIND1 | Online | Wind | 11.9 | FALSE
SCE | GALE_1_SR3SR3 | Online | Solar_1Axis | 13.8 | FALSE
SCE | GARLND_2_GARBT1 | Online | Paired_BattStorage | 88 | FALSE
SCE | GARLND_2_GASLR | Online | Paired_Solar_Fixed | 180 | FALSE
SCE | GARLND_2_GASLRA | Online | Solar_1Axis | 20 | FALSE
SCE | GARNET_1_SOLAR | Online | Solar_1Axis | 4 | FALSE
SCE | GARNET_1_SOLAR2 | Online | Solar_1Axis | 4 | FALSE
SCE | GARNET_1_WINDS | Online | Wind | 22.5 | FALSE
SCE | GARNET_1_WT3WND | Online | Wind | 6 | FALSE
SCE | GARNET_2_COAWD2 | Online | Wind | 10.8 | FALSE
SCE | GARNET_2_WIND1 | Online | Wind | 11.2 | FALSE
SCE | GARNET_2_WIND2 | Online | Wind | 11.7 | FALSE
SCE | GARNET_2_WIND3 | Online | Wind | 12.6 | FALSE
SCE | GARNET_2_WIND4 | Online | Wind | 9.8 | FALSE
SCE | GARNET_2_WIND5 | Online | Wind | 3 | FALSE
SCE | GASKW1_2_GW1SR1 | Online | Solar_1Axis | 20 | FALSE
SCE | GASKW1_2_GW2BT1 | Online | Battery Storage | 20 | FALSE
SCE | GASKW1_2_GW2SR1 | In-Development | Solar_1Axis | 16 | FALSE
SCE | GASKW1_2_GW2SR2 | In-Development | Solar_1Axis | 29 | FALSE
SCE | GASKW1_2_GW3SR1 | In-Development | Solar_1Axis | 20 | FALSE
SCE | GASKW1_2_GW4SR1 | In-Development | Solar_1Axis | 20 | FALSE
SCE | GASKW1_2_GW5SR1 | In-Development | Solar_1Axis | 20 | FALSE
SCE | GLDFGR_6_SOLAR1 | Online | Solar_1Axis | 20 | FALSE
SCE | GLDFGR_6_SOLAR2 | Online | Solar_1Axis | 11.4 | FALSE
SCE | GLDTWN_6_COLUM3 | Online | Solar_1Axis | 10 | FALSE
SCE | GLDTWN_6_SOLAR | Online | Solar_1Axis | 5 | FALSE
SCE | GLNARM_2_UNIT_5 | Online | CC | 65.8 | FALSE
SCE | GLNARM_7_UNIT_1 | Online | CT | 22.1 | FALSE
SCE | GLNARM_7_UNIT_2 | Online | CT | 22.3 | FALSE
SCE | GLNARM_7_UNIT_3 | Online | CT | 44.8 | FALSE
SCE | GLNARM_7_UNIT_4 | Online | CT | 42.4 | FALSE
SCE | GLOW_6_SOLAR | Online | Solar_1Axis | 20 | FALSE
SCE | GOLETA_2_VALBT1 | Online | Battery Storage | 10 | FALSE
SCE | GOLETA_6_ELLWOD | Online | CT | 54 | FALSE
SCE | GOLETA_6_TR2BM2 | Online | Biogas | 1.9 | FALSE
SCE | GRIFFI_2_LSPDYN | Online | CC | 590.8 | TRUE
SCE | HARBGN_7_UNITS | Online | CC | 109 | FALSE
SCE | HENRTA_6_HDEBT1 | Online | Battery Storage | 10 | FALSE
SCE | HIDSRT_2_UNITS | Online | CC | 830 | FALSE
SCE | HIGHDS_2_H5SBT1 | Online | Paired_BattStorage | 50 | FALSE
SCE | HIGHDS_2_H5SSR1 | Online | Paired_Solar_1Axis | 100 | FALSE
SCE | HINSON_6_LBECH1 | Online | CT | 63 | FALSE
SCE | HINSON_6_LBECH2 | Online | CT | 63 | FALSE
SCE | HINSON_6_LBECH3 | Online | CT | 63 | FALSE
SCE | HINSON_6_LBECH4 | Online | CT | 63 | FALSE
SCE | HINSON_6_SERRGN | Online | Cogen | 34 | FALSE
SCE | HNTGBH_2_PL1X3 | Online | CC | 673.8 | FALSE
SCE | HooleyDigester1 | Online | Biomass/Wood | 0.2 | FALSE
SCE | HooleyDigester2 | Online | Biomass/Wood | 0.2 | FALSE
SCE | INDIGO_1_UNIT_1 | Online | CT | 45.3 | FALSE
SCE | INDIGO_1_UNIT_2 | Online | CT | 45.3 | FALSE
SCE | INDIGO_1_UNIT_3 | Online | CT | 45.3 | FALSE
SCE | INTERSECTOBERONSOLAR | In-Development | Hybrid_Solar_1Axis | 250 | FALSE
SCE | INTERSECTOBERONSTORAGE | In-Development | Hybrid_BattStorage | 125 | FALSE
SCE | INTMNT_3_ANAHEIM | Online | Coal | 236 | FALSE
SCE | INTMNT_3_PASADENA | Online | Coal | 107 | FALSE
SCE | INTMNT_3_RIVERSIDE | Online | Coal | 137 | FALSE
SCE | IVANPA_1_UNIT1 | Online | Solar_Thermal | 126 | FALSE
SCE | IVANPA_1_UNIT2 | Online | Solar_Thermal | 133 | FALSE
SCE | IVANPA_1_UNIT3 | Online | Solar_Thermal | 133 | FALSE
SCE | JAWBNE_2_SRWND | Online | Wind | 30 | FALSE
SCE | JAWBNE_2_SRWWD2 | Online | Wind | 30.2 | FALSE
SCE | JJ_Elmore | Online | Geothermal | 42 | TRUE
SCE | JOANEC_2_ST3BT3 | In-Development | Battery Storage | 40 | FALSE
SCE | JOANEC_2_STABT1 | Online | Battery Storage | 20 | FALSE
SCE | JOANEC_2_STABT2 | Online | Battery Storage | 20 | FALSE
SCE | JOHANN_2_JOSBT1 | Online | Battery Storage | 10 | FALSE
SCE | JOHANN_2_JOSBT2 | Online | Battery Storage | 5 | FALSE
SCE | JOHANN_2_OCEBT2 | Online | Battery Storage | 9 | FALSE
SCE | JOHANN_2_OCEBT3 | Online | Battery Storage | 6 | FALSE
SCE | JOHANN_2_T1BBT1 | In-Development | Battery Storage | 1.4 | FALSE
SCE | KEARNY_6_SESBT2 | Online | Battery Storage | 10 | FALSE
SCE | KNGBRD_2_SOLAR1 | Online | Solar_1Axis | 20 | FALSE
SCE | KNGBRD_2_SOLAR2 | Online | Solar_1Axis | 20 | FALSE
SCE | KRAMER_2_SEGS_9 | Online | Solar_Thermal | 80 | FALSE
SCE | LCKHT1_2_LH1SR1 | In-Development | Paired_Solar_1Axis | 65 | FALSE
SCE | Leathers | Online | Geothermal | 42 | TRUE
SCE | LEBECS_2_UNITS | Online | CC | 799.5 | FALSE
SCE | LGHTHP_6_ICEGEN | Online | CT | 48 | FALSE
SCE | LITLRK_6_GBCSR1 | Online | Solar_1Axis | 3 | FALSE
SCE | LITLRK_6_SEPV01 | Online | Solar_1Axis | 2 | FALSE
SCE | LITLRK_6_SOLAR1 | Online | Solar_1Axis | 5 | FALSE
SCE | LITLRK_6_SOLAR2 | Online | Solar_1Axis | 2 | FALSE
SCE | LITLRK_6_SOLAR3 | Online | Solar_1Axis | 2 | FALSE
SCE | LITLRK_6_SOLAR4 | Online | Solar_1Axis | 3 | FALSE
SCE | LNCSTR_6_CREST | Online | Solar_1Axis | 5.5 | FALSE
SCE | LNCSTR_6_SOLAR2 | Online | Battery Storage | 8.3 | FALSE
SCE | MAGNLA_6_ANAHEIM | Online | CC | 109 | FALSE
SCE | MAGNLA_6_CERRITOS | Online | CC | 12 | FALSE
SCE | MAGNLA_6_COLTON | Online | CC | 12 | FALSE
SCE | MAGNLA_6_PASADENA | Online | CC | 18 | FALSE
SCE | MANZNA_2_WIND | Online | Wind | 189 | FALSE
SCE | MIDWD_2_WIND2 | Online | Wind | 3 | FALSE
SCE | MIDWD_7_CORAMB | Online | Wind | 7.5 | FALSE
SCE | MILFRD_7_PASADENA | Online | Wind | 5 | TRUE
SCE | MIRLOM_2_LNDFL | Online | Solar_1Axis | 3 | FALSE
SCE | MIRLOM_2_MLBBTA | Online | Battery Storage | 10 | FALSE
SCE | MIRLOM_2_MLBBTB | Online | Battery Storage | 10 | FALSE
SCE | MIRLOM_2_ONTARO | Online | Solar_Fixed | 5.5 | FALSE
SCE | MIRLOM_2_RTS032 | Online | Solar_Fixed | 1.5 | FALSE
SCE | MIRLOM_2_RTS033 | Online | Solar_Fixed | 1 | FALSE
SCE | MIRLOM_6_PEAKER | Online | CT | 46 | FALSE
SCE | MM_SD_Miramar2 | Online | Biomass/Wood | 1.3 | FALSE
SCE | MNDALY_6_MCGRTH | Online | CT | 47.2 | FALSE
SCE | MOJAVW_2_SOLAR | Online | Solar_1Axis | 20 | FALSE
SCE | MOORPK_2_ACOBT1 | Online | Battery Storage | 2 | FALSE
SCE | MOORPK_2_CALABS | Online | Biogas | 4.7 | FALSE
SCE | MORWD_6_QF | Online | Wind | 38.2 | FALSE
SCE | MRCHNT_2_PL1X3 | Online | CC | 494.6 | FALSE
SCE | MTWIND_1_MVPWD1 | Online | Wind | 66.6 | FALSE
SCE | MTWIND_1_UNIT_3 | Online | Wind | 22.4 | FALSE
SCE | NAVYII_2_UNITS | Online | Geothermal | 55 | FALSE
SCE | NEENACH_SOLAR | Online | Solar_1Axis | 3 | TRUE
SCE | NEENCH_6_SOLAR | Online | Solar_Fixed | 66 | FALSE
SCE | NGILAA_5_SDGDYN | Online | CC | 57 | TRUE
SCE | NZWIND_6_CALWND | Online | Wind | 9 | FALSE
SCE | NZWIND_6_WDSTR | Online | Wind | 3.4 | FALSE
SCE | NZWIND_6_WDSTR2 | Online | Wind | 4.1 | FALSE
SCE | NZWIND_6_WDSTR3 | Online | Wind | 3.9 | FALSE
SCE | NZWIND_6_WDSTR4 | Online | Wind | 6.8 | FALSE
SCE | OAKWD_6_QF | Online | Wind | 27.9 | FALSE
SCE | OAKWD_6_ZEPHWD | Online | Wind | 3.5 | FALSE
SCE | OASIS_6_AR4SR3 | In-Development | Solar_1Axis | 1.5 | FALSE
SCE | OASIS_6_AR8SR1 | In-Development | Solar_1Axis | 1.5 | FALSE
SCE | OASIS_6_AR8SR2 | In-Development | Solar_1Axis | 1.5 | FALSE
SCE | OASIS_6_AR8SR3 | In-Development | Solar_1Axis | 1 | FALSE
SCE | OASIS_6_CREST | Online | Solar_1Axis | 13.5 | FALSE
SCE | OASIS_6_GBDSR4 | Online | Solar_1Axis | 3 | FALSE
SCE | OASIS_6_LPPSR1 | Online | Solar_Fixed | 3 | FALSE
SCE | OASIS_6_MA4SR1 | In-Development | Solar_1Axis | 1.5 | FALSE
SCE | OASIS_6_SOLAR1 | Online | Solar_2Axis | 1.5 | FALSE
SCE | OASIS_6_SOLAR2 | Online | Solar_1Axis | 20 | FALSE
SCE | OASIS_6_SOLAR3 | Online | Solar_Fixed | 3 | FALSE
SCE | OASIS_6_VINSR1 | In-Development | Solar_1Axis | 1.5 | FALSE
SCE | OLINDA_2_LNDFL2 | Online | Biogas | 26.4 | FALSE
SCE | OLINDA_7_BLKSND | Online | Biomass/Wood | 1.5 | FALSE
SCE | OMAR_2_UNIT_1 | Online | CT | 78 | FALSE
SCE | OMAR_2_UNIT_2 | Online | CT | 78.1 | FALSE
SCE | OMAR_2_UNIT_3 | Online | CT | 81.4 | FALSE
SCE | OMAR_2_UNIT_4 | Online | Cogen | 75 | FALSE
SCE | OSO_6_NSPIN | Online | DR | 18 | FALSE
SCE | PADUA_2_SOLAR1 | Online | Solar_Fixed | 1.8 | FALSE
SCE | PBLOSM_2_SOLAR | Online | Solar_1Axis | 9.5 | FALSE
SCE | PEARBL_2_NSPIN | Online | DR | 46 | FALSE
SCE | PIUTE_6_GNBSR1 | Online | Solar_1Axis | 3 | FALSE
SCE | PLAINV_6_BSOLAR | Online | Solar_Fixed | 20 | FALSE
SCE | PLAINV_6_DSOLAR | Online | Solar_1Axis | 10 | FALSE
SCE | PLAINV_6_NLRSR1 | Online | Solar_Fixed | 20 | FALSE
SCE | PLAINV_6_SOLAR3 | Online | Solar_Fixed | 20 | FALSE
SCE | PLAINV_6_SOLARC | Online | Solar_Fixed | 20 | FALSE
SCE | PMDLET_6_SOLAR1 | Online | Solar_1Axis | 10 | FALSE
SCE | PMPJCK_1_RB2SLR | Online | Solar_1Axis | 20 | FALSE
SCE | PMPJCK_1_SOLAR1 | Online | Solar_1Axis | 19.5 | FALSE
SCE | PMPJCK_1_SOLAR2 | Online | Solar_1Axis | 20 | FALSE
SCE | POBLANOENERGYSTORAGE | In-Development | Battery Storage | 100 | FALSE
SCE | Pocatello_Waste | Online | Biomass/Wood | 0.4 | FALSE
SCE | POMONAENERGYSTORAGE | Online | Battery Storage | 40 | FALSE
SCE | Prima_Plant1 | Online | Biomass/Wood | 2.8 | FALSE
SCE | PRIMM_2_SOLAR1 | Online | Solar_1Axis | 250 | TRUE
SCE | PVERDE_5_SCEDYN | Online | Nuclear | 635 | FALSE
SCE | PWEST_1_UNIT | Online | Wind | 2.1 | FALSE
SCE | QUARANTINASTORAGE | Online | Battery Storage | 10 | FALSE
SCE | RATSKE_2_NROSR1 | Online | Solar_1Axis | 150 | FALSE
SCE | RATSKE_2_RBSSB1 | Online | Paired_Solar_1Axis | 60 | FALSE
SCE | RATSKE_2_RBSSB2 | Online | Paired_Solar_1Axis | 40 | FALSE
SCE | RDWAY_1_SCKSR1 | In-Development | Solar_1Axis | 3 | FALSE
SCE | RECTOR_2_CREST | Online | Solar_Fixed | 14 | FALSE
SCE | RECTOR_2_IVANPV | Online | Solar_Fixed | 3.5 | FALSE
SCE | RECTOR_2_TFDBM1 | Online | Biogas | 0 | FALSE
SCE | REDMAN_2_SOLAR | Online | Solar_Fixed | 3.8 | FALSE
SCE | REDMAN_6_AVSSR1 | Online | Solar_1Axis | 3 | FALSE
SCE | RENWD_1_QF | Online | Wind | 10 | FALSE
SCE | RESISTATION | In-Development | DR | 11.6 | FALSE
SCE | RHONDO_6_PUENTE | Online | Biogas | 3.8 | FALSE
SCE | RNDSBG_1_HZASR1 | Online | Solar_1Axis | 3 | FALSE
SCE | ROSMND_6_SOLAR | Online | Solar_Fixed | 3 | FALSE
SCE | RSMSLR_6_SOLAR1 | Online | Solar_Fixed | 20 | FALSE
SCE | RSMSLR_6_SOLAR2 | Online | Solar_1Axis | 20 | FALSE
SCE | RTEDDY_2_SC1SR3 | Online | Solar_1Axis | 40 | FALSE
SCE | RTEDDY_2_SEBSR3 | Online | Solar_1Axis | 56 | FALSE
SCE | RTEDDY_2_SEBSR4 | Online | Solar_1Axis | 56 | FALSE
SCE | RTEDDY_2_SOLAR1 | Online | Solar_1Axis | 54 | FALSE
SCE | RTEDDY_2_SOLAR2 | Online | Solar_1Axis | 54 | FALSE
SCE | RTEDDY_2_SPASR4 | Online | Solar_1Axis | 26 | FALSE
SCE | RTEDDY_2_SRXSR4 | Online | Solar_1Axis | 14 | FALSE
SCE | RTREE_2_WIND1 | Online | Wind | 79.2 | FALSE
SCE | RTREE_2_WIND2 | Online | Wind | 19.8 | FALSE
SCE | RTREE_2_WIND3 | Online | Wind | 99 | FALSE
SCE | RVSIDE_2_RERCU3 | Online | CT | 49 | FALSE
SCE | RVSIDE_2_RERCU4 | Online | CT | 49 | FALSE
SCE | RVSIDE_6_RERCU1 | Online | CT | 48.4 | FALSE
SCE | RVSIDE_6_RERCU2 | Online | CT | 48.5 | FALSE
SCE | RVSIDE_6_SOLAR1 | Online | Solar_1Axis | 7.5 | FALSE
SCE | RVSIDE_6_SPRING | Online | CT | 36 | FALSE
SCE | Salton_Sea_4 | Online | Geothermal | 42 | TRUE
SCE | SANBORNESS3 | In-Development | Battery Storage | 500 | FALSE
SCE | SANBRN_2_EESSB2 | In-Development | Solar_1Axis | 166 | FALSE
SCE | SANBRN_2_ES1BT3_LESR | Online | Paired_BattStorage | 22 | FALSE
SCE | SANBRN_2_ES1BT3_SUN | Online | Paired_Solar_1Axis | 18 | FALSE
SCE | SANBRN_2_ES2SB3_LESR | Online | Paired_BattStorage | 18 | FALSE
SCE | SANBRN_2_ES2SB3_SUN | Online | Solar_1Axis | 24 | FALSE
SCE | SANBRN_2_ESABT1 | Online | Battery Storage | 100 | FALSE
SCE | SANBRN_2_ESBBT1 | Online | Battery Storage | 100 | FALSE
SCE | SANBRN_2_SS2SB4 | In-Development | Solar_1Axis | 32 | FALSE
SCE | SANDLT_2_SUNITS | Online | Solar_Thermal | 275 | FALSE
SCE | SANITR_6_UNITS | Online | Biogas | 1.5 | FALSE
SCE | Santa_Barbara_County_Public_Works_Department | Online | Biogas | 2.2 | FALSE
SCE | SANTAPAULAE | In-Development | Battery Storage | 15 | FALSE
SCE | SANTGO_2_LNDFL1 | Online | Biogas | 19.6 | FALSE
SCE | SANTGO_2_MABBT1 | Online | Battery Storage | 2 | FALSE
SCE | SANWD_1_QF | Online | Wind | 31 | FALSE
SCE | SAUGUS_7_CHIQCN | Online | Biogas | 6.2 | FALSE
SCE | SBERDO_2_PSP3 | Online | CC | 555 | FALSE
SCE | SBERDO_2_PSP4 | Online | CC | 555 | FALSE
SCE | SBERDO_2_REDLND | Online | Solar_Fixed | 2 | FALSE
SCE | SBERDO_2_RTS005 | Online | Solar_Fixed | 2.5 | FALSE
SCE | SBERDO_2_RTS007 | Online | Solar_Fixed | 2.5 | FALSE
SCE | SBERDO_2_RTS011 | Online | Solar_Fixed | 3.5 | FALSE
SCE | SBERDO_2_RTS013 | Online | Solar_Fixed | 3.5 | FALSE
SCE | SBERDO_2_RTS016 | Online | Solar_Fixed | 1.5 | FALSE
SCE | SBERDO_2_RTS048 | Online | Solar_Fixed | 5 | FALSE
SCE | SCE Emergency Hydro_New | Online | Hydro | 140.6 | FALSE
SCE | SCE Hoover Hydro_New | Online | Hydro | 593.6 | FALSE
SCE | SCE Hydro_New | Online | Hydro | 903.1 | FALSE
SCE | SCE_AP_I | Online | DR | 63 | FALSE
SCE | SCE_BIP_15 | Online | DR | 218 | FALSE
SCE | SCE_BIP_30 | Online | DR | 723 | FALSE
SCE | SCE_CBP_DA | Online | DR | 10 | FALSE
SCE | SCE_CBP_DO | Online | DR | 26 | FALSE
SCE | SCE_SDP_Comm | Online | DR | 14 | FALSE
SCE | SCE_SDP_Resd | Online | DR | 168 | FALSE
SCE | SEARLS_1_TS3SR1 | In-Development | Paired_Solar_1Axis | 2 | FALSE
SCE | SEARLS_7_ARGUS | Online | Cogen | 5.8 | FALSE
SCE | SEGS_1_SR2SL2 | Online | Solar_1Axis | 20 | FALSE
SCE | SENTNL_2_CTG1 | Online | CT | 107.7 | FALSE
SCE | SENTNL_2_CTG2 | Online | CT | 104.2 | FALSE
SCE | SENTNL_2_CTG3 | Online | CT | 105.7 | FALSE
SCE | SENTNL_2_CTG4 | Online | CT | 106.6 | FALSE
SCE | SENTNL_2_CTG5 | Online | CT | 107.5 | FALSE
SCE | SENTNL_2_CTG6 | Online | CT | 105 | FALSE
SCE | SENTNL_2_CTG7 | Online | CT | 106.7 | FALSE
SCE | SENTNL_2_CTG8 | Online | CT | 106.9 | FALSE
SCE | SHANDN_2_SBBBM1 | Online | Biogas | 2.5 | FALSE
SCE | SHUTLE_6_CREST | Online | Solar_1Axis | 4 | FALSE
SCE | SIGHEB_6_HE2SCEDYN | Online | Geothermal | 28 | TRUE
SCE | SIGHEB_6_MIRDYN | Online | Geothermal | 17 | TRUE
SCE | SISPRG_2_DS3BT1 | In-Development | Paired_BattStorage | 61.5 | FALSE
SCE | SISPRG_2_DS3BT2 | In-Development | Paired_BattStorage | 60 | FALSE
SCE | SISPRG_2_DS3BT3 | In-Development | Paired_BattStorage | 12.5 | FALSE
SCE | SISPRG_2_DS3BT4 | In-Development | Paired_BattStorage | 15 | FALSE
SCE | SISPRG_2_DS3SR1 | In-Development | Paired_Solar_1Axis | 123 | FALSE
SCE | SISPRG_2_DS3SR2 | In-Development | Paired_Solar_1Axis | 110 | FALSE
SCE | SISPRG_2_DS3SR3 | In-Development | Paired_Solar_1Axis | 50 | FALSE
SCE | SISPRG_2_DS3SR4 | In-Development | Paired_Solar_1Axis | 17 | FALSE
SCE | SLSTR1_2_SOLAR1 | Online | Solar_1Axis | 310 | FALSE
SCE | SLSTR2_2_SOLAR2 | Online | Solar_1Axis | 276 | FALSE
SCE | SNCLRA_2_HOWLNG | Online | Biomass/Wood | 7.2 | FALSE
SCE | SNCLRA_2_SILBT1 | Online | Battery Storage | 11 | FALSE
SCE | SNCLRA_2_UNIT | Online | Cogen | 27.5 | FALSE
SCE | SNCLRA_2_UNIT1 | Online | Cogen | 14.3 | FALSE
SCE | SNCLRA_2_VESBT1 | Online | Battery Storage | 100 | FALSE
SCE | SNCLRA_6_OXGEN | Online | Cogen | 47.7 | FALSE
SCE | SNCLRA_6_PROCGN | Online | Cogen | 21.7 | FALSE
SCE | SPRGVL_2_EXETPV | Online | Solar_Fixed | 3.5 | FALSE
SCE | SPRGVL_2_LINDPV | Online | Solar_Fixed | 4 | FALSE
SCE | SPRGVL_2_PORTPV | Online | Solar_Fixed | 3.5 | FALSE
SCE | STANTN_2_STAGT1 | Online | CT | 49.7 | FALSE
SCE | STANTN_2_STAGT2 | Online | CT | 49.7 | FALSE
SCE | STRAUS_1_STRWD1 | In-Development | Wind | 91.2 | FALSE
SCE | SUNCAT_2_A1ABT1 | Online | Battery Storage | 47 | FALSE
SCE | SUNCAT_2_A1BBT1 | Online | Battery Storage | 63 | FALSE
SCE | SUNCAT_2_A2ABT2 | Online | Battery Storage | 132 | FALSE
SCE | SUNSHN_2_LNDFL | Online | Biogas | 18.1 | FALSE
SCE | SUNSLR_1_SSVSR1 | Online | Solar_1Axis | 100 | FALSE
SCE | SUNSPT_2_WNASR1 | Online | Solar_1Axis | 20 | FALSE
SCE | SUNST2_5_SS2SR1 | Online | Solar_1Axis | 150 | FALSE
SCE | SUNSTR_5_SS1SCEDYN | Online | Solar_Fixed | 150 | TRUE
SCE | SYCAMR_2_UNIT_1 | Online | Cogen | 74 | FALSE
SCE | SYCAMR_2_UNIT_2 | Online | CT | 74 | FALSE
SCE | SYCAMR_2_UNIT_3 | Online | Cogen | 74 | FALSE
SCE | SYCAMR_2_UNIT_4 | Online | CT | 74 | FALSE
SCE | TECOLOTE_3_WBDYN | Online | Wind | 271.7 | TRUE
SCE | TEHAPI_2_PW1WD1 | Online | Wind | 46 | FALSE
SCE | TEHAPI_2_PW2WD2 | Online | Wind | 14.4 | FALSE
SCE | TEHAPI_2_WIND1 | Online | Wind | 19.9 | FALSE
SCE | TEHAPI_2_WIND2 | Online | Wind | 23.7 | FALSE
SCE | TENGEN_2_PL1X2 | Online | Cogen | 40.2 | FALSE
SCE | ThermoNo1_2 | Online | Geothermal | 13.8 | FALSE
SCE | TIFFNY_1_DILLON | Online | Wind | 45 | FALSE
SCE | TORTLA_1_SOLAR | Online | Solar_1Axis | 20 | FALSE
SCE | TRNSWD_1_QF | Online | Wind | 39 | FALSE
SCE | TULARE_2_TULBM1 | Online | Biogas | 0 | FALSE
SCE | TUMBLEWEED | In-Development | Battery Storage | 69 | FALSE
SCE | TWISSL_6_SOLAR1 | Online | Solar_1Axis | 20 | FALSE
SCE | TX_ELK_6_ECKSR2 | Online | Solar_1Axis | 3 | FALSE
SCE | VALLEY_5_SOLAR1 | Online | Solar_Fixed | 1.5 | FALSE
SCE | VALLEY_5_SOLAR2 | Online | Solar_1Axis | 20 | FALSE
SCE | VALTNE_2_AVASR1 | Online | Solar_1Axis | 100 | FALSE
SCE | VALTNE_2_TBBBT1 | Online | Hybrid_Solar_1Axis | 128 | FALSE
SCE | VALTNE_2_TRSBT1 | Online | Battery Storage | 70 | FALSE
SCE | VEAVST_1_SOLAR | Online | Solar_Fixed | 14.4 | TRUE
SCE | VENWD_1_WIND3 | Online | Wind | 44.5 | FALSE
SCE | VERNON_6_GONZL1 | Online | CT | 5.8 | FALSE
SCE | VERNON_6_GONZL2 | Online | CT | 5.8 | FALSE
SCE | VERNON_6_MALBRG | Online | CC | 139 | FALSE
SCE | VESTAL_2_RTS042 | Online | Solar_Fixed | 5 | FALSE
SCE | VESTAL_2_SOLAR1 | Online | Solar_1Axis | 20 | FALSE
SCE | VESTAL_2_SOLAR2 | Online | Solar_1Axis | 14 | FALSE
SCE | VESTAL_2_UNIT1 | Online | Cogen | 3.6 | FALSE
SCE | VESTAL_2_WELLHD | Online | CT | 49 | FALSE
SCE | VICTOR_1_EXSLRA | Online | Solar_Fixed | 2 | FALSE
SCE | VICTOR_1_EXSLRB | Online | Solar_Fixed | 2 | FALSE
SCE | VICTOR_1_LVSLR1 | Online | Solar_1Axis | 10 | FALSE
SCE | VICTOR_1_LVSLR2 | Online | Solar_Fixed | 20 | FALSE
SCE | VICTOR_1_SLRHES | Online | Solar_Fixed | 1.5 | FALSE
SCE | VICTOR_1_SOLAR1 | Online | Solar_1Axis | 17.5 | FALSE
SCE | VICTOR_1_SOLAR2 | Online | Solar_1Axis | 20 | FALSE
SCE | VICTOR_1_SOLAR3 | Online | Solar_1Axis | 7 | FALSE
SCE | VICTOR_1_SOLAR4 | Online | Solar_1Axis | 20 | FALSE
SCE | VICTOR_1_VDRYFA | Online | Solar_Fixed | 5 | FALSE
SCE | VICTOR_1_VDRYFB | Online | Solar_Fixed | 5 | FALSE
SCE | VICTORVILLECOGEN | In-Development | Cogen | 19 | FALSE
SCE | VISTA_2_FCELL | Online | CT | 1.4 | FALSE
SCE | VISTA_2_RIALTO | Online | Solar_Fixed | 1 | FALSE
SCE | VISTA_2_RTS028 | Online | Solar_Fixed | 3.5 | FALSE
SCE | VOYAGR_2_VOAWD5 | Online | Wind | 14.1 | FALSE
SCE | VOYAGR_2_VOYWD1 | Online | Wind | 128.9 | FALSE
SCE | VOYAGR_2_VOYWD2 | Online | Wind | 128.7 | FALSE
SCE | VOYAGR_2_VOYWD3 | Online | Wind | 43.2 | FALSE
SCE | VOYAGR_2_VOYWD4 | Online | Wind | 21.6 | FALSE
SCE | Vulcan_1 | Online | Geothermal | 38 | TRUE
SCE | WALCRK_2_CTG1 | Online | CT | 96.4 | FALSE
SCE | WALCRK_2_CTG2 | Online | CT | 96.9 | FALSE
SCE | WALCRK_2_CTG3 | Online | CT | 96.7 | FALSE
SCE | WALCRK_2_CTG4 | Online | CT | 96.5 | FALSE
SCE | WALCRK_2_CTG5 | Online | CT | 96.7 | FALSE
SCE | WALNUT_2_SOLAR | Online | Solar_Fixed | 1.5 | FALSE
SCE | WALNUT_6_HILLGEN | Online | Biogas | 24.6 | FALSE
SCE | WALNUT_7_WCOVST | Online | Biogas | 5.5 | FALSE
SCE | WHITEH_2_MEADDYN1 | Online | Wind | 50 | TRUE
SCE | WHITEH_2_MEADDYN2 | Online | Wind | 300 | TRUE
SCE | WHTWTR_1_WINDA1 | Online | Wind | 61.5 | FALSE
SCE | WLDWD_1_SOLAR1 | Online | Solar_1Axis | 20 | FALSE
SCE | WLDWD_1_SOLAR2 | Online | Solar_1Axis | 15 | FALSE
SCE | WNDSTR_2_WIND | Online | Wind | 120 | FALSE
SCE | WSTWND_2_M89BT2 | In-Development | Hybrid_BattStorage | 70.6 | FALSE
SCE | WSTWND_2_M89WD1_LESR | Online | Hybrid_BattStorage | 70.6 | FALSE
SCE | WSTWND_2_M89WD1_WIND | Online | Wind | 82.7 | FALSE
SCE | WSTWND_2_M89WD2 | In-Development | Wind | 82.7 | FALSE
SCE | WSTWND_2_M90BT1 | Online | Battery Storage | 15.8 | FALSE
SCE | WSTWND_2_M90WD2_LESR | Online | Paired_BattStorage | 16.5 | FALSE
SCE | WSTWND_2_M90WD2_WIND | Online | Wind | 64.8 | FALSE
SCE | WSTWND_2_SBSBT1 | Online | Battery Storage | 80 | FALSE
SCE | ALAMIT_7_UNIT_3 | Online | Steam | 332.2 | FALSE
SCE | ALAMIT_7_UNIT_4 | Online | Steam | 335.7 | FALSE
SCE | ALAMIT_7_UNIT_5 | Online | Steam | 480 | FALSE
SCE | HNTGBH_7_UNIT_2 | Online | Steam | 226.8 | FALSE
SCE | ORMOND_7_UNIT_1 | Online | Steam | 741.3 | FALSE
SCE | ORMOND_7_UNIT_2 | Online | Steam | 750 | FALSE
SCE | REDOND_7_UNIT_5 | Online | Steam | 178.9 | FALSE
SCE | REDOND_7_UNIT_6 | Online | Steam | 175 | FALSE
SCE | REDOND_7_UNIT_8 | Online | Steam | 480 | FALSE
SCE | RECTOR_7_TULARE | Online | Biomass/Wood | 0 | FALSE
SDGE | AGUCAL_5_SOLAR1 | Online | Solar_Fixed | 290 | TRUE
SDGE | ALHMBR_1_ALHSLR | Online | Solar_Fixed | 50 | TRUE
SDGE | ANZA_6_SOLAR1 | Online | Solar_1Axis | 20 | FALSE
SDGE | ARKANS_1_ARKSLR | Online | Solar_Fixed | 50 | TRUE
SDGE | ARLVAL_5_SOLAR | Online | Solar_Fixed | 127 | TRUE
SDGE | BORDER_6_UNITA1 | Online | CT | 51.3 | FALSE
SDGE | BREGGO_6_DEGRSL | Online | Solar_2Axis | 6.3 | FALSE
SDGE | BREGGO_6_SOLAR | Online | Solar_Fixed | 26 | FALSE
SDGE | CALPSS_6_SOLAR1 | Online | Solar_Fixed | 19.9 | TRUE
SDGE | Cameron | Online | Solar_1Axis | 2.4 | FALSE
SDGE | CARLS1_2_CARCT1 | Online | CT | 422 | FALSE
SDGE | CARLS2_1_CARCT1 | Online | CT | 105.5 | FALSE
SDGE | CHILLS_1_SYCENG | Online | Biogas | 0.9 | FALSE
SDGE | CHILLS_7_UNITA1 | Online | Cogen | 2 | FALSE
SDGE | CNTNLA_2_SOLAR1 | Online | Solar_Fixed | 125 | FALSE
SDGE | CNTNLA_2_SOLAR2 | Online | Solar_Fixed | 45.6 | FALSE
SDGE | CPSTNO_7_PRMADS | Online | Biogas | 5.8 | FALSE
SDGE | CPVERD_2_SOLAR | Online | Solar_Fixed | 139 | FALSE
SDGE | CRELMN_6_RAMON1 | Online | Solar_Fixed | 2 | FALSE
SDGE | CRELMN_6_RAMON2 | Online | Solar_Fixed | 5 | FALSE
SDGE | CRELMN_6_RAMSR3 | Online | Solar_1Axis | 4.3 | FALSE
SDGE | CRSTWD_6_KUMYAY | Online | Wind | 50 | FALSE
SDGE | CSLR4S_2_SOLAR | Online | Solar_Fixed | 130 | FALSE
SDGE | DREWSR_2_BHSSR1 | Online | Solar_1Axis | 100 | FALSE
SDGE | ELCAJN_6_DRGEN1 | Online | Battery Storage | 3 | FALSE
SDGE | ELCAJN_6_DRGEN2 | Online | Battery Storage | 1 | FALSE
SDGE | ELCAJN_6_EB1BT1 | Online | Battery Storage | 7.5 | FALSE
SDGE | ELCAJN_6_LM6K | Online | CT | 48.1 | FALSE
SDGE | ELCAJN_6_UNITA1 | Online | CT | 45.4 | FALSE
SDGE | ENERSJ_2_WIND | Online | Wind | 155.1 | FALSE
SDGE | ENERSJ_5_ESJWD2 | Online | Wind | 105 | FALSE
SDGE | ESCNDO_6_EB1BT1 | Online | Battery Storage | 10 | FALSE
SDGE | ESCNDO_6_EB2BT2 | Online | Battery Storage | 10 | FALSE
SDGE | ESCNDO_6_EB3BT3 | Online | Battery Storage | 10 | FALSE
SDGE | ESCNDO_6_PL1X2 | Online | CT | 48.7 | FALSE
SDGE | ESCNDO_6_UNITB1 | Online | CT | 48 | FALSE
SDGE | ESCO_6_GLMQF | Online | Cogen | 49.9 | FALSE
SDGE | FALBRK_6_FESBT1 | In-Development | Battery Storage | 40 | FALSE
SDGE | GATEWY_2_GESBT1 | Online | Battery Storage | 250 | FALSE
SDGE | GOALLINESTORAGE | In-Development | Battery Storage | 50 | FALSE
SDGE | GRNITE_6_ESCBT1 | Online | Battery Storage | 3 | FALSE
SDGE | IVSLR2_2_SM2SR1 | Online | Solar_1Axis | 150 | FALSE
SDGE | IVSLRP_2_SOLAR1 | Online | Solar_Fixed | 200 | FALSE
SDGE | IVWEST_2_SOLAR1 | Online | Solar_1Axis | 150 | FALSE
SDGE | JACMSR_1_JACSR1 | Online | Solar_Fixed | 20 | FALSE
SDGE | KEARNY_6_NESBT1 | Online | Battery Storage | 10 | FALSE
SDGE | KYCORA_6_KMSBT1 | Online | Battery Storage | 1 | FALSE
SDGE | Lakeside_Biogas_LLC | Online | Biogas | 2.8 | FALSE
SDGE | LAKHDG_6_UNIT_1 | Online | PSH | 20 | FALSE
SDGE | LAKHDG_6_UNIT_2 | Online | PSH | 20 | FALSE
SDGE | LARKSP_6_UNIT_1 | Online | CT | 49 | FALSE
SDGE | LARKSP_6_UNIT_2 | Online | CT | 49 | FALSE
SDGE | LAROA2_2_UNITA1 | Online | CC | 322 | FALSE
SDGE | LECONT_2_LESBT1 | Online | Battery Storage | 125 | FALSE
SDGE | LILIAC_6_SOLAR | Online | Solar_1Axis | 3 | FALSE
SDGE | MIDWY3_2_MDSSR1 | Online | Solar_Fixed | 20 | TRUE
SDGE | MRGT_6_MEF2 | Online | CT | 44 | FALSE
SDGE | MRGT_6_MMAREF | Online | CT | 45 | FALSE
SDGE | MRGT_6_TGEBT1 | Online | Battery Storage | 30 | FALSE
SDGE | MSHGTS_6_MMARLF | Online | Biogas | 4 | FALSE
SDGE | MSOLAR_2_SOLAR1 | Online | Solar_Fixed | 165 | TRUE
SDGE | MSOLAR_2_SOLAR2 | Online | Solar_1Axis | 100.8 | TRUE
SDGE | MSOLAR_2_SOLAR3 | Online | Solar_Fixed | 152 | TRUE
SDGE | MSSION_2_QF | Online | Cogen | 0.3 | FALSE
SDGE | NIGHTHAWKSTORAGE | In-Development | Battery Storage | 300 | FALSE
SDGE | OCI_Solar_Lakeside | Online | Solar_2Axis | 2 | FALSE
SDGE | OCTILO_5_WIND | Online | Wind | 265 | FALSE
SDGE | OGROVE_6_PL1X2 | Online | CT | 96 | FALSE
SDGE | OTAY_6_ECVBT1 | In-Development | Battery Storage | 3 | FALSE
SDGE | OTAY_6_ECVBT2 | In-Development | Battery Storage | 3 | FALSE
SDGE | OTAY_6_PL1X2 | Online | CT | 42.6 | FALSE
SDGE | OTMESA_2_PL1X3 | Online | CC | 603.7 | FALSE
SDGE | PALOMR_2_PL1X3 | Online | CC | 600 | FALSE
SDGE | PIOPIC_2_CTG1 | Online | CT | 111.3 | FALSE
SDGE | PIOPIC_2_CTG2 | Online | CT | 112.7 | FALSE
SDGE | PIOPIC_2_CTG3 | Online | CT | 112 | FALSE
SDGE | PRCTVY_1_MIGBT1 | Online | Battery Storage | 2 | FALSE
SDGE | ROSMDW_2_WIND1 | Online | Wind | 140 | FALSE
SDGE | SAMPSN_6_KELCO1 | Online | Cogen | 3.9 | FALSE
SDGE | SDGE_BIP | Online | DR | 3 | FALSE
SDGE | SDGE_CBP_DA | Online | DR | 0.1 | FALSE
SDGE | SDGE_CBP_DO | Online | DR | 5 | FALSE
SDGE | SDGE_Summ_Sav_Resd | Online | DR | 0.1 | FALSE
SDGE | SDGE_Summer_Saver_Com | Online | DR | 0.1 | FALSE
SDGE | SDGEAC_Saver_DA_comm | Online | DR | 1 | FALSE
SDGE | SDGEAC_Saver_DA_res | Online | DR | 12 | FALSE
SDGE | SDGEAC_Saver_DO_comm | Online | DR | 2 | FALSE
SDGE | SDGEAC_Saver_DO_res | Online | DR | 7 | FALSE
SDGE | SEPV_Boulevard_2 | Online | Solar_1Axis | 2.9 | FALSE
SDGE | SLRMS3_2_SRMSR1 | Online | Solar_1Axis | 250 | FALSE
SDGE | SMRCOS_6_LNDFIL | Online | Biogas | 1.5 | FALSE
SDGE | SNORA_2_SNRSLR | Online | Solar_Fixed | 50 | TRUE
SDGE | TERMEX_2_PL1X3 | Online | CC | 625 | FALSE
SDGE | TULEWD_1_TULWD1 | Online | Wind | 127.6 | FALSE
SDGE | VLCNTR_6_VCEBT1 | Online | Battery Storage | 54 | FALSE
SDGE | VLCNTR_6_VCEBT2 | Online | Battery Storage | 50 | FALSE
SDGE | VLCNTR_6_VCSLR | Online | Solar_1Axis | 2.3 | FALSE
SDGE | VLCNTR_6_VCSLR1 | Online | Solar_Fixed | 2.5 | FALSE
SDGE | VLCNTR_6_VCSLR2 | Online | Solar_Fixed | 5 | FALSE
SDGE | VSTAES_6_VESBT1 | Online | Battery Storage | 40 | FALSE
SDGE | WESCAN_2_BDSBT1 | Online | Battery Storage | 131 | FALSE
SDGE | WISTER_2_WISSR1 | Online | Solar_Fixed | 20 | TRUE
SDGE | WISTRA_2_WRSSR1 | Online | Solar_1Axis | 100 | FALSE
SMUD | GRADYW_5_GDYWD1 | Online | Wind | 200 | FALSE
SMUD | USWNDR_2_SMUD | Online | Wind | 102.2 | FALSE
SMUD | USWNDR_2_SMUD2 | Online | Wind | 127.8 | FALSE
SMUD | AmazonPVAgg | Online | Solar_Fixed | 30.9 | FALSE
SMUD | BANC Hydro_New | Online | Hydro | 2040 | FALSE
SMUD | BANCPVNTAggSacCo1 | Online | Solar_Fixed | 28.2 | FALSE
SMUD | BoessowPVAgg | Online | Solar_Fixed | 29.1 | FALSE
SMUD | BrucevillePVTAgg | Online | Solar_1Axis | 15 | FALSE
SMUD | Carson_Ice_CC | Online | CC | 62.7 | FALSE
SMUD | Carson_Ice_Peaker | Online | CT | 42 | FALSE
SMUD | Cosumnes_CC | Online | CC | 534.6 | FALSE
SMUD | DillardPVTAgg | Online | Solar_1Axis | 9.4 | FALSE
SMUD | Earth_Energy_1 | Online | Geothermal | 11 | TRUE
SMUD | Fiscalini1 | Online | Biomass/Wood | 0.7 | FALSE
SMUD | K_Road_Modesto | Online | Solar_1Axis | 26.3 | FALSE
SMUD | KammererPVAgg | Online | Solar_1Axis | 15 | FALSE
SMUD | Kiefer_Landfill_1_1 | Online | Biogas | 3.5 | FALSE
SMUD | Kiefer_Landfill_1_2 | Online | Biogas | 3.5 | FALSE
SMUD | Kiefer_Landfill_1_3 | Online | Biogas | 3.5 | FALSE
SMUD | Kiefer_Landfill_2_1 | Online | Biogas | 3.5 | FALSE
SMUD | Kiefer_Landfill_2_2 | Online | Biogas | 3.5 | FALSE
SMUD | McClellan_1 | Online | CT | 74 | FALSE
SMUD | McClure_1 | Online | CT | 62 | FALSE
SMUD | McClure_2 | Online | CT | 62 | FALSE
SMUD | McKenziePVAgg | Online | Solar_1Axis | 30 | FALSE
SMUD | MTHSE_G_38380_1 | Online | Solar_Fixed | 20 | FALSE
SMUD | New_York_Canyon | Online | Geothermal | 38.5 | TRUE
SMUD | Rancho_Seco_SolarII | Online | Solar_1Axis | 160 | FALSE
SMUD | Redding_Power_1 | Online | CT | 17 | FALSE
SMUD | Redding_Power_2 | Online | CT | 25 | FALSE
SMUD | Redding_Power_3 | Online | CT | 25 | FALSE
SMUD | Redding_Power_CC | Online | CC | 121 | FALSE
SMUD | Ripon_1 | Online | CT | 50 | FALSE
SMUD | Ripon_2 | Online | CT | 50 | FALSE
SMUD | Roseville_1 | Online | CT | 25.6 | FALSE
SMUD | Roseville_2 | Online | CT | 25.6 | FALSE
SMUD | Roseville_Peakers1 | Online | CT | 35.2 | FALSE
SMUD | Roseville_Peakers2 | Online | CT | 35.2 | FALSE
SMUD | Salton_Sea_Unit_2_G1 | Online | Geothermal | 10 | TRUE
SMUD | Salton_Sea_Unit_2_G2 | Online | Geothermal | 5 | TRUE
SMUD | Salton_Sea_Unit_2_G3 | Online | Geothermal | 5 | TRUE
SMUD | SCACogen2_CC | Online | CC | 65.6 | FALSE
SMUD | SCACogen2GT | Online | CT | 49 | FALSE
SMUD | SPA_Cogen_3_CC | Online | CC | 157 | FALSE
SMUD | SPVEBrucevilleAgg | Online | Solar_Fixed | 17 | FALSE
SMUD | SutterEnergyCC_Total | Online | CC | 250 | FALSE
SMUD | TwinCitiesPVAgg | Online | Solar_Fixed | 4 | FALSE
SMUD | UC_Davis_MC | Online | CC | 26 | FALSE
SMUD | WhitethornSolar | Online | Solar_Fixed | 3.3 | FALSE
SMUD | Woodland_1 | Online | CT | 49 | FALSE
SMUD | Woodland_3A | Online | ICE | 8.2 | FALSE
SMUD | Woodland_3B | Online | ICE | 8.2 | FALSE
SMUD | Woodland_3C | Online | ICE | 8.2 | FALSE
SMUD | Woodland_3D | Online | ICE | 8.2 | FALSE
SMUD | Woodland_3E | Online | ICE | 8.2 | FALSE
SMUD | Woodland_3F | Online | ICE | 8.2 | FALSE
SMUD | Woodland_CC | Online | CC | 84.2 | FALSE
SRP | Agua_Fria_1 | Online | Steam | 113.5 | FALSE
SRP | Agua_Fria_2 | Online | Steam | 113.5 | FALSE
SRP | Agua_Fria_3 | Online | Steam | 182.5 | FALSE
SRP | Agua_Fria_4 | Online | CT | 74 | FALSE
SRP | Agua_Fria_5 | Online | CT | 74 | FALSE
SRP | Agua_Fria_6 | Online | CT | 74 | FALSE
SRP | AguaFriaBattery | Online | Battery Storage | 25 | FALSE
SRP | AguaFriaSolar | Online | Solar_1Axis | 0.2 | FALSE
SRP | BonnybrookSolar | Online | Solar_Fixed | 52 | FALSE
SRP | CentralLineSolar | Online | Solar_1Axis | 100 | FALSE
SRP | Coolidge_01 | Online | CT | 46.8 | FALSE
SRP | Coolidge_02 | Online | CT | 46.8 | FALSE
SRP | Coolidge_03 | Online | CT | 46.8 | FALSE
SRP | Coolidge_04 | Online | CT | 46.8 | FALSE
SRP | Coolidge_05 | Online | CT | 46.8 | FALSE
SRP | Coolidge_06 | Online | CT | 46.8 | FALSE
SRP | Coolidge_07 | Online | CT | 46.8 | FALSE
SRP | Coolidge_08 | Online | CT | 46.8 | FALSE
SRP | Coolidge_09 | Online | CT | 46.8 | FALSE
SRP | Coolidge_10 | Online | CT | 46.8 | FALSE
SRP | Coolidge_11 | Online | CT | 46.8 | FALSE
SRP | Coolidge_12 | Online | CT | 46.8 | FALSE
SRP | Coronado_CO1 | Online | Coal | 380 | FALSE
SRP | Coronado_CO2 | Online | Coal | 382 | FALSE
SRP | Del_Ranch_Company | Online | Geothermal | 42 | TRUE
SRP | DesertBasin_CC | Online | CC | 615 | FALSE
SRP | Dorman1 | Online | Battery Storage | 10 | FALSE
SRP | ElevenMileBS | Online | Battery Storage | 13 | FALSE
SRP | ElevenMileSolar | Online | Solar_1Axis | 20 | FALSE
SRP | Gas_Peaking_1 | Online | CT | 33 | FALSE
SRP | Gas_Peaking_10 | In-Development | CT | 50 | FALSE
SRP | Gas_Peaking_11 | In-Development | CT | 50 | FALSE
SRP | Gas_Peaking_12 | In-Development | CT | 50 | FALSE
SRP | Gas_Peaking_13 | In-Development | CT | 50 | FALSE
SRP | Gas_Peaking_14 | In-Development | CT | 50 | FALSE
SRP | Gas_Peaking_15 | In-Development | CT | 50 | FALSE
SRP | Gas_Peaking_16 | In-Development | CT | 50 | FALSE
SRP | Gas_Peaking_17 | In-Development | CT | 50 | FALSE
SRP | Gas_Peaking_18 | In-Development | CT | 50 | FALSE
SRP | Gas_Peaking_19 | In-Development | CT | 50 | FALSE
SRP | Gas_Peaking_2 | Online | CT | 33 | FALSE
SRP | Gas_Peaking_20 | In-Development | CT | 50 | FALSE
SRP | Gas_Peaking_3 | Online | CT | 33 | FALSE
SRP | Gas_Peaking_4 | Online | CT | 33 | FALSE
SRP | Gas_Peaking_5 | In-Development | CT | 50 | FALSE
SRP | Gas_Peaking_6 | In-Development | CT | 50 | FALSE
SRP | Gas_Peaking_7 | In-Development | CT | 50 | FALSE
SRP | Gas_Peaking_8 | In-Development | CT | 50 | FALSE
SRP | Gas_Peaking_9 | In-Development | CT | 50 | FALSE
SRP | Gila_River_CC1 | Online | CC | 600 | FALSE
SRP | Gila_River_CC2 | Online | CC | 600 | FALSE
SRP | Gila_River_CC3 | Online | CC | 610 | FALSE
SRP | Gila_River_CC4 | Online | CC | 610 | FALSE
SRP | Horse_Mesa_HM4 | Online | PSH | 119 | FALSE
SRP | Kyrene_4 | Online | CT | 60 | FALSE
SRP | Kyrene_5 | Online | CT | 54 | FALSE
SRP | Kyrene_6 | Online | CT | 54 | FALSE
SRP | Kyrene_7_CC | Online | CC | 259 | FALSE
SRP | Mormon_Flat_2 | Online | PSH | 57 | FALSE
SRP | NextEraSonoran | In-Development | Solar_1Axis | 260 | FALSE
SRP | NextEraStorey | In-Development | Solar_1Axis | 88 | FALSE
SRP | QueenCreekSolar | Online | Solar_Fixed | 19 | FALSE
SRP | Saint_Solar | Online | Solar_1Axis | 100 | FALSE
SRP | SaintSolarBESS | In-Development | Battery Storage | 100 | FALSE
SRP | Sandstone_Solar | Online | Solar_1Axis | 45 | FALSE
SRP | Santan_1 | Online | CC | 94 | FALSE
SRP | Santan_2 | Online | CC | 94 | FALSE
SRP | Santan_3 | Online | CC | 94 | FALSE
SRP | Santan_4 | Online | CC | 94 | FALSE
SRP | Santan_5_CC | Online | CC | 589.5 | FALSE
SRP | Santan_6_CC | Online | CC | 281 | FALSE
SRP | SRPFutureSolar1 | In-Development | Solar_1Axis | 200 | FALSE
SRP | SW Hydro_New | Online | Hydro | 2000 | FALSE
SRP | Vulcan_2 | Online | Geothermal | 10.7 | TRUE
TID | Almond_1 | Online | CT | 49.9 | FALSE
TID | Almond_2_2 | Online | CT | 54 | FALSE
TID | Almond_2_3 | Online | CT | 54 | FALSE
TID | Almond_2_4 | Online | CT | 54 | FALSE
TID | LasCamas1 | In-Development | Solar_Fixed | 100 | FALSE
TID | Walnut_1 | Online | CT | 24.8 | FALSE
TID | Walnut_2 | Online | CT | 24.8 | FALSE
TID | Walnut_Energy_CC | Online | CC | 286 | FALSE
WALC | TOWNSITE_2_MEADDYN_LESR | Online | Hybrid_BattStorage | 90 | FALSE
WALC | TOWNSITE_2_MEADDYN_SUN | Online | Hybrid_Solar_1Axis | 90 | FALSE
WALC | 2021_G6 | In-Development | Wind | 135 | FALSE
WALC | Apache_CC | Online | CC | 85 | FALSE
WALC | Apache_GT2 | Online | CT | 21.3 | FALSE
WALC | Apache_GT3 | Online | CT | 70 | FALSE
WALC | Apache_GT4 | Online | CT | 40.8 | FALSE
WALC | Apache_ST2 | Online | Coal | 194.7 | FALSE
WALC | Apache_ST3 | Online | Coal | 194.7 | FALSE
WALC | ApacheSolar | Online | Solar_1Axis | 20 | FALSE
WALC | ArizonaSolar2 | In-Development | Solar_Fixed | 889 | FALSE
WALC | BatteryGeneric | In-Development | Battery Storage | 268.7 | FALSE
WALC | BlackMountainSolar | Online | Solar_Fixed | 7 | FALSE
WALC | Bluffview_1CC | Online | CC | 58 | FALSE
WALC | ConEdMesquite | In-Development | Battery Storage | 60 | FALSE
WALC | ConEdMesquite5 | In-Development | Solar_1Axis | 60 | FALSE
WALC | KayentaSolar1 | Online | Solar_1Axis | 30 | FALSE
WALC | KayentaSolar2 | Online | Solar_1Axis | 28.3 | FALSE
WALC | NEW_APACHST4_17036_H | Online | CC | 434.7 | FALSE
WALC | RedhawkSolar | In-Development | Solar_1Axis | 150 | FALSE
WALC | South_Point_CC | Online | CC | 550 | FALSE
WALC | TEPCMohavePV | Online | Solar_Fixed | 1 | FALSE
WALC | Waddell_PS1 | Online | PSH | 10.9 | FALSE
WALC | Waddell_PS3 | Online | PSH | 10.9 | FALSE
WALC | Waddell_PS6 | Online | PSH | 10.9 | FALSE
WALC | Waddell_PS7 | Online | PSH | 10.9 | FALSE
WALC | WALCPV2021 | In-Development | Solar_1Axis | 463 | FALSE