## Baseline_Reconcile_Resources
Project Name | Resource Type | Nameplate (MW) | Hybrid resource MW | Storage Duration | Storage Energy (MWh) | Notes | COD | Interconnection Queue Number | CAISO Res ID | Substation | Geothermal (FCDS) | Biomass (FCDS) | Wind (FCDS) | Wind (EODS) | Distributed Solar (FCDS) | Solar (FCDS) | Solar (EODS) | Battery-4hr | Battery-8hr | LDES | Mapping Sub | Mapping Sub Voltage | sub check | Baseline or NonJur-POU | Exclude from Tx Calculations
STRAUS_1_STRWD1 | Wind | 91.2 |  | 0 | 0 |  | 2023-09-30 | 1320-WD | STRAUS_1_STRWD1 | Cabrillo Sub | 0 | 0 | 91.2 | 0 | 0 | 0 | 0 | 0 | 0 | 0 | Cabrillo | 115 | Cabrillo | 1
Ava Elizabeth | Solar | 1.59 |  |  |  |  | 2023-11-17 | 1586-WD |  | Coalinga #1 | 0 | 0 | 0 | 0 | 1.59 | 0 | 0 | 0 | 0 | 0 | Gates | 230 | Gates | 0 | 1
Pistachio Road | Solar | 4.79 |  |  |  |  | 2024-03-01 | 1726-WD |  | Twisselman | 0 | 0 | 0 | 0 | 4.79 | 0 | 0 | 0 | 0 | 0 | Arco | 230 | Arco | 0
Rocha | Solar | 2 |  |  |  |  | 2023-10-22 | 1783-WD |  | PG&E's Lamont 1102 distribution circuit | 0 | 0 | 0 | 0 | 2 | 0 | 0 | 0 | 0 | 0 | Lamont | 115 | Lamont | 0
Terry | Solar | 4.66 |  |  |  |  | 2024-02-02 | 1818-WD |  | Wasco Sub | 0 | 0 | 0 | 0 | 4.66 | 0 | 0 | 0 | 0 | 0 | Semitropic | 115 | Semitropic | 0
WCW Generator 1 | Biomass/biogas | 3 |  |  |  |  | 2023-08-26 | 1827-RD |  | Malaga 115 kV substation | 0 | 3 | 0 | 0 | 0 | 0 | 0 | 0 | 0 | 0 | Sanger | 115 | Sanger | 0
Nachtigall | Solar | 4.66 |  |  |  |  | 2024-02-02 | 1836-WD |  | Charca | 0 | 0 | 0 | 0 | 4.66 | 0 | 0 | 0 | 0 | 0 | Charca | 115 | Charca | 0
CAMDEN_6_RDDBM1 | Biomass/biogas | 0.52124 |  | 0 | 0 |  | 2023-08-01 | 1864-WD | CAMDEN_6_RDDBM1 | Caruthers Sub | 0 | 0.5 | 0 | 0 | 0 | 0 | 0 | 0 | 0 | 0 | Kearney | 230 | Kearney | 1 | 1
Kern Sunset | Solar | 2.4 |  |  |  |  | 2023-10-22 | 1886-WD |  | Weedpatch Bank 1 115kV / 12kV | 0 | 0 | 0 | 0 | 2.4 | 0 | 0 | 0 | 0 | 0 | Grimmway-Malaga | 115 | Grimmway-Malaga | 0
Highway 43 | Solar | 2.25 |  |  |  |  | 2023-10-22 | 1887-WD |  | PG&E's Shafter 1103 distribution circuit | 0 | 0 | 0 | 0 | 2.25 | 0 | 0 | 0 | 0 | 0 | Shafter | 115 | Shafter | 0
Beard | Solar | 2.25 |  |  |  |  | 2025-04-01 | 1888-WD |  | PG&E's Elk Hills 1104 Distribution Circuit | 0 | 0 | 0 | 0 | 2.25 | 0 | 0 | 0 | 0 | 0 | Elk Hills | 230 | Elk Hills | 0
Putah Creek Solar Farm North | Hybrid | 3 | 3 | 4 |  |  | 2022-10-15 | 1926-WD | PUTHCR_1_PCNSB1 | Putah Creek | 0 | 0 | 0 | 0 | 0 | 0 | 3 | 3 | 0 | 0 | Putah Creek | 115 | Putah Creek | 0
WILLMS_6_ARBBM1 | Biomass/biogas | 2.8431 |  | 0 | 0 |  | 2022-07-26 | 1986-RD | WILLMS_6_ARBBM1 | Cortina 60KV | 0 | 2.8 | 0 | 0 | 0 | 0 | 0 | 0 | 0 | 0 | Cortina | 115 | Cortina | 1 | 1
North_Fork_Community_Power | Biomass/biogas | 1.8954 |  | 0 | 0 |  | 2023-09-20 | 2007-RD | SJOAQN_6_NFCBM1 | San Joaquin #3 PH | 0 | 1.9 | 0 | 0 | 0 | 0 | 0 | 0 | 0 | 0 | Herndon | 230 | Herndon | 1
Blue_Mountain_Electric_Company | Biomass/biogas | 2.8 |  |  |  |  | 2023-12-26 | 2008-RD |  | WEST POINT PH | 0 | 2.8 | 0 | 0 | 0 | 0 | 0 | 0 | 0 | 0 | Bellota | 115 | Bellota | 1
Gonzalez | Solar | 1.75 |  |  |  |  | 2023-10-22 | 2080-WD |  | PG&E's Reedley 1101 distribution circuit | 0 | 0 | 0 | 0 | 1.75 | 0 | 0 | 0 | 0 | 0 | McCall | 230 | McCall | 0 | 1
Lara Solar 2 | Solar | 0.75 |  |  |  |  | 2023-03-23 | 2142-WD |  | Ortiga Sub | 0 | 0 | 0 | 0 | 0.75 | 0 | 0 | 0 | 0 | 0 | Los Banos | 230 | Los Banos | 0
Byron Hot Springs Solar | Solar | 0.99 |  |  |  |  | 2022-05-21 | 2154-WD |  | Brentwood 21kV | 0 | 0 | 0 | 0 | 0.99 | 0 | 0 | 0 | 0 | 0 | Brentwood | 230 | Brentwood | 0
Tracy Desalination Plant | Biomass/biogas | 3.6 |  |  |  |  | 2024-09-01 | 2187-RD |  | Tracy | 0 | 3.6 | 0 | 0 | 0 | 0 | 0 | 0 | 0 | 0 | Tracy | 230 | Tracy | 0
Tracy Desalination Plant | Biomass/biogas | 1.4 |  |  |  |  | 2024-09-01 | 2187-RD |  | Tracy | 0 | 1.4 | 0 | 0 | 0 | 0 | 0 | 0 | 0 | 0 | Tracy | 230 | Tracy | 0
Hatchery Road Solar A | Solar | 0.99 |  |  |  |  | 2023-09-30 | 2253-WD |  | Blue Lak Sub | 0 | 0 | 0 | 0 | 0.99 | 0 | 0 | 0 | 0 | 0 | Humboldt | 115 | Humboldt | 0
Hatchery Road Solar B | Solar | 0.99 |  |  |  |  | 2023-09-30 | 2254-WD |  | Blue Lak Sub | 0 | 0 | 0 | 0 | 0.99 | 0 | 0 | 0 | 0 | 0 | Humboldt | 115 | Humboldt | 0
Napa Self Storage 2 | Solar | 0.65 |  |  |  |  | 2023-03-01 | 2287-WD |  | Tulucay Bank 2 60 kV | 0 | 0 | 0 | 0 | 0.65 | 0 | 0 | 0 | 0 | 0 | Tulucay | 230 | Tulucay | 0
HERDLN_6_BYHSR1 | Solar | 5 |  | 0 | 0 |  | 2022-11-23 | 2296-WD | HERDLN_6_BYHSR1 | Herdlyn 60kV | 0 | 0 | 0 | 0 | 5 | 0 | 0 | 0 | 0 | 0 | Tracy | 230 | Tracy | 1
Oakley 3 | Solar | 0.9375 |  |  |  |  | 2022-03-07 | 2333-WD |  | Contra Costa Sub | 0 | 0 | 0 | 0 | 0.9375 | 0 | 0 | 0 | 0 | 0 | Contra Costa | 230 | Contra Costa | 0
Fallon Two Rock Road Solar | Solar | 0.96 |  |  |  |  | 2022-04-04 | 2365-WD |  | Cotati Sub | 0 | 0 | 0 | 0 | 0.96 | 0 | 0 | 0 | 0 | 0 | Bellevue | 115 | Bellevue | 0
Fresno Disadvantaged Community Solar | Solar | 10 |  |  |  |  | 2023-08-01 | 2392-WD | KERNEY_6_FCSSR1 | Kearney | 0 | 0 | 0 | 0 | 10 | 0 | 0 | 0 | 0 | 0 | Kearney | 230 | Kearney | 0 | 1
North Coast Highway Solar 1 | Solar | 1 |  |  |  |  | 2023-09-23 | 2399-WD |  | Newburg Sub | 0 | 0 | 0 | 0 | 1 | 0 | 0 | 0 | 0 | 0 | Humboldt | 115 | Humboldt | 0
North Coast Highway Solar 2 | Solar | 0.999 |  |  |  |  | 2023-03-31 | 2400-WD |  | Newburg Sub | 0 | 0 | 0 | 0 | 0.999 | 0 | 0 | 0 | 0 | 0 | Humboldt | 115 | Humboldt | 0
CMSA Cogeneration System Upgrade | Biomass/biogas | 0.995 |  |  |  |  | 2022-07-15 | 2474-WD |  | San Rafael Sub | 0 | 0.995 | 0 | 0 | 0 | 0 | 0 | 0 | 0 | 0 | Lakeville | 230 | Lakeville | 0 | 1
Hatchery Road Solar C | Solar | 0.99 |  |  |  |  | 2023-09-30 | 2479-WD |  | Blue Lak Sub | 0 | 0 | 0 | 0 | 0.99 | 0 | 0 | 0 | 0 | 0 | Humboldt | 115 | Humboldt | 0
Saltbrush 10 | Battery | 9.881 |  |  |  |  | 2023-02-23 | 2484-WD |  | Avenal Sub | 0 | 0 | 0 | 0 | 0 | 0 | 0 | 9.881 | 0 | 0 | Gates | 230 | Gates | 0
Stodola BESS | Battery | 10 |  |  |  |  | 2023-12-16 | 2495-WD |  | Hollister 21kV | 0 | 0 | 0 | 0 | 0 | 0 | 0 | 10 | 0 | 0 | Hollister | 115 | Hollister | 0
Jaton | Solar | 3 |  |  |  |  | 2023-06-15 | 2554-WD |  | Tulare Lake 70 kV / 12 kV | 0 | 0 | 0 | 0 | 3 | 0 | 0 | 0 | 0 | 0 | Gates | 230 | Gates | 0 | 1
Gibson Solar Project | Hybrid | 10.4 |  | 5 | 52 |  | 2024-06-01 | 2595-WD |  | Madison | 0 | 0 | 0 | 0 | 0 | 0 | 13 | 10.2 | 0 | 0 | Madison | 115 | Madison | 0
Ranch Sereno Clean Power | Solar/Li_Battery | 2 |  | 4 | 3.2 |  | 2024-02-02 | 2597-WD |  | Brentwood | 0 | 0 | 0 | 0 | 2 | 0 | 0 | 0.8 | 0 | 0 | Brentwood | 230 | Brentwood | 0
Discovery Bay South Clean Power | Solar | 3 |  |  |  |  | 2022-05-21 | 2598-WD |  | Brentwood Sub or Herdlyn 60kV Bus | 0 | 0 | 0 | 0 | 3 | 0 | 0 | 0 | 0 | 0 | Brentwood | 230 | Brentwood | 0
Tulare Dac Solar | Solar | 3 |  |  |  |  | 2023-12-02 | 2614-RD | ALPAUG_1_TUDSR1 | Alpaugh 115 kV | 0 | 0 | 0 | 0 | 3 | 0 | 0 | 0 | 0 | 0 | Alpaugh | 115 | Alpaugh | 0
Tulare CSG | Solar | 3 |  |  |  |  | 2023-12-02 | 2614-WD |  | Alpaugh Sub | 0 | 0 | 0 | 0 | 3 | 0 | 0 | 0 | 0 | 0 | Alpaugh | 115 | Alpaugh | 0
Foster Clean Power | Solar/Li_Battery | 3 |  | 4 | 5 |  | 2024-06-30 | 2622-WD |  | Arcata Sub | 0 | 0 | 0 | 0 | 3 | 0 | 0 | 1.25 | 0 | 0 | Humboldt | 115 | Humboldt | 0
Dos Palos Resource | Solar | 3 |  |  |  |  | 2023-11-13 | 2649-WD |  | Dos Palos Sub | 0 | 0 | 0 | 0 | 3 | 0 | 0 | 0 | 0 | 0 | Dos Amigos | 230 | Dos Amigos | 0
PEASE_1_TBEBT1 | Li_Battery | 5 |  | 4 | 20 | Added 1 MW to align with CAISO list | 2022-06-01 | 2694-WD | PEASE_1_TBEBT1 | Pease 115KV | 0 | 0 | 0 | 0 | 0 | 0 | 0 | 6 | 0 | 0 | Pease | 115 | Pease | 1
RCPASTORAGE | Li_Battery | 10 |  | 4 | 40 |  | 2024-12-01 | 2764-WD |  | Fairway Sub | 0 | 0 | 0 | 0 | 0 | 0 | 0 | 10 | 0 | 0 | Fairway | 115 | Fairway | 1
Avenal Cutoff | Solar | 3 |  |  |  |  | 2023-07-31 | 2796-WD |  | Henrietta Substation | 0 | 0 | 0 | 0 | 3 | 0 | 0 | 0 | 0 | 0 | Henrietta | 230 | Henrietta | 0
East Cleveland Road Solar | Solar | 3 |  |  |  |  | 2023-12-31 | 2799-WD |  | El Nido 12kV | 0 | 0 | 0 | 0 | 3 | 0 | 0 | 0 | 0 | 0 | El Nido (PGE) | 115 | El Nido (PGE) | 0
Sutro Reservoir | Solar | 2.85 |  |  |  |  | 2025-06-01 | 2848-WD |  | SAN FRAN A (POTRERO PP) 12kV | 0 | 0 | 0 | 0 | 2.85 | 0 | 0 | 0 | 0 | 0 | Martin | 115 | Martin | 0
University Mound Reservoir - North Basin | Solar/Battery | 9.12 |  |  |  |  | 2025-06-01 | 2849-WD |  | SAN FRAN H (MARTIN) 12kV | 0 | 0 | 0 | 0 | 4.62 | 0 | 0 | 4.62 | 0 | 0 | Martin | 115 | Martin | 0
Thorntree Drive Solar | Solar | 3 |  |  |  |  | 2023-12-15 | 2904-WD |  | Sycamore Creek 12kV | 0 | 0 | 0 | 0 | 3 | 0 | 0 | 0 | 0 | 0 | Table Mountain | 230 | Table Mountain | 0
Tubbs Island | Hybrid | 11.6 |  | 4 | 32 |  | 2024-06-01 | 3077-WD |  | Sonoma A | 0 | 0 | 0 | 0 | 0 | 0 | 11.6 | 8 | 0 | 0 | Lakeville | 230 | Lakeville | 0
N/A | Biomass/biogas | 3 |  |  |  |  | 2023-12-31 | 3507-RD |  | Arbuckle Sub | 0 | 3 | 0 | 0 | 0 | 0 | 0 | 0 | 0 | 0 | Cortina | 115 | Cortina | 0
N/A | Biomass/biogas | 2 | [5 empty] | 3507-RD |  | Arbuckle Sub | 0 | 2 | 0 | 0 | 0 | 0 | 0 | 0 | 0 | 0 | Cortina | 115 | Cortina | 0
UpdatestoGeysersPlants | Geothermal | 32 |  |  |  |  | 2026-06-01 | existing IC at existing plants |  | Eagle Rock, Fulton, Geysers | 32 | 0 | 0 | 0 | 0 | 0 | 0 | 0 | 0 | 0 | Eagle Rock (PGE) | 115 | Eagle Rock (PGE) | 0 | 1
OASIS_6_AR4SR3 | Solar | 1.5 |  | 0 | 0 |  | 2023-06-28 | GFID5306 | OASIS_6_AR4SR3 | Oasis 66kV | 0 | 0 | 0 | 0 | 1.5 | 0 | 0 | 0 | 0 | 0 | Antelope | 230 | Antelope | 1
OASIS_6_MA4SR1 | Solar | 1.5 |  | 0 | 0 |  | 2023-06-28 | GFID5330 | OASIS_6_MA4SR1 | Oasis 66kV | 0 | 0 | 0 | 0 | 1.5 | 0 | 0 | 0 | 0 | 0 | Antelope | 230 | Antelope | 1
OASIS_6_VINSR1 | Solar | 1.5 |  | 0 | 0 |  | 2023-06-28 | GFID5347 | OASIS_6_VINSR1 | Oasis 66kV | 0 | 0 | 0 | 0 | 1.5 | 0 | 0 | 0 | 0 | 0 | Antelope | 230 | Antelope | 1
OASIS_6_AR8SR1 | Solar | 1.5 |  | 0 | 0 |  | 2023-06-28 | GFID5416 | OASIS_6_AR8SR1 | Oasis 66kV | 0 | 0 | 0 | 0 | 1.5 | 0 | 0 | 0 | 0 | 0 | Antelope | 230 | Antelope | 1
OASIS_6_AR8SR3 | Solar | 1 |  | 0 | 0 |  | 2023-06-28 | GFID5447 | OASIS_6_AR8SR3 | Oasis 66kV | 0 | 0 | 0 | 0 | 1 | 0 | 0 | 0 | 0 | 0 | Antelope | 230 | Antelope | 1
OASIS_6_AR8SR2 | Solar | 1.5 |  | 0 | 0 |  | 2023-06-28 | GFID5457 | OASIS_6_AR8SR2 | Oasis 66kV | 0 | 0 | 0 | 0 | 1.5 | 0 | 0 | 0 | 0 | 0 | Antelope | 230 | Antelope | 1
Arrache 4006 I | Solar | 1 |  |  |  |  | 2023-06-28 | GFID5517 | OASIS_6_AR4SR1 | Oasis 66kV | 0 | 0 | 0 | 0 | 1 | 0 | 0 | 0 | 0 | 0 | Antelope | 230 | Antelope | 0
Arrache 4006 II | Solar | 1 |  |  |  |  | 2023-06-28 | GFID5518 | OASIS_6_AR4SR2 | Oasis 66kV | 0 | 0 | 0 | 0 | 1 | 0 | 0 | 0 | 0 | 0 | Antelope | 230 | Antelope | 0
GOLETA_6_TR2BM2 | Biomass/biogas | 1.8859 |  | 0 | 0 |  | 2022-06-24 | GFID8554 | GOLETA_6_TR2BM2 | Goleta-Santa Clara Line 230kV | 0 | 1.9 | 0 | 0 | 0 | 0 | 0 | 0 | 0 | 0 | Goleta | 230 | Goleta | 1
San Bernardino Biogas | Biomass/biogas | 2.6 |  |  |  |  | 2023-06-30 | GFID8566 | SHANDN_2_SBBBM1 | Hallmark 12 kV % Shandin 115/12 kV | 0 | 2.6 | 0 | 0 | 0 | 0 | 0 | 0 | 0 | 0 | Vista (SCE) | 230 | Vista (SCE) | 0
SEARLS_1_TS3SR1 | Solar | 2 |  | 0 | 0 |  | 2023-04-13 | GFID8580 | SEARLS_1_TS3SR1 | Inyokern 115kV | 0 | 0 | 0 | 0 | 2 | 0 | 0 | 0 | 0 | 0 | Inyokern | 115 | Inyokern | 1
LB Trigen Fuel Cell 1 | Biomass/biogas | 2.8 |  |  |  |  | 2023-09-01 | GFID8730 | TULARE_2_TFCBM1 | Hinson 230 | 0 | 2.8 | 0 | 0 | 0 | 0 | 0 | 0 | 0 | 0 | Hinson | 230 | Hinson | 0
Long Beach Trigen | Biomass/biogas | 2.8 |  |  |  |  | 2023-09-01 | GFID8730 | TULARE_2_TFCBM1 | SCE Hinson Substation | 0 | 2.8 | 0 | 0 | 0 | 0 | 0 | 0 | 0 | 0 | Hinson | 230 | Hinson | 0
WISTER_2_WISSR1 | Solar | 20 |  | 0 | 0 |  | 2022-07-14 | IID -> IV 230kV | WISTER_2_WISSR1 | new IID Wister sub on 92-kV “K” line | 0 | 0 | 0 | 0 | 0 | 20 | 0 | 0 | 0 | 0 | Imperial Valley | 230 | Imperial Valley | 1
SIGHEB_6_HE2SCEDYN | Geothermal | 28 |  | 0 | 0 |  | 2023-01-01 | IID resource | SIGHEB_6_HE2SCEDYN | Import at Mirage 230kV | 28 | 0 | 0 | 0 | 0 | 0 | 0 | 0 | 0 | 0 | Mirage | 230 | Mirage | 1
SIGHEB_6_MIRDYN | Geothermal | 17 |  | 0 | 0 |  | 2022-01-01 | IID resource | SIGHEB_6_MIRDYN | Import at Mirage 230kV | 17 | 0 | 0 | 0 | 0 | 0 | 0 | 0 | 0 | 0 | Mirage | 230 | Mirage | 1
VIKINGPCCSTORAGE | Li_Battery | 100 | VIKINGPCCSOLAR | 4 | 400 |  | 2023-10-30 | IID-> GIA-2021-64 | VIKING_2_VSHSB1 | New IID sub KN/KS 230 kV line | 0 | 0 | 0 | 0 | 0 | 0 | 0 | 100 | 0 | 0 | Mirage | 230 | Mirage | 1
Vikings Solar BESS Hybrid Project | Li_Battery | 50 |  | 4 | 100 |  | 2023-10-30 | IID-> GIA-2021-64 | VIKING_2_VSHSB1 | New IID sub KN/KS 230 kV line | 0 | 0 | 0 | 0 | 0 | 0 | 0 | 50 | 0 | 0 | Mirage | 230 | Mirage | 0
VIKINGPCCSOLAR | Solar | 150 | VIKINGPCCSTORAGE | 0 | 0 |  | 2023-10-30 | IID-> GIA-2021-64, Mirage | VIKING_2_VSHSB1 | New IID sub KN/KS 230 kV line | 0 | 0 | 0 | 0 | 0 | 0 | 132 | 0 | 0 | 0 | Mirage | 230 | Mirage | 1
WHITEH_2_MEADDYN1 | Wind | 50 |  | 0 | 0 |  | 2023-06-16 | OOS | WHTHIL_3_WHAWD1 | Mead-Peacock 345 kV line | 0 | 0 | 50 | 0 | 0 | 0 | 0 | 0 | 0 | 0 | Mead | 230 | Mead | 1
WHITEH_2_MEADDYN2 | Wind | 300 |  | 0 | 0 |  | 2023-06-30 | OOS | WHTHIL_3_WHBWD2 | Mead-Peacock 345 kV line | 0 | 0 | 300 | 0 | 0 | 0 | 0 | 0 | 0 | 0 | Mead | 230 | Mead | 1
CAPTESTATIONGEOTHERMAL | Geothermal | 33 |  | 0 | 0 |  | 2028-06-01 | OOS |  | Import at IPPUTAH_ITC | 33 | 0 | 0 | 0 | 0 | 0 | 0 | 0 | 0 | 0 | Eldorado | 230 | Eldorado | 1
CORSACGEOTHERMAL | Geothermal | 40 |  | 0 | 0 |  | 2026-05-01 | OOS |  | Import at Summit, Silver Peak, or other ITCs | 40 | 0 | 0 | 0 | 0 | 0 | 0 | 0 | 0 | 0 | Summit | 115 | Summit | 1
FISHLAKEGEOTHERMAL | Geothermal | 13 |  | 0 | 0 |  | 2024-09-30 | OOS |  | Import at MONAIPPDC_ITC, Gondor, or Silver peak | 13 | 0 | 0 | 0 | 0 | 0 | 0 | 0 | 0 | 0 | Control | 115 | Control | 1
ORMATGEOTHERMAL | Geothermal | 50 |  | 0 | 0 |  | 2026-02-02 | OOS |  | IID-SDGE -> 50MW, | 50 | 0 | 0 | 0 | 0 | 0 | 0 | 0 | 0 | 0 | Imperial Valley | 230 | Imperial Valley | 1
ORMATGEOTHERMAL | Geothermal | 55.2 |  | 0 | 0 |  | 2026-02-02 | OOS |  | Potenital Interties: MEAD_ITC, MCCULLGH_ITC, MERCHANT_ITC, SUMMIT_ITC, or GONDIPPDC_ITC -> 55.2 | 55.2 | 0 | 0 | 0 | 0 | 0 | 0 | 0 | 0 | 0 | Eldorado | 230 | Eldorado | 1
Cape Station | Geothermal | 20 |  |  |  |  | 2026-06-01 | OOS |  | Import at IPPUTAH_ITC | 20 | 0 | 0 | 0 | 0 | 0 | 0 | 0 | 0 | 0 | Eldorado | 230 | Eldorado | 0
White Grass | Geothermal | 6 |  |  |  |  | 2024-12-31 | OOS-> NVEP |  | Import at MONAIPPDC_ITC | 6 | 0 | 0 | 0 | 0 | 0 | 0 | 0 | 0 | 0 | Eldorado | 230 | Eldorado | 0
DYERSM_6_DSWWD1 | Wind | 44.8 |  | 0 | 0 |  | 2022-04-05 | Q1010 | DYERSM_6_DSWWD1 | Vasco-Herdlyn 60kV line | 0 | 0 | 44.8 | 0 | 0 | 0 | 0 | 0 | 0 | 0 | Tracy | 230 | Tracy | 1
Fifth Standard Battery | Li_Battery | 137 |  | 4 | 548 |  | 2023-06-02 | Q1027,Q954 | FIFTHS_2_FSSBT | Gates 230kV | 0 | 0 | 0 | 0 | 0 | 0 | 0 | 137 | 0 | 0 | Gates | 230 | Gates | 0
North Johnson Energy Center | Battery | 50 |  |  |  | Energy only in the queue | 2025-06-01 | Q1047 |  | El Cajon 60 kV | 0 | 0 | 0 | 0 | 0 | 0 | 0 | 0 | 0 | 0 | El Cajon | 69 | El Cajon | 0
GASKW1_2_GW2BT1 | Li_Battery | 20 |  | 4 | 80 |  | 2023-05-05 | Q1074 | GASKW1_2_GW2BT1 | Whirlwind 230kV | 0 | 0 | 0 | 0 | 0 | 0 | 0 | 20 | 0 | 0 | Whirlwind | 230 | Whirlwind | 1
GASKW1_2_GW2SR1 | Solar | 16 |  | 0 | 0 |  | 2023-05-05 | Q1074 | GASKW1_2_GW2SR1 | Whirlwind 230kV | 0 | 0 | 0 | 0 | 0 | 16 | 0 | 0 | 0 | 0 | Whirlwind | 230 | Whirlwind | 1
GASKW1_2_GW2SR2 | Solar | 29 |  | 0 | 0 |  | 2023-05-05 | Q1074 | GASKW1_2_GW2SR2 | Whirlwind 230kV | 0 | 0 | 0 | 0 | 0 | 29 | 0 | 0 | 0 | 0 | Whirlwind | 230 | Whirlwind | 1
GASKW1_2_GW3SR1 | Solar | 20 |  | 0 | 0 |  | 2023-05-05 | Q1074 | GASKW1_2_GW3SR1 | Whirlwind 230kV | 0 | 0 | 0 | 0 | 0 | 20 | 0 | 0 | 0 | 0 | Whirlwind | 230 | Whirlwind | 1
GASKW1_2_GW4SR1 | Solar | 20 |  | 0 | 0 |  | 2023-05-05 | Q1074 | GASKW1_2_GW4SR1 | Whirlwind 230kV | 0 | 0 | 0 | 0 | 0 | 20 | 0 | 0 | 0 | 0 | Whirlwind | 230 | Whirlwind | 1
GASKW1_2_GW5SR1 | Solar | 20 |  | 0 | 0 |  | 2023-05-05 | Q1074 | GASKW1_2_GW5SR1 | Whirlwind 230kV | 0 | 0 | 0 | 0 | 0 | 20 | 0 | 0 | 0 | 0 | Whirlwind | 230 | Whirlwind | 1
GASKELL WEST | Battery | 41 |  |  |  |  | 2023-05-05 | Q1074 |  | Whirlwind 230kV | 0 | 0 | 0 | 0 | 0 | 0 | 0 | 41.5 | 0 | 0 | Whirlwind | 230 | Whirlwind | 0
Willow Springs Solar 3 | Li_Battery | 50 |  | 4 | 200 |  | 2024-04-30 | Q1076 |  | Whirlwind 230 kV | 0 | 0 | 0 | 0 | 0 | 0 | 0 | 50 | 0 | 0 | Whirlwind | 230 | Whirlwind | 0
Bear Canyon Storage | Li_Battery | 13 |  | 4 | 52 |  | 2024-04-17 | Q1097 |  | Fulton | 0 | 0 | 0 | 0 | 0 | 0 | 0 | 13 | 0 | 0 | Fulton | 230 | Fulton | 0
NORTHCENTRALVALLEY | Li_Battery | 150 |  | 4 | 600 | Max IC 132 MW | 2023-09-01 | Q1109 | NORCNV_1_NCVBT1 | Bellota 115kV | 0 | 0 | 0 | 0 | 0 | 0 | 0 | 132 | 0 | 0 | Bellota | 115 | Bellota | 1
BLKDIA_2_BDEBT1 | Li_Battery | 200 |  | 4 | 800 |  | 2022-03-17 | Q1111 | BLKDIA_2_BDEBT1 | Pittsburg 230kV | 0 | 0 | 0 | 0 | 0 | 0 | 0 | 200 | 0 | 0 | Pittsburg | 230 | Pittsburg | 1
ULTPCH_1_UCSBT1 | Li_Battery | 10 |  | 4 | 40 |  | 2023-08-01 | Q1116 | ULTPCH_1_UCSBT1 | Melones-Curtis 115kV line | 0 | 0 | 0 | 0 | 0 | 0 | 0 | 10 | 0 | 0 | Peoria | 115 | Peoria | 1
Chestnut Westside BESS | Battery | 135 |  |  |  |  | 2023-09-11 | Q1120 | CHESTN_2_CHWBX2 | Gates 230kV | 0 | 0 | 0 | 0 | 0 | 0 | 0 | 135 | 0 | 0 | Gates | 230 | Gates | 0
Chestnut Westside PV | Solar | 150 |  |  |  |  | 2023-09-11 | Q1120 | CHESTN_2_CHWSX2 | Gates 230kV | 0 | 0 | 0 | 0 | 0 | 140 | 10 | 0 | 0 | 0 | Gates | 230 | Gates | 0
Luna Valley Solar | Solar/Battery | 200 |  |  |  |  | 2025-07-30 | Q1129 |  | Tranquility 230 KV | 0 | 0 | 0 | 0 | 0 | 200 | 0 | 168.5 | 0 | 0 | Tranquility | 230 | Tranquility | 0
FRESNOSOLAR | Solar | 100 | FRESNOSTORAGE | 0 | 0 |  | 2024-01-15 | Q1135 | SCARLT_2_SSASR1 | Tranquility 230 KV | 0 | 0 | 0 | 0 | 0 | 100 | 0 | 0 | 0 | 0 | Tranquility | 230 | Tranquility | 1
FRESNOSTORAGE | Li_Battery | 10 | FRESNOSOLAR | 4 | 40 |  | 2024-01-15 | Q1135 | SCARLT_2_SSABT1 | Tranquility 230 KV | 0 | 0 | 0 | 0 | 0 | 0 | 0 | 10 | 0 | 0 | Tranquility | 230 | Tranquility | 1
SONRISASOLAR | Solar | 100 | SONRISASTORAGE | 0 | 0 |  | 2024-01-15 | Q1135 | SCARLT_2_SSBSR1 | Tranquility 230 KV | 0 | 0 | 0 | 0 | 0 | 100 | 0 | 0 | 0 | 0 | Tranquility | 230 | Tranquility | 1
SONRISASTORAGE | Li_Battery | 30 | SONRISASOLAR | 4 | 120 |  | 2024-01-15 | Q1135 | SCARLT_2_SSBBT1 | Tranquility 230 KV | 0 | 0 | 0 | 0 | 0 | 0 | 0 | 30 | 0 | 0 | Tranquility | 230 | Tranquility | 1
Scarlet Solar 2 | Li_Battery | 75 |  | 4 | 300 |  | 2024-06-01 | Q1135 | SCARLT_2_SS2BT1 | Tranquility 230 KV | 0 | 0 | 0 | 0 | 0 | 0 | 0 | 75 | 0 | 0 | Tranquility | 230 | Tranquility | 0
Scarlet Solar 2 | Li_Battery | 75 |  | 4 | 300 |  | 2024-06-01 | Q1135 | SCARLT_2_SS2BT1 | Tranquility 230 KV | 0 | 0 | 0 | 0 | 0 | 0 | 0 | 75 | 0 | 0 | Tranquility | 230 | Tranquility | 0
KNTSTH_6_WALSR1 | Solar | 19.88 |  | 0 | 0 |  | 2023-08-15 | Q1136 | KNTSTH_6_WALSR1 | Kent Sw Station 70kV | 0 | 0 | 0 | 0 | 0 | 0 | 20 | 0 | 0 | 0 | Henrietta | 230 | Henrietta | 1 | 1
Westlands Solar Blue | Solar | 250 |  |  |  |  | 2023-08-28 | Q1139 | SOLBLU_2_WSBSX2 | Gates 230kV | 0 | 0 | 0 | 0 | 0 | 235 | 15 | 0 | 0 | 0 | Gates | 230 | Gates | 0
Westlands Solar Blue BESS | Battery | 225 |  |  |  |  | 2023-08-28 | Q1139 | SOLBLU_2_WSBBX2 | Gates 230kV | 0 | 0 | 0 | 0 | 0 | 0 | 0 | 225 | 0 | 0 | Gates | 230 | Gates | 0
Lake Alpaugh Battery Storage | Li_Battery | 10 |  | 4 | 40 |  | 2024-06-01 | Q1143 |  | Corcoran-Olive Sw Sta 115 kV line | 0 | 0 | 0 | 0 | 0 | 0 | 0 | 10 | 0 | 0 | Alpaugh | 115 | Alpaugh | 0
SLATE_2_SLASR4_LESR | Li_Battery | 63 | SLATE_2_SLASR4_SUN | 4 | 252 | Exceeds amount by 13MW | 2022-03-15 | Q1158 | SLATE_2_SLASR4 | Mustang Switching Station 230kV | 0 | 0 | 0 | 0 | 0 | 0 | 0 | 50 | 0 | 0 | Mustang | 230 | Mustang | 1 | 1
SLATE_2_SLASR2_LESR | Li_Battery | 46.5 | SLATE_2_SLASR2_SUN | 4 | 186 |  | 2022-03-15 | Q1158 | SLATE_2_SLASR2 | Mustang 230kV | 0 | 0 | 0 | 0 | 0 | 0 | 0 | 46.5 | 0 | 0 | Mustang | 230 | Mustang | 1 | 1
SLATE_2_SLASR2_SUN | Solar | 46.5 | SLATE_2_SLASR2_LESR | 0 | 0 |  | 2022-03-15 | Q1158 | SLATE_2_SLASR2 | Mustang 230kV | 0 | 0 | 0 | 0 | 0 | 46.5 | 0 | 0 | 0 | 0 | Mustang | 230 | Mustang | 1 | 1
SLATE_2_SLASR3_LESR | Li_Battery | 34 | SLATE_2_SLASR3_SUN | 3.9765 | 135.2 |  | 2022-03-15 | Q1158 | SLATE_2_SLASR3 | Mustang 230kV | 0 | 0 | 0 | 0 | 0 | 0 | 0 | 34 | 0 | 0 | Mustang | 230 | Mustang | 1 | 1
SLATE_2_SLASR3_SUN | Solar | 34 | SLATE_2_SLASR3_LESR | 0 | 0 |  | 2022-03-15 | Q1158 | SLATE_2_SLASR3 | Mustang 230kV | 0 | 0 | 0 | 0 | 0 | 67.5 | 0 | 0 | 0 | 0 | Mustang | 230 | Mustang | 1 | 1
SLATE_2_SLASR4_SUN | Solar | 13 | SLATE_2_SLASR4_LESR | 0 | 0 |  | 2022-03-15 | Q1158 | SLATE_2_SLASR4 | Mustang 230kV | 0 | 0 | 0 | 0 | 0 | 13 | 0 | 0 | 0 | 0 | Mustang | 230 | Mustang | 1 | 1
SLATE_2_SLASR5_LESR | Li_Battery | 10 | SLATE_2_SLASR5_SUN | 4 | 40 |  | 2022-03-15 | Q1158 | SLATE_2_SLASR5 | Mustang 230kV | 0 | 0 | 0 | 0 | 0 | 0 | 0 | 10 | 0 | 0 | Mustang | 230 | Mustang | 1 | 1
SLATE_2_SLASR5_SUN | Solar | 16 | SLATE_2_SLASR5_LESR | 0 | 0 |  | 2022-03-15 | Q1158 | SLATE_2_SLASR5 | Mustang 230kV | 0 | 0 | 0 | 0 | 0 | 16 | 0 | 0 | 0 | 0 | Mustang | 230 | Mustang | 1 | 1
Slate 4 | Solar | 10 |  |  |  |  | 2022-03-15 | Q1158 | SLATE_2_SLASR5 | Mustang 230kV | 0 | 0 | 0 | 0 | 0 | 10 | 0 | 0 | 0 | 0 | Mustang | 230 | Mustang | 0 | 1
Slate 5 | Solar | 50 |  |  |  |  | 2022-03-15 | Q1158 | SLATE_2_SLASR4 | Mustang 230kV | 0 | 0 | 0 | 0 | 0 | 50 | 0 | 0 | 0 | 0 | Mustang | 230 | Mustang | 0 | 1
Slate 2 | Solar | 46.5 |  |  |  |  | 2022-03-15 | Q1158 | SLATE_2_SLASR2 | Mustang 230kV | 0 | 0 | 0 | 0 | 0 | 46.5 | 0 | 0 | 0 | 0 | Mustang | 230 | Mustang | 0 | 1
Big Rock Solar Farm | Li_Battery | 200 |  | 4 | 800 | Only 87% TPD allocated | 2024-12-31 | Q1166 |  | Imperial Valley Substation 230 kV | 0 | 0 | 0 | 0 | 0 | 0 | 0 | 174 | 0 | 0 | Imperial Valley | 230 | Imperial Valley | 0 | 0
FALBRK_6_FESBT1 | Li_Battery | 40 |  | 4 | 160 |  | 2023-05-03 | Q1169 | FALBRK_6_FESBT1 | Avocado 69kV | 0 | 0 | 0 | 0 | 0 | 0 | 0 | 40 | 0 | 0 | Avocado | 69 | Avocado | 1
GATEWY_2_GESBT1 | Li_Battery | 250 |  | 4 | 1000 |  | 2023-04-30 | Q1170 | GATEWY_2_GESBT1 | Otay Mesa 230kV | 0 | 0 | 0 | 0 | 0 | 0 | 0 | 250 | 0 | 0 | Otay Mesa | 230 | Otay Mesa | 1
McFarland Solar A PV | Solar | 200 |  |  |  |  | 2023-12-30 | Q1171 | MCFLND_5_MFSSR1 | Hoodoo Wash 500kV | 0 | 0 | 0 | 0 | 0 | 0 | 200 | 0 | 0 | 0 | Hoodoo Wash | 500 | Hoodoo Wash | 0
McFarland Solar A BESS | Li_Battery | 100 |  | 4 | 400 |  | 2023-09-30 | Q1171 | MCFLND_5_MFSBT1 | Hoodoo Wash 500kV | 0 | 0 | 0 | 0 | 0 | 0 | 0 | 100 | 0 | 0 | Hoodoo Wash | 500 | Hoodoo Wash | 0
McFarland Solar B | Li_Battery | 150 |  | 4 | 600 |  | 2024-04-01 | Q1171 | MCFLND_5_MSBBX2 | Hoodoo Wash 500kV | 0 | 0 | 0 | 0 | 0 | 0 | 0 | 150 | 0 | 0 | Hoodoo Wash | 500 | Hoodoo Wash | 0
McFarland Solar B | Solar | 300 |  |  |  |  | 2023-12-31 | Q1171 | MCFLND_5_MSBSX2 | Hoodoo Wash 500kV | 0 | 0 | 0 | 0 | 0 | 0 | 300 | 0 | 0 | 0 | Hoodoo Wash | 500 | Hoodoo Wash | 0
LECONT_2_LESBT1 | Li_Battery | 125 |  | 1.28 | 160 | Only 32% TPD, including only 40 MW | 2022-09-01 | Q1175 | LECONT_2_LESBT1 | Imperial Valley 230kV | 0 | 0 | 0 | 0 | 0 | 0 | 0 | 40 | 0 | 0 | Imperial Valley | 230 | Imperial Valley | 1
CRIMSN_2_CRMBT1 | Li_Battery | 200 |  | 4 | 800 |  | 2022-09-16 | Q1192 | CRIMSN_2_CRMBT1 | Colorado River 230kV | 0 | 0 | 0 | 0 | 0 | 0 | 0 | 200 | 0 | 0 | Colorado River | 230 | Colorado River | 1
CRIMSN_2_CRMBT2 | Li_Battery | 150 |  | 4 | 600 |  | 2022-10-28 | Q1192 | CRIMSN_2_CRMBT2 | Colorado River 230kV | 0 | 0 | 0 | 0 | 0 | 0 | 0 | 150 | 0 | 0 | Colorado River | 230 | Colorado River | 1
Crimson | Solar | 350 |  |  |  |  | 2023-06-30 | Q1192 |  | Colorado River 230kV | 0 | 0 | 0 | 0 | 0 | 0 | 350 | 0 | 0 | 0 | Colorado River | 230 | Colorado River | 0
ARLNTN_2_AR1SR1 | Solar | 100 |  | 0 | 0 |  | 2022-03-21 | Q1196 | ARLNTN_2_AR1SR1 | Colorado River 230kV | 0 | 0 | 0 | 0 | 0 | 100 | 0 | 0 | 0 | 0 | Colorado River | 230 | Colorado River | 1
ARLNTN_2_ASUSR1 | Solar | 131 |  | 0 | 0 |  | 2022-08-01 | Q1196 | ARLNTN_2_ASUSR1 | Colorado River 230kV | 0 | 0 | 0 | 0 | 0 | 0 | 131 | 0 | 0 | 0 | Colorado River | 230 | Colorado River | 1
SUNCAT_2_A1ABT1 | Li_Battery | 47 |  | 4 | 188 |  | 2022-08-01 | Q1196 | SUNCAT_2_A1ABT1 | Colorado River 230 kV | 0 | 0 | 0 | 0 | 0 | 0 | 0 | 47 | 0 | 0 | Colorado River | 230 | Colorado River | 1
SUNCAT_2_A1BBT1 | Li_Battery | 63 |  | 4 | 252 |  | 2022-08-01 | Q1196 | SUNCAT_2_A1BBT1 | Colorado River 230 kV | 0 | 0 | 0 | 0 | 0 | 0 | 0 | 63 | 0 | 0 | Colorado River | 230 | Colorado River | 1
SUNCAT_2_A2ABT2 | Li_Battery | 132 |  | 4 | 528 |  | 2022-08-16 | Q1196 | SUNCAT_2_A2ABT2 | Colorado River 230 kV | 0 | 0 | 0 | 0 | 0 | 0 | 0 | 132 | 0 | 0 | Colorado River | 230 | Colorado River | 1
ARLINGTONENERGYCENTERSOLAR | Solar | 233 |  | 0 | 0 | Exceeds amount by 100 MW removed | 2023-07-21 | Q1196 | SUNCAT_2_A2BSR2 | Colorado River 230 kV | 0 | 0 | 0 | 0 | 0 | 133 | 0 | 0 | 0 | 0 | Colorado River | 230 | Colorado River | 1
Arlington | Solar/Battery | 54 |  |  |  |  | 2023-09-01 | Q1196 |  | Colorado River 230 kV | 0 | 0 | 0 | 0 | 0 | 0 | 45 | 54 | 0 | 0 | Colorado River | 230 | Colorado River | 0
Quartzite Solar 8 | Solar | 150 |  | 4 | 300 |  | 2025-03-01 | Q1198 |  | Colorado River | 0 | 0 | 0 | 0 | 0 | 150 | 0 | 75 | 0 | 0 | Colorado River | 230 | Colorado River | 0
Victory Pass Solar | Solar/Li_Battery | 250 |  | 4 | 200 |  | 2023-12-19 | Q1200 | VICPAS_2_VPSBT1, VICPAS_2_VPSSR1 | Redbluff 230 kV | 0 | 0 | 0 | 0 | 0 | 0 | 200 | 50 | 0 | 0 | Red Bluff | 230 | Red Bluff | 0
ARATINASOLAR | Solar | 150 | ARATINASTORAGE | 0 | 0 |  | 2025-05-01 | Q1204,Q1604 |  | Kramer 230kV | 0 | 0 | 0 | 0 | 0 | 117 | 33 | 0 | 0 | 0 | Kramer | 230 | Kramer | 1
ARATINASTORAGE | Li_Battery | 50 | ARATINASOLAR | 3 | 150 |  | 2025-05-01 | Q1204,Q1604 |  | Kramer 230kV | 0 | 0 | 0 | 0 | 0 | 0 | 0 | 37.5 | 0 | 0 | Kramer | 230 | Kramer | 1
Aratina Solar Center 1 b PV | Solar | 50 |  | 0 | 0 | portion of identified baseline resource | 2025-05-01 | Q1204,Q1604 |  | Kramer 230kV | 0 | 0 | 0 | 0 | 0 | 0 | 50 | 0 | 0 | 0 | Kramer | 230 | Kramer | 0
Aratina Solar Center 1 b BESS | Battery | 75 |  |  |  |  | 2025-05-01 | Q1204,Q1604 |  | Kramer 230kV | 0 | 0 | 0 | 0 | 0 | 0 | 0 | 75 | 0 | 0 | Kramer | 230 | Kramer | 0
Aratina | Hybrid | 113 |  |  |  |  | 2025-05-01 | Q1204,Q1604 |  | Kramer 230kV | 0 | 0 | 0 | 0 | 0 | 0 | 200 | 113 | 0 | 0 | Kramer | 230 | Kramer | 0
BGSKYN_2_ASSR1B | Solar | 17 |  | 0 | 0 |  | 2022-11-23 | Q1208 | BGSKYN_2_ASSR1B | Antelope 230kV | 0 | 0 | 0 | 0 | 0 | 17 | 0 | 0 | 0 | 0 | Antelope | 230 | Antelope | 1
BIGSKY_2_AS2BT1 | Li_Battery | 127 |  | 4 | 508 |  | 2022-09-02 | Q1208 | BIGSKY_2_AS2BT1 | Antelope 230 kV | 0 | 0 | 0 | 0 | 0 | 0 | 0 | 127 | 0 | 0 | Antelope | 230 | Antelope | 1
BIGSKY_2_ASLBT2 | Li_Battery | 100 |  | 4 | 400 |  | 2022-03-07 | Q1208 | BIGSKY_2_ASLBT2 | Antelope 230 kV | 0 | 0 | 0 | 0 | 0 | 0 | 0 | 100 | 0 | 0 | Antelope | 230 | Antelope | 1
RACEWAYSOLAR | Solar | 125 | RACEWAYSTORAGE | 0 | 0 |  | 2023-11-30 | Q1208 | POLRIS_2_ASRSR1 | Antelope 230 kV | 0 | 0 | 0 | 0 | 0 | 125 | 0 | 0 | 0 | 0 | Antelope | 230 | Antelope | 1
RACEWAYSTORAGE | Li_Battery | 80 | RACEWAYSOLAR | 2 | 160 |  | 2023-11-30 | Q1208 | POLRIS_2_ASRBT1 | Antelope 230 kV | 0 | 0 | 0 | 0 | 0 | 0 | 0 | 80 | 0 | 0 | Antelope | 230 | Antelope | 1
Antelope Solar 2 Estrella BESS | Li_Battery | 28 |  | 4 | 112 |  | 2023-11-30 | Q1208 | POLRIS_2_ASEBT1 | Antelope 230 kV | 0 | 0 | 0 | 0 | 0 | 0 | 0 | 28 | 0 | 0 | Antelope | 230 | Antelope | 0
Antelope Solar 2 Estrella | Solar | 56 |  | 0 | 0 |  | 2023-11-30 | Q1208 | POLRIS_2_ASESR1 | Antelope 230 kV | 0 | 0 | 0 | 0 | 0 | 56 | 0 | 0 | 0 | 0 | Antelope | 230 | Antelope | 0
Rosamond South East | Hybrid | 45 |  | 4 | 60 | Updated TPD is only 52% | 2024-10-01 | Q1211 |  | Whirlwind 230kV | 0 | 0 | 0 | 0 | 0 | 0 | 30 | 15 | 0 | 0 | Whirlwind | 230 | Whirlwind | 0
Rosamond South East | Hybrid | 100 |  |  |  | Updated TPD is only 52% so not including b/c contracted amount of Q1211 an 1212 utilize all TPD | 2024-10-01 | Q1211 |  | Whirlwind 230kV | 0 | 0 | 0 | 0 | 0 | 0 | 0 | 0 | 0 | 0 | Whirlwind | 230 | Whirlwind | 0
Golden Fields | Solar/Li_Battery | 100 |  | 4 | 368 | Updated TPD is only 52% | 2025-03-01 | Q1212 |  | Whirlwind 230kV | 0 | 0 | 0 | 0 | 0 | 0 | 100 | 92 | 0 | 0 | Whirlwind | 230 | Whirlwind | 0
RATSKE_2_RBSSB1 | Solar | 60 | RABBITBRUSHSTORAGE | 0 | 0 |  | 2022-10-18 | Q1215 | RATSKE_2_RBSSB1 | Whirlwind 230kV | 0 | 0 | 0 | 0 | 0 | 60 | 0 | 0 | 0 | 0 | Whirlwind | 230 | Whirlwind | 1
RATSKE_2_RBSSB2 | Solar | 40 |  | 0 | 0 |  | 2022-10-18 | Q1215 | RATSKE_2_RBSSB2 | Whirlwind 230kV | 0 | 0 | 0 | 0 | 0 | 40 | 0 | 0 | 0 | 0 | Whirlwind | 230 | Whirlwind | 1
RABBITBRUSHSTORAGE | Li_Battery | 20 | RATSKE_2_RBSSB1 | 2.5 | 50 |  | 2022-10-18 | Q1215 | RATSKE_2_RBSSB1 | Whirlwind 230kV | 0 | 0 | 0 | 0 | 0 | 0 | 0 | 12.5 | 0 | 0 | Whirlwind | 230 | Whirlwind | 1
Willy 9 Antelope Valley Complex | Li_Battery | 126 |  | 4 | 504 |  | 2024-04-01 | Q1215, Q1319 |  | Whirlwind 230 KV | 0 | 0 | 0 | 0 | 0 | 0 | 0 | 126 | 0 | 0 | Whirlwind | 230 | Whirlwind | 0
TUMBLEWEED | Li_Battery | 69 |  | 8 | 552 |  | 2026-04-05 | Q1217 |  | Whirlwind 230kV | 0 | 0 | 0 | 0 | 0 | 0 | 0 | 0 | 69 | 0 | Whirlwind | 230 | Whirlwind | 1
Pomegranate | Li_Battery | 40 |  | 4 | 160 |  | 2025-09-30 | Q1243 |  | Gates 230kV | 0 | 0 | 0 | 0 | 0 | 0 | 0 | 40 | 0 | 0 | Gates | 230 | Gates | 0
Pomegranate | Solar | 250 |  |  |  |  | 2025-09-30 | Q1243 |  | Gates 230kV | 0 | 0 | 0 | 0 | 0 | 250 | 0 | 0 | 0 | 0 | Gates | 230 | Gates | 0
Pomegranate | Battery | 185 |  | 4 | 740 |  | 2025-09-30 | Q1243 |  | Gates 230kV | 0 | 0 | 0 | 0 | 0 | 0 | 0 | 185 | 0 | 0 | Gates | 230 | Gates | 0
PROXIMASOLAR | Solar | 50 | PROXIMASTORAGE | 0 | 0 |  | 2023-12-01 | Q1244 | PROXSR_2_PROSR1 | Fink 230 kV | 0 | 0 | 0 | 0 | 0 | 50 | 0 | 0 | 0 | 0 | Fink (Proposed) | 230 | Fink (Proposed) | 1
PROXIMASTORAGE | Li_Battery | 5 | PROXIMASOLAR | 4 | 20 |  | 2023-12-01 | Q1244 | PROXSR_2_PS1BT2 | Fink 230 kV | 0 | 0 | 0 | 0 | 0 | 0 | 0 | 5 | 0 | 0 | Fink (Proposed) | 230 | Fink (Proposed) | 1
Proxima Solar | Solar | 20 |  | 0 | 0 |  | 2023-12-01 | Q1244 | PROXSR_2_PROSR1 | Fink 230 kV | 0 | 0 | 0 | 0 | 0 | 20 | 0 | 0 | 0 | 0 | Fink (Proposed) | 230 | Fink (Proposed) | 0
Proxima Solar | Solar | 50 |  | 0 | 0 |  | 2023-12-01 | Q1244 | PROXSR_2_PROSR1 | Fink 230 kV | 0 | 0 | 0 | 0 | 0 | 50 | 0 | 0 | 0 | 0 | Fink (Proposed) | 230 | Fink (Proposed) | 0
Proxima Solar BESS | Li_Battery | 27 |  | 4 | 108 |  | 2023-12-01 | Q1244 | PROXSR_2_PS1BT2 | Fink 230 kV | 0 | 0 | 0 | 0 | 0 | 0 | 0 | 27 | 0 | 0 | Fink (Proposed) | 230 | Fink (Proposed) | 0
Proxima Solar BESS 1A | Li_Battery | 40 |  | 4 | 160 |  | 2023-12-01 | Q1244 | PROXSR_2_PS1BT1 | Fink 230 kV | 0 | 0 | 0 | 0 | 0 | 0 | 0 | 40 | 0 | 0 | Fink (Proposed) | 230 | Fink (Proposed) | 0
Proxima Solar 1B | Solar | 70 |  | 0 | 0 |  | 2023-12-01 | Q1244 | PROXSR_2_PS1SR2 | Fink 230 kV | 0 | 0 | 0 | 0 | 0 | 70 | 0 | 0 | 0 | 0 | Fink (Proposed) | 230 | Fink (Proposed) | 0
Proxima Solar BESS 2 | Li_Battery | 90 |  | 4 | 360 |  | 2023-12-01 | Q1244 | PROXSR_2_PS2BT3 | Fink 230 kV | 0 | 0 | 0 | 0 | 0 | 0 | 0 | 90 | 0 | 0 | Fink (Proposed) | 230 | Fink (Proposed) | 0
CORBYENERGYSTORAGE | Li_Battery | 300 |  | 4 | 1200 |  | 2024-04-01 | Q1270 |  | Vaca-Dixon 230 kV | 0 | 0 | 0 | 0 | 0 | 0 | 0 | 300 | 0 | 0 | Vaca Dixon | 230 | Vaca Dixon | 1
CASCADESTORAGE | Li_Battery | 25 |  | 4 | 100 |  | 2023-07-14 | Q1272 | CASCES_6_CESBT1 | Weber 60kV | 0 | 0 | 0 | 0 | 0 | 0 | 0 | 25 | 0 | 0 | Weber | 230 | Weber | 1
KOLAENERGYSTORAGE | Li_Battery | 400 |  | 4 | 1600 |  | 2025-02-01 | Q1275 |  | Tesla 230 kV | 0 | 0 | 0 | 0 | 0 | 0 | 0 | 400 | 0 | 0 | Tesla | 230 | Tesla | 1
Mesquite Solar 4 | Solar | 52.5 |  |  |  |  | 2023-09-15 | Q1291 | MSOLAR_2_MS4SR4 | Hassayampa 500 kV | 0 | 0 | 0 | 0 | 0 | 52.5 | 0 | 0 | 0 | 0 | Hassayampa | 500 | Hassayampa | 1
Mesquite Solar 4 BESS | Battery | 12.5 |  | 4 | 50 |  | 2023-09-15 | Q1291 | MSOLAR_2_MS4BT1 | Hassayampa 500 kV | 0 | 0 | 0 | 0 | 0 | 0 | 0 | 12.5 | 0 | 0 | Hassayampa | 500 | Hassayampa | 1
MARVEL_2_MARBX2,MARVEL_2_MARBT3 | Li_Battery | 400 |  | 4 | 1600 |  | 2023-07-24 | Q1295 | MARVEL_2_MARBX2,MARVEL_2_MARBT3 | Devers 230 kV | 0 | 0 | 0 | 0 | 0 | 0 | 0 | 400 | 0 | 0 | Devers | 230 | Devers | 1
Arica Solar & Storage/ Sol Catcher BESS | Solar/Li_Battery | 213 |  | 4 | 484 | Partial TPD | 2023-12-19 | Q1302 | VICPAS_2_SOCBT1, VICPAS_2_SOCBT2, VICPAS_2_SOCSR1, VICPAS_2_SOCSR2, VICPAS_2_SOCSR3 | Redbluff 230 kV | 0 | 0 | 0 | 0 | 0 | 100 | 113.5 | 121 | 0 | 0 | Red Bluff | 230 | Red Bluff | 0
DAGGETTSOLAR | Solar | 182 | DAGGETTSTORAGE | 0 | 0 |  | 2023-08-31 | Q1313 | CMBLND_2_DS2SR1, CMBLND_2_DS2SR2, CMBLND_2_DS2SR3 | Kramer 230kV | 0 | 0 | 0 | 0 | 0 | 182 | 0 | 0 | 0 | 0 | Kramer | 230 | Kramer | 1
DAGGETTSTORAGE | Li_Battery | 130 | DAGGETTSOLAR | 4 | 520 |  | 2023-08-31 | Q1313 | CMBLND_2_DS2BT1, CMBLND_2_DS2BT2, CMBLND_2_DS2BT3 | Kramer 230kV | 0 | 0 | 0 | 0 | 0 | 0 | 0 | 131 | 0 | 0 | Kramer | 230 | Kramer | 1
SISPRG_2_DS3BT1 | Li_Battery | 61.5 | DAGGETTSOLAR | 4 | 246 |  | 2023-08-11 | Q1314 | SISPRG_2_DS3BT1 | Kramer 230kV | 0 | 0 | 0 | 0 | 0 | 0 | 0 | 61.5 | 0 | 0 | Kramer | 230 | Kramer | 1
SISPRG_2_DS3BT2 | Li_Battery | 60 | DAGGETTSOLAR | 4 | 240 |  | 2023-08-24 | Q1314 | SISPRG_2_DS3BT2 | Kramer 230kV | 0 | 0 | 0 | 0 | 0 | 0 | 0 | 60 | 0 | 0 | Kramer | 230 | Kramer | 1
SISPRG_2_DS3BT3 | Li_Battery | 12.5 | DAGGETTSOLAR | 4 | 50 |  | 2023-08-11 | Q1314 | SISPRG_2_DS3BT3 | Kramer 230kV | 0 | 0 | 0 | 0 | 0 | 0 | 0 | 12.5 | 0 | 0 | Kramer | 230 | Kramer | 1
SISPRG_2_DS3BT4 | Li_Battery | 15 | DAGGETTSOLAR | 4 | 60 |  | 2023-08-24 | Q1314 | SISPRG_2_DS3BT4 | Kramer 230kV | 0 | 0 | 0 | 0 | 0 | 0 | 0 | 15 | 0 | 0 | Kramer | 230 | Kramer | 1
SISPRG_2_DS3SR1 | Solar | 123 |  | 0 | 0 |  | 2023-08-11 | Q1314 | SISPRG_2_DS3SR1 | Kramer 230kV | 0 | 0 | 0 | 0 | 0 | 123 | 0 | 0 | 0 | 0 | Kramer | 230 | Kramer | 1
SISPRG_2_DS3SR2 | Solar | 110 |  | 0 | 0 |  | 2023-08-24 | Q1314 | SISPRG_2_DS3SR2 | Kramer 230kV | 0 | 0 | 0 | 0 | 0 | 110 | 0 | 0 | 0 | 0 | Kramer | 230 | Kramer | 1
SISPRG_2_DS3SR3 | Solar | 50 |  | 0 | 0 |  | 2023-08-11 | Q1314 | SISPRG_2_DS3SR3 | Kramer 230kV | 0 | 0 | 0 | 0 | 0 | 50 | 0 | 0 | 0 | 0 | Kramer | 230 | Kramer | 1
SISPRG_2_DS3SR4 | Solar | 17 |  | 0 | 0 |  | 2023-07-14 | Q1314 | SISPRG_2_DS3SR4 | Kramer 230kV | 0 | 0 | 0 | 0 | 0 | 17 | 0 | 0 | 0 | 0 | Kramer | 230 | Kramer | 1
Willy 9 Chap 1 | Hybrid | 102 | 102 | 4 | 208 |  | 2023-03-08 | Q1319 | DSFLWR_2_W9CSB1 | Whirlwind 230 KV | 0 | 0 | 0 | 0 | 0 | 102 | 0 | 52 | 0 | 0 | Whirlwind | 230 | Whirlwind | 0
Willy 9 Chap 2 | Hybrid | 72 | 72 | 4 | 144 |  | 2023-03-08 | Q1319 | DSFLWR_2_W9CSB2 | Whirlwind 230 KV | 0 | 0 | 0 | 0 | 0 | 72 | 0 | 36 | 0 | 0 | Whirlwind | 230 | Whirlwind | 0
WILLY 9 | Solar/Battery | 86 |  |  |  |  | 2024-04-01 | Q1319 |  | Whirlwind 230 KV | 0 | 0 | 0 | 0 | 0 | 0 | 76 | 73.5 | 0 | 0 | Whirlwind | 230 | Whirlwind | 0
SANBRN_2_ES1BT3_LESR | Li_Battery | 22 | EDWARD_2_E21SB1_LESR | 4 | 88 |  | 2022-04-13 | Q1324 | SANBRN_2_ES1BT3 | Windhub 230kV | 0 | 0 | 0 | 0 | 0 | 0 | 0 | 22 | 0 | 0 | Windhub | 230 | Windhub | 1
SANBRN_2_ES1BT3_SUN | Solar | 18 |  | 0 | 0 |  | 2022-04-13 | Q1324 | SANBRN_2_ES1BT3 | Windhub 230kV | 0 | 0 | 0 | 0 | 0 | 40 | 0 | 0 | 0 | 0 | Windhub | 230 | Windhub | 1
SANBRN_2_ES2SB3_LESR | Li_Battery | 18 | SANBRN_2_ES2SB3_SUN | 4 | 72 |  | 2022-04-13 | Q1324 | SANBRN_2_ES2SB3 | Windhub 230kV | 0 | 0 | 0 | 0 | 0 | 0 | 0 | 18 | 0 | 0 | Windhub | 230 | Windhub | 1
SANBRN_2_ES2SB3_SUN | Solar | 24 | SANBRN_2_ES2SB3_LESR | 0 | 0 |  | 2022-04-13 | Q1324 | SANBRN_2_ES2SB3 | Windhub 230kV | 0 | 0 | 0 | 0 | 0 | 33 | 0 | 0 | 0 | 0 | Windhub | 230 | Windhub | 1
WSTWND_2_SBSBT1 | Li_Battery | 80 |  | 4 | 320 |  | 2023-05-23 | Q1325 | WSTWND_2_SBSBT1 | Vincent 230kV | 0 | 0 | 0 | 0 | 0 | 0 | 0 | 80 | 0 | 0 | Vincent | 230 | Vincent | 1
Sagebrush Storage | Li_Battery | 99 |  | 4 | 396 |  | 2024-06-01 | Q1325 |  | Vincent 230kV | 0 | 0 | 0 | 0 | 0 | 0 | 0 | 99 | 0 | 0 | Vincent | 230 | Vincent | 0
Golden Fields Solar IV/Cyclone Solar | Solar/Li_Battery | 45 |  | 4 | 120 | Updated TPD is only 51% | 2025-03-01 | Q1327 |  | Whirlwind 230kV | 0 | 0 | 0 | 0 | 0 | 0 | 45 | 30 | 0 | 0 | Whirlwind | 230 | Whirlwind | 0
VALTNE_2_TBBBT1 | Solar | 128 | BIGBEAUSTORAGE | 0 | 0 |  | 2022-12-27 | Q1329,Q602 | VALTNE_2_TBBBT1, VALTNE_2_TRSBT1 | Whirlwind 230kV | 0 | 0 | 0 | 0 | 0 | 128 | 0 | 0 | 0 | 0 | Whirlwind | 230 | Whirlwind | 1
BIGBEAUSTORAGE | Li_Battery | 40 | VALTNE_2_TBBBT1 | 4 | 160 | Both VALNE_2 storage is here | 2022-12-27 | Q1329,Q602 | VALTNE_2_TBBBT1, VALTNE_2_TRSBT1 | Whirlwind 230kV | 0 | 0 | 0 | 0 | 0 | 0 | 0 | 40 | 0 | 0 | Whirlwind | 230 | Whirlwind | 1
Pastoria Solar | Solar/Li_Battery | 105 |  |  |  |  | 2025-10-01 | Q1335 |  | Pastoria 230 kV | 0 | 0 | 0 | 0 | 0 | 39 | 66 | 80 | 0 | 0 | Pastoria | 230 | Pastoria | 1
Silver Peak Solar | Li_Battery | 279 |  | 4 | 1116 |  | 2024-09-01 | Q1339 |  | Eldorado 230kV | 0 | 0 | 0 | 0 | 0 | 0 | 0 | 279 | 0 | 0 | Eldorado | 230 | Eldorado | 0
Silver Peak Solar | Solar | 300 |  |  |  |  | 2024-09-01 | Q1339 |  | Eldorado 230kV | 0 | 0 | 0 | 0 | 0 | 0 | 300 | 0 | 0 | 0 | Eldorado | 230 | Eldorado | 0
YELLOWPINESOLAR | Solar | 125 | YELLOWPINESTORAGE | 0 | 0 |  | 2023-07-26 | Q1341 | YELPIN_2_YP2SR1 | Crazy Eyes 230 kV | 0 | 0 | 0 | 0 | 0 | 125 | 0 | 0 | 0 | 0 | Trout Canyon | 230 | Trout Canyon | 1
YELLOWPINESTORAGE | Li_Battery | 50 | YELLOWPINESOLAR | 4 | 200 |  | 2023-07-26 | Q1341 | YELPIN_2_YP2BT1 | Crazy Eyes 230 kV | 0 | 0 | 0 | 0 | 0 | 0 | 0 | 65 | 0 | 0 | Trout Canyon | 230 | Trout Canyon | 1
Yellow Pine 2 B | Solar/Battery | 65 |  | 4 | 128 |  | 2024-05-31 | Q1341 |  | Crazy Eyes 230 kV | 0 | 0 | 0 | 0 | 0 | 65 | 0 | 32 | 0 | 0 | Trout Canyon | 230 | Trout Canyon | 0
Yellow Pine 2 A | Solar/Battery | 60 |  | 4 | 212 |  | 2024-05-31 | Q1341 |  | Crazy Eyes 230 kV | 0 | 0 | 0 | 0 | 0 | 60 | 0 | 53 | 0 | 0 | Trout Canyon | 230 | Trout Canyon | 0
Aramis Power Plant | Solar/Li_Battery | 100 |  | 4 | 400 |  | 2025-07-01 | Q1349 |  | Cayentano 230 kV | 0 | 0 | 0 | 0 | 0 | 0 | 100 | 100 | 0 | 0 | Cayetano | 230 | Cayetano | 0
PAULSELLENERGYCENTERSTORAGE | Li_Battery | 20 | PAULSELLSOLARENERGYCENTER | 4 | 60 | Project only has 15 MW | 2024-04-01 | Q1350 |  | Crow Creek 60kV | 0 | 0 | 0 | 0 | 0 | 0 | 0 | 15 | 0 | 0 | Crow Creek | 60 | Crow Creek | 1
PAULSELLSOLARENERGYCENTER | Solar | 20 | PAULSELLENERGYCENTERSTORAGE | 0 | 0 |  | 2024-04-01 | Q1350 |  | Crow Creek 60kV | 0 | 0 | 0 | 0 | 0 | 6.21 | 14.11 | 0 | 0 | 0 | Crow Creek | 60 | Crow Creek | 1
Westford Flat Storage | Li_Battery | 25 |  | 4 | 100 |  | 2024-04-17 | Q1367 |  | Fulton | 0 | 0 | 0 | 0 | 0 | 0 | 0 | 25 | 0 | 0 | Fulton | 230 | Fulton | 0
ELKHRN_1_EESX3 | Li_Battery | 182.5 |  | 4 | 730 |  | 2022-04-07 | Q1374 | ELKHRN_1_EESX3 | Moss Landing 115 kV | 0 | 0 | 0 | 0 | 0 | 0 | 0 | 182.5 | 0 | 0 | Moss Landing | 115 | Moss Landing | 1
GONZAGAWIND | Wind | 76.35 |  | 0 | 0 |  | 2025-06-01 | Q1378 |  | Los Banos 70kV | 0 | 0 | 76.4 | 0 | 0 | 0 | 0 | 0 | 0 | 0 | Los Banos | 230 | Los Banos | 1
Redux Solar | Solar/Li_Battery | 125 |  | 4 | 125 |  | 2025-08-15 | Q1389 |  | Gates 230 kV | 0 | 0 | 0 | 0 | 0 | 125 | 0 | 31.25 | 0 | 0 | Gates | 230 | Gates | 0
Sonrisa | Solar/Li_Battery | 100 |  | 4 | 120 |  | 2025-02-01 | Q1391 |  | Tranquility 230 kV | 0 | 0 | 0 | 0 | 0 | 100 | 0 | 30 | 0 | 0 | Tranquility | 230 | Tranquility | 0
Sonrisa | Solar/Battery | 200 |  |  |  |  | 2025-02-01 | Q1391 |  | Tranquility 230 kV | 0 | 0 | 0 | 0 | 0 | 60 | 40 | 154 | 0 | 0 | Tranquility | 230 | Tranquility | 0
SANDRINISOL | Solar | 100 |  | 0 | 0 |  | 2023-05-01 | Q1397 | SANDRN_2_SS1SR1 | Wheeler Ridge 70kV | 0 | 0 | 0 | 0 | 0 | 100 | 0 | 0 | 0 | 0 | Wheeler Ridge | 230 | Wheeler Ridge | 1
Sandrini Sol 2 | Solar | 200 |  |  |  |  | 2023-07-01 | Q1398 | SANDRN_2_SS2SR2 | Wheeler Ridge 230 kV | 0 | 0 | 0 | 0 | 0 | 200 | 0 | 0 | 0 | 0 | Wheeler Ridge | 230 | Wheeler Ridge | 0
Atlas Solar | Solar | 200 |  |  |  |  | 2025-12-31 | Q1402 |  | Cielo Azul | 0 | 0 | 0 | 0 | 0 | 0 | 200 | 0 | 0 | 0 | Cielo Azul | 500 | Cielo Azul | 0
ATHOS_5_AP1X2 | Solar | 250 |  | 0 | 0 |  | 2022-05-13 | Q1405 | ATHOS_5_AP1X2 | Red Bluff 230 kV | 0 | 0 | 0 | 0 | 0 | 250 | 0 | 0 | 0 | 0 | Red Bluff | 230 | Red Bluff | 1
Baldy Mesa Hybrid | Hybrid | 150 | 200 | 4 | 400 |  | 2023-11-30 | Q1413,Q1519 | HAMLIN_1_BLDSB1,HAMLIN_1_BMSBT2 | Roadway 115kV | 0 | 0 | 0 | 0 | 0 | 200 | 0 | 100 | 0 | 0 | Roadway | 115 | Roadway | 0
SANBRN_2_EESSB2 | Solar | 166 |  | 0 | 0 |  | 2023-11-17 | Q1424 | SANBRN_2_EESSB2 | Winhub 230kV | 0 | 0 | 0 | 0 | 0 | 130 | 0 | 0 | 0 | 0 | Windhub | 230 | Windhub | 1
EDWARD_2_E21SB1_SUN | Solar | 95 |  | 0 | 0 |  | 2022-08-27 | Q1424 | EDWARD_2_E21SB1 | Windhub 230kV | 0 | 0 | 0 | 0 | 0 | 130 | 0 | 0 | 0 | 0 | Windhub | 230 | Windhub | 1
EDWARD_2_E21SB1_LESR | Li_Battery | 71 | SANBRN_2_ES1BT3_LESR | 4 | 284 |  | 2022-08-27 | Q1424 | EDWARD_2_E21SB1 | Windhub 230kV | 0 | 0 | 0 | 0 | 0 | 0 | 0 | 71 | 0 | 0 | Windhub | 230 | Windhub | 1
EDWARD_2_ES2BT3_LESR | Li_Battery | 66 |  | 4 | 264 |  | 2022-04-02 | Q1424 | EDWARD_2_ES2BT3 | Windhub 230kV | 0 | 0 | 0 | 0 | 0 | 0 | 0 | 66 | 0 | 0 | Windhub | 230 | Windhub | 1
EDWARD_2_ES2BT3_SUN | Solar | 85 |  | 0 | 0 |  | 2022-04-02 | Q1424 | EDWARD_2_ES2BT3 | Windhub 230kV | 0 | 0 | 0 | 0 | 0 | 118 | 0 | 0 | 0 | 0 | Windhub | 230 | Windhub | 1
Starlight Solar | Solar/Battery | 20 |  |  |  |  | 2025-04-30 | Q1432 |  | Boulevard East Substation 69kV | 0 | 0 | 0 | 0 | 0 | 0 | 20 | 17.4 | 0 | 0 | ECO | 138 | ECO | 0
Angela | Solar/Li_Battery | 40 |  | 4 | 20 |  | 2024-12-30 | Q1443 |  | Olive 115 kV | 0 | 0 | 0 | 0 | 0 | 40 | 0 | 20 | 0 | 0 | Olive | 115 | Olive | 0
HUMMINGBIRDSTORAGE | Li_Battery | 75 |  | 4 | 300 |  | 2023-06-01 | Q1454 |  | Metcalf 115 kV | 0 | 0 | 0 | 0 | 0 | 0 | 0 | 75 | 0 | 0 | Metcalf | 115 | Metcalf | 1
DSRTSN_2_DS2X2 | Li_Battery | 230 |  | 4 | 920 |  | 2022-08-28 | Q146,Q147 | DSRTSN_2_DS2X2 | Red Bluff 230 kV | 0 | 0 | 0 | 0 | 0 | 0 | 0 | 230 | 0 | 0 | Red Bluff | 230 | Red Bluff | 1
Desert Sunlight PV II Storage 2 | Battery | 230 |  | 4 | 920 |  | 2024-04-01 | Q146,Q147 | DSRTSN_2_DS2BX2 | Red Bluff 230 kV | 0 | 0 | 0 | 0 | 0 | 0 | 0 | 230 | 0 | 0 | Red Bluff | 230 | Red Bluff | 0
Solano 4 Wind | Wind | 90 |  |  |  |  | 2025-04-30 | Q1463 | RUSSELL_2_SOLANO1 | Birds Landing 230 kV | 0 | 0 | 90 | 0 | 0 | 0 | 0 | 0 | 0 | 0 | Birds Landing | 230 | Birds Landing | 1
CABALLEROCASTORAGE | Li_Battery | 99.7 |  | 4 | 398.8 |  | 2024-04-09 | Q1470 |  | Mesa 230kV | 0 | 0 | 0 | 0 | 0 | 0 | 0 | 99.7 | 0 | 0 | Mesa | 230 | Mesa | 1
AZALEASOLAR | Solar | 60 | AZALEASTORAGE | 0 | 0 |  | 2025-03-09 | Q1493 |  | Arco 70kV | 0 | 0 | 0 | 0 | 0 | 55 | 5 | 0 | 0 | 0 | Arco | 230 | Arco | 1
AZALEASTORAGE | Li_Battery | 38 | AZALEASOLAR | 4 | 152 |  | 2025-03-09 | Q1493 |  | Arco 70kV | 0 | 0 | 0 | 0 | 0 | 0 | 0 | 38 | 0 | 0 | Arco | 230 | Arco | 1
CHALANSOLAR | Solar | 64.9 | CHALANSTORAGE | 0 | 0 |  | 2024-03-07 | Q1495 |  | Arco 230kV | 0 | 0 | 0 | 0 | 0 | 64.9 | 0 | 0 | 0 | 0 | Arco | 230 | Arco | 1
CHALANSTORAGE | Li_Battery | 25 | CHALANSOLAR | 4 | 100 |  | 2024-01-07 | Q1495 |  | Arco 230kV | 0 | 0 | 0 | 0 | 0 | 0 | 0 | 25 | 0 | 0 | Arco | 230 | Arco | 1
Jasmine | Solar/Li_Battery | 70 |  | 4 | 70 |  | 2024-10-07 | Q1499 |  | Lakeview 70kV | 0 | 0 | 0 | 0 | 0 | 0 | 70 | 17.5 | 0 | 0 | Lakeview | 70 | Lakeview | 0
Jasmine | Battery | 70 |  |  |  | only 92% TPD allocated so maxing batteries at 64.4 MW | 2024-10-07 | Q1499 |  | Lakeview 70kV | 0 | 0 | 0 | 0 | 0 | 0 | 0 | 46.9 | 0 | 0 | Lakeview | 70 | Lakeview | 0
Bellefield Solar Farm | Solar/Battery | 500 |  |  |  |  | 2024-12-31 | Q1510 |  | Windhub 230kV | 0 | 0 | 0 | 0 | 0 | 0 | 500 | 500 | 0 | 0 | Windhub | 230 | Windhub | 0
REXFORDSOLAR | Solar | 300 | REXFORDSTORAGE | 0 | 0 |  | 2024-12-15 | Q1516 |  | Vestal 230kv | 0 | 0 | 0 | 0 | 0 | 300 | 0 | 0 | 0 | 0 | Vestal | 230 | Vestal | 1
REXFORDSTORAGE | Li_Battery | 180 | REXFORDSOLAR | 4 | 720 |  | 2024-12-15 | Q1516 |  | Vestal 230kv | 0 | 0 | 0 | 0 | 0 | 0 | 0 | 180 | 0 | 0 | Vestal | 230 | Vestal | 1
Rexford Solar Farm BESS | Li_Battery | 60 | REXFORDSOLAR | 4 | 240 |  | 2024-12-15 | Q1516 |  | Vestal 230kv | 0 | 0 | 0 | 0 | 0 | 0 | 0 | 60 | 0 | 0 | Vestal | 230 | Vestal | 0
EDWARD_2_ESSSB1 | Solar | 116 |  |  |  | Baseline listed it as storage | 2022-12-20 | Q1518 | EDWARD_2_ESSSB1 | Winhub 230kV | 0 | 0 | 0 | 0 | 0 | 116 | 0 | 0 | 0 | 0 | Windhub | 230 | Windhub | 1
SANBRN_2_SS2SB4 | Solar | 32 |  | 0 | 0 |  | 2023-07-11 | Q1518 | SANBRN_2_SS2SB4 | Windhub 230kV | 0 | 0 | 0 | 0 | 0 | 36 | 0 | 0 | 0 | 0 | Windhub | 230 | Windhub | 1
EDWARD_2_ESSSB2 | Solar | 132 |  |  |  | Baseline listed it as storage | 2022-12-16 | Q1518, Q1424,Q1324 | EDWARD_2_ESSSB2 | Windhub 230kV | 0 | 0 | 0 | 0 | 0 | 132 | 0 | 0 | 0 | 0 | Windhub | 230 | Windhub | 1
SANBORNESS3 | Li_Battery | 500 |  | 4 | 2000 | Missing parts of LESR doesn't equal 500 | 2023-11-01 | Q1518,Q1424 | SANBRN_2_SS2BT3, SANBRN_2_SS2BT4,SANBRN_2_EESSB2, SANBRN_2_SS2SB4, EDWARD_2_ESSSB2 | Windhub 230kV | 0 | 0 | 0 | 0 | 0 | 0 | 0 | 372 | 0 | 0 | Windhub | 230 | Windhub | 1
Quartzite Solar 11 | Solar | 150 |  | 4 | 300 |  | 2025-03-01 | Q1526 |  | Colorado River | 0 | 0 | 0 | 0 | 0 | 150 | 0 | 75 | 0 | 0 | Colorado River | 230 | Colorado River | 0
WESCAN_2_BDSBT1 | Li_Battery | 131 |  | 4 | 524 |  | 2023-06-23 | Q1531 | WESCAN_2_BDSBT1 | Imperial Valley 230kV | 0 | 0 | 0 | 0 | 0 | 0 | 0 | 131 | 0 | 0 | Imperial Valley | 230 | Imperial Valley | 1
Kettle Solar One | Hybrid | 90 |  | 4 | 280 |  | 2026-10-31 | Q1532 | JVREPK_1_KSOSB1 | Carrizo Gorge Switchyard | 0 | 0 | 0 | 0 | 0 | 0 | 90 | 70 | 0 | 0 | ECO | 138 | ECO | 0
Kettle Solar One | Battery | 20 |  | 4 | 80 |  | 2026-10-31 | Q1532 |  | Carrizo Gorge Switchyard | 0 | 0 | 0 | 0 | 0 | 0 | 0 | 20 | 0 | 0 | ECO | 138 | ECO | 0
VISTRA_5_PLABT1 | Li_Battery | 100.4 |  | 4 | 401.6 |  | 2023-05-13 | Q1540 | VISTRA_5_PLABT1 | Moss Landing 500 KV | 0 | 0 | 0 | 0 | 0 | 0 | 0 | 100.4 | 0 | 0 | Moss Landing | 500 | Moss Landing | 1
VISTRA_5_PLABT2 | Li_Battery | 100.4 |  | 4 | 401.6 |  | 2023-06-01 | Q1540 | VISTRA_5_PLABT2 | Moss Landing 500 KV | 0 | 0 | 0 | 0 | 0 | 0 | 0 | 100.4 | 0 | 0 | Moss Landing | 500 | Moss Landing | 1
VISTRA_5_PLABT3 | Li_Battery | 74.6 |  | 4 | 298.4 |  | 2023-05-16 | Q1540 | VISTRA_5_PLABT3 | Moss Landing 500 KV | 0 | 0 | 0 | 0 | 0 | 0 | 0 | 74.6 | 0 | 0 | Moss Landing | 500 | Moss Landing | 1
MOSSLANDING3 | Li_Battery | 74.6 |  | 4 | 298.4 |  | 2023-06-02 | Q1540 | VISTRA_5_PLABT4 | Moss Landing 500 kV | 0 | 0 | 0 | 0 | 0 | 0 | 0 | 74.6 | 0 | 0 | Moss Landing | 500 | Moss Landing | 1
ENERSJ_5_ESJWD2 | Wind | 105 |  | 0 | 0 |  | 2022-01-13 | Q159A | ENERSJ_5_ESJWD2 | East County 230kV | 0 | 0 | 105 | 0 | 0 | 0 | 0 | 0 | 0 | 0 | ECO | 230 | ECO | 1
Lockhart Solar 2 | Solar | 75 |  |  |  |  | 2023-07-26 | Q1617 | LCKHT1_2_LH1SR2 | Kramer 230 kV | 0 | 0 | 0 | 0 | 0 | 75 | 0 | 0 | 0 | 0 | Kramer | 230 | Kramer | 0
Lockhart Solar 2 | Battery | 75 |  |  |  |  | 2023-09-01 | Q1617 |  | Kramer 230 kV | 0 | 0 | 0 | 0 | 0 | 7 | 0 | 73 | 0 | 0 | Kramer | 230 | Kramer | 0
Humidor Storage 1 | Li_Battery | 300 |  | 4 | 1200 |  | 2023-11-04 | Q1629 |  | Vincent 500/20 kV Substation @ 220 kV bus | 0 | 0 | 0 | 0 | 0 | 0 | 0 | 300 | 0 | 0 | Vincent | 230 | Vincent | 0
Separator | Li_Battery | 100 |  |  |  |  | 2023-08-15 | Q1641 | ETIWND_2_SEPBT1 | Etiwanda 220kV | 0 | 0 | 0 | 0 | 0 | 0 | 0 | 100 | 0 | 0 | Etiwanda | 230 | Etiwanda | 0
INTERSECTOBERONSOLAR | Solar | 250 | INTERSECTOBERONSTORAGE | 0 | 0 |  | 2023-07-06 | Q1642 | OBERON_5_O1SSR3,OBERON_5_O1SSX2 | Red Bluff 500 kV | 0 | 0 | 0 | 0 | 0 | 0 | 250 | 0 | 0 | 0 | Red Bluff | 500 | Red Bluff | 1
INTERSECTOBERONSTORAGE | Li_Battery | 125 | INTERSECTOBERONSOLAR | 4 | 500 |  | 2023-07-06 | Q1642 | OBERON_5_O1BBX2 | Red Bluff 500 kV | 0 | 0 | 0 | 0 | 0 | 0 | 0 | 125 | 0 | 0 | Red Bluff | 500 | Red Bluff | 1
Oberon 2 BESS | Li_Battery | 125 |  | 4 | 500 |  | 2023-07-06 | Q1642 | OBERON_5_O2BBX2 | Red Bluff 500kV | 0 | 0 | 0 | 0 | 0 | 0 | 0 | 125 | 0 | 0 | Red Bluff | 500 | Red Bluff | 0
Oberon 2A Solar | Solar | 125 |  |  |  |  | 2023-08-04 | Q1642 | OBERON_5_O2SSR4 | Red Bluff 500kV | 0 | 0 | 0 | 0 | 0 | 0 | 125 | 0 | 0 | 0 | Red Bluff | 500 | Red Bluff | 0
Oberon 2B Solar | Solar | 125 |  |  |  |  | 2023-08-04 | Q1642 | OBERON_5_O2SSR5 | Red Bluff 500kV | 0 | 0 | 0 | 0 | 0 | 0 | 125 | 0 | 0 | 0 | Red Bluff | 500 | Red Bluff | 0
Oberon | Battery | 250 |  |  |  |  | 2024-12-21 | Q1642 |  | Red Bluff 500kV | 0 | 0 | 0 | 0 | 0 | 0 | 0 | 250 | 0 | 0 | Red Bluff | 500 | Red Bluff | 0
Menifee Power Bank | Li_Battery | 510 |  | 4 | 2040 |  | 2024-06-01 | Q1645 | ROMOLA_5_MPBBT1, ROMOLA_5_MPBBT2, ROMOLA_5_MPBBT3 | Valley 500 kV | 0 | 0 | 0 | 0 | 0 | 0 | 0 | 510 | 0 | 0 | Valley (SCE) | 500 | Valley (SCE) | 0
Menifee Power Bank | Li_Battery | 170 |  | 4 |  |  | 2024-06-01 | Q1645 |  | Valley 500 kV | 0 | 0 | 0 | 0 | 0 | 0 | 0 | 110 | 0 | 0 | Valley (SCE) | 500 | Valley (SCE) | 0
Menifee Power Bank | Li_Battery | 170 |  | 4 |  |  | 2024-06-01 | Q1645 |  | Valley 500 kV | 0 | 0 | 0 | 0 | 0 | 0 | 0 | 50 | 0 | 0 | Valley (SCE) | 500 | Valley (SCE) | 0
Yellow Pine 3 | Li_Battery | 25 |  | 4 | 100 |  | 2025-06-01 | Q1654 |  | Trout Canyon 230 kV | 0 | 0 | 0 | 0 | 0 | 0 | 35 | 60 | 0 | 0 | Trout Canyon | 230 | Trout Canyon | 0
VENTASSO ENERGY STORAGE | Battery | 50 |  |  |  |  | 2024-05-08 | Q1662 |  | EI Cajon Substation 69kV | 0 | 0 | 0 | 0 | 0 | 0 | 0 | 50 | 0 | 0 | El Cajon | 69 | El Cajon | 0
Inland Empire Energy Storage/Pome Storage | Battery | 70 |  |  |  |  | 2024-06-01 | Q1669 |  | Pomerado Sub 69kV | 0 | 0 | 0 | 0 | 0 | 0 | 0 | 70 | 0 | 0 | Pomerado | 69 | Pomerado | 0
Pome Storage | Battery | 30 |  |  |  |  | 2024-06-01 | Q1669 |  | Pomerado Sub 69kV | 0 | 0 | 0 | 0 | 0 | 0 | 0 | 30 | 0 | 0 | Pomerado | 69 | Pomerado | 0
Peregrine Storage | Li_Battery | 100 |  | 4 | 100 | Added to account for baseline overcounting | 2024-01-01 | Q1670 | PERGRN_2_PRSBT1 | Silvergate 230 kV | 0 | 0 | 0 | 0 | 0 | 0 | 0 | 100 | 0 | 0 | Silvergate | 230 | Silvergate | 1
Peregrine Storage | Li_Battery | 100 |  | 4 | 100 |  | 2024-01-01 | Q1670 | PERGRN_2_PRSBT1 | Silvergate 230 kV | 0 | 0 | 0 | 0 | 0 | 0 | 0 | 100 | 0 | 0 | Silvergate | 230 | Silvergate | 0
NIGHTHAWKSTORAGE | Li_Battery | 300 |  | 4 | 1200 |  | 2024-03-01 | Q1673 |  | Sycamore Canyon 138 kV | 0 | 0 | 0 | 0 | 0 | 0 | 0 | 300 | 0 | 0 | Sycamore Canyon | 138 | Sycamore Canyon | 1
LOST DUTCHMAN/HARQUAHALA | Solar | 150 |  |  |  |  | 2024-04-01 | Q1678 |  | Delaney | 0 | 0 | 0 | 0 | 0 | 10 | 140 | 0 | 0 | 0 | Delaney | 500 | Delaney | 0
North Bay Energy Storage | Li_Battery | 33 |  | 4 | 132 | No TPD | 2025-12-01 | Q1700 |  | Lakeville 60 kV | 0 | 0 | 0 | 0 | 0 | 0 | 0 | 33 | 0 | 0 | Lakeville | 230 | Lakeville | 0
North Bay Energy Storage | Battery | 67 |  |  |  | No TPD, no contract, so exclude. | 2025-12-01 | Q1700 |  | Lakeville 60 kV | 0 | 0 | 0 | 0 | 0 | 0 | 0 | 0 | 0 | 0 | Lakeville | 230 | Lakeville | 0
BIA Bess | Li_Battery | 32 |  | 4 | 128 |  | 2024-10-01 | Q1713 |  | GWF Hanford 115kV | 0 | 0 | 0 | 0 | 0 | 0 | 0 | 32 | 0 | 0 | GWF Hanford | 115 | GWF Hanford | 0
Desert Sands | Battery | 75 |  | 8 | 600 | No TPD | 2026-06-01 | Q1758 |  | Devers 230 kV | 0 | 0 | 0 | 0 | 0 | 0 | 0 | 0 | 75 | 0 | Devers | 230 | Devers | 0
Willow Rock | A-CAES | 200 |  | 8 | 1600 |  | 2027-06-01 | Q1782 |  | Whirlwind 230 kV | 0 | 0 | 0 | 0 | 0 | 0 | 0 | 0 | 0 | 200 | Whirlwind | 230 | Whirlwind | 0
CAPTIVA ENERGY STORAGE | Battery | 250 |  |  |  |  | 2025-07-02 | Q1806 |  | Trabuco - Capistrano 138kV line | 0 | 0 | 0 | 0 | 0 | 0 | 0 | 250 | 0 | 0 | Capistrano | 138 | Capistrano | 0
Oakland ES Unit #3 | Battery | 55 |  |  |  | Existing deliverability | 2024-01-01 | Q1830 |  | Oakland C-Turbine 115 kV Line | 0 | 0 | 0 | 0 | 0 | 0 | 0 | 55 | 0 | 0 | Oakland C | 115 | Oakland C | 0 | 1
GOALLINESTORAGE | Li_Battery | 50 |  | 8 | 400 |  | 2025-06-01 | Q1832 |  | Esco Substation 69 kV | 0 | 0 | 0 | 0 | 0 | 0 | 0 | 0 | 50 | 0 | Escondido | 230 | Escondido | 1
SOLANOGEOTHERMAL | Geothermal | 20.8 |  | 0 | 0 |  | 2026-12-01 | Q1859 |  | Geysers #3-Cloverdale 115 kV | 20.8 | 0 | 0 | 0 | 0 | 0 | 0 | 0 | 0 | 0 | Cloverdale | 115 | Cloverdale | 1
Anode | Li_Battery | 225 |  | 4 | 900 |  | 2025-01-01 | Q2082 |  | Springville 66 kV | 0 | 0 | 0 | 0 | 0 | 0 | 0 | 225 | 0 | 0 | Springville | 230 | Springville | 0
Cathode | Li_Battery | 200 |  | 4 | 800 |  |  | Q1608 |  | Hinson 66kV | 0 | 0 | 0 | 0 | 0 | 0 | 0 | 200 | 0 | 0 | Hinson | 230 | Hinson | 0
DRACKR_2_DSUBT4 | Li_Battery | 47 |  | 4 | 188 |  | 2022-09-28 | Q294 | DRACKR_2_DSUBT4 | Colorado River 230kV | 0 | 0 | 0 | 0 | 0 | 0 | 0 | 47 | 0 | 0 | Colorado River | 230 | Colorado River | 1
ALMASL_2_AL6BT6 | Li_Battery | 50 | ALMASL_2_GS6SR6 | 2 | 100 |  | 2022-06-27 | Q365 | ALMASL_2_AL6BT6 | Red Bluff 220 kV | 0 | 0 | 0 | 0 | 0 | 0 | 0 | 50 | 0 | 0 | Red Bluff | 230 | Red Bluff | 1
Arica Solar & Storage/Sloth | Solar | 50 |  |  |  | No TPD allocated, no storage in queue | 2023-12-19 | Q421 | VICPAS_2_SLOSR1 | Redbluff 230 kV | 0 | 0 | 0 | 0 | 0 | 0 | 50 | 0 | 0 | 0 | Red Bluff | 230 | Red Bluff | 0
Arica Solar & Storage/Sloth | Li_Battery | 15 |  | 4 | 60 | No TPD allocated, no storage in queue | 2024-06-01 | Q421 | VICPAS_2_SLOBT1 | Redbluff 230 kV | 0 | 0 | 0 | 0 | 0 | 0 | 0 | 15 | 0 | 0 | Red Bluff | 230 | Red Bluff | 0
Silver State South Solar Project | Li_Battery | 200 |  | 4 | 800 |  | 2025-01-01 | Q467 |  | Primm 220kV | 0 | 0 | 0 | 0 | 0 | 0 | 0 | 200 | 0 | 0 | Primm | 230 | Primm | 0
Rosamond West Solar Central BESS | Li_Battery | 147 |  | 4 | 588 |  | 2024-02-29 | Q506 | RTEDDY_2_RWSBT1, RTEDDY_2_RWSBT2, RTEDDY_2_RWSBT3, RTEDDY_2_RWSBT4, RTEDDY_2_RWSBT5 | Whirlwind 230 kV | 0 | 0 | 0 | 0 | 0 | 0 | 0 | 147 | 0 | 0 | Whirlwind | 230 | Whirlwind | 0
CENTPD_2_BMSSX2 | Solar | 223.6 | CENTPD_2_BMSX2 | 0 | 0 |  | 2022-12-21 | Q576 | CENTPD_2_BMSSX2 | Colorado River 230 kV | 0 | 0 | 0 | 0 | 0 | 223.6 | 0 | 0 | 0 | 0 | Colorado River | 230 | Colorado River | 1
CENTPD_2_BMSX2 | Li_Battery | 112 | CENTPD_2_BMSSX2 | 4 | 448 |  | 2022-12-21 | Q576 | CENTPD_2_BMSX2 | Colorado River 230kV | 0 | 0 | 0 | 0 | 0 | 0 | 0 | 112 | 0 | 0 | Colorado River | 230 | Colorado River | 1
TRNQLT_2_RETBT1 | Li_Battery | 72 | TRNQLT_2_SOLAR | 4 | 288 |  | 2022-03-16 | Q643X | TRNQLT_2_RETBT1 | Tranquility 230 KV | 0 | 0 | 0 | 0 | 0 | 0 | 0 | 72 | 0 | 0 | Tranquility | 230 | Tranquility | 1 | 1
Apparent First Hybrid | Solar | 12 |  |  |  | No TPD allocated | 2024-05-30 | Q653F | SPVUSA_1_SPVSB1 | Woodland-Davis 115 kV Line | 0 | 0 | 0 | 0 | 0 | 0 | 12 | 0 | 0 | 0 | Woodland | 115 | Woodland | 0
REDWOOD SOLAR FARM | Solar | 12 |  |  |  |  | 2024-07-01 | Q744 |  | Lamont 115 kV | 0 | 0 | 0 | 0 | 0 | 0 | 12 | 0 | 0 | 0 | Lamont | 115 | Lamont | 0
WRIGHTFREEMANSTORAGE | Li_Battery | 80 | WRGTSR_2_WSFSR1 | 4 | 320 |  | 2023-11-03 | Q779 |  | Los Banos-Panoche #1 230kV | 0 | 0 | 0 | 0 | 0 | 0 | 0 | 80 | 0 | 0 | Los Banos | 230 | Los Banos | 1
DREWSR_2_BHSSR1 | Solar | 100 |  | 0 | 0 |  | 2022-11-04 | Q838 | DREWSR_2_BHSSR1 | Imperial Valley 230kV | 0 | 0 | 0 | 0 | 0 | 100 | 0 | 0 | 0 | 0 | Imperial Valley | 230 | Imperial Valley | 1
Northern Orchard Solar | Solar/Li_Battery | 150 |  | 4 | 368 |  | 2024-04-01 | Q946 |  | Bitterwater Switching Station | 0 | 0 | 0 | 0 | 0 | 0 | 150 | 92 | 0 | 0 | New Sub - Midway - Wheeler Ridge (Proposed) | 230 | New Sub - Midway - Wheeler Ridge (Proposed) | 0
Fifth Standard Solar | Solar | 150 |  |  |  |  | 2023-10-01 | Q954 | FIFTHS_2_FSSR1 | Gates 230kV | 0 | 0 | 0 | 0 | 0 | 31.5 | 118.5 | 0 | 0 | 0 | Gates | 230 | Gates | 0
JAVASR_1_JAVSR1 | Solar | 13.5 |  | 0 | 0 |  | 2022-11-18 | Q965 | JAVASR_1_JAVSR1 | Leprino Switching Station 115kV | 0 | 0 | 0 | 0 | 0 | 13.5 | 0 | 0 | 0 | 0 | Henrietta | 230 | Henrietta | 1 | 1
GARLND_2_GARBT1 | Li_Battery | 88 | GARLND_2_GASLR | 4 | 352 |  | 2022-01-31 | Q971 | GARLND_2_GARBT1 | Whirlwind 220 kV | 0 | 0 | 0 | 0 | 0 | 0 | 0 | 88 | 0 | 0 | Whirlwind | 230 | Whirlwind | 1
RECTOR_2_IVANPV | Solar | 3.5 |  | 0 | 0 |  | 2022-01-28 | Rector 230kV Bus | RECTOR_2_IVANPV | Rector 230kV | 0 | 0 | 0 | 0 | 3.5 | 0 | 0 | 0 | 0 | 0 | Rector | 230 | Rector | 1
SPRGVL_2_EXETPV | Solar | 3.5 |  | 0 | 0 |  | 2022-01-28 | Springville 230kV | SPRGVL_2_EXETPV | Springville 230 kV | 0 | 0 | 0 | 0 | 3.5 | 0 | 0 | 0 | 0 | 0 | Springville | 230 | Springville | 1
SPRGVL_2_LINDPV | Solar | 4 |  | 0 | 0 |  | 2022-01-28 | Springville 230kV | SPRGVL_2_LINDPV | Springville 230 kV | 0 | 0 | 0 | 0 | 4 | 0 | 0 | 0 | 0 | 0 | Springville | 230 | Springville | 1
SPRGVL_2_PORTPV | Solar | 3.5 |  | 0 | 0 |  | 2022-02-03 | Springville 230kV | SPRGVL_2_PORTPV | Springville 230 kV | 0 | 0 | 0 | 0 | 3.5 | 0 | 0 | 0 | 0 | 0 | Springville | 230 | Springville | 1
KEARNY_6_NESBT1 | Li_Battery | 10 |  | 16 | 160 |  | 2022-03-10 | W125 | KEARNY_6_NESBT1 | Kearny West 69kV | 0 | 0 | 0 | 0 | 0 | 0 | 0 |  | 10 | 0 | Mission | 230 | Mission | 1
KEARNY_6_SESBT2 | Li_Battery | 10 |  | 4 | 40 |  | 2022-03-10 | W126 | KEARNY_6_SESBT2 | Kearny West 69kV | 0 | 0 | 0 | 0 | 0 | 0 | 0 | 10 | 0 | 0 | Mission | 230 | Mission | 1
Boulevard Energy Storage | Li_Battery | 9.75 |  | 4 | 39 |  | 2023-08-01 | W127 | BLVRDE_6_BLVBT1 | Boulevard | 0 | 0 | 0 | 0 | 0 | 0 | 0 | 9.75 | 0 | 0 | ECO | 138 | ECO | 0
Clairemont Energy Storage | Li_Battery | 9 |  | 4 | 36 |  | 2023-08-01 | W128 | CLRMNT_6_CLEBT1 | Clairemont | 0 | 0 | 0 | 0 | 0 | 0 | 0 | 9 | 0 | 0 | Mission | 230 | Mission | 0
OTAY_6_ECVBT1 | Li_Battery | 3 |  | 4 | 12 |  | 2023-08-15 | W190 | OTAY_6_ECVBT1 | Chula Vista Substation | 0 | 0 | 0 | 0 | 0 | 0 | 0 | 3 | 0 | 0 | Otay | 69 | Otay | 1
OTAY_6_ECVBT2 | Li_Battery | 3 |  | 4 | 12 |  | 2023-08-15 | W191 | OTAY_6_ECVBT2 | Chula Vista Substation | 0 | 0 | 0 | 0 | 0 | 0 | 0 | 3 | 0 | 0 | Otay | 69 | Otay | 1
RDWAY_1_SCKSR1 | Solar | 3 |  | 0 | 0 |  | 2023-07-28 | WDAT 1399 | RDWAY_1_SCKSR1 | Roadway 115 kV | 0 | 0 | 0 | 0 | 3 | 0 | 0 | 0 | 0 | 0 | Roadway | 115 | Roadway | 1
VESTAL_2_TS5SR1 | Solar | 55.8 |  | 0 | 0 |  | 2022-04-29 | WDAT 1490 | VESTAL_2_TS5SR1 | Vestal 230kv | 0 | 0 | 0 | 0 | 0 | 55.8 | 0 | 0 | 0 | 0 | Vestal | 230 | Vestal | 1
Melrose BESS 1 | Li_Battery | 10 |  | 4 | 40 |  | 2023-05-31 | WDAT122 | MELRSE_6_MELBT1 | Melrose | 0 | 0 | 0 | 0 | 0 | 0 | 0 | 10 | 0 | 0 | San Luis Rey | 230 | San Luis Rey | 0
Melrose BESS 2 | Li_Battery | 10 |  | 4 | 40 |  | 2023-05-31 | WDAT123 | MELRSE_6_MELBT2 | Melrose | 0 | 0 | 0 | 0 | 0 | 0 | 0 | 10 | 0 | 0 | San Luis Rey | 230 | San Luis Rey | 0
Elliott Energy Storage | Li_Battery | 9.75 |  | 4 | 39 |  | 2023-08-01 | WDAT129 | ELLIOT_6_ELIBT1 | Elliot | 0 | 0 | 0 | 0 | 0 | 0 | 0 | 9.75 | 0 | 0 | Elliot | 69 | Elliot | 0
N/A | Li_Battery | 69 |  | 4 | 273 |  | 2023-07-19 | WDAT1293, WDT1697 | STANTN_2_SBEBX2 | Barre 66kV | 0 | 0 | 0 | 0 | 0 | 0 | 0 | 69 | 0 | 0 | Barre | 230 | Barre | 1
Paradise Energy Storage | Li_Battery | 9.75 |  | 4 | 39 |  | 2023-08-01 | WDAT130 | PARDSE_6_PESBT1 | Paradise | 0 | 0 | 0 | 0 | 0 | 0 | 0 | 9.75 | 0 | 0 | Miguel | 230 | Miguel | 0
Goleta Energy Storage | Li_Battery | 60 |  | 4 |  |  | 2023-08-05 | WDAT1454 and WDT1454EXP | GOLETA_2_GE2BT3 | Isla Vista 66kV | 0 | 0 | 0 | 0 | 0 | 0 | 0 | 60 | 0 | 0 | Goleta | 230 | Goleta | 0
CONDOR ENERGY STORAGE | Li_Battery | 200 |  | 4 | 200 |  | 2024-06-01 | WDAT1659 |  | Highrove 115kV | 0 | 0 | 0 | 0 | 0 | 0 | 0 | 200 | 0 | 0 | Vista (SCE) | 230 | Vista (SCE) | 0
Air Attack Base | Battery | 0.47 |  |  |  |  | 2023-08-15 | WDAT177 | CRELMN_6_AABBT1 | Creelman 69kV | 0 | 0 | 0 | 0 | 0 | 0 | 0 | 0.47 | 0 | 0 | Creelman | 69 | Creelman | 0
Buckman Springs PV | Solar | 0.84 |  |  |  |  | 2023-08-28 | WDAT178 | CAMERN_6_BSPSR1 | Cameron 69kV | 0 | 0 | 0 | 0 | 0.84 | 0 | 0 | 0 | 0 | 0 | Loveland | 69 | Loveland | 0
Pala Gomez Creek BESS | Li_Battery | 10 |  | 4 | 40 |  | 2023-06-06 | WDAT188 | PALA_6_PGCBT1 | Pala Sub | 0 | 0 | 0 | 0 | 0 | 0 | 0 | 10 | 0 | 0 | Pala | 69 | Pala | 0
MTWIND_1_MVPWD1 | Wind | 66.6 |  | 0 | 0 |  | 2022-07-26 | WDT1012 and 1013 | MTWIND_1_MVPWD1 | Devers 230kV | 0 | 0 | 66.6 | 0 | 0 | 0 | 0 | 0 | 0 | 0 | Devers | 230 | Devers | 1
POMONAENERGYSTORAGE | Li_Battery | 40 |  | 4 | 160 | Exceeds resource amount by 20 MW | 2023-07-08 | WDT1250EXP,WDT1510 | CHINO_2_PESBT1 | Ganesha 66 kV | 0 | 0 | 0 | 0 | 0 | 0 | 0 | 20 | 0 | 0 | Chino | 230 | Chino | 1
Deer Creek Solar 1 PV | Hybrid | 50 |  | 4 | 200 |  | 2024-11-01 | WDT1384 |  | Poplar-Terra Bella 66kV line | 0 | 0 | 0 | 0 | 0 | 0 | 50 | 50 | 0 | 0 | Vestal | 230 | Vestal | 0
JOANEC_2_STABT2 | Li_Battery | 20 |  | 4 | 80 |  | 2022-06-06 | WDT1396 | JOANEC_2_STABT2 | Johanna 230kV | 0 | 0 | 0 | 0 | 0 | 0 | 0 | 20 | 0 | 0 | Johanna | 230 | Johanna | 1
Johanna Energy Center | Battery | 40 |  |  |  |  | 2024-06-01 | WDT1396, WDT1483 Phase 4 |  | Johanna 66 kV | 0 | 0 | 0 | 0 | 0 | 0 | 0 | 40 | 0 | 0 | Johanna | 230 | Johanna | 0
JOANEC_2_ST3BT3 | Li_Battery | 40 |  | 2 | 80 |  | 2023-06-02 | WDT1396,WDT1483 | JOANEC_2_ST3BT3 | Johanna-Camden 66kV line | 0 | 0 | 0 | 0 | 0 | 0 | 0 | 40 | 0 | 0 | Johanna | 230 | Johanna | 1
JOHANN_2_T1BBT1 | Li_Battery | 1.4 |  | 4 | 5.6 |  | 2023-10-20 | WDT1428 | JOHANN_2_T1BBT1 | Camden 66kV | 0 | 0 | 0 | 0 | 0 | 0 | 0 | 1.4 | 0 | 0 | Johanna | 230 | Johanna | 1
Alta Mesa Wind | Wind | 27 |  |  |  |  | 2024-02-24 | WDT1444 | SEAWND_2_AMWWD1 | Devers 230 kV | 0 | 0 | 27 | 0 | 0 | 0 | 0 | 0 | 0 | 0 | Devers | 230 | Devers | 1
SANTAPAULAE | Li_Battery | 15 |  | 4 | 60 |  | 2023-10-19 | WDT1532 | SAUGUS_2_SPESBT1 | Wakefield 66kV | 0 | 0 | 0 | 0 | 0 | 0 | 0 | 15 | 0 | 0 | Santa Clara | 230 | Santa Clara | 1
Santa Paula Energy Storage | Li_Battery | 15 |  |  |  |  | 2023-10-19 | WDT1532 | SAUGUS_2_SPESBT1 | Wakefield 66kV | 0 | 0 | 0 | 0 | 0 | 0 | 0 | 15 | 0 | 0 | Santa Clara | 230 | Santa Clara | 0
Painter Energy Storage | Li_Battery | 10 |  | 4 | 40 |  | 2023-12-01 | WDT1539 |  | Carpinteria 66/16kV | 0 | 0 | 0 | 0 | 0 | 0 | 0 | 10 | 0 | 0 | Goleta | 230 | Goleta | 0
San Jacinto Grid | Battery | 65 |  |  |  |  | 2023-10-15 | WDT1558 | ECASCO_2_SJGBT1 | Hyacinth 115 kV Substation, connecting to Banning 115 kV substation via new Banning-Hyacinth 115 kV line | 0 | 0 | 0 | 0 | 0 | 0 | 0 | 65 | 0 | 0 | El Casco | 230 | El Casco | 0
BARRE_2_ALASB1 | Li_Battery | 10 |  | 4 | 40 |  | 2023-07-10 | WDT1582 | BARRE_2_ALASB1 | Shawnee 66kV | 0 | 0 | 0 | 0 | 0 | 0 | 0 | 10 | 0 | 0 | Barre | 230 | Barre | 1
BCE Los Alamitos 1 | Solar | 13 |  | 0 | 0 |  | 2023-07-10 | WDT1582 | BARRE_2_ALASB1 | Shawnee 66kV | 0 | 0 | 0 | 0 | 0 | 0 | 13 | 0 | 0 | 0 | Barre | 230 | Barre | 0
DELAMO_2_ALASB2 | Li_Battery | 10 |  | 4 | 40 |  | 2022-06-01 | WDT1583 | DELAMO_2_ALASB2 | Cypress 66kV | 0 | 0 | 0 | 0 | 0 | 0 | 0 | 10 | 0 | 0 | Del Amo | 230 | Del Amo | 1
Chiquito Grid | Battery | 80 |  |  |  |  | 2023-12-31 | WDT1635 |  | Tenaja 115 kV | 0 | 0 | 0 | 0 | 0 | 0 | 0 | 80 | 0 | 0 | Valley (SCE) | 500 | Valley (SCE) | 0
Ortega Grid | Li_Battery | 20 |  | 4 | 80 |  | 2023-09-01 | WDT1636 | VALLEY_5_ORTBT1 | Elsinore 115kV | 0 | 0 | 0 | 0 | 0 | 0 | 0 | 20 | 0 | 0 | Valley (SCE) | 500 | Valley (SCE) | 0
Bottleneck Energy Storage | Li_Battery | 80 |  | 4 | 320 |  | 2024-04-01 | WDT1639 | VESTAL_2_BTNBT1 | Vestal 66 kV | 0 | 0 | 0 | 0 | 0 | 0 | 0 | 80 | 0 | 0 | Vestal | 230 | Vestal | 0
Cald BESS Phase 1 | Li_Battery | 100 |  | 4 | 400 |  | 2024-06-01 | WDT1641 | LAGBEL_2_CBPBT1 | Caldwell 66 kV Substation | 0 | 0 | 0 | 0 | 0 | 0 | 0 | 100 | 0 | 0 | Laguna Bell | 230 | Laguna Bell | 0
Seal Beach | Solar/Li_Battery | 20 |  | 5 | 50 |  | 2024-09-01 | WDT1644 |  | Bolsa 66kV | 0 | 0 | 0 | 0 | 0 | 0 | 10 | 10 | 0 | 0 | Barre | 230 | Barre | 0
Gwent Storage 1 | Battery | 134.9 |  |  |  |  | 2024-12-01 | WDT1647 |  | Moorpark A 66 kV | 0 | 0 | 0 | 0 | 0 | 0 | 0 | 134.9 | 0 | 0 | Moorpark | 230 | Moorpark | 0
BEAUMONTESS | Li_Battery | 100 |  | 4 | 400 |  | 2024-03-18 | WDT1648 | DYLAN_2_BMTBT1 | El Casco 220 kV | 0 | 0 | 0 | 0 | 0 | 0 | 0 | 100 | 0 | 0 | El Casco | 230 | El Casco | 1
CANYONCOUNTRYESS | Li_Battery | 80 |  | 4 | 320 |  | 2024-03-18 | WDT1649 |  | Pardee 220 KV | 0 | 0 | 0 | 0 | 0 | 0 | 0 | 80 | 0 | 0 | Pardee | 230 | Pardee | 1
Griffith Energy Storage |  | 100 |  |  |  |  | 2024-10-01 | WDT1652 |  | Nola 66 kV Substation | 0 | 0 | 0 | 0 | 0 | 0 | 0 | 100 | 0 | 0 | Lighthipe | 230 | Lighthipe | 0
POBLANOENERGYSTORAGE | Li_Battery | 100 |  | 4 | 400 |  | 2024-03-01 | WDT1669 |  | Alder-Falcon Ridge 66 kV line | 0 | 0 | 0 | 0 | 0 | 0 | 0 | 100 | 0 | 0 | Etiwanda | 230 | Etiwanda | 1
BLACKWALNUT | Li_Battery | 15 |  | 4 | 60 |  | 2023-10-15 | WDT1701 |  | Santa Clara 230 kV | 0 | 0 | 0 | 0 | 0 | 0 | 0 | 15 | 0 | 0 | Santa Clara | 230 | Santa Clara | 1
Charger Reliability Project |  | 75 |  |  |  |  | 2024-11-15 | WDT1702 |  | Lighthipe-Jersey 66 kV Line | 0 | 0 | 0 | 0 | 0 | 0 | 0 | 75 | 0 | 0 | Lighthipe | 230 | Lighthipe | 0
Homestead Energy Storage | Li_Battery | 15 |  | 4 | 60 |  | 2023-12-01 | WDT1710 |  | Elizabeth Lake 66/16 kV Substation | 0 | 0 | 0 | 0 | 0 | 0 | 0 | 15 | 0 | 0 | Pardee | 230 | Pardee | 0
Upland Reliability Project | Li_Battery | 120 |  | 4 | 480 |  | 2024-06-01 | WDT1711 |  | Teresa 66 kV (on Padua-Layfair 66 kV Line) | 0 | 0 | 0 | 0 | 0 | 0 | 0 | 120 | 0 | 0 | Pauda | 230 | Pauda | 0
Horsetown Energy Storage | Battery | 85 |  |  |  |  | 2024-08-01 | WDT1719 |  | Looping Mira Loma-Corona-Pedley 66 kV Line | 0 | 0 | 0 | 0 | 0 | 0 | 0 | 85 | 0 | 0 | Mira Loma | 230 | Mira Loma | 0
SFS Energy Storage | Li_Battery | 90 |  | 4 | 360 |  | 2025-04-01 | WDT1725 |  | Santa Fe Springs - Murphy 66 kV line | 0 | 0 | 0 | 0 | 0 | 0 | 0 | 90 | 0 | 0 | Center | 230 | Center | 0
Visalia CSG | Solar | 3 |  |  |  |  | 2023-12-27 | WDT1732 | RECTOR_2_VISSR1 | Rector 66 KV Substation | 0 | 0 | 0 | 0 | 3 | 0 | 0 | 0 | 0 | 0 | Rector | 230 | Rector | 0
Westminster Reliability Project | Li_Battery | 75 |  | 4 | 300 |  | 2024-06-01 | WDT1793 |  | Padua - Live Oak 66kV Circuit off the 220/66kV Substation | 0 | 0 | 0 | 0 | 0 | 0 | 0 | 75 | 0 | 0 | Pauda | 230 | Pauda | 0
San Gabriel Solar | Solar | 0.3 |  |  |  |  | 2023-12-31 | WDT1798 |  | Torpedo | 0 | 0 | 0 | 0 | 0.3 | 0 | 0 | 0 | 0 | 0 | Mesa | 230 | Mesa | 0
Beverly Solar | Solar | 0.4 |  |  |  |  | 2023-12-31 | WDT1799 |  | Torpedo | 0 | 0 | 0 | 0 | 0.4 | 0 | 0 | 0 | 0 | 0 | Mesa | 230 | Mesa | 0
Radiant Solar | Solar | 3 |  |  |  |  | 2024-10-01 | WDT1809 |  | Tortilla | 0 | 0 | 0 | 0 | 3 | 0 | 0 | 0 | 0 | 0 | Tortilla | 115 | Tortilla | 0
El Segundo | Solar | 0.64 |  |  |  |  | 2023-12-30 | WDT1814 |  | Yukon 66/16 | 0 | 0 | 0 | 0 | 0.64 | 0 | 0 | 0 | 0 | 0 | La Fresa | 230 | La Fresa | 0
Wilmington 1 | Solar | 1.8 |  |  |  |  | 2023-12-30 | WDT1815 |  | Watson 66/12 kV | 0 | 0 | 0 | 0 | 1.8 | 0 | 0 | 0 | 0 | 0 | Hinson | 230 | Hinson | 0
East Dominguez | Solar | 0.96 |  |  |  |  | 2023-12-30 | WDT1817 |  | Alon 66 kV | 0 | 0 |  | 0 | 0.96 | 0 | 0 | 0 | 0 | 0 | Lighthipe | 230 | Lighthipe | 0
Wilmington 2 | Solar | 0.6 |  |  |  |  | 2023-12-30 | WDT1818 |  | Watson 66/12 kV | 0 | 0 | 0 | 0 | 0.6 | 0 | 0 | 0 | 0 | 0 | Hinson | 230 | Hinson | 0
Workman | Solar | 1.92 |  |  |  |  | 2023-12-30 | WDT1819 |  | Narrows 66kV | 0 | 0 | 0 | 0 | 1.92 | 0 | 0 | 0 | 0 | 0 | Mesa | 230 | Mesa | 0
CASADB_1_CD4GT1 | Geothermal | 31 |  | 0 | 0 | Added 9.6 MW to align with CAISO master list | 2022-12-28 | WDT315 | CASADB_1_CD4GT1 | Control 115kV | 40.7 | 0 | 0 | 0 | 0 | 0 | 0 | 0 | 0 | 0 | Control | 115 | Control | 1
DELSUR_6_HORSR1 | Solar | 3 |  | 0 | 0 |  | 2023-06-28 |  | DELSUR_6_HORSR1 | Antelope 66 | 0 | 0 | 0 | 0 | 3 | 0 | 0 | 0 | 0 | 0 | Antelope | 230 | Antelope | 1
BODEGAENERGY | VF_Battery | 10 |  | 8 | 80 | Vanadium Flow | 2026-06-01 |  |  | Gonzales Sub | 0 | 0 | 0 | 0 | 0 | 0 | 0 | 0 | 10 | 0 | Coburn | 230 | Coburn | 1
GREENVALLEY | VF_Battery | 16 |  | 8 | 128 | Vanadium Flow | 2026-06-01 |  |  | Spence Sub | 0 | 0 | 0 | 0 | 0 | 0 | 0 | 0 | 16 | 0 | Coburn | 230 | Coburn | 1
RAVAMESATORAGE | VF_Battery | 6 |  | 8 | 48 | Vanadium Flow | 2026-06-01 |  |  | Coburn Sub | 0 | 0 | 0 | 0 | 0 | 0 | 0 | 0 | 6 | 0 | Coburn | 230 | Coburn | 1
OASIS_6_LPPSR1 | Solar | 3 |  | 0 | 0 |  | 2022-07-25 |  | OASIS_6_LPPSR1 | Oasis 66kV | 0 | 0 | 0 | 0 | 3 | 0 | 0 | 0 | 0 | 0 | Antelope | 230 | Antelope | 1 | 0
Conflitti 2 | Solar | 0.24 |  |  |  |  | 2023-12-31 |  |  |  | 0 | 0 | 0 | 0 | 0.24 | 0 | 0 | 0 | 0 | 0 | Panoche | 115 | Panoche | 0 | 0
Conflitti 1 | Solar | 4.4 |  |  |  |  | 2023-12-31 |  |  |  | 0 | 0 | 0 | 0 | 4.4 | 0 | 0 | 0 | 0 | 0 | Panoche | 115 | Panoche | 0 | 1
Fairhaven Energy Storage | Li_Battery | 17.25 |  | 4 | 69 |  | 2023-12-01 |  |  | Fairhaven | 0 | 0 | 0 | 0 | 0 | 0 | 0 | 17.25 | 0 | 0 | Humboldt | 115 | Humboldt | 0 | 0

## Summary_by_Sub
|  |  | In ERM-IRP Baseline but on after 1/1/22 or contracted by NonJurisdictional-POU | [13 empty] | In-Development, Contracted, or Online and not in baseline | [13 empty] | In-Development, Contracted, or Online and not in baseline to exclude from Tx calculations
|  |  | Geothermal | Biomass | Wind | Wind | OOS Wind | OOS Wind | Offshore Wind | Offshore Wind | Distrbuted Solar | Solar | Solar | Battery-4hr | Battery-8hr | LDES | Geothermal | Biomass | Wind | Wind | OOS Wind | OOS Wind | Offshore Wind | Offshore Wind | Distrbuted Solar | Solar | Solar | Battery-4hr | Battery-8hr | LDES | Geothermal | Biomass | Wind | Wind | OOS Wind | OOS Wind | Offshore Wind | Offshore Wind | Distrbuted Solar | Solar | Solar | Battery-4hr | Battery-8hr | LDES
CAISO Study Area | Substation | Voltage | (FCDS) | (FCDS) | (FCDS) | (EODS) | (FCDS) | (EODS) | (FCDS) | (EODS) | (FCDS) | (FCDS) | (EODS) | (FCDS) | (FCDS) | (FCDS) | (FCDS) | (FCDS) | (FCDS) | (EODS) | (FCDS) | (EODS) | (FCDS) | (EODS) | (FCDS) | (FCDS) | (EODS) | (FCDS) | (FCDS) | (FCDS) | (FCDS) | (FCDS) | (FCDS) | (EODS) | (FCDS) | (EODS) | (FCDS) | (EODS) | (FCDS) | (FCDS) | (EODS) | (FCDS) | (FCDS) | (FCDS)
PG&E Kern Study Area | 7th Standard | 115 | 0 | 0 | 0 | 0 |  |  |  |  | 0 | 0 | 0 | 0 | 0 | 0 | 0 | 0 | 0 | 0 |  |  |  |  | 0 | 0 | 0 | 0 | 0 | 0 | 0 | 0 | 0 | 0 |  |  |  |  | 0 | 0 | 0 | 0 | 0 | 0
SCE Metro Study Area | Alamitos | 230 | 0 | 0 | 0 | 0 |  |  |  |  | 0 | 0 | 0 | 0 | 0 | 0 | 0 | 0 | 0 | 0 |  |  |  |  | 0 | 0 | 0 | 0 | 0 | 0 | 0 | 0 | 0 | 0 |  |  |  |  | 0 | 0 | 0 | 0 | 0 | 0
SCE Eastern Study Area | Alberhill | 500 | 0 | 0 | 0 | 0 |  |  |  |  | 0 | 0 | 0 | 0 | 0 | 0 | 0 | 0 | 0 | 0 |  |  |  |  | 0 | 0 | 0 | 0 | 0 | 0 | 0 | 0 | 0 | 0 |  |  |  |  | 0 | 0 | 0 | 0 | 0 | 0
PG&E Kern Study Area | Alpaugh | 115 | 0 | 0 | 0 | 0 |  |  |  |  | 0 | 0 | 0 | 0 | 0 | 0 | 0 | 0 | 0 | 0 |  |  |  |  | 6 | 0 | 0 | 10 | 0 | 0 | 0 | 0 | 0 | 0 |  |  |  |  | 0 | 0 | 0 | 0 | 0 | 0
SDG&E Study Area | Alpine | 69 | 0 | 0 | 0 | 0 |  |  |  |  | 0 | 0 | 0 | 0 | 0 | 0 | 0 | 0 | 0 | 0 |  |  |  |  | 0 | 0 | 0 | 0 | 0 | 0 | 0 | 0 | 0 | 0 |  |  |  |  | 0 | 0 | 0 | 0 | 0 | 0
PG&E Greater Bay Study Area | Altamont Midway (Sandhill) | 230 | 0 | 0 | 0 | 0 |  |  |  |  | 0 | 0 | 0 | 0 | 0 | 0 | 0 | 0 | 0 | 0 |  |  |  |  | 0 | 0 | 0 | 0 | 0 | 0 | 0 | 0 | 0 | 0 |  |  |  |  | 0 | 0 | 0 | 0 | 0 | 0
SCE Northern Area | Antelope | 500 | 0 | 0 | 0 | 0 |  |  |  |  | 0 | 0 | 0 | 0 | 0 | 0 | 0 | 0 | 0 | 0 |  |  |  |  | 0 | 0 | 0 | 0 | 0 | 0 | 0 | 0 | 0 | 0 |  |  |  |  | 0 | 0 | 0 | 0 | 0 | 0
SCE Northern Area | Antelope | 230 | 0 | 0 | 0 | 0 |  |  |  |  | 14.5 | 142 | 0 | 307 | 0 | 0 | 0 | 0 | 0 | 0 |  |  |  |  | 2 | 56 | 0 | 28 | 0 | 0 | 0 | 0 | 0 | 0 |  |  |  |  | 0 | 0 | 0 | 0 | 0 | 0
PG&E Kern Study Area | Arco | 230 | 0 | 0 | 0 | 0 |  |  |  |  | 0 | 119.9 | 5 | 63 | 0 | 0 | 0 | 0 | 0 | 0 |  |  |  |  | 4.79 | 0 | 0 | 0 | 0 | 0 | 0 | 0 | 0 | 0 |  |  |  |  | 0 | 0 | 0 | 0 | 0 | 0
SCE Metro Study Area | ArcoGen | 230 | 0 | 0 | 0 | 0 |  |  |  |  | 0 | 0 | 0 | 0 | 0 | 0 | 0 | 0 | 0 | 0 |  |  |  |  | 0 | 0 | 0 | 0 | 0 | 0 | 0 | 0 | 0 | 0 |  |  |  |  | 0 | 0 | 0 | 0 | 0 | 0
SDG&E Study Area | Artesian | 230 | 0 | 0 | 0 | 0 |  |  |  |  | 0 | 0 | 0 | 0 | 0 | 0 | 0 | 0 | 0 | 0 |  |  |  |  | 0 | 0 | 0 | 0 | 0 | 0 | 0 | 0 | 0 | 0 |  |  |  |  | 0 | 0 | 0 | 0 | 0 | 0
PG&E Fresno Study Area | Ashlan | 230 | 0 | 0 | 0 | 0 |  |  |  |  | 0 | 0 | 0 | 0 | 0 | 0 | 0 | 0 | 0 | 0 |  |  |  |  | 0 | 0 | 0 | 0 | 0 | 0 | 0 | 0 | 0 | 0 |  |  |  |  | 0 | 0 | 0 | 0 | 0 | 0
PG&E North of Greater Bay Study Area | Atlantic | 230 | 0 | 0 | 0 | 0 |  |  |  |  | 0 | 0 | 0 | 0 | 0 | 0 | 0 | 0 | 0 | 0 |  |  |  |  | 0 | 0 | 0 | 0 | 0 | 0 | 0 | 0 | 0 | 0 |  |  |  |  | 0 | 0 | 0 | 0 | 0 | 0
PG&E North of Greater Bay Study Area | Atlantic | 115 | 0 | 0 | 0 | 0 |  |  |  |  | 0 | 0 | 0 | 0 | 0 | 0 | 0 | 0 | 0 | 0 |  |  |  |  | 0 | 0 | 0 | 0 | 0 | 0 | 0 | 0 | 0 | 0 |  |  |  |  | 0 | 0 | 0 | 0 | 0 | 0
PG&E Greater Bay Study Area | Avena | 115 | 0 | 0 | 0 | 0 |  |  |  |  | 0 | 0 | 0 | 0 | 0 | 0 | 0 | 0 | 0 | 0 |  |  |  |  | 0 | 0 | 0 | 0 | 0 | 0 | 0 | 0 | 0 | 0 |  |  |  |  | 0 | 0 | 0 | 0 | 0 | 0
SDG&E Study Area | Avocado | 69 | 0 | 0 | 0 | 0 |  |  |  |  | 0 | 0 | 0 | 40 | 0 | 0 | 0 | 0 | 0 | 0 |  |  |  |  | 0 | 0 | 0 | 0 | 0 | 0 | 0 | 0 | 0 | 0 |  |  |  |  | 0 | 0 | 0 | 0 | 0 | 0
PG&E North of Greater Bay Study Area | Bahia | 230 | 0 | 0 | 0 | 0 |  |  |  |  | 0 | 0 | 0 | 0 | 0 | 0 | 0 | 0 | 0 | 0 |  |  |  |  | 0 | 0 | 0 | 0 | 0 | 0 | 0 | 0 | 0 | 0 |  |  |  |  | 0 | 0 | 0 | 0 | 0 | 0
SCE Northern Area | Bailey | 230 | 0 | 0 | 0 | 0 |  |  |  |  | 0 | 0 | 0 | 0 | 0 | 0 | 0 | 0 | 0 | 0 |  |  |  |  | 0 | 0 | 0 | 0 | 0 | 0 | 0 | 0 | 0 | 0 |  |  |  |  | 0 | 0 | 0 | 0 | 0 | 0
PG&E Kern Study Area | Bakersfield | 230 | 0 | 0 | 0 | 0 |  |  |  |  | 0 | 0 | 0 | 0 | 0 | 0 | 0 | 0 | 0 | 0 |  |  |  |  | 0 | 0 | 0 | 0 | 0 | 0 | 0 | 0 | 0 | 0 |  |  |  |  | 0 | 0 | 0 | 0 | 0 | 0
PG&E Fresno Study Area | Balch 2 | 230 | 0 | 0 | 0 | 0 |  |  |  |  | 0 | 0 | 0 | 0 | 0 | 0 | 0 | 0 | 0 | 0 |  |  |  |  | 0 | 0 | 0 | 0 | 0 | 0 | 0 | 0 | 0 | 0 |  |  |  |  | 0 | 0 | 0 | 0 | 0 | 0
SCE Metro Study Area | Barre | 230 | 0 | 0 | 0 | 0 |  |  |  |  | 0 | 0 | 0 | 79 | 0 | 0 | 0 | 0 | 0 | 0 |  |  |  |  | 0 | 0 | 23 | 10 | 0 | 0 | 0 | 0 | 0 | 0 |  |  |  |  | 0 | 0 | 0 | 0 | 0 | 0
SDG&E Study Area | Bay Boulevard | 230 | 0 | 0 | 0 | 0 |  |  |  |  | 0 | 0 | 0 | 0 | 0 | 0 | 0 | 0 | 0 | 0 |  |  |  |  | 0 | 0 | 0 | 0 | 0 | 0 | 0 | 0 | 0 | 0 |  |  |  |  | 0 | 0 | 0 | 0 | 0 | 0
East of Pisgah Study Area | Beatty | 138 | 0 | 0 | 0 | 0 |  |  |  |  | 0 | 0 | 0 | 0 | 0 | 0 | 0 | 0 | 0 | 0 |  |  |  |  | 0 | 0 | 0 | 0 | 0 | 0 | 0 | 0 | 0 | 0 |  |  |  |  | 0 | 0 | 0 | 0 | 0 | 0
PG&E Greater Bay Study Area | Belden | 230 | 0 | 0 | 0 | 0 |  |  |  |  | 0 | 0 | 0 | 0 | 0 | 0 | 0 | 0 | 0 | 0 |  |  |  |  | 0 | 0 | 0 | 0 | 0 | 0 | 0 | 0 | 0 | 0 |  |  |  |  | 0 | 0 | 0 | 0 | 0 | 0
PG&E North of Greater Bay Study Area | Bellevue | 115 | 0 | 0 | 0 | 0 |  |  |  |  | 0 | 0 | 0 | 0 | 0 | 0 | 0 | 0 | 0 | 0 |  |  |  |  | 0.96 | 0 | 0 | 0 | 0 | 0 | 0 | 0 | 0 | 0 |  |  |  |  | 0 | 0 | 0 | 0 | 0 | 0
PG&E North of Greater Bay Study Area | Bellota | 230 | 0 | 0 | 0 | 0 |  |  |  |  | 0 | 0 | 0 | 0 | 0 | 0 | 0 | 0 | 0 | 0 |  |  |  |  | 0 | 0 | 0 | 0 | 0 | 0 | 0 | 0 | 0 | 0 |  |  |  |  | 0 | 0 | 0 | 0 | 0 | 0
PG&E North of Greater Bay Study Area | Bellota | 115 | 0 | 2.8 | 0 | 0 |  |  |  |  | 0 | 0 | 0 | 132 | 0 | 0 | 0 | 0 | 0 | 0 |  |  |  |  | 0 | 0 | 0 | 0 | 0 | 0 | 0 | 0 | 0 | 0 |  |  |  |  | 0 | 0 | 0 | 0 | 0 | 0
SCE Northern Area | Big Creek | 230 | 0 | 0 | 0 | 0 |  |  |  |  | 0 | 0 | 0 | 0 | 0 | 0 | 0 | 0 | 0 | 0 |  |  |  |  | 0 | 0 | 0 | 0 | 0 | 0 | 0 | 0 | 0 | 0 |  |  |  |  | 0 | 0 | 0 | 0 | 0 | 0
PG&E North of Greater Bay Study Area | Birds Landing | 230 | 0 | 0 | 90 | 0 |  |  |  |  | 0 | 0 | 0 | 0 | 0 | 0 | 0 | 0 | 0 | 0 |  |  |  |  | 0 | 0 | 0 | 0 | 0 | 0 | 0 | 0 | 0 | 0 |  |  |  |  | 0 | 0 | 0 | 0 | 0 | 0
SCE Eastern Study Area | BlytheSC 161 kV | 161 | 0 | 0 | 0 | 0 |  |  |  |  | 0 | 0 | 0 | 0 | 0 | 0 | 0 | 0 | 0 | 0 |  |  |  |  | 0 | 0 | 0 | 0 | 0 | 0 | 0 | 0 | 0 | 0 |  |  |  |  | 0 | 0 | 0 | 0 | 0 | 0
PG&E North of Greater Bay Study Area | Bogue | 115 | 0 | 0 | 0 | 0 |  |  |  |  | 0 | 0 | 0 | 0 | 0 | 0 | 0 | 0 | 0 | 0 |  |  |  |  | 0 | 0 | 0 | 0 | 0 | 0 | 0 | 0 | 0 | 0 |  |  |  |  | 0 | 0 | 0 | 0 | 0 | 0
East of Pisgah Study Area | Bond Tap | 138 | 0 | 0 | 0 | 0 |  |  |  |  | 0 | 0 | 0 | 0 | 0 | 0 | 0 | 0 | 0 | 0 |  |  |  |  | 0 | 0 | 0 | 0 | 0 | 0 | 0 | 0 | 0 | 0 |  |  |  |  | 0 | 0 | 0 | 0 | 0 | 0
PG&E Fresno Study Area | Borden | 230 | 0 | 0 | 0 | 0 |  |  |  |  | 0 | 0 | 0 | 0 | 0 | 0 | 0 | 0 | 0 | 0 |  |  |  |  | 0 | 0 | 0 | 0 | 0 | 0 | 0 | 0 | 0 | 0 |  |  |  |  | 0 | 0 | 0 | 0 | 0 | 0
PG&E North of Greater Bay Study Area | Bottle Rock | 230 | 0 | 0 | 0 | 0 |  |  |  |  | 0 | 0 | 0 | 0 | 0 | 0 | 0 | 0 | 0 | 0 |  |  |  |  | 0 | 0 | 0 | 0 | 0 | 0 | 0 | 0 | 0 | 0 |  |  |  |  | 0 | 0 | 0 | 0 | 0 | 0
PG&E Greater Bay Study Area | Brentwood | 230 | 0 | 0 | 0 | 0 |  |  |  |  | 0 | 0 | 0 | 0 | 0 | 0 | 0 | 0 | 0 | 0 |  |  |  |  | 5.99 | 0 | 0 | 0.8 | 0 | 0 | 0 | 0 | 0 | 0 |  |  |  |  | 0 | 0 | 0 | 0 | 0 | 0
PG&E North of Greater Bay Study Area | Brighton | 230 | 0 | 0 | 0 | 0 |  |  |  |  | 0 | 0 | 0 | 0 | 0 | 0 | 0 | 0 | 0 | 0 |  |  |  |  | 0 | 0 | 0 | 0 | 0 | 0 | 0 | 0 | 0 | 0 |  |  |  |  | 0 | 0 | 0 | 0 | 0 | 0
PG&E North of Greater Bay Study Area | Brunswick | 115 | 0 | 0 | 0 | 0 |  |  |  |  | 0 | 0 | 0 | 0 | 0 | 0 | 0 | 0 | 0 | 0 |  |  |  |  | 0 | 0 | 0 | 0 | 0 | 0 | 0 | 0 | 0 | 0 |  |  |  |  | 0 | 0 | 0 | 0 | 0 | 0
PG&E Kern Study Area | Buena Vista PP | 230 | 0 | 0 | 0 | 0 |  |  |  |  | 0 | 0 | 0 | 0 | 0 | 0 | 0 | 0 | 0 | 0 |  |  |  |  | 0 | 0 | 0 | 0 | 0 | 0 | 0 | 0 | 0 | 0 |  |  |  |  | 0 | 0 | 0 | 0 | 0 | 0
PG&E Kern Study Area | Cabrillo | 115 | 0 | 0 | 91.2 | 0 |  |  |  |  | 0 | 0 | 0 | 0 | 0 | 0 | 0 | 0 | 0 | 0 |  |  |  |  | 0 | 0 | 0 | 0 | 0 | 0 | 0 | 0 | 0 | 0 |  |  |  |  | 0 | 0 | 0 | 0 | 0 | 0
PG&E Fresno Study Area | Cal Flats | 230 | 0 | 0 | 0 | 0 |  |  |  |  | 0 | 0 | 0 | 0 | 0 | 0 | 0 | 0 | 0 | 0 |  |  |  |  | 0 | 0 | 0 | 0 | 0 | 0 | 0 | 0 | 0 | 0 |  |  |  |  | 0 | 0 | 0 | 0 | 0 | 0
PG&E Kern Study Area | Cal Water | 115 | 0 | 0 | 0 | 0 |  |  |  |  | 0 | 0 | 0 | 0 | 0 | 0 | 0 | 0 | 0 | 0 |  |  |  |  | 0 | 0 | 0 | 0 | 0 | 0 | 0 | 0 | 0 | 0 |  |  |  |  | 0 | 0 | 0 | 0 | 0 | 0
SCE North of Lugo Study Area | Calcite | 230 | 0 | 0 | 0 | 0 |  |  |  |  | 0 | 0 | 0 | 0 | 0 | 0 | 0 | 0 | 0 | 0 |  |  |  |  | 0 | 0 | 0 | 0 | 0 | 0 | 0 | 0 | 0 | 0 |  |  |  |  | 0 | 0 | 0 | 0 | 0 | 0
PG&E Kern Study Area | Caliente | 230 | 0 | 0 | 0 | 0 |  |  |  |  | 0 | 0 | 0 | 0 | 0 | 0 | 0 | 0 | 0 | 0 |  |  |  |  | 0 | 0 | 0 | 0 | 0 | 0 | 0 | 0 | 0 | 0 |  |  |  |  | 0 | 0 | 0 | 0 | 0 | 0
PG&E Kern Study Area | Callender SS | 115 | 0 | 0 | 0 | 0 |  |  |  |  | 0 | 0 | 0 | 0 | 0 | 0 | 0 | 0 | 0 | 0 |  |  |  |  | 0 | 0 | 0 | 0 | 0 | 0 | 0 | 0 | 0 | 0 |  |  |  |  | 0 | 0 | 0 | 0 | 0 | 0
PG&E North of Greater Bay Study Area | Calpella | 115 | 0 | 0 | 0 | 0 |  |  |  |  | 0 | 0 | 0 | 0 | 0 | 0 | 0 | 0 | 0 | 0 |  |  |  |  | 0 | 0 | 0 | 0 | 0 | 0 | 0 | 0 | 0 | 0 |  |  |  |  | 0 | 0 | 0 | 0 | 0 | 0
PG&E Greater Bay Study Area | Camanche | 230 | 0 | 0 | 0 | 0 |  |  |  |  | 0 | 0 | 0 | 0 | 0 | 0 | 0 | 0 | 0 | 0 |  |  |  |  | 0 | 0 | 0 | 0 | 0 | 0 | 0 | 0 | 0 | 0 |  |  |  |  | 0 | 0 | 0 | 0 | 0 | 0
PG&E Fresno Study Area | Cantua | 115 | 0 | 0 | 0 | 0 |  |  |  |  | 0 | 0 | 0 | 0 | 0 | 0 | 0 | 0 | 0 | 0 |  |  |  |  | 0 | 0 | 0 | 0 | 0 | 0 | 0 | 0 | 0 | 0 |  |  |  |  | 0 | 0 | 0 | 0 | 0 | 0
SDG&E Study Area | Capistrano | 230 | 0 | 0 | 0 | 0 |  |  |  |  | 0 | 0 | 0 | 0 | 0 | 0 | 0 | 0 | 0 | 0 |  |  |  |  | 0 | 0 | 0 | 0 | 0 | 0 | 0 | 0 | 0 | 0 |  |  |  |  | 0 | 0 | 0 | 0 | 0 | 0
SDG&E Study Area | Capistrano | 138 | 0 | 0 | 0 | 0 |  |  |  |  | 0 | 0 | 0 | 0 | 0 | 0 | 0 | 0 | 0 | 0 |  |  |  |  | 0 | 0 | 0 | 250 | 0 | 0 | 0 | 0 | 0 | 0 |  |  |  |  | 0 | 0 | 0 | 0 | 0 | 0
PG&E North of Greater Bay Study Area | Carberry | 230 | 0 | 0 | 0 | 0 |  |  |  |  | 0 | 0 | 0 | 0 | 0 | 0 | 0 | 0 | 0 | 0 |  |  |  |  | 0 | 0 | 0 | 0 | 0 | 0 | 0 | 0 | 0 | 0 |  |  |  |  | 0 | 0 | 0 | 0 | 0 | 0
PG&E North of Greater Bay Study Area | Caribou | 230 | 0 | 0 | 0 | 0 |  |  |  |  | 0 | 0 | 0 | 0 | 0 | 0 | 0 | 0 | 0 | 0 |  |  |  |  | 0 | 0 | 0 | 0 | 0 | 0 | 0 | 0 | 0 | 0 |  |  |  |  | 0 | 0 | 0 | 0 | 0 | 0
PG&E North of Greater Bay Study Area | Carquinez | 115 | 0 | 0 | 0 | 0 |  |  |  |  | 0 | 0 | 0 | 0 | 0 | 0 | 0 | 0 | 0 | 0 |  |  |  |  | 0 | 0 | 0 | 0 | 0 | 0 | 0 | 0 | 0 | 0 |  |  |  |  | 0 | 0 | 0 | 0 | 0 | 0
PG&E Kern Study Area | Carrizo Plains | 115 | 0 | 0 | 0 | 0 |  |  |  |  | 0 | 0 | 0 | 0 | 0 | 0 | 0 | 0 | 0 | 0 |  |  |  |  | 0 | 0 | 0 | 0 | 0 | 0 | 0 | 0 | 0 | 0 |  |  |  |  | 0 | 0 | 0 | 0 | 0 | 0
PG&E Greater Bay Study Area | Castro Valley | 230 | 0 | 0 | 0 | 0 |  |  |  |  | 0 | 0 | 0 | 0 | 0 | 0 | 0 | 0 | 0 | 0 |  |  |  |  | 0 | 0 | 0 | 0 | 0 | 0 | 0 | 0 | 0 | 0 |  |  |  |  | 0 | 0 | 0 | 0 | 0 | 0
PG&E Greater Bay Study Area | Cayetano | 230 | 0 | 0 | 0 | 0 |  |  |  |  | 0 | 0 | 0 | 0 | 0 | 0 | 0 | 0 | 0 | 0 |  |  |  |  | 0 | 0 | 100 | 100 | 0 | 0 | 0 | 0 | 0 | 0 |  |  |  |  | 0 | 0 | 0 | 0 | 0 | 0
SCE Metro Study Area | Center | 230 | 0 | 0 | 0 | 0 |  |  |  |  | 0 | 0 | 0 | 0 | 0 | 0 | 0 | 0 | 0 | 0 |  |  |  |  | 0 | 0 | 0 | 90 | 0 | 0 | 0 | 0 | 0 | 0 |  |  |  |  | 0 | 0 | 0 | 0 | 0 | 0
PG&E Kern Study Area | Charca | 115 | 0 | 0 | 0 | 0 |  |  |  |  | 0 | 0 | 0 | 0 | 0 | 0 | 0 | 0 | 0 | 0 |  |  |  |  | 4.66 | 0 | 0 | 0 | 0 | 0 | 0 | 0 | 0 | 0 |  |  |  |  | 0 | 0 | 0 | 0 | 0 | 0
East of Pisgah Study Area | Charleston | 138 | 0 | 0 | 0 | 0 |  |  |  |  | 0 | 0 | 0 | 0 | 0 | 0 | 0 | 0 | 0 | 0 |  |  |  |  | 0 | 0 | 0 | 0 | 0 | 0 | 0 | 0 | 0 | 0 |  |  |  |  | 0 | 0 | 0 | 0 | 0 | 0
SCE Metro Study Area | Chevmain | 230 | 0 | 0 | 0 | 0 |  |  |  |  | 0 | 0 | 0 | 0 | 0 | 0 | 0 | 0 | 0 | 0 |  |  |  |  | 0 | 0 | 0 | 0 | 0 | 0 | 0 | 0 | 0 | 0 |  |  |  |  | 0 | 0 | 0 | 0 | 0 | 0
SDG&E Study Area | Chicarita | 138 | 0 | 0 | 0 | 0 |  |  |  |  | 0 | 0 | 0 | 0 | 0 | 0 | 0 | 0 | 0 | 0 |  |  |  |  | 0 | 0 | 0 | 0 | 0 | 0 | 0 | 0 | 0 | 0 |  |  |  |  | 0 | 0 | 0 | 0 | 0 | 0
SCE Metro Study Area | Chino | 230 | 0 | 0 | 0 | 0 |  |  |  |  | 0 | 0 | 0 | 20 | 0 | 0 | 0 | 0 | 0 | 0 |  |  |  |  | 0 | 0 | 0 | 0 | 0 | 0 | 0 | 0 | 0 | 0 |  |  |  |  | 0 | 0 | 0 | 0 | 0 | 0
PG&E Fresno Study Area | Chowchilla | 115 | 0 | 0 | 0 | 0 |  |  |  |  | 0 | 0 | 0 | 0 | 0 | 0 | 0 | 0 | 0 | 0 |  |  |  |  | 0 | 0 | 0 | 0 | 0 | 0 | 0 | 0 | 0 | 0 |  |  |  |  | 0 | 0 | 0 | 0 | 0 | 0
PG&E Greater Bay Study Area | Christie | 115 | 0 | 0 | 0 | 0 |  |  |  |  | 0 | 0 | 0 | 0 | 0 | 0 | 0 | 0 | 0 | 0 |  |  |  |  | 0 | 0 | 0 | 0 | 0 | 0 | 0 | 0 | 0 | 0 |  |  |  |  | 0 | 0 | 0 | 0 | 0 | 0
SCE Eastern Study Area | Cielo Azul | 500 | 0 | 0 | 0 | 0 |  |  |  |  | 0 | 0 | 0 | 0 | 0 | 0 | 0 | 0 | 0 | 0 |  |  |  |  | 0 | 0 | 200 | 0 | 0 | 0 | 0 | 0 | 0 | 0 |  |  |  |  | 0 | 0 | 0 | 0 | 0 | 0
PG&E North of Greater Bay Study Area | Cloverdale | 115 | 20.8 | 0 | 0 | 0 |  |  |  |  | 0 | 0 | 0 | 0 | 0 | 0 | 0 | 0 | 0 | 0 |  |  |  |  | 0 | 0 | 0 | 0 | 0 | 0 | 0 | 0 | 0 | 0 |  |  |  |  | 0 | 0 | 0 | 0 | 0 | 0
PG&E Greater Bay Study Area | Coburn | 230 | 0 | 0 | 0 | 0 |  |  |  |  | 0 | 0 | 0 | 0 | 32 | 0 | 0 | 0 | 0 | 0 |  |  |  |  | 0 | 0 | 0 | 0 | 0 | 0 | 0 | 0 | 0 | 0 |  |  |  |  | 0 | 0 | 0 | 0 | 0 | 0
PG&E North of Greater Bay Study Area | Colgate | 230 | 0 | 0 | 0 | 0 |  |  |  |  | 0 | 0 | 0 | 0 | 0 | 0 | 0 | 0 | 0 | 0 |  |  |  |  | 0 | 0 | 0 | 0 | 0 | 0 | 0 | 0 | 0 | 0 |  |  |  |  | 0 | 0 | 0 | 0 | 0 | 0
PG&E Greater Bay Study Area | Collinsville | 500 | 0 | 0 | 0 | 0 |  |  |  |  | 0 | 0 | 0 | 0 | 0 | 0 | 0 | 0 | 0 | 0 |  |  |  |  | 0 | 0 | 0 | 0 | 0 | 0 | 0 | 0 | 0 | 0 |  |  |  |  | 0 | 0 | 0 | 0 | 0 | 0
PG&E Greater Bay Study Area | Collinsville | 230 | 0 | 0 | 0 | 0 |  |  |  |  | 0 | 0 | 0 | 0 | 0 | 0 | 0 | 0 | 0 | 0 |  |  |  |  | 0 | 0 | 0 | 0 | 0 | 0 | 0 | 0 | 0 | 0 |  |  |  |  | 0 | 0 | 0 | 0 | 0 | 0
SCE Eastern Study Area | Colorado River | 500 | 0 | 0 | 0 | 0 |  |  |  |  | 0 | 0 | 0 | 0 | 0 | 0 | 0 | 0 | 0 | 0 |  |  |  |  | 0 | 0 | 0 | 0 | 0 | 0 | 0 | 0 | 0 | 0 |  |  |  |  | 0 | 0 | 0 | 0 | 0 | 0
SCE Eastern Study Area | Colorado River | 230 | 0 | 0 | 0 | 0 |  |  |  |  | 0 | 456.6 | 131 | 751 | 0 | 0 | 0 | 0 | 0 | 0 |  |  |  |  | 0 | 300 | 395 | 204 | 0 | 0 | 0 | 0 | 0 | 0 |  |  |  |  | 0 | 0 | 0 | 0 | 0 | 0
PG&E Kern Study Area | Columbus | 115 | 0 | 0 | 0 | 0 |  |  |  |  | 0 | 0 | 0 | 0 | 0 | 0 | 0 | 0 | 0 | 0 |  |  |  |  | 0 | 0 | 0 | 0 | 0 | 0 | 0 | 0 | 0 | 0 |  |  |  |  | 0 | 0 | 0 | 0 | 0 | 0
PG&E Greater Bay Study Area | Contra Costa PP | 230 | 0 | 0 | 0 | 0 |  |  |  |  | 0 | 0 | 0 | 0 | 0 | 0 | 0 | 0 | 0 | 0 |  |  |  |  | 0 | 0 | 0 | 0 | 0 | 0 | 0 | 0 | 0 | 0 |  |  |  |  | 0 | 0 | 0 | 0 | 0 | 0
PG&E Greater Bay Study Area | Contra Costa | 230 | 0 | 0 | 0 | 0 |  |  |  |  | 0 | 0 | 0 | 0 | 0 | 0 | 0 | 0 | 0 | 0 |  |  |  |  | 0.9375 | 0 | 0 | 0 | 0 | 0 | 0 | 0 | 0 | 0 |  |  |  |  | 0 | 0 | 0 | 0 | 0 | 0
SCE North of Lugo Study Area | Control | 115 | 53.7 | 0 | 0 | 0 |  |  |  |  | 0 | 0 | 0 | 0 | 0 | 0 | 0 | 0 | 0 | 0 |  |  |  |  | 0 | 0 | 0 | 0 | 0 | 0 | 0 | 0 | 0 | 0 |  |  |  |  | 0 | 0 | 0 | 0 | 0 | 0
SCE North of Lugo Study Area | Coolwater | 230 | 0 | 0 | 0 | 0 |  |  |  |  | 0 | 0 | 0 | 0 | 0 | 0 | 0 | 0 | 0 | 0 |  |  |  |  | 0 | 0 | 0 | 0 | 0 | 0 | 0 | 0 | 0 | 0 |  |  |  |  | 0 | 0 | 0 | 0 | 0 | 0
SCE North of Lugo Study Area | Coolwater | 115 | 0 | 0 | 0 | 0 |  |  |  |  | 0 | 0 | 0 | 0 | 0 | 0 | 0 | 0 | 0 | 0 |  |  |  |  | 0 | 0 | 0 | 0 | 0 | 0 | 0 | 0 | 0 | 0 |  |  |  |  | 0 | 0 | 0 | 0 | 0 | 0
PG&E Fresno Study Area | Corcoran | 115 | 0 | 0 | 0 | 0 |  |  |  |  | 0 | 0 | 0 | 0 | 0 | 0 | 0 | 0 | 0 | 0 |  |  |  |  | 0 | 0 | 0 | 0 | 0 | 0 | 0 | 0 | 0 | 0 |  |  |  |  | 0 | 0 | 0 | 0 | 0 | 0
PG&E North of Greater Bay Study Area | Corona | 115 | 0 | 0 | 0 | 0 |  |  |  |  | 0 | 0 | 0 | 0 | 0 | 0 | 0 | 0 | 0 | 0 |  |  |  |  | 0 | 0 | 0 | 0 | 0 | 0 | 0 | 0 | 0 | 0 |  |  |  |  | 0 | 0 | 0 | 0 | 0 | 0
PG&E North of Greater Bay Study Area | Cortina | 230 | 0 | 0 | 0 | 0 |  |  |  |  | 0 | 0 | 0 | 0 | 0 | 0 | 0 | 0 | 0 | 0 |  |  |  |  | 0 | 0 | 0 | 0 | 0 | 0 | 0 | 0 | 0 | 0 |  |  |  |  | 0 | 0 | 0 | 0 | 0 | 0
PG&E North of Greater Bay Study Area | Cortina | 115 | 0 | 0 | 0 | 0 |  |  |  |  | 0 | 0 | 0 | 0 | 0 | 0 | 0 | 5 | 0 | 0 |  |  |  |  | 0 | 0 | 0 | 0 | 0 | 0 | 0 | 0 | 0 | 0 |  |  |  |  | 0 | 0 | 0 | 0 | 0 | 0
PG&E Greater Bay Study Area | Cottle | 230 | 0 | 0 | 0 | 0 |  |  |  |  | 0 | 0 | 0 | 0 | 0 | 0 | 0 | 0 | 0 | 0 |  |  |  |  | 0 | 0 | 0 | 0 | 0 | 0 | 0 | 0 | 0 | 0 |  |  |  |  | 0 | 0 | 0 | 0 | 0 | 0
PG&E North of Greater Bay Study Area | Cottonwood | 230 | 0 | 0 | 0 | 0 |  |  |  |  | 0 | 0 | 0 | 0 | 0 | 0 | 0 | 0 | 0 | 0 |  |  |  |  | 0 | 0 | 0 | 0 | 0 | 0 | 0 | 0 | 0 | 0 |  |  |  |  | 0 | 0 | 0 | 0 | 0 | 0
PG&E Greater Bay Study Area | Coyote | 230 | 0 | 0 | 0 | 0 |  |  |  |  | 0 | 0 | 0 | 0 | 0 | 0 | 0 | 0 | 0 | 0 |  |  |  |  | 0 | 0 | 0 | 0 | 0 | 0 | 0 | 0 | 0 | 0 |  |  |  |  | 0 | 0 | 0 | 0 | 0 | 0
SDG&E Study Area | Creelman | 69 | 0 | 0 | 0 | 0 |  |  |  |  | 0 | 0 | 0 | 0 | 0 | 0 | 0 | 0 | 0 | 0 |  |  |  |  | 0 | 0 | 0 | 0.47 | 0 | 0 | 0 | 0 | 0 | 0 |  |  |  |  | 0 | 0 | 0 | 0 | 0 | 0
PG&E Greater Bay Study Area | Crow Creek | 60 | 0 | 0 | 0 | 0 |  |  |  |  | 0 | 6.21 | 14.11 | 15 | 0 | 0 | 0 | 0 | 0 | 0 |  |  |  |  | 0 | 0 | 0 | 0 | 0 | 0 | 0 | 0 | 0 | 0 |  |  |  |  | 0 | 0 | 0 | 0 | 0 | 0
PG&E Greater Bay Study Area | Curtis | 115 | 0 | 0 | 0 | 0 |  |  |  |  | 0 | 0 | 0 | 0 | 0 | 0 | 0 | 0 | 0 | 0 |  |  |  |  | 0 | 0 | 0 | 0 | 0 | 0 | 0 | 0 | 0 | 0 |  |  |  |  | 0 | 0 | 0 | 0 | 0 | 0
PG&E Fresno Study Area | Dairyland | 115 | 0 | 0 | 0 | 0 |  |  |  |  | 0 | 0 | 0 | 0 | 0 | 0 | 0 | 0 | 0 | 0 |  |  |  |  | 0 | 0 | 0 | 0 | 0 | 0 | 0 | 0 | 0 | 0 |  |  |  |  | 0 | 0 | 0 | 0 | 0 | 0
PG&E North of Greater Bay Study Area | Davis | 115 | 0 | 0 | 0 | 0 |  |  |  |  | 0 | 0 | 0 | 0 | 0 | 0 | 0 | 0 | 0 | 0 |  |  |  |  | 0 | 0 | 0 | 0 | 0 | 0 | 0 | 0 | 0 | 0 |  |  |  |  | 0 | 0 | 0 | 0 | 0 | 0
SCE Metro Study Area | Del Amo | 230 | 0 | 0 | 0 | 0 |  |  |  |  | 0 | 0 | 0 | 10 | 0 | 0 | 0 | 0 | 0 | 0 |  |  |  |  | 0 | 0 | 0 | 0 | 0 | 0 | 0 | 0 | 0 | 0 |  |  |  |  | 0 | 0 | 0 | 0 | 0 | 0
SCE Eastern Study Area | Delaney | 500 | 0 | 0 | 0 | 0 |  |  |  |  | 0 | 0 | 0 | 0 | 0 | 0 | 0 | 0 | 0 | 0 |  |  |  |  | 0 | 10 | 140 | 0 | 0 | 0 | 0 | 0 | 0 | 0 |  |  |  |  | 0 | 0 | 0 | 0 | 0 | 0
PG&E North of Greater Bay Study Area | Delevan | 230 | 0 | 0 | 0 | 0 |  |  |  |  | 0 | 0 | 0 | 0 | 0 | 0 | 0 | 0 | 0 | 0 |  |  |  |  | 0 | 0 | 0 | 0 | 0 | 0 | 0 | 0 | 0 | 0 |  |  |  |  | 0 | 0 | 0 | 0 | 0 | 0
PG&E Greater Bay Study Area | Delta PP | 230 | 0 | 0 | 0 | 0 |  |  |  |  | 0 | 0 | 0 | 0 | 0 | 0 | 0 | 0 | 0 | 0 |  |  |  |  | 0 | 0 | 0 | 0 | 0 | 0 | 0 | 0 | 0 | 0 |  |  |  |  | 0 | 0 | 0 | 0 | 0 | 0
East of Pisgah Study Area | Desert View | 230 | 0 | 0 | 0 | 0 |  |  |  |  | 0 | 0 | 0 | 0 | 0 | 0 | 0 | 0 | 0 | 0 |  |  |  |  | 0 | 0 | 0 | 0 | 0 | 0 | 0 | 0 | 0 | 0 |  |  |  |  | 0 | 0 | 0 | 0 | 0 | 0
SCE Eastern Study Area | Devers | 500 | 0 | 0 | 0 | 0 |  |  |  |  | 0 | 0 | 0 | 0 | 0 | 0 | 0 | 0 | 0 | 0 |  |  |  |  | 0 | 0 | 0 | 0 | 0 | 0 | 0 | 0 | 0 | 0 |  |  |  |  | 0 | 0 | 0 | 0 | 0 | 0
SCE Eastern Study Area | Devers | 230 | 0 | 0 | 93.6 | 0 |  |  |  |  | 0 | 0 | 0 | 400 | 0 | 0 | 0 | 0 | 0 | 0 |  |  |  |  | 0 | 0 | 0 | 0 | 75 | 0 | 0 | 0 | 0 | 0 |  |  |  |  | 0 | 0 | 0 | 0 | 0 | 0
PG&E Kern Study Area | Diablo | 500 | 0 | 0 | 0 | 0 |  |  |  |  | 0 | 0 | 0 | 0 | 0 | 0 | 0 | 0 | 0 | 0 |  |  |  |  | 0 | 0 | 0 | 0 | 0 | 0 | 0 | 0 | 0 | 0 |  |  |  |  | 0 | 0 | 0 | 0 | 0 | 0
PG&E Kern Study Area | Diablo | 230 | 0 | 0 | 0 | 0 |  |  |  |  | 0 | 0 | 0 | 0 | 0 | 0 | 0 | 0 | 0 | 0 |  |  |  |  | 0 | 0 | 0 | 0 | 0 | 0 | 0 | 0 | 0 | 0 |  |  |  |  | 0 | 0 | 0 | 0 | 0 | 0
PG&E Greater Bay Study Area | Dixon Landing | 115 | 0 | 0 | 0 | 0 |  |  |  |  | 0 | 0 | 0 | 0 | 0 | 0 | 0 | 0 | 0 | 0 |  |  |  |  | 0 | 0 | 0 | 0 | 0 | 0 | 0 | 0 | 0 | 0 |  |  |  |  | 0 | 0 | 0 | 0 | 0 | 0
PG&E Greater Bay Study Area | Donnells PH | 115 | 0 | 0 | 0 | 0 |  |  |  |  | 0 | 0 | 0 | 0 | 0 | 0 | 0 | 0 | 0 | 0 |  |  |  |  | 0 | 0 | 0 | 0 | 0 | 0 | 0 | 0 | 0 | 0 |  |  |  |  | 0 | 0 | 0 | 0 | 0 | 0
PG&E Fresno Study Area | Dos Amigos | 230 | 0 | 0 | 0 | 0 |  |  |  |  | 0 | 0 | 0 | 0 | 0 | 0 | 0 | 0 | 0 | 0 |  |  |  |  | 3 | 0 | 0 | 0 | 0 | 0 | 0 | 0 | 0 | 0 |  |  |  |  | 0 | 0 | 0 | 0 | 0 | 0
PG&E North of Greater Bay Study Area | Drum | 115 | 0 | 0 | 0 | 0 |  |  |  |  | 0 | 0 | 0 | 0 | 0 | 0 | 0 | 0 | 0 | 0 |  |  |  |  | 0 | 0 | 0 | 0 | 0 | 0 | 0 | 0 | 0 | 0 |  |  |  |  | 0 | 0 | 0 | 0 | 0 | 0
PG&E Greater Bay Study Area | Dumbarton | 115 | 0 | 0 | 0 | 0 |  |  |  |  | 0 | 0 | 0 | 0 | 0 | 0 | 0 | 0 | 0 | 0 |  |  |  |  | 0 | 0 | 0 | 0 | 0 | 0 | 0 | 0 | 0 | 0 |  |  |  |  | 0 | 0 | 0 | 0 | 0 | 0
SCE Eastern Study Area | Eagle Mountain | 230 | 0 | 0 | 0 | 0 |  |  |  |  | 0 | 0 | 0 | 0 | 0 | 0 | 0 | 0 | 0 | 0 |  |  |  |  | 0 | 0 | 0 | 0 | 0 | 0 | 0 | 0 | 0 | 0 |  |  |  |  | 0 | 0 | 0 | 0 | 0 | 0
PG&E North of Greater Bay Study Area | Eagle Rock (PGE) | 115 | 0 | 0 | 0 | 0 |  |  |  |  | 0 | 0 | 0 | 0 | 0 | 0 | 32 | 0 | 0 | 0 |  |  |  |  | 0 | 0 | 0 | 0 | 0 | 0 | 32 | 0 | 0 | 0 |  |  |  |  | 0 | 0 | 0 | 0 | 0 | 0
SCE Metro Study Area | Eagle Rock (SCE) | 230 | 0 | 0 | 0 | 0 |  |  |  |  | 0 | 0 | 0 | 0 | 0 | 0 | 0 | 0 | 0 | 0 |  |  |  |  | 0 | 0 | 0 | 0 | 0 | 0 | 0 | 0 | 0 | 0 |  |  |  |  | 0 | 0 | 0 | 0 | 0 | 0
PG&E North of Greater Bay Study Area | East Nicolaus | 115 | 0 | 0 | 0 | 0 |  |  |  |  | 0 | 0 | 0 | 0 | 0 | 0 | 0 | 0 | 0 | 0 |  |  |  |  | 0 | 0 | 0 | 0 | 0 | 0 | 0 | 0 | 0 | 0 |  |  |  |  | 0 | 0 | 0 | 0 | 0 | 0
PG&E Greater Bay Study Area | East Shore | 230 | 0 | 0 | 0 | 0 |  |  |  |  | 0 | 0 | 0 | 0 | 0 | 0 | 0 | 0 | 0 | 0 |  |  |  |  | 0 | 0 | 0 | 0 | 0 | 0 | 0 | 0 | 0 | 0 |  |  |  |  | 0 | 0 | 0 | 0 | 0 | 0
PG&E Greater Bay Study Area | East Shore | 115 | 0 | 0 | 0 | 0 |  |  |  |  | 0 | 0 | 0 | 0 | 0 | 0 | 0 | 0 | 0 | 0 |  |  |  |  | 0 | 0 | 0 | 0 | 0 | 0 | 0 | 0 | 0 | 0 |  |  |  |  | 0 | 0 | 0 | 0 | 0 | 0
SDG&E Study Area | ECO | 500 | 0 | 0 | 0 | 0 |  |  |  |  | 0 | 0 | 0 | 0 | 0 | 0 | 0 | 0 | 0 | 0 |  |  |  |  | 0 | 0 | 0 | 0 | 0 | 0 | 0 | 0 | 0 | 0 |  |  |  |  | 0 | 0 | 0 | 0 | 0 | 0
SDG&E Study Area | ECO | 230 | 0 | 0 | 105 | 0 |  |  |  |  | 0 | 0 | 0 | 0 | 0 | 0 | 0 | 0 | 0 | 0 |  |  |  |  | 0 | 0 | 0 | 0 | 0 | 0 | 0 | 0 | 0 | 0 |  |  |  |  | 0 | 0 | 0 | 0 | 0 | 0
SDG&E Study Area | ECO | 138 | 0 | 0 | 0 | 0 |  |  |  |  | 0 | 0 | 0 | 0 | 0 | 0 | 0 | 0 | 0 | 0 |  |  |  |  | 0 | 0 | 110 | 117.15 | 0 | 0 | 0 | 0 | 0 | 0 |  |  |  |  | 0 | 0 | 0 | 0 | 0 | 0
PG&E Greater Bay Study Area | Edes | 115 | 0 | 0 | 0 | 0 |  |  |  |  | 0 | 0 | 0 | 0 | 0 | 0 | 0 | 0 | 0 | 0 |  |  |  |  | 0 | 0 | 0 | 0 | 0 | 0 | 0 | 0 | 0 | 0 |  |  |  |  | 0 | 0 | 0 | 0 | 0 | 0
PG&E Greater Bay Study Area | Eight Mile | 230 | 0 | 0 | 0 | 0 |  |  |  |  | 0 | 0 | 0 | 0 | 0 | 0 | 0 | 0 | 0 | 0 |  |  |  |  | 0 | 0 | 0 | 0 | 0 | 0 | 0 | 0 | 0 | 0 |  |  |  |  | 0 | 0 | 0 | 0 | 0 | 0
SDG&E Study Area | El Cajon | 69 | 0 | 0 | 0 | 0 |  |  |  |  | 0 | 0 | 0 | 0 | 0 | 0 | 0 | 0 | 0 | 0 |  |  |  |  | 0 | 0 | 0 | 50 | 0 | 0 | 0 | 0 | 0 | 0 |  |  |  |  | 0 | 0 | 0 | 0 | 0 | 0
SCE Eastern Study Area | El Casco | 230 | 0 | 0 | 0 | 0 |  |  |  |  | 0 | 0 | 0 | 100 | 0 | 0 | 0 | 0 | 0 | 0 |  |  |  |  | 0 | 0 | 0 | 65 | 0 | 0 | 0 | 0 | 0 | 0 |  |  |  |  | 0 | 0 | 0 | 0 | 0 | 0
PG&E Fresno Study Area | El Nido (PGE) | 115 | 0 | 0 | 0 | 0 |  |  |  |  | 0 | 0 | 0 | 0 | 0 | 0 | 0 | 0 | 0 | 0 |  |  |  |  | 3 | 0 | 0 | 0 | 0 | 0 | 0 | 0 | 0 | 0 |  |  |  |  | 0 | 0 | 0 | 0 | 0 | 0
SCE Metro Study Area | El Nido (SCE) | 230 | 0 | 0 | 0 | 0 |  |  |  |  | 0 | 0 | 0 | 0 | 0 | 0 | 0 | 0 | 0 | 0 |  |  |  |  | 0 | 0 | 0 | 0 | 0 | 0 | 0 | 0 | 0 | 0 |  |  |  |  | 0 | 0 | 0 | 0 | 0 | 0
PG&E Greater Bay Study Area | El Patio | 115 | 0 | 0 | 0 | 0 |  |  |  |  | 0 | 0 | 0 | 0 | 0 | 0 | 0 | 0 | 0 | 0 |  |  |  |  | 0 | 0 | 0 | 0 | 0 | 0 | 0 | 0 | 0 | 0 |  |  |  |  | 0 | 0 | 0 | 0 | 0 | 0
SCE Metro Study Area | El Segundo | 230 | 0 | 0 | 0 | 0 |  |  |  |  | 0 | 0 | 0 | 0 | 0 | 0 | 0 | 0 | 0 | 0 |  |  |  |  | 0 | 0 | 0 | 0 | 0 | 0 | 0 | 0 | 0 | 0 |  |  |  |  | 0 | 0 | 0 | 0 | 0 | 0
East of Pisgah Study Area | Eldorado | 500 | 0 | 0 | 0 | 0 |  |  |  |  | 0 | 0 | 0 | 0 | 0 | 0 | 0 | 0 | 0 | 0 |  |  |  |  | 0 | 0 | 0 | 0 | 0 | 0 | 0 | 0 | 0 | 0 |  |  |  |  | 0 | 0 | 0 | 0 | 0 | 0
East of Pisgah Study Area | Eldorado | 230 | 88.2 | 0 | 0 | 0 |  |  |  |  | 0 | 0 | 0 | 0 | 0 | 0 | 26 | 0 | 0 | 0 |  |  |  |  | 0 | 0 | 300 | 279 | 0 | 0 | 0 | 0 | 0 | 0 |  |  |  |  | 0 | 0 | 0 | 0 | 0 | 0
PG&E Kern Study Area | Elk Hills | 230 | 0 | 0 | 0 | 0 |  |  |  |  | 0 | 0 | 0 | 0 | 0 | 0 | 0 | 0 | 0 | 0 |  |  |  |  | 2.25 | 0 | 0 | 0 | 0 | 0 | 0 | 0 | 0 | 0 |  |  |  |  | 0 | 0 | 0 | 0 | 0 | 0
SDG&E Study Area | Elliot | 69 | 0 | 0 | 0 | 0 |  |  |  |  | 0 | 0 | 0 | 0 | 0 | 0 | 0 | 0 | 0 | 0 |  |  |  |  | 0 | 0 | 0 | 9.75 | 0 | 0 | 0 | 0 | 0 | 0 |  |  |  |  | 0 | 0 | 0 | 0 | 0 | 0
SCE Metro Study Area | Ellis | 230 | 0 | 0 | 0 | 0 |  |  |  |  | 0 | 0 | 0 | 0 | 0 | 0 | 0 | 0 | 0 | 0 |  |  |  |  | 0 | 0 | 0 | 0 | 0 | 0 | 0 | 0 | 0 | 0 |  |  |  |  | 0 | 0 | 0 | 0 | 0 | 0
SDG&E Study Area | Encina | 230 | 0 | 0 | 0 | 0 |  |  |  |  | 0 | 0 | 0 | 0 | 0 | 0 | 0 | 0 | 0 | 0 |  |  |  |  | 0 | 0 | 0 | 0 | 0 | 0 | 0 | 0 | 0 | 0 |  |  |  |  | 0 | 0 | 0 | 0 | 0 | 0
SDG&E Study Area | Escondido | 230 | 0 | 0 | 0 | 0 |  |  |  |  | 0 | 0 | 0 | 0 | 50 | 0 | 0 | 0 | 0 | 0 |  |  |  |  | 0 | 0 | 0 | 0 | 0 | 0 | 0 | 0 | 0 | 0 |  |  |  |  | 0 | 0 | 0 | 0 | 0 | 0
SCE Eastern Study Area | Etiwanda | 230 | 0 | 0 | 0 | 0 |  |  |  |  | 0 | 0 | 0 | 100 | 0 | 0 | 0 | 0 | 0 | 0 |  |  |  |  | 0 | 0 | 0 | 100 | 0 | 0 | 0 | 0 | 0 | 0 |  |  |  |  | 0 | 0 | 0 | 0 | 0 | 0
PG&E Greater Bay Study Area | Evergreen | 115 | 0 | 0 | 0 | 0 |  |  |  |  | 0 | 0 | 0 | 0 | 0 | 0 | 0 | 0 | 0 | 0 |  |  |  |  | 0 | 0 | 0 | 0 | 0 | 0 | 0 | 0 | 0 | 0 |  |  |  |  | 0 | 0 | 0 | 0 | 0 | 0
PG&E Fresno Study Area | Excelsior | 115 | 0 | 0 | 0 | 0 |  |  |  |  | 0 | 0 | 0 | 0 | 0 | 0 | 0 | 0 | 0 | 0 |  |  |  |  | 0 | 0 | 0 | 0 | 0 | 0 | 0 | 0 | 0 | 0 |  |  |  |  | 0 | 0 | 0 | 0 | 0 | 0
PG&E Kern Study Area | Fairway | 115 | 0 | 0 | 0 | 0 |  |  |  |  | 0 | 0 | 0 | 10 | 0 | 0 | 0 | 0 | 0 | 0 |  |  |  |  | 0 | 0 | 0 | 0 | 0 | 0 | 0 | 0 | 0 | 0 |  |  |  |  | 0 | 0 | 0 | 0 | 0 | 0
PG&E Kern Study Area | Famoso | 115 | 0 | 0 | 0 | 0 |  |  |  |  | 0 | 0 | 0 | 0 | 0 | 0 | 0 | 0 | 0 | 0 |  |  |  |  | 0 | 0 | 0 | 0 | 0 | 0 | 0 | 0 | 0 | 0 |  |  |  |  | 0 | 0 | 0 | 0 | 0 | 0
PG&E Greater Bay Study Area | Fibreboard (SPI Sonora) | 115 | 0 | 0 | 0 | 0 |  |  |  |  | 0 | 0 | 0 | 0 | 0 | 0 | 0 | 0 | 0 | 0 |  |  |  |  | 0 | 0 | 0 | 0 | 0 | 0 | 0 | 0 | 0 | 0 |  |  |  |  | 0 | 0 | 0 | 0 | 0 | 0
PG&E Fresno Study Area | Figarden | 230 | 0 | 0 | 0 | 0 |  |  |  |  | 0 | 0 | 0 | 0 | 0 | 0 | 0 | 0 | 0 | 0 |  |  |  |  | 0 | 0 | 0 | 0 | 0 | 0 | 0 | 0 | 0 | 0 |  |  |  |  | 0 | 0 | 0 | 0 | 0 | 0
PG&E Fresno Study Area | Fink (Proposed) | 230 | 0 | 0 | 0 | 0 |  |  |  |  | 0 | 50 | 0 | 5 | 0 | 0 | 0 | 0 | 0 | 0 |  |  |  |  | 0 | 140 | 0 | 157 | 0 | 0 | 0 | 0 | 0 | 0 |  |  |  |  | 0 | 0 | 0 | 0 | 0 | 0
PG&E Greater Bay Study Area | FMC | 115 | 0 | 0 | 0 | 0 |  |  |  |  | 0 | 0 | 0 | 0 | 0 | 0 | 0 | 0 | 0 | 0 |  |  |  |  | 0 | 0 | 0 | 0 | 0 | 0 | 0 | 0 | 0 | 0 |  |  |  |  | 0 | 0 | 0 | 0 | 0 | 0
PG&E Greater Bay Study Area | Frogtown | 115 | 0 | 0 | 0 | 0 |  |  |  |  | 0 | 0 | 0 | 0 | 0 | 0 | 0 | 0 | 0 | 0 |  |  |  |  | 0 | 0 | 0 | 0 | 0 | 0 | 0 | 0 | 0 | 0 |  |  |  |  | 0 | 0 | 0 | 0 | 0 | 0
PG&E North of Greater Bay Study Area | Fulton | 230 | 0 | 0 | 0 | 0 |  |  |  |  | 0 | 0 | 0 | 0 | 0 | 0 | 0 | 0 | 0 | 0 |  |  |  |  | 0 | 0 | 0 | 38 | 0 | 0 | 0 | 0 | 0 | 0 |  |  |  |  | 0 | 0 | 0 | 0 | 0 | 0
PG&E North of Greater Bay Study Area | Fulton | 115 | 0 | 0 | 0 | 0 |  |  |  |  | 0 | 0 | 0 | 0 | 0 | 0 | 0 | 0 | 0 | 0 |  |  |  |  | 0 | 0 | 0 | 0 | 0 | 0 | 0 | 0 | 0 | 0 |  |  |  |  | 0 | 0 | 0 | 0 | 0 | 0
East of Pisgah Study Area | Carpenter Canyon (fka Gamebird) | 230 | 0 | 0 | 0 | 0 |  |  |  |  | 0 | 0 | 0 | 0 | 0 | 0 | 0 | 0 | 0 | 0 |  |  |  |  | 0 | 0 | 0 | 0 | 0 | 0 | 0 | 0 | 0 | 0 |  |  |  |  | 0 | 0 | 0 | 0 | 0 | 0
East of Pisgah Study Area | Carpenter Canyon (fka Gamebird) | 138 | 0 | 0 | 0 | 0 |  |  |  |  | 0 | 0 | 0 | 0 | 0 | 0 | 0 | 0 | 0 | 0 |  |  |  |  | 0 | 0 | 0 | 0 | 0 | 0 | 0 | 0 | 0 | 0 |  |  |  |  | 0 | 0 | 0 | 0 | 0 | 0
PG&E Kern Study Area | Ganso | 115 | 0 | 0 | 0 | 0 |  |  |  |  | 0 | 0 | 0 | 0 | 0 | 0 | 0 | 0 | 0 | 0 |  |  |  |  | 0 | 0 | 0 | 0 | 0 | 0 | 0 | 0 | 0 | 0 |  |  |  |  | 0 | 0 | 0 | 0 | 0 | 0
PG&E Fresno Study Area | Gates | 500 | 0 | 0 | 0 | 0 |  |  |  |  | 0 | 0 | 0 | 0 | 0 | 0 | 0 | 0 | 0 | 0 |  |  |  |  | 0 | 0 | 0 | 0 | 0 | 0 | 0 | 0 | 0 | 0 |  |  |  |  | 0 | 0 | 0 | 0 | 0 | 0
PG&E Fresno Study Area | Gates | 230 | 0 | 0 | 0 | 0 |  |  |  |  | 0 | 0 | 0 | 0 | 0 | 0 | 0 | 0 | 0 | 0 |  |  |  |  | 4.59 | 781.5 | 143.5 | 763.131 | 0 | 0 | 0 | 0 | 0 | 0 |  |  |  |  | 4.59 | 0 | 0 | 0 | 0 | 0
PG&E Fresno Study Area | New Sub - Gates - Midway (Proposed) | 230 | 0 | 0 | 0 | 0 |  |  |  |  | 0 | 0 | 0 | 0 | 0 | 0 | 0 | 0 | 0 | 0 |  |  |  |  | 0 | 0 | 0 | 0 | 0 | 0 | 0 | 0 | 0 | 0 |  |  |  |  | 0 | 0 | 0 | 0 | 0 | 0
PG&E Kern Study Area | New Sub - Gates - Templeton (Proposed) | 230 | 0 | 0 | 0 | 0 |  |  |  |  | 0 | 0 | 0 | 0 | 0 | 0 | 0 | 0 | 0 | 0 |  |  |  |  | 0 | 0 | 0 | 0 | 0 | 0 | 0 | 0 | 0 | 0 |  |  |  |  | 0 | 0 | 0 | 0 | 0 | 0
PG&E North of Greater Bay Study Area | Geysers 12 | 230 | 0 | 0 | 0 | 0 |  |  |  |  | 0 | 0 | 0 | 0 | 0 | 0 | 0 | 0 | 0 | 0 |  |  |  |  | 0 | 0 | 0 | 0 | 0 | 0 | 0 | 0 | 0 | 0 |  |  |  |  | 0 | 0 | 0 | 0 | 0 | 0
PG&E North of Greater Bay Study Area | Geysers 17 | 230 | 0 | 0 | 0 | 0 |  |  |  |  | 0 | 0 | 0 | 0 | 0 | 0 | 0 | 0 | 0 | 0 |  |  |  |  | 0 | 0 | 0 | 0 | 0 | 0 | 0 | 0 | 0 | 0 |  |  |  |  | 0 | 0 | 0 | 0 | 0 | 0
PG&E North of Greater Bay Study Area | Geysers 5&6 | 115 | 0 | 0 | 0 | 0 |  |  |  |  | 0 | 0 | 0 | 0 | 0 | 0 | 0 | 0 | 0 | 0 |  |  |  |  | 0 | 0 | 0 | 0 | 0 | 0 | 0 | 0 | 0 | 0 |  |  |  |  | 0 | 0 | 0 | 0 | 0 | 0
PG&E North of Greater Bay Study Area | Geysers 9&10 Sonoma | 230 | 0 | 0 | 0 | 0 |  |  |  |  | 0 | 0 | 0 | 0 | 0 | 0 | 0 | 0 | 0 | 0 |  |  |  |  | 0 | 0 | 0 | 0 | 0 | 0 | 0 | 0 | 0 | 0 |  |  |  |  | 0 | 0 | 0 | 0 | 0 | 0
PG&E Fresno Study Area | Giffen | 70 | 0 | 0 | 0 | 0 |  |  |  |  | 0 | 0 | 0 | 0 | 0 | 0 | 0 | 0 | 0 | 0 |  |  |  |  | 0 | 0 | 0 | 0 | 0 | 0 | 0 | 0 | 0 | 0 |  |  |  |  | 0 | 0 | 0 | 0 | 0 | 0
PG&E North of Greater Bay Study Area | Glenn | 230 | 0 | 0 | 0 | 0 |  |  |  |  | 0 | 0 | 0 | 0 | 0 | 0 | 0 | 0 | 0 | 0 |  |  |  |  | 0 | 0 | 0 | 0 | 0 | 0 | 0 | 0 | 0 | 0 |  |  |  |  | 0 | 0 | 0 | 0 | 0 | 0
PG&E North of Greater Bay Study Area | Gold Hill | 230 | 0 | 0 | 0 | 0 |  |  |  |  | 0 | 0 | 0 | 0 | 0 | 0 | 0 | 0 | 0 | 0 |  |  |  |  | 0 | 0 | 0 | 0 | 0 | 0 | 0 | 0 | 0 | 0 |  |  |  |  | 0 | 0 | 0 | 0 | 0 | 0
SCE Northern Area | Goleta | 230 | 0 | 1.9 | 0 | 0 |  |  |  |  | 0 | 0 | 0 | 0 | 0 | 0 | 0 | 0 | 0 | 0 |  |  |  |  | 0 | 0 | 0 | 70 | 0 | 0 | 0 | 0 | 0 | 0 |  |  |  |  | 0 | 0 | 0 | 0 | 0 | 0
SCE Metro Study Area | Goodrich | 230 | 0 | 0 | 0 | 0 |  |  |  |  | 0 | 0 | 0 | 0 | 0 | 0 | 0 | 0 | 0 | 0 |  |  |  |  | 0 | 0 | 0 | 0 | 0 | 0 | 0 | 0 | 0 | 0 |  |  |  |  | 0 | 0 | 0 | 0 | 0 | 0
PG&E Kern Study Area | Goose Lake | 115 | 0 | 0 | 0 | 0 |  |  |  |  | 0 | 0 | 0 | 0 | 0 | 0 | 0 | 0 | 0 | 0 |  |  |  |  | 0 | 0 | 0 | 0 | 0 | 0 | 0 | 0 | 0 | 0 |  |  |  |  | 0 | 0 | 0 | 0 | 0 | 0
SCE Metro Study Area | Gould | 230 | 0 | 0 | 0 | 0 |  |  |  |  | 0 | 0 | 0 | 0 | 0 | 0 | 0 | 0 | 0 | 0 |  |  |  |  | 0 | 0 | 0 | 0 | 0 | 0 | 0 | 0 | 0 | 0 |  |  |  |  | 0 | 0 | 0 | 0 | 0 | 0
PG&E Greater Bay Study Area | Grant | 115 | 0 | 0 | 0 | 0 |  |  |  |  | 0 | 0 | 0 | 0 | 0 | 0 | 0 | 0 | 0 | 0 |  |  |  |  | 0 | 0 | 0 | 0 | 0 | 0 | 0 | 0 | 0 | 0 |  |  |  |  | 0 | 0 | 0 | 0 | 0 | 0
PG&E Greater Bay Study Area | Green Valley | 115 | 0 | 0 | 0 | 0 |  |  |  |  | 0 | 0 | 0 | 0 | 0 | 0 | 0 | 0 | 0 | 0 |  |  |  |  | 0 | 0 | 0 | 0 | 0 | 0 | 0 | 0 | 0 | 0 |  |  |  |  | 0 | 0 | 0 | 0 | 0 | 0
PG&E North of Greater Bay Study Area | Greenleaf 1 | 115 | 0 | 0 | 0 | 0 |  |  |  |  | 0 | 0 | 0 | 0 | 0 | 0 | 0 | 0 | 0 | 0 |  |  |  |  | 0 | 0 | 0 | 0 | 0 | 0 | 0 | 0 | 0 | 0 |  |  |  |  | 0 | 0 | 0 | 0 | 0 | 0
PG&E Fresno Study Area | Gregg | 230 | 0 | 0 | 0 | 0 |  |  |  |  | 0 | 0 | 0 | 0 | 0 | 0 | 0 | 0 | 0 | 0 |  |  |  |  | 0 | 0 | 0 | 0 | 0 | 0 | 0 | 0 | 0 | 0 |  |  |  |  | 0 | 0 | 0 | 0 | 0 | 0
PG&E Kern Study Area | Grimmway-Malaga | 115 | 0 | 0 | 0 | 0 |  |  |  |  | 0 | 0 | 0 | 0 | 0 | 0 | 0 | 0 | 0 | 0 |  |  |  |  | 2.4 | 0 | 0 | 0 | 0 | 0 | 0 | 0 | 0 | 0 |  |  |  |  | 0 | 0 | 0 | 0 | 0 | 0
PG&E Fresno Study Area | GWF Hanford | 115 | 0 | 0 | 0 | 0 |  |  |  |  | 0 | 0 | 0 | 0 | 0 | 0 | 0 | 0 | 0 | 0 |  |  |  |  | 0 | 0 | 0 | 32 | 0 | 0 | 0 | 0 | 0 | 0 |  |  |  |  | 0 | 0 | 0 | 0 | 0 | 0
SCE Metro Study Area | HarborGen | 230 | 0 | 0 | 0 | 0 |  |  |  |  | 0 | 0 | 0 | 0 | 0 | 0 | 0 | 0 | 0 | 0 |  |  |  |  | 0 | 0 | 0 | 0 | 0 | 0 | 0 | 0 | 0 | 0 |  |  |  |  | 0 | 0 | 0 | 0 | 0 | 0
East of Pisgah Study Area | Harry Allen | 500 | 0 | 0 | 0 | 0 |  |  |  |  | 0 | 0 | 0 | 0 | 0 | 0 | 0 | 0 | 0 | 0 |  |  |  |  | 0 | 0 | 0 | 0 | 0 | 0 | 0 | 0 | 0 | 0 |  |  |  |  | 0 | 0 | 0 | 0 | 0 | 0
SDG&E Study Area | Hassayampa | 500 | 0 | 0 | 0 | 0 |  |  |  |  | 0 | 52.5 | 0 | 12.5 | 0 | 0 | 0 | 0 | 0 | 0 |  |  |  |  | 0 | 0 | 0 | 0 | 0 | 0 | 0 | 0 | 0 | 0 |  |  |  |  | 0 | 0 | 0 | 0 | 0 | 0
PG&E Fresno Study Area | Helm | 230 | 0 | 0 | 0 | 0 |  |  |  |  | 0 | 0 | 0 | 0 | 0 | 0 | 0 | 0 | 0 | 0 |  |  |  |  | 0 | 0 | 0 | 0 | 0 | 0 | 0 | 0 | 0 | 0 |  |  |  |  | 0 | 0 | 0 | 0 | 0 | 0
PG&E Fresno Study Area | Henrietta | 230 | 0 | 0 | 0 | 0 |  |  |  |  | 0 | 0 | 0 | 0 | 0 | 0 | 0 | 0 | 0 | 0 |  |  |  |  | 3 | 0 | 0 | 0 | 0 | 0 | 0 | 0 | 0 | 0 |  |  |  |  | 0 | 0 | 0 | 0 | 0 | 0
PG&E Fresno Study Area | Herndon | 230 | 0 | 1.9 | 0 | 0 |  |  |  |  | 0 | 0 | 0 | 0 | 0 | 0 | 0 | 0 | 0 | 0 |  |  |  |  | 0 | 0 | 0 | 0 | 0 | 0 | 0 | 0 | 0 | 0 |  |  |  |  | 0 | 0 | 0 | 0 | 0 | 0
PG&E Greater Bay Study Area | Hicks | 230 | 0 | 0 | 0 | 0 |  |  |  |  | 0 | 0 | 0 | 0 | 0 | 0 | 0 | 0 | 0 | 0 |  |  |  |  | 0 | 0 | 0 | 0 | 0 | 0 | 0 | 0 | 0 | 0 |  |  |  |  | 0 | 0 | 0 | 0 | 0 | 0
PG&E North of Greater Bay Study Area | Higgins | 115 | 0 | 0 | 0 | 0 |  |  |  |  | 0 | 0 | 0 | 0 | 0 | 0 | 0 | 0 | 0 | 0 |  |  |  |  | 0 | 0 | 0 | 0 | 0 | 0 | 0 | 0 | 0 | 0 |  |  |  |  | 0 | 0 | 0 | 0 | 0 | 0
SCE Metro Study Area | Hinson | 230 | 0 | 0 | 0 | 0 |  |  |  |  | 0 | 0 | 0 | 0 | 0 | 0 | 0 | 5.6 | 0 | 0 |  |  |  |  | 2.4 | 0 | 0 | 200 | 0 | 0 | 0 | 0 | 0 | 0 |  |  |  |  | 0 | 0 | 0 | 0 | 0 | 0
PG&E Greater Bay Study Area | Hollister | 115 | 0 | 0 | 0 | 0 |  |  |  |  | 0 | 0 | 0 | 0 | 0 | 0 | 0 | 0 | 0 | 0 |  |  |  |  | 0 | 0 | 0 | 10 | 0 | 0 | 0 | 0 | 0 | 0 |  |  |  |  | 0 | 0 | 0 | 0 | 0 | 0
PG&E North of Greater Bay Study Area | Homestake | 115 | 0 | 0 | 0 | 0 |  |  |  |  | 0 | 0 | 0 | 0 | 0 | 0 | 0 | 0 | 0 | 0 |  |  |  |  | 0 | 0 | 0 | 0 | 0 | 0 | 0 | 0 | 0 | 0 |  |  |  |  | 0 | 0 | 0 | 0 | 0 | 0
PG&E North of Greater Bay Study Area | Honcut | 115 | 0 | 0 | 0 | 0 |  |  |  |  | 0 | 0 | 0 | 0 | 0 | 0 | 0 | 0 | 0 | 0 |  |  |  |  | 0 | 0 | 0 | 0 | 0 | 0 | 0 | 0 | 0 | 0 |  |  |  |  | 0 | 0 | 0 | 0 | 0 | 0
SDG&E Study Area | Hoodoo Wash | 500 | 0 | 0 | 0 | 0 |  |  |  |  | 0 | 0 | 0 | 0 | 0 | 0 | 0 | 0 | 0 | 0 |  |  |  |  | 0 | 0 | 500 | 250 | 0 | 0 | 0 | 0 | 0 | 0 |  |  |  |  | 0 | 0 | 0 | 0 | 0 | 0
PG&E North of Greater Bay Study Area | Hopland | 115 | 0 | 0 | 0 | 0 |  |  |  |  | 0 | 0 | 0 | 0 | 0 | 0 | 0 | 0 | 0 | 0 |  |  |  |  | 0 | 0 | 0 | 0 | 0 | 0 | 0 | 0 | 0 | 0 |  |  |  |  | 0 | 0 | 0 | 0 | 0 | 0
PG&E North of Greater Bay Study Area | Humboldt | 115 | 0 | 0 | 0 | 0 |  |  |  |  | 0 | 0 | 0 | 0 | 0 | 0 | 0 | 0 | 0 | 0 |  |  |  |  | 7.969 | 0 | 0 | 1.25 | 0 | 0 | 0 | 0 | 0 | 0 |  |  |  |  | 0 | 0 | 0 | 0 | 0 | 0
PG&E North of Greater Bay Study Area | Humboldt (Proposed) | 500 | 0 | 0 | 0 | 0 |  |  |  |  | 0 | 0 | 0 | 0 | 0 | 0 | 0 | 0 | 0 | 0 |  |  |  |  | 0 | 0 | 0 | 0 | 0 | 0 | 0 | 0 | 0 | 0 |  |  |  |  | 0 | 0 | 0 | 0 | 0 | 0
SCE Metro Study Area | Huntington Beach | 230 | 0 | 0 | 0 | 0 |  |  |  |  | 0 | 0 | 0 | 0 | 0 | 0 | 0 | 0 | 0 | 0 |  |  |  |  | 0 | 0 | 0 | 0 | 0 | 0 | 0 | 0 | 0 | 0 |  |  |  |  | 0 | 0 | 0 | 0 | 0 | 0
PG&E North of Greater Bay Study Area | Ignacio | 230 | 0 | 0 | 0 | 0 |  |  |  |  | 0 | 0 | 0 | 0 | 0 | 0 | 0 | 0 | 0 | 0 |  |  |  |  | 0 | 0 | 0 | 0 | 0 | 0 | 0 | 0 | 0 | 0 |  |  |  |  | 0 | 0 | 0 | 0 | 0 | 0
PG&E North of Greater Bay Study Area | Ignacio | 115 | 0 | 0 | 0 | 0 |  |  |  |  | 0 | 0 | 0 | 0 | 0 | 0 | 0 | 0 | 0 | 0 |  |  |  |  | 0 | 0 | 0 | 0 | 0 | 0 | 0 | 0 | 0 | 0 |  |  |  |  | 0 | 0 | 0 | 0 | 0 | 0
SDG&E Study Area | Imperial Valley | 500 | 0 | 0 | 0 | 0 |  |  |  |  | 0 | 0 | 0 | 0 | 0 | 0 | 0 | 0 | 0 | 0 |  |  |  |  | 0 | 0 | 0 | 0 | 0 | 0 | 0 | 0 | 0 | 0 |  |  |  |  | 0 | 0 | 0 | 0 | 0 | 0
SDG&E Study Area | Imperial Valley | 230 | 50 | 0 | 0 | 0 |  |  |  |  | 0 | 120 | 0 | 171 | 0 | 0 | 0 | 0 | 0 | 0 |  |  |  |  | 0 | 0 | 0 | 174 | 0 | 0 | 0 | 0 | 0 | 0 |  |  |  |  | 0 | 0 | 0 | 0 | 0 | 0
East of Pisgah Study Area | Innovation | 230 | 0 | 0 | 0 | 0 |  |  |  |  | 0 | 0 | 0 | 0 | 0 | 0 | 0 | 0 | 0 | 0 |  |  |  |  | 0 | 0 | 0 | 0 | 0 | 0 | 0 | 0 | 0 | 0 |  |  |  |  | 0 | 0 | 0 | 0 | 0 | 0
East of Pisgah Study Area | Innovation | 138 | 0 | 0 | 0 | 0 |  |  |  |  | 0 | 0 | 0 | 0 | 0 | 0 | 0 | 0 | 0 | 0 |  |  |  |  | 0 | 0 | 0 | 0 | 0 | 0 | 0 | 0 | 0 | 0 |  |  |  |  | 0 | 0 | 0 | 0 | 0 | 0
SCE North of Lugo Study Area | Inyokern | 115 | 0 | 0 | 0 | 0 |  |  |  |  | 2 | 0 | 0 | 0 | 0 | 0 | 0 | 0 | 0 | 0 |  |  |  |  | 0 | 0 | 0 | 0 | 0 | 0 | 0 | 0 | 0 | 0 |  |  |  |  | 0 | 0 | 0 | 0 | 0 | 0
East of Pisgah Study Area | IS Tap | 138 | 0 | 0 | 0 | 0 |  |  |  |  | 0 | 0 | 0 | 0 | 0 | 0 | 0 | 0 | 0 | 0 |  |  |  |  | 0 | 0 | 0 | 0 | 0 | 0 | 0 | 0 | 0 | 0 |  |  |  |  | 0 | 0 | 0 | 0 | 0 | 0
East of Pisgah Study Area | Ivanpah | 230 | 0 | 0 | 0 | 0 |  |  |  |  | 0 | 0 | 0 | 0 | 0 | 0 | 0 | 0 | 0 | 0 |  |  |  |  | 0 | 0 | 0 | 0 | 0 | 0 | 0 | 0 | 0 | 0 |  |  |  |  | 0 | 0 | 0 | 0 | 0 | 0
East of Pisgah Study Area | Jackass (DOE) | 138 | 0 | 0 | 0 | 0 |  |  |  |  | 0 | 0 | 0 | 0 | 0 | 0 | 0 | 0 | 0 | 0 |  |  |  |  | 0 | 0 | 0 | 0 | 0 | 0 | 0 | 0 | 0 | 0 |  |  |  |  | 0 | 0 | 0 | 0 | 0 | 0
PG&E Fresno Study Area | Jackson Swt | 115 | 0 | 0 | 0 | 0 |  |  |  |  | 0 | 0 | 0 | 0 | 0 | 0 | 0 | 0 | 0 | 0 |  |  |  |  | 0 | 0 | 0 | 0 | 0 | 0 | 0 | 0 | 0 | 0 |  |  |  |  | 0 | 0 | 0 | 0 | 0 | 0
PG&E North of Greater Bay Study Area | Jessup | 115 | 0 | 0 | 0 | 0 |  |  |  |  | 0 | 0 | 0 | 0 | 0 | 0 | 0 | 0 | 0 | 0 |  |  |  |  | 0 | 0 | 0 | 0 | 0 | 0 | 0 | 0 | 0 | 0 |  |  |  |  | 0 | 0 | 0 | 0 | 0 | 0
SCE Metro Study Area | Johanna | 230 | 0 | 0 | 0 | 0 |  |  |  |  | 0 | 0 | 0 | 61.4 | 0 | 0 | 0 | 0 | 0 | 0 |  |  |  |  | 0 | 0 | 0 | 40 | 0 | 0 | 0 | 0 | 0 | 0 |  |  |  |  | 0 | 0 | 0 | 0 | 0 | 0
SCE Eastern Study Area | Julian Hinds | 230 | 0 | 0 | 0 | 0 |  |  |  |  | 0 | 0 | 0 | 0 | 0 | 0 | 0 | 0 | 0 | 0 |  |  |  |  | 0 | 0 | 0 | 0 | 0 | 0 | 0 | 0 | 0 | 0 |  |  |  |  | 0 | 0 | 0 | 0 | 0 | 0
PG&E Greater Bay Study Area | Kasson | 115 | 0 | 0 | 0 | 0 |  |  |  |  | 0 | 0 | 0 | 0 | 0 | 0 | 0 | 0 | 0 | 0 |  |  |  |  | 0 | 0 | 0 | 0 | 0 | 0 | 0 | 0 | 0 | 0 |  |  |  |  | 0 | 0 | 0 | 0 | 0 | 0
PG&E Fresno Study Area | Kearney | 230 | 0 | 0 | 0 | 0 |  |  |  |  | 0 | 0 | 0 | 0 | 0 | 0 | 0 | 0 | 0 | 0 |  |  |  |  | 10 | 0 | 0 | 0 | 0 | 0 | 0 | 0 | 0 | 0 |  |  |  |  | 10 | 0 | 0 | 0 | 0 | 0
PG&E Greater Bay Study Area | Kelso | 230 | 0 | 0 | 0 | 0 |  |  |  |  | 0 | 0 | 0 | 0 | 0 | 0 | 0 | 0 | 0 | 0 |  |  |  |  | 0 | 0 | 0 | 0 | 0 | 0 | 0 | 0 | 0 | 0 |  |  |  |  | 0 | 0 | 0 | 0 | 0 | 0
PG&E Kern Study Area | Kern Oil | 115 | 0 | 0 | 0 | 0 |  |  |  |  | 0 | 0 | 0 | 0 | 0 | 0 | 0 | 0 | 0 | 0 |  |  |  |  | 0 | 0 | 0 | 0 | 0 | 0 | 0 | 0 | 0 | 0 |  |  |  |  | 0 | 0 | 0 | 0 | 0 | 0
PG&E Kern Study Area | Kern PP | 230 | 0 | 0 | 0 | 0 |  |  |  |  | 0 | 0 | 0 | 0 | 0 | 0 | 0 | 0 | 0 | 0 |  |  |  |  | 0 | 0 | 0 | 0 | 0 | 0 | 0 | 0 | 0 | 0 |  |  |  |  | 0 | 0 | 0 | 0 | 0 | 0
PG&E Kern Study Area | Kern PP | 115 | 0 | 0 | 0 | 0 |  |  |  |  | 0 | 0 | 0 | 0 | 0 | 0 | 0 | 0 | 0 | 0 |  |  |  |  | 0 | 0 | 0 | 0 | 0 | 0 | 0 | 0 | 0 | 0 |  |  |  |  | 0 | 0 | 0 | 0 | 0 | 0
PG&E Kern Study Area | Kernridge | 115 | 0 | 0 | 0 | 0 |  |  |  |  | 0 | 0 | 0 | 0 | 0 | 0 | 0 | 0 | 0 | 0 |  |  |  |  | 0 | 0 | 0 | 0 | 0 | 0 | 0 | 0 | 0 | 0 |  |  |  |  | 0 | 0 | 0 | 0 | 0 | 0
PG&E Greater Bay Study Area | Kirker | 115 | 0 | 0 | 0 | 0 |  |  |  |  | 0 | 0 | 0 | 0 | 0 | 0 | 0 | 0 | 0 | 0 |  |  |  |  | 0 | 0 | 0 | 0 | 0 | 0 | 0 | 0 | 0 | 0 |  |  |  |  | 0 | 0 | 0 | 0 | 0 | 0
PG&E North of Greater Bay Study Area | Knights Landing | 115 | 0 | 0 | 0 | 0 |  |  |  |  | 0 | 0 | 0 | 0 | 0 | 0 | 0 | 0 | 0 | 0 |  |  |  |  | 0 | 0 | 0 | 0 | 0 | 0 | 0 | 0 | 0 | 0 |  |  |  |  | 0 | 0 | 0 | 0 | 0 | 0
SCE North of Lugo Study Area | Kramer | 230 | 0 | 0 | 0 | 0 |  |  |  |  | 0 | 599 | 33 | 317.5 | 0 | 0 | 0 | 0 | 0 | 0 |  |  |  |  | 0 | 82 | 250 | 261 | 0 | 0 | 0 | 0 | 0 | 0 |  |  |  |  | 0 | 0 | 0 | 0 | 0 | 0
SCE North of Lugo Study Area | Kramer | 115 | 0 | 0 | 0 | 0 |  |  |  |  | 0 | 0 | 0 | 0 | 0 | 0 | 0 | 0 | 0 | 0 |  |  |  |  | 0 | 0 | 0 | 0 | 0 | 0 | 0 | 0 | 0 | 0 |  |  |  |  | 0 | 0 | 0 | 0 | 0 | 0
SCE North of Lugo Study Area | New Sub - Kramer - Lugo (Proposed) | 230 | 0 | 0 | 0 | 0 |  |  |  |  | 0 | 0 | 0 | 0 | 0 | 0 | 0 | 0 | 0 | 0 |  |  |  |  | 0 | 0 | 0 | 0 | 0 | 0 | 0 | 0 | 0 | 0 |  |  |  |  | 0 | 0 | 0 | 0 | 0 | 0
SCE Metro Study Area | La Cienega | 230 | 0 | 0 | 0 | 0 |  |  |  |  | 0 | 0 | 0 | 0 | 0 | 0 | 0 | 0 | 0 | 0 |  |  |  |  | 0 | 0 | 0 | 0 | 0 | 0 | 0 | 0 | 0 | 0 |  |  |  |  | 0 | 0 | 0 | 0 | 0 | 0
SCE Metro Study Area | La Fresa | 230 | 0 | 0 | 0 | 0 |  |  |  |  | 0 | 0 | 0 | 0 | 0 | 0 | 0 | 0 | 0 | 0 |  |  |  |  | 0.64 | 0 | 0 | 0 | 0 | 0 | 0 | 0 | 0 | 0 |  |  |  |  | 0 | 0 | 0 | 0 | 0 | 0
SCE Metro Study Area | Laguna Bell | 230 | 0 | 0 | 0 | 0 |  |  |  |  | 0 | 0 | 0 | 0 | 0 | 0 | 0 | 0 | 0 | 0 |  |  |  |  | 0 | 0 | 0 | 100 | 0 | 0 | 0 | 0 | 0 | 0 |  |  |  |  | 0 | 0 | 0 | 0 | 0 | 0
PG&E Kern Study Area | Lakeview | 70 | 0 | 0 | 0 | 0 |  |  |  |  | 0 | 0 | 0 | 0 | 0 | 0 | 0 | 0 | 0 | 0 |  |  |  |  | 0 | 0 | 70 | 64.4 | 0 | 0 | 0 | 0 | 0 | 0 |  |  |  |  | 0 | 0 | 0 | 0 | 0 | 0
PG&E North of Greater Bay Study Area | Lakeville | 230 | 0 | 0 | 0 | 0 |  |  |  |  | 0 | 0 | 0 | 0 | 0 | 0 | 0 | 0.995 | 0 | 0 |  |  |  |  | 0 | 0 | 11.6 | 41 | 0 | 0 | 0 | 0.995 | 0 | 0 |  |  |  |  | 0 | 0 | 0 | 0 | 0 | 0
PG&E North of Greater Bay Study Area | Lakeville | 115 | 0 | 0 | 0 | 0 |  |  |  |  | 0 | 0 | 0 | 0 | 0 | 0 | 0 | 0 | 0 | 0 |  |  |  |  | 0 | 0 | 0 | 0 | 0 | 0 | 0 | 0 | 0 | 0 |  |  |  |  | 0 | 0 | 0 | 0 | 0 | 0
PG&E North of Greater Bay Study Area | Lambie | 230 | 0 | 0 | 0 | 0 |  |  |  |  | 0 | 0 | 0 | 0 | 0 | 0 | 0 | 0 | 0 | 0 |  |  |  |  | 0 | 0 | 0 | 0 | 0 | 0 | 0 | 0 | 0 | 0 |  |  |  |  | 0 | 0 | 0 | 0 | 0 | 0
PG&E Greater Bay Study Area | Lammers | 115 | 0 | 0 | 0 | 0 |  |  |  |  | 0 | 0 | 0 | 0 | 0 | 0 | 0 | 0 | 0 | 0 |  |  |  |  | 0 | 0 | 0 | 0 | 0 | 0 | 0 | 0 | 0 | 0 |  |  |  |  | 0 | 0 | 0 | 0 | 0 | 0
PG&E Kern Study Area | Lamont | 115 | 0 | 0 | 0 | 0 |  |  |  |  | 0 | 0 | 0 | 0 | 0 | 0 | 0 | 0 | 0 | 0 |  |  |  |  | 2 | 0 | 12 | 0 | 0 | 0 | 0 | 0 | 0 | 0 |  |  |  |  | 0 | 0 | 0 | 0 | 0 | 0
PG&E Fresno Study Area | Las Aguilas | 230 | 0 | 0 | 0 | 0 |  |  |  |  | 0 | 0 | 0 | 0 | 0 | 0 | 0 | 0 | 0 | 0 |  |  |  |  | 0 | 0 | 0 | 0 | 0 | 0 | 0 | 0 | 0 | 0 |  |  |  |  | 0 | 0 | 0 | 0 | 0 | 0
East of Pisgah Study Area | Lathrop | 138 | 0 | 0 | 0 | 0 |  |  |  |  | 0 | 0 | 0 | 0 | 0 | 0 | 0 | 0 | 0 | 0 |  |  |  |  | 0 | 0 | 0 | 0 | 0 | 0 | 0 | 0 | 0 | 0 |  |  |  |  | 0 | 0 | 0 | 0 | 0 | 0
PG&E Fresno Study Area | Le Grand | 115 | 0 | 0 | 0 | 0 |  |  |  |  | 0 | 0 | 0 | 0 | 0 | 0 | 0 | 0 | 0 | 0 |  |  |  |  | 0 | 0 | 0 | 0 | 0 | 0 | 0 | 0 | 0 | 0 |  |  |  |  | 0 | 0 | 0 | 0 | 0 | 0
PG&E Kern Study Area | Lerdo | 115 | 0 | 0 | 0 | 0 |  |  |  |  | 0 | 0 | 0 | 0 | 0 | 0 | 0 | 0 | 0 | 0 |  |  |  |  | 0 | 0 | 0 | 0 | 0 | 0 | 0 | 0 | 0 | 0 |  |  |  |  | 0 | 0 | 0 | 0 | 0 | 0
SCE Metro Study Area | Lewis | 230 | 0 | 0 | 0 | 0 |  |  |  |  | 0 | 0 | 0 | 0 | 0 | 0 | 0 | 0 | 0 | 0 |  |  |  |  | 0 | 0 | 0 | 0 | 0 | 0 | 0 | 0 | 0 | 0 |  |  |  |  | 0 | 0 | 0 | 0 | 0 | 0
SCE Metro Study Area | Lighthipe | 230 | 0 | 0 | 0 | 0 |  |  |  |  | 0 | 0 | 0 | 0 | 0 | 0 | 0 | 0 | 0 | 0 |  |  |  |  | 0.96 | 0 | 0 | 175 | 0 | 0 | 0 | 0 | 0 | 0 |  |  |  |  | 0 | 0 | 0 | 0 | 0 | 0
PG&E North of Greater Bay Study Area | Lincoln | 115 | 0 | 0 | 0 | 0 |  |  |  |  | 0 | 0 | 0 | 0 | 0 | 0 | 0 | 0 | 0 | 0 |  |  |  |  | 0 | 0 | 0 | 0 | 0 | 0 | 0 | 0 | 0 | 0 |  |  |  |  | 0 | 0 | 0 | 0 | 0 | 0
PG&E Kern Study Area | Live Oak | 115 | 0 | 0 | 0 | 0 |  |  |  |  | 0 | 0 | 0 | 0 | 0 | 0 | 0 | 0 | 0 | 0 |  |  |  |  | 0 | 0 | 0 | 0 | 0 | 0 | 0 | 0 | 0 | 0 |  |  |  |  | 0 | 0 | 0 | 0 | 0 | 0
PG&E Greater Bay Study Area | Llagas | 115 | 0 | 0 | 0 | 0 |  |  |  |  | 0 | 0 | 0 | 0 | 0 | 0 | 0 | 0 | 0 | 0 |  |  |  |  | 0 | 0 | 0 | 0 | 0 | 0 | 0 | 0 | 0 | 0 |  |  |  |  | 0 | 0 | 0 | 0 | 0 | 0
PG&E Greater Bay Study Area | Lockeford | 230 | 0 | 0 | 0 | 0 |  |  |  |  | 0 | 0 | 0 | 0 | 0 | 0 | 0 | 0 | 0 | 0 |  |  |  |  | 0 | 0 | 0 | 0 | 0 | 0 | 0 | 0 | 0 | 0 |  |  |  |  | 0 | 0 | 0 | 0 | 0 | 0
PG&E North of Greater Bay Study Area | Logan Creek | 230 | 0 | 0 | 0 | 0 |  |  |  |  | 0 | 0 | 0 | 0 | 0 | 0 | 0 | 0 | 0 | 0 |  |  |  |  | 0 | 0 | 0 | 0 | 0 | 0 | 0 | 0 | 0 | 0 |  |  |  |  | 0 | 0 | 0 | 0 | 0 | 0
PG&E Greater Bay Study Area | Lonetree | 230 | 0 | 0 | 0 | 0 |  |  |  |  | 0 | 0 | 0 | 0 | 0 | 0 | 0 | 0 | 0 | 0 |  |  |  |  | 0 | 0 | 0 | 0 | 0 | 0 | 0 | 0 | 0 | 0 |  |  |  |  | 0 | 0 | 0 | 0 | 0 | 0
PG&E Fresno Study Area | Los Banos | 500 | 0 | 0 | 0 | 0 |  |  |  |  | 0 | 0 | 0 | 0 | 0 | 0 | 0 | 0 | 0 | 0 |  |  |  |  | 0 | 0 | 0 | 0 | 0 | 0 | 0 | 0 | 0 | 0 |  |  |  |  | 0 | 0 | 0 | 0 | 0 | 0
PG&E Fresno Study Area | Los Banos | 230 | 0 | 0 | 76.4 | 0 |  |  |  |  | 0 | 0 | 0 | 80 | 0 | 0 | 0 | 0 | 0 | 0 |  |  |  |  | 0.75 | 0 | 0 | 0 | 0 | 0 | 0 | 0 | 0 | 0 |  |  |  |  | 0 | 0 | 0 | 0 | 0 | 0
PG&E Fresno Study Area | New Sub - Los Banos - Midway (Proposed) | 500 | 0 | 0 | 0 | 0 |  |  |  |  | 0 | 0 | 0 | 0 | 0 | 0 | 0 | 0 | 0 | 0 |  |  |  |  | 0 | 0 | 0 | 0 | 0 | 0 | 0 | 0 | 0 | 0 |  |  |  |  | 0 | 0 | 0 | 0 | 0 | 0
PG&E Greater Bay Study Area | Los Esteros | 230 | 0 | 0 | 0 | 0 |  |  |  |  | 0 | 0 | 0 | 0 | 0 | 0 | 0 | 0 | 0 | 0 |  |  |  |  | 0 | 0 | 0 | 0 | 0 | 0 | 0 | 0 | 0 | 0 |  |  |  |  | 0 | 0 | 0 | 0 | 0 | 0
PG&E Greater Bay Study Area | Los Esteros | 115 | 0 | 0 | 0 | 0 |  |  |  |  | 0 | 0 | 0 | 0 | 0 | 0 | 0 | 0 | 0 | 0 |  |  |  |  | 0 | 0 | 0 | 0 | 0 | 0 | 0 | 0 | 0 | 0 |  |  |  |  | 0 | 0 | 0 | 0 | 0 | 0
PG&E Greater Bay Study Area | Los Positas | 230 | 0 | 0 | 0 | 0 |  |  |  |  | 0 | 0 | 0 | 0 | 0 | 0 | 0 | 0 | 0 | 0 |  |  |  |  | 0 | 0 | 0 | 0 | 0 | 0 | 0 | 0 | 0 | 0 |  |  |  |  | 0 | 0 | 0 | 0 | 0 | 0
SDG&E Study Area | Loveland | 69 | 0 | 0 | 0 | 0 |  |  |  |  | 0 | 0 | 0 | 0 | 0 | 0 | 0 | 0 | 0 | 0 |  |  |  |  | 0.84 | 0 | 0 | 0 | 0 | 0 | 0 | 0 | 0 | 0 |  |  |  |  | 0 | 0 | 0 | 0 | 0 | 0
SCE Metro Study Area | Lugo | 500 | 0 | 0 | 0 | 0 |  |  |  |  | 0 | 0 | 0 | 0 | 0 | 0 | 0 | 0 | 0 | 0 |  |  |  |  | 0 | 0 | 0 | 0 | 0 | 0 | 0 | 0 | 0 | 0 |  |  |  |  | 0 | 0 | 0 | 0 | 0 | 0
SCE North of Lugo Study Area | Lugo | 230 | 0 | 0 | 0 | 0 |  |  |  |  | 0 | 0 | 0 | 0 | 0 | 0 | 0 | 0 | 0 | 0 |  |  |  |  | 0 | 0 | 0 | 0 | 0 | 0 | 0 | 0 | 0 | 0 |  |  |  |  | 0 | 0 | 0 | 0 | 0 | 0
SCE North of Lugo Study Area | New Sub - Lugo - Pisgah (Proposed) | 230 | 0 | 0 | 0 | 0 |  |  |  |  | 0 | 0 | 0 | 0 | 0 | 0 | 0 | 0 | 0 | 0 |  |  |  |  | 0 | 0 | 0 | 0 | 0 | 0 | 0 | 0 | 0 | 0 |  |  |  |  | 0 | 0 | 0 | 0 | 0 | 0
PG&E North of Greater Bay Study Area | Madison | 115 | 0 | 0 | 0 | 0 |  |  |  |  | 0 | 0 | 0 | 0 | 0 | 0 | 0 | 0 | 0 | 0 |  |  |  |  | 0 | 0 | 13 | 10.2 | 0 | 0 | 0 | 0 | 0 | 0 |  |  |  |  | 0 | 0 | 0 | 0 | 0 | 0
SCE Northern Area | Magunden | 230 | 0 | 0 | 0 | 0 |  |  |  |  | 0 | 0 | 0 | 0 | 0 | 0 | 0 | 0 | 0 | 0 |  |  |  |  | 0 | 0 | 0 | 0 | 0 | 0 | 0 | 0 | 0 | 0 |  |  |  |  | 0 | 0 | 0 | 0 | 0 | 0
PG&E Kern Study Area | Magunden | 115 | 0 | 0 | 0 | 0 |  |  |  |  | 0 | 0 | 0 | 0 | 0 | 0 | 0 | 0 | 0 | 0 |  |  |  |  | 0 | 0 | 0 | 0 | 0 | 0 | 0 | 0 | 0 | 0 |  |  |  |  | 0 | 0 | 0 | 0 | 0 | 0
PG&E North of Greater Bay Study Area | Malin | 500 | 0 | 0 | 0 | 0 |  |  |  |  | 0 | 0 | 0 | 0 | 0 | 0 | 0 | 0 | 0 | 0 |  |  |  |  | 0 | 0 | 0 | 0 | 0 | 0 | 0 | 0 | 0 | 0 |  |  |  |  | 0 | 0 | 0 | 0 | 0 | 0
SCE Northern Area | Mandalay | 230 | 0 | 0 | 0 | 0 |  |  |  |  | 0 | 0 | 0 | 0 | 0 | 0 | 0 | 0 | 0 | 0 |  |  |  |  | 0 | 0 | 0 | 0 | 0 | 0 | 0 | 0 | 0 | 0 |  |  |  |  | 0 | 0 | 0 | 0 | 0 | 0
PG&E Fresno Study Area | Manning | 500 | 0 | 0 | 0 | 0 |  |  |  |  | 0 | 0 | 0 | 0 | 0 | 0 | 0 | 0 | 0 | 0 |  |  |  |  | 0 | 0 | 0 | 0 | 0 | 0 | 0 | 0 | 0 | 0 |  |  |  |  | 0 | 0 | 0 | 0 | 0 | 0
PG&E Fresno Study Area | Manning | 230 | 0 | 0 | 0 | 0 |  |  |  |  | 0 | 0 | 0 | 0 | 0 | 0 | 0 | 0 | 0 | 0 |  |  |  |  | 0 | 0 | 0 | 0 | 0 | 0 | 0 | 0 | 0 | 0 |  |  |  |  | 0 | 0 | 0 | 0 | 0 | 0
PG&E Greater Bay Study Area | Manteca | 115 | 0 | 0 | 0 | 0 |  |  |  |  | 0 | 0 | 0 | 0 | 0 | 0 | 0 | 0 | 0 | 0 |  |  |  |  | 0 | 0 | 0 | 0 | 0 | 0 | 0 | 0 | 0 | 0 |  |  |  |  | 0 | 0 | 0 | 0 | 0 | 0
SDG&E Study Area | Margarita | 138 | 0 | 0 | 0 | 0 |  |  |  |  | 0 | 0 | 0 | 0 | 0 | 0 | 0 | 0 | 0 | 0 |  |  |  |  | 0 | 0 | 0 | 0 | 0 | 0 | 0 | 0 | 0 | 0 |  |  |  |  | 0 | 0 | 0 | 0 | 0 | 0
PG&E Greater Bay Study Area | Mariposa | 230 | 0 | 0 | 0 | 0 |  |  |  |  | 0 | 0 | 0 | 0 | 0 | 0 | 0 | 0 | 0 | 0 |  |  |  |  | 0 | 0 | 0 | 0 | 0 | 0 | 0 | 0 | 0 | 0 |  |  |  |  | 0 | 0 | 0 | 0 | 0 | 0
PG&E Greater Bay Study Area | Martin | 115 | 0 | 0 | 0 | 0 |  |  |  |  | 0 | 0 | 0 | 0 | 0 | 0 | 0 | 0 | 0 | 0 |  |  |  |  | 7.47 | 0 | 0 | 4.62 | 0 | 0 | 0 | 0 | 0 | 0 |  |  |  |  | 0 | 0 | 0 | 0 | 0 | 0
PG&E Greater Bay Study Area | Martin | 230 | 0 | 0 | 0 | 0 |  |  |  |  | 0 | 0 | 0 | 0 | 0 | 0 | 0 | 0 | 0 | 0 |  |  |  |  | 0 | 0 | 0 | 0 | 0 | 0 | 0 | 0 | 0 | 0 |  |  |  |  | 0 | 0 | 0 | 0 | 0 | 0
PG&E Greater Bay Study Area | Martinez | 115 | 0 | 0 | 0 | 0 |  |  |  |  | 0 | 0 | 0 | 0 | 0 | 0 | 0 | 0 | 0 | 0 |  |  |  |  | 0 | 0 | 0 | 0 | 0 | 0 | 0 | 0 | 0 | 0 |  |  |  |  | 0 | 0 | 0 | 0 | 0 | 0
PG&E Fresno Study Area | Mc Mullin | 230 | 0 | 0 | 0 | 0 |  |  |  |  | 0 | 0 | 0 | 0 | 0 | 0 | 0 | 0 | 0 | 0 |  |  |  |  | 0 | 0 | 0 | 0 | 0 | 0 | 0 | 0 | 0 | 0 |  |  |  |  | 0 | 0 | 0 | 0 | 0 | 0
PG&E Fresno Study Area | McCall | 230 | 0 | 0 | 0 | 0 |  |  |  |  | 0 | 0 | 0 | 0 | 0 | 0 | 0 | 0 | 0 | 0 |  |  |  |  | 1.75 | 0 | 0 | 0 | 0 | 0 | 0 | 0 | 0 | 0 |  |  |  |  | 1.75 | 0 | 0 | 0 | 0 | 0
East of Pisgah Study Area | McCullough (LDWP) | 500 | 0 | 0 | 0 | 0 |  |  |  |  | 0 | 0 | 0 | 0 | 0 | 0 | 0 | 0 | 0 | 0 |  |  |  |  | 0 | 0 | 0 | 0 | 0 | 0 | 0 | 0 | 0 | 0 |  |  |  |  | 0 | 0 | 0 | 0 | 0 | 0
East of Pisgah Study Area | Mead | 230 | 0 | 0 | 350 | 0 |  |  |  |  | 0 | 0 | 0 | 0 | 0 | 0 | 0 | 0 | 0 | 0 |  |  |  |  | 0 | 0 | 0 | 0 | 0 | 0 | 0 | 0 | 0 | 0 |  |  |  |  | 0 | 0 | 0 | 0 | 0 | 0
PG&E Greater Bay Study Area | Melones | 115 | 0 | 0 | 0 | 0 |  |  |  |  | 0 | 0 | 0 | 0 | 0 | 0 | 0 | 0 | 0 | 0 |  |  |  |  | 0 | 0 | 0 | 0 | 0 | 0 | 0 | 0 | 0 | 0 |  |  |  |  | 0 | 0 | 0 | 0 | 0 | 0
PG&E North of Greater Bay Study Area | Mendocino | 115 | 0 | 0 | 0 | 0 |  |  |  |  | 0 | 0 | 0 | 0 | 0 | 0 | 0 | 0 | 0 | 0 |  |  |  |  | 0 | 0 | 0 | 0 | 0 | 0 | 0 | 0 | 0 | 0 |  |  |  |  | 0 | 0 | 0 | 0 | 0 | 0
PG&E Fresno Study Area | Mendota | 115 | 0 | 0 | 0 | 0 |  |  |  |  | 0 | 0 | 0 | 0 | 0 | 0 | 0 | 0 | 0 | 0 |  |  |  |  | 0 | 0 | 0 | 0 | 0 | 0 | 0 | 0 | 0 | 0 |  |  |  |  | 0 | 0 | 0 | 0 | 0 | 0
PG&E Fresno Study Area | Merced | 115 | 0 | 0 | 0 | 0 |  |  |  |  | 0 | 0 | 0 | 0 | 0 | 0 | 0 | 0 | 0 | 0 |  |  |  |  | 0 | 0 | 0 | 0 | 0 | 0 | 0 | 0 | 0 | 0 |  |  |  |  | 0 | 0 | 0 | 0 | 0 | 0
East of Pisgah Study Area | Mercry Switch | 138 | 0 | 0 | 0 | 0 |  |  |  |  | 0 | 0 | 0 | 0 | 0 | 0 | 0 | 0 | 0 | 0 |  |  |  |  | 0 | 0 | 0 | 0 | 0 | 0 | 0 | 0 | 0 | 0 |  |  |  |  | 0 | 0 | 0 | 0 | 0 | 0
PG&E Kern Study Area | Mesa | 230 | 0 | 0 | 0 | 0 |  |  |  |  | 0 | 0 | 0 | 99.7 | 0 | 0 | 0 | 0 | 0 | 0 |  |  |  |  | 2.62 | 0 | 0 | 0 | 0 | 0 | 0 | 0 | 0 | 0 |  |  |  |  | 0 | 0 | 0 | 0 | 0 | 0
PG&E Kern Study Area | Mesa | 115 | 0 | 0 | 0 | 0 |  |  |  |  | 0 | 0 | 0 | 0 | 0 | 0 | 0 | 0 | 0 | 0 |  |  |  |  | 0 | 0 | 0 | 0 | 0 | 0 | 0 | 0 | 0 | 0 |  |  |  |  | 0 | 0 | 0 | 0 | 0 | 0
SCE Metro Study Area | Mesa (SCE) | 500 | 0 | 0 | 0 | 0 |  |  |  |  | 0 | 0 | 0 | 0 | 0 | 0 | 0 | 0 | 0 | 0 |  |  |  |  | 0 | 0 | 0 | 0 | 0 | 0 | 0 | 0 | 0 | 0 |  |  |  |  | 0 | 0 | 0 | 0 | 0 | 0
SCE Metro Study Area | Mesa (SCE) | 230 | 0 | 0 | 0 | 0 |  |  |  |  | 0 | 0 | 0 | 0 | 0 | 0 | 0 | 0 | 0 | 0 |  |  |  |  | 0 | 0 | 0 | 0 | 0 | 0 | 0 | 0 | 0 | 0 |  |  |  |  | 0 | 0 | 0 | 0 | 0 | 0
PG&E Greater Bay Study Area | Metcalf | 500 | 0 | 0 | 0 | 0 |  |  |  |  | 0 | 0 | 0 | 0 | 0 | 0 | 0 | 0 | 0 | 0 |  |  |  |  | 0 | 0 | 0 | 0 | 0 | 0 | 0 | 0 | 0 | 0 |  |  |  |  | 0 | 0 | 0 | 0 | 0 | 0
PG&E Greater Bay Study Area | Metcalf | 230 | 0 | 0 | 0 | 0 |  |  |  |  | 0 | 0 | 0 | 0 | 0 | 0 | 0 | 0 | 0 | 0 |  |  |  |  | 0 | 0 | 0 | 0 | 0 | 0 | 0 | 0 | 0 | 0 |  |  |  |  | 0 | 0 | 0 | 0 | 0 | 0
PG&E Greater Bay Study Area | Metcalf | 115 | 0 | 0 | 0 | 0 |  |  |  |  | 0 | 0 | 0 | 75 | 0 | 0 | 0 | 0 | 0 | 0 |  |  |  |  | 0 | 0 | 0 | 0 | 0 | 0 | 0 | 0 | 0 | 0 |  |  |  |  | 0 | 0 | 0 | 0 | 0 | 0
PG&E Kern Study Area | Midway | 500 | 0 | 0 | 0 | 0 |  |  |  |  | 0 | 0 | 0 | 0 | 0 | 0 | 0 | 0 | 0 | 0 |  |  |  |  | 0 | 0 | 0 | 0 | 0 | 0 | 0 | 0 | 0 | 0 |  |  |  |  | 0 | 0 | 0 | 0 | 0 | 0
PG&E Kern Study Area | Midway | 230 | 0 | 0 | 0 | 0 |  |  |  |  | 0 | 0 | 0 | 0 | 0 | 0 | 0 | 0 | 0 | 0 |  |  |  |  | 0 | 0 | 0 | 0 | 0 | 0 | 0 | 0 | 0 | 0 |  |  |  |  | 0 | 0 | 0 | 0 | 0 | 0
PG&E Kern Study Area | Midway | 115 | 0 | 0 | 0 | 0 |  |  |  |  | 0 | 0 | 0 | 0 | 0 | 0 | 0 | 0 | 0 | 0 |  |  |  |  | 0 | 0 | 0 | 0 | 0 | 0 | 0 | 0 | 0 | 0 |  |  |  |  | 0 | 0 | 0 | 0 | 0 | 0
SDG&E Study Area | Miguel | 500 | 0 | 0 | 0 | 0 |  |  |  |  | 0 | 0 | 0 | 0 | 0 | 0 | 0 | 0 | 0 | 0 |  |  |  |  | 0 | 0 | 0 | 0 | 0 | 0 | 0 | 0 | 0 | 0 |  |  |  |  | 0 | 0 | 0 | 0 | 0 | 0
SDG&E Study Area | Miguel | 230 | 0 | 0 | 0 | 0 |  |  |  |  | 0 | 0 | 0 | 0 | 0 | 0 | 0 | 0 | 0 | 0 |  |  |  |  | 0 | 0 | 0 | 9.75 | 0 | 0 | 0 | 0 | 0 | 0 |  |  |  |  | 0 | 0 | 0 | 0 | 0 | 0
PG&E Greater Bay Study Area | Miller | 115 | 0 | 0 | 0 | 0 |  |  |  |  | 0 | 0 | 0 | 0 | 0 | 0 | 0 | 0 | 0 | 0 |  |  |  |  | 0 | 0 | 0 | 0 | 0 | 0 | 0 | 0 | 0 | 0 |  |  |  |  | 0 | 0 | 0 | 0 | 0 | 0
SCE Metro Study Area | Mira Loma | 500 | 0 | 0 | 0 | 0 |  |  |  |  | 0 | 0 | 0 | 0 | 0 | 0 | 0 | 0 | 0 | 0 |  |  |  |  | 0 | 0 | 0 | 0 | 0 | 0 | 0 | 0 | 0 | 0 |  |  |  |  | 0 | 0 | 0 | 0 | 0 | 0
SCE Metro Study Area | Mira Loma | 230 | 0 | 0 | 0 | 0 |  |  |  |  | 0 | 0 | 0 | 0 | 0 | 0 | 0 | 0 | 0 | 0 |  |  |  |  | 0 | 0 | 0 | 85 | 0 | 0 | 0 | 0 | 0 | 0 |  |  |  |  | 0 | 0 | 0 | 0 | 0 | 0
SCE Eastern Study Area | Mirage | 230 | 45 | 0 | 0 | 0 |  |  |  |  | 0 | 0 | 132 | 100 | 0 | 0 | 0 | 0 | 0 | 0 |  |  |  |  | 0 | 0 | 0 | 50 | 0 | 0 | 0 | 0 | 0 | 0 |  |  |  |  | 0 | 0 | 0 | 0 | 0 | 0
SDG&E Study Area | Mission | 230 | 0 | 0 | 0 | 0 |  |  |  |  | 0 | 0 | 0 | 10 | 10 | 0 | 0 | 0 | 0 | 0 |  |  |  |  | 0 | 0 | 0 | 9 | 0 | 0 | 0 | 0 | 0 | 0 |  |  |  |  | 0 | 0 | 0 | 0 | 0 | 0
PG&E Greater Bay Study Area | Mi-Wuk | 115 | 0 | 0 | 0 | 0 |  |  |  |  | 0 | 0 | 0 | 0 | 0 | 0 | 0 | 0 | 0 | 0 |  |  |  |  | 0 | 0 | 0 | 0 | 0 | 0 | 0 | 0 | 0 | 0 |  |  |  |  | 0 | 0 | 0 | 0 | 0 | 0
East of Pisgah Study Area | Mohave | 500 | 0 | 0 | 0 | 0 |  |  |  |  | 0 | 0 | 0 | 0 | 0 | 0 | 0 | 0 | 0 | 0 |  |  |  |  | 0 | 0 | 0 | 0 | 0 | 0 | 0 | 0 | 0 | 0 |  |  |  |  | 0 | 0 | 0 | 0 | 0 | 0
PG&E North of Greater Bay Study Area | Monroe | 115 | 0 | 0 | 0 | 0 |  |  |  |  | 0 | 0 | 0 | 0 | 0 | 0 | 0 | 0 | 0 | 0 |  |  |  |  | 0 | 0 | 0 | 0 | 0 | 0 | 0 | 0 | 0 | 0 |  |  |  |  | 0 | 0 | 0 | 0 | 0 | 0
PG&E Greater Bay Study Area | Monta Vista | 230 | 0 | 0 | 0 | 0 |  |  |  |  | 0 | 0 | 0 | 0 | 0 | 0 | 0 | 0 | 0 | 0 |  |  |  |  | 0 | 0 | 0 | 0 | 0 | 0 | 0 | 0 | 0 | 0 |  |  |  |  | 0 | 0 | 0 | 0 | 0 | 0
PG&E North of Greater Bay Study Area | Monticello | 115 | 0 | 0 | 0 | 0 |  |  |  |  | 0 | 0 | 0 | 0 | 0 | 0 | 0 | 0 | 0 | 0 |  |  |  |  | 0 | 0 | 0 | 0 | 0 | 0 | 0 | 0 | 0 | 0 |  |  |  |  | 0 | 0 | 0 | 0 | 0 | 0
SCE Northern Area | Moorpark | 230 | 0 | 0 | 0 | 0 |  |  |  |  | 0 | 0 | 0 | 0 | 0 | 0 | 0 | 0 | 0 | 0 |  |  |  |  | 0 | 0 | 0 | 134.9 | 0 | 0 | 0 | 0 | 0 | 0 |  |  |  |  | 0 | 0 | 0 | 0 | 0 | 0
PG&E Greater Bay Study Area | Moraga | 230 | 0 | 0 | 0 | 0 |  |  |  |  | 0 | 0 | 0 | 0 | 0 | 0 | 0 | 0 | 0 | 0 |  |  |  |  | 0 | 0 | 0 | 0 | 0 | 0 | 0 | 0 | 0 | 0 |  |  |  |  | 0 | 0 | 0 | 0 | 0 | 0
PG&E Greater Bay Study Area | Moraga | 115 | 0 | 0 | 0 | 0 |  |  |  |  | 0 | 0 | 0 | 0 | 0 | 0 | 0 | 0 | 0 | 0 |  |  |  |  | 0 | 0 | 0 | 0 | 0 | 0 | 0 | 0 | 0 | 0 |  |  |  |  | 0 | 0 | 0 | 0 | 0 | 0
PG&E Greater Bay Study Area | Morgan Hill | 115 | 0 | 0 | 0 | 0 |  |  |  |  | 0 | 0 | 0 | 0 | 0 | 0 | 0 | 0 | 0 | 0 |  |  |  |  | 0 | 0 | 0 | 0 | 0 | 0 | 0 | 0 | 0 | 0 |  |  |  |  | 0 | 0 | 0 | 0 | 0 | 0
PG&E Kern Study Area | Morro Bay (Proposed) | 500 | 0 | 0 | 0 | 0 |  |  |  |  | 0 | 0 | 0 | 0 | 0 | 0 | 0 | 0 | 0 | 0 |  |  |  |  | 0 | 0 | 0 | 0 | 0 | 0 | 0 | 0 | 0 | 0 |  |  |  |  | 0 | 0 | 0 | 0 | 0 | 0
PG&E Kern Study Area | Morro Bay | 230 | 0 | 0 | 0 | 0 |  |  |  |  | 0 | 0 | 0 | 0 | 0 | 0 | 0 | 0 | 0 | 0 |  |  |  |  | 0 | 0 | 0 | 0 | 0 | 0 | 0 | 0 | 0 | 0 |  |  |  |  | 0 | 0 | 0 | 0 | 0 | 0
PG&E Kern Study Area | Morro Bay | 115 | 0 | 0 | 0 | 0 |  |  |  |  | 0 | 0 | 0 | 0 | 0 | 0 | 0 | 0 | 0 | 0 |  |  |  |  | 0 | 0 | 0 | 0 | 0 | 0 | 0 | 0 | 0 | 0 |  |  |  |  | 0 | 0 | 0 | 0 | 0 | 0
PG&E Greater Bay Study Area | Moss Landing | 500 | 0 | 0 | 0 | 0 |  |  |  |  | 0 | 0 | 0 | 350 | 0 | 0 | 0 | 0 | 0 | 0 |  |  |  |  | 0 | 0 | 0 | 0 | 0 | 0 | 0 | 0 | 0 | 0 |  |  |  |  | 0 | 0 | 0 | 0 | 0 | 0
PG&E Greater Bay Study Area | Moss Landing | 230 | 0 | 0 | 0 | 0 |  |  |  |  | 0 | 0 | 0 | 0 | 0 | 0 | 0 | 0 | 0 | 0 |  |  |  |  | 0 | 0 | 0 | 0 | 0 | 0 | 0 | 0 | 0 | 0 |  |  |  |  | 0 | 0 | 0 | 0 | 0 | 0
PG&E Greater Bay Study Area | Moss Landing | 115 | 0 | 0 | 0 | 0 |  |  |  |  | 0 | 0 | 0 | 182.5 | 0 | 0 | 0 | 0 | 0 | 0 |  |  |  |  | 0 | 0 | 0 | 0 | 0 | 0 | 0 | 0 | 0 | 0 |  |  |  |  | 0 | 0 | 0 | 0 | 0 | 0
PG&E Kern Study Area | Mt Poso | 115 | 0 | 0 | 0 | 0 |  |  |  |  | 0 | 0 | 0 | 0 | 0 | 0 | 0 | 0 | 0 | 0 |  |  |  |  | 0 | 0 | 0 | 0 | 0 | 0 | 0 | 0 | 0 | 0 |  |  |  |  | 0 | 0 | 0 | 0 | 0 | 0
PG&E Fresno Study Area | Mustang | 230 | 0 | 0 | 0 | 0 |  |  |  |  | 0 | 0 | 0 | 0 | 0 | 0 | 0 | 0 | 0 | 0 |  |  |  |  | 0 | 106.5 | 0 | 0 | 0 | 0 | 0 | 0 | 0 | 0 |  |  |  |  | 0 | 106.5 | 0 | 0 | 0 | 0
PG&E Fresno Study Area | New Melones | 230 | 0 | 0 | 0 | 0 |  |  |  |  | 0 | 0 | 0 | 0 | 0 | 0 | 0 | 0 | 0 | 0 |  |  |  |  | 0 | 0 | 0 | 0 | 0 | 0 | 0 | 0 | 0 | 0 |  |  |  |  | 0 | 0 | 0 | 0 | 0 | 0
PG&E Greater Bay Study Area | Newark | 230 | 0 | 0 | 0 | 0 |  |  |  |  | 0 | 0 | 0 | 0 | 0 | 0 | 0 | 0 | 0 | 0 |  |  |  |  | 0 | 0 | 0 | 0 | 0 | 0 | 0 | 0 | 0 | 0 |  |  |  |  | 0 | 0 | 0 | 0 | 0 | 0
PG&E Greater Bay Study Area | Newark | 115 | 0 | 0 | 0 | 0 |  |  |  |  | 0 | 0 | 0 | 0 | 0 | 0 | 0 | 0 | 0 | 0 |  |  |  |  | 0 | 0 | 0 | 0 | 0 | 0 | 0 | 0 | 0 | 0 |  |  |  |  | 0 | 0 | 0 | 0 | 0 | 0
PG&E Fresno Study Area | Newhall | 115 | 0 | 0 | 0 | 0 |  |  |  |  | 0 | 0 | 0 | 0 | 0 | 0 | 0 | 0 | 0 | 0 |  |  |  |  | 0 | 0 | 0 | 0 | 0 | 0 | 0 | 0 | 0 | 0 |  |  |  |  | 0 | 0 | 0 | 0 | 0 | 0
PG&E Kern Study Area | Norco | 115 | 0 | 0 | 0 | 0 |  |  |  |  | 0 | 0 | 0 | 0 | 0 | 0 | 0 | 0 | 0 | 0 |  |  |  |  | 0 | 0 | 0 | 0 | 0 | 0 | 0 | 0 | 0 | 0 |  |  |  |  | 0 | 0 | 0 | 0 | 0 | 0
SDG&E Study Area | North City Metering | 138 | 0 | 0 | 0 | 0 |  |  |  |  | 0 | 0 | 0 | 0 | 0 | 0 | 0 | 0 | 0 | 0 |  |  |  |  | 0 | 0 | 0 | 0 | 0 | 0 | 0 | 0 | 0 | 0 |  |  |  |  | 0 | 0 | 0 | 0 | 0 | 0
PG&E Greater Bay Study Area | North Dublin | 230 | 0 | 0 | 0 | 0 |  |  |  |  | 0 | 0 | 0 | 0 | 0 | 0 | 0 | 0 | 0 | 0 |  |  |  |  | 0 | 0 | 0 | 0 | 0 | 0 | 0 | 0 | 0 | 0 |  |  |  |  | 0 | 0 | 0 | 0 | 0 | 0
SDG&E Study Area | North Gila | 500 | 0 | 0 | 0 | 0 |  |  |  |  | 0 | 0 | 0 | 0 | 0 | 0 | 0 | 0 | 0 | 0 |  |  |  |  | 0 | 0 | 0 | 0 | 0 | 0 | 0 | 0 | 0 | 0 |  |  |  |  | 0 | 0 | 0 | 0 | 0 | 0
SDG&E Study Area | New Sub - North Gila - IV (Proposed) | 500 | 0 | 0 | 0 | 0 |  |  |  |  | 0 | 0 | 0 | 0 | 0 | 0 | 0 | 0 | 0 | 0 |  |  |  |  | 0 | 0 | 0 | 0 | 0 | 0 | 0 | 0 | 0 | 0 |  |  |  |  | 0 | 0 | 0 | 0 | 0 | 0
PG&E Greater Bay Study Area | Oakland C | 115 | 0 | 0 | 0 | 0 |  |  |  |  | 0 | 0 | 0 | 0 | 0 | 0 | 0 | 0 | 0 | 0 |  |  |  |  | 0 | 0 | 0 | 55 | 0 | 0 | 0 | 0 | 0 | 0 |  |  |  |  | 0 | 0 | 0 | 55 | 0 | 0
PG&E Greater Bay Study Area | Oakland J | 115 | 0 | 0 | 0 | 0 |  |  |  |  | 0 | 0 | 0 | 0 | 0 | 0 | 0 | 0 | 0 | 0 |  |  |  |  | 0 | 0 | 0 | 0 | 0 | 0 | 0 | 0 | 0 | 0 |  |  |  |  | 0 | 0 | 0 | 0 | 0 | 0
PG&E Kern Study Area | Oceano | 115 | 0 | 0 | 0 | 0 |  |  |  |  | 0 | 0 | 0 | 0 | 0 | 0 | 0 | 0 | 0 | 0 |  |  |  |  | 0 | 0 | 0 | 0 | 0 | 0 | 0 | 0 | 0 | 0 |  |  |  |  | 0 | 0 | 0 | 0 | 0 | 0
SDG&E Study Area | Ocotillo Express | 500 | 0 | 0 | 0 | 0 |  |  |  |  | 0 | 0 | 0 | 0 | 0 | 0 | 0 | 0 | 0 | 0 |  |  |  |  | 0 | 0 | 0 | 0 | 0 | 0 | 0 | 0 | 0 | 0 |  |  |  |  | 0 | 0 | 0 | 0 | 0 | 0
SDG&E Study Area | Old Town | 230 | 0 | 0 | 0 | 0 |  |  |  |  | 0 | 0 | 0 | 0 | 0 | 0 | 0 | 0 | 0 | 0 |  |  |  |  | 0 | 0 | 0 | 0 | 0 | 0 | 0 | 0 | 0 | 0 |  |  |  |  | 0 | 0 | 0 | 0 | 0 | 0
SCE Metro Study Area | Olinda | 230 | 0 | 0 | 0 | 0 |  |  |  |  | 0 | 0 | 0 | 0 | 0 | 0 | 0 | 0 | 0 | 0 |  |  |  |  | 0 | 0 | 0 | 0 | 0 | 0 | 0 | 0 | 0 | 0 |  |  |  |  | 0 | 0 | 0 | 0 | 0 | 0
PG&E Kern Study Area | Olive | 115 | 0 | 0 | 0 | 0 |  |  |  |  | 0 | 0 | 0 | 0 | 0 | 0 | 0 | 0 | 0 | 0 |  |  |  |  | 0 | 40 | 0 | 20 | 0 | 0 | 0 | 0 | 0 | 0 |  |  |  |  | 0 | 0 | 0 | 0 | 0 | 0
PG&E North of Greater Bay Study Area | Olivehurst | 115 | 0 | 0 | 0 | 0 |  |  |  |  | 0 | 0 | 0 | 0 | 0 | 0 | 0 | 0 | 0 | 0 |  |  |  |  | 0 | 0 | 0 | 0 | 0 | 0 | 0 | 0 | 0 | 0 |  |  |  |  | 0 | 0 | 0 | 0 | 0 | 0
SCE Northern Area | Ormond Beach | 230 | 0 | 0 | 0 | 0 |  |  |  |  | 0 | 0 | 0 | 0 | 0 | 0 | 0 | 0 | 0 | 0 |  |  |  |  | 0 | 0 | 0 | 0 | 0 | 0 | 0 | 0 | 0 | 0 |  |  |  |  | 0 | 0 | 0 | 0 | 0 | 0
SDG&E Study Area | Otay | 69 | 0 | 0 | 0 | 0 |  |  |  |  | 0 | 0 | 0 | 6 | 0 | 0 | 0 | 0 | 0 | 0 |  |  |  |  | 0 | 0 | 0 | 0 | 0 | 0 | 0 | 0 | 0 | 0 |  |  |  |  | 0 | 0 | 0 | 0 | 0 | 0
SDG&E Study Area | Otay Mesa | 230 | 0 | 0 | 0 | 0 |  |  |  |  | 0 | 0 | 0 | 250 | 0 | 0 | 0 | 0 | 0 | 0 |  |  |  |  | 0 | 0 | 0 | 0 | 0 | 0 | 0 | 0 | 0 | 0 |  |  |  |  | 0 | 0 | 0 | 0 | 0 | 0
PG&E Fresno Study Area | Padre Flats SW STA | 230 | 0 | 0 | 0 | 0 |  |  |  |  | 0 | 0 | 0 | 0 | 0 | 0 | 0 | 0 | 0 | 0 |  |  |  |  | 0 | 0 | 0 | 0 | 0 | 0 | 0 | 0 | 0 | 0 |  |  |  |  | 0 | 0 | 0 | 0 | 0 | 0
East of Pisgah Study Area | Pahrump | 230 | 0 | 0 | 0 | 0 |  |  |  |  | 0 | 0 | 0 | 0 | 0 | 0 | 0 | 0 | 0 | 0 |  |  |  |  | 0 | 0 | 0 | 0 | 0 | 0 | 0 | 0 | 0 | 0 |  |  |  |  | 0 | 0 | 0 | 0 | 0 | 0
East of Pisgah Study Area | Pahrump | 138 | 0 | 0 | 0 | 0 |  |  |  |  | 0 | 0 | 0 | 0 | 0 | 0 | 0 | 0 | 0 | 0 |  |  |  |  | 0 | 0 | 0 | 0 | 0 | 0 | 0 | 0 | 0 | 0 |  |  |  |  | 0 | 0 | 0 | 0 | 0 | 0
SDG&E Study Area | Pala | 69 | 0 | 0 | 0 | 0 |  |  |  |  | 0 | 0 | 0 | 0 | 0 | 0 | 0 | 0 | 0 | 0 |  |  |  |  | 0 | 0 | 0 | 10 | 0 | 0 | 0 | 0 | 0 | 0 |  |  |  |  | 0 | 0 | 0 | 0 | 0 | 0
PG&E North of Greater Bay Study Area | Palermo | 230 | 0 | 0 | 0 | 0 |  |  |  |  | 0 | 0 | 0 | 0 | 0 | 0 | 0 | 0 | 0 | 0 |  |  |  |  | 0 | 0 | 0 | 0 | 0 | 0 | 0 | 0 | 0 | 0 |  |  |  |  | 0 | 0 | 0 | 0 | 0 | 0
PG&E North of Greater Bay Study Area | Palermo | 115 | 0 | 0 | 0 | 0 |  |  |  |  | 0 | 0 | 0 | 0 | 0 | 0 | 0 | 0 | 0 | 0 |  |  |  |  | 0 | 0 | 0 | 0 | 0 | 0 | 0 | 0 | 0 | 0 |  |  |  |  | 0 | 0 | 0 | 0 | 0 | 0
SCE Eastern Study Area | Palo Verde | 500 | 0 | 0 | 0 | 0 |  |  |  |  | 0 | 0 | 0 | 0 | 0 | 0 | 0 | 0 | 0 | 0 |  |  |  |  | 0 | 0 | 0 | 0 | 0 | 0 | 0 | 0 | 0 | 0 |  |  |  |  | 0 | 0 | 0 | 0 | 0 | 0
SDG&E Study Area | Palomar Energy | 230 | 0 | 0 | 0 | 0 |  |  |  |  | 0 | 0 | 0 | 0 | 0 | 0 | 0 | 0 | 0 | 0 |  |  |  |  | 0 | 0 | 0 | 0 | 0 | 0 | 0 | 0 | 0 | 0 |  |  |  |  | 0 | 0 | 0 | 0 | 0 | 0
PG&E Fresno Study Area | Panoche | 115 | 0 | 0 | 0 | 0 |  |  |  |  | 0 | 0 | 0 | 0 | 0 | 0 | 0 | 0 | 0 | 0 |  |  |  |  | 0 | 0 | 0 | 0 | 0 | 0 | 0 | 0 | 0 | 0 |  |  |  |  | 0 | 0 | 0 | 0 | 0 | 0
PG&E Fresno Study Area | Panoche | 230 | 0 | 0 | 0 | 0 |  |  |  |  | 0 | 0 | 0 | 0 | 0 | 0 | 0 | 0 | 0 | 0 |  |  |  |  | 0 | 0 | 0 | 0 | 0 | 0 | 0 | 0 | 0 | 0 |  |  |  |  | 0 | 0 | 0 | 0 | 0 | 0
SCE Northern Area | Pardee | 230 | 0 | 0 | 0 | 0 |  |  |  |  | 0 | 0 | 0 | 80 | 0 | 0 | 0 | 0 | 0 | 0 |  |  |  |  | 0 | 0 | 0 | 15 | 0 | 0 | 0 | 0 | 0 | 0 |  |  |  |  | 0 | 0 | 0 | 0 | 0 | 0
PG&E North of Greater Bay Study Area | Parkway | 230 | 0 | 0 | 0 | 0 |  |  |  |  | 0 | 0 | 0 | 0 | 0 | 0 | 0 | 0 | 0 | 0 |  |  |  |  | 0 | 0 | 0 | 0 | 0 | 0 | 0 | 0 | 0 | 0 |  |  |  |  | 0 | 0 | 0 | 0 | 0 | 0
SCE Northern Area | Pastoria | 230 | 0 | 0 | 0 | 0 |  |  |  |  | 0 | 39 | 66 | 80 | 0 | 0 | 0 | 0 | 0 | 0 |  |  |  |  | 0 | 0 | 0 | 0 | 0 | 0 | 0 | 0 | 0 | 0 |  |  |  |  | 0 | 0 | 0 | 0 | 0 | 0
SCE Metro Study Area | Pauda | 230 | 0 | 0 | 0 | 0 |  |  |  |  | 0 | 0 | 0 | 0 | 0 | 0 | 0 | 0 | 0 | 0 |  |  |  |  | 0 | 0 | 0 | 195 | 0 | 0 | 0 | 0 | 0 | 0 |  |  |  |  | 0 | 0 | 0 | 0 | 0 | 0
PG&E North of Greater Bay Study Area | Peabody | 230 | 0 | 0 | 0 | 0 |  |  |  |  | 0 | 0 | 0 | 0 | 0 | 0 | 0 | 0 | 0 | 0 |  |  |  |  | 0 | 0 | 0 | 0 | 0 | 0 | 0 | 0 | 0 | 0 |  |  |  |  | 0 | 0 | 0 | 0 | 0 | 0
PG&E North of Greater Bay Study Area | Pease | 115 | 0 | 0 | 0 | 0 |  |  |  |  | 0 | 0 | 0 | 6 | 0 | 0 | 0 | 0 | 0 | 0 |  |  |  |  | 0 | 0 | 0 | 0 | 0 | 0 | 0 | 0 | 0 | 0 |  |  |  |  | 0 | 0 | 0 | 0 | 0 | 0
SDG&E Study Area | Penasquitos | 230 | 0 | 0 | 0 | 0 |  |  |  |  | 0 | 0 | 0 | 0 | 0 | 0 | 0 | 0 | 0 | 0 |  |  |  |  | 0 | 0 | 0 | 0 | 0 | 0 | 0 | 0 | 0 | 0 |  |  |  |  | 0 | 0 | 0 | 0 | 0 | 0
PG&E North of Greater Bay Study Area | Penngrove | 115 | 0 | 0 | 0 | 0 |  |  |  |  | 0 | 0 | 0 | 0 | 0 | 0 | 0 | 0 | 0 | 0 |  |  |  |  | 0 | 0 | 0 | 0 | 0 | 0 | 0 | 0 | 0 | 0 |  |  |  |  | 0 | 0 | 0 | 0 | 0 | 0
PG&E Greater Bay Study Area | Peoria | 115 | 0 | 0 | 0 | 0 |  |  |  |  | 0 | 0 | 0 | 10 | 0 | 0 | 0 | 0 | 0 | 0 |  |  |  |  | 0 | 0 | 0 | 0 | 0 | 0 | 0 | 0 | 0 | 0 |  |  |  |  | 0 | 0 | 0 | 0 | 0 | 0
PG&E Greater Bay Study Area | Piercy | 115 | 0 | 0 | 0 | 0 |  |  |  |  | 0 | 0 | 0 | 0 | 0 | 0 | 0 | 0 | 0 | 0 |  |  |  |  | 0 | 0 | 0 | 0 | 0 | 0 | 0 | 0 | 0 | 0 |  |  |  |  | 0 | 0 | 0 | 0 | 0 | 0
PG&E Fresno Study Area | Pine Flat | 230 | 0 | 0 | 0 | 0 |  |  |  |  | 0 | 0 | 0 | 0 | 0 | 0 | 0 | 0 | 0 | 0 |  |  |  |  | 0 | 0 | 0 | 0 | 0 | 0 | 0 | 0 | 0 | 0 |  |  |  |  | 0 | 0 | 0 | 0 | 0 | 0
SCE North of Lugo Study Area | Pisgah | 230 | 0 | 0 | 0 | 0 |  |  |  |  | 0 | 0 | 0 | 0 | 0 | 0 | 0 | 0 | 0 | 0 |  |  |  |  | 0 | 0 | 0 | 0 | 0 | 0 | 0 | 0 | 0 | 0 |  |  |  |  | 0 | 0 | 0 | 0 | 0 | 0
PG&E North of Greater Bay Study Area | Pit 1 | 230 | 0 | 0 | 0 | 0 |  |  |  |  | 0 | 0 | 0 | 0 | 0 | 0 | 0 | 0 | 0 | 0 |  |  |  |  | 0 | 0 | 0 | 0 | 0 | 0 | 0 | 0 | 0 | 0 |  |  |  |  | 0 | 0 | 0 | 0 | 0 | 0
PG&E North of Greater Bay Study Area | New Sub - Pit 1 - Cottonwood (Proposed) | 230 | 0 | 0 | 0 | 0 |  |  |  |  | 0 | 0 | 0 | 0 | 0 | 0 | 0 | 0 | 0 | 0 |  |  |  |  | 0 | 0 | 0 | 0 | 0 | 0 | 0 | 0 | 0 | 0 |  |  |  |  | 0 | 0 | 0 | 0 | 0 | 0
PG&E North of Greater Bay Study Area | Pit 4 | 230 | 0 | 0 | 0 | 0 |  |  |  |  | 0 | 0 | 0 | 0 | 0 | 0 | 0 | 0 | 0 | 0 |  |  |  |  | 0 | 0 | 0 | 0 | 0 | 0 | 0 | 0 | 0 | 0 |  |  |  |  | 0 | 0 | 0 | 0 | 0 | 0
PG&E Greater Bay Study Area | Pittsburg | 230 | 0 | 0 | 0 | 0 |  |  |  |  | 0 | 0 | 0 | 200 | 0 | 0 | 0 | 0 | 0 | 0 |  |  |  |  | 0 | 0 | 0 | 0 | 0 | 0 | 0 | 0 | 0 | 0 |  |  |  |  | 0 | 0 | 0 | 0 | 0 | 0
PG&E Greater Bay Study Area | Pittsburg | 115 | 0 | 0 | 0 | 0 |  |  |  |  | 0 | 0 | 0 | 0 | 0 | 0 | 0 | 0 | 0 | 0 |  |  |  |  | 0 | 0 | 0 | 0 | 0 | 0 | 0 | 0 | 0 | 0 |  |  |  |  | 0 | 0 | 0 | 0 | 0 | 0
PG&E North of Greater Bay Study Area | Placerville | 115 | 0 | 0 | 0 | 0 |  |  |  |  | 0 | 0 | 0 | 0 | 0 | 0 | 0 | 0 | 0 | 0 |  |  |  |  | 0 | 0 | 0 | 0 | 0 | 0 | 0 | 0 | 0 | 0 |  |  |  |  | 0 | 0 | 0 | 0 | 0 | 0
PG&E North of Greater Bay Study Area | Pleasant Grove | 115 | 0 | 0 | 0 | 0 |  |  |  |  | 0 | 0 | 0 | 0 | 0 | 0 | 0 | 0 | 0 | 0 |  |  |  |  | 0 | 0 | 0 | 0 | 0 | 0 | 0 | 0 | 0 | 0 |  |  |  |  | 0 | 0 | 0 | 0 | 0 | 0
PG&E North of Greater Bay Study Area | POE | 230 | 0 | 0 | 0 | 0 |  |  |  |  | 0 | 0 | 0 | 0 | 0 | 0 | 0 | 0 | 0 | 0 |  |  |  |  | 0 | 0 | 0 | 0 | 0 | 0 | 0 | 0 | 0 | 0 |  |  |  |  | 0 | 0 | 0 | 0 | 0 | 0
SDG&E Study Area | Point Loma | 69 | 0 | 0 | 0 | 0 |  |  |  |  | 0 | 0 | 0 | 0 | 0 | 0 | 0 | 0 | 0 | 0 |  |  |  |  | 0 | 0 | 0 | 0 | 0 | 0 | 0 | 0 | 0 | 0 |  |  |  |  | 0 | 0 | 0 | 0 | 0 | 0
SDG&E Study Area | Pomerado | 69 | 0 | 0 | 0 | 0 |  |  |  |  | 0 | 0 | 0 | 0 | 0 | 0 | 0 | 0 | 0 | 0 |  |  |  |  | 0 | 0 | 0 | 100 | 0 | 0 | 0 | 0 | 0 | 0 |  |  |  |  | 0 | 0 | 0 | 0 | 0 | 0
PG&E Kern Study Area | Poso Mountain | 115 | 0 | 0 | 0 | 0 |  |  |  |  | 0 | 0 | 0 | 0 | 0 | 0 | 0 | 0 | 0 | 0 |  |  |  |  | 0 | 0 | 0 | 0 | 0 | 0 | 0 | 0 | 0 | 0 |  |  |  |  | 0 | 0 | 0 | 0 | 0 | 0
East of Pisgah Study Area | Primm | 230 | 0 | 0 | 0 | 0 |  |  |  |  | 0 | 0 | 0 | 0 | 0 | 0 | 0 | 0 | 0 | 0 |  |  |  |  | 0 | 0 | 0 | 200 | 0 | 0 | 0 | 0 | 0 | 0 |  |  |  |  | 0 | 0 | 0 | 0 | 0 | 0
PG&E North of Greater Bay Study Area | Putah Creek | 115 | 0 | 0 | 0 | 0 |  |  |  |  | 0 | 0 | 0 | 0 | 0 | 0 | 0 | 0 | 0 | 0 |  |  |  |  | 0 | 0 | 3 | 3 | 0 | 0 | 0 | 0 | 0 | 0 |  |  |  |  | 0 | 0 | 0 | 0 | 0 | 0
SDG&E Study Area | Q1806 Switchyard | 138 | 0 | 0 | 0 | 0 |  |  |  |  | 0 | 0 | 0 | 0 | 0 | 0 | 0 | 0 | 0 | 0 |  |  |  |  | 0 | 0 | 0 | 0 | 0 | 0 | 0 | 0 | 0 | 0 |  |  |  |  | 0 | 0 | 0 | 0 | 0 | 0
PG&E Fresno Study Area | Quinto | 230 | 0 | 0 | 0 | 0 |  |  |  |  | 0 | 0 | 0 | 0 | 0 | 0 | 0 | 0 | 0 | 0 |  |  |  |  | 0 | 0 | 0 | 0 | 0 | 0 | 0 | 0 | 0 | 0 |  |  |  |  | 0 | 0 | 0 | 0 | 0 | 0
PG&E Greater Bay Study Area | Race Track | 115 | 0 | 0 | 0 | 0 |  |  |  |  | 0 | 0 | 0 | 0 | 0 | 0 | 0 | 0 | 0 | 0 |  |  |  |  | 0 | 0 | 0 | 0 | 0 | 0 | 0 | 0 | 0 | 0 |  |  |  |  | 0 | 0 | 0 | 0 | 0 | 0
SDG&E Study Area | Rancho Mission Viejo | 138 | 0 | 0 | 0 | 0 |  |  |  |  | 0 | 0 | 0 | 0 | 0 | 0 | 0 | 0 | 0 | 0 |  |  |  |  | 0 | 0 | 0 | 0 | 0 | 0 | 0 | 0 | 0 | 0 |  |  |  |  | 0 | 0 | 0 | 0 | 0 | 0
PG&E North of Greater Bay Study Area | New Sub - Rancho Seco - Bellota (Proposed) | 230 | 0 | 0 | 0 | 0 |  |  |  |  | 0 | 0 | 0 | 0 | 0 | 0 | 0 | 0 | 0 | 0 |  |  |  |  | 0 | 0 | 0 | 0 | 0 | 0 | 0 | 0 | 0 | 0 |  |  |  |  | 0 | 0 | 0 | 0 | 0 | 0
SCE Metro Study Area | Rancho Vista | 500 | 0 | 0 | 0 | 0 |  |  |  |  | 0 | 0 | 0 | 0 | 0 | 0 | 0 | 0 | 0 | 0 |  |  |  |  | 0 | 0 | 0 | 0 | 0 | 0 | 0 | 0 | 0 | 0 |  |  |  |  | 0 | 0 | 0 | 0 | 0 | 0
SCE Metro Study Area | Rancho Vista | 230 | 0 | 0 | 0 | 0 |  |  |  |  | 0 | 0 | 0 | 0 | 0 | 0 | 0 | 0 | 0 | 0 |  |  |  |  | 0 | 0 | 0 | 0 | 0 | 0 | 0 | 0 | 0 | 0 |  |  |  |  | 0 | 0 | 0 | 0 | 0 | 0
SCE North of Lugo Study Area | Ransburg | 115 | 0 | 0 | 0 | 0 |  |  |  |  | 0 | 0 | 0 | 0 | 0 | 0 | 0 | 0 | 0 | 0 |  |  |  |  | 0 | 0 | 0 | 0 | 0 | 0 | 0 | 0 | 0 | 0 |  |  |  |  | 0 | 0 | 0 | 0 | 0 | 0
SCE Northern Area | Rector | 230 | 0 | 0 | 0 | 0 |  |  |  |  | 3.5 | 0 | 0 | 0 | 0 | 0 | 0 | 0 | 0 | 0 |  |  |  |  | 3 | 0 | 0 | 0 | 0 | 0 | 0 | 0 | 0 | 0 |  |  |  |  | 0 | 0 | 0 | 0 | 0 | 0
SCE Eastern Study Area | Red Bluff | 500 | 0 | 0 | 0 | 0 |  |  |  |  | 0 | 0 | 250 | 125 | 0 | 0 | 0 | 0 | 0 | 0 |  |  |  |  | 0 | 0 | 250 | 375 | 0 | 0 | 0 | 0 | 0 | 0 |  |  |  |  | 0 | 0 | 0 | 0 | 0 | 0
SCE Eastern Study Area | Red Bluff | 230 | 0 | 0 | 0 | 0 |  |  |  |  | 0 | 250 | 0 | 280 | 0 | 0 | 0 | 0 | 0 | 0 |  |  |  |  | 0 | 100 | 363.5 | 416 | 0 | 0 | 0 | 0 | 0 | 0 |  |  |  |  | 0 | 0 | 0 | 0 | 0 | 0
SCE Metro Study Area | Redondo | 230 | 0 | 0 | 0 | 0 |  |  |  |  | 0 | 0 | 0 | 0 | 0 | 0 | 0 | 0 | 0 | 0 |  |  |  |  | 0 | 0 | 0 | 0 | 0 | 0 | 0 | 0 | 0 | 0 |  |  |  |  | 0 | 0 | 0 | 0 | 0 | 0
PG&E Kern Study Area | Renfro | 115 | 0 | 0 | 0 | 0 |  |  |  |  | 0 | 0 | 0 | 0 | 0 | 0 | 0 | 0 | 0 | 0 |  |  |  |  | 0 | 0 | 0 | 0 | 0 | 0 | 0 | 0 | 0 | 0 |  |  |  |  | 0 | 0 | 0 | 0 | 0 | 0
PG&E Greater Bay Study Area | Richmond | 115 | 0 | 0 | 0 | 0 |  |  |  |  | 0 | 0 | 0 | 0 | 0 | 0 | 0 | 0 | 0 | 0 |  |  |  |  | 0 | 0 | 0 | 0 | 0 | 0 | 0 | 0 | 0 | 0 |  |  |  |  | 0 | 0 | 0 | 0 | 0 | 0
PG&E North of Greater Bay Study Area | Rincon | 115 | 0 | 0 | 0 | 0 |  |  |  |  | 0 | 0 | 0 | 0 | 0 | 0 | 0 | 0 | 0 | 0 |  |  |  |  | 0 | 0 | 0 | 0 | 0 | 0 | 0 | 0 | 0 | 0 |  |  |  |  | 0 | 0 | 0 | 0 | 0 | 0
PG&E Kern Study Area | Rio Bravo | 115 | 0 | 0 | 0 | 0 |  |  |  |  | 0 | 0 | 0 | 0 | 0 | 0 | 0 | 0 | 0 | 0 |  |  |  |  | 0 | 0 | 0 | 0 | 0 | 0 | 0 | 0 | 0 | 0 |  |  |  |  | 0 | 0 | 0 | 0 | 0 | 0
SCE Metro Study Area | Rio Hondo | 230 | 0 | 0 | 0 | 0 |  |  |  |  | 0 | 0 | 0 | 0 | 0 | 0 | 0 | 0 | 0 | 0 |  |  |  |  | 0 | 0 | 0 | 0 | 0 | 0 | 0 | 0 | 0 | 0 |  |  |  |  | 0 | 0 | 0 | 0 | 0 | 0
PG&E North of Greater Bay Study Area | Rio Oso | 230 | 0 | 0 | 0 | 0 |  |  |  |  | 0 | 0 | 0 | 0 | 0 | 0 | 0 | 0 | 0 | 0 |  |  |  |  | 0 | 0 | 0 | 0 | 0 | 0 | 0 | 0 | 0 | 0 |  |  |  |  | 0 | 0 | 0 | 0 | 0 | 0
PG&E North of Greater Bay Study Area | Rio Oso | 115 | 0 | 0 | 0 | 0 |  |  |  |  | 0 | 0 | 0 | 0 | 0 | 0 | 0 | 0 | 0 | 0 |  |  |  |  | 0 | 0 | 0 | 0 | 0 | 0 | 0 | 0 | 0 | 0 |  |  |  |  | 0 | 0 | 0 | 0 | 0 | 0
PG&E Greater Bay Study Area | Ripon | 115 | 0 | 0 | 0 | 0 |  |  |  |  | 0 | 0 | 0 | 0 | 0 | 0 | 0 | 0 | 0 | 0 |  |  |  |  | 0 | 0 | 0 | 0 | 0 | 0 | 0 | 0 | 0 | 0 |  |  |  |  | 0 | 0 | 0 | 0 | 0 | 0
PG&E Greater Bay Study Area | Riverbank | 115 | 0 | 0 | 0 | 0 |  |  |  |  | 0 | 0 | 0 | 0 | 0 | 0 | 0 | 0 | 0 | 0 |  |  |  |  | 0 | 0 | 0 | 0 | 0 | 0 | 0 | 0 | 0 | 0 |  |  |  |  | 0 | 0 | 0 | 0 | 0 | 0
SCE North of Lugo Study Area | Roadway | 115 | 0 | 0 | 0 | 0 |  |  |  |  | 3 | 0 | 0 | 0 | 0 | 0 | 0 | 0 | 0 | 0 |  |  |  |  | 0 | 200 | 0 | 100 | 0 | 0 | 0 | 0 | 0 | 0 |  |  |  |  | 0 | 0 | 0 | 0 | 0 | 0
PG&E Greater Bay Study Area | Rossmoor | 230 | 0 | 0 | 0 | 0 |  |  |  |  | 0 | 0 | 0 | 0 | 0 | 0 | 0 | 0 | 0 | 0 |  |  |  |  | 0 | 0 | 0 | 0 | 0 | 0 | 0 | 0 | 0 | 0 |  |  |  |  | 0 | 0 | 0 | 0 | 0 | 0
PG&E North of Greater Bay Study Area | Round Mountain | 500 | 0 | 0 | 0 | 0 |  |  |  |  | 0 | 0 | 0 | 0 | 0 | 0 | 0 | 0 | 0 | 0 |  |  |  |  | 0 | 0 | 0 | 0 | 0 | 0 | 0 | 0 | 0 | 0 |  |  |  |  | 0 | 0 | 0 | 0 | 0 | 0
PG&E North of Greater Bay Study Area | Round Mountain | 230 | 0 | 0 | 0 | 0 |  |  |  |  | 0 | 0 | 0 | 0 | 0 | 0 | 0 | 0 | 0 | 0 |  |  |  |  | 0 | 0 | 0 | 0 | 0 | 0 | 0 | 0 | 0 | 0 |  |  |  |  | 0 | 0 | 0 | 0 | 0 | 0
PG&E Greater Bay Study Area | Salado | 115 | 0 | 0 | 0 | 0 |  |  |  |  | 0 | 0 | 0 | 0 | 0 | 0 | 0 | 0 | 0 | 0 |  |  |  |  | 0 | 0 | 0 | 0 | 0 | 0 | 0 | 0 | 0 | 0 |  |  |  |  | 0 | 0 | 0 | 0 | 0 | 0
SDG&E Study Area | Salt Creek | 69 | 0 | 0 | 0 | 0 |  |  |  |  | 0 | 0 | 0 | 0 | 0 | 0 | 0 | 0 | 0 | 0 |  |  |  |  | 0 | 0 | 0 | 0 | 0 | 0 | 0 | 0 | 0 | 0 |  |  |  |  | 0 | 0 | 0 | 0 | 0 | 0
SCE Eastern Study Area | San Bernardino | 230 | 0 | 0 | 0 | 0 |  |  |  |  | 0 | 0 | 0 | 0 | 0 | 0 | 0 | 0 | 0 | 0 |  |  |  |  | 0 | 0 | 0 | 0 | 0 | 0 | 0 | 0 | 0 | 0 |  |  |  |  | 0 | 0 | 0 | 0 | 0 | 0
PG&E Greater Bay Study Area | San Jose B | 115 | 0 | 0 | 0 | 0 |  |  |  |  | 0 | 0 | 0 | 0 | 0 | 0 | 0 | 0 | 0 | 0 |  |  |  |  | 0 | 0 | 0 | 0 | 0 | 0 | 0 | 0 | 0 | 0 |  |  |  |  | 0 | 0 | 0 | 0 | 0 | 0
PG&E Greater Bay Study Area | San Leandro | 115 | 0 | 0 | 0 | 0 |  |  |  |  | 0 | 0 | 0 | 0 | 0 | 0 | 0 | 0 | 0 | 0 |  |  |  |  | 0 | 0 | 0 | 0 | 0 | 0 | 0 | 0 | 0 | 0 |  |  |  |  | 0 | 0 | 0 | 0 | 0 | 0
PG&E Kern Study Area | San Luis Obispo | 115 | 0 | 0 | 0 | 0 |  |  |  |  | 0 | 0 | 0 | 0 | 0 | 0 | 0 | 0 | 0 | 0 |  |  |  |  | 0 | 0 | 0 | 0 | 0 | 0 | 0 | 0 | 0 | 0 |  |  |  |  | 0 | 0 | 0 | 0 | 0 | 0
SDG&E Study Area | San Luis Rey | 230 | 0 | 0 | 0 | 0 |  |  |  |  | 0 | 0 | 0 | 0 | 0 | 0 | 0 | 0 | 0 | 0 |  |  |  |  | 0 | 0 | 0 | 20 | 0 | 0 | 0 | 0 | 0 | 0 |  |  |  |  | 0 | 0 | 0 | 0 | 0 | 0
SDG&E Study Area | San Onfre | 230 | 0 | 0 | 0 | 0 |  |  |  |  | 0 | 0 | 0 | 0 | 0 | 0 | 0 | 0 | 0 | 0 |  |  |  |  | 0 | 0 | 0 | 0 | 0 | 0 | 0 | 0 | 0 | 0 |  |  |  |  | 0 | 0 | 0 | 0 | 0 | 0
PG&E Greater Bay Study Area | San Pablo Sub | 115 | 0 | 0 | 0 | 0 |  |  |  |  | 0 | 0 | 0 | 0 | 0 | 0 | 0 | 0 | 0 | 0 |  |  |  |  | 0 | 0 | 0 | 0 | 0 | 0 | 0 | 0 | 0 | 0 |  |  |  |  | 0 | 0 | 0 | 0 | 0 | 0
PG&E Greater Bay Study Area | San Ramon | 230 | 0 | 0 | 0 | 0 |  |  |  |  | 0 | 0 | 0 | 0 | 0 | 0 | 0 | 0 | 0 | 0 |  |  |  |  | 0 | 0 | 0 | 0 | 0 | 0 | 0 | 0 | 0 | 0 |  |  |  |  | 0 | 0 | 0 | 0 | 0 | 0
SCE North of Lugo Study Area | Sandlot | 230 | 0 | 0 | 0 | 0 |  |  |  |  | 0 | 0 | 0 | 0 | 0 | 0 | 0 | 0 | 0 | 0 |  |  |  |  | 0 | 0 | 0 | 0 | 0 | 0 | 0 | 0 | 0 | 0 |  |  |  |  | 0 | 0 | 0 | 0 | 0 | 0
East of Pisgah Study Area | Sandy | 138 | 0 | 0 | 0 | 0 |  |  |  |  | 0 | 0 | 0 | 0 | 0 | 0 | 0 | 0 | 0 | 0 |  |  |  |  | 0 | 0 | 0 | 0 | 0 | 0 | 0 | 0 | 0 | 0 |  |  |  |  | 0 | 0 | 0 | 0 | 0 | 0
PG&E Fresno Study Area | Sanger | 115 | 0 | 0 | 0 | 0 |  |  |  |  | 0 | 0 | 0 | 0 | 0 | 0 | 0 | 3 | 0 | 0 |  |  |  |  | 0 | 0 | 0 | 0 | 0 | 0 | 0 | 0 | 0 | 0 |  |  |  |  | 0 | 0 | 0 | 0 | 0 | 0
SCE Northern Area | Santa Clara | 230 | 0 | 0 | 0 | 0 |  |  |  |  | 0 | 0 | 0 | 30 | 0 | 0 | 0 | 0 | 0 | 0 |  |  |  |  | 0 | 0 | 0 | 15 | 0 | 0 | 0 | 0 | 0 | 0 |  |  |  |  | 0 | 0 | 0 | 0 | 0 | 0
PG&E North of Greater Bay Study Area | Santa Rosa | 115 | 0 | 0 | 0 | 0 |  |  |  |  | 0 | 0 | 0 | 0 | 0 | 0 | 0 | 0 | 0 | 0 |  |  |  |  | 0 | 0 | 0 | 0 | 0 | 0 | 0 | 0 | 0 | 0 |  |  |  |  | 0 | 0 | 0 | 0 | 0 | 0
PG&E Greater Bay Study Area | Santa Teresa | 115 | 0 | 0 | 0 | 0 |  |  |  |  | 0 | 0 | 0 | 0 | 0 | 0 | 0 | 0 | 0 | 0 |  |  |  |  | 0 | 0 | 0 | 0 | 0 | 0 | 0 | 0 | 0 | 0 |  |  |  |  | 0 | 0 | 0 | 0 | 0 | 0
SDG&E Study Area | Santee | 138 | 0 | 0 | 0 | 0 |  |  |  |  | 0 | 0 | 0 | 0 | 0 | 0 | 0 | 0 | 0 | 0 |  |  |  |  | 0 | 0 | 0 | 0 | 0 | 0 | 0 | 0 | 0 | 0 |  |  |  |  | 0 | 0 | 0 | 0 | 0 | 0
SCE Metro Study Area | Santiago | 230 | 0 | 0 | 0 | 0 |  |  |  |  | 0 | 0 | 0 | 0 | 0 | 0 | 0 | 0 | 0 | 0 |  |  |  |  | 0 | 0 | 0 | 0 | 0 | 0 | 0 | 0 | 0 | 0 |  |  |  |  | 0 | 0 | 0 | 0 | 0 | 0
PG&E Greater Bay Study Area | Saratoga | 230 | 0 | 0 | 0 | 0 |  |  |  |  | 0 | 0 | 0 | 0 | 0 | 0 | 0 | 0 | 0 | 0 |  |  |  |  | 0 | 0 | 0 | 0 | 0 | 0 | 0 | 0 | 0 | 0 |  |  |  |  | 0 | 0 | 0 | 0 | 0 | 0
SCE Northern Area | Saugus | 230 | 0 | 0 | 0 | 0 |  |  |  |  | 0 | 0 | 0 | 0 | 0 | 0 | 0 | 0 | 0 | 0 |  |  |  |  | 0 | 0 | 0 | 0 | 0 | 0 | 0 | 0 | 0 | 0 |  |  |  |  | 0 | 0 | 0 | 0 | 0 | 0
PG&E Fresno Study Area | Schindler | 115 | 0 | 0 | 0 | 0 |  |  |  |  | 0 | 0 | 0 | 0 | 0 | 0 | 0 | 0 | 0 | 0 |  |  |  |  | 0 | 0 | 0 | 0 | 0 | 0 | 0 | 0 | 0 | 0 |  |  |  |  | 0 | 0 | 0 | 0 | 0 | 0
PG&E Greater Bay Study Area | Schulte | 115 | 0 | 0 | 0 | 0 |  |  |  |  | 0 | 0 | 0 | 0 | 0 | 0 | 0 | 0 | 0 | 0 |  |  |  |  | 0 | 0 | 0 | 0 | 0 | 0 | 0 | 0 | 0 | 0 |  |  |  |  | 0 | 0 | 0 | 0 | 0 | 0
PG&E Kern Study Area | Semitropic | 115 | 0 | 0 | 0 | 0 |  |  |  |  | 0 | 0 | 0 | 0 | 0 | 0 | 0 | 0 | 0 | 0 |  |  |  |  | 4.66 | 0 | 0 | 0 | 0 | 0 | 0 | 0 | 0 | 0 |  |  |  |  | 0 | 0 | 0 | 0 | 0 | 0
SCE Metro Study Area | Serrano | 500 | 0 | 0 | 0 | 0 |  |  |  |  | 0 | 0 | 0 | 0 | 0 | 0 | 0 | 0 | 0 | 0 |  |  |  |  | 0 | 0 | 0 | 0 | 0 | 0 | 0 | 0 | 0 | 0 |  |  |  |  | 0 | 0 | 0 | 0 | 0 | 0
SCE Metro Study Area | Serrano | 230 | 0 | 0 | 0 | 0 |  |  |  |  | 0 | 0 | 0 | 0 | 0 | 0 | 0 | 0 | 0 | 0 |  |  |  |  | 0 | 0 | 0 | 0 | 0 | 0 | 0 | 0 | 0 | 0 |  |  |  |  | 0 | 0 | 0 | 0 | 0 | 0
SDG&E Study Area | Shadowridge | 138 | 0 | 0 | 0 | 0 |  |  |  |  | 0 | 0 | 0 | 0 | 0 | 0 | 0 | 0 | 0 | 0 |  |  |  |  | 0 | 0 | 0 | 0 | 0 | 0 | 0 | 0 | 0 | 0 |  |  |  |  | 0 | 0 | 0 | 0 | 0 | 0
PG&E Kern Study Area | Shafter | 115 | 0 | 0 | 0 | 0 |  |  |  |  | 0 | 0 | 0 | 0 | 0 | 0 | 0 | 0 | 0 | 0 |  |  |  |  | 2.25 | 0 | 0 | 0 | 0 | 0 | 0 | 0 | 0 | 0 |  |  |  |  | 0 | 0 | 0 | 0 | 0 | 0
PG&E North of Greater Bay Study Area | Shiloh II | 230 | 0 | 0 | 0 | 0 |  |  |  |  | 0 | 0 | 0 | 0 | 0 | 0 | 0 | 0 | 0 | 0 |  |  |  |  | 0 | 0 | 0 | 0 | 0 | 0 | 0 | 0 | 0 | 0 |  |  |  |  | 0 | 0 | 0 | 0 | 0 | 0
PG&E North of Greater Bay Study Area | Silverado | 115 | 0 | 0 | 0 | 0 |  |  |  |  | 0 | 0 | 0 | 0 | 0 | 0 | 0 | 0 | 0 | 0 |  |  |  |  | 0 | 0 | 0 | 0 | 0 | 0 | 0 | 0 | 0 | 0 |  |  |  |  | 0 | 0 | 0 | 0 | 0 | 0
SDG&E Study Area | Silvergate | 230 | 0 | 0 | 0 | 0 |  |  |  |  | 0 | 0 | 0 | 100 | 0 | 0 | 0 | 0 | 0 | 0 |  |  |  |  | 0 | 0 | 0 | 100 | 0 | 0 | 0 | 0 | 0 | 0 |  |  |  |  | 0 | 0 | 0 | 0 | 0 | 0
PG&E Kern Study Area | Sisquoc | 115 | 0 | 0 | 0 | 0 |  |  |  |  | 0 | 0 | 0 | 0 | 0 | 0 | 0 | 0 | 0 | 0 |  |  |  |  | 0 | 0 | 0 | 0 | 0 | 0 | 0 | 0 | 0 | 0 |  |  |  |  | 0 | 0 | 0 | 0 | 0 | 0
East of Pisgah Study Area | Sloan Canyon | 230 | 0 | 0 | 0 | 0 |  |  |  |  | 0 | 0 | 0 | 0 | 0 | 0 | 0 | 0 | 0 | 0 |  |  |  |  | 0 | 0 | 0 | 0 | 0 | 0 | 0 | 0 | 0 | 0 |  |  |  |  | 0 | 0 | 0 | 0 | 0 | 0
PG&E Kern Study Area | Smyrna | 115 | 0 | 0 | 0 | 0 |  |  |  |  | 0 | 0 | 0 | 0 | 0 | 0 | 0 | 0 | 0 | 0 |  |  |  |  | 0 | 0 | 0 | 0 | 0 | 0 | 0 | 0 | 0 | 0 |  |  |  |  | 0 | 0 | 0 | 0 | 0 | 0
PG&E Greater Bay Study Area | Sobrante | 115 | 0 | 0 | 0 | 0 |  |  |  |  | 0 | 0 | 0 | 0 | 0 | 0 | 0 | 0 | 0 | 0 |  |  |  |  | 0 | 0 | 0 | 0 | 0 | 0 | 0 | 0 | 0 | 0 |  |  |  |  | 0 | 0 | 0 | 0 | 0 | 0
PG&E Kern Study Area | Solar SS | 230 | 0 | 0 | 0 | 0 |  |  |  |  | 0 | 0 | 0 | 0 | 0 | 0 | 0 | 0 | 0 | 0 |  |  |  |  | 0 | 0 | 0 | 0 | 0 | 0 | 0 | 0 | 0 | 0 |  |  |  |  | 0 | 0 | 0 | 0 | 0 | 0
SCE Northern Area | Springville | 230 | 0 | 0 | 0 | 0 |  |  |  |  | 11 | 0 | 0 | 0 | 0 | 0 | 0 | 0 | 0 | 0 |  |  |  |  | 0 | 0 | 0 | 225 | 0 | 0 | 0 | 0 | 0 | 0 |  |  |  |  | 0 | 0 | 0 | 0 | 0 | 0
PG&E Greater Bay Study Area | Stagg | 230 | 0 | 0 | 0 | 0 |  |  |  |  | 0 | 0 | 0 | 0 | 0 | 0 | 0 | 0 | 0 | 0 |  |  |  |  | 0 | 0 | 0 | 0 | 0 | 0 | 0 | 0 | 0 | 0 |  |  |  |  | 0 | 0 | 0 | 0 | 0 | 0
PG&E Greater Bay Study Area | Std Oil | 115 | 0 | 0 | 0 | 0 |  |  |  |  | 0 | 0 | 0 | 0 | 0 | 0 | 0 | 0 | 0 | 0 |  |  |  |  | 0 | 0 | 0 | 0 | 0 | 0 | 0 | 0 | 0 | 0 |  |  |  |  | 0 | 0 | 0 | 0 | 0 | 0
PG&E Kern Study Area | Stockdale | 230 | 0 | 0 | 0 | 0 |  |  |  |  | 0 | 0 | 0 | 0 | 0 | 0 | 0 | 0 | 0 | 0 |  |  |  |  | 0 | 0 | 0 | 0 | 0 | 0 | 0 | 0 | 0 | 0 |  |  |  |  | 0 | 0 | 0 | 0 | 0 | 0
PG&E Kern Study Area | Stockdale | 115 | 0 | 0 | 0 | 0 |  |  |  |  | 0 | 0 | 0 | 0 | 0 | 0 | 0 | 0 | 0 | 0 |  |  |  |  | 0 | 0 | 0 | 0 | 0 | 0 | 0 | 0 | 0 | 0 |  |  |  |  | 0 | 0 | 0 | 0 | 0 | 0
PG&E Fresno Study Area | Storey | 230 | 0 | 0 | 0 | 0 |  |  |  |  | 0 | 0 | 0 | 0 | 0 | 0 | 0 | 0 | 0 | 0 |  |  |  |  | 0 | 0 | 0 | 0 | 0 | 0 | 0 | 0 | 0 | 0 |  |  |  |  | 0 | 0 | 0 | 0 | 0 | 0
PG&E North of Greater Bay Study Area | Summit | 115 | 40 | 0 | 0 | 0 |  |  |  |  | 0 | 0 | 0 | 0 | 0 | 0 | 0 | 0 | 0 | 0 |  |  |  |  | 0 | 0 | 0 | 0 | 0 | 0 | 0 | 0 | 0 | 0 |  |  |  |  | 0 | 0 | 0 | 0 | 0 | 0
SDG&E Study Area | Suncrest | 500 | 0 | 0 | 0 | 0 |  |  |  |  | 0 | 0 | 0 | 0 | 0 | 0 | 0 | 0 | 0 | 0 |  |  |  |  | 0 | 0 | 0 | 0 | 0 | 0 | 0 | 0 | 0 | 0 |  |  |  |  | 0 | 0 | 0 | 0 | 0 | 0
SDG&E Study Area | Suncrest | 230 | 0 | 0 | 0 | 0 |  |  |  |  | 0 | 0 | 0 | 0 | 0 | 0 | 0 | 0 | 0 | 0 |  |  |  |  | 0 | 0 | 0 | 0 | 0 | 0 | 0 | 0 | 0 | 0 |  |  |  |  | 0 | 0 | 0 | 0 | 0 | 0
SDG&E Study Area | New Sub - Suncrest - Ocotillo (Proposed) | 500 | 0 | 0 | 0 | 0 |  |  |  |  | 0 | 0 | 0 | 0 | 0 | 0 | 0 | 0 | 0 | 0 |  |  |  |  | 0 | 0 | 0 | 0 | 0 | 0 | 0 | 0 | 0 | 0 |  |  |  |  | 0 | 0 | 0 | 0 | 0 | 0
PG&E Kern Study Area | Sunset | 230 | 0 | 0 | 0 | 0 |  |  |  |  | 0 | 0 | 0 | 0 | 0 | 0 | 0 | 0 | 0 | 0 |  |  |  |  | 0 | 0 | 0 | 0 | 0 | 0 | 0 | 0 | 0 | 0 |  |  |  |  | 0 | 0 | 0 | 0 | 0 | 0
PG&E Kern Study Area | Surf | 115 | 0 | 0 | 0 | 0 |  |  |  |  | 0 | 0 | 0 | 0 | 0 | 0 | 0 | 0 | 0 | 0 |  |  |  |  | 0 | 0 | 0 | 0 | 0 | 0 | 0 | 0 | 0 | 0 |  |  |  |  | 0 | 0 | 0 | 0 | 0 | 0
SDG&E Study Area | Sycamore Canyon | 230 | 0 | 0 | 0 | 0 |  |  |  |  | 0 | 0 | 0 | 0 | 0 | 0 | 0 | 0 | 0 | 0 |  |  |  |  | 0 | 0 | 0 | 0 | 0 | 0 | 0 | 0 | 0 | 0 |  |  |  |  | 0 | 0 | 0 | 0 | 0 | 0
SDG&E Study Area | Sycamore Canyon | 138 | 0 | 0 | 0 | 0 |  |  |  |  | 0 | 0 | 0 | 300 | 0 | 0 | 0 | 0 | 0 | 0 |  |  |  |  | 0 | 0 | 0 | 0 | 0 | 0 | 0 | 0 | 0 | 0 |  |  |  |  | 0 | 0 | 0 | 0 | 0 | 0
SCE Metro Study Area | Sylmar | 230 | 0 | 0 | 0 | 0 |  |  |  |  | 0 | 0 | 0 | 0 | 0 | 0 | 0 | 0 | 0 | 0 |  |  |  |  | 0 | 0 | 0 | 0 | 0 | 0 | 0 | 0 | 0 | 0 |  |  |  |  | 0 | 0 | 0 | 0 | 0 | 0
PG&E North of Greater Bay Study Area | Table Mountain | 500 | 0 | 0 | 0 | 0 |  |  |  |  | 0 | 0 | 0 | 0 | 0 | 0 | 0 | 0 | 0 | 0 |  |  |  |  | 0 | 0 | 0 | 0 | 0 | 0 | 0 | 0 | 0 | 0 |  |  |  |  | 0 | 0 | 0 | 0 | 0 | 0
PG&E North of Greater Bay Study Area | Table Mountain | 230 | 0 | 0 | 0 | 0 |  |  |  |  | 0 | 0 | 0 | 0 | 0 | 0 | 0 | 0 | 0 | 0 |  |  |  |  | 3 | 0 | 0 | 0 | 0 | 0 | 0 | 0 | 0 | 0 |  |  |  |  | 0 | 0 | 0 | 0 | 0 | 0
PG&E Kern Study Area | Taft | 115 | 0 | 0 | 0 | 0 |  |  |  |  | 0 | 0 | 0 | 0 | 0 | 0 | 0 | 0 | 0 | 0 |  |  |  |  | 0 | 0 | 0 | 0 | 0 | 0 | 0 | 0 | 0 | 0 |  |  |  |  | 0 | 0 | 0 | 0 | 0 | 0
SDG&E Study Area | Talega | 230 | 0 | 0 | 0 | 0 |  |  |  |  | 0 | 0 | 0 | 0 | 0 | 0 | 0 | 0 | 0 | 0 |  |  |  |  | 0 | 0 | 0 | 0 | 0 | 0 | 0 | 0 | 0 | 0 |  |  |  |  | 0 | 0 | 0 | 0 | 0 | 0
SDG&E Study Area | Talega | 138 | 0 | 0 | 0 | 0 |  |  |  |  | 0 | 0 | 0 | 0 | 0 | 0 | 0 | 0 | 0 | 0 |  |  |  |  | 0 | 0 | 0 | 0 | 0 | 0 | 0 | 0 | 0 | 0 |  |  |  |  | 0 | 0 | 0 | 0 | 0 | 0
PG&E Greater Bay Study Area | Tassajara | 230 | 0 | 0 | 0 | 0 |  |  |  |  | 0 | 0 | 0 | 0 | 0 | 0 | 0 | 0 | 0 | 0 |  |  |  |  | 0 | 0 | 0 | 0 | 0 | 0 | 0 | 0 | 0 | 0 |  |  |  |  | 0 | 0 | 0 | 0 | 0 | 0
PG&E Kern Study Area | Temblor | 115 | 0 | 0 | 0 | 0 |  |  |  |  | 0 | 0 | 0 | 0 | 0 | 0 | 0 | 0 | 0 | 0 |  |  |  |  | 0 | 0 | 0 | 0 | 0 | 0 | 0 | 0 | 0 | 0 |  |  |  |  | 0 | 0 | 0 | 0 | 0 | 0
PG&E Kern Study Area | Templeton | 230 | 0 | 0 | 0 | 0 |  |  |  |  | 0 | 0 | 0 | 0 | 0 | 0 | 0 | 0 | 0 | 0 |  |  |  |  | 0 | 0 | 0 | 0 | 0 | 0 | 0 | 0 | 0 | 0 |  |  |  |  | 0 | 0 | 0 | 0 | 0 | 0
PG&E Greater Bay Study Area | Tesla | 500 | 0 | 0 | 0 | 0 |  |  |  |  | 0 | 0 | 0 | 0 | 0 | 0 | 0 | 0 | 0 | 0 |  |  |  |  | 0 | 0 | 0 | 0 | 0 | 0 | 0 | 0 | 0 | 0 |  |  |  |  | 0 | 0 | 0 | 0 | 0 | 0
PG&E Greater Bay Study Area | Tesla | 230 | 0 | 0 | 0 | 0 |  |  |  |  | 0 | 0 | 0 | 400 | 0 | 0 | 0 | 0 | 0 | 0 |  |  |  |  | 0 | 0 | 0 | 0 | 0 | 0 | 0 | 0 | 0 | 0 |  |  |  |  | 0 | 0 | 0 | 0 | 0 | 0
PG&E Greater Bay Study Area | Tesla | 115 | 0 | 0 | 0 | 0 |  |  |  |  | 0 | 0 | 0 | 0 | 0 | 0 | 0 | 0 | 0 | 0 |  |  |  |  | 0 | 0 | 0 | 0 | 0 | 0 | 0 | 0 | 0 | 0 |  |  |  |  | 0 | 0 | 0 | 0 | 0 | 0
PG&E Kern Study Area | Tevis | 115 | 0 | 0 | 0 | 0 |  |  |  |  | 0 | 0 | 0 | 0 | 0 | 0 | 0 | 0 | 0 | 0 |  |  |  |  | 0 | 0 | 0 | 0 | 0 | 0 | 0 | 0 | 0 | 0 |  |  |  |  | 0 | 0 | 0 | 0 | 0 | 0
East of Pisgah Study Area | Thousandaire | 138 | 0 | 0 | 0 | 0 |  |  |  |  | 0 | 0 | 0 | 0 | 0 | 0 | 0 | 0 | 0 | 0 |  |  |  |  | 0 | 0 | 0 | 0 | 0 | 0 | 0 | 0 | 0 | 0 |  |  |  |  | 0 | 0 | 0 | 0 | 0 | 0
SCE North of Lugo Study Area | Tortilla | 115 | 0 | 0 | 0 | 0 |  |  |  |  | 0 | 0 | 0 | 0 | 0 | 0 | 0 | 0 | 0 | 0 |  |  |  |  | 3 | 0 | 0 | 0 | 0 | 0 | 0 | 0 | 0 | 0 |  |  |  |  | 0 | 0 | 0 | 0 | 0 | 0
SDG&E Study Area | Trabuco | 138 | 0 | 0 | 0 | 0 |  |  |  |  | 0 | 0 | 0 | 0 | 0 | 0 | 0 | 0 | 0 | 0 |  |  |  |  | 0 | 0 | 0 | 0 | 0 | 0 | 0 | 0 | 0 | 0 |  |  |  |  | 0 | 0 | 0 | 0 | 0 | 0
PG&E Greater Bay Study Area | Tracy | 500 | 0 | 0 | 0 | 0 |  |  |  |  | 0 | 0 | 0 | 0 | 0 | 0 | 0 | 0 | 0 | 0 |  |  |  |  | 0 | 0 | 0 | 0 | 0 | 0 | 0 | 0 | 0 | 0 |  |  |  |  | 0 | 0 | 0 | 0 | 0 | 0
PG&E Greater Bay Study Area | Tracy | 230 | 0 | 0 | 44.8 | 0 |  |  |  |  | 5 | 0 | 0 | 0 | 0 | 0 | 0 | 5 | 0 | 0 |  |  |  |  | 0 | 0 | 0 | 0 | 0 | 0 | 0 | 0 | 0 | 0 |  |  |  |  | 0 | 0 | 0 | 0 | 0 | 0
PG&E Fresno Study Area | Tranquility | 230 | 0 | 0 | 0 | 0 |  |  |  |  | 0 | 200 | 0 | 40 | 0 | 0 | 0 | 0 | 0 | 0 |  |  |  |  | 0 | 360 | 40 | 502.5 | 0 | 0 | 0 | 0 | 0 | 0 |  |  |  |  | 0 | 0 | 0 | 0 | 0 | 0
East of Pisgah Study Area | Trout Canyon | 230 | 0 | 0 | 0 | 0 |  |  |  |  | 0 | 125 | 0 | 65 | 0 | 0 | 0 | 0 | 0 | 0 |  |  |  |  | 0 | 125 | 35 | 145 | 0 | 0 | 0 | 0 | 0 | 0 |  |  |  |  | 0 | 0 | 0 | 0 | 0 | 0
PG&E North of Greater Bay Study Area | Tulucay | 230 | 0 | 0 | 0 | 0 |  |  |  |  | 0 | 0 | 0 | 0 | 0 | 0 | 0 | 0 | 0 | 0 |  |  |  |  | 0.65 | 0 | 0 | 0 | 0 | 0 | 0 | 0 | 0 | 0 |  |  |  |  | 0 | 0 | 0 | 0 | 0 | 0
PG&E Kern Study Area | Tupman | 115 | 0 | 0 | 0 | 0 |  |  |  |  | 0 | 0 | 0 | 0 | 0 | 0 | 0 | 0 | 0 | 0 |  |  |  |  | 0 | 0 | 0 | 0 | 0 | 0 | 0 | 0 | 0 | 0 |  |  |  |  | 0 | 0 | 0 | 0 | 0 | 0
PG&E North of Greater Bay Study Area | Ukiah | 115 | 0 | 0 | 0 | 0 |  |  |  |  | 0 | 0 | 0 | 0 | 0 | 0 | 0 | 0 | 0 | 0 |  |  |  |  | 0 | 0 | 0 | 0 | 0 | 0 | 0 | 0 | 0 | 0 |  |  |  |  | 0 | 0 | 0 | 0 | 0 | 0
PG&E North of Greater Bay Study Area | Vaca Dixon | 500 | 0 | 0 | 0 | 0 |  |  |  |  | 0 | 0 | 0 | 0 | 0 | 0 | 0 | 0 | 0 | 0 |  |  |  |  | 0 | 0 | 0 | 0 | 0 | 0 | 0 | 0 | 0 | 0 |  |  |  |  | 0 | 0 | 0 | 0 | 0 | 0
PG&E North of Greater Bay Study Area | Vaca Dixon | 230 | 0 | 0 | 0 | 0 |  |  |  |  | 0 | 0 | 0 | 300 | 0 | 0 | 0 | 0 | 0 | 0 |  |  |  |  | 0 | 0 | 0 | 0 | 0 | 0 | 0 | 0 | 0 | 0 |  |  |  |  | 0 | 0 | 0 | 0 | 0 | 0
PG&E North of Greater Bay Study Area | Vaca Dixon | 115 | 0 | 0 | 0 | 0 |  |  |  |  | 0 | 0 | 0 | 0 | 0 | 0 | 0 | 0 | 0 | 0 |  |  |  |  | 0 | 0 | 0 | 0 | 0 | 0 | 0 | 0 | 0 | 0 |  |  |  |  | 0 | 0 | 0 | 0 | 0 | 0
SCE Eastern Study Area | Valley (SCE) | 500 | 0 | 0 | 0 | 0 |  |  |  |  | 0 | 0 | 0 | 0 | 0 | 0 | 0 | 0 | 0 | 0 |  |  |  |  | 0 | 0 | 0 | 770 | 0 | 0 | 0 | 0 | 0 | 0 |  |  |  |  | 0 | 0 | 0 | 0 | 0 | 0
East of Pisgah Study Area | Valley (VEA) | 138 | 0 | 0 | 0 | 0 |  |  |  |  | 0 | 0 | 0 | 0 | 0 | 0 | 0 | 0 | 0 | 0 |  |  |  |  | 0 | 0 | 0 | 0 | 0 | 0 | 0 | 0 | 0 | 0 |  |  |  |  | 0 | 0 | 0 | 0 | 0 | 0
PG&E Greater Bay Study Area | Valley Home | 115 | 0 | 0 | 0 | 0 |  |  |  |  | 0 | 0 | 0 | 0 | 0 | 0 | 0 | 0 | 0 | 0 |  |  |  |  | 0 | 0 | 0 | 0 | 0 | 0 | 0 | 0 | 0 | 0 |  |  |  |  | 0 | 0 | 0 | 0 | 0 | 0
East of Pisgah Study Area | Valley Switch | 138 | 0 | 0 | 0 | 0 |  |  |  |  | 0 | 0 | 0 | 0 | 0 | 0 | 0 | 0 | 0 | 0 |  |  |  |  | 0 | 0 | 0 | 0 | 0 | 0 | 0 | 0 | 0 | 0 |  |  |  |  | 0 | 0 | 0 | 0 | 0 | 0
PG&E Greater Bay Study Area | Vasona | 230 | 0 | 0 | 0 | 0 |  |  |  |  | 0 | 0 | 0 | 0 | 0 | 0 | 0 | 0 | 0 | 0 |  |  |  |  | 0 | 0 | 0 | 0 | 0 | 0 | 0 | 0 | 0 | 0 |  |  |  |  | 0 | 0 | 0 | 0 | 0 | 0
SCE Northern Area | Vestal | 230 | 0 | 0 | 0 | 0 |  |  |  |  | 0 | 355.8 | 0 | 180 | 0 | 0 | 0 | 0 | 0 | 0 |  |  |  |  | 0 | 0 | 50 | 190 | 0 | 0 | 0 | 0 | 0 | 0 |  |  |  |  | 0 | 0 | 0 | 0 | 0 | 0
SCE North of Lugo Study Area | Victor | 230 | 0 | 0 | 0 | 0 |  |  |  |  | 0 | 0 | 0 | 0 | 0 | 0 | 0 | 0 | 0 | 0 |  |  |  |  | 0 | 0 | 0 | 0 | 0 | 0 | 0 | 0 | 0 | 0 |  |  |  |  | 0 | 0 | 0 | 0 | 0 | 0
SCE North of Lugo Study Area | Victor | 115 | 0 | 0 | 0 | 0 |  |  |  |  | 0 | 0 | 0 | 0 | 0 | 0 | 0 | 0 | 0 | 0 |  |  |  |  | 0 | 0 | 0 | 0 | 0 | 0 | 0 | 0 | 0 | 0 |  |  |  |  | 0 | 0 | 0 | 0 | 0 | 0
| Victorville (LDWP) | 500 | 0 | 0 | 0 | 0 |  |  |  |  | 0 | 0 | 0 | 0 | 0 | 0 | 0 | 0 | 0 | 0 |  |  |  |  | 0 | 0 | 0 | 0 | 0 | 0 | 0 | 0 | 0 | 0 |  |  |  |  | 0 | 0 | 0 | 0 | 0 | 0
SCE Metro Study Area | Viejo | 230 | 0 | 0 | 0 | 0 |  |  |  |  | 0 | 0 | 0 | 0 | 0 | 0 | 0 | 0 | 0 | 0 |  |  |  |  | 0 | 0 | 0 | 0 | 0 | 0 | 0 | 0 | 0 | 0 |  |  |  |  | 0 | 0 | 0 | 0 | 0 | 0
PG&E Greater Bay Study Area | Vierra | 115 | 0 | 0 | 0 | 0 |  |  |  |  | 0 | 0 | 0 | 0 | 0 | 0 | 0 | 0 | 0 | 0 |  |  |  |  | 0 | 0 | 0 | 0 | 0 | 0 | 0 | 0 | 0 | 0 |  |  |  |  | 0 | 0 | 0 | 0 | 0 | 0
SCE Metro Study Area | Villa Park | 230 | 0 | 0 | 0 | 0 |  |  |  |  | 0 | 0 | 0 | 0 | 0 | 0 | 0 | 0 | 0 | 0 |  |  |  |  | 0 | 0 | 0 | 0 | 0 | 0 | 0 | 0 | 0 | 0 |  |  |  |  | 0 | 0 | 0 | 0 | 0 | 0
SCE Northern Area | Vincent | 500 | 0 | 0 | 0 | 0 |  |  |  |  | 0 | 0 | 0 | 0 | 0 | 0 | 0 | 0 | 0 | 0 |  |  |  |  | 0 | 0 | 0 | 0 | 0 | 0 | 0 | 0 | 0 | 0 |  |  |  |  | 0 | 0 | 0 | 0 | 0 | 0
SCE Northern Area | Vincent | 230 | 0 | 0 | 0 | 0 |  |  |  |  | 0 | 0 | 0 | 80 | 0 | 0 | 0 | 0 | 0 | 0 |  |  |  |  | 0 | 0 | 0 | 399 | 0 | 0 | 0 | 0 | 0 | 0 |  |  |  |  | 0 | 0 | 0 | 0 | 0 | 0
PG&E Greater Bay Study Area | Vineyard | 230 | 0 | 0 | 0 | 0 |  |  |  |  | 0 | 0 | 0 | 0 | 0 | 0 | 0 | 0 | 0 | 0 |  |  |  |  | 0 | 0 | 0 | 0 | 0 | 0 | 0 | 0 | 0 | 0 |  |  |  |  | 0 | 0 | 0 | 0 | 0 | 0
SCE Eastern Study Area | Vista (SCE) | 230 | 0 | 0 | 0 | 0 |  |  |  |  | 0 | 0 | 0 | 0 | 0 | 0 | 0 | 2.6 | 0 | 0 |  |  |  |  | 0 | 0 | 0 | 200 | 0 | 0 | 0 | 0 | 0 | 0 |  |  |  |  | 0 | 0 | 0 | 0 | 0 | 0
East of Pisgah Study Area | Vista (VEA) | 138 | 0 | 0 | 0 | 0 |  |  |  |  | 0 | 0 | 0 | 0 | 0 | 0 | 0 | 0 | 0 | 0 |  |  |  |  | 0 | 0 | 0 | 0 | 0 | 0 | 0 | 0 | 0 | 0 |  |  |  |  | 0 | 0 | 0 | 0 | 0 | 0
SCE Metro Study Area | Walnut | 230 | 0 | 0 | 0 | 0 |  |  |  |  | 0 | 0 | 0 | 0 | 0 | 0 | 0 | 0 | 0 | 0 |  |  |  |  | 0 | 0 | 0 | 0 | 0 | 0 | 0 | 0 | 0 | 0 |  |  |  |  | 0 | 0 | 0 | 0 | 0 | 0
SCE Northern Area | Warne | 230 | 0 | 0 | 0 | 0 |  |  |  |  | 0 | 0 | 0 | 0 | 0 | 0 | 0 | 0 | 0 | 0 |  |  |  |  | 0 | 0 | 0 | 0 | 0 | 0 | 0 | 0 | 0 | 0 |  |  |  |  | 0 | 0 | 0 | 0 | 0 | 0
PG&E Fresno Study Area | Warnerville | 230 | 0 | 0 | 0 | 0 |  |  |  |  | 0 | 0 | 0 | 0 | 0 | 0 | 0 | 0 | 0 | 0 |  |  |  |  | 0 | 0 | 0 | 0 | 0 | 0 | 0 | 0 | 0 | 0 |  |  |  |  | 0 | 0 | 0 | 0 | 0 | 0
PG&E Fresno Study Area | Waukena | 115 | 0 | 0 | 0 | 0 |  |  |  |  | 0 | 0 | 0 | 0 | 0 | 0 | 0 | 0 | 0 | 0 |  |  |  |  | 0 | 0 | 0 | 0 | 0 | 0 | 0 | 0 | 0 | 0 |  |  |  |  | 0 | 0 | 0 | 0 | 0 | 0
PG&E Greater Bay Study Area | Weber | 230 | 0 | 0 | 0 | 0 |  |  |  |  | 0 | 0 | 0 | 25 | 0 | 0 | 0 | 0 | 0 | 0 |  |  |  |  | 0 | 0 | 0 | 0 | 0 | 0 | 0 | 0 | 0 | 0 |  |  |  |  | 0 | 0 | 0 | 0 | 0 | 0
PG&E Fresno Study Area | West Fresno | 115 | 0 | 0 | 0 | 0 |  |  |  |  | 0 | 0 | 0 | 0 | 0 | 0 | 0 | 0 | 0 | 0 |  |  |  |  | 0 | 0 | 0 | 0 | 0 | 0 | 0 | 0 | 0 | 0 |  |  |  |  | 0 | 0 | 0 | 0 | 0 | 0
PG&E Fresno Study Area | Westley | 230 | 0 | 0 | 0 | 0 |  |  |  |  | 0 | 0 | 0 | 0 | 0 | 0 | 0 | 0 | 0 | 0 |  |  |  |  | 0 | 0 | 0 | 0 | 0 | 0 | 0 | 0 | 0 | 0 |  |  |  |  | 0 | 0 | 0 | 0 | 0 | 0
PG&E Fresno Study Area | New Sub - Westley - Quinto (Proposed) | 230 | 0 | 0 | 0 | 0 |  |  |  |  | 0 | 0 | 0 | 0 | 0 | 0 | 0 | 0 | 0 | 0 |  |  |  |  | 0 | 0 | 0 | 0 | 0 | 0 | 0 | 0 | 0 | 0 |  |  |  |  | 0 | 0 | 0 | 0 | 0 | 0
PG&E Kern Study Area | Westpark | 115 | 0 | 0 | 0 | 0 |  |  |  |  | 0 | 0 | 0 | 0 | 0 | 0 | 0 | 0 | 0 | 0 |  |  |  |  | 0 | 0 | 0 | 0 | 0 | 0 | 0 | 0 | 0 | 0 |  |  |  |  | 0 | 0 | 0 | 0 | 0 | 0
PG&E Kern Study Area | Wheeler Ridge | 230 | 0 | 0 | 0 | 0 |  |  |  |  | 0 | 100 | 0 | 0 | 0 | 0 | 0 | 0 | 0 | 0 |  |  |  |  | 0 | 200 | 0 | 0 | 0 | 0 | 0 | 0 | 0 | 0 |  |  |  |  | 0 | 0 | 0 | 0 | 0 | 0
PG&E Kern Study Area | New Sub - Midway - Wheeler Ridge (Proposed) | 230 | 0 | 0 | 0 | 0 |  |  |  |  | 0 | 0 | 0 | 0 | 0 | 0 | 0 | 0 | 0 | 0 |  |  |  |  | 0 | 0 | 150 | 92 | 0 | 0 | 0 | 0 | 0 | 0 |  |  |  |  | 0 | 0 | 0 | 0 | 0 | 0
SCE Northern Area | Whirlwind | 230 | 0 | 0 | 0 | 0 |  |  |  |  | 0 | 333 | 0 | 160.5 | 69 | 0 | 0 | 0 | 0 | 0 |  |  |  |  | 0 | 174 | 251 | 663 | 0 | 200 | 0 | 0 | 0 | 0 |  |  |  |  | 0 | 0 | 0 | 0 | 0 | 0
SCE Northern Area | Whirlwind | 500 | 0 | 0 | 0 | 0 |  |  |  |  | 0 | 0 | 0 | 0 | 0 | 0 | 0 | 0 | 0 | 0 |  |  |  |  | 0 | 0 | 0 | 0 | 0 | 0 | 0 | 0 | 0 | 0 |  |  |  |  | 0 | 0 | 0 | 0 | 0 | 0
PG&E Fresno Study Area | Wilson | 230 | 0 | 0 | 0 | 0 |  |  |  |  | 0 | 0 | 0 | 0 | 0 | 0 | 0 | 0 | 0 | 0 |  |  |  |  | 0 | 0 | 0 | 0 | 0 | 0 | 0 | 0 | 0 | 0 |  |  |  |  | 0 | 0 | 0 | 0 | 0 | 0
PG&E Fresno Study Area | Wilson | 115 | 0 | 0 | 0 | 0 |  |  |  |  | 0 | 0 | 0 | 0 | 0 | 0 | 0 | 0 | 0 | 0 |  |  |  |  | 0 | 0 | 0 | 0 | 0 | 0 | 0 | 0 | 0 | 0 |  |  |  |  | 0 | 0 | 0 | 0 | 0 | 0
PG&E Kern Study Area | Windgap PP | 230 | 0 | 0 | 0 | 0 |  |  |  |  | 0 | 0 | 0 | 0 | 0 | 0 | 0 | 0 | 0 | 0 |  |  |  |  | 0 | 0 | 0 | 0 | 0 | 0 | 0 | 0 | 0 | 0 |  |  |  |  | 0 | 0 | 0 | 0 | 0 | 0
SCE Northern Area | Windhub | 230 | 0 | 0 | 0 | 0 |  |  |  |  | 0 | 735 | 0 | 549 | 0 | 0 | 0 | 0 | 0 | 0 |  |  |  |  | 0 | 0 | 500 | 500 | 0 | 0 | 0 | 0 | 0 | 0 |  |  |  |  | 0 | 0 | 0 | 0 | 0 | 0
SCE Northern Area | Windhub | 500 | 0 | 0 | 0 | 0 |  |  |  |  | 0 | 0 | 0 | 0 | 0 | 0 | 0 | 0 | 0 | 0 |  |  |  |  | 0 | 0 | 0 | 0 | 0 | 0 | 0 | 0 | 0 | 0 |  |  |  |  | 0 | 0 | 0 | 0 | 0 | 0
PG&E North of Greater Bay Study Area | Woodland | 115 | 0 | 0 | 0 | 0 |  |  |  |  | 0 | 0 | 0 | 0 | 0 | 0 | 0 | 0 | 0 | 0 |  |  |  |  | 0 | 0 | 12 | 0 | 0 | 0 | 0 | 0 | 0 | 0 |  |  |  |  | 0 | 0 | 0 | 0 | 0 | 0
PG&E North of Greater Bay Study Area | Wyandotte | 115 | 0 | 0 | 0 | 0 |  |  |  |  | 0 | 0 | 0 | 0 | 0 | 0 | 0 | 0 | 0 | 0 |  |  |  |  | 0 | 0 | 0 | 0 | 0 | 0 | 0 | 0 | 0 | 0 |  |  |  |  | 0 | 0 | 0 | 0 | 0 | 0